{"text_format":"3","workbook":"xlsx","n_sheets":4,"sheets":["NEEDS v6_active","NEEDS v6_Retired_Through2021","NEEDS v6_New_Capacity_Hardwired","Key to Emission Control"],"not_rendered":{"external_links":3,"defined_names":298,"comments":1},"read":"whole","date_system":"1900"}

{"sheet":"NEEDS v6_active","index":0,"n_rows":18582,"n_cols":50,"rows_kept":2250,"cut":true,"bounds":{"rows_first":1000,"rows_last":250,"rows_between":1000,"halvings":1}}
["Plant Name","UniqueID_Final","ORIS Plant Code","Boiler/Generator/Committed Unit","Unit ID","CAMD Database UnitID","PlantType","Combustion Turbine/IC Engine","Region Name","State Name","State Code","County","County Code","FIPS5","Capacity (MW)","Heat Rate (Btu/kWh)","On Line Year","Retirement Year","Firing","Bottom","Cogen?","Modeled Fuels","Wet/DryScrubber","Scrubber_Online_Year","Scrubber Efficiency","NOx Comb Control","NOx Post-Comb Control","SCR_Online_Year","SNCR_Online_Year","PM Control","FlueGasConditioning_Flag","Mercury_Controls","ACI_Online_Year","Mercury_Controls Efficiency","SO2 Permit Rate (lbs/mmBtu)","Mode 1 NOx Rate (lbs/mmBtu)","Mode 2 NOx Rate (lbs/mmBtu)","Mode 3 NOx Rate  (lbs/mmBtu)","Mode 4 NOx Rate  (lbs/mmBtu)","Hg EMF for BIT","Hg EMF for SUB","Hg EMF for LIG","HCL Removal","DSI Unit","DSI Online Year","CCS","CCS Removal","C2G","C2G Online Year","BART Affected Unit"]
["Bankhead Dam","2_G_1",2,"G","1",null,"Hydro",null,"S_SOU","Alabama",1,"Tuscaloosa",125,"01125",56,0,1963,9999,null,null,"N","Hydro",{"$nulls":13},0,0,0,0]
["Barry","3_B_4",3,"B","4",4,"Coal Steam",null,"S_SOU","Alabama",1,"Mobile",97,"01097",362,10060,1969,9999,"tangential","dry","N","Bituminous",null,null,0.5,"LNC2","SNCR",null,"2006","ESPC","Yes","ACI",2016,null,1.8,0.452,0.29403,0.139,0.139,0.1,0.1,0.1,0.9,"Yes",2016]
["Barry","3_B_5",3,"B","5",5,"Coal Steam",null,"S_SOU","Alabama",1,"Mobile",97,"01097",726,10296,1971,9999,"tangential","dry","N","Bituminous","Wet Scrubber",2010,0.95,"LNC2","SCR",2008,null,"ESPC + WS","Yes","ACI",2016,null,1.8,0.3085,0.07604,0.3085,0.07604,0.1,0.1,0.1,0.99]
["Barry","3_G_A1CT",3,"G","A1CT",6,"Combined Cycle",null,"S_SOU","Alabama",1,"Mobile",97,"01097",154,7056,2000,9999,null,null,"N","Natural Gas",{"$nulls":3},"DLNB","SCR",{"$nulls":7},1E-3,0.00825,0.00825,0.00825,0.00825]
["Barry","3_G_A1CT2",3,"G","A1CT2",7,"Combined Cycle",null,"S_SOU","Alabama",1,"Mobile",97,"01097",154,7056,2000,9999,null,null,"N","Natural Gas",{"$nulls":3},"DLNB","SCR",{"$nulls":8},0.00825,0.00825,0.00825,0.00825]
["Barry","3_G_A1ST",3,"G","A1ST",null,"Combined Cycle",null,"S_SOU","Alabama",1,"Mobile",97,"01097",173,7056,2000,9999,null,null,"N","Natural Gas",{"$nulls":3},"DLNB","SCR",2000,{"$nulls":6},1E-3,0.00825,0.00825,0.00825,0.00825]
["Barry","3_G_A2C1",3,"G","A2C1",8,"Combined Cycle",null,"S_SOU","Alabama",1,"Mobile",97,"01097",154,7056,2000,9999,null,null,"N","Natural Gas",{"$nulls":3},"DLNB","SCR",{"$nulls":7},1E-3,8.09E-3,8.09E-3,8.09E-3,8.09E-3]
["Barry","3_G_A2C2",3,"G","A2C2",9,"Combined Cycle",null,"S_SOU","Alabama",1,"Mobile",97,"01097",154,7056,2000,9999,null,null,"N","Natural Gas",{"$nulls":3},"DLNB","SCR",{"$nulls":7},1E-3,8.09E-3,8.09E-3,8.09E-3,8.09E-3]
["Barry","3_G_A2ST",3,"G","A2ST",null,"Combined Cycle",null,"S_SOU","Alabama",1,"Mobile",97,"01097",173,7056,2000,9999,null,null,"N","Natural Gas",{"$nulls":3},"DLNB","SCR",2001,{"$nulls":6},1E-3,8.09E-3,8.09E-3,8.09E-3,8.09E-3]
["Walter Bouldin Dam","4_G_1",4,"G","1",null,"Hydro",null,"S_SOU","Alabama",1,"Elmore",51,"01051",75.3,0,1967,9999,null,null,"N","Hydro",{"$nulls":13},0,0,0,0]
["Walter Bouldin Dam","4_G_2",4,"G","2",null,"Hydro",null,"S_SOU","Alabama",1,"Elmore",51,"01051",75.3,0,1967,9999,null,null,"N","Hydro",{"$nulls":13},0,0,0,0]
["Walter Bouldin Dam","4_G_3",4,"G","3",null,"Hydro",null,"S_SOU","Alabama",1,"Elmore",51,"01051",75.3,0,1967,9999,null,null,"N","Hydro",{"$nulls":13},0,0,0,0]
["Gadsden","7_B_1",7,"B","1",11,"O/G Steam","","S_SOU","Alabama",1,"Etowah",55,"01055",64,14031,1949,9999,"tangential","","Y","Natural Gas","","","","","","","",{"$nulls":5},4,0.1089,0.1089,0.1089,0.1089]
["Gadsden","7_B_2",7,"B","2",12,"O/G Steam","","S_SOU","Alabama",1,"Etowah",55,"01055",66,14031,1949,9999,"tangential","","Y","Natural Gas","","","","","","","",{"$nulls":5},4,0.1144,0.1144,0.1144,0.1144]
["Copper","9_G_1",9,"G","1",90211,"Combustion Turbine",null,"WECC_NM","Texas",48,"El Paso",141,"48141",62,17468,1980,9999,null,null,"N","Natural Gas, Distillate Fuel Oil",{"$nulls":3},"H2O",{"$nulls":8},3,0.28254,0.28254,0.28254,0.28254]
["Greene County","10_B_1",10,"B","1",19,"O/G Steam",null,"S_SOU","Alabama",1,"Greene",63,"01063",254,10120,1965,9999,"cell","dry","N","Natural Gas",{"$nulls":3},"LNCB",{"$nulls":8},4,0.11743,0.11743,0.11743,0.11743]
["Greene County","10_B_2",10,"B","2",20,"O/G Steam",null,"S_SOU","Alabama",1,"Greene",63,"01063",254,10018,1966,9999,"wall","dry","N","Natural Gas",{"$nulls":3},"LNB + OFA",{"$nulls":8},4,0.12492,0.12492,0.12492,0.12492]
["Greene County","10_G_GT10",10,"G","GT10",21,"Combustion Turbine",null,"S_SOU","Alabama",1,"Greene",63,"01063",85,14380,1996,9999,null,null,"N","Natural Gas",{"$nulls":3},"H2O",{"$nulls":8},1E-3,0.08305,0.08305,0.08305,0.08305]
["Greene County","10_G_GT2",10,"G","GT2",22,"Combustion Turbine",null,"S_SOU","Alabama",1,"Greene",63,"01063",84,14380,1996,9999,null,null,"N","Natural Gas",{"$nulls":3},"H2O",{"$nulls":8},1E-3,0.08205,0.08205,0.08205,0.08205]
["Greene County","10_G_GT3",10,"G","GT3",23,"Combustion Turbine",null,"S_SOU","Alabama",1,"Greene",63,"01063",82,14380,1995,9999,null,null,"N","Natural Gas",{"$nulls":3},"H2O",{"$nulls":8},1E-3,0.07156,0.07156,0.07156,0.07156]
["Greene County","10_G_GT4",10,"G","GT4",24,"Combustion Turbine",null,"S_SOU","Alabama",1,"Greene",63,"01063",81,14380,1995,9999,null,null,"N","Natural Gas",{"$nulls":3},"H2O",{"$nulls":8},1E-3,0.08209,0.08209,0.08209,0.08209]
["Greene County","10_G_GT5",10,"G","GT5",25,"Combustion Turbine",null,"S_SOU","Alabama",1,"Greene",63,"01063",82,14380,1995,9999,null,null,"N","Natural Gas",{"$nulls":3},"H2O",{"$nulls":8},1E-3,0.06637,0.06637,0.06637,0.06637]
["Greene County","10_G_GT6",10,"G","GT6",26,"Combustion Turbine",null,"S_SOU","Alabama",1,"Greene",63,"01063",81,14380,1995,9999,null,null,"N","Natural Gas",{"$nulls":3},"H2O",{"$nulls":8},1E-3,0.06733,0.06733,0.06733,0.06733]
["Greene County","10_G_GT7",10,"G","GT7",27,"Combustion Turbine",null,"S_SOU","Alabama",1,"Greene",63,"01063",80,14380,1995,9999,null,null,"N","Natural Gas",{"$nulls":3},"H2O",{"$nulls":8},1E-3,0.08372,0.08372,0.08372,0.08372]
["Greene County","10_G_GT8",10,"G","GT8",28,"Combustion Turbine",null,"S_SOU","Alabama",1,"Greene",63,"01063",83,14380,1996,9999,null,null,"N","Natural Gas",{"$nulls":3},"H2O",{"$nulls":8},1E-3,0.07815,0.07815,0.07815,0.07815]
["Greene County","10_G_GT9",10,"G","GT9",29,"Combustion Turbine",null,"S_SOU","Alabama",1,"Greene",63,"01063",82,14380,1996,9999,null,null,"N","Natural Gas",{"$nulls":3},"H2O",{"$nulls":8},1E-3,0.07458,0.07458,0.07458,0.07458]
["H Neely Henry Dam","11_G_1",11,"G","1",null,"Hydro",null,"S_SOU","Alabama",1,"Calhoun",15,"01015",23.3,0,1966,9999,null,null,"N","Hydro",{"$nulls":13},0,0,0,0]
["H Neely Henry Dam","11_G_2",11,"G","2",null,"Hydro",null,"S_SOU","Alabama",1,"Calhoun",15,"01015",23.3,0,1966,9999,null,null,"N","Hydro",{"$nulls":13},0,0,0,0]
["H Neely Henry Dam","11_G_3",11,"G","3",null,"Hydro",null,"S_SOU","Alabama",1,"Calhoun",15,"01015",23.4,0,1966,9999,null,null,"N","Hydro",{"$nulls":13},0,0,0,0]
["Holt Dam","12_G_1",12,"G","1",null,"Hydro",null,"S_SOU","Alabama",1,"Tuscaloosa",125,"01125",45,0,1968,9999,null,null,"N","Hydro",{"$nulls":13},0,0,0,0]
["Jordan Dam","13_G_1",13,"G","1",null,"Hydro",null,"S_SOU","Alabama",1,"Elmore",51,"01051",25,0,1929,9999,null,null,"N","Hydro",{"$nulls":13},0,0,0,0]
["Jordan Dam","13_G_2",13,"G","2",null,"Hydro",null,"S_SOU","Alabama",1,"Elmore",51,"01051",25,0,1929,9999,null,null,"N","Hydro",{"$nulls":13},0,0,0,0]
["Jordan Dam","13_G_3",13,"G","3",null,"Hydro",null,"S_SOU","Alabama",1,"Elmore",51,"01051",25,0,1929,9999,null,null,"N","Hydro",{"$nulls":13},0,0,0,0]
["Jordan Dam","13_G_4",13,"G","4",null,"Hydro",null,"S_SOU","Alabama",1,"Elmore",51,"01051",25,0,1929,9999,null,null,"N","Hydro",{"$nulls":13},0,0,0,0]
["Logan Martin Dam","14_G_1",14,"G","1",null,"Hydro",null,"S_SOU","Alabama",1,"Talladega",121,"01121",45,0,1964,9999,null,null,"N","Hydro",{"$nulls":13},0,0,0,0]
["Logan Martin Dam","14_G_2",14,"G","2",null,"Hydro",null,"S_SOU","Alabama",1,"Talladega",121,"01121",45,0,1964,9999,null,null,"N","Hydro",{"$nulls":13},0,0,0,0]
["Logan Martin Dam","14_G_3",14,"G","3",null,"Hydro",null,"S_SOU","Alabama",1,"Talladega",121,"01121",45,0,1964,9999,null,null,"N","Hydro",{"$nulls":13},0,0,0,0]
["Lay Dam","15_G_1",15,"G","1",null,"Hydro",null,"S_SOU","Alabama",1,"Chilton",21,"01021",29.8,0,1968,9999,null,null,"N","Hydro",{"$nulls":13},0,0,0,0]
["Lay Dam","15_G_2",15,"G","2",null,"Hydro",null,"S_SOU","Alabama",1,"Chilton",21,"01021",29.8,0,1968,9999,null,null,"N","Hydro",{"$nulls":13},0,0,0,0]
["Lay Dam","15_G_3",15,"G","3",null,"Hydro",null,"S_SOU","Alabama",1,"Chilton",21,"01021",29.8,0,1967,9999,null,null,"N","Hydro",{"$nulls":13},0,0,0,0]
["Lay Dam","15_G_4",15,"G","4",null,"Hydro",null,"S_SOU","Alabama",1,"Chilton",21,"01021",29.8,0,1967,9999,null,null,"N","Hydro",{"$nulls":13},0,0,0,0]
["Lay Dam","15_G_5",15,"G","5",null,"Hydro",null,"S_SOU","Alabama",1,"Chilton",21,"01021",29.8,0,1967,9999,null,null,"N","Hydro",{"$nulls":13},0,0,0,0]
["Lay Dam","15_G_6",15,"G","6",null,"Hydro",null,"S_SOU","Alabama",1,"Chilton",21,"01021",29.8,0,1967,9999,null,null,"N","Hydro",{"$nulls":13},0,0,0,0]
["Martin Dam","16_G_1",16,"G","1",null,"Hydro",null,"S_SOU","Alabama",1,"Elmore",51,"01051",46.5,0,1927,9999,null,null,"N","Hydro",{"$nulls":13},0,0,0,0]
["Martin Dam","16_G_2",16,"G","2",null,"Hydro",null,"S_SOU","Alabama",1,"Elmore",51,"01051",46.5,0,1927,9999,null,null,"N","Hydro",{"$nulls":13},0,0,0,0]
["Martin Dam","16_G_3",16,"G","3",null,"Hydro",null,"S_SOU","Alabama",1,"Elmore",51,"01051",46.5,0,1927,9999,null,null,"N","Hydro",{"$nulls":13},0,0,0,0]
["Martin Dam","16_G_4",16,"G","4",null,"Hydro",null,"S_SOU","Alabama",1,"Elmore",51,"01051",46.5,0,1952,9999,null,null,"N","Hydro",{"$nulls":13},0,0,0,0]
["Mitchell Dam","17_G_4",17,"G","4",null,"Hydro",null,"S_SOU","Alabama",1,"Coosa",37,"01037",19.5,0,1949,9999,null,null,"N","Hydro",{"$nulls":13},0,0,0,0]
["Mitchell Dam","17_G_5",17,"G","5",null,"Hydro",null,"S_SOU","Alabama",1,"Coosa",37,"01037",48.8,0,1985,9999,null,null,"N","Hydro",{"$nulls":13},0,0,0,0]
["Mitchell Dam","17_G_6",17,"G","6",null,"Hydro",null,"S_SOU","Alabama",1,"Coosa",37,"01037",48.8,0,1985,9999,null,null,"N","Hydro",{"$nulls":13},0,0,0,0]
["Mitchell Dam","17_G_7",17,"G","7",null,"Hydro",null,"S_SOU","Alabama",1,"Coosa",37,"01037",48.8,0,1985,9999,null,null,"N","Hydro",{"$nulls":13},0,0,0,0]
["Lewis Smith Dam","18_G_1",18,"G","1",null,"Hydro",null,"S_SOU","Alabama",1,"Walker",127,"01127",90,0,1961,9999,null,null,"N","Hydro",{"$nulls":13},0,0,0,0]
["Lewis Smith Dam","18_G_2",18,"G","2",null,"Hydro",null,"S_SOU","Alabama",1,"Walker",127,"01127",90,0,1962,9999,null,null,"N","Hydro",{"$nulls":13},0,0,0,0]
["Thurlow Dam","19_G_1",19,"G","1",null,"Hydro",null,"S_SOU","Alabama",1,"Elmore",51,"01051",34,0,1931,9999,null,null,"N","Hydro",{"$nulls":13},0,0,0,0]
["Thurlow Dam","19_G_2",19,"G","2",null,"Hydro",null,"S_SOU","Alabama",1,"Elmore",51,"01051",34,0,1931,9999,null,null,"N","Hydro",{"$nulls":13},0,0,0,0]
["Thurlow Dam","19_G_3",19,"G","3",null,"Hydro",null,"S_SOU","Alabama",1,"Elmore",51,"01051",10,0,1931,9999,null,null,"N","Hydro",{"$nulls":13},0,0,0,0]
["Weiss Dam","20_G_1",20,"G","1",null,"Hydro",null,"S_SOU","Alabama",1,"Cherokee",19,"01019",24.7,0,1962,9999,null,null,"N","Hydro",{"$nulls":13},0,0,0,0]
["Weiss Dam","20_G_2",20,"G","2",null,"Hydro",null,"S_SOU","Alabama",1,"Cherokee",19,"01019",24.7,0,1961,9999,null,null,"N","Hydro",{"$nulls":13},0,0,0,0]
["Weiss Dam","20_G_3",20,"G","3",null,"Hydro",null,"S_SOU","Alabama",1,"Cherokee",19,"01019",24.7,0,1961,9999,null,null,"N","Hydro",{"$nulls":13},0,0,0,0]
["Yates Dam","21_G_1",21,"G","1",null,"Hydro",null,"S_SOU","Alabama",1,"Elmore",51,"01051",23.5,0,1928,9999,null,null,"N","Hydro",{"$nulls":13},0,0,0,0]
["Yates Dam","21_G_2",21,"G","2",null,"Hydro",null,"S_SOU","Alabama",1,"Elmore",51,"01051",23.5,0,1928,9999,null,null,"N","Hydro",{"$nulls":13},0,0,0,0]
["E C Gaston","26_B_1",26,"B","1",30,"O/G Steam",null,"S_SOU","Alabama",1,"Shelby",117,"01117",254,10005,1960,9999,"wall","dry","N","Natural Gas",{"$nulls":3},"LNB + OFA",{"$nulls":8},3.8,0.13227,0.13227,0.13227,0.13227]
["E C Gaston","26_B_2",26,"B","2",31,"O/G Steam",null,"S_SOU","Alabama",1,"Shelby",117,"01117",256,10085,1960,9999,"wall","dry","N","Natural Gas",{"$nulls":3},"LNB",{"$nulls":8},3.8,0.14698,0.14698,0.14698,0.14698]
["E C Gaston","26_B_3",26,"B","3",32,"O/G Steam",null,"S_SOU","Alabama",1,"Shelby",117,"01117",254,10177,1961,9999,"wall","dry","N","Natural Gas",{"$nulls":3},"LNB",{"$nulls":8},3.8,0.13066,0.13066,0.13066,0.13066]
["E C Gaston","26_B_4",26,"B","4",33,"O/G Steam",null,"S_SOU","Alabama",1,"Shelby",117,"01117",256,10066,1962,9999,"wall","dry","N","Natural Gas",{"$nulls":3},"LNB",{"$nulls":8},3.8,0.12939,0.12939,0.12939,0.12939]
["E C Gaston","26_B_5",26,"B","5",34,"Coal Steam",null,"S_SOU","Alabama",1,"Shelby",117,"01117",832,9986,1974,9999,"tangential","dry","N","Bituminous","Wet Scrubber",2010,0.95,"LNC2","SCR",2006,null,"ESPH + B + WS","Yes","ACI",2016,null,3.8,0.2397,0.07669,0.2397,0.07669,0.1,0.1,0.1,0.99]
["E C Gaston","26_G_GT4",26,"G","GT4",null,"Combustion Turbine",null,"S_SOU","Alabama",1,"Shelby",117,"01117",16,22414,1970,9999,null,null,"N","Distillate Fuel Oil",{"$nulls":12},0.5,0.82155,0.82155,0.82155,0.82155]
["Madelia","30_G_1",30,"G","1",null,"Combustion Turbine","IC Engine","MIS_MNWI","Minnesota",27,"Watonwan",165,"27165",3.1,12822,2001,9999,null,null,"N","Natural Gas, Distillate Fuel Oil",{"$nulls":13},0.79266,0.79266,0.79266,0.79266]
["Madelia","30_G_2",30,"G","2",null,"Combustion Turbine","IC Engine","MIS_MNWI","Minnesota",27,"Watonwan",165,"27165",1.5,12822,1965,9999,null,null,"N","Natural Gas, Distillate Fuel Oil",{"$nulls":13},0.79266,0.79266,0.79266,0.79266]
["Madelia","30_G_3",30,"G","3",null,"Combustion Turbine","IC Engine","MIS_MNWI","Minnesota",27,"Watonwan",165,"27165",0.9,12822,1959,9999,null,null,"N","Natural Gas, Distillate Fuel Oil",{"$nulls":13},0.79266,0.79266,0.79266,0.79266]
["Madelia","30_G_4",30,"G","4",null,"Combustion Turbine","IC Engine","MIS_MNWI","Minnesota",27,"Watonwan",165,"27165",3.7,12822,1973,9999,null,null,"N","Natural Gas, Distillate Fuel Oil",{"$nulls":13},0.79266,0.79266,0.79266,0.79266]
["Madelia","30_G_5",30,"G","5",null,"Combustion Turbine","IC Engine","MIS_MNWI","Minnesota",27,"Watonwan",165,"27165",1.1,12822,1954,9999,null,null,"N","Natural Gas, Distillate Fuel Oil",{"$nulls":13},0.79266,0.79266,0.79266,0.79266]
["Rollins","34_G_1P",34,"G","1P",null,"Hydro",null,"WEC_CALN","California",6,"Placer",61,"06061",12.1,0,1980,9999,null,null,"N","Hydro",{"$nulls":13},0,0,0,0]
["Millers Ferry","38_G_1",38,"G","1",null,"Hydro",null,"S_SOU","Alabama",1,"Wilcox",131,"01131",30,0,1970,9999,null,null,"N","Hydro",{"$nulls":13},0,0,0,0]
["Millers Ferry","38_G_2",38,"G","2",null,"Hydro",null,"S_SOU","Alabama",1,"Wilcox",131,"01131",30,0,1970,9999,null,null,"N","Hydro",{"$nulls":13},0,0,0,0]
["Millers Ferry","38_G_3",38,"G","3",null,"Hydro",null,"S_SOU","Alabama",1,"Wilcox",131,"01131",30,0,1970,9999,null,null,"N","Hydro",{"$nulls":13},0,0,0,0]
["Browns Ferry","46_G_1",46,"G","1",null,"Nuclear",null,"S_C_TVA","Alabama",1,"Limestone",83,"01083",1265.5,10456,1974,2054,null,null,"N","Nuclear Fuel",{"$nulls":13},0,0,0,0]
["Browns Ferry","46_G_2",46,"G","2",null,"Nuclear",null,"S_C_TVA","Alabama",1,"Limestone",83,"01083",1268.4,10456,1975,2055,null,null,"N","Nuclear Fuel",{"$nulls":13},0,0,0,0]
["Browns Ferry","46_G_3",46,"G","3",null,"Nuclear",null,"S_C_TVA","Alabama",1,"Limestone",83,"01083",1269.6,10456,1977,2057,null,null,"N","Nuclear Fuel",{"$nulls":13},0,0,0,0]
["Colbert","47_G_GT1",47,"G","GT1",88150,"Combustion Turbine",null,"S_C_TVA","Alabama",1,"Colbert",33,"01033",45.4,15039,1972,9999,null,null,"N","Natural Gas, Distillate Fuel Oil",{"$nulls":12},4,0.43593,0.43593,0.43593,0.43593]
["Colbert","47_G_GT2",47,"G","GT2",88151,"Combustion Turbine",null,"S_C_TVA","Alabama",1,"Colbert",33,"01033",45.4,15044,1972,9999,null,null,"N","Natural Gas, Distillate Fuel Oil",{"$nulls":12},4,0.42868,0.42868,0.42868,0.42868]
["Colbert","47_G_GT3",47,"G","GT3",88152,"Combustion Turbine",null,"S_C_TVA","Alabama",1,"Colbert",33,"01033",45.4,15044,1972,9999,null,null,"N","Natural Gas, Distillate Fuel Oil",{"$nulls":12},4,0.41631,0.41631,0.41631,0.41631]
["Colbert","47_G_GT4",47,"G","GT4",88153,"Combustion Turbine",null,"S_C_TVA","Alabama",1,"Colbert",33,"01033",45.4,15044,1972,9999,null,null,"N","Natural Gas, Distillate Fuel Oil",{"$nulls":12},4,0.41586,0.41586,0.41586,0.41586]
["Colbert","47_G_GT5",47,"G","GT5",88154,"Combustion Turbine",null,"S_C_TVA","Alabama",1,"Colbert",33,"01033",45.4,15044,1972,9999,null,null,"N","Natural Gas, Distillate Fuel Oil",{"$nulls":12},4,0.40593,0.40593,0.40593,0.40593]
["Colbert","47_G_GT6",47,"G","GT6",88155,"Combustion Turbine",null,"S_C_TVA","Alabama",1,"Colbert",33,"01033",45.4,15044,1972,9999,null,null,"N","Natural Gas, Distillate Fuel Oil",{"$nulls":12},4,0.42127,0.42127,0.42127,0.42127]
["Colbert","47_G_GT7",47,"G","GT7",88156,"Combustion Turbine",null,"S_C_TVA","Alabama",1,"Colbert",33,"01033",45.4,15044,1972,9999,null,null,"N","Natural Gas, Distillate Fuel Oil",{"$nulls":12},4,0.41193,0.41193,0.41193,0.41193]
["Colbert","47_G_GT8",47,"G","GT8",88157,"Combustion Turbine",null,"S_C_TVA","Alabama",1,"Colbert",33,"01033",45.4,15044,1972,9999,null,null,"N","Natural Gas, Distillate Fuel Oil",{"$nulls":12},4,0.43315,0.43315,0.43315,0.43315]
["Guntersville","48_G_1",48,"G","1",null,"Hydro",null,"S_C_TVA","Alabama",1,"Marshall",95,"01095",31,0,1939,9999,null,null,"N","Hydro",{"$nulls":13},0,0,0,0]
["Guntersville","48_G_2",48,"G","2",null,"Hydro",null,"S_C_TVA","Alabama",1,"Marshall",95,"01095",30.6,0,1939,9999,null,null,"N","Hydro",{"$nulls":13},0,0,0,0]
["Guntersville","48_G_3",48,"G","3",null,"Hydro",null,"S_C_TVA","Alabama",1,"Marshall",95,"01095",29.8,0,1939,9999,null,null,"N","Hydro",{"$nulls":13},0,0,0,0]
["Guntersville","48_G_4",48,"G","4",null,"Hydro",null,"S_C_TVA","Alabama",1,"Marshall",95,"01095",31.3,0,1952,9999,null,null,"N","Hydro",{"$nulls":13},0,0,0,0]
["Wheeler Dam","49_G_1",49,"G","1",null,"Hydro",null,"S_C_TVA","Alabama",1,"Lawrence",79,"01079",34.1,0,1936,9999,null,null,"N","Hydro",{"$nulls":13},0,0,0,0]
["Wheeler Dam","49_G_10",49,"G","10",null,"Hydro",null,"S_C_TVA","Alabama",1,"Lawrence",79,"01079",41.9,0,1963,9999,null,null,"N","Hydro",{"$nulls":13},0,0,0,0]
["Wheeler Dam","49_G_11",49,"G","11",null,"Hydro",null,"S_C_TVA","Alabama",1,"Lawrence",79,"01079",41.9,0,1963,9999,null,null,"N","Hydro",{"$nulls":13},0,0,0,0]
["Wheeler Dam","49_G_2",49,"G","2",null,"Hydro",null,"S_C_TVA","Alabama",1,"Lawrence",79,"01079",33.2,0,1937,9999,null,null,"N","Hydro",{"$nulls":13},0,0,0,0]
["Wheeler Dam","49_G_3",49,"G","3",null,"Hydro",null,"S_C_TVA","Alabama",1,"Lawrence",79,"01079",33.6,0,1941,9999,null,null,"N","Hydro",{"$nulls":13},0,0,0,0]
["Wheeler Dam","49_G_4",49,"G","4",null,"Hydro",null,"S_C_TVA","Alabama",1,"Lawrence",79,"01079",33.4,0,1941,9999,null,null,"N","Hydro",{"$nulls":13},0,0,0,0]
["Wheeler Dam","49_G_5",49,"G","5",null,"Hydro",null,"S_C_TVA","Alabama",1,"Lawrence",79,"01079",34.7,0,1948,9999,null,null,"N","Hydro",{"$nulls":13},0,0,0,0]
["Wheeler Dam","49_G_6",49,"G","6",null,"Hydro",null,"S_C_TVA","Alabama",1,"Lawrence",79,"01079",34.6,0,1949,9999,null,null,"N","Hydro",{"$nulls":13},0,0,0,0]
["Wheeler Dam","49_G_7",49,"G","7",null,"Hydro",null,"S_C_TVA","Alabama",1,"Lawrence",79,"01079",34.4,0,1949,9999,null,null,"N","Hydro",{"$nulls":13},0,0,0,0]
["Wheeler Dam","49_G_8",49,"G","8",null,"Hydro",null,"S_C_TVA","Alabama",1,"Lawrence",79,"01079",34.5,0,1950,9999,null,null,"N","Hydro",{"$nulls":13},0,0,0,0]
["Wheeler Dam","49_G_9",49,"G","9",null,"Hydro",null,"S_C_TVA","Alabama",1,"Lawrence",79,"01079",41.9,0,1962,9999,null,null,"N","Hydro",{"$nulls":13},0,0,0,0]
["Dolet Hills","51_B_1",51,"B","1",48,"Coal Steam",null,"MIS_LA","Louisiana",22,"Desoto",31,"22031",641,11341,1986,9999,"wall","dry","N","Lignite, Subbituminous","Wet Scrubber",1986,0.76,"LNBO","SNCR",null,"2013","B","NA","ACI",2014,null,1.2,0.19512,0.19512,0.19512,0.19512,0.1,0.1,0.1,0.81,"Yes",2014]
["Gantt","53_G_4",53,"G","4",null,"Hydro",null,"S_SOU","Alabama",1,"Covington",39,"01039",1.8,0,1985,9999,null,null,"N","Hydro",{"$nulls":13},0,0,0,0]
["J K Smith","54_G_GT1",54,"G","GT1",50,"Combustion Turbine",null,"PJM_West","Kentucky",21,"Clark",49,"21049",104,12072,1999,9999,null,null,"N","Natural Gas",{"$nulls":3},"H2O",{"$nulls":9},0.05539,0.05539,0.05539,0.05539]
["J K Smith","54_G_GT10",54,"G","GT10",90542,"Combustion Turbine",null,"PJM_West","Kentucky",21,"Clark",49,"21049",88,12072,2010,9999,null,null,"N","Natural Gas",{"$nulls":3},"H2O","SCR",{"$nulls":8},0.01277,0.01277,0.01277,0.01277]
["J K Smith","54_G_GT2",54,"G","GT2",51,"Combustion Turbine",null,"PJM_West","Kentucky",21,"Clark",49,"21049",104,12072,1999,9999,null,null,"N","Natural Gas",{"$nulls":3},"H2O",{"$nulls":9},0.06924,0.06924,0.06924,0.06924]
["J K Smith","54_G_GT3",54,"G","GT3",52,"Combustion Turbine",null,"PJM_West","Kentucky",21,"Clark",49,"21049",104,12072,1999,9999,null,null,"N","Natural Gas",{"$nulls":3},"H2O",{"$nulls":9},0.06845,0.06845,0.06845,0.06845]
["J K Smith","54_G_GT4",54,"G","GT4",9271,"Combustion Turbine",null,"PJM_West","Kentucky",21,"Clark",49,"21049",74,12072,2001,9999,null,null,"N","Natural Gas",{"$nulls":3},"DLNB + H2O",{"$nulls":9},0.03034,0.03034,0.03034,0.03034]
["J K Smith","54_G_GT5",54,"G","GT5",9272,"Combustion Turbine",null,"PJM_West","Kentucky",21,"Clark",49,"21049",74,12072,2001,9999,null,null,"N","Natural Gas",{"$nulls":3},"DLNB + H2O",{"$nulls":9},0.03588,0.03588,0.03588,0.03588]
["J K Smith","54_G_GT6",54,"G","GT6",89572,"Combustion Turbine",null,"PJM_West","Kentucky",21,"Clark",49,"21049",74,12072,2005,9999,null,null,"N","Natural Gas",{"$nulls":3},"DLNB + H2O",{"$nulls":9},0.03628,0.03628,0.03628,0.03628]
["J K Smith","54_G_GT7",54,"G","GT7",89573,"Combustion Turbine",null,"PJM_West","Kentucky",21,"Clark",49,"21049",74,12072,2005,9999,null,null,"N","Natural Gas",{"$nulls":3},"DLNB + H2O",{"$nulls":9},0.03583,0.03583,0.03583,0.03583]
["J K Smith","54_G_GT9",54,"G","GT9",90541,"Combustion Turbine",null,"PJM_West","Kentucky",21,"Clark",49,"21049",88,12072,2010,9999,null,null,"N","Natural Gas",{"$nulls":3},"H2O","SCR",{"$nulls":8},0.01421,0.01421,0.01421,0.01421]
["Point A","55_G_1",55,"G","1",null,"Hydro",null,"S_SOU","Alabama",1,"Covington",39,"01039",1.8,0,1925,9999,null,null,"N","Hydro",{"$nulls":13},0,0,0,0]
["Point A","55_G_2",55,"G","2",null,"Hydro",null,"S_SOU","Alabama",1,"Covington",39,"01039",1.8,0,1925,9999,null,null,"N","Hydro",{"$nulls":13},0,0,0,0]
["Point A","55_G_3",55,"G","3",null,"Hydro",null,"S_SOU","Alabama",1,"Covington",39,"01039",1.8,0,1949,9999,null,null,"N","Hydro",{"$nulls":13},0,0,0,0]
["Platte","59_B_1",59,"B","1",56,"Coal Steam",null,"SPP_NEBR","Nebraska",31,"Hall",79,"31079",100,11613,1982,9999,"tangential","dry","N","Subbituminous","Dry Scrubber",2014,0.911,"LNC3",{"$nulls":3},"ESPH + B","No","ACI",2016,null,0.745,0.17916,0.17916,0.17916,0.17916,0.1,0.1,0.1,0.9600000000000001]
["Whelan Energy Center","60_B_1",60,"B","1",57,"Coal Steam",null,"SPP_NEBR","Nebraska",31,"Adams",1,"31001",77,10427,1981,9999,"tangential","dry","N","Subbituminous",{"$nulls":3},"OFA",{"$nulls":3},"ESPC","No","ACI",2016,null,0.696,0.16007,0.16007,0.139,0.139,0.1,0.1,0.1]
["Whelan Energy Center","60_B_2",60,"B","2",90669,"Coal Steam",null,"SPP_NEBR","Nebraska",31,"Adams",1,"31001",232,10439,2011,9999,"wall","dry","N","Subbituminous","Dry Scrubber",2011,0.905,"LNB + NH3 + OFA","SCR",2011,null,"B","NA","ACI",2015,null,0.12,0.06999,0.06999,0.06999,0.06999,0.1,0.1,0.1,0.9550000000000001]
["Venice Hydro","72_G_1",72,"G","1",null,"Hydro",null,"WECC_SCE","California",6,"Los Angeles",37,"06037",10.1,0,1982,9999,null,null,"N","Hydro",{"$nulls":13},0,0,0,0]
["Escalante","87_B_1",87,"B","1",59,"Coal Steam",null,"WECC_NM","New Mexico",35,"Mckinley",31,"35031",247,11085,1984,9999,"tangential","dry","N","Subbituminous","Wet Scrubber",1984,0.95,"LNB",{"$nulls":3},"B","NA","ACI",2016,null,0.2,0.35902,0.35902,0.139,0.139,0.1,0.1,0.1,0.99]
["Ashokan","88_G_1",88,"G","1",null,"Hydro",null,"NY_Z_G-I","New York",36,"Ulster",111,"36111",2.3,0,1982,9999,null,null,"N","Hydro",{"$nulls":13},0,0,0,0]
["Ashokan","88_G_2",88,"G","2",null,"Hydro",null,"NY_Z_G-I","New York",36,"Ulster",111,"36111",2.3,0,1982,9999,null,null,"N","Hydro",{"$nulls":13},0,0,0,0]
["Frederickson","99_G_1",99,"G","1",null,"Combustion Turbine",null,"WECC_PNW","Washington",53,"Pierce",53,"53053",67,21119,1981,9999,null,null,"N","Natural Gas, Distillate Fuel Oil",{"$nulls":12},2.63,0.31837,0.31837,0.31837,0.31837]
["Frederickson","99_G_2",99,"G","2",null,"Combustion Turbine",null,"WECC_PNW","Washington",53,"Pierce",53,"53053",67,21119,1981,9999,null,null,"N","Natural Gas, Distillate Fuel Oil",{"$nulls":12},2.63,0.31837,0.31837,0.31837,0.31837]
["South Consolidated","100_G_SC1",100,"G","SC1",null,"Hydro",null,"WECC_AZ","Arizona",4,"Maricopa",13,"04013",1.4,0,1981,9999,null,null,"N","Hydro",{"$nulls":13},0,0,0,0]
["J S Eastwood","104_G_1",104,"G","1",null,"Pumped Storage",null,"WEC_CALN","California",6,"Fresno",19,"06019",199.8,0,1987,9999,null,null,"N","Pumped Storage",{"$nulls":13},0,0,0,0]
["Holcomb","108_B_SGU1",108,"B","SGU1",60,"Coal Steam",null,"SPP_N","Kansas",20,"Finney",55,"20055",359,11151,1983,9999,"wall","dry","N","Subbituminous","Dry Scrubber",1983,0.8,"LNB + OFA + STC",{"$nulls":3},"B","NA","ACI",2016,null,0.48,0.18754,0.18754,0.18754,0.18754,0.1,0.1,0.1,0.8500000000000001]
["Cholla","113_B_1",113,"B","1",62,"Coal Steam",null,"WECC_AZ","Arizona",4,"Navajo",17,"04017",116,10525,1962,9999,"tangential","dry","N","Bituminous, Subbituminous","Wet Scrubber",1973,0.9,"LNB + OFA",{"$nulls":3},"B","NA","ACI",2016,null,1,0.16318,0.16318,0.139,0.139,0.1,0.1,0.1,0.9500000000000001,{"$nulls":6},"Yes"]
["Cholla","113_B_3",113,"B","3",64,"Coal Steam",null,"WECC_AZ","Arizona",4,"Navajo",17,"04017",271,10661,1980,9999,"tangential","dry","N","Bituminous, Subbituminous","Wet Scrubber",2009,0.94,"LNC3",{"$nulls":3},"B","NA","ACI",2016,null,0.8,0.18555,0.18555,0.18555,0.18555,0.1,0.1,0.1,0.99,{"$nulls":6},"Yes"]
["Cholla","113_B_4",113,"B","4",65,"Coal Steam",null,"WECC_AZ","Arizona",4,"Navajo",17,"04017",380,10541,1981,9999,"tangential","dry","N","Bituminous, Subbituminous","Wet Scrubber",2008,0.94,"LNC3",{"$nulls":3},"B","NA","ACI",2016,null,0.15,0.17467,0.17467,0.17467,0.17467,0.1,0.1,0.1,0.99,{"$nulls":4},"C2G/Retire","2025","Yes"]
["Douglas","114_G_1",114,"G","1",null,"Combustion Turbine",null,"WECC_AZ","Arizona",4,"Cochise",3,"04003",15,22978,1972,9999,null,null,"N","Distillate Fuel Oil",{"$nulls":12},1,0.82155,0.82155,0.82155,0.82155]
["Ocotillo","116_G_GT1",116,"G","GT1",null,"Combustion Turbine",null,"WECC_AZ","Arizona",4,"Maricopa",13,"04013",50,23362,1972,9999,null,null,"N","Natural Gas, Distillate Fuel Oil",{"$nulls":12},0.8,0.27549,0.27549,0.27549,0.27549]
["Ocotillo","116_G_GT2",116,"G","GT2",null,"Combustion Turbine",null,"WECC_AZ","Arizona",4,"Maricopa",13,"04013",50,23364,1973,9999,null,null,"N","Natural Gas, Distillate Fuel Oil",{"$nulls":12},0.8,0.27549,0.27549,0.27549,0.27549]
["West Phoenix","117_G_1B",117,"G","1B",null,"Combined Cycle",null,"WECC_AZ","Arizona",4,"Maricopa",13,"04013",85,11404,1976,9999,"Other",null,"N","Natural Gas, Distillate Fuel Oil",{"$nulls":13},0.10585,0.10585,0.10585,0.10585]
["West Phoenix","117_G_2B",117,"G","2B",null,"Combined Cycle",null,"WECC_AZ","Arizona",4,"Maricopa",13,"04013",85,11392,1976,9999,"Other",null,"N","Natural Gas, Distillate Fuel Oil",{"$nulls":13},0.10585,0.10585,0.10585,0.10585]
["West Phoenix","117_G_3B",117,"G","3B",null,"Combined Cycle",null,"WECC_AZ","Arizona",4,"Maricopa",13,"04013",85,11363,1976,9999,"Other",null,"N","Natural Gas, Distillate Fuel Oil",{"$nulls":13},0.10585,0.10585,0.10585,0.10585]
["West Phoenix","117_G_C4-1",117,"G","C4-1",70,"Combined Cycle",null,"WECC_AZ","Arizona",4,"Maricopa",13,"04013",68,8062,2001,9999,null,null,"N","Natural Gas",{"$nulls":3},"DLNB",{"$nulls":9},0.03074,0.03074,0.03074,0.03074]
["West Phoenix","117_G_C4-2",117,"G","C4-2",null,"Combined Cycle",null,"WECC_AZ","Arizona",4,"Maricopa",13,"04013",39,8062,2001,9999,null,null,"N","Natural Gas",{"$nulls":3},"DLNB",{"$nulls":9},0.03074,0.03074,0.03074,0.03074]
["West Phoenix","117_G_C5-1",117,"G","C5-1",71,"Combined Cycle",null,"WECC_AZ","Arizona",4,"Maricopa",13,"04013",160,8062,2003,9999,null,null,"N","Natural Gas",{"$nulls":3},"DLNB","SCR",{"$nulls":8},0.01717,0.01717,0.01717,0.01717]
["West Phoenix","117_G_C5-2",117,"G","C5-2",88097,"Combined Cycle",null,"WECC_AZ","Arizona",4,"Maricopa",13,"04013",160,8062,2003,9999,null,null,"N","Natural Gas",{"$nulls":3},"DLNB","SCR",{"$nulls":8},0.01717,0.01717,0.01717,0.01717]
["West Phoenix","117_G_C5-3",117,"G","C5-3",null,"Combined Cycle",null,"WECC_AZ","Arizona",4,"Maricopa",13,"04013",150,8062,2003,9999,null,null,"N","Natural Gas",{"$nulls":3},"DLNB + NH3","SCR",2003,{"$nulls":7},0.01717,0.01717,0.01717,0.01717]
["West Phoenix","117_G_GT1",117,"G","GT1",null,"Combustion Turbine",null,"WECC_AZ","Arizona",4,"Maricopa",13,"04013",50,25000,1972,9999,null,null,"N","Natural Gas, Distillate Fuel Oil",{"$nulls":12},0.8,0.27549,0.27549,0.27549,0.27549]
["West Phoenix","117_G_GT2",117,"G","GT2",null,"Combustion Turbine",null,"WECC_AZ","Arizona",4,"Maricopa",13,"04013",50,25000,1973,9999,null,null,"N","Natural Gas, Distillate Fuel Oil",{"$nulls":12},0.8,0.27549,0.27549,0.27549,0.27549]
["Saguaro","118_G_GE1",118,"G","GE1",8250,"Combustion Turbine",null,"WECC_AZ","Arizona",4,"Pinal",21,"04021",76,15225,2002,9999,null,null,"N","Natural Gas",{"$nulls":3},"DLNB",{"$nulls":8},0.8,0.04126,0.04126,0.04126,0.04126]
["Saguaro","118_G_GT1",118,"G","GT1",null,"Combustion Turbine",null,"WECC_AZ","Arizona",4,"Pinal",21,"04021",50,15225,1972,9999,null,null,"N","Natural Gas, Distillate Fuel Oil",{"$nulls":12},0.8,0.32,0.32,0.32,0.32]
["Saguaro","118_G_GT2",118,"G","GT2",null,"Combustion Turbine",null,"WECC_AZ","Arizona",4,"Pinal",21,"04021",50,15225,1973,9999,null,null,"N","Natural Gas, Distillate Fuel Oil",{"$nulls":12},0.8,0.32,0.32,0.32,0.32]
["Yucca","120_B_1",120,"B","1",74,"O/G Steam",null,"WECC_AZ","Arizona",4,"Yuma",27,"04027",75,11220,1978,9999,"tangential",null,"N","Natural Gas, Distillate Fuel Oil, Residual Fuel Oil",{"$nulls":12},1,0.09978,0.09978,0.09978,0.09978]
["Yucca","120_G_GT1",120,"G","GT1",null,"Combustion Turbine",null,"WECC_AZ","Arizona",4,"Yuma",27,"04027",18,11543,1971,9999,null,null,"N","Natural Gas, Distillate Fuel Oil",{"$nulls":4},"SCR",{"$nulls":7},1,0.32,0.064,0.32,0.064]
["Yucca","120_G_GT2",120,"G","GT2",null,"Combustion Turbine",null,"WECC_AZ","Arizona",4,"Yuma",27,"04027",18,11543,1971,9999,null,null,"N","Natural Gas, Distillate Fuel Oil",{"$nulls":4},"SCR",{"$nulls":7},1,0.32,0.064,0.32,0.064]
["Yucca","120_G_GT21",120,"G","GT21",null,"Combustion Turbine",null,"WECC_AZ","Arizona",4,"Yuma",27,"04027",20,11543,1978,9999,null,null,"N","Distillate Fuel Oil",{"$nulls":4},"SCR",{"$nulls":7},0.8,0.88,0.176,0.88,0.176]
["Yucca","120_G_GT3",120,"G","GT3",null,"Combustion Turbine",null,"WECC_AZ","Arizona",4,"Yuma",27,"04027",52,11543,1973,9999,null,null,"N","Natural Gas, Distillate Fuel Oil",{"$nulls":4},"SCR",{"$nulls":7},0.8,0.32,0.064,0.32,0.064]
["Yucca","120_G_GT4",120,"G","GT4",null,"Combustion Turbine",null,"WECC_AZ","Arizona",4,"Yuma",27,"04027",51,11543,1974,9999,null,null,"N","Distillate Fuel Oil",{"$nulls":4},"SCR",{"$nulls":7},0.8,0.88,0.176,0.88,0.176]
["Yucca","120_G_GT5",120,"G","GT5",89724,"Combustion Turbine",null,"WECC_AZ","Arizona",4,"Yuma",27,"04027",47,11543,2008,9999,null,null,"N","Natural Gas",{"$nulls":4},"SCR",{"$nulls":8},0.01117,0.01117,0.01117,0.01117]
["Yucca","120_G_GT6",120,"G","GT6",89725,"Combustion Turbine",null,"WECC_AZ","Arizona",4,"Yuma",27,"04027",47,11543,2008,9999,null,null,"N","Natural Gas",{"$nulls":4},"SCR",{"$nulls":8},0.01051,0.01051,0.01051,0.01051]
["Demoss Petrie","124_G_BA1",124,"G","BA1",null,"Energy Storage","","WECC_AZ","Arizona",4,"Pima",19,"04019",10,0,2017,9999,null,null,"N","Energy Storage",{"$nulls":13},0,0,0,0]
["Demoss Petrie","124_G_GT2",124,"G","GT2",76,"Combustion Turbine",null,"WECC_AZ","Arizona",4,"Pima",19,"04019",75,15470,2001,9999,null,null,"N","Natural Gas",{"$nulls":3},"DLNB",{"$nulls":8},0.8,0.03652,0.03652,0.03652,0.03652]
["H Wilson Sundt Generating Station","126_B_1",126,"B","1",77,"O/G Steam",null,"WECC_AZ","Arizona",4,"Pima",19,"04019",81,11575,1958,9999,"tangential",null,"N","Natural Gas, Residual Fuel Oil",{"$nulls":12},1,0.14276,0.14276,0.14276,0.14276]
["H Wilson Sundt Generating Station","126_B_2",126,"B","2",78,"O/G Steam",null,"WECC_AZ","Arizona",4,"Pima",19,"04019",81,11588,1960,9999,"tangential",null,"N","Natural Gas, Residual Fuel Oil",{"$nulls":12},1,0.17895,0.17895,0.17895,0.17895]
["H Wilson Sundt Generating Station","126_B_3",126,"B","3",79,"O/G Steam",null,"WECC_AZ","Arizona",4,"Pima",19,"04019",104,12009,1962,9999,"tangential",null,"N","Natural Gas, Residual Fuel Oil",{"$nulls":12},1,0.19907,0.19907,0.19907,0.19907]
["H Wilson Sundt Generating Station","126_B_4",126,"B","4",80,"O/G Steam",null,"WECC_AZ","Arizona",4,"Pima",19,"04019",156,11459,1967,9999,"wall","dry","N","Natural Gas",{"$nulls":3},"LNB + LNBO",{"$nulls":8},1,0.18967,0.18967,0.18967,0.18967]
["H Wilson Sundt Generating Station","126_G_GT1",126,"G","GT1",null,"Combustion Turbine",null,"WECC_AZ","Arizona",4,"Pima",19,"04019",24,17397,1972,9999,null,null,"N","Natural Gas, Distillate Fuel Oil",{"$nulls":12},0.8,0.27549,0.27549,0.27549,0.27549]
["H Wilson Sundt Generating Station","126_G_GT2",126,"G","GT2",null,"Combustion Turbine",null,"WECC_AZ","Arizona",4,"Pima",19,"04019",24,17436,1972,9999,null,null,"N","Natural Gas, Distillate Fuel Oil",{"$nulls":12},0.8,0.27549,0.27549,0.27549,0.27549]
["Cross","130_B_1",130,"B","1",82,"Coal Steam",null,"S_VACA","South Carolina",45,"Berkeley",15,"45015",580,10266,2008,9999,"wall","dry","N","Bituminous","Wet Scrubber",1995,0.977,"LNBO","SCR",2002,null,"ESPC + WS","No",{"$nulls":3},0.26,0.07057,0.07057,0.07057,0.07057,0.1,0.84,0.56,0.99]
["Cross","130_B_2",130,"B","2",83,"Coal Steam",null,"S_VACA","South Carolina",45,"Berkeley",15,"45015",570,10087,1984,9999,"tangential","dry","N","Bituminous","Wet Scrubber",1983,0.948,"LNC1","SCR",2003,null,"ESPC + WS","No",{"$nulls":3},0.26,0.06159,0.06159,0.06159,0.06159,0.1,0.84,0.56,0.92]
["Cross","130_B_3",130,"B","3",89490,"Coal Steam",null,"S_VACA","South Carolina",45,"Berkeley",15,"45015",600,9557,2007,9999,"tangential","dry","N","Bituminous","Wet Scrubber",2007,0.983,"LNC3","SCR",2007,null,"ESPC + WS","No",{"$nulls":3},0.26,0.06704,0.06704,0.06704,0.06704,0.1,0.84,0.56,0.99]
["Cross","130_B_4",130,"B","4",89491,"Coal Steam",null,"S_VACA","South Carolina",45,"Berkeley",15,"45015",600,9589,2008,9999,"tangential","dry","N","Bituminous","Wet Scrubber",2008,0.984,"LNC3","SCR",2008,null,"ESPC + WS","No",{"$nulls":3},0.26,0.06635,0.06635,0.06635,0.06635,0.1,0.84,0.56,0.99]
["Seminole (FL)","136_B_1",136,"B","1",84,"Coal Steam",null,"FRCC","Florida",12,"Putnam",107,"12107",652,9978,1984,9999,"wall","dry","N","Bituminous","Wet Scrubber",1984,0.95,"LNBO","SCR",2009,null,"ESPC","No",{"$nulls":3},0.2,0.2034,0.0626,0.2034,0.0626,0.1,0.84,0.56,0.99,{"$nulls":6},"Yes"]
["Seminole (FL)","136_B_2",136,"B","2",85,"Coal Steam",null,"FRCC","Florida",12,"Putnam",107,"12107",657,9972,1984,9999,"wall","dry","N","Bituminous","Wet Scrubber",1984,0.95,"LNBO","SCR",2009,null,"ESPC","No",{"$nulls":3},0.2,0.4449,0.06031,0.4449,0.06031,0.1,0.84,0.56,0.99,{"$nulls":6},"Yes"]
["Agua Fria","141_B_1",141,"B","1",86,"O/G Steam",null,"WECC_AZ","Arizona",4,"Maricopa",13,"04013",113,12840,1958,9999,"wall","dry","N","Natural Gas, Distillate Fuel Oil",{"$nulls":12},1,0.25658,0.25658,0.25658,0.25658]
["Agua Fria","141_B_2",141,"B","2",87,"O/G Steam",null,"WECC_AZ","Arizona",4,"Maricopa",13,"04013",113,13090,1957,9999,"wall","dry","N","Natural Gas, Distillate Fuel Oil",{"$nulls":12},1,0.2427,0.2427,0.2427,0.2427]
["Agua Fria","141_B_3",141,"B","3",88,"O/G Steam",null,"WECC_AZ","Arizona",4,"Maricopa",13,"04013",181,12150,1961,9999,"wall","dry","N","Natural Gas, Distillate Fuel Oil",{"$nulls":12},1,0.52051,0.52051,0.52051,0.52051]
["Agua Fria","141_G_AF4",141,"G","AF4",null,"Combustion Turbine",null,"WECC_AZ","Arizona",4,"Maricopa",13,"04013",73,22602,1975,9999,null,null,"N","Natural Gas, Distillate Fuel Oil",{"$nulls":12},0.8,0.34622,0.34622,0.34622,0.34622]
["Agua Fria","141_G_AF5",141,"G","AF5",null,"Combustion Turbine",null,"WECC_AZ","Arizona",4,"Maricopa",13,"04013",73,22604,1974,9999,null,null,"N","Natural Gas, Distillate Fuel Oil",{"$nulls":12},0.8,0.34622,0.34622,0.34622,0.34622]
["Agua Fria","141_G_AF6",141,"G","AF6",null,"Combustion Turbine",null,"WECC_AZ","Arizona",4,"Maricopa",13,"04013",73,22604,1974,9999,null,null,"N","Natural Gas, Distillate Fuel Oil",{"$nulls":12},0.8,0.34622,0.34622,0.34622,0.34622]
["Agua Fria","141_G_PV-3",141,"G","PV-3",null,"Solar PV",null,"WECC_AZ","Arizona",4,"Maricopa",13,"04013",0.2,0,2001,9999,null,null,"N","Solar",{"$nulls":13},0,0,0,0]
["Horse Mesa","145_G_HM1",145,"G","HM1",null,"Hydro",null,"WECC_AZ","Arizona",4,"Maricopa",13,"04013",10,0,1927,9999,null,null,"N","Hydro",{"$nulls":13},0,0,0,0]
["Horse Mesa","145_G_HM2",145,"G","HM2",null,"Hydro",null,"WECC_AZ","Arizona",4,"Maricopa",13,"04013",10,0,1927,9999,null,null,"N","Hydro",{"$nulls":13},0,0,0,0]
["Horse Mesa","145_G_HM3",145,"G","HM3",null,"Hydro",null,"WECC_AZ","Arizona",4,"Maricopa",13,"04013",10,0,1927,9999,null,null,"N","Hydro",{"$nulls":13},0,0,0,0]
["Horse Mesa","145_G_HM4",145,"G","HM4",null,"Pumped Storage",null,"WECC_AZ","Arizona",4,"Maricopa",13,"04013",119,0,1972,9999,null,null,"N","Pumped Storage",{"$nulls":13},0,0,0,0]
["Kyrene","147_G_KY4",147,"G","KY4",null,"Combustion Turbine",null,"WECC_AZ","Arizona",4,"Maricopa",13,"04013",59,25000,1971,9999,null,null,"N","Natural Gas, Distillate Fuel Oil",{"$nulls":12},1,0.34622,0.34622,0.34622,0.34622]
["Kyrene","147_G_KY5",147,"G","KY5",null,"Combustion Turbine",null,"WECC_AZ","Arizona",4,"Maricopa",13,"04013",53,25000,1973,9999,null,null,"N","Natural Gas, Distillate Fuel Oil",{"$nulls":12},0.8,0.34622,0.34622,0.34622,0.34622]
["Kyrene","147_G_KY6",147,"G","KY6",null,"Combustion Turbine",null,"WECC_AZ","Arizona",4,"Maricopa",13,"04013",53,25000,1973,9999,null,null,"N","Natural Gas, Distillate Fuel Oil",{"$nulls":12},0.8,0.34622,0.34622,0.34622,0.34622]
["Kyrene","147_G_KY7",147,"G","KY7",91,"Combined Cycle",null,"WECC_AZ","Arizona",4,"Maricopa",13,"04013",148,7510,2002,9999,null,null,"N","Natural Gas",{"$nulls":3},"DLNB","SCR",{"$nulls":8},0.00883,0.00883,0.00883,0.00883]
["Kyrene","147_G_KY7A",147,"G","KY7A",null,"Combined Cycle",null,"WECC_AZ","Arizona",4,"Maricopa",13,"04013",106,7510,2002,9999,null,null,"N","Natural Gas",{"$nulls":3},"DLNB","SCR",2002,{"$nulls":7},0.00883,0.00883,0.00883,0.00883]
["Mormon Flat","148_G_MF1",148,"G","MF1",null,"Hydro",null,"WECC_AZ","Arizona",4,"Maricopa",13,"04013",11.5,0,1926,9999,null,null,"N","Hydro",{"$nulls":13},0,0,0,0]
["Mormon Flat","148_G_MF2",148,"G","MF2",null,"Pumped Storage",null,"WECC_AZ","Arizona",4,"Maricopa",13,"04013",57.3,0,1971,9999,null,null,"N","Pumped Storage",{"$nulls":13},0,0,0,0]
["Roosevelt","149_G_ROOS",149,"G","ROOS",null,"Hydro",null,"WECC_AZ","Arizona",4,"Maricopa",13,"04013",36,0,1973,9999,null,null,"N","Hydro",{"$nulls":13},0,0,0,0]
["Stewart Mountain","150_G_SM",150,"G","SM",null,"Hydro",null,"WECC_AZ","Arizona",4,"Maricopa",13,"04013",13,0,1930,9999,null,null,"N","Hydro",{"$nulls":13},0,0,0,0]
["McClure","151_G_1",151,"G","1",null,"Combustion Turbine",null,"WEC_BANC","California",6,"Stanislaus",99,"06099",56,17168,1980,9999,null,null,"N","Natural Gas, Distillate Fuel Oil",{"$nulls":12},4.9,0.8253,0.8253,0.8253,0.8253]
["McClure","151_G_2",151,"G","2",null,"Combustion Turbine",null,"WEC_BANC","California",6,"Stanislaus",99,"06099",56,17172,1981,9999,null,null,"N","Natural Gas, Distillate Fuel Oil",{"$nulls":12},4.9,0.01366,0.01366,0.01366,0.01366]
["Davis Dam","152_G_1",152,"G","1",null,"Hydro",null,"WECC_AZ","Arizona",4,"Mohave",15,"04015",51.7,0,1951,9999,null,null,"N","Hydro",{"$nulls":13},0,0,0,0]
["Davis Dam","152_G_2",152,"G","2",null,"Hydro",null,"WECC_AZ","Arizona",4,"Mohave",15,"04015",51.7,0,1951,9999,null,null,"N","Hydro",{"$nulls":13},0,0,0,0]
["Davis Dam","152_G_3",152,"G","3",null,"Hydro",null,"WECC_AZ","Arizona",4,"Mohave",15,"04015",48,0,1951,9999,null,null,"N","Hydro",{"$nulls":13},0,0,0,0]
["Davis Dam","152_G_4",152,"G","4",null,"Hydro",null,"WECC_AZ","Arizona",4,"Mohave",15,"04015",51.7,0,1951,9999,null,null,"N","Hydro",{"$nulls":13},0,0,0,0]
["Davis Dam","152_G_5",152,"G","5",null,"Hydro",null,"WECC_AZ","Arizona",4,"Mohave",15,"04015",51.7,0,1951,9999,null,null,"N","Hydro",{"$nulls":13},0,0,0,0]
["Glen Canyon Dam","153_G_1",153,"G","1",null,"Hydro",null,"WECC_AZ","Arizona",4,"Coconino",5,"04005",165,0,1964,9999,null,null,"N","Hydro",{"$nulls":13},0,0,0,0]
["Glen Canyon Dam","153_G_2",153,"G","2",null,"Hydro",null,"WECC_AZ","Arizona",4,"Coconino",5,"04005",165,0,1964,9999,null,null,"N","Hydro",{"$nulls":13},0,0,0,0]
["Glen Canyon Dam","153_G_3",153,"G","3",null,"Hydro",null,"WECC_AZ","Arizona",4,"Coconino",5,"04005",165,0,1964,9999,null,null,"N","Hydro",{"$nulls":13},0,0,0,0]
["Glen Canyon Dam","153_G_4",153,"G","4",null,"Hydro",null,"WECC_AZ","Arizona",4,"Coconino",5,"04005",165,0,1965,9999,null,null,"N","Hydro",{"$nulls":13},0,0,0,0]
["Glen Canyon Dam","153_G_5",153,"G","5",null,"Hydro",null,"WECC_AZ","Arizona",4,"Coconino",5,"04005",165,0,1965,9999,null,null,"N","Hydro",{"$nulls":13},0,0,0,0]
["Glen Canyon Dam","153_G_6",153,"G","6",null,"Hydro",null,"WECC_AZ","Arizona",4,"Coconino",5,"04005",165,0,1965,9999,null,null,"N","Hydro",{"$nulls":13},0,0,0,0]
["Glen Canyon Dam","153_G_7",153,"G","7",null,"Hydro",null,"WECC_AZ","Arizona",4,"Coconino",5,"04005",157,0,1966,9999,null,null,"N","Hydro",{"$nulls":13},0,0,0,0]
["Glen Canyon Dam","153_G_8",153,"G","8",null,"Hydro",null,"WECC_AZ","Arizona",4,"Coconino",5,"04005",165,0,1966,9999,null,null,"N","Hydro",{"$nulls":13},0,0,0,0]
["Hoover Dam (NV)","154_G_N0",154,"G","N0",null,"Hydro",null,"WECC_SNV","Nevada",32,"Clark",3,"32003",2.4,0,1936,9999,null,null,"N","Hydro",{"$nulls":13},0,0,0,0]
["Hoover Dam (NV)","154_G_N1",154,"G","N1",null,"Hydro",null,"WECC_SNV","Nevada",32,"Clark",3,"32003",130,0,1936,9999,null,null,"N","Hydro",{"$nulls":13},0,0,0,0]
["Hoover Dam (NV)","154_G_N2",154,"G","N2",null,"Hydro",null,"WECC_SNV","Nevada",32,"Clark",3,"32003",130,0,1936,9999,null,null,"N","Hydro",{"$nulls":13},0,0,0,0]
["Hoover Dam (NV)","154_G_N3",154,"G","N3",null,"Hydro",null,"WECC_SNV","Nevada",32,"Clark",3,"32003",130,0,1937,9999,null,null,"N","Hydro",{"$nulls":13},0,0,0,0]
["Hoover Dam (NV)","154_G_N4",154,"G","N4",null,"Hydro",null,"WECC_SNV","Nevada",32,"Clark",3,"32003",130,0,1936,9999,null,null,"N","Hydro",{"$nulls":13},0,0,0,0]
["Hoover Dam (NV)","154_G_N5",154,"G","N5",null,"Hydro",null,"WECC_SNV","Nevada",32,"Clark",3,"32003",130,0,1938,9999,null,null,"N","Hydro",{"$nulls":13},0,0,0,0]
["Hoover Dam (NV)","154_G_N6",154,"G","N6",null,"Hydro",null,"WECC_SNV","Nevada",32,"Clark",3,"32003",130,0,1938,9999,null,null,"N","Hydro",{"$nulls":13},0,0,0,0]
["Hoover Dam (NV)","154_G_N7",154,"G","N7",null,"Hydro",null,"WECC_SNV","Nevada",32,"Clark",3,"32003",127,0,1944,9999,null,null,"N","Hydro",{"$nulls":13},0,0,0,0]
["Hoover Dam (NV)","154_G_N8",154,"G","N8",null,"Hydro",null,"WECC_SNV","Nevada",32,"Clark",3,"32003",130,0,1961,9999,null,null,"N","Hydro",{"$nulls":13},0,0,0,0]
["Lake Creek Dam","159_G_1",159,"G","1",null,"Hydro",null,"WECC_UT","Utah",49,"Wasatch",51,"49051",1,0,1981,9999,null,null,"N","Hydro",{"$nulls":13},0,0,0,0]
["Apache Station","160_B_1",160,"B","1",92,"O/G Steam",null,"WECC_AZ","Arizona",4,"Cochise",3,"04003",72,10696,1964,9999,"wall","dry","N","Natural Gas",{"$nulls":3},"LNB",{"$nulls":8},0.00064,0.12134,0.12134,0.12134,0.12134,{"$nulls":10},"Yes"]
["Apache Station","160_B_2",160,"B","2",93,"O/G Steam",null,"WECC_AZ","Arizona",4,"Cochise",3,"04003",175,10926,1979,9999,"wall","dry","N","Natural Gas",{"$nulls":3},"FR + LNB + OFA",{"$nulls":8},0.00064,0.085,0.085,0.085,0.085,{"$nulls":10},"Yes"]
["Apache Station","160_B_3",160,"B","3",94,"Coal Steam",null,"WECC_AZ","Arizona",4,"Cochise",3,"04003",175,10765,1979,9999,"wall","dry","N","Bituminous, Subbituminous","Wet Scrubber",1979,0.85,"LNB + OFA","SNCR",null,2017,"ESPH","No","ACI",2016,null,0.15,0.44279,0.30928,0.44279,0.30928,0.1,0.1,0.1,0.9,{"$nulls":6},"Yes"]
["Apache Station","160_G_GT1",160,"G","GT1",null,"Combustion Turbine",null,"WECC_AZ","Arizona",4,"Cochise",3,"04003",10,13633,1963,9999,null,null,"N","Natural Gas",{"$nulls":13},0.05599,0.05599,0.05599,0.05599]
["Apache Station","160_G_GT2",160,"G","GT2",null,"Combustion Turbine",null,"WECC_AZ","Arizona",4,"Cochise",3,"04003",18.5,13827,1972,9999,null,null,"N","Natural Gas, Distillate Fuel Oil",{"$nulls":12},{"v":1,"d":"1.0"},0.32,0.32,0.32,0.32]
["Apache Station","160_G_GT3",160,"G","GT3",null,"Combustion Turbine",null,"WECC_AZ","Arizona",4,"Cochise",3,"04003",60,12528,1975,9999,null,null,"N","Natural Gas",{"$nulls":13},0.0777,0.0777,0.0777,0.0777]
["Apache Station","160_G_GT4",160,"G","GT4",88320,"Combustion Turbine",null,"WECC_AZ","Arizona",4,"Cochise",3,"04003",38,13623,2002,9999,null,null,"N","Natural Gas, Distillate Fuel Oil",{"$nulls":3},"H2O","SCR",2002,{"$nulls":6},{"v":1,"d":"1.0"},0.03302,0.03302,0.03302,0.03302]
["Turlock Lake","161_G_1",161,"G","1",null,"Hydro",null,"WEC_CALN","California",6,"Stanislaus",99,"06099",1.1,0,1980,9999,null,null,"N","Hydro",{"$nulls":13},0,0,0,0]
["Turlock Lake","161_G_2",161,"G","2",null,"Hydro",null,"WEC_CALN","California",6,"Stanislaus",99,"06099",1.1,0,1980,9999,null,null,"N","Hydro",{"$nulls":13},0,0,0,0]
["Turlock Lake","161_G_3",161,"G","3",null,"Hydro",null,"WEC_CALN","California",6,"Stanislaus",99,"06099",1.1,0,1980,9999,null,null,"N","Hydro",{"$nulls":13},0,0,0,0]
["Hickman","162_G_1",162,"G","1",null,"Hydro",null,"WEC_CALN","California",6,"Stanislaus",99,"06099",0.5,0,1979,9999,null,null,"N","Hydro",{"$nulls":13},0,0,0,0]
["Hickman","162_G_2",162,"G","2",null,"Hydro",null,"WEC_CALN","California",6,"Stanislaus",99,"06099",0.5,0,1979,9999,null,null,"N","Hydro",{"$nulls":13},0,0,0,0]
["GREC","165_B_2",165,"B","2",96,"Coal Steam",null,"SPP_WEST","Oklahoma",40,"Mayes",97,"40097",520,11465,1982,9999,"wall","dry","N","Subbituminous","Dry Scrubber",1986,0.85,"LNB + LNBO",{"$nulls":3},"B","NA","ACI",2015,null,0.6,0.23401,0.23401,0.23401,0.23401,0.1,0.1,0.1,0.9]
["GREC","165_G_3CT",165,"G","3CT",null,"Combined Cycle",null,"SPP_WEST","Oklahoma",40,"Mayes",97,"40097",324.6,6250,2017,9999,null,null,"N","Natural Gas",{"$nulls":4},"SCR",{"$nulls":8},0.011,0.011,0.011,0.011]
["GREC","165_G_3ST",165,"G","3ST",null,"Combined Cycle",null,"SPP_WEST","Oklahoma",40,"Mayes",97,"40097",191.8,6250,2017,9999,null,null,"N","Natural Gas",{"$nulls":4},"SCR",{"$nulls":8},0.011,0.011,0.011,0.011]
["Carpenter","166_G_1",166,"G","1",null,"Hydro",null,"MIS_AR","Arkansas",5,"Garland",51,"05051",31,0,1932,9999,null,null,"N","Hydro",{"$nulls":13},0,0,0,0]
["Carpenter","166_G_2",166,"G","2",null,"Hydro",null,"MIS_AR","Arkansas",5,"Garland",51,"05051",31,0,1932,9999,null,null,"N","Hydro",{"$nulls":13},0,0,0,0]
["Lake Catherine","170_B_4",170,"B","4",107,"O/G Steam",null,"MIS_AR","Arkansas",5,"Hot Spring",59,"05059",520,12048,1970,9999,"wall","dry","N","Natural Gas",{"$nulls":13},0.22684,0.22684,0.22684,0.22684]
["Osceola (AR)","172_G_13",172,"G","13",null,"Combustion Turbine","IC Engine","MIS_AR","Arkansas",5,"Mississippi",93,"05093",1.6,12822,1999,9999,null,null,"N","Distillate Fuel Oil",{"$nulls":13},1.77612,1.77612,1.77612,1.77612]
["Osceola (AR)","172_G_14",172,"G","14",null,"Combustion Turbine","IC Engine","MIS_AR","Arkansas",5,"Mississippi",93,"05093",1.6,12822,1999,9999,null,null,"N","Distillate Fuel Oil",{"$nulls":13},1.77612,1.77612,1.77612,1.77612]
["Osceola (AR)","172_G_9",172,"G","9",null,"Combustion Turbine","IC Engine","MIS_AR","Arkansas",5,"Mississippi",93,"05093",1.6,12822,1992,9999,null,null,"N","Distillate Fuel Oil",{"$nulls":13},1.77612,1.77612,1.77612,1.77612]
["Remmel","174_G_1",174,"G","1",null,"Hydro",null,"MIS_AR","Arkansas",5,"Hot Spring",59,"05059",4,0,1925,9999,null,null,"N","Hydro",{"$nulls":13},0,0,0,0]
["Remmel","174_G_2",174,"G","2",null,"Hydro",null,"MIS_AR","Arkansas",5,"Hot Spring",59,"05059",4,0,1925,9999,null,null,"N","Hydro",{"$nulls":13},0,0,0,0]
["Remmel","174_G_3",174,"G","3",null,"Hydro",null,"MIS_AR","Arkansas",5,"Hot Spring",59,"05059",4,0,1925,9999,null,null,"N","Hydro",{"$nulls":13},0,0,0,0]
["Volta 2","180_G_1",180,"G","1",null,"Hydro",null,"WEC_CALN","California",6,"Shasta",89,"06089",0.9,0,1981,9999,null,null,"N","Hydro",{"$nulls":13},0,0,0,0]
["Beaver Dam","182_G_1",182,"G","1",null,"Hydro",null,"SPP_WEST","Arkansas",5,"Carroll",15,"05015",64.4,0,1965,9999,null,null,"N","Hydro",{"$nulls":13},0,0,0,0]
["Beaver Dam","182_G_2",182,"G","2",null,"Hydro",null,"SPP_WEST","Arkansas",5,"Carroll",15,"05015",64.4,0,1965,9999,null,null,"N","Hydro",{"$nulls":13},0,0,0,0]
["Degray","187_G_1",187,"G","1",null,"Hydro",null,"SPP_WEST","Arkansas",5,"Clark",19,"05019",40,0,1972,9999,null,null,"N","Hydro",{"$nulls":13},0,0,0,0]
["Degray","187_G_2",187,"G","2",null,"Pumped Storage",null,"SPP_WEST","Arkansas",5,"Clark",19,"05019",28,0,1972,9999,null,null,"N","Pumped Storage",{"$nulls":13},0,0,0,0]
["Greers Ferry Lake","188_G_1",188,"G","1",null,"Hydro",null,"SPP_WEST","Arkansas",5,"Cleburne",23,"05023",50,0,1964,9999,null,null,"N","Hydro",{"$nulls":13},0,0,0,0]
["Greers Ferry Lake","188_G_2",188,"G","2",null,"Hydro",null,"SPP_WEST","Arkansas",5,"Cleburne",23,"05023",40,0,1964,9999,null,null,"N","Hydro",{"$nulls":13},0,0,0,0]
["Municipal Light","193_G_1",193,"G","1",null,"Combustion Turbine","IC Engine","SPP_WEST","Arkansas",5,"Clay",21,"05021",2,10745,1963,9999,null,null,"N","Natural Gas, Distillate Fuel Oil",{"$nulls":13},1.77612,1.77612,1.77612,1.77612]
["Municipal Light","193_G_2",193,"G","2",null,"Combustion Turbine","IC Engine","SPP_WEST","Arkansas",5,"Clay",21,"05021",0.6,11858,1952,9999,null,null,"N","Natural Gas, Distillate Fuel Oil",{"$nulls":13},1.77612,1.77612,1.77612,1.77612]
["Municipal Light","193_G_4",193,"G","4",null,"Combustion Turbine","IC Engine","SPP_WEST","Arkansas",5,"Clay",21,"05021",2.2,11094,1976,9999,null,null,"N","Distillate Fuel Oil",{"$nulls":13},1.77612,1.77612,1.77612,1.77612]
["Municipal Light","193_G_6",193,"G","6",null,"Combustion Turbine","IC Engine","SPP_WEST","Arkansas",5,"Clay",21,"05021",1.3,10745,1959,9999,null,null,"N","Natural Gas, Distillate Fuel Oil",{"$nulls":13},1.77612,1.77612,1.77612,1.77612]
["Municipal Light","193_G_7",193,"G","7",null,"Combustion Turbine","IC Engine","SPP_WEST","Arkansas",5,"Clay",21,"05021",1.1,11494,1955,9999,null,null,"N","Natural Gas, Distillate Fuel Oil",{"$nulls":13},1.77612,1.77612,1.77612,1.77612]
["Narrows (AR)","195_G_1",195,"G","1",null,"Hydro",null,"SPP_WEST","Arkansas",5,"Pike",109,"05109",9.7,0,1950,9999,null,null,"N","Hydro",{"$nulls":13},0,0,0,0]
["Narrows (AR)","195_G_3",195,"G","3",null,"Hydro",null,"SPP_WEST","Arkansas",5,"Pike",109,"05109",9.7,0,1969,9999,null,null,"N","Hydro",{"$nulls":13},0,0,0,0]
["Norfork","196_G_1",196,"G","1",null,"Hydro",null,"SPP_WEST","Arkansas",5,"Baxter",5,"05005",40,0,1950,9999,null,null,"N","Hydro",{"$nulls":13},0,0,0,0]
["Norfork","196_G_2",196,"G","2",null,"Hydro",null,"SPP_WEST","Arkansas",5,"Baxter",5,"05005",40,0,1944,9999,null,null,"N","Hydro",{"$nulls":13},0,0,0,0]
["Blakely Mountain","197_G_1",197,"G","1",null,"Hydro",null,"MIS_AR","Arkansas",5,"Garland",51,"05051",37.5,0,1955,9999,null,null,"N","Hydro",{"$nulls":13},0,0,0,0]
["Blakely Mountain","197_G_2",197,"G","2",null,"Hydro",null,"MIS_AR","Arkansas",5,"Garland",51,"05051",37.5,0,1955,9999,null,null,"N","Hydro",{"$nulls":13},0,0,0,0]
["Bull Shoals","198_G_1",198,"G","1",null,"Hydro",null,"SPP_WEST","Arkansas",5,"Marion",89,"05089",45,0,1952,9999,null,null,"N","Hydro",{"$nulls":13},0,0,0,0]
["Bull Shoals","198_G_2",198,"G","2",null,"Hydro",null,"SPP_WEST","Arkansas",5,"Marion",89,"05089",45,0,1952,9999,null,null,"N","Hydro",{"$nulls":13},0,0,0,0]
["Bull Shoals","198_G_3",198,"G","3",null,"Hydro",null,"SPP_WEST","Arkansas",5,"Marion",89,"05089",35,0,1952,9999,null,null,"N","Hydro",{"$nulls":13},0,0,0,0]
["Bull Shoals","198_G_4",198,"G","4",null,"Hydro",null,"SPP_WEST","Arkansas",5,"Marion",89,"05089",45,0,1953,9999,null,null,"N","Hydro",{"$nulls":13},0,0,0,0]
["Bull Shoals","198_G_5",198,"G","5",null,"Hydro",null,"SPP_WEST","Arkansas",5,"Marion",89,"05089",50,0,1962,9999,null,null,"N","Hydro",{"$nulls":13},0,0,0,0]
["Bull Shoals","198_G_6",198,"G","6",null,"Hydro",null,"SPP_WEST","Arkansas",5,"Marion",89,"05089",50,0,1962,9999,null,null,"N","Hydro",{"$nulls":13},0,0,0,0]
["Bull Shoals","198_G_7",198,"G","7",null,"Hydro",null,"SPP_WEST","Arkansas",5,"Marion",89,"05089",50,0,1963,9999,null,null,"N","Hydro",{"$nulls":13},0,0,0,0]
["Bull Shoals","198_G_8",198,"G","8",null,"Hydro",null,"SPP_WEST","Arkansas",5,"Marion",89,"05089",50,0,1963,9999,null,null,"N","Hydro",{"$nulls":13},0,0,0,0]
["Dardanelle","199_G_1",199,"G","1",null,"Hydro",null,"SPP_WEST","Arkansas",5,"Pope",115,"05115",35,0,1965,9999,null,null,"N","Hydro",{"$nulls":13},0,0,0,0]
["Dardanelle","199_G_2",199,"G","2",null,"Hydro",null,"SPP_WEST","Arkansas",5,"Pope",115,"05115",35,0,1965,9999,null,null,"N","Hydro",{"$nulls":13},0,0,0,0]
["Dardanelle","199_G_3",199,"G","3",null,"Hydro",null,"SPP_WEST","Arkansas",5,"Pope",115,"05115",35,0,1965,9999,null,null,"N","Hydro",{"$nulls":13},0,0,0,0]
["Dardanelle","199_G_4",199,"G","4",null,"Hydro",null,"SPP_WEST","Arkansas",5,"Pope",115,"05115",35,0,1966,9999,null,null,"N","Hydro",{"$nulls":13},0,0,0,0]
["Thomas Fitzhugh","201_G_1",201,"G","1",null,"Combined Cycle",null,"SPP_WEST","Arkansas",5,"Franklin",47,"05047",61,8749,1963,9999,null,null,"N","Natural Gas, Distillate Fuel Oil",{"$nulls":3},"DLNB + H2O + LNB",{"$nulls":9},0.09512,0.09512,0.09512,0.09512]
["Thomas Fitzhugh","201_G_2",201,"G","2",88375,"Combined Cycle",null,"SPP_WEST","Arkansas",5,"Franklin",47,"05047",101,8749,2002,9999,null,null,"N","Natural Gas, Distillate Fuel Oil",{"$nulls":3},"DLNB + H2O + LNB",{"$nulls":9},0.09512,0.09512,0.09512,0.09512]
["Carl Bailey","202_B_01",202,"B","01",111,"O/G Steam",null,"MIS_AR","Arkansas",5,"Woodruff",147,"05147",122,12035,1966,9999,"wall","dry","N","Natural Gas, Residual Fuel Oil",{"$nulls":12},3.682,0.17115,0.17115,0.17115,0.17115,{"$nulls":10},"Yes"]
["McClellan (AR)","203_B_01",203,"B","01",112,"O/G Steam",null,"MIS_AR","Arkansas",5,"Ouachita",103,"05103",134,12317,1972,9999,"wall","dry","N","Natural Gas, Residual Fuel Oil",{"$nulls":12},3.682,0.2383,0.2383,0.2383,0.2383,{"$nulls":10},"Yes"]
["Clinton Power Station","204_G_1",204,"G","1",null,"Nuclear",null,"MIS_IL","Illinois",17,"De Witt",39,"17039",1065,10456,1987,2067,null,null,"N","Nuclear Fuel",{"$nulls":13},0,0,0,0]
["Wolf Creek Generating Station","210_G_1",210,"G","1",null,"Nuclear",null,"SPP_N","Kansas",20,"Coffey",31,"20031",1175,10456,1985,2065,null,null,"N","Nuclear Fuel",{"$nulls":13},0,0,0,0]
["Alta Powerhouse","214_G_1",214,"G","1",null,"Hydro",null,"WEC_CALN","California",6,"Placer",61,"06061",1,0,1902,9999,null,null,"N","Hydro",{"$nulls":13},0,0,0,0]
["Angels","215_G_1",215,"G","1",null,"Hydro",null,"WEC_CALN","California",6,"Calaveras",9,"06009",0.7,0,1940,9999,null,null,"N","Hydro",{"$nulls":13},0,0,0,0]
["Balch 1","217_G_1",217,"G","1",null,"Hydro",null,"WEC_CALN","California",6,"Fresno",19,"06019",34,0,1927,9999,null,null,"N","Hydro",{"$nulls":13},0,0,0,0]
["Balch 2","218_G_2",218,"G","2",null,"Hydro","","WEC_CALN","California",6,"Fresno",19,"06019",52.5,0,1958,9999,null,null,"N","Hydro",{"$nulls":13},0,0,0,0]
["Balch 2","218_G_3",218,"G","3",null,"Hydro","","WEC_CALN","California",6,"Fresno",19,"06019",52.5,0,1958,9999,null,null,"N","Hydro",{"$nulls":13},0,0,0,0]
["Belden","219_G_1",219,"G","1",null,"Hydro",null,"WEC_CALN","California",6,"Plumas",63,"06063",125,0,1969,9999,null,null,"N","Hydro",{"$nulls":13},0,0,0,0]
["Bucks Creek","220_G_H1",220,"G","H1",null,"Hydro",null,"WEC_CALN","California",6,"Plumas",63,"06063",32.5,0,1928,9999,null,null,"N","Hydro",{"$nulls":13},0,0,0,0]
["Bucks Creek","220_G_H2",220,"G","H2",null,"Hydro",null,"WEC_CALN","California",6,"Plumas",63,"06063",32.5,0,1928,9999,null,null,"N","Hydro",{"$nulls":13},0,0,0,0]
["Butt Valley","221_G_1",221,"G","1",null,"Hydro",null,"WEC_CALN","California",6,"Plumas",63,"06063",41,0,1958,9999,null,null,"N","Hydro",{"$nulls":13},0,0,0,0]
["Caribou 1","222_G_1",222,"G","1",null,"Hydro",null,"WEC_CALN","California",6,"Plumas",63,"06063",25,0,1921,9999,null,null,"N","Hydro",{"$nulls":13},0,0,0,0]
["Caribou 1","222_G_2",222,"G","2",null,"Hydro",null,"WEC_CALN","California",6,"Plumas",63,"06063",25,0,1921,9999,null,null,"N","Hydro",{"$nulls":13},0,0,0,0]
["Caribou 1","222_G_3",222,"G","3",null,"Hydro",null,"WEC_CALN","California",6,"Plumas",63,"06063",25,0,1924,9999,null,null,"N","Hydro",{"$nulls":13},0,0,0,0]
["Caribou 2","223_G_4",223,"G","4",null,"Hydro",null,"WEC_CALN","California",6,"Plumas",63,"06063",60,0,1958,9999,null,null,"N","Hydro",{"$nulls":13},0,0,0,0]
["Caribou 2","223_G_5",223,"G","5",null,"Hydro",null,"WEC_CALN","California",6,"Plumas",63,"06063",60,0,1958,9999,null,null,"N","Hydro",{"$nulls":13},0,0,0,0]
["Chili Bar","225_G_1",225,"G","1",null,"Hydro",null,"WEC_CALN","California",6,"El Dorado",17,"06017",7,0,1965,9999,null,null,"N","Hydro",{"$nulls":13},0,0,0,0]
["Coleman PH","227_G_1",227,"G","1",null,"Hydro",null,"WEC_CALN","California",6,"Shasta",89,"06089",13,0,1979,9999,null,null,"N","Hydro",{"$nulls":13},0,0,0,0]
["Cresta","231_G_1",231,"G","1",null,"Hydro",null,"WEC_CALN","California",6,"Butte",7,"06007",35,0,1949,9999,null,null,"N","Hydro",{"$nulls":13},0,0,0,0]
["Cresta","231_G_2",231,"G","2",null,"Hydro",null,"WEC_CALN","California",6,"Butte",7,"06007",35,0,1950,9999,null,null,"N","Hydro",{"$nulls":13},0,0,0,0]
["De Sabla","232_G_1",232,"G","1",null,"Hydro",null,"WEC_CALN","California",6,"Butte",7,"06007",18.5,0,1963,9999,null,null,"N","Hydro",{"$nulls":13},0,0,0,0]
["Deer Creek PH","233_G_1",233,"G","1",null,"Hydro",null,"WEC_CALN","California",6,"Nevada",57,"06057",5.7,0,1908,9999,null,null,"N","Hydro",{"$nulls":13},0,0,0,0]
["Drum 1","235_G_1",235,"G","1",null,"Hydro",null,"WEC_CALN","California",6,"Placer",61,"06061",13.2,0,1913,9999,null,null,"N","Hydro",{"$nulls":13},0,0,0,0]
["Drum 1","235_G_2",235,"G","2",null,"Hydro",null,"WEC_CALN","California",6,"Placer",61,"06061",13.2,0,1913,9999,null,null,"N","Hydro",{"$nulls":13},0,0,0,0]
["Drum 1","235_G_3",235,"G","3",null,"Hydro",null,"WEC_CALN","California",6,"Placer",61,"06061",13.2,0,1922,9999,null,null,"N","Hydro",{"$nulls":13},0,0,0,0]
["Drum 1","235_G_4",235,"G","4",null,"Hydro",null,"WEC_CALN","California",6,"Placer",61,"06061",14.4,0,1928,9999,null,null,"N","Hydro",{"$nulls":13},0,0,0,0]
["Drum 2","236_G_5",236,"G","5",null,"Hydro",null,"WEC_CALN","California",6,"Placer",61,"06061",49.5,0,1965,9999,null,null,"N","Hydro",{"$nulls":13},0,0,0,0]
["Dutch Flat","237_G_1",237,"G","1",null,"Hydro",null,"WEC_CALN","California",6,"Placer",61,"06061",22,0,1943,9999,null,null,"N","Hydro",{"$nulls":13},0,0,0,0]
["El Dorado","238_G_1",238,"G","1",null,"Hydro",null,"WEC_CALN","California",6,"El Dorado",17,"06017",10.3,0,1924,9999,null,null,"N","Hydro",{"$nulls":13},0,0,0,0]
["El Dorado","238_G_2",238,"G","2",null,"Hydro",null,"WEC_CALN","California",6,"El Dorado",17,"06017",10.3,0,1924,9999,null,null,"N","Hydro",{"$nulls":13},0,0,0,0]
["Electra","239_G_1",239,"G","1",null,"Hydro",null,"WEC_CALN","California",6,"Amador",5,"06005",30.7,0,1948,9999,null,null,"N","Hydro",{"$nulls":13},0,0,0,0]
["Electra","239_G_2",239,"G","2",null,"Hydro",null,"WEC_CALN","California",6,"Amador",5,"06005",30.7,0,1948,9999,null,null,"N","Hydro",{"$nulls":13},0,0,0,0]
["Electra","239_G_3",239,"G","3",null,"Hydro",null,"WEC_CALN","California",6,"Amador",5,"06005",36.6,0,1948,9999,null,null,"N","Hydro",{"$nulls":13},0,0,0,0]
["Haas","240_G_H1",240,"G","H1",null,"Hydro",null,"WEC_CALN","California",6,"Fresno",19,"06019",72,0,1958,9999,null,null,"N","Hydro",{"$nulls":13},0,0,0,0]
["Haas","240_G_H2",240,"G","H2",null,"Hydro",null,"WEC_CALN","California",6,"Fresno",19,"06019",72,0,1958,9999,null,null,"N","Hydro",{"$nulls":13},0,0,0,0]
["Halsey","241_G_1",241,"G","1",null,"Hydro",null,"WEC_CALN","California",6,"Placer",61,"06061",11,0,1916,9999,null,null,"N","Hydro",{"$nulls":13},0,0,0,0]
["Hamilton Branch","242_G_1",242,"G","1",null,"Hydro",null,"WEC_CALN","California",6,"Plumas",63,"06063",2.4,0,1921,9999,null,null,"N","Hydro",{"$nulls":13},0,0,0,0]
["Hamilton Branch","242_G_2",242,"G","2",null,"Hydro",null,"WEC_CALN","California",6,"Plumas",63,"06063",2.4,0,1921,9999,null,null,"N","Hydro",{"$nulls":13},0,0,0,0]
["Hat Creek 1","243_G_1",243,"G","1",null,"Hydro",null,"WEC_CALN","California",6,"Shasta",89,"06089",8.5,0,1921,9999,null,null,"N","Hydro",{"$nulls":13},0,0,0,0]
["Hat Creek 2","244_G_1",244,"G","1",null,"Hydro",null,"WEC_CALN","California",6,"Shasta",89,"06089",8.5,0,1921,9999,null,null,"N","Hydro",{"$nulls":13},0,0,0,0]
["Humboldt Bay","246_G_IC1",246,"G","IC1",null,"Combustion Turbine","IC Engine","WEC_CALN","California",6,"Humboldt",23,"06023",16.3,10745,2010,9999,null,null,"N","Natural Gas, Distillate Fuel Oil",{"$nulls":13},0.01491,0.01491,0.01491,0.01491]
["Humboldt Bay","246_G_IC10",246,"G","IC10",null,"Combustion Turbine","IC Engine","WEC_CALN","California",6,"Humboldt",23,"06023",16.3,10745,2010,9999,null,null,"N","Natural Gas, Distillate Fuel Oil",{"$nulls":13},0.01491,0.01491,0.01491,0.01491]
["Humboldt Bay","246_G_IC2",246,"G","IC2",null,"Combustion Turbine","IC Engine","WEC_CALN","California",6,"Humboldt",23,"06023",16.3,10745,2010,9999,null,null,"N","Natural Gas, Distillate Fuel Oil",{"$nulls":13},0.01491,0.01491,0.01491,0.01491]
["Humboldt Bay","246_G_IC3",246,"G","IC3",null,"Combustion Turbine","IC Engine","WEC_CALN","California",6,"Humboldt",23,"06023",16.3,10745,2011,9999,null,null,"N","Natural Gas, Distillate Fuel Oil",{"$nulls":13},0.01491,0.01491,0.01491,0.01491]
["Humboldt Bay","246_G_IC4",246,"G","IC4",null,"Combustion Turbine","IC Engine","WEC_CALN","California",6,"Humboldt",23,"06023",16.3,10745,2010,9999,null,null,"N","Natural Gas, Distillate Fuel Oil",{"$nulls":13},0.01491,0.01491,0.01491,0.01491]
["Humboldt Bay","246_G_IC5",246,"G","IC5",null,"Combustion Turbine","IC Engine","WEC_CALN","California",6,"Humboldt",23,"06023",16.3,10745,2010,9999,null,null,"N","Natural Gas, Distillate Fuel Oil",{"$nulls":13},0.01491,0.01491,0.01491,0.01491]
["Humboldt Bay","246_G_IC6",246,"G","IC6",null,"Combustion Turbine","IC Engine","WEC_CALN","California",6,"Humboldt",23,"06023",16.3,10745,2010,9999,null,null,"N","Natural Gas, Distillate Fuel Oil",{"$nulls":13},0.01491,0.01491,0.01491,0.01491]
["Humboldt Bay","246_G_IC7",246,"G","IC7",null,"Combustion Turbine","IC Engine","WEC_CALN","California",6,"Humboldt",23,"06023",16.3,10745,2010,9999,null,null,"N","Natural Gas, Distillate Fuel Oil",{"$nulls":13},0.01491,0.01491,0.01491,0.01491]
["Humboldt Bay","246_G_IC8",246,"G","IC8",null,"Combustion Turbine","IC Engine","WEC_CALN","California",6,"Humboldt",23,"06023",16.3,10745,2010,9999,null,null,"N","Natural Gas, Distillate Fuel Oil",{"$nulls":13},0.01491,0.01491,0.01491,0.01491]
["Humboldt Bay","246_G_IC9",246,"G","IC9",null,"Combustion Turbine","IC Engine","WEC_CALN","California",6,"Humboldt",23,"06023",16.7,10745,2010,9999,null,null,"N","Natural Gas, Distillate Fuel Oil",{"$nulls":13},0.01491,0.01491,0.01491,0.01491]
["Inskip","248_G_1",248,"G","1",null,"Hydro",null,"WEC_CALN","California",6,"Tehama",103,"06103",8,0,1979,9999,null,null,"N","Hydro",{"$nulls":13},0,0,0,0]
["James B Black","249_G_1",249,"G","1",null,"Hydro",null,"WEC_CALN","California",6,"Shasta",89,"06089",86,0,1966,9999,null,null,"N","Hydro",{"$nulls":13},0,0,0,0]
["James B Black","249_G_2",249,"G","2",null,"Hydro",null,"WEC_CALN","California",6,"Shasta",89,"06089",86,0,1965,9999,null,null,"N","Hydro",{"$nulls":13},0,0,0,0]
["Kerckhoff","250_G_H1",250,"G","H1",null,"Hydro",null,"WEC_CALN","California",6,"Fresno",19,"06019",12.6,0,1920,9999,null,null,"N","Hydro",{"$nulls":13},0,0,0,0]
["Kerckhoff","250_G_H3",250,"G","H3",null,"Hydro",null,"WEC_CALN","California",6,"Fresno",19,"06019",12.6,0,1920,9999,null,null,"N","Hydro",{"$nulls":13},0,0,0,0]
["Kings River PH","254_G_H1",254,"G","H1",null,"Hydro",null,"WEC_CALN","California",6,"Fresno",19,"06019",52,0,1962,9999,null,null,"N","Hydro",{"$nulls":13},0,0,0,0]
["Lime Saddle","255_G_1",255,"G","1",null,"Hydro",null,"WEC_CALN","California",6,"Butte",7,"06007",1,0,1906,9999,null,null,"N","Hydro",{"$nulls":13},0,0,0,0]
["Lime Saddle","255_G_2",255,"G","2",null,"Hydro",null,"WEC_CALN","California",6,"Butte",7,"06007",1,0,1906,9999,null,null,"N","Hydro",{"$nulls":13},0,0,0,0]
["Merced Falls","258_G_1",258,"G","1",null,"Hydro",null,"WEC_CALN","California",6,"Merced",47,"06047",3.5,0,1930,9999,null,null,"N","Hydro",{"$nulls":13},0,0,0,0]
["Dynegy Moss Landing Power Plant","260_G_CT1A",260,"G","CT1A",149,"Combined Cycle",null,"WEC_CALN","California",6,"Monterey",53,"06053",165,7175,2002,9999,null,null,"N","Natural Gas",{"$nulls":3},"DLNB","SCR",{"$nulls":8},0.01062,0.01062,0.01062,0.01062]
["Dynegy Moss Landing Power Plant","260_G_CT1B",260,"G","CT1B",150,"Combined Cycle",null,"WEC_CALN","California",6,"Monterey",53,"06053",165,7175,2002,9999,null,null,"N","Natural Gas",{"$nulls":3},"DLNB","SCR",{"$nulls":8},0.01062,0.01062,0.01062,0.01062]
["Dynegy Moss Landing Power Plant","260_G_CT2A",260,"G","CT2A",152,"Combined Cycle",null,"WEC_CALN","California",6,"Monterey",53,"06053",165,7175,2002,9999,null,null,"N","Natural Gas",{"$nulls":3},"DLNB","SCR",{"$nulls":8},0.0096,0.0096,0.0096,0.0096]
["Dynegy Moss Landing Power Plant","260_G_CT2B",260,"G","CT2B",153,"Combined Cycle",null,"WEC_CALN","California",6,"Monterey",53,"06053",165,7175,2002,9999,null,null,"N","Natural Gas",{"$nulls":3},"DLNB","SCR",{"$nulls":8},0.0096,0.0096,0.0096,0.0096]
["Dynegy Moss Landing Power Plant","260_G_ST1",260,"G","ST1",null,"Combined Cycle",null,"WEC_CALN","California",6,"Monterey",53,"06053",180,7175,2002,9999,null,null,"N","Natural Gas",{"$nulls":3},"DLNB + NH3","SCR",2002,{"$nulls":7},0.01062,0.01062,0.01062,0.01062]
["Dynegy Moss Landing Power Plant","260_G_ST2",260,"G","ST2",null,"Combined Cycle",null,"WEC_CALN","California",6,"Monterey",53,"06053",180,7175,2002,9999,null,null,"N","Natural Gas",{"$nulls":3},"DLNB + NH3","SCR",2002,{"$nulls":7},0.0096,0.0096,0.0096,0.0096]
["Murphys","261_G_1",261,"G","1",null,"Hydro",null,"WEC_CALN","California",6,"Calaveras",9,"06009",1.7,0,1954,9999,null,null,"N","Hydro",{"$nulls":13},0,0,0,0]
["Narrows PH","262_G_1",262,"G","1",null,"Hydro",null,"WEC_CALN","California",6,"Nevada",57,"06057",12,0,1942,9999,null,null,"N","Hydro",{"$nulls":13},0,0,0,0]
["Phoenix","264_G_1",264,"G","1",null,"Hydro",null,"WEC_CALN","California",6,"Tuolumne",109,"06109",2,0,1940,9999,null,null,"N","Hydro",{"$nulls":13},0,0,0,0]
["Pit 1","265_G_H1",265,"G","H1",null,"Hydro",null,"WEC_CALN","California",6,"Shasta",89,"06089",30.5,0,1922,9999,null,null,"N","Hydro",{"$nulls":13},0,0,0,0]
["Pit 1","265_G_H2",265,"G","H2",null,"Hydro",null,"WEC_CALN","California",6,"Shasta",89,"06089",30.5,0,1922,9999,null,null,"N","Hydro",{"$nulls":13},0,0,0,0]
["Pit 3","266_G_H1",266,"G","H1",null,"Hydro",null,"WEC_CALN","California",6,"Shasta",89,"06089",23.3,0,1925,9999,null,null,"N","Hydro",{"$nulls":13},0,0,0,0]
["Pit 3","266_G_H2",266,"G","H2",null,"Hydro",null,"WEC_CALN","California",6,"Shasta",89,"06089",23.3,0,1925,9999,null,null,"N","Hydro",{"$nulls":13},0,0,0,0]
["Pit 3","266_G_H3",266,"G","H3",null,"Hydro",null,"WEC_CALN","California",6,"Shasta",89,"06089",23.3,0,1925,9999,null,null,"N","Hydro",{"$nulls":13},0,0,0,0]
["Pit 4","267_G_1",267,"G","1",null,"Hydro",null,"WEC_CALN","California",6,"Shasta",89,"06089",47.5,0,1955,9999,null,null,"N","Hydro",{"$nulls":13},0,0,0,0]
["Pit 4","267_G_2",267,"G","2",null,"Hydro",null,"WEC_CALN","California",6,"Shasta",89,"06089",47.5,0,1955,9999,null,null,"N","Hydro",{"$nulls":13},0,0,0,0]
["Pit 5","268_G_H1",268,"G","H1",null,"Hydro",null,"WEC_CALN","California",6,"Shasta",89,"06089",40,0,1944,9999,null,null,"N","Hydro",{"$nulls":13},0,0,0,0]
["Pit 5","268_G_H2",268,"G","H2",null,"Hydro",null,"WEC_CALN","California",6,"Shasta",89,"06089",40,0,1944,9999,null,null,"N","Hydro",{"$nulls":13},0,0,0,0]
["Pit 5","268_G_H3",268,"G","H3",null,"Hydro",null,"WEC_CALN","California",6,"Shasta",89,"06089",40,0,1944,9999,null,null,"N","Hydro",{"$nulls":13},0,0,0,0]
["Pit 5","268_G_H4",268,"G","H4",null,"Hydro",null,"WEC_CALN","California",6,"Shasta",89,"06089",40,0,1944,9999,null,null,"N","Hydro",{"$nulls":13},0,0,0,0]
["Pit 6","269_G_H1",269,"G","H1",null,"Hydro",null,"WEC_CALN","California",6,"Shasta",89,"06089",40,0,1965,9999,null,null,"N","Hydro",{"$nulls":13},0,0,0,0]
["Pit 6","269_G_H2",269,"G","H2",null,"Hydro",null,"WEC_CALN","California",6,"Shasta",89,"06089",40,0,1965,9999,null,null,"N","Hydro",{"$nulls":13},0,0,0,0]
["Pit 7","270_G_H1",270,"G","H1",null,"Hydro",null,"WEC_CALN","California",6,"Shasta",89,"06089",56,0,1965,9999,null,null,"N","Hydro",{"$nulls":13},0,0,0,0]
["Pit 7","270_G_H2",270,"G","H2",null,"Hydro",null,"WEC_CALN","California",6,"Shasta",89,"06089",57,0,1965,9999,null,null,"N","Hydro",{"$nulls":13},0,0,0,0]
["Poe","272_G_1",272,"G","1",null,"Hydro",null,"WEC_CALN","California",6,"Butte",7,"06007",60,0,1958,9999,null,null,"N","Hydro",{"$nulls":13},0,0,0,0]
["Poe","272_G_2",272,"G","2",null,"Hydro",null,"WEC_CALN","California",6,"Butte",7,"06007",60,0,1958,9999,null,null,"N","Hydro",{"$nulls":13},0,0,0,0]
["Potter Valley","274_G_1",274,"G","1",null,"Hydro",null,"WEC_CALN","California",6,"Mendocino",45,"06045",4.5,0,1939,9999,null,null,"N","Hydro",{"$nulls":13},0,0,0,0]
["Potter Valley","274_G_2",274,"G","2",null,"Hydro",null,"WEC_CALN","California",6,"Mendocino",45,"06045",2,0,1910,9999,null,null,"N","Hydro",{"$nulls":13},0,0,0,0]
["Potter Valley","274_G_3",274,"G","3",null,"Hydro",null,"WEC_CALN","California",6,"Mendocino",45,"06045",2.7,0,1917,9999,null,null,"N","Hydro",{"$nulls":13},0,0,0,0]
["Rock Creek","275_G_H1",275,"G","H1",null,"Hydro",null,"WEC_CALN","California",6,"Plumas",63,"06063",63,0,1950,9999,null,null,"N","Hydro",{"$nulls":13},0,0,0,0]
["Rock Creek","275_G_H2",275,"G","H2",null,"Hydro",null,"WEC_CALN","California",6,"Plumas",63,"06063",63,0,1950,9999,null,null,"N","Hydro",{"$nulls":13},0,0,0,0]
["San Joaquin 2","276_G_1",276,"G","1",null,"Hydro",null,"WEC_CALN","California",6,"Madera",39,"06039",3.2,0,1917,9999,null,null,"N","Hydro",{"$nulls":13},0,0,0,0]
["San Joaquin 3","277_G_3",277,"G","3",null,"Hydro",null,"WEC_CALN","California",6,"Madera",39,"06039",4.2,0,1923,9999,null,null,"N","Hydro",{"$nulls":13},0,0,0,0]
["Salt Springs","279_G_1",279,"G","1",null,"Hydro",null,"WEC_CALN","California",6,"Amador",5,"06005",11,0,1931,9999,null,null,"N","Hydro",{"$nulls":13},0,0,0,0]
["Salt Springs","279_G_2",279,"G","2",null,"Hydro",null,"WEC_CALN","California",6,"Amador",5,"06005",33,0,1953,9999,null,null,"N","Hydro",{"$nulls":13},0,0,0,0]
["South","280_G_1",280,"G","1",null,"Hydro",null,"WEC_CALN","California",6,"Tehama",103,"06103",7,0,1979,9999,null,null,"N","Hydro",{"$nulls":13},0,0,0,0]
["Spaulding 1","281_G_1",281,"G","1",null,"Hydro",null,"WEC_CALN","California",6,"Nevada",57,"06057",7,0,1928,9999,null,null,"N","Hydro",{"$nulls":13},0,0,0,0]
["Spaulding 2","282_G_1",282,"G","1",null,"Hydro",null,"WEC_CALN","California",6,"Nevada",57,"06057",4.4,0,1928,9999,null,null,"N","Hydro",{"$nulls":13},0,0,0,0]
["Spaulding 3","283_G_1",283,"G","1",null,"Hydro",null,"WEC_CALN","California",6,"Nevada",57,"06057",5.8,0,1929,9999,null,null,"N","Hydro",{"$nulls":13},0,0,0,0]
["Spring Gap","284_G_1",284,"G","1",null,"Hydro",null,"WEC_CALN","California",6,"Tuolumne",109,"06109",7,0,1921,9999,null,null,"N","Hydro",{"$nulls":13},0,0,0,0]
["Stanislaus","285_G_HC1",285,"G","HC1",null,"Hydro",null,"WEC_CALN","California",6,"Tuolumne",109,"06109",91,0,1963,9999,null,null,"N","Hydro",{"$nulls":13},0,0,0,0]
["Geysers Unit 5-20","286_G_U11",286,"G","U11",null,"Geothermal",null,"WEC_CALN","California",6,"Sonoma",97,"06097",68,9771,1975,9999,null,null,"N","Geothermal",{"$nulls":13},0,0,0,0,0.3713,0.3713,0.3713]
["Geysers Unit 5-20","286_G_U12",286,"G","U12",null,"Geothermal",null,"WEC_CALN","California",6,"Sonoma",97,"06097",51,9771,1979,9999,null,null,"N","Geothermal",{"$nulls":13},0,0,0,0,0.3713,0.3713,0.3713]
["Geysers Unit 5-20","286_G_U13",286,"G","U13",null,"Geothermal",null,"WEC_CALN","California",6,"Sonoma",97,"06097",65,9771,1980,9999,null,null,"N","Geothermal",{"$nulls":13},0,0,0,0,0.3713,0.3713,0.3713]
["Geysers Unit 5-20","286_G_U14",286,"G","U14",null,"Geothermal",null,"WEC_CALN","California",6,"Sonoma",97,"06097",60,9771,1980,9999,null,null,"N","Geothermal",{"$nulls":13},0,0,0,0,0.3713,0.3713,0.3713]
["Geysers Unit 5-20","286_G_U16",286,"G","U16",null,"Geothermal",null,"WEC_CALN","California",6,"Sonoma",97,"06097",60,9771,1985,9999,null,null,"N","Geothermal",{"$nulls":13},0,0,0,0,0.3713,0.3713,0.3713]
["Geysers Unit 5-20","286_G_U17",286,"G","U17",null,"Geothermal",null,"WEC_CALN","California",6,"Sonoma",97,"06097",60,9771,1982,9999,null,null,"N","Geothermal",{"$nulls":13},0,0,0,0,0.3713,0.3713,0.3713]
["Geysers Unit 5-20","286_G_U18",286,"G","U18",null,"Geothermal",null,"WEC_CALN","California",6,"Sonoma",97,"06097",60,9771,1983,9999,null,null,"N","Geothermal",{"$nulls":13},0,0,0,0,0.3713,0.3713,0.3713]
["Geysers Unit 5-20","286_G_U20",286,"G","U20",null,"Geothermal",null,"WEC_CALN","California",6,"Sonoma",97,"06097",50,9771,1985,9999,null,null,"N","Geothermal",{"$nulls":13},0,0,0,0,0.3713,0.3713,0.3713]
["Geysers Unit 5-20","286_G_U5",286,"G","U5",null,"Geothermal",null,"WEC_CALN","California",6,"Sonoma",97,"06097",45,9771,1971,9999,null,null,"N","Geothermal",{"$nulls":13},0,0,0,0,0.3713,0.3713,0.3713]
["Geysers Unit 5-20","286_G_U6",286,"G","U6",null,"Geothermal",null,"WEC_CALN","California",6,"Sonoma",97,"06097",45,9771,1971,9999,null,null,"N","Geothermal",{"$nulls":13},0,0,0,0,0.3713,0.3713,0.3713]
["Geysers Unit 5-20","286_G_U7",286,"G","U7",null,"Geothermal",null,"WEC_CALN","California",6,"Sonoma",97,"06097",40,9771,1972,9999,null,null,"N","Geothermal",{"$nulls":13},0,0,0,0,0.3713,0.3713,0.3713]
["Geysers Unit 5-20","286_G_U8",286,"G","U8",null,"Geothermal",null,"WEC_CALN","California",6,"Sonoma",97,"06097",40,9771,1972,9999,null,null,"N","Geothermal",{"$nulls":13},0,0,0,0,0.3713,0.3713,0.3713]
["Tiger Creek","287_G_H1",287,"G","H1",null,"Hydro",null,"WEC_CALN","California",6,"Amador",5,"06005",29,0,1931,9999,null,null,"N","Hydro",{"$nulls":13},0,0,0,0]
["Tiger Creek","287_G_H2",287,"G","H2",null,"Hydro",null,"WEC_CALN","California",6,"Amador",5,"06005",29,0,1931,9999,null,null,"N","Hydro",{"$nulls":13},0,0,0,0]
["Tule River","289_G_1",289,"G","1",null,"Hydro",null,"WECC_SCE","California",6,"Tulare",107,"06107",3.2,0,1914,9999,null,null,"N","Hydro",{"$nulls":13},0,0,0,0]
["Tule River","289_G_2",289,"G","2",null,"Hydro",null,"WECC_SCE","California",6,"Tulare",107,"06107",3.2,0,1914,9999,null,null,"N","Hydro",{"$nulls":13},0,0,0,0]
["Volta 1","290_G_1",290,"G","1",null,"Hydro",null,"WEC_CALN","California",6,"Shasta",89,"06089",9,0,1980,9999,null,null,"N","Hydro",{"$nulls":13},0,0,0,0]
["West Point PH","291_G_1",291,"G","1",null,"Hydro",null,"WEC_CALN","California",6,"Amador",5,"06005",14.5,0,1948,9999,null,null,"N","Hydro",{"$nulls":13},0,0,0,0]
["Wise","292_G_1",292,"G","1",null,"Hydro",null,"WEC_CALN","California",6,"Placer",61,"06061",14,0,1917,9999,null,null,"N","Hydro",{"$nulls":13},0,0,0,0]
["Wise","292_G_2",292,"G","2",null,"Hydro",null,"WEC_CALN","California",6,"Placer",61,"06061",3.2,0,1986,9999,null,null,"N","Hydro",{"$nulls":13},0,0,0,0]
["A G Wishon","293_G_1",293,"G","1",null,"Hydro",null,"WEC_CALN","California",6,"Madera",39,"06039",5,0,1910,9999,null,null,"N","Hydro",{"$nulls":13},0,0,0,0]
["A G Wishon","293_G_2",293,"G","2",null,"Hydro",null,"WEC_CALN","California",6,"Madera",39,"06039",5,0,1910,9999,null,null,"N","Hydro",{"$nulls":13},0,0,0,0]
["A G Wishon","293_G_3",293,"G","3",null,"Hydro",null,"WEC_CALN","California",6,"Madera",39,"06039",5,0,1910,9999,null,null,"N","Hydro",{"$nulls":13},0,0,0,0]
["A G Wishon","293_G_4",293,"G","4",null,"Hydro",null,"WEC_CALN","California",6,"Madera",39,"06039",5,0,1910,9999,null,null,"N","Hydro",{"$nulls":13},0,0,0,0]
["Copco 1","294_G_1",294,"G","1",null,"Hydro",null,"WECC_PNW","California",6,"Siskiyou",93,"06093",14,0,1918,9999,null,null,"N","Hydro",{"$nulls":13},0,0,0,0]
["Copco 1","294_G_2",294,"G","2",null,"Hydro",null,"WECC_PNW","California",6,"Siskiyou",93,"06093",14,0,1918,9999,null,null,"N","Hydro",{"$nulls":13},0,0,0,0]
["Copco 2","295_G_1",295,"G","1",null,"Hydro",null,"WECC_PNW","California",6,"Siskiyou",93,"06093",17,0,1925,9999,null,null,"N","Hydro",{"$nulls":13},0,0,0,0]
["Copco 2","295_G_2",295,"G","2",null,"Hydro",null,"WECC_PNW","California",6,"Siskiyou",93,"06093",17,0,1925,9999,null,null,"N","Hydro",{"$nulls":13},0,0,0,0]
["Fall Creek","296_G_1",296,"G","1",null,"Hydro",null,"WECC_PNW","California",6,"Siskiyou",93,"06093",0.4,0,1903,9999,null,null,"N","Hydro",{"$nulls":13},0,0,0,0]
["Fall Creek","296_G_2",296,"G","2",null,"Hydro",null,"WECC_PNW","California",6,"Siskiyou",93,"06093",0.4,0,1907,9999,null,null,"N","Hydro",{"$nulls":13},0,0,0,0]
["Fall Creek","296_G_3",296,"G","3",null,"Hydro",null,"WECC_PNW","California",6,"Siskiyou",93,"06093",1.1,0,1910,9999,null,null,"N","Hydro",{"$nulls":13},0,0,0,0]
["Iron Gate","297_G_1",297,"G","1",null,"Hydro",null,"WECC_PNW","California",6,"Siskiyou",93,"06093",18.8,0,1962,9999,null,null,"N","Hydro",{"$nulls":13},0,0,0,0]
["Limestone","298_B_LIM1",298,"B","LIM1",176,"Coal Steam",null,"ERC_REST","Texas",48,"Limestone",293,"48293",831,10342,1985,9999,"tangential","dry","N","Lignite, Subbituminous","Wet Scrubber",1985,0.9,"LNC3","SNCR",null,"1997","ESPC","No","ACI",2016,null,0.6,0.16546,0.16546,0.16546,0.16546,0.1,0.1,0.1,0.9500000000000001]
["Limestone","298_B_LIM2",298,"B","LIM2",177,"Coal Steam",null,"ERC_REST","Texas",48,"Limestone",293,"48293",858,10301,1986,9999,"tangential","dry","N","Lignite, Subbituminous","Wet Scrubber",1986,0.9,"OFA","SNCR",null,"1997","ESPC","No","ACI",2016,null,0.6,0.18149,0.18149,0.139,0.139,0.1,0.1,0.1,0.9500000000000001]
["Blundell","299_B_1",299,"B","1",null,"Geothermal",null,"WECC_UT","Utah",49,"Beaver",1,"49001",23,9771,1984,9999,null,null,"N","Geothermal",{"$nulls":13},0,0,0,0,0.4563,0.4563,0.4563]
["Blundell","299_B_2",299,"B","2",null,"Geothermal",null,"WECC_UT","Utah",49,"Beaver",1,"49001",11,9771,2007,9999,null,null,"N","Geothermal",{"$nulls":13},0,0,0,0,0.4563,0.4563,0.4563]
["Drop 5","314_G_1",314,"G","1",null,"Hydro",null,"WECC_IID","California",6,"Imperial",25,"06025",1.9,0,1982,9999,null,null,"N","Hydro",{"$nulls":13},0,0,0,0]
["Drop 5","314_G_2",314,"G","2",null,"Hydro",null,"WECC_IID","California",6,"Imperial",25,"06025",1.9,0,1982,9999,null,null,"N","Hydro",{"$nulls":13},0,0,0,0]
["Sepulveda Canyon","316_G_1",316,"G","1",null,"Hydro",null,"WEC_LADW","California",6,"Los Angeles",37,"06037",8.5,0,1982,9999,null,null,"N","Hydro",{"$nulls":13},0,0,0,0]
["Big Creek 1","317_G_1",317,"G","1",null,"Hydro",null,"WECC_SCE","California",6,"Fresno",19,"06019",19.8,0,1913,9999,null,null,"N","Hydro",{"$nulls":13},0,0,0,0]
["Big Creek 1","317_G_2",317,"G","2",null,"Hydro",null,"WECC_SCE","California",6,"Fresno",19,"06019",15.8,0,1913,9999,null,null,"N","Hydro",{"$nulls":13},0,0,0,0]
["Big Creek 1","317_G_3",317,"G","3",null,"Hydro",null,"WECC_SCE","California",6,"Fresno",19,"06019",21.6,0,1923,9999,null,null,"N","Hydro",{"$nulls":13},0,0,0,0]
["Big Creek 1","317_G_4",317,"G","4",null,"Hydro",null,"WECC_SCE","California",6,"Fresno",19,"06019",31.2,0,1925,9999,null,null,"N","Hydro",{"$nulls":13},0,0,0,0]
["Big Creek 2","318_G_3",318,"G","3",null,"Hydro",null,"WECC_SCE","California",6,"Fresno",19,"06019",15.8,0,1913,9999,null,null,"N","Hydro",{"$nulls":13},0,0,0,0]
["Big Creek 2","318_G_4",318,"G","4",null,"Hydro",null,"WECC_SCE","California",6,"Fresno",19,"06019",15.8,0,1914,9999,null,null,"N","Hydro",{"$nulls":13},0,0,0,0]
["Big Creek 2","318_G_5",318,"G","5",null,"Hydro",null,"WECC_SCE","California",6,"Fresno",19,"06019",17.5,0,1921,9999,null,null,"N","Hydro",{"$nulls":13},0,0,0,0]
["Big Creek 2","318_G_6",318,"G","6",null,"Hydro",null,"WECC_SCE","California",6,"Fresno",19,"06019",17.5,0,1925,9999,null,null,"N","Hydro",{"$nulls":13},0,0,0,0]
["Big Creek 3","319_G_1",319,"G","1",null,"Hydro",null,"WECC_SCE","California",6,"Fresno",19,"06019",34,0,1923,9999,null,null,"N","Hydro",{"$nulls":13},0,0,0,0]
["Big Creek 3","319_G_2",319,"G","2",null,"Hydro",null,"WECC_SCE","California",6,"Fresno",19,"06019",34,0,1923,9999,null,null,"N","Hydro",{"$nulls":13},0,0,0,0]
["Big Creek 3","319_G_3",319,"G","3",null,"Hydro",null,"WECC_SCE","California",6,"Fresno",19,"06019",33,0,1923,9999,null,null,"N","Hydro",{"$nulls":13},0,0,0,0]
["Big Creek 3","319_G_4",319,"G","4",null,"Hydro",null,"WECC_SCE","California",6,"Fresno",19,"06019",36,0,1948,9999,null,null,"N","Hydro",{"$nulls":13},0,0,0,0]
["Big Creek 3","319_G_5",319,"G","5",null,"Hydro",null,"WECC_SCE","California",6,"Fresno",19,"06019",36.5,0,1980,9999,null,null,"N","Hydro",{"$nulls":13},0,0,0,0]
["Big Creek 4","320_G_1",320,"G","1",null,"Hydro",null,"WECC_SCE","California",6,"Madera",39,"06039",50,0,1951,9999,null,null,"N","Hydro",{"$nulls":13},0,0,0,0]
["Big Creek 4","320_G_2",320,"G","2",null,"Hydro",null,"WECC_SCE","California",6,"Madera",39,"06039",50,0,1951,9999,null,null,"N","Hydro",{"$nulls":13},0,0,0,0]
["Big Creek 8","321_G_1",321,"G","1",null,"Hydro",null,"WECC_SCE","California",6,"Fresno",19,"06019",25.8,0,1921,9999,null,null,"N","Hydro",{"$nulls":13},0,0,0,0]
["Big Creek 8","321_G_2",321,"G","2",null,"Hydro",null,"WECC_SCE","California",6,"Fresno",19,"06019",45,0,1929,9999,null,null,"N","Hydro",{"$nulls":13},0,0,0,0]
["Big Creek 2A","322_G_1",322,"G","1",null,"Hydro",null,"WECC_SCE","California",6,"Fresno",19,"06019",50,0,1928,9999,null,null,"N","Hydro",{"$nulls":13},0,0,0,0]
["Big Creek 2A","322_G_2",322,"G","2",null,"Hydro",null,"WECC_SCE","California",6,"Fresno",19,"06019",50,0,1928,9999,null,null,"N","Hydro",{"$nulls":13},0,0,0,0]
["Bishop Creek 2","323_G_1",323,"G","1",null,"Hydro",null,"WECC_SCE","California",6,"Inyo",27,"06027",2.5,0,1908,9999,null,null,"N","Hydro",{"$nulls":13},0,0,0,0]
["Bishop Creek 2","323_G_2",323,"G","2",null,"Hydro",null,"WECC_SCE","California",6,"Inyo",27,"06027",2.5,0,1908,9999,null,null,"N","Hydro",{"$nulls":13},0,0,0,0]
["Bishop Creek 2","323_G_3",323,"G","3",null,"Hydro",null,"WECC_SCE","California",6,"Inyo",27,"06027",2.3,0,1911,9999,null,null,"N","Hydro",{"$nulls":13},0,0,0,0]
["Bishop Creek 3","324_G_1",324,"G","1",null,"Hydro",null,"WECC_SCE","California",6,"Inyo",27,"06027",2.8,0,1913,9999,null,null,"N","Hydro",{"$nulls":13},0,0,0,0]
["Bishop Creek 3","324_G_2",324,"G","2",null,"Hydro",null,"WECC_SCE","California",6,"Inyo",27,"06027",2.8,0,1913,9999,null,null,"N","Hydro",{"$nulls":13},0,0,0,0]
["Bishop Creek 3","324_G_3",324,"G","3",null,"Hydro",null,"WECC_SCE","California",6,"Inyo",27,"06027",2.8,0,1913,9999,null,null,"N","Hydro",{"$nulls":13},0,0,0,0]
["Bishop Creek 4","325_G_1",325,"G","1",null,"Hydro",null,"WECC_SCE","California",6,"Inyo",27,"06027",1,0,1905,9999,null,null,"N","Hydro",{"$nulls":13},0,0,0,0]
["Bishop Creek 4","325_G_2",325,"G","2",null,"Hydro",null,"WECC_SCE","California",6,"Inyo",27,"06027",1,0,1905,9999,null,null,"N","Hydro",{"$nulls":13},0,0,0,0]
["Bishop Creek 4","325_G_3",325,"G","3",null,"Hydro",null,"WECC_SCE","California",6,"Inyo",27,"06027",2,0,1906,9999,null,null,"N","Hydro",{"$nulls":13},0,0,0,0]
["Bishop Creek 4","325_G_4",325,"G","4",null,"Hydro",null,"WECC_SCE","California",6,"Inyo",27,"06027",2.2,0,1907,9999,null,null,"N","Hydro",{"$nulls":13},0,0,0,0]
["Bishop Creek 4","325_G_5",325,"G","5",null,"Hydro",null,"WECC_SCE","California",6,"Inyo",27,"06027",2,0,1909,9999,null,null,"N","Hydro",{"$nulls":13},0,0,0,0]
["Bishop Creek 5","326_G_1",326,"G","1",null,"Hydro",null,"WECC_SCE","California",6,"Inyo",27,"06027",2,0,1943,9999,null,null,"N","Hydro",{"$nulls":13},0,0,0,0]
["Bishop Creek 5","326_G_2",326,"G","2",null,"Hydro",null,"WECC_SCE","California",6,"Inyo",27,"06027",1.8,0,1919,9999,null,null,"N","Hydro",{"$nulls":13},0,0,0,0]
["Bishop Creek 6","327_G_1",327,"G","1",null,"Hydro",null,"WECC_SCE","California",6,"Inyo",27,"06027",1.6,0,1913,9999,null,null,"N","Hydro",{"$nulls":13},0,0,0,0]
["Borel","328_G_1",328,"G","1",null,"Hydro",null,"WECC_SCE","California",6,"Kern",29,"06029",2.1,0,1904,9999,null,null,"N","Hydro",{"$nulls":13},0,0,0,0]
["Borel","328_G_2",328,"G","2",null,"Hydro",null,"WECC_SCE","California",6,"Kern",29,"06029",2.5,0,1904,9999,null,null,"N","Hydro",{"$nulls":13},0,0,0,0]
["Borel","328_G_3",328,"G","3",null,"Hydro",null,"WECC_SCE","California",6,"Kern",29,"06029",6,0,1932,9999,null,null,"N","Hydro",{"$nulls":13},0,0,0,0]
["Fontana","332_G_1",332,"G","1",null,"Hydro",null,"WECC_SCE","California",6,"San Bernardino",71,"06071",1.5,0,1917,9999,null,null,"N","Hydro",{"$nulls":13},0,0,0,0]
["Fontana","332_G_2",332,"G","2",null,"Hydro",null,"WECC_SCE","California",6,"San Bernardino",71,"06071",1.5,0,1917,9999,null,null,"N","Hydro",{"$nulls":13},0,0,0,0]
["Kaweah 2","336_G_2",336,"G","2",null,"Hydro",null,"WECC_SCE","California",6,"Tulare",107,"06107",1.8,0,1929,9999,null,null,"N","Hydro",{"$nulls":13},0,0,0,0]
["Kaweah 1","337_G_1",337,"G","1",null,"Hydro",null,"WECC_SCE","California",6,"Tulare",107,"06107",2.3,0,1929,9999,null,null,"N","Hydro",{"$nulls":13},0,0,0,0]
["Kaweah 3","338_G_1",338,"G","1",null,"Hydro",null,"WECC_SCE","California",6,"Tulare",107,"06107",2.4,0,1913,9999,null,null,"N","Hydro",{"$nulls":13},0,0,0,0]
["Kaweah 3","338_G_2",338,"G","2",null,"Hydro",null,"WECC_SCE","California",6,"Tulare",107,"06107",2.1,0,1913,9999,null,null,"N","Hydro",{"$nulls":13},0,0,0,0]
["Kern River 3","339_G_1",339,"G","1",null,"Hydro",null,"WECC_SCE","California",6,"Kern",29,"06029",20.5,0,1921,9999,null,null,"N","Hydro",{"$nulls":13},0,0,0,0]
["Kern River 3","339_G_2",339,"G","2",null,"Hydro",null,"WECC_SCE","California",6,"Kern",29,"06029",19.7,0,1921,9999,null,null,"N","Hydro",{"$nulls":13},0,0,0,0]
["Kern River 1","340_G_1",340,"G","1",null,"Hydro",null,"WECC_SCE","California",6,"Kern",29,"06029",6.6,0,1907,9999,null,null,"N","Hydro",{"$nulls":13},0,0,0,0]
["Kern River 1","340_G_2",340,"G","2",null,"Hydro",null,"WECC_SCE","California",6,"Kern",29,"06029",6.6,0,1907,9999,null,null,"N","Hydro",{"$nulls":13},0,0,0,0]
["Kern River 1","340_G_3",340,"G","3",null,"Hydro",null,"WECC_SCE","California",6,"Kern",29,"06029",6.6,0,1907,9999,null,null,"N","Hydro",{"$nulls":13},0,0,0,0]
["Kern River 1","340_G_4",340,"G","4",null,"Hydro",null,"WECC_SCE","California",6,"Kern",29,"06029",6.6,0,1907,9999,null,null,"N","Hydro",{"$nulls":13},0,0,0,0]
["Long Beach Generation LLC","341_G_CT1",341,"G","CT1",89768,"Combustion Turbine",null,"WECC_SCE","California",6,"Los Angeles",37,"06037",65,16191,1976,9999,null,null,"N","Natural Gas",{"$nulls":3},"H2O","SCR",{"$nulls":8},0.02467,0.02467,0.02467,0.02467]
["Long Beach Generation LLC","341_G_CT2",341,"G","CT2",89769,"Combustion Turbine",null,"WECC_SCE","California",6,"Los Angeles",37,"06037",65,16191,1976,9999,null,null,"N","Natural Gas",{"$nulls":3},"H2O","SCR",{"$nulls":8},0.02651,0.02651,0.02651,0.02651]
["Long Beach Generation LLC","341_G_CT3",341,"G","CT3",89770,"Combustion Turbine",null,"WECC_SCE","California",6,"Los Angeles",37,"06037",65,16191,1976,9999,null,null,"N","Natural Gas",{"$nulls":3},"H2O","SCR",{"$nulls":8},0.02546,0.02546,0.02546,0.02546]
["Long Beach Generation LLC","341_G_CT4",341,"G","CT4",89771,"Combustion Turbine",null,"WECC_SCE","California",6,"Los Angeles",37,"06037",65,16191,1976,9999,null,null,"N","Natural Gas",{"$nulls":3},"H2O","SCR",{"$nulls":8},0.0256,0.0256,0.0256,0.0256]
["Lundy","342_G_1",342,"G","1",null,"Hydro",null,"WECC_SCE","California",6,"Mono",51,"06051",1.5,0,1911,9999,null,null,"N","Hydro",{"$nulls":13},0,0,0,0]
["Lundy","342_G_2",342,"G","2",null,"Hydro",null,"WECC_SCE","California",6,"Mono",51,"06051",1.5,0,1912,9999,null,null,"N","Hydro",{"$nulls":13},0,0,0,0]
["Mammoth Pool","344_G_1",344,"G","1",null,"Hydro",null,"WECC_SCE","California",6,"Madera",39,"06039",80,0,1960,9999,null,null,"N","Hydro",{"$nulls":13},0,0,0,0]
["Mammoth Pool","344_G_2",344,"G","2",null,"Hydro",null,"WECC_SCE","California",6,"Madera",39,"06039",80,0,1960,9999,null,null,"N","Hydro",{"$nulls":13},0,0,0,0]
["Poole","353_G_1",353,"G","1",null,"Hydro",null,"WECC_SCE","California",6,"Mono",51,"06051",11.3,0,1924,9999,null,null,"N","Hydro",{"$nulls":13},0,0,0,0]
["Portal","354_G_1",354,"G","1",null,"Hydro",null,"WECC_SCE","California",6,"Fresno",19,"06019",10.8,0,1956,9999,null,null,"N","Hydro",{"$nulls":13},0,0,0,0]
["Rush Creek","357_G_1",357,"G","1",null,"Hydro",null,"WECC_SCE","California",6,"Mono",51,"06051",5.9,0,1916,9999,null,null,"N","Hydro",{"$nulls":13},0,0,0,0]
["Rush Creek","357_G_2",357,"G","2",null,"Hydro",null,"WECC_SCE","California",6,"Mono",51,"06051",5.5,0,1917,9999,null,null,"N","Hydro",{"$nulls":13},0,0,0,0]
["Mountainview Generating Station","358_G_MV3A",358,"G","MV3A",89500,"Combined Cycle",null,"WECC_SCE","California",6,"San Bernardino",71,"06071",149,7484,2005,9999,null,null,"N","Natural Gas",{"$nulls":3},"DLNB","SCR",2005,{"$nulls":7},0.0056,0.0056,0.0056,0.0056]
["Mountainview Generating Station","358_G_MV3B",358,"G","MV3B",89501,"Combined Cycle",null,"WECC_SCE","California",6,"San Bernardino",71,"06071",149,7484,2005,9999,null,null,"N","Natural Gas",{"$nulls":3},"DLNB","SCR",2005,{"$nulls":7},0.0056,0.0056,0.0056,0.0056]
["Mountainview Generating Station","358_G_MV3C",358,"G","MV3C",null,"Combined Cycle",null,"WECC_SCE","California",6,"San Bernardino",71,"06071",188,7484,2005,9999,null,null,"N","Natural Gas",{"$nulls":3},"DLNB","SCR",2005,{"$nulls":7},0.0056,0.0056,0.0056,0.0056]
["Mountainview Generating Station","358_G_MV4A",358,"G","MV4A",89502,"Combined Cycle",null,"WECC_SCE","California",6,"San Bernardino",71,"06071",149,7484,2006,9999,null,null,"N","Natural Gas",{"$nulls":3},"DLNB","SCR",2005,{"$nulls":7},0.00551,0.00551,0.00551,0.00551]
["Mountainview Generating Station","358_G_MV4B",358,"G","MV4B",89503,"Combined Cycle",null,"WECC_SCE","California",6,"San Bernardino",71,"06071",149,7484,2006,9999,null,null,"N","Natural Gas",{"$nulls":3},"DLNB","SCR",2005,{"$nulls":7},0.00551,0.00551,0.00551,0.00551]
["Mountainview Generating Station","358_G_MV4C",358,"G","MV4C",null,"Combined Cycle",null,"WECC_SCE","California",6,"San Bernardino",71,"06071",188,7484,2006,9999,null,null,"N","Natural Gas",{"$nulls":3},"DLNB","SCR",2005,{"$nulls":7},0.00551,0.00551,0.00551,0.00551]
["Santa Ana 1","361_G_1",361,"G","1",null,"Hydro",null,"WECC_SCE","California",6,"San Bernardino",71,"06071",0.8,0,1899,9999,null,null,"N","Hydro",{"$nulls":13},0,0,0,0]
["Santa Ana 1","361_G_2",361,"G","2",null,"Hydro",null,"WECC_SCE","California",6,"San Bernardino",71,"06071",0.8,0,1899,9999,null,null,"N","Hydro",{"$nulls":13},0,0,0,0]
["Santa Ana 1","361_G_3",361,"G","3",null,"Hydro",null,"WECC_SCE","California",6,"San Bernardino",71,"06071",0.8,0,1899,9999,null,null,"N","Hydro",{"$nulls":13},0,0,0,0]
["Santa Ana 1","361_G_4",361,"G","4",null,"Hydro",null,"WECC_SCE","California",6,"San Bernardino",71,"06071",0.8,0,1899,9999,null,null,"N","Hydro",{"$nulls":13},0,0,0,0]
["Santa Ana 3","363_G_1",363,"G","1",null,"Hydro",null,"WECC_SCE","California",6,"San Bernardino",71,"06071",3.1,0,1999,9999,null,null,"N","Hydro",{"$nulls":13},0,0,0,0]
["Lower Tule River","365_G_1",365,"G","1",null,"Hydro",null,"WECC_SCE","California",6,"Tulare",107,"06107",1.3,0,1909,9999,null,null,"N","Hydro",{"$nulls":13},0,0,0,0]
["Lower Tule River","365_G_2",365,"G","2",null,"Hydro",null,"WECC_SCE","California",6,"Tulare",107,"06107",1.3,0,1909,9999,null,null,"N","Hydro",{"$nulls":13},0,0,0,0]
["Columbia Generating Station","371_G_2",371,"G","2",null,"Nuclear",null,"WECC_PNW","Washington",53,"Benton",5,"53005",1180,10456,1984,2064,null,null,"N","Nuclear Fuel",{"$nulls":13},0,0,0,0]
["Pardee","376_G_1",376,"G","1",null,"Hydro",null,"WEC_CALN","California",6,"Calaveras",9,"06009",8.9,0,1930,9999,null,null,"N","Hydro",{"$nulls":13},0,0,0,0]
["Pardee","376_G_2",376,"G","2",null,"Hydro",null,"WEC_CALN","California",6,"Calaveras",9,"06009",8.9,0,1930,9999,null,null,"N","Hydro",{"$nulls":13},0,0,0,0]
["Pardee","376_G_3",376,"G","3",null,"Hydro",null,"WEC_CALN","California",6,"Calaveras",9,"06009",9.9,0,1983,9999,null,null,"N","Hydro",{"$nulls":13},0,0,0,0]
["Grayson","377_G_1",377,"G","1",null,"Combined Cycle",null,"WEC_LADW","California",6,"Los Angeles",37,"06037",19,9198,1977,9999,null,null,"N","Natural Gas",{"$nulls":4},"SCR",2003,{"$nulls":7},0.02001,0.02001,0.02001,0.02001]
["Grayson","377_G_2",377,"G","2",null,"Combined Cycle",null,"WEC_LADW","California",6,"Los Angeles",37,"06037",19,9198,1977,9999,null,null,"N","Natural Gas",{"$nulls":4},"SCR",2003,{"$nulls":7},0.02001,0.02001,0.02001,0.02001]
["Grayson","377_G_8A",377,"G","8A",null,"Combined Cycle",null,"WEC_LADW","California",6,"Los Angeles",37,"06037",26,9198,1977,9999,"Other","dry","N","Natural Gas",{"$nulls":4},"SCR",2003,{"$nulls":7},0.02001,0.02001,0.02001,0.02001]
["Grayson","377_G_8BC",377,"G","8BC",null,"Combined Cycle",null,"WEC_LADW","California",6,"Los Angeles",37,"06037",46,9198,1977,9999,"Other","dry","N","Natural Gas",{"$nulls":4},"SCR",2003,{"$nulls":7},0.02001,0.02001,0.02001,0.02001]
["Grayson","377_G_9",377,"G","9",89495,"Combustion Turbine",null,"WEC_LADW","California",6,"Los Angeles",37,"06037",48,11118,2004,9999,null,null,"N","Natural Gas",{"$nulls":4},"SCR",{"$nulls":7},0.74,0.02362,0.02362,0.02362,0.02362]
["Prairie River","378_G_1",378,"G","1",null,"Hydro",null,"MIS_MNWI","Minnesota",27,"Itasca",61,"27061",0.5,0,1920,9999,null,null,"N","Hydro",{"$nulls":13},0,0,0,0]
["Prairie River","378_G_2",378,"G","2",null,"Hydro",null,"MIS_MNWI","Minnesota",27,"Itasca",61,"27061",0.2,0,1920,9999,null,null,"N","Hydro",{"$nulls":13},0,0,0,0]
["Dion R Holm","380_G_1",380,"G","1",null,"Hydro",null,"WEC_CALN","California",6,"Tuolumne",109,"06109",78.4,0,1960,9999,null,null,"N","Hydro",{"$nulls":13},0,0,0,0]
["Dion R Holm","380_G_2",380,"G","2",null,"Hydro",null,"WEC_CALN","California",6,"Tuolumne",109,"06109",78.4,0,1960,9999,null,null,"N","Hydro",{"$nulls":13},0,0,0,0]
["Moccasin","381_G_1",381,"G","1",null,"Hydro",null,"WEC_CALN","California",6,"Tuolumne",109,"06109",50,0,1969,9999,null,null,"N","Hydro",{"$nulls":13},0,0,0,0]
["Moccasin","381_G_2",381,"G","2",null,"Hydro",null,"WEC_CALN","California",6,"Tuolumne",109,"06109",50,0,1969,9999,null,null,"N","Hydro",{"$nulls":13},0,0,0,0]
["R C Kirkwood","382_G_1",382,"G","1",null,"Hydro",null,"WEC_CALN","California",6,"Tuolumne",109,"06109",39.5,0,1967,9999,null,null,"N","Hydro",{"$nulls":13},0,0,0,0]
["R C Kirkwood","382_G_2",382,"G","2",null,"Hydro",null,"WEC_CALN","California",6,"Tuolumne",109,"06109",39.5,0,1967,9999,null,null,"N","Hydro",{"$nulls":13},0,0,0,0]
["R C Kirkwood","382_G_3",382,"G","3",null,"Hydro",null,"WEC_CALN","California",6,"Tuolumne",109,"06109",36.5,0,1987,9999,null,null,"N","Hydro",{"$nulls":13},0,0,0,0]
["Joliet 29","384_B_71",384,"B","71",250,"O/G Steam",null,"PJM_COMD","Illinois",17,"Will",197,"17197",259,10809,1965,9999,"tangential","dry","N","Natural Gas",{"$nulls":3},"LNC3","SNCR",null,"2009",{"$nulls":5},1.8,0.06564,0.06564,0.06564,0.06564]
["Joliet 29","384_B_72",384,"B","72",251,"O/G Steam",null,"PJM_COMD","Illinois",17,"Will",197,"17197",259,10809,1965,9999,"tangential","dry","N","Natural Gas",{"$nulls":3},"LNC3","SNCR",null,"2009",{"$nulls":5},1.8,0.06609,0.06609,0.06609,0.06609]
["Joliet 29","384_B_81",384,"B","81",252,"O/G Steam",null,"PJM_COMD","Illinois",17,"Will",197,"17197",259,10800,1965,9999,"tangential","dry","N","Natural Gas",{"$nulls":3},"LNC3","SNCR",null,"2009",{"$nulls":5},1.8,0.07758,0.07758,0.07758,0.07758]
["Joliet 29","384_B_82",384,"B","82",253,"O/G Steam",null,"PJM_COMD","Illinois",17,"Will",197,"17197",259,10800,1965,9999,"tangential","dry","N","Natural Gas",{"$nulls":3},"LNC3","SNCR",null,"2009",{"$nulls":5},1.8,0.07455,0.07455,0.07455,0.07455]
["Drop 2 (CA)","385_G_1",385,"G","1",null,"Hydro",null,"WECC_IID","California",6,"Imperial",25,"06025",4.9,0,1953,9999,null,null,"N","Hydro",{"$nulls":13},0,0,0,0]
["Drop 2 (CA)","385_G_2",385,"G","2",null,"Hydro",null,"WECC_IID","California",6,"Imperial",25,"06025",4.9,0,1953,9999,null,null,"N","Hydro",{"$nulls":13},0,0,0,0]
["Drop 3 (CA)","386_G_1",386,"G","1",null,"Hydro",null,"WECC_IID","California",6,"Imperial",25,"06025",2.7,0,1941,9999,null,null,"N","Hydro",{"$nulls":13},0,0,0,0]
["Drop 3 (CA)","386_G_2",386,"G","2",null,"Hydro",null,"WECC_IID","California",6,"Imperial",25,"06025",4.6,0,1966,9999,null,null,"N","Hydro",{"$nulls":13},0,0,0,0]
["Drop 4","387_G_1",387,"G","1",null,"Hydro",null,"WECC_IID","California",6,"Imperial",25,"06025",8.1,0,1950,9999,null,null,"N","Hydro",{"$nulls":13},0,0,0,0]
["Drop 4","387_G_2",387,"G","2",null,"Hydro",null,"WECC_IID","California",6,"Imperial",25,"06025",11,0,1941,9999,null,null,"N","Hydro",{"$nulls":13},0,0,0,0]
["Pilot Knob","388_G_1",388,"G","1",null,"Hydro",null,"WECC_IID","California",6,"Imperial",25,"06025",10.4,0,1957,9999,null,null,"N","Hydro",{"$nulls":13},0,0,0,0]
["Pilot Knob","388_G_2",388,"G","2",null,"Hydro",null,"WECC_IID","California",6,"Imperial",25,"06025",7.7,0,1957,9999,null,null,"N","Hydro",{"$nulls":13},0,0,0,0]
["El Centro","389_B_4",389,"B","4",257,"O/G Steam",null,"WECC_IID","California",6,"Imperial",25,"06025",70,13106,1968,9999,"wall","dry","N","Natural Gas, Residual Fuel Oil",{"$nulls":4},"SCR",1995,{"$nulls":6},0.74,0.2383,0.06084,0.2383,0.06084]
["El Centro","389_G_2",389,"G","2",null,"Combined Cycle",null,"WECC_IID","California",6,"Imperial",25,"06025",31,8523,1952,9999,null,null,"N","Natural Gas",{"$nulls":4},"SCR",2012,{"$nulls":7},0.03406,0.03406,0.03406,0.03406]
["El Centro","389_G_2A",389,"G","2A",255,"Combined Cycle",null,"WECC_IID","California",6,"Imperial",25,"06025",71,8523,1993,9999,null,null,"N","Natural Gas",{"$nulls":4},"SCR",{"$nulls":8},0.03406,0.03406,0.03406,0.03406]
["El Centro","389_G_30",389,"G","30",null,"Combined Cycle",null,"WECC_IID","California",6,"Imperial",25,"06025",52,8523,2012,9999,null,null,"N","Natural Gas",{"$nulls":3},"DLNB","SCR",1995,{"$nulls":7},0.00506,0.00506,0.00506,0.00506]
["El Centro","389_G_31",389,"G","31",90785,"Combined Cycle",null,"WECC_IID","California",6,"Imperial",25,"06025",45,8523,2012,9999,null,null,"N","Natural Gas",{"$nulls":3},"DLNB","SCR",{"$nulls":8},0.00506,0.00506,0.00506,0.00506]
["El Centro","389_G_32",389,"G","32",90786,"Combined Cycle",null,"WECC_IID","California",6,"Imperial",25,"06025",45,8523,2012,9999,null,null,"N","Natural Gas",{"$nulls":3},"DLNB","SCR",{"$nulls":8},0.00506,0.00506,0.00506,0.00506]
["El Centro","389_G_BESS",389,"G","BESS",null,"Energy Storage",null,"WECC_IID","California",6,"Imperial",25,"06025",28,0,2016,9999,null,null,"N","Energy Storage",{"$nulls":13},0,0,0,0]
["Big Pine Creek","391_G_1",391,"G","1",null,"Hydro",null,"WEC_LADW","California",6,"Inyo",27,"06027",3,0,1925,9999,null,null,"N","Hydro",{"$nulls":13},0,0,0,0]
["Castaic","392_G_1",392,"G","1",null,"Pumped Storage",null,"WEC_LADW","California",6,"Los Angeles",37,"06037",270.5,0,1973,9999,null,null,"N","Pumped Storage",{"$nulls":13},0,0,0,0]
["Castaic","392_G_2",392,"G","2",null,"Pumped Storage",null,"WEC_LADW","California",6,"Los Angeles",37,"06037",270.5,0,1974,9999,null,null,"N","Pumped Storage",{"$nulls":13},0,0,0,0]
["Castaic","392_G_3",392,"G","3",null,"Pumped Storage",null,"WEC_LADW","California",6,"Los Angeles",37,"06037",270.5,0,1977,9999,null,null,"N","Pumped Storage",{"$nulls":13},0,0,0,0]
["Castaic","392_G_4",392,"G","4",null,"Pumped Storage",null,"WEC_LADW","California",6,"Los Angeles",37,"06037",270.5,0,1977,9999,null,null,"N","Pumped Storage",{"$nulls":13},0,0,0,0]
["Castaic","392_G_5",392,"G","5",null,"Pumped Storage",null,"WEC_LADW","California",6,"Los Angeles",37,"06037",270.5,0,1978,9999,null,null,"N","Pumped Storage",{"$nulls":13},0,0,0,0]
["Castaic","392_G_6",392,"G","6",null,"Pumped Storage",null,"WEC_LADW","California",6,"Los Angeles",37,"06037",270.5,0,1978,9999,null,null,"N","Pumped Storage",{"$nulls":13},0,0,0,0]
["Castaic","392_G_7",392,"G","7",null,"Hydro",null,"WEC_LADW","California",6,"Los Angeles",37,"06037",55.9,0,1972,9999,null,null,"N","Hydro",{"$nulls":13},0,0,0,0]
["Control Gorge","393_G_1",393,"G","1",null,"Hydro",null,"WEC_LADW","California",6,"Inyo",27,"06027",37.5,0,1952,9999,null,null,"N","Hydro",{"$nulls":13},0,0,0,0]
["Cottonwood","394_G_1",394,"G","1",null,"Hydro",null,"WEC_LADW","California",6,"Inyo",27,"06027",1.2,0,1908,9999,null,null,"N","Hydro",{"$nulls":13},0,0,0,0]
["Cottonwood","394_G_2",394,"G","2",null,"Hydro",null,"WEC_LADW","California",6,"Inyo",27,"06027",1.2,0,1909,9999,null,null,"N","Hydro",{"$nulls":13},0,0,0,0]
["Foothill","396_G_1",396,"G","1",null,"Hydro",null,"WEC_LADW","California",6,"Los Angeles",37,"06037",8.6,0,1971,9999,null,null,"N","Hydro",{"$nulls":13},0,0,0,0]
["Franklin (CA)","397_G_1",397,"G","1",null,"Hydro",null,"WEC_LADW","California",6,"Los Angeles",37,"06037",2,0,1921,9999,null,null,"N","Hydro",{"$nulls":13},0,0,0,0]
["Haiwee","398_G_1",398,"G","1",null,"Hydro",null,"WEC_LADW","California",6,"Inyo",27,"06027",2.5,0,1927,9999,null,null,"N","Hydro",{"$nulls":13},0,0,0,0]
["Haiwee","398_G_2",398,"G","2",null,"Hydro",null,"WEC_LADW","California",6,"Inyo",27,"06027",2.5,0,1927,9999,null,null,"N","Hydro",{"$nulls":13},0,0,0,0]
["Harbor","399_G_10A",399,"G","10A",259,"Combined Cycle",null,"WEC_LADW","California",6,"Los Angeles",37,"06037",72,11115,1994,9999,null,null,"N","Natural Gas, Distillate Fuel Oil",{"$nulls":3},"NH3","SCR",1994,{"$nulls":7},0.0254,0.0254,0.0254,0.0254]
["Harbor","399_G_10B",399,"G","10B",260,"Combined Cycle",null,"WEC_LADW","California",6,"Los Angeles",37,"06037",72,11115,1994,9999,null,null,"N","Natural Gas, Distillate Fuel Oil",{"$nulls":3},"NH3","SCR",1994,{"$nulls":7},0.0254,0.0254,0.0254,0.0254]
["Harbor","399_G_5",399,"G","5",null,"Combined Cycle",null,"WEC_LADW","California",6,"Los Angeles",37,"06037",56,11115,1949,9999,null,null,"N","Natural Gas, Distillate Fuel Oil",{"$nulls":3},"NH3","SCR",1994,{"$nulls":7},0.0254,0.0254,0.0254,0.0254]
["Harbor","399_G_GT10",399,"G","GT10",262,"Combustion Turbine",null,"WEC_LADW","California",6,"Los Angeles",37,"06037",47.4,10879,2002,9999,null,null,"N","Natural Gas, Distillate Fuel Oil",{"$nulls":4},"SCR",{"$nulls":7},0.74,0.02609,0.02609,0.02609,0.02609]
["Harbor","399_G_GT11",399,"G","GT11",263,"Combustion Turbine",null,"WEC_LADW","California",6,"Los Angeles",37,"06037",47.4,10880,2002,9999,null,null,"N","Natural Gas, Distillate Fuel Oil",{"$nulls":4},"SCR",{"$nulls":7},0.74,0.02344,0.02344,0.02344,0.02344]
["Harbor","399_G_GT12",399,"G","GT12",264,"Combustion Turbine",null,"WEC_LADW","California",6,"Los Angeles",37,"06037",47.4,10880,2002,9999,null,null,"N","Natural Gas, Distillate Fuel Oil",{"$nulls":4},"SCR",{"$nulls":7},0.74,0.0249,0.0249,0.0249,0.0249]
["Harbor","399_G_GT13",399,"G","GT13",265,"Combustion Turbine",null,"WEC_LADW","California",6,"Los Angeles",37,"06037",47.4,10880,2002,9999,null,null,"N","Natural Gas, Distillate Fuel Oil",{"$nulls":4},"SCR",{"$nulls":7},0.74,0.02562,0.02562,0.02562,0.02562]
["Harbor","399_G_GT14",399,"G","GT14",266,"Combustion Turbine",null,"WEC_LADW","California",6,"Los Angeles",37,"06037",47.4,10880,2002,9999,null,null,"N","Natural Gas, Distillate Fuel Oil",{"$nulls":4},"SCR",{"$nulls":7},0.74,0.02842,0.02842,0.02842,0.02842]
["Haynes","400_B_1",400,"B","1",271,"O/G Steam",null,"WEC_LADW","California",6,"Los Angeles",37,"06037",222,11523,2005,9999,"wall","dry","N","Natural Gas, Residual Fuel Oil",{"$nulls":3},"NH3","SCR",1993,{"$nulls":6},0.74,0.00217,0.00217,0.00217,0.00217]
["Haynes","400_B_2",400,"B","2",272,"O/G Steam",null,"WEC_LADW","California",6,"Los Angeles",37,"06037",222,11511,1963,9999,"wall","dry","N","Natural Gas, Residual Fuel Oil",{"$nulls":3},"NH3","SCR",1993,{"$nulls":6},0.74,3.79E-3,3.79E-3,3.79E-3,3.79E-3]
["Haynes","400_G_10",400,"G","10",89434,"Combined Cycle",null,"WEC_LADW","California",6,"Los Angeles",37,"06037",157.5,7243,2005,9999,null,null,"N","Natural Gas, Distillate Fuel Oil",{"$nulls":3},"DLNB","SCR",{"$nulls":8},0.0067,0.0067,0.0067,0.0067]
["Haynes","400_G_11",400,"G","11",90755,"Combustion Turbine",null,"WEC_LADW","California",6,"Los Angeles",37,"06037",96.3,10745,2013,9999,null,null,"N","Natural Gas",{"$nulls":3},"H2O","SCR",{"$nulls":8},0.00948,0.00948,0.00948,0.00948]
["Haynes","400_G_12",400,"G","12",90756,"Combustion Turbine",null,"WEC_LADW","California",6,"Los Angeles",37,"06037",96.3,10745,2013,9999,null,null,"N","Natural Gas",{"$nulls":3},"H2O","SCR",{"$nulls":8},0.00927,0.00927,0.00927,0.00927]
["Haynes","400_G_13",400,"G","13",90757,"Combustion Turbine",null,"WEC_LADW","California",6,"Los Angeles",37,"06037",96.3,10745,2013,9999,null,null,"N","Natural Gas",{"$nulls":3},"H2O","SCR",{"$nulls":8},0.01067,0.01067,0.01067,0.01067]
["Haynes","400_G_14",400,"G","14",90758,"Combustion Turbine",null,"WEC_LADW","California",6,"Los Angeles",37,"06037",96.3,10745,2013,9999,null,null,"N","Natural Gas",{"$nulls":3},"H2O","SCR",{"$nulls":8},0.01,0.01,0.01,0.01]
["Haynes","400_G_15",400,"G","15",90759,"Combustion Turbine",null,"WEC_LADW","California",6,"Los Angeles",37,"06037",96.3,10745,2013,9999,null,null,"N","Natural Gas",{"$nulls":3},"H2O","SCR",{"$nulls":8},0.01081,0.01081,0.01081,0.01081]
["Haynes","400_G_16",400,"G","16",90760,"Combustion Turbine",null,"WEC_LADW","California",6,"Los Angeles",37,"06037",96.3,10745,2013,9999,null,null,"N","Natural Gas",{"$nulls":3},"H2O","SCR",{"$nulls":8},0.01041,0.01041,0.01041,0.01041]
["Haynes","400_G_8",400,"G","8",null,"Combined Cycle",null,"WEC_LADW","California",6,"Los Angeles",37,"06037",235,7243,2005,9999,null,null,"N","Natural Gas, Distillate Fuel Oil",{"$nulls":3},"DLNB + NH3","SCR",2003,{"$nulls":7},0.0067,0.0067,0.0067,0.0067]
["Haynes","400_G_9",400,"G","9",89433,"Combined Cycle",null,"WEC_LADW","California",6,"Los Angeles",37,"06037",157.5,7243,2005,9999,null,null,"N","Natural Gas, Distillate Fuel Oil",{"$nulls":3},"DLNB","SCR",{"$nulls":8},0.0067,0.0067,0.0067,0.0067]
["Middle Gorge","401_G_1",401,"G","1",null,"Hydro",null,"WEC_LADW","California",6,"Mono",51,"06051",37.5,0,1952,9999,null,null,"N","Hydro",{"$nulls":13},0,0,0,0]
["Pleasant Valley Hydro","402_G_1",402,"G","1",null,"Hydro",null,"WEC_LADW","California",6,"Inyo",27,"06027",2.7,0,1958,9999,null,null,"N","Hydro",{"$nulls":13},0,0,0,0]
["San Fernando","403_G_1",403,"G","1",null,"Hydro",null,"WEC_LADW","California",6,"Los Angeles",37,"06037",3.2,0,1922,9999,null,null,"N","Hydro",{"$nulls":13},0,0,0,0]
["San Fernando","403_G_2",403,"G","2",null,"Hydro",null,"WEC_LADW","California",6,"Los Angeles",37,"06037",2.9,0,1922,9999,null,null,"N","Hydro",{"$nulls":13},0,0,0,0]
["Scattergood","404_G_4",404,"G","4",90958,"Combined Cycle",null,"WEC_LADW","California",6,"Los Angeles",37,"06037",204,7050,2016,9999,null,null,"N","Natural Gas",{"$nulls":4},"SCR",{"$nulls":8},0.00674,0.00674,0.00674,0.00674]
["Scattergood","404_G_5",404,"G","5",null,"Combined Cycle",null,"WEC_LADW","California",6,"Los Angeles",37,"06037",102,7050,2016,9999,null,null,"N","Natural Gas",{"$nulls":4},"SCR",{"$nulls":8},0.00674,0.00674,0.00674,0.00674]
["Scattergood","404_G_6",404,"G","6",90959,"Combustion Turbine",null,"WEC_LADW","California",6,"Los Angeles",37,"06037",102,10745,2016,9999,null,null,"N","Natural Gas",{"$nulls":3},"H2O","SCR",{"$nulls":8},0.00944,0.00944,0.00944,0.00944]
["Scattergood","404_G_7",404,"G","7",90960,"Combustion Turbine",null,"WEC_LADW","California",6,"Los Angeles",37,"06037",102,10745,2016,9999,null,null,"N","Natural Gas",{"$nulls":3},"H2O","SCR",{"$nulls":8},0.0094,0.0094,0.0094,0.0094]
["Upper Gorge","407_G_1",407,"G","1",null,"Hydro",null,"WEC_LADW","California",6,"Mono",51,"06051",37.5,0,1953,9999,null,null,"N","Hydro",{"$nulls":13},0,0,0,0]
["Valley (CA)","408_G_5",408,"G","5",284,"Combustion Turbine",null,"WEC_LADW","California",6,"Los Angeles",37,"06037",43,10812,2002,9999,null,null,"N","Natural Gas, Distillate Fuel Oil",{"$nulls":4},"SCR",{"$nulls":7},0.74,0.02822,0.02822,0.02822,0.02822]
["Valley (CA)","408_G_6",408,"G","6",89304,"Combined Cycle",null,"WEC_LADW","California",6,"Los Angeles",37,"06037",156,7392,2004,9999,null,null,"N","Natural Gas, Distillate Fuel Oil",{"$nulls":3},"DLNB + NH3","SCR",2002,{"$nulls":6},0.395,0.01071,0.01071,0.01071,0.01071]
["Valley (CA)","408_G_7",408,"G","7",89305,"Combined Cycle",null,"WEC_LADW","California",6,"Los Angeles",37,"06037",156,7392,2004,9999,null,null,"N","Natural Gas, Distillate Fuel Oil",{"$nulls":3},"DLNB + NH3","SCR",2002,{"$nulls":6},0.395,0.01071,0.01071,0.01071,0.01071]
["Valley (CA)","408_G_8",408,"G","8",null,"Combined Cycle",null,"WEC_LADW","California",6,"Los Angeles",37,"06037",201,7392,2004,9999,null,null,"N","Natural Gas, Distillate Fuel Oil",{"$nulls":3},"DLNB + NH3","SCR",2002,{"$nulls":6},0.395,0.01071,0.01071,0.01071,0.01071]
["Exchequer","409_G_1",409,"G","1",null,"Hydro",null,"WEC_CALN","California",6,"Mariposa",43,"06043",94.5,0,1967,9999,null,null,"N","Hydro",{"$nulls":13},0,0,0,0]
["McSwain","410_G_1",410,"G","1",null,"Hydro",null,"WEC_CALN","California",6,"Mariposa",43,"06043",9,0,1967,9999,null,null,"N","Hydro",{"$nulls":13},0,0,0,0]
["Chicago Park","412_G_2P",412,"G","2P",null,"Hydro",null,"WEC_CALN","California",6,"Nevada",57,"06057",44,0,1965,9999,null,null,"N","Hydro",{"$nulls":13},0,0,0,0]
["Dutch Flat 2","413_G_3P",413,"G","3P",null,"Hydro",null,"WEC_CALN","California",6,"Nevada",57,"06057",27.3,0,1965,9999,null,null,"N","Hydro",{"$nulls":13},0,0,0,0]
["Beardsley","414_G_1",414,"G","1",null,"Hydro",null,"WEC_CALN","California",6,"Tuolumne",109,"06109",11,0,1957,9999,null,null,"N","Hydro",{"$nulls":13},0,0,0,0]
["Donnells","415_G_H1",415,"G","H1",null,"Hydro",null,"WEC_CALN","California",6,"Tuolumne",109,"06109",72,0,1957,9999,null,null,"N","Hydro",{"$nulls":13},0,0,0,0]
["Tulloch","416_G_1",416,"G","1",null,"Hydro",null,"WEC_CALN","California",6,"Tuolumne",109,"06109",9,0,1958,9999,null,null,"N","Hydro",{"$nulls":13},0,0,0,0]
["Tulloch","416_G_2",416,"G","2",null,"Hydro",null,"WEC_CALN","California",6,"Tuolumne",109,"06109",10,0,1958,9999,null,null,"N","Hydro",{"$nulls":13},0,0,0,0]
["Tulloch","416_G_3",416,"G","3",null,"Hydro",null,"WEC_CALN","California",6,"Tuolumne",109,"06109",6.8,0,2012,9999,null,null,"N","Hydro",{"$nulls":13},0,0,0,0]
["Forbestown","417_G_1",417,"G","1",null,"Hydro",null,"WEC_CALN","California",6,"Butte",7,"06007",36,0,1963,9999,null,null,"N","Hydro",{"$nulls":13},0,0,0,0]
["Kelly Ridge","418_G_1",418,"G","1",null,"Hydro",null,"WEC_CALN","California",6,"Butte",7,"06007",9,0,1963,9999,null,null,"N","Hydro",{"$nulls":13},0,0,0,0]
["Woodleaf","419_G_1",419,"G","1",null,"Hydro",null,"WEC_CALN","California",6,"Butte",7,"06007",59,0,1963,9999,null,null,"N","Hydro",{"$nulls":13},0,0,0,0]
["Glenarm","422_G_GT1",422,"G","GT1",null,"Combustion Turbine",null,"WECC_SCE","California",6,"Los Angeles",37,"06037",28.6,11544,1976,9999,null,null,"N","Natural Gas",{"$nulls":4},"SCR",{"$nulls":7},0.74,0.14563,0.14563,0.14563,0.14563]
["Glenarm","422_G_GT2",422,"G","GT2",null,"Combustion Turbine",null,"WECC_SCE","California",6,"Los Angeles",37,"06037",28.6,11544,1976,9999,null,null,"N","Natural Gas",{"$nulls":4},"SCR",{"$nulls":7},0.74,0.14563,0.14563,0.14563,0.14563]
["Glenarm","422_G_GT3",422,"G","GT3",88258,"Combustion Turbine",null,"WECC_SCE","California",6,"Los Angeles",37,"06037",47.2,11539,2004,9999,null,null,"N","Natural Gas",{"$nulls":4},"SCR",{"$nulls":7},0.74,0.02563,0.02563,0.02563,0.02563]
["Glenarm","422_G_GT4",422,"G","GT4",88259,"Combustion Turbine",null,"WECC_SCE","California",6,"Los Angeles",37,"06037",47.2,11539,2004,9999,null,null,"N","Natural Gas",{"$nulls":4},"SCR",{"$nulls":7},0.74,0.03102,0.03102,0.03102,0.03102]
["Glenarm","422_G_GT5",422,"G","GT5",90975,"Combined Cycle",null,"WECC_SCE","California",6,"Los Angeles",37,"06037",68,7050,2016,9999,null,null,"N","Natural Gas",{"$nulls":4},"SCR",{"$nulls":8},0.09857,0.02507,0.09857,0.02507]
["Glenarm","422_G_ST1",422,"G","ST1",null,"Combined Cycle","","WECC_SCE","California",6,"Los Angeles",37,"06037",16,7050,2016,9999,null,null,"N","Natural Gas",{"$nulls":4},"SCR",{"$nulls":8},0.09857,0.02507,0.09857,0.02507]
["French Meadows","424_G_1",424,"G","1",null,"Hydro",null,"WEC_CALN","California",6,"Placer",61,"06061",17,0,1966,9999,null,null,"N","Hydro",{"$nulls":13},0,0,0,0]
["Middle Fork","425_G_1",425,"G","1",null,"Hydro",null,"WEC_CALN","California",6,"Placer",61,"06061",61,0,1966,9999,null,null,"N","Hydro",{"$nulls":13},0,0,0,0]
["Middle Fork","425_G_2",425,"G","2",null,"Hydro",null,"WEC_CALN","California",6,"Placer",61,"06061",61,0,1966,9999,null,null,"N","Hydro",{"$nulls":13},0,0,0,0]
["Oxbow (CA)","426_G_1",426,"G","1",null,"Hydro",null,"WEC_CALN","California",6,"Placer",61,"06061",6,0,1966,9999,null,null,"N","Hydro",{"$nulls":13},0,0,0,0]
["Ralston","427_G_1",427,"G","1",null,"Hydro",null,"WEC_CALN","California",6,"Placer",61,"06061",86.3,0,1966,9999,null,null,"N","Hydro",{"$nulls":13},0,0,0,0]
["Parker","428_G_1",428,"G","1",null,"Hydro",null,"WEC_CALN","California",6,"Merced",47,"06047",2.7,0,1982,9999,null,null,"N","Hydro",{"$nulls":13},0,0,0,0]
["Camino","430_G_H1",430,"G","H1",null,"Hydro",null,"WEC_BANC","California",6,"El Dorado",17,"06017",78.9,0,1963,9999,null,null,"N","Hydro",{"$nulls":13},0,0,0,0]
["Camino","430_G_H2",430,"G","H2",null,"Hydro",null,"WEC_BANC","California",6,"El Dorado",17,"06017",77,0,1968,9999,null,null,"N","Hydro",{"$nulls":13},0,0,0,0]
["Jaybird","431_G_H1",431,"G","H1",null,"Hydro",null,"WEC_BANC","California",6,"El Dorado",17,"06017",78.1,0,1961,9999,null,null,"N","Hydro",{"$nulls":13},0,0,0,0]
["Jaybird","431_G_H2",431,"G","H2",null,"Hydro",null,"WEC_BANC","California",6,"El Dorado",17,"06017",78.1,0,1962,9999,null,null,"N","Hydro",{"$nulls":13},0,0,0,0]
["Loon Lake","432_G_H1",432,"G","H1",null,"Hydro",null,"WEC_BANC","California",6,"El Dorado",17,"06017",74.1,0,1971,9999,null,null,"N","Hydro",{"$nulls":13},0,0,0,0]
["Robbs Peak","433_G_1",433,"G","1",null,"Hydro",null,"WEC_BANC","California",6,"El Dorado",17,"06017",25.5,0,1965,9999,null,null,"N","Hydro",{"$nulls":13},0,0,0,0]
["White Rock/Slab Creek","435_G_H1",435,"G","H1",null,"Hydro",null,"WEC_BANC","California",6,"El Dorado",17,"06017",108,0,1968,9999,null,null,"N","Hydro",{"$nulls":13},0,0,0,0]
["White Rock/Slab Creek","435_G_H2",435,"G","H2",null,"Hydro",null,"WEC_BANC","California",6,"El Dorado",17,"06017",133,0,1968,9999,null,null,"N","Hydro",{"$nulls":13},0,0,0,0]
["White Rock/Slab Creek","435_G_H4",435,"G","H4",null,"Hydro","","WEC_BANC","California",6,"El Dorado",17,"06017",0.5,0,1983,9999,null,null,"N","Hydro",{"$nulls":13},0,0,0,0]
["Devil Canyon","436_G_1",436,"G","1",null,"Hydro",null,"WECC_SCE","California",6,"San Bernardino",71,"06071",57,0,1972,9999,null,null,"N","Hydro",{"$nulls":13},0,0,0,0]
["Devil Canyon","436_G_2",436,"G","2",null,"Hydro",null,"WECC_SCE","California",6,"San Bernardino",71,"06071",57,0,1976,9999,null,null,"N","Hydro",{"$nulls":13},0,0,0,0]
["Devil Canyon","436_G_3",436,"G","3",null,"Hydro",null,"WECC_SCE","California",6,"San Bernardino",71,"06071",74,0,1994,9999,null,null,"N","Hydro",{"$nulls":13},0,0,0,0]
["Devil Canyon","436_G_4",436,"G","4",null,"Hydro",null,"WECC_SCE","California",6,"San Bernardino",71,"06071",74,0,1992,9999,null,null,"N","Hydro",{"$nulls":13},0,0,0,0]
["Edward C Hyatt","437_G_1",437,"G","1",null,"Hydro",null,"WEC_CALN","California",6,"Butte",7,"06007",135.3,0,1968,9999,null,null,"N","Hydro",{"$nulls":13},0,0,0,0]
["Edward C Hyatt","437_G_3",437,"G","3",null,"Hydro",null,"WEC_CALN","California",6,"Butte",7,"06007",135.3,0,1968,9999,null,null,"N","Hydro",{"$nulls":13},0,0,0,0]
["Edward C Hyatt","437_G_5",437,"G","5",null,"Hydro",null,"WEC_CALN","California",6,"Butte",7,"06007",135.3,0,1968,9999,null,null,"N","Hydro",{"$nulls":13},0,0,0,0]
["Don Pedro","439_G_1",439,"G","1",null,"Hydro",null,"WEC_CALN","California",6,"Tuolumne",109,"06109",55,0,1971,9999,null,null,"N","Hydro",{"$nulls":13},0,0,0,0]
["Don Pedro","439_G_2",439,"G","2",null,"Hydro",null,"WEC_CALN","California",6,"Tuolumne",109,"06109",55,0,1971,9999,null,null,"N","Hydro",{"$nulls":13},0,0,0,0]
["Don Pedro","439_G_3",439,"G","3",null,"Hydro",null,"WEC_CALN","California",6,"Tuolumne",109,"06109",55,0,1971,9999,null,null,"N","Hydro",{"$nulls":13},0,0,0,0]
["Don Pedro","439_G_4",439,"G","4",null,"Hydro",null,"WEC_CALN","California",6,"Tuolumne",109,"06109",38.2,0,1989,9999,null,null,"N","Hydro",{"$nulls":13},0,0,0,0]
["La Grange","440_G_1",440,"G","1",null,"Hydro",null,"WEC_CALN","California",6,"Stanislaus",99,"06099",1,0,1924,9999,null,null,"N","Hydro",{"$nulls":13},0,0,0,0]
["La Grange","440_G_2",440,"G","2",null,"Hydro",null,"WEC_CALN","California",6,"Stanislaus",99,"06099",3.3,0,1924,9999,null,null,"N","Hydro",{"$nulls":13},0,0,0,0]
["Folsom","441_G_1",441,"G","1",null,"Hydro",null,"WEC_CALN","California",6,"Sacramento",67,"06067",71.7,0,1955,9999,null,null,"N","Hydro",{"$nulls":13},0,0,0,0]
["Folsom","441_G_2",441,"G","2",null,"Hydro",null,"WEC_CALN","California",6,"Sacramento",67,"06067",71.7,0,1955,9999,null,null,"N","Hydro",{"$nulls":13},0,0,0,0]
["Folsom","441_G_3",441,"G","3",null,"Hydro",null,"WEC_CALN","California",6,"Sacramento",67,"06067",71.7,0,1955,9999,null,null,"N","Hydro",{"$nulls":13},0,0,0,0]
["Judge F Carr","442_G_1",442,"G","1",null,"Hydro",null,"WEC_CALN","California",6,"Shasta",89,"06089",88.7,0,1963,9999,null,null,"N","Hydro",{"$nulls":13},0,0,0,0]
["Judge F Carr","442_G_2",442,"G","2",null,"Hydro",null,"WEC_CALN","California",6,"Shasta",89,"06089",88.7,0,1963,9999,null,null,"N","Hydro",{"$nulls":13},0,0,0,0]
["Keswick","443_G_1",443,"G","1",null,"Hydro",null,"WEC_CALN","California",6,"Shasta",89,"06089",39,0,1950,9999,null,null,"N","Hydro",{"$nulls":13},0,0,0,0]
["Keswick","443_G_2",443,"G","2",null,"Hydro",null,"WEC_CALN","California",6,"Shasta",89,"06089",39,0,1949,9999,null,null,"N","Hydro",{"$nulls":13},0,0,0,0]
["Keswick","443_G_3",443,"G","3",null,"Hydro",null,"WEC_CALN","California",6,"Shasta",89,"06089",39,0,1949,9999,null,null,"N","Hydro",{"$nulls":13},0,0,0,0]
["Nimbus","444_G_1",444,"G","1",null,"Hydro",null,"WEC_CALN","California",6,"Sacramento",67,"06067",8.3,0,1955,9999,null,null,"N","Hydro",{"$nulls":13},0,0,0,0]
["Nimbus","444_G_2",444,"G","2",null,"Hydro",null,"WEC_CALN","California",6,"Sacramento",67,"06067",8.3,0,1955,9999,null,null,"N","Hydro",{"$nulls":13},0,0,0,0]
["Shasta","445_G_1",445,"G","1",null,"Hydro",null,"WEC_CALN","California",6,"Shasta",89,"06089",142,0,1949,9999,null,null,"N","Hydro",{"$nulls":13},0,0,0,0]
["Shasta","445_G_2",445,"G","2",null,"Hydro",null,"WEC_CALN","California",6,"Shasta",89,"06089",142,0,1948,9999,null,null,"N","Hydro",{"$nulls":13},0,0,0,0]
["Shasta","445_G_3",445,"G","3",null,"Hydro",null,"WEC_CALN","California",6,"Shasta",89,"06089",142,0,1944,9999,null,null,"N","Hydro",{"$nulls":13},0,0,0,0]
["Shasta","445_G_4",445,"G","4",null,"Hydro",null,"WEC_CALN","California",6,"Shasta",89,"06089",142,0,1944,9999,null,null,"N","Hydro",{"$nulls":13},0,0,0,0]
["Shasta","445_G_5",445,"G","5",null,"Hydro",null,"WEC_CALN","California",6,"Shasta",89,"06089",142,0,1948,9999,null,null,"N","Hydro",{"$nulls":13},0,0,0,0]
["Shasta","445_G_S1",445,"G","S1",null,"Hydro",null,"WEC_CALN","California",6,"Shasta",89,"06089",2,0,1944,9999,null,null,"N","Hydro",{"$nulls":13},0,0,0,0]
["Shasta","445_G_S2",445,"G","S2",null,"Hydro",null,"WEC_CALN","California",6,"Shasta",89,"06089",2,0,1944,9999,null,null,"N","Hydro",{"$nulls":13},0,0,0,0]
["ONeill","446_G_1",446,"G","1",null,"Pumped Storage",null,"WEC_CALN","California",6,"Merced",47,"06047",2.4,0,1968,9999,null,null,"N","Pumped Storage",{"$nulls":13},0,0,0,0]
["ONeill","446_G_2",446,"G","2",null,"Pumped Storage",null,"WEC_CALN","California",6,"Merced",47,"06047",2.4,0,1968,9999,null,null,"N","Pumped Storage",{"$nulls":13},0,0,0,0]
["ONeill","446_G_3",446,"G","3",null,"Pumped Storage",null,"WEC_CALN","California",6,"Merced",47,"06047",2.4,0,1967,9999,null,null,"N","Pumped Storage",{"$nulls":13},0,0,0,0]
["ONeill","446_G_4",446,"G","4",null,"Pumped Storage",null,"WEC_CALN","California",6,"Merced",47,"06047",2.4,0,1967,9999,null,null,"N","Pumped Storage",{"$nulls":13},0,0,0,0]
["ONeill","446_G_5",446,"G","5",null,"Pumped Storage",null,"WEC_CALN","California",6,"Merced",47,"06047",2.4,0,1968,9999,null,null,"N","Pumped Storage",{"$nulls":13},0,0,0,0]
["ONeill","446_G_6",446,"G","6",null,"Pumped Storage",null,"WEC_CALN","California",6,"Merced",47,"06047",2.4,0,1967,9999,null,null,"N","Pumped Storage",{"$nulls":13},0,0,0,0]
["Parker Dam","447_G_1",447,"G","1",null,"Hydro",null,"WECC_AZ","California",6,"San Bernardino",71,"06071",30,0,1942,9999,null,null,"N","Hydro",{"$nulls":13},0,0,0,0]
["Parker Dam","447_G_2",447,"G","2",null,"Hydro",null,"WECC_AZ","California",6,"San Bernardino",71,"06071",30,0,1943,9999,null,null,"N","Hydro",{"$nulls":13},0,0,0,0]
["Parker Dam","447_G_3",447,"G","3",null,"Hydro",null,"WECC_AZ","California",6,"San Bernardino",71,"06071",30,0,1942,9999,null,null,"N","Hydro",{"$nulls":13},0,0,0,0]
["Parker Dam","447_G_4",447,"G","4",null,"Hydro",null,"WECC_AZ","California",6,"San Bernardino",71,"06071",30,0,1943,9999,null,null,"N","Hydro",{"$nulls":13},0,0,0,0]
["W R Gianelli","448_G_1",448,"G","1",null,"Pumped Storage",null,"WEC_CALN","California",6,"Merced",47,"06047",51,0,1968,9999,null,null,"N","Pumped Storage",{"$nulls":13},0,0,0,0]
["W R Gianelli","448_G_2",448,"G","2",null,"Pumped Storage",null,"WEC_CALN","California",6,"Merced",47,"06047",50,0,1968,9999,null,null,"N","Pumped Storage",{"$nulls":13},0,0,0,0]
["W R Gianelli","448_G_3",448,"G","3",null,"Pumped Storage",null,"WEC_CALN","California",6,"Merced",47,"06047",50,0,1967,9999,null,null,"N","Pumped Storage",{"$nulls":13},0,0,0,0]
["W R Gianelli","448_G_4",448,"G","4",null,"Pumped Storage",null,"WEC_CALN","California",6,"Merced",47,"06047",50,0,1967,9999,null,null,"N","Pumped Storage",{"$nulls":13},0,0,0,0]
["W R Gianelli","448_G_5",448,"G","5",null,"Pumped Storage",null,"WEC_CALN","California",6,"Merced",47,"06047",50,0,1967,9999,null,null,"N","Pumped Storage",{"$nulls":13},0,0,0,0]
["W R Gianelli","448_G_6",448,"G","6",null,"Pumped Storage",null,"WEC_CALN","California",6,"Merced",47,"06047",50,0,1967,9999,null,null,"N","Pumped Storage",{"$nulls":13},0,0,0,0]
["W R Gianelli","448_G_7",448,"G","7",null,"Pumped Storage",null,"WEC_CALN","California",6,"Merced",47,"06047",50,0,1967,9999,null,null,"N","Pumped Storage",{"$nulls":13},0,0,0,0]
["W R Gianelli","448_G_8",448,"G","8",null,"Pumped Storage",null,"WEC_CALN","California",6,"Merced",47,"06047",50,0,1967,9999,null,null,"N","Pumped Storage",{"$nulls":13},0,0,0,0]
["Spring Creek","450_G_1",450,"G","1",null,"Hydro",null,"WEC_CALN","California",6,"Shasta",89,"06089",90,0,1964,9999,null,null,"N","Hydro",{"$nulls":13},0,0,0,0]
["Spring Creek","450_G_2",450,"G","2",null,"Hydro",null,"WEC_CALN","California",6,"Shasta",89,"06089",90,0,1964,9999,null,null,"N","Hydro",{"$nulls":13},0,0,0,0]
["Trinity","451_G_1",451,"G","1",null,"Hydro",null,"WEC_CALN","California",6,"Trinity",105,"06105",70,0,1964,9999,null,null,"N","Hydro",{"$nulls":13},0,0,0,0]
["Trinity","451_G_2",451,"G","2",null,"Hydro",null,"WEC_CALN","California",6,"Trinity",105,"06105",70,0,1964,9999,null,null,"N","Hydro",{"$nulls":13},0,0,0,0]
["Colgate","454_G_1",454,"G","1",null,"Hydro",null,"WEC_CALN","California",6,"Yuba",115,"06115",157.5,0,1969,9999,null,null,"N","Hydro",{"$nulls":13},0,0,0,0]
["Colgate","454_G_2",454,"G","2",null,"Hydro",null,"WEC_CALN","California",6,"Yuba",115,"06115",157.5,0,1969,9999,null,null,"N","Hydro",{"$nulls":13},0,0,0,0]
["Narrows 2","455_G_1",455,"G","1",null,"Hydro",null,"WEC_CALN","California",6,"Yuba",115,"06115",46.7,0,1969,9999,null,null,"N","Hydro",{"$nulls":13},0,0,0,0]
["Bear Valley","457_G_HC1",457,"G","HC1",null,"Hydro",null,"WEC_SDGE","California",6,"San Diego",73,"06073",0.7,0,1986,9999,null,null,"N","Hydro",{"$nulls":13},0,0,0,0]
["Bear Valley","457_G_HC2",457,"G","HC2",null,"Hydro",null,"WEC_SDGE","California",6,"San Diego",73,"06073",0.7,0,1986,9999,null,null,"N","Hydro",{"$nulls":13},0,0,0,0]
["Pueblo","460_G_IC1",460,"G","IC1",null,"Combustion Turbine","IC Engine","WECC_CO","Colorado",8,"Pueblo",101,"08101",2,12822,1964,9999,null,null,"N","Distillate Fuel Oil",{"$nulls":12},1.2,1.77612,1.77612,1.77612,1.77612]
["Pueblo","460_G_IC2",460,"G","IC2",null,"Combustion Turbine","IC Engine","WECC_CO","Colorado",8,"Pueblo",101,"08101",2,12822,1964,9999,null,null,"N","Distillate Fuel Oil",{"$nulls":12},1.2,1.77612,1.77612,1.77612,1.77612]
["Pueblo","460_G_IC3",460,"G","IC3",null,"Combustion Turbine","IC Engine","WECC_CO","Colorado",8,"Pueblo",101,"08101",2,12822,1964,9999,null,null,"N","Distillate Fuel Oil",{"$nulls":12},1.2,1.77612,1.77612,1.77612,1.77612]
["Pueblo","460_G_IC4",460,"G","IC4",null,"Combustion Turbine","IC Engine","WECC_CO","Colorado",8,"Pueblo",101,"08101",2,12822,1964,9999,null,null,"N","Distillate Fuel Oil",{"$nulls":12},1.2,1.77612,1.77612,1.77612,1.77612]
["Pueblo","460_G_IC5",460,"G","IC5",null,"Combustion Turbine","IC Engine","WECC_CO","Colorado",8,"Pueblo",101,"08101",2,12822,1964,9999,null,null,"N","Distillate Fuel Oil",{"$nulls":12},1.2,1.77612,1.77612,1.77612,1.77612]
["Alamosa","464_G_CT1",464,"G","CT1",null,"Combustion Turbine",null,"WECC_CO","Colorado",8,"Alamosa",3,"08003",13,17459,1973,9999,null,null,"N","Natural Gas, Distillate Fuel Oil",{"$nulls":12},0.06,0.40657,0.40657,0.40657,0.40657]
["Alamosa","464_G_CT2",464,"G","CT2",null,"Combustion Turbine",null,"WECC_CO","Colorado",8,"Alamosa",3,"08003",14,17458,1977,9999,null,null,"N","Natural Gas, Distillate Fuel Oil",{"$nulls":12},0.06,0.40657,0.40657,0.40657,0.40657]
["Boulder Canyon Hydro","466_G_1A",466,"G","1A",null,"Hydro",null,"WECC_CO","Colorado",8,"Boulder",13,"08013",5,0,2013,9999,null,null,"N","Hydro",{"$nulls":13},0,0,0,0]
["Cabin Creek","467_G_A",467,"G","A",null,"Pumped Storage",null,"WECC_CO","Colorado",8,"Clear Creek",19,"08019",180.3,0,1967,9999,null,null,"N","Pumped Storage",{"$nulls":13},0,0,0,0]
["Cabin Creek","467_G_B",467,"G","B",null,"Pumped Storage",null,"WECC_CO","Colorado",8,"Clear Creek",19,"08019",180.3,0,1967,9999,null,null,"N","Pumped Storage",{"$nulls":13},0,0,0,0]
["Cherokee","469_B_4",469,"B","4",298,"O/G Steam",null,"WECC_CO","Colorado",8,"Adams",1,"08001",352,10608,1968,9999,"tangential","dry","N","Natural Gas",{"$nulls":3},"LNC3",{"$nulls":8},0.88,0.12,0.12,0.12,0.12,{"$nulls":10},"Yes"]
["Cherokee","469_G_5",469,"G","5",90850,"Combined Cycle",null,"WECC_CO","Colorado",8,"Adams",1,"08001",168,7050,2015,9999,null,null,"N","Natural Gas",{"$nulls":4},"SCR",{"$nulls":8},0.0147,0.0147,0.0147,0.0147]
["Cherokee","469_G_6",469,"G","6",90851,"Combined Cycle",null,"WECC_CO","Colorado",8,"Adams",1,"08001",168,7050,2015,9999,null,null,"N","Natural Gas",{"$nulls":4},"SCR",{"$nulls":8},0.0147,0.0147,0.0147,0.0147]
["Cherokee","469_G_7",469,"G","7",null,"Combined Cycle",null,"WECC_CO","Colorado",8,"Adams",1,"08001",240,7050,2015,9999,null,null,"N","Natural Gas",{"$nulls":4},"SCR",2015,{"$nulls":7},0.0147,0.0147,0.0147,0.0147]
["Comanche (CO)","470_B_1",470,"B","1",299,"Coal Steam",null,"WECC_CO","Colorado",8,"Pueblo",101,"08101",325,10705,1973,9999,"tangential","dry","N","Subbituminous","Dry Scrubber",2008,0.94,"LNC3",{"$nulls":3},"B","NA","ACI",2009,null,0.1,0.11976,0.11976,0.11976,0.11976,0.1,0.1,0.1,0.99,{"$nulls":6},"Yes"]
["Comanche (CO)","470_B_2",470,"B","2",300,"Coal Steam",null,"WECC_CO","Colorado",8,"Pueblo",101,"08101",335,10601,1975,9999,"wall","dry","N","Subbituminous","Dry Scrubber",2008,0.94,"LNBO",{"$nulls":3},"B","NA","ACI",2009,null,0.1,0.15,0.15,0.15,0.15,0.1,0.1,0.1,0.99,{"$nulls":6},"Yes"]
["Comanche (CO)","470_B_3",470,"B","3",89734,"Coal Steam",null,"WECC_CO","Colorado",8,"Pueblo",101,"08101",750,10172,2010,9999,"tangential","dry","N","Subbituminous","Dry Scrubber",2010,0.94,"LNC3","SCR",2010,null,"B","NA","ACI",2010,null,0.1,0.06626,0.06626,0.06626,0.06626,0.1,0.1,0.1,0.99]
["Fruita","471_G_1",471,"G","1",null,"Combustion Turbine",null,"WECC_CO","Colorado",8,"Mesa",77,"08077",14,25000,1973,9999,null,null,"N","Natural Gas, Distillate Fuel Oil",{"$nulls":12},0.06,0.40657,0.40657,0.40657,0.40657]
["Georgetown Hydro","472_G_1",472,"G","1",null,"Hydro",null,"WECC_CO","Colorado",8,"Clear Creek",19,"08019",0.8,0,1906,9999,null,null,"N","Hydro",{"$nulls":13},0,0,0,0]
["Georgetown Hydro","472_G_2",472,"G","2",null,"Hydro",null,"WECC_CO","Colorado",8,"Clear Creek",19,"08019",0.8,0,1908,9999,null,null,"N","Hydro",{"$nulls":13},0,0,0,0]
["Grand Valley Project Power Plant","473_G_1",473,"G","1",null,"Hydro",null,"WECC_CO","Colorado",8,"Mesa",77,"08077",2,0,1932,9999,null,null,"N","Hydro",{"$nulls":13},0,0,0,0]
["Grand Valley Project Power Plant","473_G_2",473,"G","2",null,"Hydro",null,"WECC_CO","Colorado",8,"Mesa",77,"08077",2.1,0,1932,9999,null,null,"N","Hydro",{"$nulls":13},0,0,0,0]
["Salida","474_G_2",474,"G","2",null,"Hydro",null,"WECC_CO","Colorado",8,"Chaffee",15,"08015",0.6,0,1908,9999,null,null,"N","Hydro",{"$nulls":13},0,0,0,0]
["Shoshone (CO)","476_G_A",476,"G","A",null,"Hydro",null,"WECC_CO","Colorado",8,"Garfield",45,"08045",7.5,0,1909,9999,null,null,"N","Hydro",{"$nulls":13},0,0,0,0]
["Shoshone (CO)","476_G_B",476,"G","B",null,"Hydro",null,"WECC_CO","Colorado",8,"Garfield",45,"08045",7.5,0,1909,9999,null,null,"N","Hydro",{"$nulls":13},0,0,0,0]
["Valmont","477_G_6",477,"G","6",null,"Combustion Turbine",null,"WECC_CO","Colorado",8,"Boulder",13,"08013",43,23284,1973,9999,null,null,"N","Natural Gas",{"$nulls":12},1.2,0.40657,0.40657,0.40657,0.40657]
["Temescal","479_G_1",479,"G","1",null,"Hydro",null,"WECC_SCE","California",6,"Riverside",65,"06065",2.8,0,1983,9999,null,null,"N","Hydro",{"$nulls":13},0,0,0,0]
["Corona","480_G_1",480,"G","1",null,"Hydro",null,"WECC_SCE","California",6,"Riverside",65,"06065",2.8,0,1983,9999,null,null,"N","Hydro",{"$nulls":13},0,0,0,0]
["Perris","481_G_1",481,"G","1",null,"Hydro",null,"WECC_SCE","California",6,"Riverside",65,"06065",7.9,0,1983,9999,null,null,"N","Hydro",{"$nulls":13},0,0,0,0]
["Rio Hondo","482_G_1",482,"G","1",null,"Hydro",null,"WECC_SCE","California",6,"Los Angeles",37,"06037",1.9,0,1984,9999,null,null,"N","Hydro",{"$nulls":13},0,0,0,0]
["Coyote Creek","483_G_1",483,"G","1",null,"Hydro",null,"WECC_SCE","California",6,"Orange",59,"06059",3.1,0,1984,9999,null,null,"N","Hydro",{"$nulls":13},0,0,0,0]
["Red Mountain","484_G_1",484,"G","1",null,"Hydro",null,"WEC_SDGE","California",6,"San Diego",73,"06073",5.9,0,1985,9999,null,null,"N","Hydro",{"$nulls":13},0,0,0,0]
["Valley View","487_G_1",487,"G","1",null,"Hydro",null,"WECC_SCE","California",6,"Orange",59,"06059",4.1,0,1985,9999,null,null,"N","Hydro",{"$nulls":13},0,0,0,0]
["Upper Dawson","489_G_1",489,"G","1",null,"Hydro",null,"WEC_CALN","California",6,"Tuolumne",109,"06109",5.5,0,1983,9999,null,null,"N","Hydro",{"$nulls":13},0,0,0,0]
["Center","491_G_3",491,"G","3",null,"Combustion Turbine","IC Engine","WECC_CO","Colorado",8,"Saguache",109,"08109",0.5,12822,1963,9999,null,null,"N","Natural Gas, Distillate Fuel Oil",{"$nulls":12},1.2,1.77612,1.77612,1.77612,1.77612]
["Center","491_G_5",491,"G","5",null,"Combustion Turbine","IC Engine","WECC_CO","Colorado",8,"Saguache",109,"08109",1,12822,1959,9999,null,null,"N","Distillate Fuel Oil",{"$nulls":12},1.2,1.77612,1.77612,1.77612,1.77612]
["Martin Drake","492_B_6",492,"B","6",314,"Coal Steam",null,"WECC_CO","Colorado",8,"El Paso",41,"08041",77,11314,1968,9999,"wall","dry","N","Bituminous, Subbituminous","Wet Scrubber",2016,0.92,"LNB + OFA",{"$nulls":3},"B","NA","ACI",2015,null,0.13,0.21791,0.21791,0.21791,0.21791,0.1,0.1,0.1,0.9700000000000001,{"$nulls":6},"Yes"]
["Martin Drake","492_B_7",492,"B","7",315,"Coal Steam",null,"WECC_CO","Colorado",8,"El Paso",41,"08041",131,11278,1974,9999,"wall","dry","N","Bituminous, Subbituminous","Wet Scrubber",2017,0.92,"LNB + LNBO + OFA",{"$nulls":3},"B","NA","ACI",2015,null,0.13,0.23279,0.23279,0.23279,0.23279,0.1,0.1,0.1,0.9700000000000001,{"$nulls":6},"Yes"]
["George Birdsall","493_B_1",493,"B","1",null,"O/G Steam",null,"WECC_CO","Colorado",8,"El Paso",41,"08041",16,14500,1953,9999,null,null,"N","Natural Gas",{"$nulls":12},1.5,0.23505,0.23505,0.23505,0.23505]
["George Birdsall","493_B_2",493,"B","2",null,"O/G Steam",null,"WECC_CO","Colorado",8,"El Paso",41,"08041",16,14500,1954,9999,null,null,"N","Natural Gas",{"$nulls":12},1.5,0.23505,0.23505,0.23505,0.23505]
["George Birdsall","493_B_3",493,"B","3",null,"O/G Steam",null,"WECC_CO","Colorado",8,"El Paso",41,"08041",23,14500,1957,9999,null,null,"N","Natural Gas",{"$nulls":12},1.5,0.23505,0.23505,0.23505,0.23505]
["Manitou Springs","494_G_1",494,"G","1",null,"Hydro",null,"WECC_CO","Colorado",8,"El Paso",41,"08041",2.5,0,1939,9999,null,null,"N","Hydro",{"$nulls":13},0,0,0,0]
["Manitou Springs","494_G_2",494,"G","2",null,"Hydro",null,"WECC_CO","Colorado",8,"El Paso",41,"08041",2.6,0,1927,9999,null,null,"N","Hydro",{"$nulls":13},0,0,0,0]
["Manitou Springs","494_G_3",494,"G","3",null,"Hydro",null,"WECC_CO","Colorado",8,"El Paso",41,"08041",0.5,0,2006,9999,null,null,"N","Hydro",{"$nulls":13},0,0,0,0]
["Ruxton Park","495_G_1",495,"G","1",null,"Hydro",null,"WECC_CO","Colorado",8,"El Paso",41,"08041",1,0,1925,9999,null,null,"N","Hydro",{"$nulls":13},0,0,0,0]
["Holly","502_G_5",502,"G","5",null,"Combustion Turbine","IC Engine","WECC_CO","Colorado",8,"Prowers",99,"08099",0.3,12140,2000,9999,null,null,"N","Distillate Fuel Oil",{"$nulls":12},1.2,1.77612,1.77612,1.77612,1.77612]
["Holly","502_G_CAT",502,"G","CAT",null,"Combustion Turbine","IC Engine","WECC_CO","Colorado",8,"Prowers",99,"08099",1.7,11725,2007,9999,null,null,"N","Distillate Fuel Oil",{"$nulls":13},1.77612,1.77612,1.77612,1.77612]
["Holly","502_G_EMD",502,"G","EMD",null,"Combustion Turbine","IC Engine","WECC_CO","Colorado",8,"Prowers",99,"08099",0.7,11890,1993,9999,null,null,"N","Distillate Fuel Oil",{"$nulls":12},1.2,1.77612,1.77612,1.77612,1.77612]
["Julesburg","504_G_1",504,"G","1",null,"Combustion Turbine","IC Engine","WECC_CO","Colorado",8,"Sedgwick",115,"08115",0.7,12822,1951,9999,null,null,"N","Distillate Fuel Oil",{"$nulls":12},1.2,1.77612,1.77612,1.77612,1.77612]
["Julesburg","504_G_3",504,"G","3",null,"Combustion Turbine","IC Engine","WECC_CO","Colorado",8,"Sedgwick",115,"08115",0.2,12822,1945,9999,null,null,"N","Distillate Fuel Oil",{"$nulls":12},1.2,1.77612,1.77612,1.77612,1.77612]
["Julesburg","504_G_4",504,"G","4",null,"Combustion Turbine","IC Engine","WECC_CO","Colorado",8,"Sedgwick",115,"08115",1.1,12822,1964,9999,null,null,"N","Distillate Fuel Oil",{"$nulls":12},1.2,1.77612,1.77612,1.77612,1.77612]
["Julesburg","504_G_5",504,"G","5",null,"Combustion Turbine","IC Engine","WECC_CO","Colorado",8,"Sedgwick",115,"08115",0.2,12822,1946,9999,null,null,"N","Distillate Fuel Oil",{"$nulls":12},1.2,1.77612,1.77612,1.77612,1.77612]
["Boysen","505_G_1",505,"G","1",null,"Hydro",null,"WECC_WY","Wyoming",56,"Fremont",13,"56013",8.6,0,1952,9999,null,null,"N","Hydro",{"$nulls":13},0,0,0,0]
["Boysen","505_G_2",505,"G","2",null,"Hydro",null,"WECC_WY","Wyoming",56,"Fremont",13,"56013",8.6,0,1952,9999,null,null,"N","Hydro",{"$nulls":13},0,0,0,0]
["La Junta","506_G_2",506,"G","2",null,"Combustion Turbine","IC Engine","WECC_CO","Colorado",8,"Otero",89,"08089",0.5,12822,1939,9999,null,null,"N","Distillate Fuel Oil",{"$nulls":12},1.2,1.77612,1.77612,1.77612,1.77612]
["La Junta","506_G_3",506,"G","3",null,"Combustion Turbine","IC Engine","WECC_CO","Colorado",8,"Otero",89,"08089",0.4,12822,1939,9999,null,null,"N","Distillate Fuel Oil",{"$nulls":12},1.2,1.77612,1.77612,1.77612,1.77612]
["La Junta","506_G_4",506,"G","4",null,"Combustion Turbine","IC Engine","WECC_CO","Colorado",8,"Otero",89,"08089",1,12822,1942,9999,null,null,"N","Distillate Fuel Oil",{"$nulls":12},1.2,1.77612,1.77612,1.77612,1.77612]
["La Junta","506_G_6",506,"G","6",null,"Combustion Turbine","IC Engine","WECC_CO","Colorado",8,"Otero",89,"08089",2.5,12822,1958,9999,null,null,"N","Natural Gas, Distillate Fuel Oil",{"$nulls":12},1.2,1.77612,1.77612,1.77612,1.77612]
["La Junta","506_G_7",506,"G","7",null,"Combustion Turbine","IC Engine","WECC_CO","Colorado",8,"Otero",89,"08089",3,12822,1962,9999,null,null,"N","Natural Gas, Distillate Fuel Oil",{"$nulls":12},1.2,1.77612,1.77612,1.77612,1.77612]
["La Junta","506_G_8",506,"G","8",null,"Combustion Turbine","IC Engine","WECC_CO","Colorado",8,"Otero",89,"08089",3,12822,1962,9999,null,null,"N","Natural Gas, Distillate Fuel Oil",{"$nulls":12},1.2,1.77612,1.77612,1.77612,1.77612]
["La Junta","506_G_9",506,"G","9",null,"Combustion Turbine","IC Engine","WECC_CO","Colorado",8,"Otero",89,"08089",4,12822,1970,9999,null,null,"N","Natural Gas, Distillate Fuel Oil",{"$nulls":12},1.2,1.77612,1.77612,1.77612,1.77612]
["Las Animas","507_G_1",507,"G","1",null,"Combustion Turbine","IC Engine","WECC_CO","Colorado",8,"Bent",11,"08011",0.3,12822,1941,9999,null,null,"N","Distillate Fuel Oil",{"$nulls":12},1.2,1.77612,1.77612,1.77612,1.77612]
["Las Animas","507_G_2",507,"G","2",null,"Combustion Turbine","IC Engine","WECC_CO","Colorado",8,"Bent",11,"08011",0.3,12822,1941,9999,null,null,"N","Distillate Fuel Oil",{"$nulls":12},1.2,1.77612,1.77612,1.77612,1.77612]
["Las Animas","507_G_4",507,"G","4",null,"Combustion Turbine","IC Engine","WECC_CO","Colorado",8,"Bent",11,"08011",1,12822,1951,9999,null,null,"N","Distillate Fuel Oil",{"$nulls":12},1.2,1.77612,1.77612,1.77612,1.77612]
["Las Animas","507_G_5",507,"G","5",null,"Combustion Turbine","IC Engine","WECC_CO","Colorado",8,"Bent",11,"08011",1,12822,1951,9999,null,null,"N","Distillate Fuel Oil",{"$nulls":12},1.2,1.77612,1.77612,1.77612,1.77612]
["Las Animas","507_G_6",507,"G","6",null,"Combustion Turbine","IC Engine","WECC_CO","Colorado",8,"Bent",11,"08011",2.5,12822,1967,9999,null,null,"N","Distillate Fuel Oil",{"$nulls":12},1.2,1.77612,1.77612,1.77612,1.77612]
["Lamar Plant","508_G_T1-T3",508,"G","T1-T3",null,"Onshore Wind",null,"WECC_CO","Colorado",8,"Prowers",99,"08099",4,0,2004,9999,null,null,"N","Wind",{"$nulls":13},0,0,0,0]
["Lamar Plant","508_G_T4",508,"G","T4",null,"Onshore Wind",null,"WECC_CO","Colorado",8,"Prowers",99,"08099",1.5,0,2004,9999,null,null,"N","Wind",{"$nulls":13},0,0,0,0]
["Sonoma California Geothermal","510_G_1",510,"G","1",null,"Geothermal",null,"WEC_CALN","California",6,"Lake",33,"06033",50,9771,1983,9999,null,null,"N","Geothermal",{"$nulls":13},0,0,0,0,0.3713,0.3713,0.3713]
["Trinidad (CO)","511_G_3",511,"G","3",null,"Combustion Turbine","IC Engine","WECC_CO","Colorado",8,"Las Animas",71,"08071",1.9,14437,1966,9999,null,null,"N","Natural Gas, Distillate Fuel Oil",{"$nulls":12},1.2,0.79266,0.79266,0.79266,0.79266]
["Trinidad (CO)","511_G_4",511,"G","4",null,"Combustion Turbine","IC Engine","WECC_CO","Colorado",8,"Las Animas",71,"08071",1.9,14437,1966,9999,null,null,"N","Natural Gas, Distillate Fuel Oil",{"$nulls":12},1.2,0.79266,0.79266,0.79266,0.79266]
["Trinidad (CO)","511_G_5",511,"G","5",null,"Combustion Turbine","IC Engine","WECC_CO","Colorado",8,"Las Animas",71,"08071",1.8,10745,1999,9999,null,null,"N","Distillate Fuel Oil",{"$nulls":12},1.2,1.77612,1.77612,1.77612,1.77612]
["Trinidad (CO)","511_G_6",511,"G","6",null,"Combustion Turbine","IC Engine","WECC_CO","Colorado",8,"Las Animas",71,"08071",1.8,10745,1999,9999,null,null,"N","Distillate Fuel Oil",{"$nulls":12},1.2,1.77612,1.77612,1.77612,1.77612]
["Trinidad (CO)","511_G_7",511,"G","7",null,"Combustion Turbine","IC Engine","WECC_CO","Colorado",8,"Las Animas",71,"08071",1.8,10745,1999,9999,null,null,"N","Distillate Fuel Oil",{"$nulls":12},1.2,1.77612,1.77612,1.77612,1.77612]
["Blue Mesa","512_G_1",512,"G","1",null,"Hydro",null,"WECC_CO","Colorado",8,"Gunnison",51,"08051",43.2,0,1967,9999,null,null,"N","Hydro",{"$nulls":13},0,0,0,0]
["Blue Mesa","512_G_2",512,"G","2",null,"Hydro",null,"WECC_CO","Colorado",8,"Gunnison",51,"08051",43.2,0,1967,9999,null,null,"N","Hydro",{"$nulls":13},0,0,0,0]
["Estes","513_G_1",513,"G","1",null,"Hydro",null,"WECC_CO","Colorado",8,"Larimer",69,"08069",17.2,0,1950,9999,null,null,"N","Hydro",{"$nulls":13},0,0,0,0]
["Estes","513_G_2",513,"G","2",null,"Hydro",null,"WECC_CO","Colorado",8,"Larimer",69,"08069",17.2,0,1950,9999,null,null,"N","Hydro",{"$nulls":13},0,0,0,0]
["Estes","513_G_3",513,"G","3",null,"Hydro",null,"WECC_CO","Colorado",8,"Larimer",69,"08069",17.2,0,1950,9999,null,null,"N","Hydro",{"$nulls":13},0,0,0,0]
["Morrow Point","514_G_1",514,"G","1",null,"Hydro",null,"WECC_CO","Colorado",8,"Montrose",85,"08085",86.6,0,1970,9999,null,null,"N","Hydro",{"$nulls":13},0,0,0,0]
["Morrow Point","514_G_2",514,"G","2",null,"Hydro",null,"WECC_CO","Colorado",8,"Montrose",85,"08085",86.6,0,1971,9999,null,null,"N","Hydro",{"$nulls":13},0,0,0,0]
["Big Thompson","515_G_1",515,"G","1",null,"Hydro",null,"WECC_CO","Colorado",8,"Larimer",69,"08069",5.2,0,1959,9999,null,null,"N","Hydro",{"$nulls":13},0,0,0,0]
["Green Mountain","516_G_1",516,"G","1",null,"Hydro",null,"WECC_CO","Colorado",8,"Summit",117,"08117",13,0,1943,9999,null,null,"N","Hydro",{"$nulls":13},0,0,0,0]
["Green Mountain","516_G_2",516,"G","2",null,"Hydro",null,"WECC_CO","Colorado",8,"Summit",117,"08117",13,0,1943,9999,null,null,"N","Hydro",{"$nulls":13},0,0,0,0]
["Marys Lake","517_G_1",517,"G","1",null,"Hydro",null,"WECC_CO","Colorado",8,"Larimer",69,"08069",9.3,0,1951,9999,null,null,"N","Hydro",{"$nulls":13},0,0,0,0]
["Flatiron","518_G_1",518,"G","1",null,"Hydro",null,"WECC_CO","Colorado",8,"Larimer",69,"08069",43,0,1954,9999,null,null,"N","Hydro",{"$nulls":13},0,0,0,0]
["Flatiron","518_G_2",518,"G","2",null,"Hydro",null,"WECC_CO","Colorado",8,"Larimer",69,"08069",43,0,1954,9999,null,null,"N","Hydro",{"$nulls":13},0,0,0,0]
["Flatiron","518_G_3",518,"G","3",null,"Pumped Storage",null,"WECC_CO","Colorado",8,"Larimer",69,"08069",8.5,0,1954,9999,null,null,"N","Pumped Storage",{"$nulls":13},0,0,0,0]
["Pole Hill","519_G_1",519,"G","1",null,"Hydro",null,"WECC_CO","Colorado",8,"Larimer",69,"08069",38.2,0,1954,9999,null,null,"N","Hydro",{"$nulls":13},0,0,0,0]
["Lower Molina","520_G_1",520,"G","1",null,"Hydro",null,"WECC_CO","Colorado",8,"Mesa",77,"08077",5.6,0,1962,9999,null,null,"N","Hydro",{"$nulls":13},0,0,0,0]
["Upper Molina","521_G_1",521,"G","1",null,"Hydro",null,"WECC_CO","Colorado",8,"Mesa",77,"08077",9.9,0,1962,9999,null,null,"N","Hydro",{"$nulls":13},0,0,0,0]
["Hayden","525_B_H1",525,"B","H1",317,"Coal Steam",null,"WECC_CO","Colorado",8,"Routt",107,"08107",179,10993,1965,9999,"wall","dry","N","Bituminous","Dry Scrubber",1998,0.87,"LNBO","SCR",2015,null,"B","NA",{"$nulls":3},0.13,0.25112,0.04229,0.25112,0.04229,0.05,0.75,1,0.92,{"$nulls":6},"Yes"]
["Hayden","525_B_H2",525,"B","H2",318,"Coal Steam",null,"WECC_CO","Colorado",8,"Routt",107,"08107",262,10910,1976,9999,"tangential","dry","N","Bituminous","Dry Scrubber",1999,0.87,"LNC3","SCR",2016,null,"B","NA",{"$nulls":3},0.13,0.27396,0.04481,0.27396,0.04481,0.05,0.75,1,0.9,{"$nulls":6},"Yes"]
["Nucla","527_B_1",527,"B","1",319,"Coal Steam",null,"WECC_CO","Colorado",8,"Montrose",85,"08085",100,12463,1991,2022,"FBC","dry","N","Bituminous","Reagent Injection",1991,0.888,"CF","SNCR",null,"2006","B","NA",{"$nulls":3},0.4,0.31867,0.15934,0.31867,0.15934,0.05,0.43,0.43,0.95]
["Camp Far West","531_G_1",531,"G","1",null,"Hydro",null,"WEC_CALN","California",6,"Placer",61,"06061",7.2,0,1985,9999,null,null,"N","Hydro",{"$nulls":13},0,0,0,0]
["McWilliams","533_G_1",533,"G","1",null,"Combined Cycle",null,"S_SOU","Alabama",1,"Covington",39,"01039",9,7610,1954,9999,null,null,"N","Natural Gas, Distillate Fuel Oil",{"$nulls":3},"DLNB + H2O",{"$nulls":9},0.06037,0.06037,0.06037,0.06037]
["McWilliams","533_G_2",533,"G","2",null,"Combined Cycle",null,"S_SOU","Alabama",1,"Covington",39,"01039",9,7610,1954,9999,null,null,"N","Natural Gas, Distillate Fuel Oil",{"$nulls":3},"DLNB + H2O",{"$nulls":9},0.06037,0.06037,0.06037,0.06037]
["McWilliams","533_G_3",533,"G","3",null,"Combined Cycle",null,"S_SOU","Alabama",1,"Covington",39,"01039",22,7610,1959,9999,null,null,"N","Natural Gas, Distillate Fuel Oil",{"$nulls":3},"DLNB + H2O",{"$nulls":9},0.06037,0.06037,0.06037,0.06037]
["McWilliams","533_G_4",533,"G","4",320,"Combined Cycle",null,"S_SOU","Alabama",1,"Covington",39,"01039",108,7610,1996,9999,null,null,"N","Natural Gas, Distillate Fuel Oil",{"$nulls":3},"DLNB + H2O",{"$nulls":9},0.06037,0.06037,0.06037,0.06037]
["McWilliams","533_G_VAN1",533,"G","VAN1",324,"Combined Cycle",null,"S_SOU","Alabama",1,"Covington",39,"01039",171,7610,2002,9999,null,null,"N","Natural Gas",{"$nulls":3},"DLNB","SCR",{"$nulls":8},0.01072,0.01072,0.01072,0.01072]
["McWilliams","533_G_VAN2",533,"G","VAN2",325,"Combined Cycle",null,"S_SOU","Alabama",1,"Covington",39,"01039",168,7610,2002,9999,null,null,"N","Natural Gas",{"$nulls":3},"DLNB","SCR",{"$nulls":8},0.01072,0.01072,0.01072,0.01072]
["McWilliams","533_G_VAN3",533,"G","VAN3",null,"Combined Cycle",null,"S_SOU","Alabama",1,"Covington",39,"01039",176,7610,2002,9999,null,null,"N","Natural Gas",{"$nulls":3},"DLNB","SCR",2002,{"$nulls":7},0.01072,0.01072,0.01072,0.01072]
["Jones Fork","534_G_1",534,"G","1",null,"Hydro",null,"WEC_BANC","California",6,"El Dorado",17,"06017",10,0,1985,9999,null,null,"N","Hydro",{"$nulls":13},0,0,0,0]
["McClellan (CA)","535_G_1",535,"G","1",null,"Combustion Turbine",null,"WEC_BANC","California",6,"Sacramento",67,"06067",77,13021,1986,9999,null,null,"N","Natural Gas",{"$nulls":12},0.74,0.01366,0.01366,0.01366,0.01366]
["Camanche","537_G_1",537,"G","1",null,"Hydro",null,"WEC_CALN","California",6,"San Joaquin",77,"06077",3.5,0,1983,9999,null,null,"N","Hydro",{"$nulls":13},0,0,0,0]
["Camanche","537_G_2",537,"G","2",null,"Hydro",null,"WEC_CALN","California",6,"San Joaquin",77,"06077",3.5,0,1983,9999,null,null,"N","Hydro",{"$nulls":13},0,0,0,0]
["Camanche","537_G_3",537,"G","3",null,"Hydro",null,"WEC_CALN","California",6,"San Joaquin",77,"06077",3.5,0,1983,9999,null,null,"N","Hydro",{"$nulls":13},0,0,0,0]
["Rocky River (CT)","539_G_1",539,"G","1",null,"Pumped Storage",null,"NENG_CT","Connecticut",9,"Litchfield",5,"09005",2,0,1929,9999,null,null,"N","Pumped Storage",{"$nulls":13},0,0,0,0]
["Rocky River (CT)","539_G_2",539,"G","2",null,"Pumped Storage",null,"NENG_CT","Connecticut",9,"Litchfield",5,"09005",2,0,1928,9999,null,null,"N","Pumped Storage",{"$nulls":13},0,0,0,0]
["Rocky River (CT)","539_G_3",539,"G","3",null,"Pumped Storage",null,"NENG_CT","Connecticut",9,"Litchfield",5,"09005",25.4,0,1928,9999,null,null,"N","Pumped Storage",{"$nulls":13},0,0,0,0]
["Branford","540_G_UN10",540,"G","UN10",326,"Combustion Turbine",null,"NENG_CT","Connecticut",9,"New Haven",9,"09009",17.4,13960,1967,9999,null,null,"N","Distillate Fuel Oil",{"$nulls":3},"H2O",{"$nulls":8},0.33,0.15,0.15,0.15,0.15]
["Bulls Bridge","541_G_1",541,"G","1",null,"Hydro",null,"NENG_CT","Connecticut",9,"Litchfield",5,"09005",1.4,0,1903,9999,null,null,"N","Hydro",{"$nulls":13},0,0,0,0]
["Bulls Bridge","541_G_2",541,"G","2",null,"Hydro",null,"NENG_CT","Connecticut",9,"Litchfield",5,"09005",1.4,0,1903,9999,null,null,"N","Hydro",{"$nulls":13},0,0,0,0]
["Bulls Bridge","541_G_3",541,"G","3",null,"Hydro",null,"NENG_CT","Connecticut",9,"Litchfield",5,"09005",1.4,0,1903,9999,null,null,"N","Hydro",{"$nulls":13},0,0,0,0]
["Bulls Bridge","541_G_4",541,"G","4",null,"Hydro",null,"NENG_CT","Connecticut",9,"Litchfield",5,"09005",1.4,0,1903,9999,null,null,"N","Hydro",{"$nulls":13},0,0,0,0]
["Bulls Bridge","541_G_5",541,"G","5",null,"Hydro",null,"NENG_CT","Connecticut",9,"Litchfield",5,"09005",1.4,0,1903,9999,null,null,"N","Hydro",{"$nulls":13},0,0,0,0]
["Bulls Bridge","541_G_6",541,"G","6",null,"Hydro",null,"NENG_CT","Connecticut",9,"Litchfield",5,"09005",1.4,0,1903,9999,null,null,"N","Hydro",{"$nulls":13},0,0,0,0]
["Cos Cob","542_G_UN10",542,"G","UN10",327,"Combustion Turbine",null,"NENG_CT","Connecticut",9,"Fairfield",1,"09001",19.1,15914,1969,9999,null,null,"N","Distillate Fuel Oil",{"$nulls":3},"H2O",{"$nulls":8},2E-3,0.15,0.15,0.15,0.15]
["Cos Cob","542_G_UN11",542,"G","UN11",328,"Combustion Turbine",null,"NENG_CT","Connecticut",9,"Fairfield",1,"09001",18.7,15915,1969,9999,null,null,"N","Distillate Fuel Oil",{"$nulls":3},"H2O",{"$nulls":8},2E-3,0.15,0.15,0.15,0.15]
["Cos Cob","542_G_UN12",542,"G","UN12",329,"Combustion Turbine",null,"NENG_CT","Connecticut",9,"Fairfield",1,"09001",19.1,15914,1969,9999,null,null,"N","Distillate Fuel Oil",{"$nulls":3},"H2O",{"$nulls":8},2E-3,0.15,0.15,0.15,0.15]
["Cos Cob","542_G_UN13",542,"G","UN13",90364,"Combustion Turbine",null,"NENG_CT","Connecticut",9,"Fairfield",1,"09001",19.1,15914,2008,9999,null,null,"N","Distillate Fuel Oil",{"$nulls":3},"H2O",{"$nulls":8},2E-3,0.15,0.15,0.15,0.15]
["Cos Cob","542_G_un14",542,"G","un14",90365,"Combustion Turbine",null,"NENG_CT","Connecticut",9,"Fairfield",1,"09001",19.6,15913,2008,9999,null,null,"N","Distillate Fuel Oil",{"$nulls":3},"H2O",{"$nulls":8},2E-3,0.15,0.15,0.15,0.15]
["Devon Station","544_G_10",544,"G","10",330,"Combustion Turbine",null,"NENG_CT","Connecticut",9,"New Haven",9,"09009",14.4,10863,1985,9999,null,null,"N","Distillate Fuel Oil",{"$nulls":12},0.33,1.20062,1.20062,1.20062,1.20062]
["Devon Station","544_G_11",544,"G","11",331,"Combustion Turbine",null,"NENG_CT","Connecticut",9,"New Haven",9,"09009",29.3,10862,1996,9999,null,null,"N","Natural Gas, Distillate Fuel Oil",{"$nulls":3},"H2O",{"$nulls":8},0.04,0.15,0.15,0.15,0.15]
["Devon Station","544_G_12",544,"G","12",332,"Combustion Turbine",null,"NENG_CT","Connecticut",9,"New Haven",9,"09009",29.2,10862,1996,9999,null,null,"N","Natural Gas, Distillate Fuel Oil",{"$nulls":3},"H2O",{"$nulls":8},0.04,0.15,0.15,0.15,0.15]
["Devon Station","544_G_13",544,"G","13",333,"Combustion Turbine",null,"NENG_CT","Connecticut",9,"New Haven",9,"09009",29.9,10861,1996,9999,null,null,"N","Natural Gas, Distillate Fuel Oil",{"$nulls":3},"H2O",{"$nulls":8},0.04,0.15,0.15,0.15,0.15]
["Devon Station","544_G_14",544,"G","14",334,"Combustion Turbine",null,"NENG_CT","Connecticut",9,"New Haven",9,"09009",29.7,10862,1996,9999,null,null,"N","Natural Gas, Distillate Fuel Oil",{"$nulls":3},"H2O",{"$nulls":8},0.04,0.15,0.15,0.15,0.15]
["Montville Station","546_B_5",546,"B","5",343,"O/G Steam",null,"NENG_CT","Connecticut",9,"New London",11,"09011",81,12367,1954,9999,"tangential","dry","N","Natural Gas, Residual Fuel Oil",{"$nulls":3},"BF",{"$nulls":8},0.3,0.13242,0.13242,0.13242,0.13242]
["Montville Station","546_B_6",546,"B","6",344,"O/G Steam",null,"NENG_CT","Connecticut",9,"New London",11,"09011",410,12985,1971,9999,"tangential","dry","N","Residual Fuel Oil",{"$nulls":3},"BF",{"$nulls":8},0.3,0.15,0.15,0.15,0.15]
["Montville Station","546_G_10",546,"G","10",null,"Combustion Turbine","IC Engine","NENG_CT","Connecticut",9,"New London",11,"09011",2.7,11140,1967,9999,null,null,"N","Distillate Fuel Oil",{"$nulls":12},0.055,2.49798,2.49798,2.49798,2.49798]
["Montville Station","546_G_11",546,"G","11",null,"Combustion Turbine","IC Engine","NENG_CT","Connecticut",9,"New London",11,"09011",2.7,11168,1967,9999,null,null,"N","Distillate Fuel Oil",{"$nulls":12},0.055,2.5514,2.5514,2.5514,2.5514]
["Northfield Mountain","547_G_1",547,"G","1",null,"Pumped Storage",null,"NENGREST","Massachusetts",25,"Franklin",11,"25011",292,0,1973,9999,null,null,"N","Pumped Storage",{"$nulls":13},0,0,0,0]
["Northfield Mountain","547_G_2",547,"G","2",null,"Pumped Storage",null,"NENGREST","Massachusetts",25,"Franklin",11,"25011",292,0,1973,9999,null,null,"N","Pumped Storage",{"$nulls":13},0,0,0,0]
["Northfield Mountain","547_G_3",547,"G","3",null,"Pumped Storage",null,"NENGREST","Massachusetts",25,"Franklin",11,"25011",292,0,1973,9999,null,null,"N","Pumped Storage",{"$nulls":13},0,0,0,0]
["Northfield Mountain","547_G_4",547,"G","4",null,"Pumped Storage",null,"NENGREST","Massachusetts",25,"Franklin",11,"25011",292,0,1972,9999,null,null,"N","Pumped Storage",{"$nulls":13},0,0,0,0]
["Kettle Falls Generating Station","550_B_1",550,"B","1",null,"Biomass",null,"WECC_PNW","Washington",53,"Stevens",65,"53065",50,14125,1984,9999,null,null,"N","Biomass",{"$nulls":7},"ESPH + C","No",{"$nulls":4},0.17502,0.17502,0.17502,0.17502]
["Kettle Falls Generating Station","550_G_2",550,"G","2",null,"Combustion Turbine",null,"WECC_PNW","Washington",53,"Stevens",65,"53065",6.2,11793,2002,9999,null,null,"N","Natural Gas",{"$nulls":12},2.63,0.06287,0.06287,0.06287,0.06287]
["Scotland Dam","551_G_1",551,"G","1",null,"Hydro",null,"NENG_CT","Connecticut",9,"Windham",15,"09015",1.7,0,1937,9999,null,null,"N","Hydro",{"$nulls":13},0,0,0,0]
["Shepaug","552_G_1",552,"G","1",null,"Hydro",null,"NENG_CT","Connecticut",9,"New Haven",9,"09009",41.5,0,1955,9999,null,null,"N","Hydro",{"$nulls":13},0,0,0,0]
["Stevenson","553_G_1",553,"G","1",null,"Hydro",null,"NENG_CT","Connecticut",9,"Fairfield",1,"09001",7.1,0,1919,9999,null,null,"N","Hydro",{"$nulls":13},0,0,0,0]
["Stevenson","553_G_2",553,"G","2",null,"Hydro",null,"NENG_CT","Connecticut",9,"Fairfield",1,"09001",7.1,0,1919,9999,null,null,"N","Hydro",{"$nulls":13},0,0,0,0]
["Stevenson","553_G_3",553,"G","3",null,"Hydro",null,"NENG_CT","Connecticut",9,"Fairfield",1,"09001",7.1,0,1919,9999,null,null,"N","Hydro",{"$nulls":13},0,0,0,0]
["Stevenson","553_G_4",553,"G","4",null,"Hydro",null,"NENG_CT","Connecticut",9,"Fairfield",1,"09001",7.6,0,1936,9999,null,null,"N","Hydro",{"$nulls":13},0,0,0,0]
["Taftville","554_G_1",554,"G","1",null,"Hydro",null,"NENG_CT","Connecticut",9,"New London",11,"09011",0.4,0,1926,9999,null,null,"N","Hydro",{"$nulls":13},0,0,0,0]
["Taftville","554_G_2",554,"G","2",null,"Hydro",null,"NENG_CT","Connecticut",9,"New London",11,"09011",0.4,0,1906,9999,null,null,"N","Hydro",{"$nulls":13},0,0,0,0]
["Taftville","554_G_3",554,"G","3",null,"Hydro",null,"NENG_CT","Connecticut",9,"New London",11,"09011",0.4,0,1906,9999,null,null,"N","Hydro",{"$nulls":13},0,0,0,0]
["Taftville","554_G_4",554,"G","4",null,"Hydro",null,"NENG_CT","Connecticut",9,"New London",11,"09011",0.4,0,1949,9999,null,null,"N","Hydro",{"$nulls":13},0,0,0,0]
["Taftville","554_G_5",554,"G","5",null,"Hydro",null,"NENG_CT","Connecticut",9,"New London",11,"09011",0.4,0,1949,9999,null,null,"N","Hydro",{"$nulls":13},0,0,0,0]
["Tunnel","557_G_1",557,"G","1",null,"Hydro",null,"NENG_CT","Connecticut",9,"New London",11,"09011",0.8,0,1919,9999,null,null,"N","Hydro",{"$nulls":13},0,0,0,0]
["Tunnel","557_G_10",557,"G","10",349,"Combustion Turbine",null,"NENG_CT","Connecticut",9,"New London",11,"09011",16.5,13065,1969,9999,null,null,"N","Distillate Fuel Oil",{"$nulls":12},0.33,0.15,0.15,0.15,0.15]
["Tunnel","557_G_2",557,"G","2",null,"Hydro",null,"NENG_CT","Connecticut",9,"New London",11,"09011",0.8,0,1949,9999,null,null,"N","Hydro",{"$nulls":13},0,0,0,0]
["Rainbow (CT)","559_G_1",559,"G","1",null,"Hydro",null,"NENG_CT","Connecticut",9,"Hartford",3,"09003",4,0,1925,9999,null,null,"N","Hydro",{"$nulls":13},0,0,0,0]
["Rainbow (CT)","559_G_2",559,"G","2",null,"Hydro",null,"NENG_CT","Connecticut",9,"Hartford",3,"09003",4,0,1925,9999,null,null,"N","Hydro",{"$nulls":13},0,0,0,0]
["Falls Village","560_G_1",560,"G","1",null,"Hydro",null,"NENG_CT","Connecticut",9,"Litchfield",5,"09005",3.3,0,1914,9999,null,null,"N","Hydro",{"$nulls":13},0,0,0,0]
["Falls Village","560_G_2",560,"G","2",null,"Hydro",null,"NENG_CT","Connecticut",9,"Litchfield",5,"09005",3.3,0,1914,9999,null,null,"N","Hydro",{"$nulls":13},0,0,0,0]
["Falls Village","560_G_3",560,"G","3",null,"Hydro",null,"NENG_CT","Connecticut",9,"Litchfield",5,"09005",3.3,0,1914,9999,null,null,"N","Hydro",{"$nulls":13},0,0,0,0]
["Franklin Drive","561_G_UN19",561,"G","UN19",350,"Combustion Turbine",null,"NENG_CT","Connecticut",9,"Litchfield",5,"09005",16.1,13939,1968,9999,null,null,"N","Distillate Fuel Oil",{"$nulls":12},0.33,0.15,0.15,0.15,0.15]
["Middletown","562_B_2",562,"B","2",353,"O/G Steam",null,"NENG_CT","Connecticut",9,"Middlesex",7,"09007",117,11609,1958,9999,"wall","dry","N","Natural Gas, Residual Fuel Oil",{"$nulls":3},"OFA","SNCR",null,"2006",{"$nulls":5},0.3,0.10387,0.10387,0.10387,0.10387]
["Middletown","562_B_3",562,"B","3",354,"O/G Steam",null,"NENG_CT","Connecticut",9,"Middlesex",7,"09007",236,11585,1964,9999,"cyclone","dry","N","Natural Gas, Residual Fuel Oil",{"$nulls":3},"H2O","SNCR",null,"1999",{"$nulls":5},0.3,0.39809,0.18927,0.39809,0.18927]
["Middletown","562_B_4",562,"B","4",355,"O/G Steam",null,"NENG_CT","Connecticut",9,"Middlesex",7,"09007",400,11994,1973,9999,"tangential","dry","N","Residual Fuel Oil",{"$nulls":3},"BF + LA",{"$nulls":8},0.3,0.15,0.15,0.15,0.15]
["Middletown","562_G_10",562,"G","10",352,"Combustion Turbine",null,"NENG_CT","Connecticut",9,"Middlesex",7,"09007",17.2,23887,1966,9999,null,null,"N","Distillate Fuel Oil",{"$nulls":12},0.33,0.15,0.15,0.15,0.15]
["South Meadow","563_G_11",563,"G","11",357,"Combustion Turbine",null,"NENG_CT","Connecticut",9,"Hartford",3,"09003",35.7,14923,1970,9999,null,null,"N","Distillate Fuel Oil",{"$nulls":12},0.33,0.15,0.15,0.15,0.15]
["South Meadow","563_G_12",563,"G","12",360,"Combustion Turbine",null,"NENG_CT","Connecticut",9,"Hartford",3,"09003",37.7,14921,1970,9999,null,null,"N","Distillate Fuel Oil",{"$nulls":12},0.33,0.15,0.15,0.15,0.15]
["South Meadow","563_G_13",563,"G","13",363,"Combustion Turbine",null,"NENG_CT","Connecticut",9,"Hartford",3,"09003",38.3,14918,1970,9999,null,null,"N","Distillate Fuel Oil",{"$nulls":12},0.33,0.15,0.15,0.15,0.15]
["South Meadow","563_G_14",563,"G","14",365,"Combustion Turbine",null,"NENG_CT","Connecticut",9,"Hartford",3,"09003",36.7,14923,1970,9999,null,null,"N","Distillate Fuel Oil",{"$nulls":12},0.33,0.15,0.15,0.15,0.15]
["Stanton Energy Center","564_B_1",564,"B","1",368,"Coal Steam",null,"FRCC","Florida",12,"Orange",95,"12095",440,10547,1987,9999,"wall","dry","N","Bituminous","Wet Scrubber",1987,0.962,"LNB + OFA",{"$nulls":3},"ESPC","No","ACI",2015,null,1.14,0.25705,0.25705,0.25705,0.25705,0.1,0.1,0.1,0.99,"Yes",2014]
["Stanton Energy Center","564_B_2",564,"B","2",369,"Coal Steam",null,"FRCC","Florida",12,"Orange",95,"12095",456,10434,1996,9999,"wall","dry","N","Bituminous","Wet Scrubber",1996,0.962,"LNB + OFA","SCR",1996,null,"ESPC","No",{"$nulls":3},0.25,0.14509,0.14509,0.14509,0.14509,0.1,0.84,0.56,0.99,"Yes",2014]
["Stanton Energy Center","564_G_B",564,"G","B",null,"Combined Cycle",null,"FRCC","Florida",12,"Orange",95,"12095",128,7795,2010,9999,null,null,"N","Natural Gas, Distillate Fuel Oil",{"$nulls":3},"DLNB + H2O","SCR",2009,{"$nulls":7},0.00411,0.00411,0.00411,0.00411]
["Stanton Energy Center","564_G_B1",564,"G","B1",90549,"Combined Cycle",null,"FRCC","Florida",12,"Orange",95,"12095",167,7795,2010,9999,null,null,"N","Natural Gas, Distillate Fuel Oil",{"$nulls":3},"DLNB + H2O","SCR",{"$nulls":8},0.00411,0.00411,0.00411,0.00411]
["Torrington Terminal","565_G_UN10",565,"G","UN10",370,"Combustion Turbine",null,"NENG_CT","Connecticut",9,"Litchfield",5,"09005",17.4,14124,1967,9999,null,null,"N","Distillate Fuel Oil",{"$nulls":12},0.33,0.15,0.15,0.15,0.15]
["Millstone","566_G_2",566,"G","2",null,"Nuclear",null,"NENG_CT","Connecticut",9,"New London",11,"09011",867.8,10456,1975,2055,null,null,"N","Nuclear Fuel",{"$nulls":13},0,0,0,0]
["Millstone","566_G_3",566,"G","3",null,"Nuclear",null,"NENG_CT","Connecticut",9,"New London",11,"09011",1220,10456,1986,2066,null,null,"N","Nuclear Fuel",{"$nulls":13},0,0,0,0]
["Bridgeport Station","568_G_4",568,"G","4",null,"Combustion Turbine","","NENG_CT","Connecticut",9,"Fairfield",1,"09001",16.9,15282,1967,9999,null,null,"N","Distillate Fuel Oil",{"$nulls":13},0.15,0.15,0.15,0.15]
["Bridgeport Station","568_G_CC1",568,"B","CC1",null,"Combined Cycle",null,"NENG_CT","Connecticut",9,"Fairfield",1,"09001",485,6250,2019,9999,null,null,"N","Natural Gas",{"$nulls":3},"DLNB + H2O","SCR",2019,{"$nulls":7},0.011,0.011,0.011,0.011]
["Central Hudson High Falls","579_G_1",579,"G","1",null,"Hydro",null,"NY_Z_G-I","New York",36,"Ulster",111,"36111",3.2,0,1986,9999,null,null,"N","Hydro",{"$nulls":13},0,0,0,0]
["North Main Street","581_G_5",581,"G","5",5083,"Combustion Turbine",null,"NENG_CT","Connecticut",9,"New London",11,"09011",15.3,13947,1972,9999,null,null,"N","Distillate Fuel Oil",{"$nulls":12},0.33,0.15,0.15,0.15,0.15]
["Tenth Street","583_G_1",583,"G","1",null,"Hydro",null,"NENG_CT","Connecticut",9,"New London",11,"09011",1,0,1967,9999,null,null,"N","Hydro",{"$nulls":13},0,0,0,0]
["Navajo Dam","584_G_1",584,"G","1",null,"Hydro",null,"WECC_NM","New Mexico",35,"San Juan",45,"35045",15,0,1989,9999,null,null,"N","Hydro",{"$nulls":13},0,0,0,0]
["Navajo Dam","584_G_2",584,"G","2",null,"Hydro",null,"WECC_NM","New Mexico",35,"San Juan",45,"35045",15,0,1989,9999,null,null,"N","Hydro",{"$nulls":13},0,0,0,0]
["Drop 1","585_G_1",585,"G","1",null,"Hydro",null,"WECC_IID","California",6,"Imperial",25,"06025",1.3,0,1984,9999,null,null,"N","Hydro",{"$nulls":13},0,0,0,0]
["Drop 1","585_G_2",585,"G","2",null,"Hydro",null,"WECC_IID","California",6,"Imperial",25,"06025",1.2,0,1984,9999,null,null,"N","Hydro",{"$nulls":13},0,0,0,0]
["Drop 1","585_G_3",585,"G","3",null,"Hydro",null,"WECC_IID","California",6,"Imperial",25,"06025",1.3,0,1984,9999,null,null,"N","Hydro",{"$nulls":13},0,0,0,0]
["East Highline","586_G_1",586,"G","1",null,"Hydro",null,"WECC_IID","California",6,"Imperial",25,"06025",1,0,1984,9999,null,null,"N","Hydro",{"$nulls":13},0,0,0,0]
["J C McNeil","589_B_1",589,"B","1",377,"Biomass",null,"NENGREST","Vermont",50,"Chittenden",7,"50007",52,14740,1984,9999,"other",null,"N","Biomass",{"$nulls":3},"other","SCR",1984,null,"ESPC + C","No",{"$nulls":4},0.06979,0.06979,0.06979,0.06979]
["Christiana","591_G_CH11",591,"G","CH11",378,"Combustion Turbine",null,"PJM_EMAC","Delaware",10,"New Castle",3,"10003",25,25000,1973,9999,null,null,"N","Distillate Fuel Oil",{"$nulls":3},"H2O",{"$nulls":9},0.58739,0.58739,0.58739,0.58739]
["Christiana","591_G_CH14",591,"G","CH14",379,"Combustion Turbine",null,"PJM_EMAC","Delaware",10,"New Castle",3,"10003",25,25000,1973,9999,null,null,"N","Distillate Fuel Oil",{"$nulls":3},"H2O",{"$nulls":9},0.40611,0.40611,0.40611,0.40611]
["Delaware City 10","592_G_DC10",592,"G","DC10",380,"Combustion Turbine",null,"PJM_EMAC","Delaware",10,"New Castle",3,"10003",18,17510,1968,9999,null,null,"N","Distillate Fuel Oil",{"$nulls":3},"H2O",{"$nulls":8},0.3,0.30596,0.30596,0.30596,0.30596]
["Edge Moor","593_B_3",593,"B","3",382,"O/G Steam",null,"PJM_EMAC","Delaware",10,"New Castle",3,"10003",86,11965,1957,9999,"tangential","dry","N","Natural Gas",{"$nulls":3},"LNB","SNCR",null,"1996",{"$nulls":5},0.26,0.06701,0.06701,0.06701,0.06701]
["Edge Moor","593_B_4",593,"B","4",383,"O/G Steam",null,"PJM_EMAC","Delaware",10,"New Castle",3,"10003",174,11626,1966,9999,"tangential","dry","N","Natural Gas",{"$nulls":3},"LNC2","SNCR",null,"2010",{"$nulls":5},0.26,0.05778,0.05778,0.05778,0.05778]
["Edge Moor","593_B_5",593,"B","5",384,"O/G Steam",null,"PJM_EMAC","Delaware",10,"New Castle",3,"10003",450,11569,1973,9999,"wall","dry","N","Natural Gas, Residual Fuel Oil",{"$nulls":3},"LNBO","SNCR",null,"2010",{"$nulls":5},0.5,0.09533,0.06735,0.09533,0.06735]
["Edge Moor","593_G_10",593,"G","10",381,"Combustion Turbine",null,"PJM_EMAC","Delaware",10,"New Castle",3,"10003",15,11368,1963,9999,null,null,"N","Distillate Fuel Oil",{"$nulls":3},"H2O",{"$nulls":8},0.3,0.24022,0.24022,0.24022,0.24022]
["Indian River Generating Station","594_B_4",594,"B","4",389,"Coal Steam",null,"PJM_EMAC","Delaware",10,"Sussex",5,"10005",410,11833,1980,9999,"wall","dry","N","Bituminous","Dry Scrubber",2012,0.96,"LNBO","SCR",2012,null,"ESPC + B","No","ACI",2008,null,0.2,0.3058,0.0837,0.3058,0.0837,0.1,0.1,0.1,0.99]
["Indian River Generating Station","594_G_10",594,"G","10",386,"Combustion Turbine",null,"PJM_EMAC","Delaware",10,"Sussex",5,"10005",16.1,15403,1967,9999,null,null,"N","Distillate Fuel Oil",{"$nulls":3},"H2O",{"$nulls":8},0.3,0.22092,0.22092,0.22092,0.22092]
["West Station (DE)","597_G_WEST",597,"G","WEST",391,"Combustion Turbine",null,"PJM_EMAC","Delaware",10,"New Castle",3,"10003",15,25000,1964,9999,null,null,"N","Distillate Fuel Oil",{"$nulls":3},"H2O",{"$nulls":8},0.3,0.25108,0.25108,0.25108,0.25108]
["McKee Run","599_B_3",599,"B","3",394,"O/G Steam",null,"PJM_EMAC","Delaware",10,"Kent",1,"10001",103,11866,1975,9999,"wall","dry","N","Natural Gas",{"$nulls":3},"LA + LNB + OFA","SNCR",{"$nulls":7},0.05,0.3396,0.20518,0.3396,0.20518]
["Brandon Shores","602_B_1",602,"B","1",395,"Coal Steam",null,"PJM_SMAC","Maryland",24,"Anne Arundel",3,"24003",635,11156,1991,9999,"wall","dry","N","Bituminous","Wet Scrubber",2009,0.98,"AA + LNB + LNBO","SCR",2001,null,"ESPH + B + C","No","ACI",2009,null,1.2,0.4307,0.06711,0.4307,0.06711,0.1,0.1,0.1,0.99]
["Brandon Shores","602_B_2",602,"B","2",396,"Coal Steam",null,"PJM_SMAC","Maryland",24,"Anne Arundel",3,"24003",638,11020,1991,9999,"wall","dry","N","Bituminous","Wet Scrubber",2010,0.98,"BF + LNB + LNBO","SCR",2000,null,"ESPH + B + C","No","ACI",2010,null,1.2,0.2113,0.07891,0.2113,0.07891,0.1,0.1,0.1,0.99]
["Fredonia","607_G_1",607,"G","1",null,"Combustion Turbine",null,"WECC_PNW","Washington",53,"Skagit",57,"53057",93,12907,1984,9999,null,null,"N","Natural Gas, Distillate Fuel Oil",{"$nulls":12},2.63,0.32121,0.32121,0.32121,0.32121]
["Fredonia","607_G_2",607,"G","2",null,"Combustion Turbine",null,"WECC_PNW","Washington",53,"Skagit",57,"53057",93,12907,1984,9999,null,null,"N","Natural Gas, Distillate Fuel Oil",{"$nulls":12},2.63,0.31261,0.31261,0.31261,0.31261]
["Fredonia","607_G_3",607,"G","3",9183,"Combustion Turbine",null,"WECC_PNW","Washington",53,"Skagit",57,"53057",47,12907,2001,9999,null,null,"N","Natural Gas, Distillate Fuel Oil",{"$nulls":3},"H2O","SCR",{"$nulls":7},2.63,0.01769,0.01769,0.01769,0.01769]
["Fredonia","607_G_4",607,"G","4",9184,"Combustion Turbine",null,"WECC_PNW","Washington",53,"Skagit",57,"53057",47,12907,2001,9999,null,null,"N","Natural Gas, Distillate Fuel Oil",{"$nulls":3},"H2O","SCR",{"$nulls":7},2.63,0.0198,0.0198,0.0198,0.0198]
["Cape Canaveral","609_G_3A",609,"G","3A",90801,"Combined Cycle",null,"FRCC","Florida",12,"Brevard",9,"12009",248,7328,2013,9999,null,null,"N","Natural Gas, Distillate Fuel Oil",{"$nulls":3},"DLNB + H2O","SCR",{"$nulls":8},0.00758,0.00758,0.00758,0.00758]
["Cape Canaveral","609_G_3B",609,"G","3B",90802,"Combined Cycle",null,"FRCC","Florida",12,"Brevard",9,"12009",248,7328,2013,9999,null,null,"N","Natural Gas, Distillate Fuel Oil",{"$nulls":3},"DLNB + H2O","SCR",{"$nulls":8},0.00758,0.00758,0.00758,0.00758]
["Cape Canaveral","609_G_3C",609,"G","3C",90803,"Combined Cycle",null,"FRCC","Florida",12,"Brevard",9,"12009",248,7328,2013,9999,null,null,"N","Natural Gas, Distillate Fuel Oil",{"$nulls":3},"DLNB + H2O","SCR",{"$nulls":8},0.00758,0.00758,0.00758,0.00758]
["Cape Canaveral","609_G_3ST",609,"G","3ST",null,"Combined Cycle",null,"FRCC","Florida",12,"Brevard",9,"12009",467,7328,2013,9999,null,null,"N","Natural Gas, Distillate Fuel Oil",{"$nulls":3},"DLNB + H2O","SCR",2013,{"$nulls":7},0.00758,0.00758,0.00758,0.00758]
["Fort Myers","612_G_2A",612,"G","2A",403,"Combined Cycle",null,"FRCC","Florida",12,"Lee",71,"12071",157,7466,2000,9999,null,null,"N","Natural Gas",{"$nulls":3},"DLNB",{"$nulls":8},0.5,0.02544,0.02544,0.02544,0.02544]
["Fort Myers","612_G_2B",612,"G","2B",404,"Combined Cycle",null,"FRCC","Florida",12,"Lee",71,"12071",157,7466,2000,9999,null,null,"N","Natural Gas",{"$nulls":3},"DLNB",{"$nulls":8},0.5,0.02544,0.02544,0.02544,0.02544]
["Fort Myers","612_G_2C",612,"G","2C",405,"Combined Cycle",null,"FRCC","Florida",12,"Lee",71,"12071",157,7466,2000,9999,null,null,"N","Natural Gas",{"$nulls":3},"DLNB",{"$nulls":8},0.5,0.02544,0.02544,0.02544,0.02544]
["Fort Myers","612_G_2D",612,"G","2D",406,"Combined Cycle",null,"FRCC","Florida",12,"Lee",71,"12071",157,7466,2001,9999,null,null,"N","Natural Gas",{"$nulls":3},"DLNB",{"$nulls":8},0.5,0.02936,0.02936,0.02936,0.02936]
["Fort Myers","612_G_2E",612,"G","2E",407,"Combined Cycle",null,"FRCC","Florida",12,"Lee",71,"12071",157,7466,2001,9999,null,null,"N","Natural Gas",{"$nulls":3},"DLNB",{"$nulls":8},0.5,0.02936,0.02936,0.02936,0.02936]
["Fort Myers","612_G_2F",612,"G","2F",408,"Combined Cycle",null,"FRCC","Florida",12,"Lee",71,"12071",157,7466,2001,9999,null,null,"N","Natural Gas",{"$nulls":3},"DLNB",{"$nulls":8},0.5,0.02936,0.02936,0.02936,0.02936]
["Fort Myers","612_G_CT1",612,"G","CT1",411,"Combustion Turbine",null,"FRCC","Florida",12,"Lee",71,"12071",158,11743,2003,9999,null,null,"N","Natural Gas, Distillate Fuel Oil",{"$nulls":3},"DLNB + H2O",{"$nulls":8},0.5,0.04698,0.04698,0.04698,0.04698]
["Fort Myers","612_G_CT2",612,"G","CT2",412,"Combustion Turbine",null,"FRCC","Florida",12,"Lee",71,"12071",158,11743,2003,9999,null,null,"N","Natural Gas, Distillate Fuel Oil",{"$nulls":3},"DLNB + H2O",{"$nulls":8},0.5,0.05117,0.05117,0.05117,0.05117]
["Fort Myers","612_G_PFM3C",612,"G","PFM3C",91055,"Combustion Turbine","","FRCC","Florida",12,"Lee",71,"12071",231,9086,2016,9999,null,null,"N","Natural Gas",{"$nulls":13},0.011,0.011,0.011,0.011]
["Fort Myers","612_G_PFM3D",612,"G","PFM3D",91054,"Combustion Turbine","","FRCC","Florida",12,"Lee",71,"12071",231,9086,2016,9999,null,null,"N","Natural Gas",{"$nulls":13},0.05963,0.05963,0.05963,0.05963]
["Fort Myers","612_G_ST1",612,"G","ST1",null,"Combined Cycle",null,"FRCC","Florida",12,"Lee",71,"12071",130,7466,1958,9999,null,null,"N","Natural Gas",{"$nulls":3},"DLNB",{"$nulls":8},0.5,0.02544,0.02544,0.02544,0.02544]
["Fort Myers","612_G_ST2",612,"G","ST2",null,"Combined Cycle",null,"FRCC","Florida",12,"Lee",71,"12071",363,7466,1969,9999,null,null,"N","Natural Gas",{"$nulls":3},"DLNB",{"$nulls":8},0.5,0.02936,0.02936,0.02936,0.02936]
["Lauderdale","613_G_4GT1",613,"G","4GT1",413,"Combined Cycle",null,"FRCC","Florida",12,"Broward",11,"12011",157,8316,1993,9999,null,null,"N","Natural Gas, Distillate Fuel Oil",{"$nulls":3},"STM",{"$nulls":8},1E-3,0.11615,0.11615,0.11615,0.11615]
["Lauderdale","613_G_4GT2",613,"G","4GT2",414,"Combined Cycle",null,"FRCC","Florida",12,"Broward",11,"12011",157,8316,1993,9999,null,null,"N","Natural Gas, Distillate Fuel Oil",{"$nulls":3},"STM",{"$nulls":8},1E-3,0.11615,0.11615,0.11615,0.11615]
["Lauderdale","613_G_5GT1",613,"G","5GT1",415,"Combined Cycle",null,"FRCC","Florida",12,"Broward",11,"12011",157,8316,1993,9999,null,null,"N","Natural Gas, Distillate Fuel Oil",{"$nulls":3},"STM",{"$nulls":8},1E-3,0.10352,0.10352,0.10352,0.10352]
["Lauderdale","613_G_5GT2",613,"G","5GT2",416,"Combined Cycle",null,"FRCC","Florida",12,"Broward",11,"12011",157,8316,1993,9999,null,null,"N","Natural Gas, Distillate Fuel Oil",{"$nulls":3},"STM",{"$nulls":8},1E-3,0.10352,0.10352,0.10352,0.10352]
["Lauderdale","613_G_6A",613,"G","6A",91056,"Combustion Turbine","","FRCC","Florida",12,"Broward",11,"12011",231,9086,2016,9999,null,null,"N","Natural Gas",{"$nulls":13},0.03659,0.03659,0.03659,0.03659]
["Lauderdale","613_G_6B",613,"G","6B",91057,"Combustion Turbine","","FRCC","Florida",12,"Broward",11,"12011",231,9086,2016,9999,null,null,"N","Natural Gas",{"$nulls":13},0.04323,0.04323,0.04323,0.04323]
["Lauderdale","613_G_6C",613,"G","6C",91058,"Combustion Turbine","","FRCC","Florida",12,"Broward",11,"12011",231,9086,2016,9999,null,null,"N","Natural Gas",{"$nulls":13},0.03609,0.03609,0.03609,0.03609]
["Lauderdale","613_G_6D",613,"G","6D",91059,"Combustion Turbine","","FRCC","Florida",12,"Broward",11,"12011",231,9086,2016,9999,null,null,"N","Natural Gas",{"$nulls":13},0.0578,0.0578,0.0578,0.0578]
["Lauderdale","613_G_6E",613,"G","6E",91060,"Combustion Turbine","","FRCC","Florida",12,"Broward",11,"12011",231,9086,2016,9999,null,null,"N","Natural Gas",{"$nulls":13},0.04634,0.04634,0.04634,0.04634]
["Lauderdale","613_G_ST4",613,"G","ST4",null,"Combined Cycle",null,"FRCC","Florida",12,"Broward",11,"12011",128,8316,1957,9999,null,null,"N","Natural Gas, Distillate Fuel Oil",{"$nulls":3},"STM",{"$nulls":8},1E-3,0.11615,0.11615,0.11615,0.11615]
["Lauderdale","613_G_ST5",613,"G","ST5",null,"Combined Cycle",null,"FRCC","Florida",12,"Broward",11,"12011",128,8316,1958,9999,null,null,"N","Natural Gas, Distillate Fuel Oil",{"$nulls":3},"STM",{"$nulls":8},1E-3,0.10352,0.10352,0.10352,0.10352]
["Port Everglades","617_G_5A",617,"G","5A",91022,"Combined Cycle",null,"FRCC","Florida",12,"Broward",11,"12011",276,7050,2016,9999,null,null,"N","Natural Gas",{"$nulls":3},"DLNB","SCR",{"$nulls":8},0.00785,0.00785,0.00785,0.00785]
["Port Everglades","617_G_5B",617,"G","5B",91023,"Combined Cycle",null,"FRCC","Florida",12,"Broward",11,"12011",276,7050,2016,9999,null,null,"N","Natural Gas",{"$nulls":3},"DLNB","SCR",{"$nulls":8},0.00785,0.00785,0.00785,0.00785]
["Port Everglades","617_G_5C",617,"G","5C",91021,"Combined Cycle",null,"FRCC","Florida",12,"Broward",11,"12011",276,7050,2016,9999,null,null,"N","Natural Gas",{"$nulls":3},"DLNB","SCR",{"$nulls":8},0.00785,0.00785,0.00785,0.00785]
["Port Everglades","617_G_5ST",617,"G","5ST",null,"Combined Cycle",null,"FRCC","Florida",12,"Broward",11,"12011",432,7050,2016,9999,null,null,"N","Natural Gas",{"$nulls":4},"SCR",{"$nulls":8},0.00785,0.00785,0.00785,0.00785]
["Riviera","619_G_5A",619,"G","5A",90798,"Combined Cycle",null,"FRCC","Florida",12,"Palm Beach",99,"12099",248,7050,2014,9999,null,null,"N","Natural Gas, Distillate Fuel Oil",{"$nulls":3},"DLNB + H2O","SCR",{"$nulls":8},0.00761,0.00761,0.00761,0.00761]
["Riviera","619_G_5B",619,"G","5B",90799,"Combined Cycle",null,"FRCC","Florida",12,"Palm Beach",99,"12099",248,7050,2014,9999,null,null,"N","Natural Gas, Distillate Fuel Oil",{"$nulls":3},"DLNB + H2O","SCR",{"$nulls":8},0.00761,0.00761,0.00761,0.00761]
["Riviera","619_G_5C",619,"G","5C",90800,"Combined Cycle",null,"FRCC","Florida",12,"Palm Beach",99,"12099",248,7050,2014,9999,null,null,"N","Natural Gas, Distillate Fuel Oil",{"$nulls":3},"DLNB + H2O","SCR",{"$nulls":8},0.00761,0.00761,0.00761,0.00761]
["Riviera","619_G_5ST",619,"G","5ST",null,"Combined Cycle",null,"FRCC","Florida",12,"Palm Beach",99,"12099",468,7050,2014,9999,null,null,"N","Natural Gas, Distillate Fuel Oil",{"$nulls":3},"DLNB + H2O","SCR",2014,{"$nulls":7},0.00761,0.00761,0.00761,0.00761]
["Sanford","620_G_4",620,"G","4",null,"Combined Cycle",null,"FRCC","Florida",12,"Volusia",127,"12127",351,7480,1969,9999,null,null,"N","Natural Gas",{"$nulls":3},"DLNB","SCR",2003,{"$nulls":6},1E-3,0.03297,0.03297,0.03297,0.03297]
["Sanford","620_G_4A",620,"G","4A",429,"Combined Cycle",null,"FRCC","Florida",12,"Volusia",127,"12127",152,7480,2002,9999,null,null,"N","Natural Gas",{"$nulls":3},"DLNB","SCR",{"$nulls":7},1E-3,0.03297,0.03297,0.03297,0.03297]
["Sanford","620_G_4B",620,"G","4B",430,"Combined Cycle",null,"FRCC","Florida",12,"Volusia",127,"12127",152,7480,2002,9999,null,null,"N","Natural Gas",{"$nulls":3},"DLNB","SCR",{"$nulls":7},1E-3,0.03297,0.03297,0.03297,0.03297]
["Sanford","620_G_4C",620,"G","4C",431,"Combined Cycle",null,"FRCC","Florida",12,"Volusia",127,"12127",152,7480,2002,9999,null,null,"N","Natural Gas",{"$nulls":3},"DLNB","SCR",{"$nulls":7},1E-3,0.03297,0.03297,0.03297,0.03297]
["Sanford","620_G_4D",620,"G","4D",432,"Combined Cycle",null,"FRCC","Florida",12,"Volusia",127,"12127",152,7480,2003,9999,null,null,"N","Natural Gas",{"$nulls":3},"DLNB","SCR",{"$nulls":7},1E-3,0.03297,0.03297,0.03297,0.03297]
["Sanford","620_G_5",620,"G","5",null,"Combined Cycle",null,"FRCC","Florida",12,"Volusia",127,"12127",350,7480,1974,9999,null,null,"N","Natural Gas",{"$nulls":3},"DLNB","SCR",2002,{"$nulls":6},1E-3,0.032,0.032,0.032,0.032]
["Sanford","620_G_5A",620,"G","5A",433,"Combined Cycle",null,"FRCC","Florida",12,"Volusia",127,"12127",151,7480,2002,9999,null,null,"N","Natural Gas",{"$nulls":3},"DLNB","SCR",{"$nulls":7},1E-3,0.032,0.032,0.032,0.032]
["Sanford","620_G_5B",620,"G","5B",434,"Combined Cycle",null,"FRCC","Florida",12,"Volusia",127,"12127",151,7480,2002,9999,null,null,"N","Natural Gas",{"$nulls":3},"DLNB","SCR",{"$nulls":7},1E-3,0.032,0.032,0.032,0.032]
["Sanford","620_G_5C",620,"G","5C",435,"Combined Cycle",null,"FRCC","Florida",12,"Volusia",127,"12127",151,7480,2002,9999,null,null,"N","Natural Gas",{"$nulls":3},"DLNB","SCR",{"$nulls":7},1E-3,0.032,0.032,0.032,0.032]
["Sanford","620_G_5D",620,"G","5D",436,"Combined Cycle",null,"FRCC","Florida",12,"Volusia",127,"12127",151,7480,2002,9999,null,null,"N","Natural Gas",{"$nulls":3},"DLNB","SCR",{"$nulls":7},1E-3,0.032,0.032,0.032,0.032]
["Turkey Point","621_G_3",621,"G","3",null,"Nuclear",null,"FRCC","Florida",12,"Miami Dade",86,"12086",802,10456,1972,2052,null,null,"N","Nuclear Fuel",{"$nulls":13},0,0,0,0]
["Turkey Point","621_G_4",621,"G","4",null,"Nuclear",null,"FRCC","Florida",12,"Miami Dade",86,"12086",802,10456,1973,2053,null,null,"N","Nuclear Fuel",{"$nulls":13},0,0,0,0]
["Turkey Point","621_G_5CA",621,"G","5CA",null,"Combined Cycle",null,"FRCC","Florida",12,"Miami Dade",86,"12086",443,7143,2007,9999,null,null,"N","Natural Gas",{"$nulls":3},"DLNB + H2O + LNB + NH3 + STM","SCR",2007,{"$nulls":7},0.00827,0.00827,0.00827,0.00827]
["Turkey Point","621_G_5CTA",621,"G","5CTA",89540,"Combined Cycle",null,"FRCC","Florida",12,"Miami Dade",86,"12086",176,7143,2007,9999,null,null,"N","Natural Gas",{"$nulls":3},"DLNB + H2O + NH3","SCR",{"$nulls":8},0.00827,0.00827,0.00827,0.00827]
["Turkey Point","621_G_5CTB",621,"G","5CTB",89541,"Combined Cycle",null,"FRCC","Florida",12,"Miami Dade",86,"12086",176,7143,2007,9999,null,null,"N","Natural Gas",{"$nulls":3},"DLNB + H2O + NH3","SCR",{"$nulls":8},0.00827,0.00827,0.00827,0.00827]
["Turkey Point","621_G_5CTC",621,"G","5CTC",89542,"Combined Cycle",null,"FRCC","Florida",12,"Miami Dade",86,"12086",176,7143,2007,9999,null,null,"N","Natural Gas",{"$nulls":3},"DLNB + H2O + NH3","SCR",{"$nulls":8},0.00827,0.00827,0.00827,0.00827]
["Turkey Point","621_G_5CTD",621,"G","5CTD",89543,"Combined Cycle",null,"FRCC","Florida",12,"Miami Dade",86,"12086",176,7143,2007,9999,null,null,"N","Natural Gas",{"$nulls":3},"DLNB + H2O + NH3","SCR",{"$nulls":8},0.00827,0.00827,0.00827,0.00827]
["South Fork Tolt","622_G_1",622,"G","1",null,"Hydro",null,"WECC_PNW","Washington",53,"King",33,"53033",16.8,0,1995,9999,null,null,"N","Hydro",{"$nulls":13},0,0,0,0]
["Upper Mechanicville","625_G_1",625,"G","1",null,"Hydro",null,"NY_Z_F","New York",36,"Saratoga",91,"36091",9.2,0,1983,9999,null,null,"N","Hydro",{"$nulls":13},0,0,0,0]
["Upper Mechanicville","625_G_2",625,"G","2",null,"Hydro",null,"NY_Z_F","New York",36,"Saratoga",91,"36091",9.2,0,1983,9999,null,null,"N","Hydro",{"$nulls":13},0,0,0,0]
["Oak Flat","626_G_1",626,"G","1",null,"Hydro",null,"WEC_CALN","California",6,"Plumas",63,"06063",1.3,0,1985,9999,null,null,"N","Hydro",{"$nulls":13},0,0,0,0]
["Bayboro","627_G_P1",627,"G","P1",89904,"Combustion Turbine",null,"FRCC","Florida",12,"Pinellas",103,"12103",44,14642,1973,9999,null,null,"N","Distillate Fuel Oil",{"$nulls":12},0.501,0.77579,0.77579,0.77579,0.77579]
["Bayboro","627_G_P2",627,"G","P2",89905,"Combustion Turbine",null,"FRCC","Florida",12,"Pinellas",103,"12103",41,14643,1973,9999,null,null,"N","Distillate Fuel Oil",{"$nulls":12},0.501,0.67038,0.67038,0.67038,0.67038]
["Bayboro","627_G_P3",627,"G","P3",89907,"Combustion Turbine",null,"FRCC","Florida",12,"Pinellas",103,"12103",43,14643,1973,9999,null,null,"N","Distillate Fuel Oil",{"$nulls":12},0.501,0.65363,0.65363,0.65363,0.65363]
["Bayboro","627_G_P4",627,"G","P4",89906,"Combustion Turbine",null,"FRCC","Florida",12,"Pinellas",103,"12103",43,14643,1973,9999,null,null,"N","Distillate Fuel Oil",{"$nulls":12},0.501,0.72187,0.72187,0.72187,0.72187]
["Crystal River","628_B_4",628,"B","4",442,"Coal Steam",null,"FRCC","Florida",12,"Citrus",17,"12017",712,10496,1982,9999,"wall","dry","N","Bituminous","Wet Scrubber",2010,0.97,"LNB","SCR",2010,null,"ESPC","No",{"$nulls":3},0.27,0.3859,0.05295,0.3859,0.05295,0.1,0.84,0.56,0.99]
["Crystal River","628_B_5",628,"B","5",443,"Coal Steam",null,"FRCC","Florida",12,"Citrus",17,"12017",710,10468,1984,9999,"wall","dry","N","Bituminous","Wet Scrubber",2009,0.97,"LNB","SCR",2009,null,"ESPC","No",{"$nulls":3},0.27,0.2134,0.05493,0.2134,0.05493,0.1,0.84,0.56,0.99]
["Newcastle","632_G_1",632,"G","1",null,"Hydro",null,"WEC_CALN","California",6,"Placer",61,"06061",11.5,0,1986,9999,null,null,"N","Hydro",{"$nulls":13},0,0,0,0]
["P L Bartow","634_G_4AGT",634,"G","4AGT",90418,"Combined Cycle",null,"FRCC","Florida",12,"Pinellas",103,"12103",183,7521,2009,9999,null,null,"N","Natural Gas, Distillate Fuel Oil",{"$nulls":3},"DLNB + H2O","SCR",{"$nulls":7},0.06,0.02931,0.02931,0.02931,0.02931]
["P L Bartow","634_G_4BGT",634,"G","4BGT",90416,"Combined Cycle",null,"FRCC","Florida",12,"Pinellas",103,"12103",180,7521,2009,9999,null,null,"N","Natural Gas, Distillate Fuel Oil",{"$nulls":3},"DLNB + H2O","SCR",{"$nulls":7},0.06,0.02931,0.02931,0.02931,0.02931]
["P L Bartow","634_G_4CGT",634,"G","4CGT",90417,"Combined Cycle",null,"FRCC","Florida",12,"Pinellas",103,"12103",187,7521,2009,9999,null,null,"N","Natural Gas, Distillate Fuel Oil",{"$nulls":3},"DLNB + H2O","SCR",{"$nulls":7},0.06,0.02931,0.02931,0.02931,0.02931]
["P L Bartow","634_G_4DGT",634,"G","4DGT",90419,"Combined Cycle",null,"FRCC","Florida",12,"Pinellas",103,"12103",184,7521,2009,9999,null,null,"N","Natural Gas, Distillate Fuel Oil",{"$nulls":3},"DLNB + H2O","SCR",{"$nulls":7},0.06,0.02931,0.02931,0.02931,0.02931]
["P L Bartow","634_G_4ST",634,"G","4ST",null,"Combined Cycle",null,"FRCC","Florida",12,"Pinellas",103,"12103",386,7521,2009,9999,null,null,"N","Natural Gas, Distillate Fuel Oil",{"$nulls":3},"DLNB + H2O","SCR",2009,{"$nulls":6},0.06,0.02931,0.02931,0.02931,0.02931]
["P L Bartow","634_G_P1",634,"G","P1",89900,"Combustion Turbine",null,"FRCC","Florida",12,"Pinellas",103,"12103",43,20272,1972,9999,null,null,"N","Distillate Fuel Oil",{"$nulls":12},0.501,0.48923,0.48923,0.48923,0.48923]
["P L Bartow","634_G_P2",634,"G","P2",89901,"Combustion Turbine",null,"FRCC","Florida",12,"Pinellas",103,"12103",42,20378,1972,9999,null,null,"N","Natural Gas, Distillate Fuel Oil",{"$nulls":12},0.501,0.31058,0.31058,0.31058,0.31058]
["P L Bartow","634_G_P3",634,"G","P3",89902,"Combustion Turbine",null,"FRCC","Florida",12,"Pinellas",103,"12103",43,20325,1972,9999,null,null,"N","Distillate Fuel Oil",{"$nulls":12},0.501,0.52317,0.52317,0.52317,0.52317]
["P L Bartow","634_G_P4",634,"G","P4",89903,"Combustion Turbine",null,"FRCC","Florida",12,"Pinellas",103,"12103",47,20419,1972,9999,null,null,"N","Natural Gas, Distillate Fuel Oil",{"$nulls":12},0.501,0.34193,0.34193,0.34193,0.34193]
["Suwannee River","638_G_P1",638,"G","P1",89883,"Combustion Turbine",null,"FRCC","Florida",12,"Suwannee",121,"12121",49,14205,1980,9999,null,null,"N","Natural Gas, Distillate Fuel Oil",{"$nulls":3},"H2O",{"$nulls":8},0.501,0.19261,0.19261,0.19261,0.19261]
["Suwannee River","638_G_P2",638,"G","P2",89884,"Combustion Turbine",null,"FRCC","Florida",12,"Suwannee",121,"12121",50,14205,1980,9999,null,null,"N","Distillate Fuel Oil",{"$nulls":3},"H2O",{"$nulls":8},0.501,0.20207,0.20207,0.20207,0.20207]
["Suwannee River","638_G_P3",638,"G","P3",89885,"Combustion Turbine",null,"FRCC","Florida",12,"Suwannee",121,"12121",50,14205,1980,9999,null,null,"N","Natural Gas, Distillate Fuel Oil",{"$nulls":3},"H2O",{"$nulls":8},0.501,0.2031,0.2031,0.2031,0.2031]
["Crist","641_B_4",641,"B","4",459,"Coal Steam",null,"S_SOU","Florida",12,"Escambia",33,"12033",75,11135,1959,9999,"tangential","dry","N","Bituminous","Wet Scrubber",2009,0.95,"LNB","SNCR",null,"2006","ESPC + ESPH","No",{"$nulls":3},2.4,0.2854,0.2854,0.139,0.139,0.05,0.84,0.56,0.99]
["Crist","641_B_5",641,"B","5",460,"Coal Steam",null,"S_SOU","Florida",12,"Escambia",33,"12033",75,10934,1961,9999,"tangential","dry","N","Bituminous","Wet Scrubber",2009,0.95,"LNB","SNCR",null,"2006","ESPC + ESPH","No",{"$nulls":3},2.4,0.2854,0.2854,0.139,0.139,0.05,0.84,0.56,0.99]
["Crist","641_B_6",641,"B","6",461,"Coal Steam",null,"S_SOU","Florida",12,"Escambia",33,"12033",299,11174,1970,9999,"wall","dry","N","Bituminous","Wet Scrubber",2009,0.95,"LNB","SCR",2012,null,"ESPC","No",{"$nulls":3},2.4,0.075,0.075,0.075,0.075,0.1,0.84,0.56,0.99]
["Crist","641_B_7",641,"B","7",462,"Coal Steam",null,"S_SOU","Florida",12,"Escambia",33,"12033",475,10937,1973,9999,"wall","dry","N","Bituminous","Wet Scrubber",2009,0.95,"LNB","SCR",2005,null,"ESPC","No",{"$nulls":3},2.4,0.075,0.075,0.075,0.075,0.1,0.84,0.56,0.99]
["Lansing Smith","643_G_3A",643,"G","3A",8284,"Combined Cycle",null,"S_SOU","Florida",12,"Bay",5,"12005",12,7205,2002,9999,null,null,"N","Natural Gas",{"$nulls":3},"DLNB",{"$nulls":8},1E-3,0.03613,0.03613,0.03613,0.03613]
["Lansing Smith","643_G_3B",643,"G","3B",8286,"Combined Cycle",null,"S_SOU","Florida",12,"Bay",5,"12005",12,7205,2002,9999,null,null,"N","Natural Gas",{"$nulls":3},"DLNB",{"$nulls":8},1E-3,0.03613,0.03613,0.03613,0.03613]
["Lansing Smith","643_G_3S",643,"G","3S",null,"Combined Cycle",null,"S_SOU","Florida",12,"Bay",5,"12005",481,7205,2002,9999,null,null,"N","Natural Gas",{"$nulls":3},"DLNB",{"$nulls":8},1E-3,0.03613,0.03613,0.03613,0.03613]
["Lansing Smith","643_G_CT1",643,"G","CT1",90260,"Combustion Turbine",null,"S_SOU","Florida",12,"Bay",5,"12005",32,18700,1971,9999,null,null,"N","Distillate Fuel Oil",{"$nulls":12},0.8,0.89192,0.89192,0.89192,0.89192]
["Big Bend","645_B_BB01",645,"B","BB01",467,"Coal Steam",null,"FRCC","Florida",12,"Hillsborough",57,"12057",385,10443,1970,9999,"wall","wet","N","Bituminous, Natural Gas","Wet Scrubber",1999,0.95,"LNB","SCR",2010,null,"ESPC","Yes",{"$nulls":3},6.5,0.5243,0.06329,0.5243,0.06329,0.1,0.84,0.56,0.99,{"$nulls":4},"C2G",2018]
["Big Bend","645_B_BB02",645,"B","BB02",468,"Coal Steam",null,"FRCC","Florida",12,"Hillsborough",57,"12057",385,10449,1973,9999,"wall","wet","N","Bituminous, Natural Gas","Wet Scrubber",1999,0.95,"LNB","SCR",2009,null,"ESPC","Yes",{"$nulls":3},6.5,0.2041,0.07589,0.2041,0.07589,0.1,0.84,0.56,0.99,{"$nulls":4},"C2G",2018]
["Big Bend","645_B_BB03",645,"B","BB03",469,"Coal Steam",null,"FRCC","Florida",12,"Hillsborough",57,"12057",395,10439,1976,9999,"wall","wet","N","Bituminous, Natural Gas","Wet Scrubber",2007,0.95,"LNB","SCR",2008,null,"ESPC","Yes",{"$nulls":3},6.5,0.4455,0.08873,0.4455,0.08873,0.1,0.84,0.56,0.99]
["Big Bend","645_B_BB04",645,"B","BB04",470,"Coal Steam",null,"FRCC","Florida",12,"Hillsborough",57,"12057",437,10530,1985,9999,"tangential","dry","N","Bituminous, Natural Gas","Wet Scrubber",1985,0.95,"LNC2","SCR",2007,null,"ESPC","Yes",{"$nulls":3},0.82,0.07583,0.07583,0.07583,0.07583,0.1,0.84,0.56,0.99]
["Big Bend","645_G_1",645,"G","1",null,"Solar PV",null,"FRCC","Florida",12,"Hillsborough",57,"12057",19,0,2017,9999,null,null,"N","Solar",{"$nulls":13},0,0,0,0]
["Big Bend","645_G_GT4",645,"G","GT4",90409,"Combustion Turbine",null,"FRCC","Florida",12,"Hillsborough",57,"12057",56,12426,2009,9999,null,null,"N","Natural Gas, Distillate Fuel Oil",{"$nulls":3},"H2O",{"$nulls":8},0.06,0.08611,0.08611,0.08611,0.08611]
["Vogtle","649_G_1",649,"G","1",null,"Nuclear",null,"S_SOU","Georgia",13,"Burke",33,"13033",1150,10456,1987,2067,null,null,"N","Nuclear Fuel",{"$nulls":13},0,0,0,0]
["Vogtle","649_G_2",649,"G","2",null,"Nuclear",null,"S_SOU","Georgia",13,"Burke",33,"13033",1152,10456,1989,2069,null,null,"N","Nuclear Fuel",{"$nulls":13},0,0,0,0]
["Vogtle","649_G_3",649,"G","3",null,"Nuclear",null,"S_SOU","Georgia",13,"Burke",33,"13033",1100,10479,2022,2102,null,null,"N","Nuclear Fuel",{"$nulls":13},0,0,0,0]
["Vogtle","649_G_4",649,"G","4",null,"Nuclear",null,"S_SOU","Georgia",13,"Burke",33,"13033",1100,10479,2023,2103,null,null,"N","Nuclear Fuel",{"$nulls":13},0,0,0,0]
["Deerhaven Generating Station","663_B_B1",663,"B","B1",486,"O/G Steam",null,"FRCC","Florida",12,"Alachua",1,"12001",75,12269,1972,2023,"wall","dry","N","Natural Gas, Residual Fuel Oil",{"$nulls":12},2.75,0.13099,0.13099,0.13099,0.13099]
["Deerhaven Generating Station","663_B_B2",663,"B","B2",487,"Coal Steam",null,"FRCC","Florida",12,"Alachua",1,"12001",232,11532,1981,9999,"wall","dry","N","Bituminous","Dry Scrubber",2010,0.9,"LNB + OFA","SCR",2010,null,"ESPH + B","No",{"$nulls":3},1.2,0.35443,0.07,0.35443,0.07,0.05,0.75,1,0.9500000000000001,{"$nulls":6},"Yes"]
["Deerhaven Generating Station","663_G_GT1",663,"G","GT1",null,"Combustion Turbine",null,"FRCC","Florida",12,"Alachua",1,"12001",17.5,15835,1976,9999,null,null,"N","Natural Gas, Distillate Fuel Oil",{"$nulls":12},0.8,0.47228,0.47228,0.47228,0.47228]
["Deerhaven Generating Station","663_G_GT2",663,"G","GT2",null,"Combustion Turbine",null,"FRCC","Florida",12,"Alachua",1,"12001",17.5,15835,1976,9999,null,null,"N","Natural Gas, Distillate Fuel Oil",{"$nulls":12},0.8,0.47228,0.47228,0.47228,0.47228]
["Deerhaven Generating Station","663_G_GT3",663,"G","GT3",488,"Combustion Turbine",null,"FRCC","Florida",12,"Alachua",1,"12001",75,15834,1996,9999,null,null,"N","Natural Gas, Distillate Fuel Oil",{"$nulls":3},"DLNB + H2O",{"$nulls":8},0.8,0.02941,0.02941,0.02941,0.02941]
["John R Kelly","664_G_8",664,"G","8",null,"Combined Cycle",null,"FRCC","Florida",12,"Alachua",1,"12001",37,8644,1965,9999,null,null,"N","Natural Gas, Distillate Fuel Oil",{"$nulls":3},"DLNB + H2O",{"$nulls":9},0.02513,0.02513,0.02513,0.02513]
["John R Kelly","664_G_CT04",664,"G","CT04",489,"Combined Cycle",null,"FRCC","Florida",12,"Alachua",1,"12001",75,8644,2001,9999,null,null,"N","Natural Gas, Distillate Fuel Oil",{"$nulls":3},"DLNB + H2O",{"$nulls":9},0.02513,0.02513,0.02513,0.02513]
["G W Ivey","665_G_13",665,"G","13",null,"Combustion Turbine","IC Engine","FRCC","Florida",12,"Miami Dade",86,"12086",1.8,15387,1972,9999,null,null,"N","Natural Gas, Distillate Fuel Oil",{"$nulls":12},0.8,4.35696,4.35696,4.35696,4.35696]
["G W Ivey","665_G_14",665,"G","14",null,"Combustion Turbine","IC Engine","FRCC","Florida",12,"Miami Dade",86,"12086",1.8,15387,1972,9999,null,null,"N","Natural Gas, Distillate Fuel Oil",{"$nulls":12},0.8,3.74477,3.74477,3.74477,3.74477]
["G W Ivey","665_G_15",665,"G","15",null,"Combustion Turbine","IC Engine","FRCC","Florida",12,"Miami Dade",86,"12086",1.8,15387,1972,9999,null,null,"N","Natural Gas, Distillate Fuel Oil",{"$nulls":12},0.8,4.30617,4.30617,4.30617,4.30617]
["G W Ivey","665_G_16",665,"G","16",null,"Combustion Turbine","IC Engine","FRCC","Florida",12,"Miami Dade",86,"12086",1.8,15387,1972,9999,null,null,"N","Natural Gas, Distillate Fuel Oil",{"$nulls":12},0.8,4.30617,4.30617,4.30617,4.30617]
["G W Ivey","665_G_17",665,"G","17",null,"Combustion Turbine","IC Engine","FRCC","Florida",12,"Miami Dade",86,"12086",1.8,15387,1972,9999,null,null,"N","Natural Gas, Distillate Fuel Oil",{"$nulls":12},0.8,4.36378,4.36378,4.36378,4.36378]
["G W Ivey","665_G_19",665,"G","19",null,"Combustion Turbine","IC Engine","FRCC","Florida",12,"Miami Dade",86,"12086",8,15386,1975,9999,null,null,"N","Natural Gas, Distillate Fuel Oil",{"$nulls":12},0.8,4.35547,4.35547,4.35547,4.35547]
["G W Ivey","665_G_2",665,"G","2",null,"Combustion Turbine","IC Engine","FRCC","Florida",12,"Miami Dade",86,"12086",1.8,15387,1970,9999,null,null,"N","Natural Gas, Distillate Fuel Oil",{"$nulls":13},4.30617,4.30617,4.30617,4.30617]
["G W Ivey","665_G_20",665,"G","20",null,"Combustion Turbine","IC Engine","FRCC","Florida",12,"Miami Dade",86,"12086",6,15387,1981,9999,null,null,"N","Natural Gas, Distillate Fuel Oil",{"$nulls":12},0.8,4.32261,4.32261,4.32261,4.32261]
["G W Ivey","665_G_21",665,"G","21",null,"Combustion Turbine","IC Engine","FRCC","Florida",12,"Miami Dade",86,"12086",6,15387,1981,9999,null,null,"N","Natural Gas, Distillate Fuel Oil",{"$nulls":12},0.8,4.35989,4.35989,4.35989,4.35989]
["G W Ivey","665_G_3",665,"G","3",null,"Combustion Turbine","IC Engine","FRCC","Florida",12,"Miami Dade",86,"12086",1.8,15387,1970,9999,null,null,"N","Natural Gas, Distillate Fuel Oil",{"$nulls":13},4.30617,4.30617,4.30617,4.30617]
["J D Kennedy","666_G_GT37",666,"G","GT37",493,"Combustion Turbine",null,"FRCC","Florida",12,"Duval",31,"12031",158.6,12301,2000,9999,null,null,"N","Natural Gas, Distillate Fuel Oil",{"$nulls":3},"DLNB + H2O",{"$nulls":8},0.8,0.0386,0.0386,0.0386,0.0386]
["J D Kennedy","666_G_GT38",666,"G","GT38",90118,"Combustion Turbine",null,"FRCC","Florida",12,"Duval",31,"12031",158.6,12301,2009,9999,null,null,"N","Natural Gas, Distillate Fuel Oil",{"$nulls":3},"DLNB",{"$nulls":9},0.04746,0.04746,0.04746,0.04746]
["Northside Generating Station","667_B_1",667,"B","1",497,"Coal Steam",null,"FRCC","Florida",12,"Duval",31,"12031",293,10514,2002,9999,"FBC","dry","N","Bituminous, Petroleum Coke","Dry Scrubber",2002,0.85,"CF","SNCR",null,"2002","B","NA",{"$nulls":3},1.98,0.05756,0.05756,0.05756,0.05756,0.05,0.43,0.43,0.95,{"$nulls":6},"Yes"]
["Northside Generating Station","667_B_2",667,"B","2",499,"Coal Steam",null,"FRCC","Florida",12,"Duval",31,"12031",293,10441,2002,9999,"FBC","dry","N","Bituminous, Petroleum Coke","Dry Scrubber",2002,0.85,"CF","SNCR",null,"2002","B","NA",{"$nulls":3},1.98,0.05635,0.05635,0.05635,0.05635,0.05,0.43,0.43,0.95,{"$nulls":6},"Yes"]
["Northside Generating Station","667_G_4",667,"G","4",90063,"Combustion Turbine",null,"FRCC","Florida",12,"Duval",31,"12031",53,25000,1975,9999,null,null,"N","Distillate Fuel Oil",{"$nulls":12},0.8,0.35628,0.35628,0.35628,0.35628]
["Northside Generating Station","667_G_5",667,"G","5",90064,"Combustion Turbine",null,"FRCC","Florida",12,"Duval",31,"12031",53,25000,1974,9999,null,null,"N","Distillate Fuel Oil",{"$nulls":12},0.8,0.38642,0.38642,0.38642,0.38642]
["Northside Generating Station","667_G_6",667,"G","6",90065,"Combustion Turbine",null,"FRCC","Florida",12,"Duval",31,"12031",53,25000,1974,9999,null,null,"N","Distillate Fuel Oil",{"$nulls":12},0.8,0.38755,0.38755,0.38755,0.38755]
["Northside Generating Station","667_G_GT3",667,"G","GT3",90062,"Combustion Turbine",null,"FRCC","Florida",12,"Duval",31,"12031",53,25000,1975,9999,null,null,"N","Distillate Fuel Oil",{"$nulls":12},0.8,0.36986,0.36986,0.36986,0.36986]
["Northside Generating Station","667_G_ST3",667,"G","ST3",500,"O/G Steam",null,"FRCC","Florida",12,"Duval",31,"12031",524,10429,1977,9999,"wall","dry","N","Natural Gas",{"$nulls":3},"LNB","SNCR",null,"2002",{"$nulls":6},0.19628,0.19628,0.19628,0.19628]
["Tom G Smith","673_B_S-3",673,"B","S-3",507,"O/G Steam",null,"FRCC","Florida",12,"Palm Beach",99,"12099",22,14500,1967,9999,"wall","dry","N","Natural Gas, Residual Fuel Oil",{"$nulls":3},"AA",{"$nulls":8},2.75,0.23931,0.23931,0.23931,0.23931]
["Tom G Smith","673_G_GT1",673,"G","GT1",90277,"Combustion Turbine",null,"FRCC","Florida",12,"Palm Beach",99,"12099",26,25000,1976,9999,null,null,"N","Distillate Fuel Oil",{"$nulls":12},0.8,1.20009,1.20009,1.20009,1.20009]
["Tom G Smith","673_G_GT2",673,"G","GT2",null,"Combined Cycle",null,"FRCC","Florida",12,"Palm Beach",99,"12099",21,15000,1978,9999,null,null,"N","Natural Gas, Distillate Fuel Oil",{"$nulls":13},0.09795,0.09795,0.09795,0.09795]
["Tom G Smith","673_G_MU1",673,"G","MU1",null,"Combustion Turbine","IC Engine","FRCC","Florida",12,"Palm Beach",99,"12099",2,12822,1965,9999,null,null,"N","Distillate Fuel Oil",{"$nulls":13},3.21364,3.21364,3.21364,3.21364]
["Tom G Smith","673_G_MU2",673,"G","MU2",null,"Combustion Turbine","IC Engine","FRCC","Florida",12,"Palm Beach",99,"12099",2,12822,1965,9999,null,null,"N","Distillate Fuel Oil",{"$nulls":13},3.21364,3.21364,3.21364,3.21364]
["Tom G Smith","673_G_MU3",673,"G","MU3",null,"Combustion Turbine","IC Engine","FRCC","Florida",12,"Palm Beach",99,"12099",2,12822,1965,9999,null,null,"N","Distillate Fuel Oil",{"$nulls":13},3.20789,3.20789,3.20789,3.20789]
["Tom G Smith","673_G_MU4",673,"G","MU4",null,"Combustion Turbine","IC Engine","FRCC","Florida",12,"Palm Beach",99,"12099",2,12822,1965,9999,null,null,"N","Distillate Fuel Oil",{"$nulls":13},3.21364,3.21364,3.21364,3.21364]
["Tom G Smith","673_G_MU5",673,"G","MU5",null,"Combustion Turbine","IC Engine","FRCC","Florida",12,"Palm Beach",99,"12099",2,12822,1965,9999,null,null,"N","Distillate Fuel Oil",{"$nulls":13},3.21364,3.21364,3.21364,3.21364]
["Tom G Smith","673_G_S5",673,"G","S5",null,"Combined Cycle",null,"FRCC","Florida",12,"Palm Beach",99,"12099",9,15000,1978,9999,null,null,"N","Natural Gas, Distillate Fuel Oil",{"$nulls":13},0.09795,0.09795,0.09795,0.09795]
["Larsen Memorial","675_G_2",675,"G","2",null,"Combustion Turbine",null,"FRCC","Florida",12,"Polk",105,"12105",10,19961,1962,9999,null,null,"N","Natural Gas, Distillate Fuel Oil",{"$nulls":13},0.44249,0.44249,0.44249,0.44249]
["Larsen Memorial","675_G_3",675,"G","3",null,"Combustion Turbine",null,"FRCC","Florida",12,"Polk",105,"12105",9,19967,1962,9999,null,null,"N","Natural Gas, Distillate Fuel Oil",{"$nulls":13},0.34159,0.34159,0.34159,0.34159]
["Larsen Memorial","675_G_5",675,"G","5",null,"Combined Cycle",null,"FRCC","Florida",12,"Polk",105,"12105",29,12189,1956,9999,null,null,"N","Natural Gas, Distillate Fuel Oil",{"$nulls":3},"H2O",{"$nulls":9},0.04644,0.04644,0.04644,0.04644]
["Larsen Memorial","675_G_8",675,"G","8",509,"Combined Cycle",null,"FRCC","Florida",12,"Polk",105,"12105",76,12189,1992,9999,null,null,"N","Natural Gas, Distillate Fuel Oil",{"$nulls":3},"H2O",{"$nulls":9},0.04644,0.04644,0.04644,0.04644]
["C D McIntosh Jr","676_B_2",676,"B","2",513,"O/G Steam",null,"FRCC","Florida",12,"Polk",105,"12105",106,14500,1976,9999,"wall","dry","N","Natural Gas, Residual Fuel Oil",{"$nulls":3},"CM",{"$nulls":8},0.8,0.06832,0.06832,0.06832,0.06832]
["C D McIntosh Jr","676_B_3",676,"B","3",514,"Coal Steam",null,"FRCC","Florida",12,"Polk",105,"12105",342,11016,1982,9999,"wall","dry","N","Bituminous","Wet Scrubber",1982,0.85,"LNB + OFA","SCR",2009,null,"ESPC","No",{"$nulls":3},0.718,0.20083,0.18738,0.20083,0.18738,0.1,0.84,0.56,0.9]
["C D McIntosh Jr","676_G_5CT",676,"G","5CT",515,"Combined Cycle",null,"FRCC","Florida",12,"Polk",105,"12105",215,7181,2001,9999,null,null,"N","Natural Gas, Distillate Fuel Oil",{"$nulls":4},"SCR",{"$nulls":8},0.02558,0.02558,0.02558,0.02558]
["C D McIntosh Jr","676_G_5ST",676,"G","5ST",null,"Combined Cycle",null,"FRCC","Florida",12,"Polk",105,"12105",123,7181,2002,9999,null,null,"N","Natural Gas, Distillate Fuel Oil",{"$nulls":4},"SCR",2002,{"$nulls":7},0.02558,0.02558,0.02558,0.02558]
["C D McIntosh Jr","676_G_GT1",676,"G","GT1",null,"Combustion Turbine",null,"FRCC","Florida",12,"Polk",105,"12105",16,21334,1973,9999,null,null,"N","Natural Gas, Distillate Fuel Oil",{"$nulls":12},0.8,0.31845,0.31845,0.31845,0.31845]
["C D McIntosh Jr","676_G_IC1",676,"G","IC1",null,"Combustion Turbine","IC Engine","FRCC","Florida",12,"Polk",105,"12105",2.5,12785,1970,9999,null,null,"N","Distillate Fuel Oil",{"$nulls":13},4.39045,4.39045,4.39045,4.39045]
["C D McIntosh Jr","676_G_IC2",676,"G","IC2",null,"Combustion Turbine","IC Engine","FRCC","Florida",12,"Polk",105,"12105",2.5,13015,1970,9999,null,null,"N","Distillate Fuel Oil",{"$nulls":13},2.18372,2.18372,2.18372,2.18372]
["W K Sanders","678_G_1",678,"G","1",null,"Hydro",null,"NENGREST","Vermont",50,"Lamoille",15,"50015",0.7,0,1983,9999,null,null,"N","Hydro",{"$nulls":13},0,0,0,0]
["Indian River Plant","683_G_B",683,"G","B",90129,"Combustion Turbine",null,"FRCC","Florida",12,"Brevard",9,"12009",37,16818,1989,9999,null,null,"N","Natural Gas, Distillate Fuel Oil",{"$nulls":12},0.8,0.7001,0.7001,0.7001,0.7001]
["Medicine Bow","692_G_7",692,"G","7",null,"Onshore Wind",null,"WECC_WY","Wyoming",56,"Carbon",7,"56007",0.7,0,1999,9999,null,null,"N","Wind",{"$nulls":13},0,0,0,0]
["Bartletts Ferry","702_G_3",702,"G","3",null,"Hydro",null,"S_SOU","Alabama",1,"Lee",81,"01081",16.4,0,1928,9999,null,null,"N","Hydro",{"$nulls":13},0,0,0,0]
["Jack McDonough","710_G_5ACT",710,"G","5ACT",90763,"Combined Cycle",null,"S_SOU","Georgia",13,"Cobb",67,"13067",224,7050,2012,9999,null,null,"N","Natural Gas, Distillate Fuel Oil",{"$nulls":3},"DLNB + H2O","SCR",{"$nulls":8},0.00499,0.00499,0.00499,0.00499]
["Lloyd Shoals","712_G_1",712,"G","1",null,"Hydro",null,"S_SOU","Georgia",13,"Jasper",159,"13159",3.8,0,1911,9999,null,null,"N","Hydro",{"$nulls":13},0,0,0,0]
["Morgan Falls","717_G_1",717,"G","1",null,"Hydro",null,"S_SOU","Georgia",13,"Fulton",121,"13121",1.5,0,1903,9999,null,null,"N","Hydro",{"$nulls":13},0,0,0,0]
["Tallulah Falls","723_G_3",723,"G","3",null,"Hydro",null,"S_SOU","Georgia",13,"Habersham",137,"13137",12.1,0,1914,9999,null,null,"N","Hydro",{"$nulls":13},0,0,0,0]
["Boulevard","732_G_1",732,"G","1",null,"Combustion Turbine",null,"S_SOU","Georgia",13,"Chatham",51,"13051",14,25000,1970,9999,null,null,"N","Natural Gas, Distillate Fuel Oil",{"$nulls":13},0.87122,0.87122,0.87122,0.87122]
["Hartwell Lake","754_G_2",754,"G","2",null,"Hydro",null,"S_SOU","Georgia",13,"Hart",147,"13147",85,0,1962,9999,null,null,"N","Hydro",{"$nulls":13},0,0,0,0]
["Walter F George","761_G_4",761,"G","4",null,"Hydro",null,"S_SOU","Georgia",13,"Clay",61,"13061",42,0,1963,9999,null,null,"N","Hydro",{"$nulls":13},0,0,0,0]
["Brownlee","811_G_3",811,"G","3",null,"Hydro",null,"WECC_ID","Idaho",16,"Washington",87,"16087",120.2,0,1958,9999,null,null,"N","Hydro",{"$nulls":13},0,0,0,0]
["Swan Falls","819_G_2",819,"G","2",null,"Hydro",null,"WECC_ID","Idaho",16,"Ada",1,"16001",14.5,0,1994,9999,null,null,"N","Hydro",{"$nulls":13},0,0,0,0]
["Post Falls","835_G_5",835,"G","5",null,"Hydro",null,"WECC_PNW","Idaho",16,"Kootenai",55,"16055",2.8,0,1908,9999,null,null,"N","Hydro",{"$nulls":13},0,0,0,0]
["Combie South","846_G_1",846,"G","1",null,"Hydro",null,"WEC_CALN","California",6,"Nevada",57,"06057",0.5,0,1984,9999,null,null,"N","Hydro",{"$nulls":13},0,0,0,0]
["Dresden Generating Station","869_G_2",869,"G","2",null,"Nuclear",null,"PJM_COMD","Illinois",17,"Grundy",63,"17063",902,10456,1970,2050,null,null,"N","Nuclear Fuel",{"$nulls":13},0,0,0,0]
["Fisk Street","886_G_321",886,"G","321",9167,"Combustion Turbine",null,"PJM_COMD","Illinois",17,"Cook",31,"17031",25.4,18722,1968,9999,null,null,"N","Distillate Fuel Oil",{"$nulls":12},1,1.20008,1.20008,1.20008,1.20008]
["Moline","899_G_GT1",899,"G","GT1",null,"Combustion Turbine",null,"MIS_MIDA","Illinois",17,"Rock Island",161,"17161",16,25000,1970,9999,null,null,"N","Natural Gas",{"$nulls":12},1,0.40657,0.40657,0.40657,0.40657]
["Hydro Plant No 3","925_G_2",925,"G","2",null,"Hydro",null,"WECC_UT","Utah",49,"Sanpete",39,"49039",0.6,0,1984,9999,null,null,"N","Hydro",{"$nulls":13},0,0,0,0]
["Bushnell","935_G_6",935,"G","6",null,"Combustion Turbine","IC Engine","MIS_IL","Illinois",17,"Mcdonough",109,"17109",2.5,10745,2000,9999,null,null,"N","Distillate Fuel Oil",{"$nulls":12},1,0.73147,0.73147,0.73147,0.73147]
["Farmer City","941_G_7",941,"G","7",null,"Combustion Turbine","IC Engine","MIS_IL","Illinois",17,"Dewitt",39,"17039",2,16002,2012,9999,null,null,"N","Distillate Fuel Oil",{"$nulls":13},0.73147,0.73147,0.73147,0.73147]
["Geneseo","944_G_3",944,"G","3",null,"Combustion Turbine","IC Engine","MIS_MIDA","Illinois",17,"Henry",73,"17073",2.8,18000,1966,9999,null,null,"N","Natural Gas, Distillate Fuel Oil",{"$nulls":12},1,0.79266,0.79266,0.79266,0.79266]
["Highland","946_G_IC8",946,"G","IC8",null,"Combustion Turbine","IC Engine","MIS_IL","Illinois",17,"Madison",119,"17119",4,11504,1971,9999,null,null,"N","Natural Gas, Distillate Fuel Oil",{"$nulls":12},1,0.73147,0.73147,0.73147,0.73147]
["Peru (IL)","955_G_HC1",955,"G","HC1",null,"Hydro",null,"MIS_IL","Illinois",17,"Lasalle",99,"17099",1.7,0,1996,9999,null,null,"N","Hydro",{"$nulls":13},0,0,0,0]
["Rantoul","958_G_12",958,"G","12",null,"Combustion Turbine","IC Engine","MIS_IL","Illinois",17,"Champaign",19,"17019",1.8,10745,2000,9999,null,null,"N","Distillate Fuel Oil",{"$nulls":12},1,0.73147,0.73147,0.73147,0.73147]
["Red Bud","959_G_1",959,"G","1",null,"Combustion Turbine","IC Engine","MIS_IL","Illinois",17,"Randolph",157,"17157",2.2,10745,1968,9999,null,null,"N","Distillate Fuel Oil",{"$nulls":12},1,0.73147,0.73147,0.73147,0.73147]
["Reynolds","965_G_1",965,"G","1",null,"Combustion Turbine",null,"MIS_IL","Illinois",17,"Sangamon",167,"17167",14,21331,1970,9999,null,null,"N","Distillate Fuel Oil",{"$nulls":12},1,1.20006,1.20006,1.20006,1.20006]
["Waterloo","971_G_12",971,"G","12",null,"Combustion Turbine",null,"MIS_IL","Illinois",17,"Monroe",133,"17133",6.6,12612,2002,9999,null,null,"N","Natural Gas, Distillate Fuel Oil",{"$nulls":12},1,0.16138,0.16138,0.16138,0.16138]
["Marion","976_G_6",976,"G","6",9175,"Combustion Turbine",null,"MIS_IL","Illinois",17,"Williamson",199,"17199",70,13452,2003,9999,null,null,"N","Natural Gas, Distillate Fuel Oil",{"$nulls":3},"DLNB + H2O",{"$nulls":8},0.004,0.06952,0.06952,0.06952,0.06952]
["Twin Branch","989_G_H5W",989,"G","H5W",null,"Hydro",null,"PJM_West","Indiana",18,"St Joseph",141,"18141",0.5,0,1989,9999,null,null,"N","Hydro",{"$nulls":13},0,0,0,0]
["CC Perry K","992_B_13",992,"B","13",9091,"O/G Steam",null,"MIS_INKY","Indiana",18,"Marion",97,"18097",1.6,14500,1938,9999,"wall","dry","N","Natural Gas",{"$nulls":13},0.14172,0.14172,0.14172,0.14172]
["AES Petersburg","994_G_IC2",994,"G","IC2",null,"Combustion Turbine","IC Engine","MIS_INKY","Indiana",18,"Pike",125,"18125",3,11458,1967,9999,null,null,"N","Distillate Fuel Oil",{"$nulls":12},1.6,1.77612,1.77612,1.77612,1.77612]
["Noblesville","1007_G_1",1007,"G","1",null,"Combined Cycle",null,"MIS_INKY","Indiana",18,"Hamilton",57,"18057",43,9102,1950,9999,null,null,"N","Natural Gas",{"$nulls":3},"DLNB","SCR",2003,{"$nulls":7},0.0141,0.0141,0.0141,0.0141]
["Butler-Warner Generation Plant","1016_G_9",1016,"G","9",null,"Combined Cycle",null,"S_VACA","North Carolina",37,"Cumberland",51,"37051",65,12453,1988,9999,null,null,"N","Natural Gas, Distillate Fuel Oil",{"$nulls":3},"H2O",{"$nulls":9},0.36135,0.36135,0.36135,0.36135]
["Crawfordsville Power Plant","1024_G_D1",1024,"G","D1",null,"Combustion Turbine","IC Engine","MIS_INKY","Indiana",18,"Montgomery",107,"18107",0.9,20500,1994,9999,null,null,"N","Distillate Fuel Oil",{"$nulls":12},1.6,1.77612,1.77612,1.77612,1.77612]
["River Hills","1084_G_6",1084,"G","6",null,"Combustion Turbine",null,"MIS_MIDA","Iowa",19,"Polk",153,"19153",14.5,25000,1967,9999,null,null,"N","Natural Gas",{"$nulls":12},0.5,0.31709,0.31709,0.31709,0.31709]
["River Hills","1084_G_7",1084,"G","7",null,"Combustion Turbine",null,"MIS_MIDA","Iowa",19,"Polk",153,"19153",14,25000,1968,9999,null,null,"N","Natural Gas",{"$nulls":12},0.5,0.31639,0.31639,0.31639,0.31639]
["Bancroft","1125_G_5",1125,"G","5",null,"Combustion Turbine","IC Engine","MIS_MIDA","Iowa",19,"Kossuth",109,"19109",0.5,17308,1954,9999,null,null,"N","Distillate Fuel Oil",{"$nulls":12},2.5,1.77612,1.77612,1.77612,1.77612]
["Bancroft","1125_G_7",1125,"G","7",null,"Combustion Turbine","IC Engine","MIS_MIDA","Iowa",19,"Kossuth",109,"19109",1.8,15863,2001,9999,null,null,"N","Distillate Fuel Oil",{"$nulls":12},2.5,1.77612,1.77612,1.77612,1.77612]
["Cascade","1129_G_4",1129,"G","4",null,"Combustion Turbine","IC Engine","MIS_IA","Iowa",19,"Dubuque",61,"19061",0.5,10745,1951,9999,null,null,"N","Natural Gas, Distillate Fuel Oil",{"$nulls":12},2.5,1.77612,1.77612,1.77612,1.77612]
["Greenfield","1144_G_5",1144,"G","5",null,"Combustion Turbine","IC Engine","MIS_MIDA","Iowa",19,"Adair",1,"19001",2.7,10745,1973,9999,null,null,"N","Distillate Fuel Oil",{"$nulls":12},2.5,1.77612,1.77612,1.77612,1.77612]
["Indianola","1150_G_7",1150,"G","7",null,"Combustion Turbine",null,"MIS_MIDA","Iowa",19,"Warren",181,"19181",19.4,25000,1977,9999,null,null,"N","Distillate Fuel Oil",{"$nulls":12},2.5,0.82155,0.82155,0.82155,0.82155]
["La Porte","1156_G_3A",1156,"G","3A",null,"Combustion Turbine","IC Engine","MIS_IL","Iowa",19,"Black Hawk",13,"19013",1.8,17723,2000,9999,null,null,"N","Distillate Fuel Oil",{"$nulls":12},0.03,1.77612,1.77612,1.77612,1.77612]
["Maquoketa 1","1162_G_8",1162,"G","8",null,"Combustion Turbine","IC Engine","MIS_IA","Iowa",19,"Jackson",97,"19097",1.7,25000,1996,9999,null,null,"N","Distillate Fuel Oil",{"$nulls":12},2.5,1.77612,1.77612,1.77612,1.77612]
["Montezuma","1165_G_1",1165,"G","1",null,"Combustion Turbine","IC Engine","MIS_MIDA","Iowa",19,"Poweshiek",157,"19157",0.2,11191,1940,9999,null,null,"N","Distillate Fuel Oil",{"$nulls":12},2.5,1.77612,1.77612,1.77612,1.77612]
["Mt Pleasant","1166_G_7",1166,"G","7",null,"Combustion Turbine","IC Engine","MIS_IA","Iowa",19,"Henry",87,"19087",2,10745,2002,9999,null,null,"N","Distillate Fuel Oil",{"$nulls":12},0.146,1.77612,1.77612,1.77612,1.77612]
["Ottumwa City of","1173_G_2",1173,"G","2",null,"Hydro",null,"MIS_IA","Iowa",19,"Wapello",179,"19179",1.2,0,1931,9999,null,null,"N","Hydro",{"$nulls":13},0,0,0,0]
["State Center","1187_G_2",1187,"G","2",null,"Combustion Turbine","IC Engine","MIS_IL","Iowa",19,"Marshall",127,"19127",0.6,10745,1995,9999,null,null,"N","Distillate Fuel Oil",{"$nulls":12},2.5,1.77612,1.77612,1.77612,1.77612]
["Traer Main","1192_G_4",1192,"G","4",null,"Combustion Turbine","IC Engine","MIS_IL","Iowa",19,"Tama",171,"19171",1,25000,1963,9999,null,null,"N","Natural Gas, Distillate Fuel Oil",{"$nulls":12},2.5,1.77612,1.77612,1.77612,1.77612]
["West Bend","1199_G_4",1199,"G","4",null,"Combustion Turbine","IC Engine","MIS_IA","Iowa",19,"Palo Alto",147,"19147",2,12261,1973,9999,null,null,"N","Natural Gas, Distillate Fuel Oil",{"$nulls":12},1.564,1.77612,1.77612,1.77612,1.77612]
["Summit Lake","1206_G_GT2",1206,"G","GT2",90041,"Combined Cycle",null,"MIS_IA","Iowa",19,"Union",175,"19175",27.9,13573,1975,9999,null,null,"N","Natural Gas, Distillate Fuel Oil",{"$nulls":12},2.5,0.40958,0.40958,0.40958,0.40958]
["La Cygne","1241_B_2",1241,"B","2",820,"Coal Steam",null,"SPP_N","Kansas",20,"Linn",107,"20107",662,10269,1977,9999,"wall","dry","N","Bituminous, Subbituminous","Wet Scrubber",2015,0.98,"LNBO","SCR",2015,null,"B","NA","ACI",2015,null,0.1,0.2145,0.09549,0.2145,0.09549,0.1,0.1,0.1,0.99,"Yes",2015,{"$nulls":4},"Yes"]
["Belleville","1263_G_4",1263,"G","4",null,"Combustion Turbine","IC Engine","SPP_NEBR","Kansas",20,"Republic",157,"20157",1,11782,1955,9999,null,null,"N","Natural Gas, Distillate Fuel Oil",{"$nulls":12},3,2.8335,2.8335,2.8335,2.8335]
["Beloit","1264_G_6",1264,"G","6",null,"Combustion Turbine","IC Engine","SPP_N","Kansas",20,"Mitchell",123,"20123",3.5,17723,1971,9999,null,null,"N","Natural Gas, Distillate Fuel Oil",{"$nulls":12},3,2.7,2.7,2.7,2.7]
["Clay Center","1270_G_IC3",1270,"G","IC3",null,"Combustion Turbine","IC Engine","SPP_N","Kansas",20,"Clay",27,"20027",5,10745,1972,9999,null,null,"N","Natural Gas, Distillate Fuel Oil",{"$nulls":13},1.23537,1.23537,1.23537,1.23537]
["Erie","1276_G_3",1276,"G","3",null,"Combustion Turbine","IC Engine","SPP_N","Kansas",20,"Neosho",133,"20133",0.9,10745,1958,9999,null,null,"N","Distillate Fuel Oil",{"$nulls":12},3,2.8335,2.8335,2.8335,2.8335]
["Goodland","1280_G_12",1280,"G","12",null,"Combustion Turbine","IC Engine","SPP_N","Kansas",20,"Sherman",181,"20181",0.8,12822,1995,9999,null,null,"N","Natural Gas, Distillate Fuel Oil",{"$nulls":12},3,1.23537,1.23537,1.23537,1.23537]
["Holton","1287_G_10",1287,"G","10",null,"Combustion Turbine","IC Engine","SPP_N","Kansas",20,"Jackson",85,"20085",1.8,15279,1970,9999,null,null,"N","Natural Gas, Distillate Fuel Oil",{"$nulls":12},3,2.8335,2.8335,2.8335,2.8335]
["Iola","1291_G_8",1291,"G","8",null,"Combustion Turbine","IC Engine","SPP_N","Kansas",20,"Allen",1,"20001",2.9,10865,1976,9999,null,null,"N","Distillate Fuel Oil",{"$nulls":13},2.8335,2.8335,2.8335,2.8335]
["Lincoln","1300_G_1",1300,"G","1",null,"Combustion Turbine","IC Engine","SPP_N","Kansas",20,"Lincoln",105,"20105",1.1,11196,1964,9999,null,null,"N","Natural Gas, Distillate Fuel Oil",{"$nulls":12},3,1.23537,1.23537,1.23537,1.23537]
["Minneapolis City of","1307_G_7",1307,"G","7",null,"Combustion Turbine","IC Engine","SPP_N","Kansas",20,"Ottawa",143,"20143",1.8,12734,1989,9999,null,null,"N","Distillate Fuel Oil",{"$nulls":12},3,2.8335,2.8335,2.8335,2.8335]
["Ottawa","1316_G_IC3",1316,"G","IC3",null,"Combustion Turbine","IC Engine","SPP_N","Kansas",20,"Franklin",59,"20059",3.2,18000,1962,9999,null,null,"N","Natural Gas, Distillate Fuel Oil",{"$nulls":13},2.7,2.7,2.7,2.7]
["Sabetha Power Plant","1320_G_11",1320,"G","11",null,"Combustion Turbine","IC Engine","SPP_N","Kansas",20,"Nemaha",131,"20131",2.7,12822,1992,9999,null,null,"N","Natural Gas, Distillate Fuel Oil",{"$nulls":12},3,2.8335,2.8335,2.8335,2.8335]
["Sharon Spring","1324_G_1",1324,"G","1",null,"Combustion Turbine","IC Engine","SPP_N","Kansas",20,"Wallace",199,"20199",0.9,18000,1970,9999,null,null,"N","Natural Gas, Distillate Fuel Oil",{"$nulls":12},3,1.23537,1.23537,1.23537,1.23537]
["Wamego","1328_G_6",1328,"G","6",null,"Combustion Turbine","IC Engine","SPP_N","Kansas",20,"Pottawatomie",149,"20149",2.2,18000,1979,9999,null,null,"N","Natural Gas, Distillate Fuel Oil",{"$nulls":12},3,1.23537,1.23537,1.23537,1.23537]
["Wellington 1","1330_G_8",1330,"G","8",null,"Combustion Turbine","IC Engine","SPP_N","Kansas",20,"Sumner",191,"20191",2,10745,2004,9999,null,null,"N","Distillate Fuel Oil",{"$nulls":12},3,2.8335,2.8335,2.8335,2.8335]
["E W Brown","1355_G_9",1355,"G","9",883,"Combustion Turbine",null,"S_C_KY","Kentucky",21,"Mercer",167,"21167",121,12471,1994,9999,null,null,"N","Natural Gas",{"$nulls":3},"H2O",{"$nulls":8},4,0.12541,0.12541,0.12541,0.12541]
["Mill Creek (KY)","1364_B_3",1364,"B","3",907,"Coal Steam",null,"S_C_KY","Kentucky",21,"Jefferson",111,"21111",391,10520,1978,9999,"wall","dry","N","Bituminous","Wet Scrubber",1978,0.985,"LA + LNB","SCR",2003,null,"ESPC + B","No","ACI",2016,null,1.2,0.2414,0.06908,0.2414,0.06908,0.1,0.1,0.1,0.99,"Yes",2016]
["Paris (KY)","1376_G_2",1376,"G","2",null,"Combustion Turbine","IC Engine","S_C_KY","Kentucky",21,"Bourbon",17,"21017",1.4,12537,1954,9999,null,null,"N","Distillate Fuel Oil",{"$nulls":12},4,1.77612,1.77612,1.77612,1.77612]
["Shawnee","1379_B_3",1379,"B","3",919,"Coal Steam",null,"S_C_TVA","Kentucky",21,"Mccracken",145,"21145",134,10800,1953,9999,"wall","dry","N","Bituminous, Subbituminous",null,null,0.5,"LNB",{"$nulls":3},"B + C","NA",{"$nulls":3},1.2,0.27863,0.27863,0.1549,0.1549,0.11,0.1,1,0.9,"Yes",2015]
["Wolf Creek","1380_G_5",1380,"G","5",null,"Hydro",null,"S_C_TVA","Kentucky",21,"Russell",207,"21207",52,0,1951,9999,null,null,"N","Hydro",{"$nulls":13},0,0,0,0]
["Coughlin Power Station","1396_G_U7CT",1396,"G","U7CT",959,"Combined Cycle",null,"MIS_LA","Louisiana",22,"Evangeline",39,"22039",148.9,7725,2000,9999,null,null,"N","Natural Gas",{"$nulls":3},"DLNB","SCR",{"$nulls":8},0.03366,0.03366,0.03366,0.03366]
["Houma","1439_B_16",1439,"B","16",983,"O/G Steam",null,"MIS_AMSO","Louisiana",22,"Terrebonne",109,"22109",39,14213,1976,9999,"tangential",null,"N","Natural Gas",{"$nulls":3},"OFA",{"$nulls":8},5.261,0.1175,0.1175,0.1175,0.1175]
["New Roads","1453_G_4",1453,"G","4",null,"Combustion Turbine","IC Engine","MIS_LA","Louisiana",22,"Pointe Coupee",77,"22077",1.2,13247,1957,9999,null,null,"N","Natural Gas, Distillate Fuel Oil",{"$nulls":12},5.261,0.79266,0.79266,0.79266,0.79266]
["Bonny Eagle","1482_G_6",1482,"G","6",null,"Hydro",null,"NENG_ME","Maine",23,"York",31,"23031",1.5,0,1910,9999,null,null,"N","Hydro",{"$nulls":13},0,0,0,0]
["Harris Hydro","1492_G_HA2",1492,"G","HA2",null,"Hydro",null,"NENG_ME","Maine",23,"Somerset",25,"23025",35,0,1954,9999,null,null,"N","Hydro",{"$nulls":13},0,0,0,0]
["Shawmut","1504_G_SH7",1504,"G","SH7",null,"Hydro",null,"NENG_ME","Maine",23,"Somerset",25,"23025",1.9,0,1982,9999,null,null,"N","Hydro",{"$nulls":13},0,0,0,0]
["Williams Hydro","1510_G_WI2",1510,"G","WI2",null,"Hydro",null,"NENG_ME","Maine",23,"Somerset",25,"23025",6.7,0,1950,9999,null,null,"N","Hydro",{"$nulls":13},0,0,0,0]
["Perryman","1556_G_GT1",1556,"G","GT1",1023,"Combustion Turbine",null,"PJM_SMAC","Maryland",24,"Harford",25,"24025",52,12052,1972,9999,null,null,"N","Distillate Fuel Oil",{"$nulls":12},1.053,0.69446,0.69446,0.69446,0.69446]
["Crisfield","1563_G_CRS2",1563,"G","CRS2",null,"Combustion Turbine","IC Engine","PJM_EMAC","Maryland",24,"Somerset",39,"24039",2.6,10788,1968,9999,null,null,"N","Distillate Fuel Oil",{"$nulls":12},0.3,1.77612,1.77612,1.77612,1.77612]
["Chalk Point LLC","1571_B_3",1571,"B","3",1052,"O/G Steam",null,"PJM_SMAC","Maryland",24,"Prince Georges",33,"24033",582,11362,1975,9999,"tangential","dry","N","Natural Gas, Distillate Fuel Oil, Residual Fuel Oil",{"$nulls":3},"OFA",{"$nulls":8},0.92,0.10821,0.10821,0.10821,0.10821]
["Morgantown Generating Plant","1573_G_6",1573,"G","6",1072,"Combustion Turbine",null,"PJM_SMAC","Maryland",24,"Charles",17,"24017",48,14314,1973,9999,null,null,"N","Distillate Fuel Oil",{"$nulls":12},0.3,0.54212,0.54212,0.54212,0.54212]
["Easton","1580_G_7",1580,"G","7",null,"Combustion Turbine","IC Engine","PJM_EMAC","Maryland",24,"Talbot",41,"24041",2,12118,1954,9999,null,null,"N","Natural Gas, Distillate Fuel Oil",{"$nulls":12},0.3,1.77612,1.77612,1.77612,1.77612]
["Exelon Medway LLC","1592_G_GT2",1592,"G","GT2",1090,"Combustion Turbine",null,"NENGREST","Massachusetts",25,"Norfolk",21,"25021",39.8,17062,1971,9999,null,null,"N","Distillate Fuel Oil",{"$nulls":12},1.2,0.51358,0.51358,0.51358,0.51358]
["Hadley Falls","1605_G_1",1605,"G","1",null,"Hydro",null,"NENGREST","Massachusetts",25,"Hampden",13,"25013",18.1,0,1952,9999,null,null,"N","Hydro",{"$nulls":13},0,0,0,0]
["Gardners Falls","1634_G_GF4",1634,"G","GF4",null,"Hydro",null,"NENGREST","Massachusetts",25,"Franklin",11,"25011",0.9,0,1914,9999,null,null,"N","Hydro",{"$nulls":13},0,0,0,0]
["High Street Station","1670_G_11",1670,"G","11",null,"Combustion Turbine","IC Engine","NENGREST","Massachusetts",25,"Essex",9,"25009",1.2,15661,1982,9999,null,null,"N","Natural Gas, Distillate Fuel Oil",{"$nulls":12},0.789,1.54598,1.54598,1.54598,1.54598]
["C W Tippy","1698_G_1",1698,"G","1",null,"Hydro",null,"MIS_LMI","Michigan",26,"Manistee",101,"26101",2,0,1918,9999,null,null,"N","Hydro",{"$nulls":13},0,0,0,0]
["Loud","1712_G_1",1712,"G","1",null,"Hydro",null,"MIS_LMI","Michigan",26,"Iosco",69,"26069",1,0,1913,9999,null,null,"N","Hydro",{"$nulls":13},0,0,0,0]
["Ludington","1713_G_4",1713,"G","4",null,"Pumped Storage",null,"MIS_LMI","Michigan",26,"Mason",105,"26105",382,0,1973,9999,null,null,"N","Pumped Storage",{"$nulls":13},0,0,0,0]
["Colfax","1725_G_2",1725,"G","2",null,"Combustion Turbine","IC Engine","MIS_LMI","Michigan",26,"Livingston",93,"26093",3,25000,1969,9999,null,null,"N","Distillate Fuel Oil",{"$nulls":12},1.67,4.1606,4.1606,4.1606,4.1606]
["Monroe (MI)","1733_G_IC5",1733,"G","IC5",null,"Combustion Turbine","IC Engine","MIS_LMI","Michigan",26,"Monroe",115,"26115",3,20985,1969,9999,null,null,"N","Distillate Fuel Oil",{"$nulls":12},1.67,4.1606,4.1606,4.1606,4.1606]
["Oliver","1735_G_4",1735,"G","4",null,"Combustion Turbine","IC Engine","MIS_LMI","Michigan",26,"Huron",63,"26063",3,25000,1970,9999,null,null,"N","Distillate Fuel Oil",{"$nulls":12},1.67,4.1606,4.1606,4.1606,4.1606]
["Slocum","1741_G_2",1741,"G","2",null,"Combustion Turbine","IC Engine","MIS_LMI","Michigan",26,"Wayne",163,"26163",3,12822,1968,9999,null,null,"N","Distillate Fuel Oil",{"$nulls":12},1.67,4.1606,4.1606,4.1606,4.1606]
["Wilmot","1746_G_2",1746,"G","2",null,"Combustion Turbine","IC Engine","MIS_LMI","Michigan",26,"Tuscola",157,"26157",3,25000,1968,9999,null,null,"N","Distillate Fuel Oil",{"$nulls":12},1.67,4.1606,4.1606,4.1606,4.1606]
["Edison Sault","1751_G_21",1751,"G","21",null,"Hydro",null,"MIS_WUMS","Michigan",26,"Chippewa",33,"26033",0.4,0,1963,9999,null,null,"N","Hydro",{"$nulls":13},0,0,0,0]
["Edison Sault","1751_G_39",1751,"G","39",null,"Hydro",null,"MIS_WUMS","Michigan",26,"Chippewa",33,"26033",0.4,0,1963,9999,null,null,"N","Hydro",{"$nulls":13},0,0,0,0]
["Edison Sault","1751_G_53",1751,"G","53",null,"Hydro",null,"MIS_WUMS","Michigan",26,"Chippewa",33,"26033",0.4,0,1963,9999,null,null,"N","Hydro",{"$nulls":13},0,0,0,0]
["Edison Sault","1751_G_75",1751,"G","75",null,"Hydro",null,"MIS_WUMS","Michigan",26,"Chippewa",33,"26033",0.4,0,1916,9999,null,null,"N","Hydro",{"$nulls":13},0,0,0,0]
["Berrien Springs","1753_G_7",1753,"G","7",null,"Hydro",null,"PJM_West","Michigan",26,"Berrien",21,"26021",0.4,0,1996,9999,null,null,"N","Hydro",{"$nulls":13},0,0,0,0]
["Mottville","1761_G_4",1761,"G","4",null,"Hydro",null,"PJM_West","Michigan",26,"St Joseph",149,"26149",0.1,0,1923,9999,null,null,"N","Hydro",{"$nulls":13},0,0,0,0]
["Hemlock Falls","1777_G_1",1777,"G","1",null,"Hydro",null,"MIS_WUMS","Michigan",26,"Iron",71,"26071",2.8,0,1953,9999,null,null,"N","Hydro",{"$nulls":13},0,0,0,0]
["Clinton","1818_G_1",1818,"G","1",null,"Combustion Turbine","IC Engine","MIS_LMI","Michigan",26,"Lenawee",91,"26091",0.5,12822,1939,9999,null,null,"N","Distillate Fuel Oil",{"$nulls":12},1.67,3.80698,3.80698,3.80698,3.80698]
["Marshall (MI)","1844_G_1",1844,"G","1",null,"Hydro",null,"MIS_LMI","Michigan",26,"Calhoun",25,"26025",0.1,0,1928,9999,null,null,"N","Hydro",{"$nulls":13},0,0,0,0]
["St Louis","1852_G_5",1852,"G","5",null,"Hydro",null,"MIS_LMI","Michigan",26,"Gratiot",57,"26057",0.2,0,1919,9999,null,null,"N","Hydro",{"$nulls":13},0,0,0,0]
["Saint Marys Falls","1865_G_10",1865,"G","10",null,"Hydro",null,"MIS_WUMS","Michigan",26,"Chippewa",33,"26033",2.8,0,1932,9999,null,null,"N","Hydro",{"$nulls":13},0,0,0,0]
["Zeeland","1867_G_9",1867,"G","9",null,"Combustion Turbine","IC Engine","MIS_LMI","Michigan",26,"Ottawa",139,"26139",5,14188,1971,9999,null,null,"N","Natural Gas, Distillate Fuel Oil",{"$nulls":12},1.67,2.66577,2.66577,2.66577,2.66577]
["Ubly","1875_G_5",1875,"G","5",null,"Combustion Turbine","IC Engine","MIS_LMI","Michigan",26,"Huron",63,"26063",1.5,11878,1987,9999,null,null,"N","Distillate Fuel Oil",{"$nulls":12},1.67,4.1606,4.1606,4.1606,4.1606]
["Clay Boswell","1893_B_4",1893,"B","4",1234,"Coal Steam",null,"MIS_MNWI","Minnesota",27,"Itasca",61,"27061",584,10588,1980,9999,"tangential","dry","N","Subbituminous","Dry Scrubber",2015,0.999,"LNC3","SNCR",null,2010,"B","NA","ACI",2015,null,0.33,0.3108,0.10819,0.3108,0.10819,0.1,0.1,0.1,0.9700000000000001,"Yes"]
["Little Falls (MN)","1896_G_5",1896,"G","5",null,"Hydro",null,"MIS_MNWI","Minnesota",27,"Morrison",97,"27097",0.5,0,1906,9999,null,null,"N","Hydro",{"$nulls":13},0,0,0,0]
["Hennepin Island","1911_G_3",1911,"G","3",null,"Hydro",null,"MIS_MNWI","Minnesota",27,"Hennepin",53,"27053",1.2,0,1955,9999,null,null,"N","Hydro",{"$nulls":13},0,0,0,0]
["Red Wing","1926_B_1",1926,"B","1",null,"Municipal Solid Waste",null,"MIS_MNWI","Minnesota",27,"Goodhue",49,"27049",9,21086,1986,9999,null,null,"N","MSW",null,null,0.75,{"$nulls":10},0.5,0.5,0.5,0.5,0.08,0.08,0.08]
["Benson City of","1964_G_7",1964,"G","7",null,"Combustion Turbine","IC Engine","MIS_MNWI","Minnesota",27,"Swift",151,"27151",1.8,10745,2002,9999,null,null,"N","Distillate Fuel Oil",{"$nulls":13},4.38982,4.38982,4.38982,4.38982]
["Delano","1969_G_1",1969,"G","1",null,"Combustion Turbine","IC Engine","MIS_MNWI","Minnesota",27,"Wright",171,"27171",1.1,18734,1951,9999,null,null,"N","Distillate Fuel Oil",{"$nulls":13},3.62898,3.62898,3.62898,3.62898]
["Fairmont (MN)","1973_G_10",1973,"G","10",null,"Combustion Turbine","IC Engine","MIS_MNWI","Minnesota",27,"Martin",91,"27091",6.5,10745,2014,9999,null,null,"N","Natural Gas, Distillate Fuel Oil",{"$nulls":13},0.79266,0.79266,0.79266,0.79266]
["Grand Marais","1976_G_8",1976,"G","8",null,"Combustion Turbine","IC Engine","MIS_MNWI","Minnesota",27,"Cook",31,"27031",1.8,10745,2004,9999,null,null,"N","Distillate Fuel Oil",{"$nulls":13},3.62898,3.62898,3.62898,3.62898]
["Lake Crystal","1985_G_1",1985,"G","1",null,"Combustion Turbine","IC Engine","MIS_MNWI","Minnesota",27,"Blue Earth",13,"27013",0.6,10745,1952,9999,null,null,"N","Natural Gas, Distillate Fuel Oil",{"$nulls":13},3.62898,3.62898,3.62898,3.62898]
["Melrose","1994_G_4",1994,"G","4",null,"Combustion Turbine","IC Engine","MIS_MNWI","Minnesota",27,"Stearns",145,"27145",3.3,25000,1969,9999,null,null,"N","Natural Gas, Distillate Fuel Oil",{"$nulls":13},3.62898,3.62898,3.62898,3.62898]
["Mountain Lake","1998_G_4",1998,"G","4",null,"Combustion Turbine","IC Engine","MIS_MNWI","Minnesota",27,"Cottonwood",33,"27033",1.8,11457,1968,9999,null,null,"N","Natural Gas, Distillate Fuel Oil",{"$nulls":13},3.62898,3.62898,3.62898,3.62898]
["Princeton (MN)","2005_G_6",2005,"G","6",null,"Combustion Turbine","IC Engine","MIS_MNWI","Minnesota",27,"Mille Lacs",95,"27095",2.9,21898,1963,9999,null,null,"N","Distillate Fuel Oil",{"$nulls":13},3.62898,3.62898,3.62898,3.62898]
["Springfield (MN)","2012_G_9",2012,"G","9",null,"Combustion Turbine","IC Engine","MIS_IA","Minnesota",27,"Brown",15,"27015",1.7,10745,2001,9999,null,null,"N","Distillate Fuel Oil",{"$nulls":13},3.62898,3.62898,3.62898,3.62898]
["Spring Valley","2013_G_4",2013,"G","4",null,"Combustion Turbine","IC Engine","MIS_MNWI","Minnesota",27,"Fillmore",45,"27045",2,10756,2009,9999,null,null,"N","Distillate Fuel Oil",{"$nulls":13},3.62898,3.62898,3.62898,3.62898]
["Worthington","2024_G_13",2024,"G","13",null,"Onshore Wind",null,"MIS_MNWI","Minnesota",27,"Nobles",105,"27105",1,0,2003,9999,null,null,"N","Wind",{"$nulls":13},0,0,0,0]
["Chevron Oil","2047_G_2",2047,"G","2",null,"Combustion Turbine",null,"S_SOU","Mississippi",28,"Jackson",59,"28059",15,11217,1967,9999,null,null,"Y","Natural Gas",{"$nulls":12},4.8,0.40657,0.40657,0.40657,0.40657]
["Yazoo","2067_G_3",2067,"G","3",null,"Combined Cycle",null,"MIS_D_MS","Mississippi",28,"Yazoo",163,"28163",13,15000,1954,9999,null,null,"N","Natural Gas, Distillate Fuel Oil",{"$nulls":12},2.4,0.09795,0.09795,0.09795,0.09795]
["Moselle","2070_G_4",2070,"G","4",1303,"Combustion Turbine",null,"MIS_D_MS","Mississippi",28,"Jones",67,"28067",75,12864,1997,9999,null,null,"N","Natural Gas, Distillate Fuel Oil",{"$nulls":3},"DLNB",{"$nulls":8},4.8,0.03813,0.03813,0.03813,0.03813]
["Northeast (MO)","2081_G_18",2081,"G","18",90060,"Combustion Turbine",null,"SPP_N","Missouri",29,"Jackson",95,"29095",52.2,14050,1977,9999,null,null,"N","Distillate Fuel Oil",{"$nulls":12},8,1.19989,1.19989,1.19989,1.19989]
["Osage Dam","2106_G_6",2106,"G","6",null,"Hydro",null,"MIS_MO","Missouri",29,"Miller",131,"29131",25.7,0,1931,9999,null,null,"N","Hydro",{"$nulls":13},0,0,0,0]
["Taum Sauk","2108_G_2",2108,"G","2",null,"Pumped Storage",null,"MIS_MO","Missouri",29,"Reynolds",179,"29179",220,0,1963,9999,null,null,"N","Pumped Storage",{"$nulls":13},0,0,0,0]
["Carthage","2121_G_10",2121,"G","10",null,"Combustion Turbine","IC Engine","SPP_WEST","Missouri",29,"Jasper",97,"29097",6,12564,1965,9999,null,null,"N","Natural Gas, Distillate Fuel Oil",{"$nulls":12},2.3,0.79266,0.79266,0.79266,0.79266]
["Columbia (MO)","2123_G_MBS2",2123,"G","MBS2",null,"Combustion Turbine","IC Engine","MIS_MO","Missouri",29,"Boone",19,"29019",1,14506,2008,9999,null,null,"N","Distillate Fuel Oil",{"$nulls":13},1.77612,1.77612,1.77612,1.77612]
["Gallatin (MO)","2127_G_3A",2127,"G","3A",null,"Combustion Turbine","IC Engine","S_D_AECI","Missouri",29,"Daviess",61,"29061",1,16764,1993,9999,null,null,"N","Distillate Fuel Oil",{"$nulls":12},2.3,1.77612,1.77612,1.77612,1.77612]
["Jackson (MO)","2137_G_10",2137,"G","10",null,"Combustion Turbine","IC Engine","MIS_MO","Missouri",29,"Cape Girardeau",31,"29031",2,14930,2006,9999,null,null,"N","Distillate Fuel Oil",{"$nulls":13},1.77612,1.77612,1.77612,1.77612]
["Kahoka","2138_G_9",2138,"G","9",null,"Combustion Turbine","IC Engine","MIS_MO","Missouri",29,"Clark",45,"29045",0.8,18000,1982,9999,null,null,"N","Natural Gas, Distillate Fuel Oil",{"$nulls":12},2.3,0.79266,0.79266,0.79266,0.79266]
["Malden","2142_G_3A",2142,"G","3A",null,"Combustion Turbine","IC Engine","SPP_WEST","Missouri",29,"Dunklin",69,"29069",1.8,10745,1996,9999,null,null,"N","Distillate Fuel Oil",{"$nulls":12},2.3,1.77612,1.77612,1.77612,1.77612]
["Memphis","2145_G_6",2145,"G","6",null,"Combustion Turbine","IC Engine","S_D_AECI","Missouri",29,"Scotland",199,"29199",0.9,12079,1957,9999,null,null,"N","Distillate Fuel Oil",{"$nulls":12},2.3,1.77612,1.77612,1.77612,1.77612]
["Thomas Hill","2168_B_MB3",2168,"B","MB3",1361,"Coal Steam",null,"S_D_AECI","Missouri",29,"Randolph",175,"29175",701,10072,1982,9999,"wall","dry","N","Subbituminous",{"$nulls":3},"LNB + OFA","SCR",2009,null,"ESPC","No","ACI",2016,null,1.2,0.23309,0.09972,0.23309,0.09972,0.1,0.1,0.1]
["Black Eagle","2181_G_BLA3",2181,"G","BLA3",null,"Hydro",null,"WECC_MT","Montana",30,"Cascade",13,"30013",7,0,1927,9999,null,null,"N","Hydro",{"$nulls":13},0,0,0,0]
["Mystic","2192_G_MYS2",2192,"G","MYS2",null,"Hydro",null,"WECC_MT","Montana",30,"Stillwater",95,"30095",6,0,1925,9999,null,null,"N","Hydro",{"$nulls":13},0,0,0,0]
["Hungry Horse","2203_G_2",2203,"G","2",null,"Hydro",null,"WECC_MT","Montana",30,"Flathead",29,"30029",107,0,1952,9999,null,null,"N","Hydro",{"$nulls":13},0,0,0,0]
["Auburn","2215_G_6",2215,"G","6",null,"Combustion Turbine","IC Engine","SPP_NEBR","Nebraska",31,"Nemaha",127,"31127",2.5,10745,1967,9999,null,null,"N","Natural Gas, Distillate Fuel Oil",{"$nulls":12},2.5,0.79266,0.79266,0.79266,0.79266]
["Burwell","2222_G_3",2222,"G","3",null,"Combustion Turbine","IC Engine","SPP_NEBR","Nebraska",31,"Garfield",71,"31071",0.9,11521,1960,9999,null,null,"N","Distillate Fuel Oil",{"$nulls":12},2.5,1.77612,1.77612,1.77612,1.77612]
["Curtis","2232_G_3",2232,"G","3",null,"Combustion Turbine","IC Engine","SPP_NEBR","Nebraska",31,"Frontier",63,"31063",1,12838,1969,9999,null,null,"N","Natural Gas, Distillate Fuel Oil",{"$nulls":12},2.5,0.79266,0.79266,0.79266,0.79266]
["Falls City","2237_G_4",2237,"G","4",null,"Combustion Turbine","IC Engine","SPP_NEBR","Nebraska",31,"Richardson",147,"31147",0.8,18000,1946,9999,null,null,"N","Natural Gas, Distillate Fuel Oil",{"$nulls":12},2.5,0.79266,0.79266,0.79266,0.79266]
["Don Henry","2243_G_1",2243,"G","1",null,"Combustion Turbine",null,"SPP_NEBR","Nebraska",31,"Adams",1,"31001",18,25000,1972,9999,null,null,"N","Natural Gas, Distillate Fuel Oil",{"$nulls":12},2.5,0.40657,0.40657,0.40657,0.40657]
["Lyons","2253_G_4A",2253,"G","4A",null,"Combustion Turbine","IC Engine","SPP_NEBR","Nebraska",31,"Burt",21,"31021",0.6,12004,1967,9999,null,null,"N","Distillate Fuel Oil",{"$nulls":12},2.5,1.77612,1.77612,1.77612,1.77612]
["North Platte","2274_G_2",2274,"G","2",null,"Hydro",null,"SPP_NEBR","Nebraska",31,"Lincoln",111,"31111",12,0,1935,9999,null,null,"N","Hydro",{"$nulls":13},0,0,0,0]
["Ord","2294_G_3",2294,"G","3",null,"Combustion Turbine","IC Engine","SPP_NEBR","Nebraska",31,"Valley",175,"31175",2,10745,1963,9999,null,null,"N","Natural Gas, Distillate Fuel Oil",{"$nulls":12},2.5,1.77612,1.77612,1.77612,1.77612]
["Pender","2296_G_3",2296,"G","3",null,"Combustion Turbine","IC Engine","SPP_NEBR","Nebraska",31,"Thurston",173,"31173",0.5,15719,1953,9999,null,null,"N","Natural Gas, Distillate Fuel Oil",{"$nulls":12},2.5,0.79266,0.79266,0.79266,0.79266]
["Tecumseh","2308_G_3",2308,"G","3",null,"Combustion Turbine","IC Engine","SPP_NEBR","Nebraska",31,"Johnson",97,"31097",1,12268,1953,9999,null,null,"N","Natural Gas, Distillate Fuel Oil",{"$nulls":12},2.5,1.77612,1.77612,1.77612,1.77612]
["Wayne IC","2312_G_5",2312,"G","5",null,"Combustion Turbine","IC Engine","SPP_NEBR","Nebraska",31,"Wayne",179,"31179",3.3,10745,1966,9999,null,null,"N","Distillate Fuel Oil",{"$nulls":12},2.5,1.77612,1.77612,1.77612,1.77612]
["Clark (NVE)","2322_G_18",2322,"G","18",89813,"Combustion Turbine",null,"WECC_SNV","Nevada",32,"Clark",3,"32003",52,10745,2008,9999,null,null,"N","Natural Gas",{"$nulls":13},0.02265,0.02265,0.02265,0.02265]
["Tracy","2336_G_5",2336,"G","5",null,"Combined Cycle",null,"WECC_NNV","Nevada",32,"Storey",29,"32029",40,7653,1996,9999,null,null,"N","Natural Gas",{"$nulls":3},"STM",{"$nulls":8},1.4,0.1486,0.1486,0.1486,0.1486]
["Vernon Dam","2352_G_5",2352,"G","5",null,"Hydro",null,"NENGREST","Vermont",50,"Windham",25,"50025",3.6,0,2008,9999,null,null,"N","Hydro",{"$nulls":13},0,0,0,0]
["Eastman Falls","2356_G_1",2356,"G","1",null,"Hydro",null,"NENGREST","New Hampshire",33,"Merrimack",13,"33013",1.8,0,1937,9999,null,null,"N","Hydro",{"$nulls":13},0,0,0,0]
["Smith (NH)","2368_G_1",2368,"G","1",null,"Hydro",null,"NENGREST","New Hampshire",33,"Coos",7,"33007",11.7,0,1948,9999,null,null,"N","Hydro",{"$nulls":13},0,0,0,0]
["Bergen Generating Station","2398_G_1501",2398,"G","1501",null,"Combined Cycle",null,"PJM_EMAC","New Jersey",34,"Bergen",3,"34003",193,7953,1959,9999,null,null,"N","Natural Gas, Distillate Fuel Oil",{"$nulls":3},"DLNB + H2O",{"$nulls":9},0.03683,0.03683,0.03683,0.03683]
["PSEG Essex Generating Station","2401_G_9",2401,"G","9",1534,"Combustion Turbine",null,"PJM_EMAC","New Jersey",34,"Essex",13,"34013",81,14835,1990,9999,null,null,"N","Natural Gas, Distillate Fuel Oil",{"$nulls":3},"H2O",{"$nulls":8},0.21,0.08448,0.08448,0.08448,0.08448]
["Four Corners","2442_B_4",2442,"B","4",1584,"Coal Steam",null,"WECC_NM","New Mexico",35,"San Juan",45,"35045",770,10036,1969,9999,"cell","dry","N","Subbituminous","Wet Scrubber",1985,0.92,"LNB + LNCB","SCR",2018,null,"B","NA",{"$nulls":3},0.878,0.50024,0.05002,0.50024,0.05002,0.1,0.1,0.56,0.99,{"$nulls":6},"Yes"]
["Danskammer Generating Station","2480_B_1",2480,"B","1",1606,"O/G Steam",null,"NY_Z_G-I","New York",36,"Orange",71,"36071",61,11557,1951,9999,"tangential","dry","N","Natural Gas, Residual Fuel Oil",{"$nulls":12},2,0.08,0.08,0.08,0.08]
["East River","2493_G_2",2493,"G","2",1615,"Combustion Turbine",null,"NY_Z_J","New York",36,"New York",61,"36061",151.8,10946,2005,9999,null,null,"N","Natural Gas, Distillate Fuel Oil",{"$nulls":3},"NH3","SCR",{"$nulls":8},0.00741,0.00741,0.00741,0.00741]
["Gowanus Gas Turbines Generating","2494_G_GT28",2494,"G","GT28",1634,"Combustion Turbine",null,"NY_Z_J","New York",36,"Kings",47,"36047",17,17308,1971,9999,null,null,"N","Natural Gas, Distillate Fuel Oil",{"$nulls":12},0.316,0.4307,0.4307,0.4307,0.4307]
["Hudson Avenue","2496_G_4",2496,"G","4",1656,"Combustion Turbine",null,"NY_Z_J","New York",36,"Kings",47,"36047",13.5,18312,1970,9999,null,null,"N","Distillate Fuel Oil",{"$nulls":12},0.316,0.4307,0.4307,0.4307,0.4307]
["Narrows Gas Turbines Generating","2499_G_NT24",2499,"G","NT24",1670,"Combustion Turbine",null,"NY_Z_J","New York",36,"Kings",47,"36047",18.4,16900,1972,9999,null,null,"N","Natural Gas, Distillate Fuel Oil",{"$nulls":12},0.316,0.33491,0.33491,0.33491,0.33491]
["Ravenswood","2500_G_GT6",2500,"G","GT6",1685,"Combustion Turbine",null,"NY_Z_J","New York",36,"Queens",81,"36081",12.6,16774,1969,9999,null,null,"N","Natural Gas, Distillate Fuel Oil",{"$nulls":12},0.316,0.29307,0.29307,0.29307,0.29307]
["E F Barrett","2511_G_GT2",2511,"G","GT2",1728,"Combustion Turbine",null,"NY_Z_K","New York",36,"Nassau",59,"36059",17.5,16140,1970,9999,null,null,"N","Natural Gas, Distillate Fuel Oil",{"$nulls":12},1.053,0.31166,0.31166,0.31166,0.31166]
["Port Jefferson","2517_B_3",2517,"B","3",1750,"O/G Steam",null,"NY_Z_K","New York",36,"Suffolk",103,"36103",190,12102,1958,9999,"tangential","dry","N","Natural Gas, Residual Fuel Oil",{"$nulls":3},"OFA + LNC2",{"$nulls":8},0.294,0.09121,0.09121,0.09121,0.09121]
["Bethlehem Energy Center","2539_G_7",2539,"G","7",1773,"Combined Cycle",null,"NY_Z_F","New York",36,"Albany",1,"36001",182.6,7050,2005,9999,null,null,"N","Natural Gas, Distillate Fuel Oil",{"$nulls":3},"DLNB + H2O","SCR",2005,{"$nulls":7},0.00672,0.00672,0.00672,0.00672]
["Browns Falls","2548_G_2",2548,"G","2",null,"Hydro",null,"NY_Z_C&E","New York",36,"St Lawrence",89,"36089",7.9,0,1923,9999,null,null,"N","Hydro",{"$nulls":13},0,0,0,0]
["Colton","2551_G_3",2551,"G","3",null,"Hydro",null,"NY_Z_C&E","New York",36,"St Lawrence",89,"36089",9.5,0,1928,9999,null,null,"N","Hydro",{"$nulls":13},0,0,0,0]
["Eel Weir","2556_G_2",2556,"G","2",null,"Hydro",null,"NY_Z_C&E","New York",36,"St Lawrence",89,"36089",0.8,0,1928,9999,null,null,"N","Hydro",{"$nulls":13},0,0,0,0]
["Franklin (NY)","2564_G_2",2564,"G","2",null,"Hydro",null,"NY_Z_D","New York",36,"Franklin",33,"36033",1.1,0,1926,9999,null,null,"N","Hydro",{"$nulls":13},0,0,0,0]
["High Falls - Croghan NY","2575_G_1",2575,"G","1",null,"Hydro",null,"NY_Z_C&E","New York",36,"Lewis",49,"36049",1.8,0,1925,9999,null,null,"N","Hydro",{"$nulls":13},0,0,0,0]
["Minetto","2586_G_2",2586,"G","2",null,"Hydro",null,"NY_Z_C&E","New York",36,"Oswego",75,"36075",1.4,0,1915,9999,null,null,"N","Hydro",{"$nulls":13},0,0,0,0]
["Oswego Falls West","2596_G_7",2596,"G","7",null,"Hydro",null,"NY_Z_C&E","New York",36,"Oswego",75,"36075",0.4,0,2008,9999,null,null,"N","Hydro",{"$nulls":13},0,0,0,0]
["Sherman Island","2609_G_5",2609,"G","5",null,"Hydro",null,"NY_Z_F","New York",36,"Saratoga",91,"36091",7.7,0,1923,9999,null,null,"N","Hydro",{"$nulls":13},0,0,0,0]
["Stark","2613_G_1",2613,"G","1",null,"Hydro",null,"NY_Z_C&E","New York",36,"St Lawrence",89,"36089",23.3,0,1957,9999,null,null,"N","Hydro",{"$nulls":13},0,0,0,0]
["Yaleville","2624_G_1",2624,"G","1",null,"Hydro",null,"NY_Z_C&E","New York",36,"St Lawrence",89,"36089",0.4,0,1940,9999,null,null,"N","Hydro",{"$nulls":13},0,0,0,0]
["Greenport","2681_G_4",2681,"G","4",null,"Combustion Turbine","IC Engine","NY_Z_K","New York",36,"Suffolk",103,"36103",1,25000,1957,9999,null,null,"N","Distillate Fuel Oil",{"$nulls":12},1.053,0.53099,0.53099,0.53099,0.53099]
["Vischer Ferry","2686_G_3",2686,"G","3",null,"Hydro",null,"NY_Z_F","New York",36,"Saratoga",91,"36091",3,0,1991,9999,null,null,"N","Hydro",{"$nulls":13},0,0,0,0]
["Robert Moses Niagara","2693_G_1",2693,"G","1",null,"Hydro",null,"NY_Z_A","New York",36,"Niagara",63,"36063",187.6,0,1961,9999,null,null,"N","Hydro",{"$nulls":13},0,0,0,0]
["Robert Moses Power Dam","2694_G_20",2694,"G","20",null,"Hydro",null,"NY_Z_D","New York",36,"St Lawrence",89,"36089",64.1,0,1959,9999,null,null,"N","Hydro",{"$nulls":13},0,0,0,0]
["Charles P Keller","2695_G_9",2695,"G","9",null,"Combustion Turbine","IC Engine","NY_Z_K","New York",36,"Nassau",59,"36059",3.2,18000,1954,9999,null,null,"N","Natural Gas, Distillate Fuel Oil",{"$nulls":12},1.053,0.37682,0.37682,0.37682,0.37682]
["Blewett","2707_G_GT2",2707,"G","GT2",90043,"Combustion Turbine",null,"S_VACA","North Carolina",37,"Anson",7,"37007",13,25000,1971,9999,null,null,"N","Distillate Fuel Oil",{"$nulls":12},2.3,1.2015,1.2015,1.2015,1.2015]
["G G Allen","2718_B_5",2718,"B","5",1847,"Coal Steam",null,"S_VACA","North Carolina",37,"Gaston",71,"37071",259,10422,1961,2029,"tangential","dry","N","Bituminous","Wet Scrubber",2009,0.95,"LNC3","SNCR",null,"2008","ESPC","Yes","ACI",2016,null,0.081,0.32341,0.28617,0.32341,0.28617,0.1,0.1,0.1,0.99]
["James E. Rogers Energy Complex","2721_B_6",2721,"B","6",90414,"Coal Steam",null,"S_VACA","North Carolina",37,"Cleveland",45,"37045",844,9167,2012,9999,"wall","dry","N","Bituminous","Wet Scrubber",2012,0.99,"LNBO","SCR",2012,null,"B","NA",{"$nulls":3},2.2,0.05393,0.05393,0.05393,0.05393,0.1,0.27,0.56,0.99,{"$nulls":4},"C2G",2019]
["Mountain Island","2728_G_3",2728,"G","3",null,"Hydro",null,"S_VACA","North Carolina",37,"Gaston",71,"37071",17,0,1923,9999,null,null,"N","Hydro",{"$nulls":13},0,0,0,0]
["Roanoke Rapids","2758_G_1",2758,"G","1",null,"Hydro",null,"PJM_Dom","North Carolina",37,"Halifax",83,"37083",24,0,1955,9999,null,null,"N","Hydro",{"$nulls":13},0,0,0,0]
["Hiwassee Dam","2780_G_1",2780,"G","1",null,"Hydro",null,"S_C_TVA","North Carolina",37,"Cherokee",39,"37039",87.7,0,1940,9999,null,null,"N","Hydro",{"$nulls":13},0,0,0,0]
["Garrison","2815_G_2",2815,"G","2",null,"Hydro",null,"SPP_WAUE","North Dakota",38,"Mercer",57,"38057",102,0,1956,9999,null,null,"N","Hydro",{"$nulls":13},0,0,0,0]
["Miami Fort","2832_G_GT4",2832,"G","GT4",null,"Combustion Turbine",null,"PJM_West","Ohio",39,"Hamilton",61,"39061",14,25000,1971,9999,null,null,"N","Distillate Fuel Oil",{"$nulls":12},0.5,0.87849,0.87849,0.87849,0.87849]
["Monument","2851_G_5",2851,"G","5",null,"Combustion Turbine","IC Engine","PJM_West","Ohio",39,"Montgomery",113,"39113",2.4,10745,1968,9999,null,null,"N","Distillate Fuel Oil",{"$nulls":12},0.5,3.16,3.16,3.16,3.16]
["FirstEnergy W H Sammis","2866_B_7",2866,"B","7",1962,"Coal Steam",null,"PJM_ATSI","Ohio",39,"Jefferson",81,"39081",600,10937,1971,2022,"cell","dry","N","Bituminous, Subbituminous","Wet Scrubber",2010,0.98,"LNBO","SCR",2010,null,"ESPC","No",{"$nulls":3},1.1,0.075,0.075,0.075,0.075,0.1,0.1,0.56,0.99]
["Kyger Creek","2876_B_2",2876,"B","2",1972,"Coal Steam",null,"PJM_West","Ohio",39,"Gallia",53,"39053",192,10199,1955,9999,"wall","wet","N","Bituminous, Subbituminous","Wet Scrubber",2012,0.98,"OFA","SCR",2002,null,"ESPC","Yes",{"$nulls":3},8.2,0.20142,0.12456,0.20142,0.12456,0.1,0.1,0.56,0.99]
["Dover","2914_B_4",2914,"B","4",null,"Coal Steam",null,"PJM_West","Ohio",39,"Tuscarawas",157,"39157",23.2,14500,1962,9999,null,null,"N","Bituminous",null,null,0.5,{"$nulls":4},"B + C","NA","ACI",2017,null,4.6,0.5775,0.5775,0.5775,0.5775,0.1,0.1,0.1,0.9,"Yes",2017]
["Oberlin (OH)","2933_G_6",2933,"G","6",null,"Combustion Turbine","IC Engine","PJM_ATSI","Ohio",39,"Lorain",93,"39093",2,25000,1958,9999,null,null,"N","Natural Gas, Distillate Fuel Oil",{"$nulls":12},0.5,3.16,3.16,3.16,3.16]
["Orrville","2935_B_12",2935,"B","12",null,"Coal Steam",null,"PJM_West","Ohio",39,"Wayne",169,"39169",30,14500,1963,9999,null,null,"N","Bituminous",{"$nulls":7},"ESPC","No",{"$nulls":3},7,1.15175,1.15175,1.15175,1.15175,0.64,0.97,1]
["Mustang","2953_G_GT3",2953,"G","GT3",null,"Combustion Turbine",null,"SPP_WEST","Oklahoma",40,"Canadian",17,"40017",57,9750,2018,9999,null,null,"N","Natural Gas",{"$nulls":13},0.04905,0.04905,0.04905,0.04905]
["Southwestern","2964_G_5",2964,"G","5",1874,"Combustion Turbine",null,"SPP_WEST","Oklahoma",40,"Caddo",15,"40015",76,12586,2008,9999,null,null,"N","Natural Gas",{"$nulls":3},"CM",{"$nulls":9},0.1367,0.1367,0.1367,0.1367]
["Markham","2980_G_1",2980,"G","1",null,"Hydro",null,"SPP_WEST","Oklahoma",40,"Mayes",97,"40097",32,0,1964,9999,null,null,"N","Hydro",{"$nulls":13},0,0,0,0]
["Keystone Dam","2984_G_2",2984,"G","2",null,"Hydro",null,"SPP_WEST","Oklahoma",40,"Tulsa",143,"40143",40,0,1968,9999,null,null,"N","Hydro",{"$nulls":13},0,0,0,0]
["Pawhuska","2995_G_1",2995,"G","1",null,"Combustion Turbine","IC Engine","SPP_WEST","Oklahoma",40,"Osage",113,"40113",1.1,11277,1949,9999,null,null,"N","Natural Gas, Distillate Fuel Oil",{"$nulls":12},0.8,0.32522,0.32522,0.32522,0.32522]
["Anadarko Plant","3006_B_1",3006,"B","1",null,"O/G Steam",null,"SPP_WEST","Oklahoma",40,"Caddo",15,"40015",12,14500,1953,9999,"wall",null,"N","Natural Gas",{"$nulls":13},0.37514,0.37514,0.37514,0.37514]
["Fish Creek","3026_G_1",3026,"G","1",null,"Hydro",null,"WECC_PNW","Oregon",41,"Douglas",19,"41019",10.4,0,1952,9999,null,null,"N","Hydro",{"$nulls":13},0,0,0,0]
["Faraday","3045_G_3",3045,"G","3",null,"Hydro",null,"WECC_PNW","Oregon",41,"Clackamas",5,"41005",3.4,0,1908,9999,null,null,"N","Hydro",{"$nulls":13},0,0,0,0]
["Pelton","3048_G_2",3048,"G","2",null,"Hydro",null,"WECC_PNW","Oregon",41,"Jefferson",31,"41031",36,0,1958,9999,null,null,"N","Hydro",{"$nulls":13},0,0,0,0]
["Big Cliff","3074_G_1",3074,"G","1",null,"Hydro",null,"WECC_PNW","Oregon",41,"Marion",47,"41047",21,0,1954,9999,null,null,"N","Hydro",{"$nulls":13},0,0,0,0]
["Bonneville","3075_G_8",3075,"G","8",null,"Hydro",null,"WECC_PNW","Oregon",41,"Multnomah",51,"41051",62.1,0,1943,9999,null,null,"N","Hydro",{"$nulls":13},0,0,0,0]
["Cougar","3076_G_2",3076,"G","2",null,"Hydro",null,"WECC_PNW","Oregon",41,"Lane",39,"41039",13,0,1964,9999,null,null,"N","Hydro",{"$nulls":13},0,0,0,0]
["McNary","3084_G_13",3084,"G","13",null,"Hydro",null,"WECC_PNW","Oregon",41,"Umatilla",59,"41059",70,0,1957,9999,null,null,"N","Hydro",{"$nulls":13},0,0,0,0]
["Hunterstown","3110_G_2",3110,"G","2",null,"Combustion Turbine",null,"PJM_WMAC","Pennsylvania",42,"Adams",1,"42001",17,20112,1971,9999,null,null,"N","Natural Gas, Distillate Fuel Oil",{"$nulls":13},0.18686,0.18686,0.18686,0.18686]
["Conemaugh","3118_G_B",3118,"G","B",null,"Combustion Turbine","IC Engine","PJM_PENE","Pennsylvania",42,"Indiana",63,"42063",2.8,10745,1970,9999,null,null,"N","Distillate Fuel Oil",{"$nulls":12},3.7,1.2219,1.2219,1.2219,1.2219]
["Warren","3132_G_3",3132,"G","3",2082,"Combustion Turbine",null,"PJM_PENE","Pennsylvania",42,"Warren",123,"42123",46,14925,1972,9999,null,null,"N","Natural Gas, Distillate Fuel Oil",{"$nulls":13},0.18686,0.18686,0.18686,0.18686]
["Brunner Island","3140_B_2",3140,"B","2",2101,"O/G Steam",null,"PJM_WMAC","Pennsylvania",42,"York",133,"42133",363,10064,1965,9999,"tangential","dry","N","Natural Gas",{"$nulls":3},"LNC3",{"$nulls":8},0.85,0.07973,0.07973,0.07973,0.07973]
["TalenEnergy Holtwood","3145_G_HW11",3145,"G","HW11",null,"Hydro",null,"PJM_EMAC","Pennsylvania",42,"Lancaster",71,"42071",1.2,0,2011,9999,null,null,"N","Hydro",{"$nulls":13},0,0,0,0]
["TalenEnergy Holtwood","3145_G_HW6",3145,"G","HW6",null,"Hydro",null,"PJM_WMAC","Pennsylvania",42,"Lancaster",71,"42071",12.5,0,1911,9999,null,null,"N","Hydro",{"$nulls":13},0,0,0,0]
["TalenEnergy HW Wallenpaupack","3153_G_WP1",3153,"G","WP1",null,"Hydro",null,"PJM_WMAC","Pennsylvania",42,"Wayne",127,"42127",22,0,1926,9999,null,null,"N","Hydro",{"$nulls":13},0,0,0,0]
["Falls","3162_G_3",3162,"G","3",null,"Combustion Turbine",null,"PJM_EMAC","Pennsylvania",42,"Bucks",17,"42017",17,25000,1970,9999,null,null,"N","Distillate Fuel Oil",{"$nulls":12},1,0.41347,0.41347,0.41347,0.41347]
["Richmond Generating Station","3168_G_91",3168,"G","91",2164,"Combustion Turbine",null,"PJM_EMAC","Pennsylvania",42,"Philadelphia",101,"42101",49,12110,1973,9999,null,null,"N","Distillate Fuel Oil",{"$nulls":12},0.2,0.41347,0.41347,0.41347,0.41347]
["Safe Harbor","3175_G_6",3175,"G","6",null,"Hydro",null,"PJM_WMAC","Pennsylvania",42,"Lancaster",71,"42071",32,0,1932,9999,null,null,"N","Hydro",{"$nulls":13},0,0,0,0]
["Darlington County","3250_G_12",3250,"G","12",2199,"Combustion Turbine",null,"S_VACA","South Carolina",45,"Darlington",31,"45031",118,14477,1997,9999,null,null,"N","Natural Gas",{"$nulls":3},"H2O",{"$nulls":8},3.5,0.1053,0.1053,0.1053,0.1053]
["Fishing Creek","3257_G_2",3257,"G","2",null,"Hydro",null,"S_VACA","South Carolina",45,"Chester",23,"45023",10,0,1916,9999,null,null,"N","Hydro",{"$nulls":13},0,0,0,0]
["Jocassee","3262_G_2",3262,"G","2",null,"Pumped Storage",null,"S_VACA","South Carolina",45,"Pickens",77,"45077",195,0,1973,9999,null,null,"N","Pumped Storage",{"$nulls":13},0,0,0,0]
["99 Islands","3272_G_3",3272,"G","3",null,"Hydro",null,"S_VACA","South Carolina",45,"Cherokee",21,"45021",2.4,0,1910,9999,null,null,"N","Hydro",{"$nulls":13},0,0,0,0]
["Columbia Canal Hydro","3283_G_1",3283,"G","1",null,"Hydro",null,"S_VACA","South Carolina",45,"Richland",79,"45079",1.3,0,1929,9999,null,null,"N","Hydro",{"$nulls":13},0,0,0,0]
["Parr Hydro","3290_G_1",3290,"G","1",null,"Hydro",null,"S_VACA","South Carolina",45,"Fairfield",39,"45039",2.5,0,1914,9999,null,null,"N","Hydro",{"$nulls":13},0,0,0,0]
["Urquhart","3295_G_GT3",3295,"G","GT3",null,"Combustion Turbine",null,"S_VACA","South Carolina",45,"Aiken",3,"45003",11,10745,1969,9999,null,null,"N","Natural Gas, Distillate Fuel Oil",{"$nulls":12},3.5,0.0064,0.0064,0.0064,0.0064]
["Jefferies","3319_G_H3",3319,"G","H3",null,"Hydro",null,"S_VACA","South Carolina",45,"Berkeley",15,"45015",29,0,1942,9999,null,null,"N","Hydro",{"$nulls":13},0,0,0,0]
["Ben French","3325_G_3",3325,"G","3",null,"Combustion Turbine","IC Engine","WECC_WY","South Dakota",46,"Pennington",103,"46103",2,12822,1965,9999,null,null,"N","Distillate Fuel Oil",{"$nulls":12},3,1.77612,1.77612,1.77612,1.77612]
["Oahe","3356_G_4",3356,"G","4",null,"Hydro",null,"SPP_WAUE","South Dakota",46,"Hughes",65,"46065",102,0,1962,9999,null,null,"N","Hydro",{"$nulls":13},0,0,0,0]
["Big Bend Dam","3375_G_6",3375,"G","6",null,"Hydro",null,"SPP_WAUE","South Dakota",46,"Buffalo",17,"46017",65,0,1965,9999,null,null,"N","Hydro",{"$nulls":13},0,0,0,0]
["Allen Steam Plant","3393_G_GT4",3393,"G","GT4",null,"Combustion Turbine",null,"S_C_TVA","Tennessee",47,"Shelby",157,"47157",15.1,18970,1971,9999,null,null,"N","Natural Gas, Distillate Fuel Oil",{"$nulls":12},0.5,0.5291,0.5291,0.5291,0.5291]
["Cherokee Dam","3397_G_2",3397,"G","2",null,"Hydro",null,"S_C_TVA","Tennessee",47,"Jefferson",89,"47089",39.8,0,1953,9999,null,null,"N","Hydro",{"$nulls":13},0,0,0,0]
["Gallatin (TN)","3403_G_GT1",3403,"G","GT1",88162,"Combustion Turbine",null,"S_C_TVA","Tennessee",47,"Sumner",165,"47165",71.5,12539,1975,9999,null,null,"N","Natural Gas, Distillate Fuel Oil",{"$nulls":12},5,0.48829,0.48829,0.48829,0.48829]
["Johnsonville","3406_G_G13",3406,"G","G13",88170,"Combustion Turbine",null,"S_C_TVA","Tennessee",47,"Humphreys",85,"47085",47.1,12148,1975,9999,null,null,"N","Natural Gas, Distillate Fuel Oil",{"$nulls":12},3.4,0.44866,0.44866,0.44866,0.44866]
["Kingston","3407_B_9",3407,"B","9",2288,"Coal Steam",null,"S_C_TVA","Tennessee",47,"Roane",145,"47145",174,10951,1955,9999,"tangential","dry","N","Bituminous, Subbituminous","Wet Scrubber",2010,0.98,"other","SCR",2006,null,"ESPC + C","No",{"$nulls":3},0.15,0.3777,0.05952,0.3777,0.05952,0.1,0.1,0.56,0.99]
["Ocoee 1","3412_G_3",3412,"G","3",null,"Hydro",null,"S_C_TVA","Tennessee",47,"Polk",139,"47139",4.8,0,1912,9999,null,null,"N","Hydro",{"$nulls":13},0,0,0,0]
["Watts Bar Hydro","3420_G_HY2",3420,"G","HY2",null,"Hydro",null,"S_C_TVA","Tennessee",47,"Rhea",143,"47143",39.3,0,1942,9999,null,null,"N","Hydro",{"$nulls":13},0,0,0,0]
["J P Priest","3428_G_1",3428,"G","1",null,"Hydro",null,"S_C_TVA","Tennessee",47,"Davidson",37,"47037",30,0,1970,9999,null,null,"N","Hydro",{"$nulls":13},0,0,0,0]
["Newman","3456_G_4",3456,"G","4",null,"Combined Cycle","","WECC_NM","Texas",48,"El Paso",141,"48141",83,8906,1975,9999,null,null,"N","Natural Gas",{"$nulls":13},0.14753,0.14753,0.14753,0.14753]
["Greens Bayou","3464_G_83",3464,"G","83",89956,"Combustion Turbine",null,"ERC_REST","Texas",48,"Harris",201,"48201",64,16078,1976,9999,null,null,"N","Natural Gas",{"$nulls":3},"H2O",{"$nulls":8},3,0.21039,0.21039,0.21039,0.21039]
["T H Wharton","3469_G_32",3469,"G","32",89959,"Combined Cycle",null,"ERC_REST","Texas",48,"Harris",201,"48201",57,9421,1972,9999,null,null,"N","Natural Gas",{"$nulls":3},"CM",{"$nulls":8},0.01,0.01686,0.01686,0.01686,0.01686]
["Knox Lee","3476_B_2",3476,"B","2",2385,"O/G Steam",null,"SPP_WEST","Texas",48,"Gregg",183,"48183",31,12829,1950,9999,"wall","dry","N","Natural Gas",{"$nulls":12},1.157,0.12026,0.12026,0.12026,0.12026]
["Graham","3490_B_1",3490,"B","1",2408,"O/G Steam",null,"ERC_WEST","Texas",48,"Young",503,"48503",234,12596,1960,9999,"wall","dry","N","Natural Gas",{"$nulls":3},"CM",{"$nulls":8},1.16,0.26462,0.26462,0.26462,0.26462]
["Morgan Creek","3492_G_CT2",3492,"G","CT2",90018,"Combustion Turbine",null,"ERC_WEST","Texas",48,"Mitchell",335,"48335",68,14993,1988,9999,null,null,"N","Natural Gas, Distillate Fuel Oil",{"$nulls":3},"H2O",{"$nulls":8},0.5,0.66603,0.66603,0.66603,0.66603]
["Silas Ray","3559_G_6",3559,"G","6",null,"Combined Cycle",null,"ERC_REST","Texas",48,"Cameron",61,"48061",20,10409,1959,9999,null,null,"N","Natural Gas, Distillate Fuel Oil",{"$nulls":4},"SCR",2001,{"$nulls":7},0.16652,0.05404,0.16652,0.05404]
["Dunlap TP 1","3582_G_1",3582,"G","1",null,"Hydro",null,"ERC_REST","Texas",48,"Guadalupe",187,"48187",1.8,0,1927,9999,null,null,"N","Hydro",{"$nulls":13},0,0,0,0]
["Marshall Ford","3600_G_2",3600,"G","2",null,"Hydro",null,"ERC_REST","Texas",48,"Travis",453,"48453",36,0,1941,9999,null,null,"N","Hydro",{"$nulls":13},0,0,0,0]
["V H Braunig","3612_B_1",3612,"B","1",2481,"O/G Steam",null,"ERC_REST","Texas",48,"Bexar",29,"48029",220,11488,1966,9999,"tangential",null,"N","Natural Gas",{"$nulls":12},1.157,0.20761,0.20761,0.20761,0.20761]
["Pearsall","3630_G_15A",3630,"G","15A",null,"Combustion Turbine","IC Engine","ERC_REST","Texas",48,"Frio",163,"48163",8.4,10745,2010,9999,null,null,"N","Natural Gas",{"$nulls":13},0.02402,0.02402,0.02402,0.02402]
["Pearsall","3630_G_7A",3630,"G","7A",null,"Combustion Turbine","IC Engine","ERC_REST","Texas",48,"Frio",163,"48163",8.4,10745,2010,9999,null,null,"N","Natural Gas",{"$nulls":13},0.02402,0.02402,0.02402,0.02402]
["Olmstead","3655_G_1",3655,"G","1",null,"Hydro",null,"WECC_UT","Utah",49,"Utah",49,"49049",2.3,0,1910,9999,null,null,"N","Hydro",{"$nulls":13},0,0,0,0]
["Manti Upper","3676_G_1",3676,"G","1",null,"Hydro",null,"WECC_UT","Utah",49,"Sanpete",39,"49039",0.4,0,1939,9999,null,null,"N","Hydro",{"$nulls":13},0,0,0,0]
["Cavendish","3710_G_2",3710,"G","2",null,"Hydro",null,"NENGREST","Vermont",50,"Windsor",27,"50027",0.4,0,1907,9999,null,null,"N","Hydro",{"$nulls":13},0,0,0,0]
["Peterson","3720_G_1",3720,"G","1",null,"Hydro",null,"NENGREST","Vermont",50,"Chittenden",7,"50007",5.8,0,1948,9999,null,null,"N","Hydro",{"$nulls":13},0,0,0,0]
["Middlesex 2","3740_G_2",3740,"G","2",null,"Hydro",null,"NENGREST","Vermont",50,"Washington",23,"50023",1.6,0,1928,9999,null,null,"N","Hydro",{"$nulls":13},0,0,0,0]
["Cadys Falls","3765_G_1",3765,"G","1",null,"Hydro",null,"NENGREST","Vermont",50,"Lamoille",15,"50015",0.5,0,1914,9999,null,null,"N","Hydro",{"$nulls":13},0,0,0,0]
["Byllesby 2","3773_G_2",3773,"G","2",null,"Hydro",null,"PJM_West","Virginia",51,"Carroll",35,"51035",7.9,0,1912,9999,null,null,"N","Hydro",{"$nulls":13},0,0,0,0]
["Reusens","3779_G_1",3779,"G","1",null,"Hydro",null,"PJM_West","Virginia",51,"Campbell",31,"51031",2.5,0,1903,9999,null,null,"N","Hydro",{"$nulls":13},0,0,0,0]
["Luray Hydro Station","3789_G_1",3789,"G","1",null,"Hydro",null,"PJM_AP","Virginia",51,"Page",139,"51139",0.4,0,1927,9999,null,null,"N","Hydro",{"$nulls":13},0,0,0,0]
["Low Moor","3799_G_GT1",3799,"G","GT1",null,"Combustion Turbine",null,"PJM_Dom","Virginia",51,"Alleghany",5,"51005",12,16807,1971,9999,null,null,"N","Distillate Fuel Oil",{"$nulls":12},2.64,0.82155,0.82155,0.82155,0.82155]
["Possum Point","3804_G_GT5",3804,"G","GT5",null,"Combustion Turbine",null,"PJM_Dom","Virginia",51,"Prince William",153,"51153",12,16016,1968,9999,null,null,"N","Distillate Fuel Oil",{"$nulls":12},1.06,0.82155,0.82155,0.82155,0.82155]
["John H Kerr","3833_G_6",3833,"G","6",null,"Hydro",null,"PJM_Dom","Virginia",51,"Mecklenburg",117,"51117",46.8,0,1953,9999,null,null,"N","Hydro",{"$nulls":13},0,0,0,0]
["Long Lake","3867_G_3",3867,"G","3",null,"Hydro",null,"WECC_PNW","Washington",53,"Lincoln",43,"53043",22.5,0,1919,9999,null,null,"N","Hydro",{"$nulls":13},0,0,0,0]
["Meyers Falls","3868_G_UN2",3868,"G","UN2",null,"Hydro",null,"WECC_PNW","Washington",53,"Stevens",65,"53065",0.3,0,1915,9999,null,null,"N","Hydro",{"$nulls":13},0,0,0,0]
["Rocky Reach","3883_G_C-8",3883,"G","C-8",null,"Hydro",null,"WECC_PNW","Washington",53,"Chelan",7,"53007",129.9,0,1973,9999,null,null,"N","Hydro",{"$nulls":13},0,0,0,0]
["Wanapum","3888_G_5A",3888,"G","5A",null,"Hydro",null,"WECC_PNW","Washington",53,"Grant",25,"53025",122,0,2012,9999,null,null,"N","Hydro",{"$nulls":13},0,0,0,0]
["The Dalles","3895_G_1",3895,"G","1",null,"Hydro",null,"WECC_PNW","Oregon",41,"Wasco",65,"41065",78,0,1957,9999,null,null,"N","Hydro",{"$nulls":13},0,0,0,0]
["The Dalles","3895_G_5",3895,"G","5",null,"Hydro",null,"WECC_PNW","Oregon",41,"Wasco",65,"41065",92.7,0,1958,9999,null,null,"N","Hydro",{"$nulls":13},0,0,0,0]
["Mayfield","3917_G_41",3917,"G","41",null,"Hydro",null,"WECC_PNW","Washington",53,"Lewis",41,"53041",41,0,1983,9999,null,null,"N","Hydro",{"$nulls":13},0,0,0,0]
["Chief Joseph","3921_G_18",3921,"G","18",null,"Hydro",null,"WECC_PNW","Washington",53,"Douglas",17,"53017",95,0,1977,9999,null,null,"N","Hydro",{"$nulls":13},0,0,0,0]
["Ice Harbor","3925_G_1",3925,"G","1",null,"Hydro",null,"WECC_PNW","Washington",53,"Walla Walla",71,"53071",90,0,1962,9999,null,null,"N","Hydro",{"$nulls":13},0,0,0,0]
["Lower Monumental","3927_G_3",3927,"G","3",null,"Hydro",null,"WECC_PNW","Washington",53,"Walla Walla",71,"53071",135,0,1970,9999,null,null,"N","Hydro",{"$nulls":13},0,0,0,0]
["Biron","3971_G_6",3971,"G","6",null,"Hydro",null,"MIS_WUMS","Wisconsin",55,"Wood",141,"55141",0.4,0,1896,9999,null,null,"N","Hydro",{"$nulls":13},0,0,0,0]
["Wisconsin Rapids","3974_G_7",3974,"G","7",null,"Hydro",null,"MIS_WUMS","Wisconsin",55,"Wood",141,"55141",0.6,0,1903,9999,null,null,"N","Hydro",{"$nulls":13},0,0,0,0]
["White River (WI)","3989_G_1",3989,"G","1",null,"Hydro",null,"MIS_MNWI","Wisconsin",55,"Ashland",3,"55003",0.2,0,1907,9999,null,null,"N","Hydro",{"$nulls":13},0,0,0,0]
["Chippewa Falls","4000_G_1",4000,"G","1",null,"Hydro",null,"MIS_MNWI","Wisconsin",55,"Chippewa",17,"55017",1.9,0,1928,9999,null,null,"N","Hydro",{"$nulls":13},0,0,0,0]
["Jim Falls","4008_G_1",4008,"G","1",null,"Hydro",null,"MIS_MNWI","Wisconsin",55,"Chippewa",17,"55017",12.3,0,1988,9999,null,null,"N","Hydro",{"$nulls":13},0,0,0,0]
["Wheaton","4014_G_6",4014,"G","6",90003,"Combustion Turbine",null,"MIS_MNWI","Wisconsin",55,"Chippewa",17,"55017",48,15420,1973,9999,null,null,"N","Distillate Fuel Oil",{"$nulls":12},0.45,0.55031,0.55031,0.55031,0.55031]
["Frederic Diesel","4020_G_4",4020,"G","4",null,"Combustion Turbine","IC Engine","MIS_MNWI","Wisconsin",55,"Polk",95,"55095",0.6,12822,1955,9999,null,null,"N","Distillate Fuel Oil",{"$nulls":12},3,1.77612,1.77612,1.77612,1.77612]
["South Oak Creek","4041_B_5",4041,"B","5",2590,"Coal Steam",null,"MIS_WUMS","Wisconsin",55,"Milwaukee",79,"55079",220,9967,1959,9999,"wall","dry","N","Subbituminous","Wet Scrubber",2012,0.95,"STC","SCR",2012,null,"ESPC","No",{"$nulls":3},0.09,0.05944,0.05944,0.05944,0.05944,0.1,0.1,0.56,0.99]
["Oconto Falls Upper","4044_G_3",4044,"G","3",null,"Hydro",null,"MIS_WUMS","Wisconsin",55,"Oconto",83,"55083",0.3,0,1918,9999,null,null,"N","Hydro",{"$nulls":13},0,0,0,0]
["Caldron Falls","4061_G_1",4061,"G","1",null,"Hydro",null,"MIS_WUMS","Wisconsin",55,"Marinette",75,"55075",3.4,0,1924,9999,null,null,"N","Hydro",{"$nulls":13},0,0,0,0]
["Potato Rapids","4071_G_1",4071,"G","1",null,"Hydro",null,"MIS_WUMS","Wisconsin",55,"Marinette",75,"55075",0.2,0,1926,9999,null,null,"N","Hydro",{"$nulls":13},0,0,0,0]
["Wausau","4077_G_2",4077,"G","2",null,"Hydro",null,"MIS_WUMS","Wisconsin",55,"Marathon",73,"55073",1,0,1921,9999,null,null,"N","Hydro",{"$nulls":13},0,0,0,0]
["Arcadia Electric","4100_G_8",4100,"G","8",null,"Combustion Turbine","IC Engine","MIS_MNWI","Wisconsin",55,"Trempealeau",121,"55121",2,25000,2002,9999,null,null,"N","Distillate Fuel Oil",{"$nulls":12},3,1.77612,1.77612,1.77612,1.77612]
["Cumberland (WI)","4112_G_6",4112,"G","6",null,"Combustion Turbine","IC Engine","MIS_MNWI","Wisconsin",55,"Barron",5,"55005",6.7,20500,1979,9999,null,null,"N","Distillate Fuel Oil",{"$nulls":12},3,1.77612,1.77612,1.77612,1.77612]
["Manitowoc","4125_G_IC2",4125,"G","IC2",null,"Combustion Turbine","IC Engine","MIS_WUMS","Wisconsin",55,"Manitowoc",71,"55071",5,11352,1985,9999,null,null,"N","Natural Gas, Distillate Fuel Oil",{"$nulls":12},3,0.79266,0.79266,0.79266,0.79266]
["Washington Island","4148_G_2",4148,"G","2",null,"Combustion Turbine","IC Engine","MIS_WUMS","Wisconsin",55,"Door",29,"55029",0.1,13307,1952,9999,null,null,"N","Distillate Fuel Oil",{"$nulls":12},3,1.77612,1.77612,1.77612,1.77612]
["Guernsey","4178_G_1",4178,"G","1",null,"Hydro",null,"WECC_WY","Wyoming",56,"Platte",31,"56031",3.2,0,1927,9999,null,null,"N","Hydro",{"$nulls":13},0,0,0,0]
["Combined Locks","4201_G_HC2",4201,"G","HC2",null,"Hydro",null,"MIS_WUMS","Wisconsin",55,"Outagamie",87,"55087",3.1,0,1988,9999,null,null,"N","Hydro",{"$nulls":13},0,0,0,0]
["Greenup Hydro","4258_G_1",4258,"G","1",null,"Hydro",null,"PJM_West","Ohio",39,"Scioto",145,"39145",23.4,0,1982,9999,null,null,"N","Hydro",{"$nulls":13},0,0,0,0]
["Riverside (OK)","4940_G_3",4940,"G","3",1871,"Combustion Turbine",null,"SPP_WEST","Oklahoma",40,"Tulsa",143,"40143",79,12944,2008,9999,null,null,"N","Natural Gas",{"$nulls":3},"CM",{"$nulls":9},0.115,0.115,0.115,0.115]
["James H Miller Jr","6002_B_3",6002,"B","3",2671,"Coal Steam",null,"S_SOU","Alabama",1,"Jefferson",73,"01073",678,10268,1989,9999,"wall","dry","N","Subbituminous","Wet Scrubber",2009,0.95,"LNB","SCR",2003,null,"ESPC + WS","No","ACI",2016,null,1.2,0.3303,0.07356,0.3303,0.07356,0.1,0.1,0.1,0.99]
["Braidwood Generation Station","6022_G_1",6022,"G","1",null,"Nuclear",null,"PJM_COMD","Illinois",17,"Will",197,"17197",1183,10456,1988,2068,null,null,"N","Nuclear Fuel",{"$nulls":13},0,0,0,0]
["Greenwood (MI)","6035_B_1",6035,"B","1",2700,"O/G Steam",null,"MIS_LMI","Michigan",26,"St Clair",147,"26147",785,11952,1979,9999,"wall","dry","N","Natural Gas, Residual Fuel Oil",{"$nulls":12},0.8,0.13082,0.13082,0.13082,0.13082]
["Catawba","6036_G_2",6036,"G","2",null,"Nuclear",null,"S_VACA","South Carolina",45,"York",91,"45091",1150.1,10456,1986,2066,null,null,"N","Nuclear Fuel",{"$nulls":13},0,0,0,0]
["DeBary","6046_G_2",6046,"G","2",89893,"Combustion Turbine",null,"FRCC","Florida",12,"Volusia",127,"12127",48,13912,1976,9999,null,null,"N","Distillate Fuel Oil",{"$nulls":12},0.501,0.46332,0.46332,0.46332,0.46332]
["Wansley","6052_G_5A",6052,"G","5A",90257,"Combustion Turbine",null,"S_SOU","Georgia",13,"Heard",149,"13149",49,25000,1980,9999,null,null,"N","Distillate Fuel Oil",{"$nulls":3},"H2O",{"$nulls":8},0.052,1.20353,1.20353,1.20353,1.20353]
["Jeffrey Energy Center","6068_B_1",6068,"B","1",2734,"Coal Steam",null,"SPP_N","Kansas",20,"Pottawatomie",149,"20149",718,11114,1978,9999,"tangential","dry","N","Subbituminous","Wet Scrubber",2008,0.992,"LNC3","SCR",2014,null,"ESPC","No","ACI",2016,null,0.08,0.2287,0.03385,0.2287,0.03385,0.1,0.1,0.1,0.99,{"$nulls":6},"Yes"]
["Victor J Daniel Jr","6073_G_4ST",6073,"G","4ST",null,"Combined Cycle",null,"S_SOU","Mississippi",28,"Jackson",59,"28059",175.4,7094,2001,9999,null,null,"N","Natural Gas",{"$nulls":3},"DLNB","SCR",2001,{"$nulls":6},1E-3,7.11E-3,7.11E-3,7.11E-3,7.11E-3]
["Stony Brook","6081_G_CT1",6081,"G","CT1",2756,"Combined Cycle",null,"NENGREST","Massachusetts",25,"Hampden",13,"25013",69.7,9299,1981,9999,null,null,"N","Natural Gas, Distillate Fuel Oil",{"$nulls":3},"STM",{"$nulls":8},1.2,0.14619,0.14619,0.14619,0.14619]
["R M Schahfer","6085_B_18",6085,"B","18",2765,"Coal Steam",null,"MIS_INKY","Indiana",18,"Jasper",73,"18073",361,11495,1986,2023,"tangential","dry","N","Bituminous","Wet Scrubber",1986,0.97,"LNC3",{"$nulls":3},"ESPC","No",{"$nulls":3},0.62,0.17791,0.17791,0.17791,0.17791,0.05,0.84,0.56,0.99]
["Wallace Dam","6087_G_2",6087,"G","2",null,"Pumped Storage",null,"S_SOU","Georgia",13,"Hancock",141,"13141",53.3,0,1980,9999,null,null,"N","Pumped Storage",{"$nulls":13},0,0,0,0]
["Sooner","6095_B_2",6095,"B","2",2774,"Coal Steam",null,"SPP_WEST","Oklahoma",40,"Noble",103,"40103",512,10571,1980,9999,"tangential","dry","N","Subbituminous","Dry Scrubber",2019,0.95,"LNC3 + OFA",{"$nulls":3},"ESPC","No","ACI",2016,null,1.2,0.12713,0.12713,0.12713,0.12713,0.1,0.1,0.1,0.9700000000000001,{"$nulls":6},"Yes"]
["Seabrook","6115_G_1",6115,"G","1",null,"Nuclear",null,"NENGREST","New Hampshire",33,"Rockingham",15,"33015",1250.9,10456,1990,2070,null,null,"N","Nuclear Fuel",{"$nulls":13},0,0,0,0]
["McIntosh","6124_G_CT2",6124,"G","CT2",2789,"Combustion Turbine",null,"S_SOU","Georgia",13,"Effingham",103,"13103",82.2,16908,1995,9999,null,null,"N","Natural Gas",{"$nulls":3},"H2O",{"$nulls":8},0.052,0.74229,0.74229,0.74229,0.74229]
["Fairfield Pumped Storage","6126_G_6",6126,"G","6",null,"Pumped Storage",null,"S_VACA","South Carolina",45,"Fairfield",39,"45039",72,0,1978,9999,null,null,"N","Pumped Storage",{"$nulls":13},0,0,0,0]
["Richard B Russell","6132_G_7",6132,"G","7",null,"Pumped Storage",null,"S_SOU","Georgia",13,"Elbert",105,"13105",82,0,2002,9999,null,null,"N","Pumped Storage",{"$nulls":13},0,0,0,0]
["Harry Truman","6141_G_4",6141,"G","4",null,"Pumped Storage",null,"SPP_WEST","Missouri",29,"Benton",15,"29015",31,0,1982,9999,null,null,"N","Pumped Storage",{"$nulls":13},0,0,0,0]
["Sequoyah","6152_G_2",6152,"G","2",null,"Nuclear",null,"S_C_TVA","Tennessee",47,"Hamilton",65,"47065",1125.7,10456,1982,2062,null,null,"N","Nuclear Fuel",{"$nulls":13},0,0,0,0]
["Grand Coulee","6163_G_6",6163,"G","6",null,"Hydro",null,"WECC_PNW","Washington",53,"Grant",25,"53025",125,0,1943,9999,null,null,"N","Hydro",{"$nulls":13},0,0,0,0]
["Grand Coulee","6163_G_LS1",6163,"G","LS1",null,"Hydro",null,"WECC_PNW","Washington",53,"Grant",25,"53025",10,0,1941,9999,null,null,"N","Hydro",{"$nulls":13},0,0,0,0]
["Bath County","6167_G_5",6167,"G","5",null,"Pumped Storage",null,"PJM_Dom","Virginia",51,"Bath",17,"51017",501,0,1985,9999,null,null,"N","Pumped Storage",{"$nulls":13},0,0,0,0]
["Oak Grove (TX)","6180_B_1",6180,"B","1",2830,"Coal Steam",null,"ERC_REST","Texas",48,"Robertson",395,"48395",840,10479,2010,9999,"tangential","dry","N","Lignite","Wet Scrubber",2009,0.98,"LNC2 + NH3","SCR",2009,null,"B","NA","ACI",2010,null,0.192,0.07184,0.07184,0.07184,0.07184,0.1,0.1,0.1,0.99]
["Brame Energy Center","6190_B_3-1",6190,"B","3-1",90034,"Coal Steam",null,"MIS_LA","Louisiana",22,"Rapides",79,"22079",314,10323,2010,9999,"FBC","dry","N","Bituminous, Petroleum Coke","Dry Scrubber",2010,0.92,"CF","SNCR",null,"2010","B + C","NA","ACI",2015,null,1.2,0.03356,0.02626,0.03356,0.02626,0.07,0.07,0.07,0.99,"Yes",2016]
["Rock Island","6200_G_B-4",6200,"G","B-4",null,"Hydro",null,"WECC_PNW","Washington",53,"Chelan",7,"53007",15,0,1932,9999,null,null,"N","Hydro",{"$nulls":13},0,0,0,0]
["Laramie River Station","6204_B_2",6204,"B","2",2845,"Coal Steam",null,"WECC_WY","Wyoming",56,"Platte",31,"56031",570,10221,1981,9999,"wall","dry","N","Subbituminous","Wet Scrubber",1981,0.9,"LNB + OFA","SNCR",null,2018,"ESPH","No","ACI",2015,null,0.12,0.15532,0.15532,0.15532,0.15532,0.1,0.1,0.1,0.9500000000000001,{"$nulls":6},"Yes"]
["Empire Energy Center","6223_G_2",6223,"G","2",89858,"Combustion Turbine",null,"SPP_N","Missouri",29,"Jasper",97,"29097",82,12249,1981,9999,null,null,"N","Natural Gas, Distillate Fuel Oil",{"$nulls":3},"H2O",{"$nulls":8},2.3,0.14061,0.14061,0.14061,0.14061]
["Winyah","6249_B_4",6249,"B","4",2870,"Coal Steam",null,"S_VACA","South Carolina",45,"Georgetown",43,"45043",285,10684,1981,9999,"wall","dry","N","Bituminous","Wet Scrubber",1981,0.976,"LNB + OFA","SCR",2005,null,"ESPC + WS","No",{"$nulls":3},0.52,0.08773,0.08773,0.08773,0.08773,0.1,0.84,0.56,0.9540000000000001]
["Scherer","6257_B_3",6257,"B","3",2877,"Coal Steam",null,"S_SOU","Georgia",13,"Monroe",207,"13207",857,10592,1987,9999,"tangential","dry","N","Subbituminous","Wet Scrubber",2011,0.98,"LNB + OFA","SCR",2010,null,"ESPC + B + WS","No","ACI",2009,null,1.2,0.24563,0.06352,0.24563,0.06352,0.1,0.1,0.1,0.99]
["Detour","6369_G_7",6369,"G","7",null,"Combustion Turbine","IC Engine","MIS_WUMS","Michigan",26,"Chippewa",33,"26033",2.5,15902,1976,9999,null,null,"N","Distillate Fuel Oil",{"$nulls":12},1.67,4.1606,4.1606,4.1606,4.1606]
["Tangier","6390_G_6",6390,"G","6",null,"Combustion Turbine","IC Engine","PJM_EMAC","Virginia",51,"Accomack",1,"51001",1.2,10745,1993,9999,null,null,"N","Distillate Fuel Oil",{"$nulls":12},2.64,1.77612,1.77612,1.77612,1.77612]
["Elephant Butte","6402_G_3",6402,"G","3",null,"Hydro",null,"WECC_NM","New Mexico",35,"Sierra",51,"35051",9.3,0,1940,9999,null,null,"N","Hydro",{"$nulls":13},0,0,0,0]
["Alcova","6409_G_1",6409,"G","1",null,"Hydro",null,"WECC_WY","Wyoming",56,"Natrona",25,"56025",20.7,0,1955,9999,null,null,"N","Hydro",{"$nulls":13},0,0,0,0]
["Cheatham","6418_G_2",6418,"G","2",null,"Hydro",null,"S_C_TVA","Tennessee",47,"Dickson",43,"47043",13.8,0,1958,9999,null,null,"N","Hydro",{"$nulls":13},0,0,0,0]
["Boundary","6433_G_52",6433,"G","52",null,"Hydro",null,"WECC_PNW","Washington",53,"Pend Oreille",51,"53051",161.5,0,1967,9999,null,null,"N","Hydro",{"$nulls":13},0,0,0,0]
["Wilson Dam","6440_G_16",6440,"G","16",null,"Hydro",null,"S_C_TVA","Alabama",1,"Lauderdale",77,"01077",29.2,0,1950,9999,null,null,"N","Hydro",{"$nulls":13},0,0,0,0]
["Proctor","6450_G_3",6450,"G","3",null,"Hydro",null,"NENGREST","Vermont",50,"Rutland",21,"50021",0.7,0,1905,9999,null,null,"N","Hydro",{"$nulls":13},0,0,0,0]
["San Francisquito 1","6479_G_1A",6479,"G","1A",null,"Hydro",null,"WEC_LADW","California",6,"Los Angeles",37,"06037",27,0,1983,9999,null,null,"N","Hydro",{"$nulls":13},0,0,0,0]
["Oak Grove","6505_G_2",6505,"G","2",null,"Hydro",null,"WECC_PNW","Oregon",41,"Clackamas",5,"41005",22,0,1931,9999,null,null,"N","Hydro",{"$nulls":13},0,0,0,0]
["Kings Beach","6518_G_KB1",6518,"G","KB1",null,"Combustion Turbine","IC Engine","WECC_NNV","California",6,"Placer",61,"06061",2,10745,2008,9999,null,null,"N","Distillate Fuel Oil",{"$nulls":13},0.4671,0.4671,0.4671,0.4671]
["Vergennes 9","6519_G_6",6519,"G","6",null,"Combustion Turbine","IC Engine","NENGREST","Vermont",50,"Addison",1,"50001",2,10745,1964,9999,null,null,"N","Distillate Fuel Oil",{"$nulls":12},2,1.77612,1.77612,1.77612,1.77612]
["Millville Hydro Station","6546_G_3",6546,"G","3",null,"Hydro",null,"PJM_AP","West Virginia",54,"Jefferson",37,"54037",1,0,1938,9999,null,null,"N","Hydro",{"$nulls":13},0,0,0,0]
["London","6560_G_1",6560,"G","1",null,"Hydro",null,"PJM_West","West Virginia",54,"Kanawha",39,"54039",6.9,0,1935,9999,null,null,"N","Hydro",{"$nulls":13},0,0,0,0]
["Stock Island","6584_G_MSD2",6584,"G","MSD2",null,"Combustion Turbine","IC Engine","FRCC","Florida",12,"Monroe",87,"12087",7.5,10745,1991,9999,null,null,"N","Distillate Fuel Oil",{"$nulls":12},2E-3,1.884,1.884,1.884,1.884]
["Fort Peck","6623_G_2",6623,"G","2",null,"Hydro",null,"SPP_WAUE","Montana",30,"Mccone",55,"30055",18,0,1948,9999,null,null,"N","Hydro",{"$nulls":13},0,0,0,0]
["Foothill Feeder","6645_G_1",6645,"G","1",null,"Hydro",null,"WEC_LADW","California",6,"Los Angeles",37,"06037",3.6,0,1981,9999,null,null,"N","Hydro",{"$nulls":13},0,0,0,0]
["Pebbly Beach","6704_G_MT03",6704,"G","MT03",null,"Combustion Turbine",null,"WEC_LADW","California",6,"Los Angeles",37,"06037",0.1,17852,2011,9999,null,null,"N","Natural Gas",{"$nulls":13},0.01719,0.01719,0.01719,0.01719]
["Pebbly Beach","6704_G_MT25",6704,"G","MT25",null,"Combustion Turbine",null,"WEC_LADW","California",6,"Los Angeles",37,"06037",0.1,17852,2011,9999,null,null,"N","Natural Gas",{"$nulls":13},0.01719,0.01719,0.01719,0.01719]
["St Stephen","6789_G_2",6789,"G","2",null,"Hydro",null,"S_VACA","South Carolina",45,"Berkeley",15,"45015",28,0,1985,9999,null,null,"N","Hydro",{"$nulls":13},0,0,0,0]
["Hugoton 2","7011_G_12",7011,"G","12",null,"Combustion Turbine","IC Engine","SPP_N","Kansas",20,"Stevens",189,"20189",2.8,10745,1997,9999,null,null,"N","Natural Gas, Distillate Fuel Oil",{"$nulls":12},3,2.8335,2.8335,2.8335,2.8335]
["Gravel Neck","7032_G_5",7032,"G","5",88240,"Combustion Turbine",null,"PJM_Dom","Virginia",51,"Surry",181,"51181",85,12881,1989,9999,null,null,"N","Natural Gas",{"$nulls":3},"H2O",{"$nulls":8},2.64,0.17221,0.17221,0.17221,0.17221]
["Solon Diesel","7058_G_5",7058,"G","5",null,"Combustion Turbine","IC Engine","MIS_MNWI","Wisconsin",55,"Douglas",31,"55031",0.8,16586,1989,9999,null,null,"N","Distillate Fuel Oil",{"$nulls":12},3,1.77612,1.77612,1.77612,1.77612]
["McIntosh (AL)","7063_G_4",7063,"G","4",90423,"Combustion Turbine",null,"S_SOU","Alabama",1,"Washington",129,"01129",175,11348,2010,9999,null,null,"N","Natural Gas",{"$nulls":3},"DLNB",{"$nulls":9},0.03318,0.03318,0.03318,0.03318]
["Hoist","7115_G_2",7115,"G","2",null,"Hydro",null,"MIS_WUMS","Michigan",26,"Marquette",103,"26103",0.8,0,1988,9999,null,null,"N","Hydro",{"$nulls":13},0,0,0,0]
["Whillock","7135_G_2",7135,"G","2",null,"Hydro",null,"MIS_AR","Arkansas",5,"Conway",29,"05029",6,0,1993,9999,null,null,"N","Hydro",{"$nulls":13},0,0,0,0]
["Forked River","7138_G_1",7138,"G","1",2945,"Combustion Turbine",null,"PJM_EMAC","New Jersey",34,"Ocean",29,"34029",34,15400,1989,9999,null,null,"N","Natural Gas, Distillate Fuel Oil",{"$nulls":3},"H2O",{"$nulls":8},0.32,0.11689,0.11689,0.11689,0.11689]
["Hay Road","7153_G_HR5",7153,"G","HR5",2966,"Combined Cycle",null,"PJM_EMAC","Delaware",10,"New Castle",3,"10003",128,8132,2001,9999,null,null,"N","Natural Gas, Distillate Fuel Oil",{"$nulls":3},"H2O + OFA","SCR",{"$nulls":7},0.04,0.01372,0.01372,0.01372,0.01372]
["Waddell","7164_G_PG6",7164,"G","PG6",null,"Pumped Storage",null,"WECC_AZ","Arizona",4,"Maricopa",13,"04013",10,0,1993,9999,null,null,"N","Pumped Storage",{"$nulls":13},0,0,0,0]
["Tesla","7233_G_1",7233,"G","1",null,"Hydro",null,"WECC_CO","Colorado",8,"El Paso",41,"08041",28,0,1997,9999,null,null,"N","Hydro",{"$nulls":13},0,0,0,0]
["Cane Island","7238_G_2",7238,"G","2",3044,"Combined Cycle",null,"FRCC","Florida",12,"Osceola",97,"12097",69,7383,1995,9999,null,null,"N","Natural Gas, Distillate Fuel Oil",{"$nulls":3},"DLNB + H2O",{"$nulls":8},0.006,0.02945,0.02945,0.02945,0.02945]
["Woodland","7266_G_2",7266,"G","2",null,"Combined Cycle",null,"WEC_BANC","California",6,"Stanislaus",99,"06099",37,8782,2003,9999,null,null,"N","Natural Gas",{"$nulls":3},"H2O","SCR",2003,{"$nulls":7},0.00614,0.00614,0.00614,0.00614]
["Lincoln Combustion","7277_G_2",7277,"G","2",3078,"Combustion Turbine",null,"S_VACA","North Carolina",37,"Lincoln",109,"37109",76,13638,1995,9999,null,null,"N","Natural Gas, Distillate Fuel Oil",{"$nulls":3},"H2O",{"$nulls":8},2.3,0.08347,0.08347,0.08347,0.08347]
["Gardner Energy Center","7281_G_CT2",7281,"G","CT2",null,"Combustion Turbine",null,"SPP_N","Kansas",20,"Johnson",91,"20091",13.5,17871,1990,9999,null,null,"N","Natural Gas, Distillate Fuel Oil",{"$nulls":13},0.0951,0.0951,0.0951,0.0951]
["Hines Energy Complex","7302_G_2ST",7302,"G","2ST",null,"Combined Cycle",null,"FRCC","Florida",12,"Polk",105,"12105",180,7190,2003,9999,null,null,"N","Natural Gas, Distillate Fuel Oil",{"$nulls":3},"DLNB + H2O","SCR",2003,{"$nulls":6},0.05,0.01049,0.01049,0.01049,0.01049]
["Almond Power Plant","7315_G_4",7315,"G","4",90502,"Combustion Turbine",null,"WEC_CALN","California",6,"Stanislaus",99,"06099",50,10746,2012,9999,null,null,"N","Natural Gas",{"$nulls":3},"H2O","SCR",{"$nulls":8},0.00897,0.00897,0.00897,0.00897]
["University of Florida","7345_G_P1",7345,"G","P1",3102,"Combustion Turbine",null,"FRCC","Florida",12,"Alachua",1,"12001",47,10745,1994,9999,null,null,"N","Natural Gas",{"$nulls":3},"STM",{"$nulls":8},0.501,0.06673,0.06673,0.06673,0.06673]
["Midulla Generating Station","7380_G_GT5",7380,"G","GT5",89705,"Combustion Turbine",null,"FRCC","Florida",12,"Hardee",49,"12049",54,11720,2006,9999,null,null,"N","Natural Gas, Distillate Fuel Oil",{"$nulls":3},"DLNB + H2O",{"$nulls":8},0.8,0.08304,0.08304,0.08304,0.08304]
["Shelbina Power #2","7406_G_G5",7406,"G","G5",null,"Combustion Turbine","IC Engine","S_D_AECI","Missouri",29,"Shelby",205,"29205",1.6,10745,1992,9999,null,null,"N","Distillate Fuel Oil",{"$nulls":12},2.3,1.77612,1.77612,1.77612,1.77612]
["Short Mountain","7413_G_1",7413,"G","1",null,"Landfill Gas",null,"WECC_PNW","Oregon",41,"Lane",39,"41039",0.8,13500,1992,9999,null,null,"N","Landfill Gas",{"$nulls":13},0.24082,0.24082,0.24082,0.24082]
["Godwin Drive Plant","7439_G_C10",7439,"G","C10",null,"Combustion Turbine","IC Engine","PJM_Dom","Virginia",51,"Prince William",153,"51153",1.5,10914,1992,9999,null,null,"N","Distillate Fuel Oil",{"$nulls":12},1.06,1.77612,1.77612,1.77612,1.77612]
["Rathdrum","7456_G_1",7456,"G","1",3118,"Combustion Turbine",null,"WECC_PNW","Idaho",16,"Kootenai",55,"16055",66,11979,1994,9999,null,null,"N","Natural Gas",{"$nulls":3},"DLNB",{"$nulls":8},1.75,0.03921,0.03921,0.03921,0.03921]
["Upper Sterling","7474_G_2",7474,"G","2",null,"Hydro",null,"PJM_COMD","Illinois",17,"Whiteside",195,"17195",1,0,1988,9999,null,null,"N","Hydro",{"$nulls":13},0,0,0,0]
["Fergus Control Ctr","7505_G_1",7505,"G","1",null,"Combustion Turbine","IC Engine","MIS_MAPP","Minnesota",27,"Otter Tail",111,"27111",2,11670,1995,9999,null,null,"N","Distillate Fuel Oil",{"$nulls":13},3.62898,3.62898,3.62898,3.62898]
["Kaw Hydro","7545_G_1",7545,"G","1",null,"Hydro",null,"SPP_WEST","Oklahoma",40,"Kay",71,"40071",29.6,0,1989,9999,null,null,"N","Hydro",{"$nulls":13},0,0,0,0]
["Nebraska City # 2","7555_G_13",7555,"G","13",null,"Combustion Turbine","IC Engine","SPP_N","Nebraska",31,"Otoe",131,"31131",4.2,12822,1998,9999,null,null,"N","Distillate Fuel Oil",{"$nulls":12},2.5,1.77612,1.77612,1.77612,1.77612]
["Panora","7584_G_3",7584,"G","3",null,"Combustion Turbine","IC Engine","MIS_IA","Iowa",19,"Guthrie",77,"19077",2,11141,1993,9999,null,null,"N","Distillate Fuel Oil",{"$nulls":12},0.143,1.77612,1.77612,1.77612,1.77612]
["Auglaize Hydro","7657_G_2A",7657,"G","2A",null,"Hydro",null,"PJM_ATSI","Ohio",39,"Defiance",39,"39039",1,0,2004,9999,null,null,"N","Hydro",{"$nulls":13},0,0,0,0]
["H Allen Franklin Combined Cycle","7710_G_ST3",7710,"G","ST3",null,"Combined Cycle",null,"S_SOU","Alabama",1,"Lee",81,"01081",281,7050,2008,9999,null,null,"N","Natural Gas",{"$nulls":3},"DLNB","SCR",2008,{"$nulls":6},1E-3,0.00915,0.00915,0.00915,0.00915]
["Coffin Butte","7725_G_5",7725,"G","5",null,"Landfill Gas",null,"WECC_PNW","Oregon",41,"Benton",3,"41003",1.5,13500,2007,9999,null,null,"N","Landfill Gas",{"$nulls":13},0.24082,0.24082,0.24082,0.24082]
["Chouteau","7757_G_5",7757,"G","5",90617,"Combined Cycle",null,"S_D_AECI","Oklahoma",40,"Mayes",97,"40097",155,7433,2011,9999,null,null,"N","Natural Gas",{"$nulls":3},"DLNB","SCR",{"$nulls":8},0.00454,0.00454,0.00454,0.00454]
["Dahlberg","7765_G_5",7765,"G","5",3189,"Combustion Turbine",null,"S_SOU","Georgia",13,"Jackson",157,"13157",74.7,12100,2000,9999,null,null,"N","Natural Gas",{"$nulls":3},"DLNB + H2O",{"$nulls":8},0.052,0.03103,0.03103,0.03103,0.03103]
["Bloomington Power Plant","7767_G_6",7767,"G","6",null,"Combustion Turbine","IC Engine","WECC_UT","Utah",49,"Washington",53,"49053",1.5,10745,1999,9999,null,null,"N","Distillate Fuel Oil",{"$nulls":12},0.85,1.77612,1.77612,1.77612,1.77612]
["Dover Peaking","7777_G_4",7777,"G","4",null,"Combustion Turbine","IC Engine","PJM_West","Ohio",39,"Tuscarawas",157,"39157",1.8,10745,1999,9999,null,null,"N","Distillate Fuel Oil",{"$nulls":12},0.5,3.16,3.16,3.16,3.16]
["Hamilton Peaking","7782_G_1",7782,"G","1",3225,"Combustion Turbine",null,"PJM_West","Ohio",39,"Butler",17,"39017",29,12019,2000,9999,null,null,"N","Natural Gas",{"$nulls":3},"H2O",{"$nulls":8},0.5,0.16492,0.16492,0.16492,0.16492]
["Dominion/Lo Mar","7797_G_LOM2",7797,"G","LOM2",null,"Combustion Turbine","IC Engine","PJM_Dom","Virginia",51,"Prince William",153,"51153",1.7,10745,1997,9999,null,null,"N","Distillate Fuel Oil",{"$nulls":12},1.06,1.77612,1.77612,1.77612,1.77612]
["Sherwood H Smith Jr Energy Complex","7805_G_ST5",7805,"G","ST5",null,"Combined Cycle",null,"S_VACA","North Carolina",37,"Richmond",153,"37153",248,7050,2011,9999,null,null,"N","Natural Gas",{"$nulls":3},"DLNB + H2O","SCR",2011,{"$nulls":7},0.00657,0.00657,0.00657,0.00657]
["Kaukauna City Hydro","7822_G_1",7822,"G","1",null,"Hydro",null,"MIS_WUMS","Wisconsin",55,"Outagamie",87,"55087",2.4,0,1940,9999,null,null,"N","Hydro",{"$nulls":13},0,0,0,0]
["Beaver Island","7831_G_3",7831,"G","3",null,"Combustion Turbine","IC Engine","MIS_LMI","Michigan",26,"Charlevoix",29,"26029",0.8,11722,2001,9999,null,null,"N","Distillate Fuel Oil",{"$nulls":12},1.67,4.1606,4.1606,4.1606,4.1606]
["John S Rainey","7834_G_CT1A",7834,"G","CT1A",3260,"Combined Cycle",null,"S_VACA","South Carolina",45,"Anderson",7,"45007",150,7074,2001,9999,null,null,"N","Natural Gas, Distillate Fuel Oil",{"$nulls":3},"DLNB + H2O","SCR",2004,{"$nulls":6},1E-3,0.0167,0.0167,0.0167,0.0167]
["Ladysmith","7839_G_4",7839,"G","4",3284,"Combustion Turbine",null,"PJM_Dom","Virginia",51,"Caroline",33,"51033",160,10745,2008,9999,null,null,"N","Natural Gas, Distillate Fuel Oil",{"$nulls":3},"DLNB + H2O",{"$nulls":9},0.03364,0.03364,0.03364,0.03364]
["Lagoon Creek","7845_G_GT6",7845,"G","GT6",3306,"Combustion Turbine",null,"S_C_TVA","Tennessee",47,"Haywood",75,"47075",73.9,11980,2001,9999,null,null,"N","Natural Gas, Distillate Fuel Oil",{"$nulls":12},5,0.03134,0.03134,0.03134,0.03134]
["Knoxville Industrial","7849_G_7",7849,"G","7",null,"Combustion Turbine","IC Engine","MIS_MIDA","Iowa",19,"Marion",125,"19125",2,25000,2000,9999,null,null,"N","Distillate Fuel Oil",{"$nulls":12},0.05,1.77612,1.77612,1.77612,1.77612]
["Waterloo Lundquist","7851_G_4",7851,"G","4",null,"Combustion Turbine","IC Engine","MIS_MIDA","Iowa",19,"Black Hawk",13,"19013",2,25000,2000,9999,null,null,"N","Distillate Fuel Oil",{"$nulls":12},0.05,1.77612,1.77612,1.77612,1.77612]
["MEPI GT Facility","7858_G_1",7858,"G","1",3322,"Combustion Turbine",null,"S_C_TVA","Illinois",17,"Massac",127,"17127",55,13608,1974,9999,null,null,"N","Natural Gas",{"$nulls":3},"H2O",{"$nulls":8},1,0.15752,0.15752,0.15752,0.15752]
["Robert P Mone Plant","7872_G_2",7872,"G","2",3337,"Combustion Turbine",null,"PJM_West","Ohio",39,"Van Wert",161,"39161",145,10745,2002,9999,null,null,"N","Natural Gas, Distillate Fuel Oil",{"$nulls":3},"DLNB + H2O",{"$nulls":8},0.05,0.10155,0.10155,0.10155,0.10155]
["Wellington","7878_G_1",7878,"G","1",null,"Combustion Turbine","IC Engine","PJM_ATSI","Ohio",39,"Lorain",93,"39093",1,10745,1998,9999,null,null,"N","Distillate Fuel Oil",{"$nulls":12},0.5,3.16,3.16,3.16,3.16]
["Terry Bundy Generating Station","7887_G_4",7887,"G","4",8374,"Combustion Turbine",null,"SPP_NEBR","Nebraska",31,"Lancaster",109,"31109",47,11365,2003,9999,null,null,"N","Natural Gas, Distillate Fuel Oil",{"$nulls":3},"H2O + NH3","SCR",{"$nulls":8},0.03492,0.03492,0.03492,0.03492]
["Sand Hill","7900_G_5C",7900,"G","5C",null,"Combined Cycle",null,"ERC_REST","Texas",48,"Travis",453,"48453",151,7749,2004,9999,null,null,"N","Natural Gas",{"$nulls":3},"DLNB","SCR",2004,{"$nulls":7},0.0099,0.0099,0.0099,0.0099]
["Harlem River Yard","7914_G_HR01",7914,"G","HR01",8396,"Combustion Turbine",null,"NY_Z_J","New York",36,"Bronx",5,"36005",39.9,10745,2001,9999,null,null,"N","Natural Gas",{"$nulls":4},"SCR",{"$nulls":7},0.316,0.01061,0.01061,0.01061,0.01061]
["Seville","7919_G_3",7919,"G","3",null,"Combustion Turbine","IC Engine","PJM_ATSI","Ohio",39,"Medina",103,"39103",1.8,10745,2001,9999,null,null,"N","Distillate Fuel Oil",{"$nulls":12},0.5,3.16,3.16,3.16,3.16]
["Albertville","7924_G_DG1",7924,"G","DG1",null,"Combustion Turbine","IC Engine","S_C_TVA","Alabama",1,"Marshall",95,"01095",0.9,12822,2000,9999,null,null,"N","Distillate Fuel Oil",{"$nulls":12},4,1.77612,1.77612,1.77612,1.77612]
["South Strawberry","7926_G_2A",7926,"G","2A",null,"Combustion Turbine","IC Engine","MIS_IA","Iowa",19,"Clayton",43,"19043",1.8,10745,2002,9999,null,null,"N","Distillate Fuel Oil",{"$nulls":12},2.5,1.77612,1.77612,1.77612,1.77612]
["Industrial Park","7934_G_5",7934,"G","5",null,"Combustion Turbine","IC Engine","PJM_COMD","Illinois",17,"Whiteside",195,"17195",1.8,10745,2001,9999,null,null,"N","Distillate Fuel Oil",{"$nulls":12},1,0.73147,0.73147,0.73147,0.73147]
["Nottoway Diesel Generating Facility","7941_G_2",7941,"G","2",null,"Combustion Turbine","IC Engine","PJM_Dom","Virginia",51,"Southampton",175,"51175",2,10745,2002,9999,null,null,"N","Natural Gas, Distillate Fuel Oil",{"$nulls":13},1.77612,1.77612,1.77612,1.77612]
["Lawrence County Station","7948_G_5",7948,"G","5",88290,"Combustion Turbine",null,"MIS_INKY","Indiana",18,"Lawrence",93,"18093",44.8,11362,2005,9999,null,null,"N","Natural Gas",{"$nulls":3},"H2O",{"$nulls":8},0.006,0.09165,0.09165,0.09165,0.09165]
["Horry Land Fill Gas Site","7958_G_HG3",7958,"G","HG3",null,"Landfill Gas",null,"S_VACA","South Carolina",45,"Horry",51,"45051",1.1,13500,2003,9999,null,null,"N","Landfill Gas",{"$nulls":13},0.24082,0.24082,0.24082,0.24082]
["Pella Peaking","7971_G_9",7971,"G","9",null,"Combustion Turbine","IC Engine","MIS_MIDA","Iowa",19,"Marion",125,"19125",1.8,10745,2003,9999,null,null,"N","Distillate Fuel Oil",{"$nulls":12},0.15,1.77612,1.77612,1.77612,1.77612]
["Sharpe","7973_G_2",7973,"G","2",null,"Combustion Turbine","IC Engine","SPP_N","Kansas",20,"Coffey",31,"20031",2,23347,2002,9999,null,null,"N","Distillate Fuel Oil",{"$nulls":13},2.8335,2.8335,2.8335,2.8335]
["Granite Falls 2","7977_G_1",7977,"G","1",null,"Combustion Turbine","IC Engine","MIS_MNWI","Minnesota",27,"Yellow Medicine",173,"27173",2,18902,2003,9999,null,null,"N","Distillate Fuel Oil",{"$nulls":13},3.62898,3.62898,3.62898,3.62898]
["Sylvarena","7989_G_2",7989,"G","2",88209,"Combustion Turbine",null,"MIS_D_MS","Mississippi",28,"Smith",129,"28129",43,10814,2003,9999,null,null,"N","Natural Gas",{"$nulls":3},"H2O",{"$nulls":8},4.8,0.08888,0.08888,0.08888,0.08888]
["Winston","7997_G_WD01",7997,"G","WD01",null,"Combustion Turbine","IC Engine","FRCC","Florida",12,"Polk",105,"12105",2.5,25000,2001,9999,null,null,"N","Distillate Fuel Oil",{"$nulls":4},"SCR",{"$nulls":7},0.8,0.28169,0.28169,0.28169,0.28169]
["Winston","7997_G_WD18",7997,"G","WD18",null,"Combustion Turbine","IC Engine","FRCC","Florida",12,"Polk",105,"12105",2.5,25000,2001,9999,null,null,"N","Distillate Fuel Oil",{"$nulls":13},2.18372,2.18372,2.18372,2.18372]
["Holtsville","8007_G_2",8007,"G","2",3403,"Combustion Turbine",null,"NY_Z_K","New York",36,"Suffolk",103,"36103",55.6,14805,1974,9999,null,null,"N","Distillate Fuel Oil",{"$nulls":3},"H2O",{"$nulls":8},1.053,0.4307,0.4307,0.4307,0.4307]
["Croydon CT Generating Station","8012_G_41",8012,"G","41",3429,"Combustion Turbine",null,"PJM_EMAC","Pennsylvania",42,"Bucks",17,"42017",49,12723,1974,9999,null,null,"N","Distillate Fuel Oil",{"$nulls":12},1,0.41347,0.41347,0.41347,0.41347]
["Columbia (WI)","8023_B_1",8023,"B","1",3431,"Coal Steam",null,"MIS_WUMS","Wisconsin",55,"Columbia",21,"55021",570,10631,1975,9999,"tangential","dry","N","Subbituminous","Dry Scrubber",2014,0.94,"LNB + OFA","SCR",2023,null,"ESPH + B","Yes","ACI",2014,null,0.075,0.12781,0.12781,0.12781,0.12781,0.1,0.1,0.1,0.99]
["Sycamore (IA)","8029_G_2",8029,"G","2",90085,"Combustion Turbine",null,"MIS_MIDA","Iowa",19,"Polk",153,"19153",73,21270,1974,9999,null,null,"N","Natural Gas",{"$nulls":12},0.5,0.30133,0.30133,0.30133,0.30133]
["Intercession City","8049_G_P12",8049,"G","P12",3442,"Combustion Turbine",null,"FRCC","Florida",12,"Osceola",97,"12097",73,13320,2000,9999,null,null,"N","Natural Gas, Distillate Fuel Oil",{"$nulls":3},"DLNB + H2O",{"$nulls":8},0.05,0.03172,0.03172,0.03172,0.03172]
["Waterford 1 & 2","8056_G_4",8056,"G","4",3561,"Combustion Turbine",null,"MIS_AMSO","Louisiana",22,"St Charles",89,"22089",33.1,15920,2009,9999,null,null,"N","Distillate Fuel Oil",{"$nulls":3},"STM",{"$nulls":9},0.1201,0.1201,0.1201,0.1201]
["Beaver","8073_G_1",8073,"G","1",null,"Combined Cycle",null,"WECC_PNW","Oregon",41,"Columbia",9,"41009",54,10697,1974,9999,null,null,"N","Natural Gas, Distillate Fuel Oil",{"$nulls":13},0.11295,0.11295,0.11295,0.11295]
["Springfield (CO)","8100_G_2",8100,"G","2",null,"Combustion Turbine","IC Engine","WECC_CO","Colorado",8,"Baca",9,"08009",0.2,12822,1950,9999,null,null,"N","Natural Gas, Distillate Fuel Oil",{"$nulls":12},1.2,1.77612,1.77612,1.77612,1.77612]
["Stanberry","8110_G_IC5",8110,"G","IC5",null,"Combustion Turbine","IC Engine","S_D_AECI","Missouri",29,"Gentry",75,"29075",0.3,12822,1958,9999,null,null,"N","Distillate Fuel Oil",{"$nulls":12},2.3,1.77612,1.77612,1.77612,1.77612]
["Hoover Dam (AZ)","8902_G_A3",8902,"G","A3",null,"Hydro",null,"WECC_AZ","Arizona",4,"Mohave",15,"04015",130,0,1952,9999,null,null,"N","Hydro",{"$nulls":13},0,0,0,0]
["Cherry Street","9038_G_8",9038,"G","8",null,"Combustion Turbine","IC Engine","NENGREST","Massachusetts",25,"Middlesex",17,"25017",3.4,11628,1956,9999,null,null,"N","Natural Gas, Distillate Fuel Oil",{"$nulls":12},0.789,3.07376,3.07376,3.07376,3.07376]
["Covanta Hennepin Energy","10013_B_2",10013,"B","2",null,"Municipal Solid Waste",null,"MIS_MNWI","Minnesota",27,"Hennepin",53,"27053",16.8,19550,1989,9999,null,null,"N","MSW","Dry Scrubber",1989,0.95,"AA","SNCR",null,"2015","B","NA","ACI",1994,null,null,0.22,0.165,0.22,0.165,0.08,0.08,0.08]
["RED-Rochester, LLC","10025_G_75TG",10025,"G","75TG",null,"Coal Steam",null,"NY_Z_B","New York",36,"Monroe",55,"36055",2.2,8752,2015,9999,null,null,"N","Bituminous",{"$nulls":8},"NA",{"$nulls":3},1.1,0.07,0.07,0.07,0.07,1,1,1]
["Little Mac Project","10049_G_4",10049,"G","4",null,"Hydro",null,"WECC_ID","Idaho",16,"Twin Falls",83,"16083",0.4,0,1984,9999,null,null,"N","Hydro",{"$nulls":13},0,0,0,0]
["Lockwood Hydroelectric Facility","10066_G_GEN4",10066,"G","GEN4",null,"Hydro",null,"NENG_ME","Maine",23,"Kennebec",11,"23011",0.7,0,1985,9999,null,null,"N","Hydro",{"$nulls":13},0,0,0,0]
["Strontia Springs Hydro Plant","10081_G_GEN1",10081,"G","GEN1",null,"Hydro",null,"WECC_CO","Colorado",8,"Douglas",35,"08035",1,0,1986,9999,null,null,"N","Hydro",{"$nulls":13},0,0,0,0]
["Isabella Hydro Project","10139_G_GEN1",10139,"G","GEN1",null,"Hydro",null,"WECC_SCE","California",6,"Kern",29,"06029",5.9,0,1990,9999,null,null,"N","Hydro",{"$nulls":13},0,0,0,0]
["Childrens Hospital","10175_G_0799",10175,"G","0799",null,"Combustion Turbine","IC Engine","WEC_SDGE","California",6,"San Diego",73,"06073",2,14397,2000,9999,null,null,"N","Distillate Fuel Oil",{"$nulls":13},0.4671,0.4671,0.4671,0.4671]
["Tehachapi Wind Resource I","10191_G_EXIS",10191,"G","EXIS",null,"Onshore Wind",null,"WECC_SCE","California",6,"Kern",29,"06029",8.7,0,1984,9999,null,null,"N","Wind",{"$nulls":13},0,0,0,0]
["Snowbird Power Plant","10215_G_1367",10215,"G","1367",null,"Combustion Turbine","IC Engine","WECC_UT","Utah",49,"Salt Lake",35,"49035",0.6,14252,1986,9999,null,null,"Y","Natural Gas",{"$nulls":12},0.85,0.20283,0.20283,0.20283,0.20283]
["Bay County Waste to Energy","10250_B_1",10250,"B","1",null,"Municipal Solid Waste",null,"S_SOU","Florida",12,"Bay",5,"12005",5,22033,1986,9999,null,null,"N","MSW","Dry Scrubber",2005,0.95,"LA",{"$nulls":3},"B","NA","ACI",2005,null,null,0.47052,0.47052,0.47052,0.47052,0.08,0.08,0.08]
["Kansas River Project","10279_G_4",10279,"G","4",null,"Hydro",null,"SPP_N","Kansas",20,"Douglas",45,"20045",0.3,0,1922,9999,null,null,"N","Hydro",{"$nulls":13},0,0,0,0]
["Dutchess Cnty Resource Recovery Facility","10305_G_GEN1",10305,"G","GEN1",null,"Municipal Solid Waste",null,"NY_Z_G-I","New York",36,"Dutchess",27,"36027",7.2,15144,1987,9999,null,null,"Y","MSW",{"$nulls":13},0.41449,0.41449,0.41449,0.41449,0.08,0.08,0.08]
["Southside Water Reclamation Plant","10339_G_GEN2",10339,"G","GEN2",null,"Combustion Turbine","IC Engine","WECC_NM","New Mexico",35,"Bernalillo",1,"35001",2.1,8700,2002,9999,null,null,"Y","Natural Gas, Distillate Fuel Oil",{"$nulls":13},0.79266,0.79266,0.79266,0.79266]
["CPI USA NC Southport","10378_B_1C",10378,"B","1C",9909,"Biomass",null,"S_VACA","North Carolina",37,"Brunswick",19,"37019",16,12782,1987,9999,"stoker/SPR","wet","Y","Biomass",{"$nulls":3},"OFA",{"$nulls":3},"B","NA",{"$nulls":3},1.47,0.24147,0.24147,0.24147,0.24147,0.11,0.27,1]
["Pensacola Florida Plant","10416_B_BO9",10416,"B","BO9",null,"O/G Steam",null,"S_SOU","Florida",12,"Escambia",33,"12033",2.7,11269,2007,9999,null,null,"Y","Natural Gas",{"$nulls":13},0.07082,0.07082,0.07082,0.07082]
["ExxonMobil Baytown Refinery","10436_G_GT43",10436,"G","GT43",null,"Combustion Turbine",null,"ERC_REST","Texas",48,"Harris",201,"48201",18,13604,1977,9999,null,null,"Y","Natural Gas, Distillate Fuel Oil",{"$nulls":13},0.40657,0.40657,0.40657,0.40657]
["SEGS III","10439_B_3U100",10439,"B","3U100",null,"Solar Thermal",null,"WECC_SCE","California",6,"San Bernardino",71,"06071",36,9771,1987,9999,null,null,"N","Solar",{"$nulls":13},0,0,0,0]
["Mammoth Pacific II","10481_G_1",10481,"G","1",null,"Geothermal",null,"WECC_SCE","California",6,"Mono",51,"06051",3,9771,1990,9999,null,null,"N","Geothermal",{"$nulls":13},0,0,0,0,0.3713,0.3713,0.3713]
["Sheldon Springs Hydroelectric","10494_G_SG-3",10494,"G","SG-3",null,"Hydro",null,"NENGREST","Vermont",50,"Franklin",11,"50011",1,0,1988,9999,null,null,"N","Hydro",{"$nulls":13},0,0,0,0]
["Dayton Hydro","10520_G_2",10520,"G","2",null,"Hydro",null,"MIS_IL","Illinois",17,"Lasalle",99,"17099",1,0,1925,9999,null,null,"N","Hydro",{"$nulls":13},0,0,0,0]
["Granger Electric Generating Station #2","10532_G_2-1",10532,"G","2-1",null,"Landfill Gas",null,"MIS_LMI","Michigan",26,"Clinton",37,"26037",0.8,13500,1991,9999,null,null,"N","Landfill Gas",{"$nulls":13},0.24082,0.24082,0.24082,0.24082]
["Granger Electric Generating Station #2","10532_G_2-3",10532,"G","2-3",null,"Landfill Gas",null,"MIS_LMI","Michigan",26,"Clinton",37,"26037",0.8,13500,1991,9999,null,null,"N","Landfill Gas",{"$nulls":13},0.24082,0.24082,0.24082,0.24082]
["Al Turi","10549_G_3",10549,"G","3",null,"Landfill Gas",null,"NY_Z_G-I","New York",36,"Orange",71,"36071",0.8,13500,2011,9999,null,null,"N","Landfill Gas",{"$nulls":13},0.24082,0.24082,0.24082,0.24082]
["Formosa Utility Venture Ltd","10554_G_TBG2",10554,"G","TBG2",null,"Combined Cycle",null,"ERC_REST","Texas",48,"Calhoun",57,"48057",72,6487,1993,9999,null,null,"Y","Natural Gas",{"$nulls":13},0.0694,0.0694,0.0694,0.0694]
["Agrilectric Power Partners Ltd","10593_B_BLR1",10593,"B","BLR1",null,"Biomass",null,"MIS_WOTA","Louisiana",22,"Calcasieu",19,"22019",10.9,16473,1984,9999,null,null,"N","Biomass",{"$nulls":7},"B","NA",{"$nulls":4},0.25617,0.25617,0.25617,0.25617]
["Carthage Energy LLC","10620_G_GEN1",10620,"G","GEN1",3563,"Combined Cycle",null,"NY_Z_C&E","New York",36,"Jefferson",45,"36045",38.2,9669,1991,9999,null,null,"N","Natural Gas, Distillate Fuel Oil",{"$nulls":3},"STM",{"$nulls":9},0.12554,0.12554,0.12554,0.12554]
["Hopewell Cogeneration","10633_G_ST1",10633,"G","ST1",null,"Combined Cycle",null,"PJM_Dom","Virginia",51,"Prince George",149,"51149",96,8440,1990,9999,null,null,"Y","Natural Gas, Distillate Fuel Oil",{"$nulls":3},"STM",{"$nulls":9},0.11393,0.11393,0.11393,0.11393]
["Burney Forest Products","10652_B_BLR1",10652,"B","BLR1",null,"Biomass",null,"WEC_CALN","California",6,"Shasta",89,"06089",15.5,15755,1989,9999,null,null,"Y","Biomass",{"$nulls":3},"NH3","SNCR",null,"1989","ESPH","No",{"$nulls":4},0.06045,0.06045,0.06045,0.06045]
["Argus Cogen Plant","10684_B_BLR22",10684,"B","BLR22",null,"O/G Steam",null,"WECC_SCE","California",6,"San Bernardino",71,"06071",2.3,11668,1967,9999,null,null,"Y","Natural Gas",{"$nulls":13},0.23505,0.23505,0.23505,0.23505]
["Selkirk Cogen","10725_G_GEN4",10725,"G","GEN4",3579,"Combined Cycle",null,"NY_Z_F","New York",36,"Albany",1,"36001",77.9,8623,1994,9999,null,null,"Y","Natural Gas, Distillate Fuel Oil",{"$nulls":3},"STM","SCR",{"$nulls":8},0.03783,0.03783,0.03783,0.03783]
["Midland Cogeneration Venture","10745_G_GT12",10745,"G","GT12",88576,"Combined Cycle",null,"MIS_LMI","Michigan",26,"Midland",111,"26111",88,7289,1990,9999,null,null,"Y","Natural Gas",{"$nulls":3},"DLNB",{"$nulls":9},0.10744,0.10744,0.10744,0.10744]
["Rifle Generating Station","10755_G_GT4",10755,"G","GT4",null,"Combined Cycle",null,"WECC_CO","Colorado",8,"Garfield",45,"08045",13,8912,1987,9999,null,null,"Y","Natural Gas",{"$nulls":13},0.16855,0.16855,0.16855,0.16855]
["Las Vegas Generating Station","10761_G_GEN6",10761,"G","GEN6",3590,"Combined Cycle",null,"WECC_SNV","Nevada",32,"Clark",3,"32003",45,8374,2003,9999,null,null,"N","Natural Gas",{"$nulls":4},"SCR",{"$nulls":8},0.00888,0.00888,0.00888,0.00888]
["HL Power","10777_B_ZURN1",10777,"B","ZURN1",null,"Biomass",null,"WEC_CALN","California",6,"Lassen",35,"06035",30,14757,1989,9999,null,null,"N","Biomass",{"$nulls":3},"NH3","SNCR",null,"1989","ESPH + C","No",{"$nulls":4},0.06045,0.06045,0.06045,0.06045]
["Deer Island Treatment Plant","10823_B_B101",10823,"B","B101",null,"Non-Fossil Waste",null,"NENGREST","Massachusetts",25,"Suffolk",25,"25025",4.5,11414,1997,9999,null,null,"Y","Non-Fossil Waste",{"$nulls":3},"FR + LNB",{"$nulls":9},0,0,0,0]
["Cosgrove Intake and Power Station","10825_G_UNI1",10825,"G","UNI1",null,"Hydro",null,"NENGREST","Massachusetts",25,"Worcester",27,"25027",1,0,1969,9999,null,null,"N","Hydro",{"$nulls":13},0,0,0,0]
["Archer Daniels Midland Cedar Rapids","10864_B_5",10864,"B","5",null,"Coal Steam",null,"MIS_IA","Iowa",19,"Linn",113,"19113",100,11844,2001,9999,"FBC","dry","Y","Bituminous, Subbituminous",null,null,0.92,null,"SNCR",null,"2001","B","NA",{"$nulls":3},0.7,0.06257,0.06257,0.06257,0.06257,0.05,0.1,0.43,0.95,"Yes",2001]
["Salton Sea Power Gen Co - Unit 2","10879_G_GEN3",10879,"G","GEN3",null,"Geothermal",null,"WECC_IID","California",6,"Imperial",25,"06025",2.1,9771,1990,9999,null,null,"N","Geothermal",{"$nulls":13},0,0,0,0,0.4625,0.4625,0.4625]
["Medical Area Total Energy Plant","10883_G_DEG3",10883,"G","DEG3",null,"Combustion Turbine","IC Engine","NENGREST","Massachusetts",25,"Suffolk",25,"25025",6,13629,1985,9999,null,null,"Y","Distillate Fuel Oil",{"$nulls":4},"SCR",{"$nulls":7},0.789,1.67061,0.33412,1.67061,0.33412]
["Linden Cogen Plant","50006_G_GTG6",50006,"G","GTG6",3630,"Combined Cycle",null,"NY_Z_J","New Jersey",34,"Union",39,"34039",145.3,6762,2002,9999,null,null,"Y","Natural Gas, Distillate Fuel Oil",{"$nulls":3},"DLNB + H2O","SCR",{"$nulls":8},0.01053,0.01053,0.01053,0.01053]
["Hawks Nest Hydro","50011_G_GEN2",50011,"G","GEN2",null,"Hydro",null,"PJM_West","West Virginia",54,"Fayette",19,"54019",24.2,0,1936,9999,null,null,"N","Hydro",{"$nulls":13},0,0,0,0]
["Scotia Co-gen Humboldt Redwood Company LLC","50049_B_BLRB",50049,"B","BLRB",null,"Biomass",null,"WEC_CALN","California",6,"Humboldt",23,"06023",8.7,14268,1988,9999,null,null,"Y","Biomass",{"$nulls":7},"ESPH","No",{"$nulls":4},0.25617,0.25617,0.25617,0.25617]
["International Paper Riley Hydro","50081_G_GEN3",50081,"G","GEN3",null,"Hydro",null,"NENG_ME","Maine",23,"Franklin",7,"23007",1.1,0,1981,9999,null,null,"N","Hydro",{"$nulls":13},0,0,0,0]
["Phillips 66 Rodeo Refinery","50119_G_GENC",50119,"G","GENC",null,"Fossil Waste",null,"WEC_CALN","California",6,"Contra Costa",13,"06013",14.9,5125,1987,9999,null,null,"Y","Fossil Waste",{"$nulls":13},0.04795,0.04795,0.04795,0.04795]
["Indian Valley Dam Hydro Project","50129_G_8332",50129,"G","8332",null,"Hydro",null,"WEC_CALN","California",6,"Lake",33,"06033",0.1,0,1983,9999,null,null,"N","Hydro",{"$nulls":13},0,0,0,0]
["Union Carbide Seadrift Cogen","50150_G_GEN7",50150,"G","GEN7",null,"Combined Cycle",null,"ERC_REST","Texas",48,"Calhoun",57,"48057",6,9043,1987,9999,null,null,"Y","Natural Gas",{"$nulls":13},0.17761,0.17761,0.17761,0.17761]
["Union Falls","50176_G_GEN2",50176,"G","GEN2",null,"Hydro",null,"NY_Z_D","New York",36,"Clinton",19,"36019",1.3,0,1987,9999,null,null,"N","Hydro",{"$nulls":13},0,0,0,0]
["Multitrade Rabun Gap, LLC","50201_B_WB1",50201,"B","WB1",null,"Biomass",null,"S_SOU","Georgia",13,"Rabun",241,"13241",18,19617,2010,9999,null,null,"N","Biomass",{"$nulls":7},"ESPC","No",{"$nulls":4},0.19551,0.19551,0.19551,0.19551]
["Woodward Power Plant","50218_G_U1",50218,"G","U1",null,"Hydro",null,"WEC_CALN","California",6,"Stanislaus",99,"06099",2.7,0,1982,9999,null,null,"N","Hydro",{"$nulls":13},0,0,0,0]
["Sartell Dam","50252_G_HG3",50252,"G","HG3",null,"Hydro",null,"MIS_MNWI","Minnesota",27,"Benton",9,"27009",0.9,0,1985,9999,null,null,"N","Hydro",{"$nulls":13},0,0,0,0]
["SEMASS Resource Recovery","50290_B_1",50290,"B","1",null,"Municipal Solid Waste",null,"NENGREST","Massachusetts",25,"Plymouth",23,"25023",27,18615,1988,9999,null,null,"N","MSW","Dry Scrubber",1988,0.95,{"$nulls":4},"ESPC + B","Yes","ACI",2000,null,null,0.08934,0.08934,0.08934,0.08934,0.08,0.08,0.08]
["Passaic Valley Water Commission","50311_G_GEN4",50311,"G","GEN4",null,"Hydro",null,"PJM_EMAC","New Jersey",34,"Passaic",31,"34031",0.6,0,1935,9999,null,null,"N","Hydro",{"$nulls":13},0,0,0,0]
["Marco Ranch","50323_G_3",50323,"G","3",null,"Hydro",null,"WECC_ID","Idaho",16,"Jerome",53,"16053",0.3,0,1985,9999,null,null,"N","Hydro",{"$nulls":13},0,0,0,0]
["University of Notre Dame","50366_B_BLR2",50366,"B","BLR2",null,"Coal Steam",null,"PJM_West","Indiana",18,"St Joseph",141,"18141",3.5,10428,1952,9999,null,null,"Y","Bituminous",{"$nulls":3},"LNB",{"$nulls":3},"B","NA","ACI",2008,null,3.535,0.27367,0.27367,0.27367,0.27367,0.1,0.1,0.1]
["Paxton Creek Cogeneration","50373_G_GEN2",50373,"G","GEN2",null,"Combustion Turbine","IC Engine","PJM_WMAC","Pennsylvania",42,"Dauphin",43,"42043",6,8867,1986,9999,null,null,"Y","Natural Gas, Distillate Fuel Oil",{"$nulls":12},0.06,1.4787,1.4787,1.4787,1.4787]
["Upriver Dam Hydro Plant","50380_G_GEN4",50380,"G","GEN4",null,"Hydro",null,"WECC_PNW","Washington",53,"Spokane",63,"53063",1.5,0,1984,9999,null,null,"N","Hydro",{"$nulls":13},0,0,0,0]
["Menominee Mill Marinette","50409_G_4",50409,"G","4",null,"Hydro",null,"MIS_WUMS","Michigan",26,"Menominee",109,"26109",0.4,0,1924,9999,null,null,"N","Hydro",{"$nulls":13},0,0,0,0]
["Cowiche","50423_G_983",50423,"G","983",null,"Hydro",null,"WECC_PNW","Washington",53,"Yakima",77,"53077",1.6,0,1987,9999,null,null,"N","Hydro",{"$nulls":13},0,0,0,0]
["S D Warren Westbrook","50447_B_18",50447,"B","18",null,"Biomass",null,"NENG_ME","Maine",23,"Cumberland",5,"23005",18.8,9870,1948,9999,null,null,"Y","Biomass",{"$nulls":12},1.579,0.30096,0.30096,0.30096,0.30096]
["Indeck Oswego Energy Center","50450_G_GEN2",50450,"G","GEN2",null,"Combined Cycle",null,"NY_Z_C&E","New York",36,"Oswego",75,"36075",14,8349,1990,9999,null,null,"Y","Natural Gas, Distillate Fuel Oil",{"$nulls":3},"STM",{"$nulls":9},0.13031,0.13031,0.13031,0.13031]
["Buckeye Florida LP","50466_B_4RB",50466,"B","4RB",null,"Non-Fossil Waste",null,"FRCC","Florida",12,"Taylor",123,"12123",6,5396,1975,9999,null,null,"Y","Non-Fossil Waste",{"$nulls":7},"ESPH","No",{"$nulls":4},0,0,0,0]
["Clewiston Sugar House","50482_B_B4",50482,"B","B4",null,"Biomass",null,"FRCC","Florida",12,"Hendry",51,"12051",8.9,5686,1985,9999,null,null,"Y","Biomass",{"$nulls":7},"WS","NA",{"$nulls":4},0.14333,0.14333,0.14333,0.14333]
["Capital District Energy Center","50498_G_GTG",50498,"G","GTG",3671,"Combined Cycle",null,"NENG_CT","Connecticut",9,"Hartford",3,"09003",31.9,10238,1988,9999,null,null,"Y","Natural Gas, Distillate Fuel Oil",{"$nulls":12},0.306,0.09847,0.09847,0.09847,0.09847]
["Harbor Cogen","50541_G_ST1",50541,"G","ST1",null,"Combined Cycle",null,"WECC_SCE","California",6,"Los Angeles",37,"06037",9.9,11346,2001,9999,null,null,"N","Natural Gas",{"$nulls":13},0.02465,0.02465,0.02465,0.02465]
["Bowman","50546_G_GEN1",50546,"G","GEN1",null,"Hydro",null,"WEC_CALN","California",6,"Nevada",57,"06057",3.6,0,1986,9999,null,null,"N","Hydro",{"$nulls":13},0,0,0,0]
["DFW Gas Recovery","50569_G_GEN1",50569,"G","GEN1",null,"Landfill Gas",null,"ERC_REST","Texas",48,"Denton",121,"48121",2.9,17556,1988,9999,null,null,"N","Landfill Gas",{"$nulls":13},0.24082,0.24082,0.24082,0.24082]
["DFW Gas Recovery","50569_G_GEN2",50569,"G","GEN2",null,"Landfill Gas",null,"ERC_REST","Texas",48,"Denton",121,"48121",2.9,17557,1988,9999,null,null,"N","Landfill Gas",{"$nulls":13},0.24082,0.24082,0.24082,0.24082]
["McKittrick Limited","50612_G_GEN1",50612,"G","GEN1",null,"Combustion Turbine",null,"WEC_CALN","California",6,"Kern",29,"06029",46,8700,1991,9999,null,null,"Y","Natural Gas",{"$nulls":12},0.74,0.01058,0.01058,0.01058,0.01058]
["Central Power Plant","50621_G_GEN6",50621,"G","GEN6",null,"Combustion Turbine",null,"NENGREST","Rhode Island",44,"Providence",7,"44007",2.8,6539,2004,9999,null,null,"Y","Natural Gas, Distillate Fuel Oil",{"$nulls":13},0.66132,0.66132,0.66132,0.66132]
["ExxonMobil Beaumont Refinery","50625_G_TG43",50625,"G","TG43",3681,"Combustion Turbine",null,"MIS_WOTA","Texas",48,"Jefferson",245,"48245",145,11798,2004,9999,null,null,"Y","Natural Gas",{"$nulls":3},"DLNB","SCR",{"$nulls":7},3,0.01361,0.01361,0.01361,0.01361]
["Lyonsdale Associates","50652_G_GEN1",50652,"G","GEN1",null,"Hydro",null,"NY_Z_C&E","New York",36,"Lewis",49,"36049",1.5,0,1984,9999,null,null,"N","Hydro",{"$nulls":13},0,0,0,0]
["Montgomery County Resource Recovery","50657_B_3",50657,"B","3",null,"Municipal Solid Waste",null,"PJM_SMAC","Maryland",24,"Montgomery",31,"24031",18,18344,1995,9999,null,null,"N","MSW","Dry Scrubber",1995,0.85,"LNB","SNCR",null,"1995","B","NA","ACI",1995,null,null,0.52308,0.39231,0.52308,0.39231,0.08,0.08,0.08]
["San Gorgonio Westwinds II LLC","50690_G_GEN1",50690,"G","GEN1",null,"Onshore Wind",null,"WECC_SCE","California",6,"Riverside",65,"06065",43.4,0,1999,9999,null,null,"N","Wind",{"$nulls":13},0,0,0,0]
["BP Naperville Cogeneration Facility","50722_G_GEN1",50722,"G","GEN1",null,"Combustion Turbine",null,"PJM_COMD","Illinois",17,"Dupage",43,"17043",7,16297,1990,9999,null,null,"Y","Natural Gas",{"$nulls":12},1,0.16138,0.16138,0.16138,0.16138]
["Coalinga Cogeneration Facility","50750_G_GEN2",50750,"G","GEN2",null,"Combustion Turbine",null,"WEC_CALN","California",6,"Fresno",19,"06019",3.2,16297,1988,9999,null,null,"Y","Natural Gas",{"$nulls":12},0.74,0.05135,0.05135,0.05135,0.05135]
["Stillwater Facility","50765_G_2-1",50765,"G","2-1",null,"Geothermal",null,"WECC_NNV","Nevada",32,"Churchill",1,"32001",10.1,9771,2009,9999,null,null,"N","Geothermal",{"$nulls":13},0,0,0,0,0.4563,0.4563,0.4563]
["Florence Mill","50806_B_PB3",50806,"B","PB3",88341,"Biomass",null,"S_VACA","South Carolina",45,"Florence",41,"45041",7.6,5081,1963,9999,null,"dry","Y","Biomass",{"$nulls":7},"ESPH","No",{"$nulls":3},3.5,0.25793,0.25793,0.25793,0.25793]
["Twin Falls Hydro","50827_G_UNI2",50827,"G","UNI2",null,"Hydro",null,"WECC_PNW","Washington",53,"King",33,"53033",11.4,0,1989,9999,null,null,"N","Hydro",{"$nulls":13},0,0,0,0]
["Elmwood Energy Holdings LLC","50852_G_GEN1",50852,"G","GEN1",3698,"Combined Cycle",null,"PJM_EMAC","New Jersey",34,"Bergen",3,"34003",49.8,10144,1989,9999,null,null,"N","Natural Gas, Distillate Fuel Oil",{"$nulls":3},"H2O",{"$nulls":9},0.06512,0.06512,0.06512,0.06512]
["Wheelabrator Concord Facility","50873_B_B1",50873,"B","B1",null,"Municipal Solid Waste",null,"NENGREST","New Hampshire",33,"Merrimack",13,"33013",6,19690,1989,9999,null,null,"N","MSW","Dry Scrubber",2000,0.75,null,"SNCR",null,"2001","B","NA","ACI",2001,null,0.069,0.35,0.2625,0.35,0.2625,0.08,0.08,0.08]
["Wheelabrator Bridgeport","50883_B_BLR3",50883,"B","BLR3",null,"Municipal Solid Waste",null,"NENG_CT","Connecticut",9,"Fairfield",1,"09001",19.3,16769,1988,9999,null,null,"N","MSW","Dry Scrubber",1988,0.81,null,"SNCR",null,"2001","B","NA","ACI",2001,null,null,0.47385,0.35539,0.47385,0.35539,0.08,0.08,0.08]
["Allegheny No 6 Hydro Station","50894_G_GEN2",50894,"G","GEN2",null,"Hydro",null,"PJM_AP","Pennsylvania",42,"Armstrong",5,"42005",4,0,1988,9999,null,null,"N","Hydro",{"$nulls":13},0,0,0,0]
["Middle Fork Irrigation District","50917_G_GEN3",50917,"G","GEN3",null,"Hydro",null,"WECC_PNW","Oregon",41,"Hood River",27,"41027",0.8,0,1986,9999,null,null,"N","Hydro",{"$nulls":13},0,0,0,0]
["Hardee Power Station","50949_G_GEN2",50949,"G","GEN2",90231,"Combined Cycle",null,"FRCC","Florida",12,"Hardee",49,"12049",70,9016,1993,9999,null,null,"N","Natural Gas, Distillate Fuel Oil",{"$nulls":3},"H2O",{"$nulls":9},0.14253,0.14253,0.14253,0.14253]
["Siphon Power Project","50980_G_GEN1",50980,"G","GEN1",null,"Hydro",null,"WECC_PNW","Oregon",41,"Deschutes",17,"41017",2.7,0,1989,9999,null,null,"N","Hydro",{"$nulls":13},0,0,0,0]
["LaO Energy Systems","52006_G_GEN5",52006,"G","GEN5",null,"Combined Cycle",null,"MIS_LA","Louisiana",22,"Iberville",47,"22047",52,5703,1978,9999,null,null,"Y","Natural Gas",{"$nulls":13},0.25337,0.25337,0.25337,0.25337]
["Dartmouth Power Associates LP","52026_G_GEN3",52026,"G","GEN3",90589,"Combustion Turbine",null,"NENGREST","Massachusetts",25,"Bristol",5,"25005",19.6,18126,2009,9999,null,null,"N","Natural Gas, Distillate Fuel Oil",{"$nulls":3},"H2O","SCR",{"$nulls":8},0.01141,0.01141,0.01141,0.01141]
["Ogdensburg","52058_G_05",52058,"G","05",null,"Hydro",null,"NY_Z_C&E","New York",36,"St Lawrence",89,"36089",0.2,0,1987,9999,null,null,"N","Hydro",{"$nulls":13},0,0,0,0]
["Cymric 6Z Cogen","52082_G_TG1",52082,"G","TG1",null,"Combustion Turbine",null,"WEC_CALN","California",6,"Kern",29,"06029",2.7,16297,1986,9999,null,null,"Y","Natural Gas",{"$nulls":12},0.74,0.07812,0.07812,0.07812,0.07812]
["Cymric 36W Cogen","52104_G_GEN1",52104,"G","GEN1",null,"Combustion Turbine",null,"WEC_CALN","California",6,"Kern",29,"06029",2.7,16297,1982,9999,null,null,"Y","Natural Gas",{"$nulls":12},0.74,0.07812,0.07812,0.07812,0.07812]
["Terra-Gen 251 Wind LLC","52161_G_WGNS",52161,"G","WGNS",null,"Onshore Wind",null,"WECC_SCE","California",6,"Kern",29,"06029",18.4,0,1987,9999,null,null,"N","Wind",{"$nulls":13},0,0,0,0]
["Conemaugh Hydro Plant","52173_G_GEN1",52173,"G","GEN1",null,"Hydro",null,"PJM_PENE","Pennsylvania",42,"Westmoreland",129,"42129",2,0,1989,9999,null,null,"N","Hydro",{"$nulls":13},0,0,0,0]
["C R Wing Cogen Plant","52176_G_GEN2",52176,"G","GEN2",89348,"Combined Cycle",null,"ERC_WEST","Texas",48,"Howard",227,"48227",71,7714,1987,9999,null,null,"Y","Natural Gas, Distillate Fuel Oil",{"$nulls":3},"STM",{"$nulls":9},0.12799,0.12799,0.12799,0.12799]
["Rensselaer Cogen","54034_G_GEN1",54034,"G","GEN1",3742,"Combined Cycle",null,"NY_Z_F","New York",36,"Rensselaer",83,"36083",47,8877,1994,9999,null,null,"N","Natural Gas, Distillate Fuel Oil",{"$nulls":3},"STM","SCR",{"$nulls":8},0.03488,0.03488,0.03488,0.03488]
["Port Edwards Mill","54103_G_JHG2",54103,"G","JHG2",null,"Hydro",null,"MIS_WUMS","Wisconsin",55,"Wood",141,"55141",0.6,0,1938,9999,null,null,"N","Hydro",{"$nulls":13},0,0,0,0]
["Second Imperial Geothermal","54111_G_GE12",54111,"G","GE12",null,"Geothermal",null,"WECC_IID","California",6,"Imperial",25,"06025",3.8,9771,1993,9999,null,null,"N","Geothermal",{"$nulls":13},0,0,0,0,0.4625,0.4625,0.4625]
["Great Lakes Hydro America - ME","54134_G_EMH3",54134,"G","EMH3",null,"Hydro",null,"NENG_ME","Maine",23,"Penobscot",19,"23019",1.5,0,1948,9999,null,null,"N","Hydro",{"$nulls":13},0,0,0,0]
["Great Lakes Hydro America - ME","54134_G_WEH1",54134,"G","WEH1",null,"Hydro",null,"NENG_ME","Maine",23,"Penobscot",19,"23019",4.6,0,1940,9999,null,null,"N","Hydro",{"$nulls":13},0,0,0,0]
["Franklin Heating Station","54224_G_EG3",54224,"G","EG3",null,"Combustion Turbine","IC Engine","MIS_MNWI","Minnesota",27,"Olmsted",109,"27109",2,14397,2001,9999,null,null,"N","Distillate Fuel Oil",{"$nulls":13},3.62898,3.62898,3.62898,3.62898]
["Naval Submarine Base Kings Bay","54239_G_5876",54239,"G","5876",null,"Combustion Turbine","IC Engine","S_SOU","Georgia",13,"Camden",39,"13039",2.5,14410,1988,9999,null,null,"N","Distillate Fuel Oil",{"$nulls":12},0.8,1.77612,1.77612,1.77612,1.77612]
["March Point Cogeneration","54268_G_GTG2",54268,"G","GTG2",null,"Combustion Turbine",null,"WECC_PNW","Washington",53,"Skagit",57,"53057",40,11497,1991,9999,null,null,"Y","Natural Gas, Distillate Fuel Oil",{"$nulls":13},0.0951,0.0951,0.0951,0.0951]
["Colebrook Hydroelectric","54301_G_BK2",54301,"G","BK2",null,"Hydro",null,"NENG_CT","Connecticut",9,"Litchfield",5,"09005",1.4,0,1988,9999,null,null,"N","Hydro",{"$nulls":13},0,0,0,0]
["Ocean State Power II","54324_G_GEN3",54324,"G","GEN3",null,"Combined Cycle",null,"NENGREST","Rhode Island",44,"Providence",7,"44007",76.2,8720,1991,9999,null,null,"N","Natural Gas",{"$nulls":3},"H2O + NH3","SCR",1991,{"$nulls":7},0.02054,0.02054,0.02054,0.02054]
["Ninth Street Hydropower Project","54342_G_1",54342,"G","1",null,"Hydro",null,"MIS_LMI","Michigan",26,"Alpena",7,"26007",0.4,0,1990,9999,null,null,"N","Hydro",{"$nulls":13},0,0,0,0]
["Nevada Cogen Associates 2 Black Mountain","54349_G_GTC",54349,"G","GTC",null,"Combined Cycle",null,"WECC_SNV","Nevada",32,"Clark",3,"32003",21.7,6620,1992,9999,null,null,"Y","Natural Gas",{"$nulls":4},"SCR",{"$nulls":8},0.02111,0.02111,0.02111,0.02111]
["Waupun Correctional Central Heating Plt","54407_G_2",54407,"G","2",null,"O/G Steam",null,"MIS_WUMS","Wisconsin",55,"Dodge",27,"55027",0.5,12340,1951,9999,null,null,"Y","Natural Gas",{"$nulls":12},1.966,0.23505,0.23505,0.23505,0.23505]
["Dome Project","54449_G_T1",54449,"G","T1",null,"Combustion Turbine",null,"WEC_CALN","California",6,"Kern",29,"06029",2.5,16297,1988,9999,null,null,"Y","Natural Gas",{"$nulls":12},0.74,0.07812,0.07812,0.07812,0.07812]
["Graniteville Enterprise Division","54462_G_1",54462,"G","1",null,"Hydro",null,"S_SOU","Georgia",13,"Richmond",245,"13245",0.5,0,1921,9999,null,null,"N","Hydro",{"$nulls":13},0,0,0,0]
["Sumpter Energy Associates","54536_G_0386",54536,"G","0386",null,"Landfill Gas",null,"MIS_LMI","Michigan",26,"Wayne",163,"26163",0.8,13500,1992,9999,null,null,"N","Landfill Gas",{"$nulls":13},0.24082,0.24082,0.24082,0.24082]
["Sithe Independence Station","54547_G_1",54547,"G","1",3774,"Combined Cycle",null,"NY_Z_C&E","New York",36,"Oswego",75,"36075",152.4,6988,1994,9999,null,null,"Y","Natural Gas",{"$nulls":3},"DLNB","SCR",{"$nulls":8},0.01724,0.01724,0.01724,0.01724]
["ExxonMobil Mobile Bay Onshore","54550_G_901B",54550,"G","901B",null,"Combined Cycle",null,"S_SOU","Alabama",1,"Mobile",97,"01097",3.6,7590,1993,9999,null,null,"Y","Natural Gas",{"$nulls":13},0.02644,0.02644,0.02644,0.02644]
["Spicer Meadow Project","54554_G_GEN2",54554,"G","GEN2",null,"Hydro",null,"WEC_CALN","California",6,"Tuolumne",109,"06109",2.5,0,1989,9999,null,null,"N","Hydro",{"$nulls":13},0,0,0,0]
["MM Yolo Power","54567_G_1",54567,"G","1",null,"Landfill Gas",null,"WEC_CALN","California",6,"Yolo",113,"06113",0.5,13500,1990,9999,null,null,"N","Landfill Gas",{"$nulls":13},0.14678,0.14678,0.14678,0.14678]
["Batavia Power Plant","54593_G_GEN3",54593,"G","GEN3",null,"Combustion Turbine","IC Engine","NY_Z_B","New York",36,"Genesee",37,"36037",1,10875,1992,9999,null,null,"N","Distillate Fuel Oil",{"$nulls":12},1.053,0.27131,0.27131,0.27131,0.27131]
["JCO Oxides Olefins Plant","54637_G_GCG1",54637,"G","GCG1",null,"Combustion Turbine",null,"MIS_WOTA","Texas",48,"Jefferson",245,"48245",30.5,9055,1992,9999,null,null,"Y","Natural Gas",{"$nulls":12},3,0.0951,0.0951,0.0951,0.0951]
["Berlin Gorham","54639_G_XP1",54639,"G","XP1",null,"Hydro",null,"NENGREST","New Hampshire",33,"Coos",7,"33007",0.6,0,1921,9999,null,null,"N","Hydro",{"$nulls":13},0,0,0,0]
["Pheasant Run Landfill Gas Recovery","54661_G_GEN1",54661,"G","GEN1",null,"Landfill Gas",null,"MIS_WUMS","Wisconsin",55,"Kenosha",59,"55059",0.8,13500,1992,9999,null,null,"N","Landfill Gas",{"$nulls":13},0.24082,0.24082,0.24082,0.24082]
["Turnkey Landfill Gas Recovery","54663_G_GEN3",54663,"G","GEN3",null,"Landfill Gas",null,"NENGREST","New Hampshire",33,"Strafford",17,"33017",0.8,15868,1992,9999,null,null,"N","Landfill Gas",{"$nulls":12},0.245,0.1742,0.1742,0.1742,0.1742]
["Sidney A Murray Jr Hydroelectric","54678_G_01",54678,"G","01",null,"Hydro",null,"MIS_LA","Louisiana",22,"Concordia",29,"22029",24,0,1990,9999,null,null,"N","Hydro",{"$nulls":13},0,0,0,0]
["Heber Geothermal","54689_G_2",54689,"G","2",null,"Geothermal",null,"WECC_IID","California",6,"Imperial",25,"06025",5,9771,2006,9999,null,null,"N","Geothermal",{"$nulls":13},0,0,0,0,0.4625,0.4625,0.4625]
["Metro Methane Recovery Facility","54700_G_GEN7",54700,"G","GEN7",null,"Landfill Gas",null,"MIS_MIDA","Iowa",19,"Polk",153,"19153",0.8,13500,1998,9999,null,null,"N","Landfill Gas",{"$nulls":13},0.24082,0.24082,0.24082,0.24082]
["Alliant SBD 8602 Marion Sub","54716_G_2734",54716,"G","2734",null,"Combustion Turbine","IC Engine","MIS_IA","Iowa",19,"Linn",113,"19113",1.5,15025,1986,9999,null,null,"N","Distillate Fuel Oil",{"$nulls":12},2.5,1.77612,1.77612,1.77612,1.77612]
["Ormesa II","54724_G_OEC22",54724,"G","OEC22",null,"Geothermal",null,"WECC_IID","California",6,"Imperial",25,"06025",8.5,9771,2007,9999,null,null,"N","Geothermal",{"$nulls":13},0,0,0,0,0.4625,0.4625,0.4625]
["Coram Tehachapi","54750_G_VW1",54750,"G","VW1",null,"Onshore Wind",null,"WECC_SCE","California",6,"Kern",29,"06029",6.5,0,1992,9999,null,null,"N","Wind",{"$nulls":13},0,0,0,0]
["Grand Blanc Generating Station","54757_G_CIB",54757,"G","CIB",null,"Landfill Gas",null,"MIS_LMI","Michigan",26,"Genesee",49,"26049",0.6,13500,2010,9999,null,null,"N","Landfill Gas",{"$nulls":13},0.24082,0.24082,0.24082,0.24082]
["Boydton Plank Road Cogen Plant","54766_G_GEN21",54766,"G","GEN21",null,"Fossil Waste",null,"PJM_Dom","Virginia",51,"Dinwiddie",53,"51053",0.3,12303,2000,9999,null,null,"N","Fossil Waste",{"$nulls":13},0.04795,0.04795,0.04795,0.04795]
["Boydton Plank Road Cogen Plant","54766_G_GEN5",54766,"G","GEN5",null,"Fossil Waste",null,"PJM_Dom","Virginia",51,"Dinwiddie",53,"51053",0.3,12303,1993,9999,null,null,"N","Fossil Waste",{"$nulls":13},0.04795,0.04795,0.04795,0.04795]
["Suffolk Energy Partners LP","54781_G_SU1",54781,"G","SU1",null,"Landfill Gas",null,"PJM_Dom","Virginia",51,"Suffolk City",800,"51800",0.7,15440,1994,9999,null,null,"N","Landfill Gas",{"$nulls":13},0.6,0.6,0.6,0.6]
["Seneca Energy","54782_G_GEN6",54782,"G","GEN6",null,"Landfill Gas",null,"NY_Z_C&E","New York",36,"Seneca",99,"36099",0.8,13500,1997,9999,null,null,"N","Landfill Gas",{"$nulls":13},0.24082,0.24082,0.24082,0.24082]
["New York University Central Plant","54808_G_D4",54808,"G","D4",null,"Combustion Turbine","IC Engine","NY_Z_J","New York",36,"New York",61,"36061",0.6,9587,1984,9999,null,null,"Y","Natural Gas, Distillate Fuel Oil",{"$nulls":13},0.50835,0.50835,0.50835,0.50835]
["Outagamie County Co-Generation Facility","54842_G_G3",54842,"G","G3",null,"Landfill Gas",null,"MIS_WUMS","Wisconsin",55,"Outagamie",87,"55087",1.6,8806,2007,9999,null,null,"Y","Landfill Gas",{"$nulls":13},0.24082,0.24082,0.24082,0.24082]
["Sun Peak Generating Station","54854_G_5657",54854,"G","5657",90972,"Combustion Turbine",null,"WECC_SNV","Nevada",32,"Clark",3,"32003",74,11719,1991,9999,null,null,"N","Natural Gas, Distillate Fuel Oil",{"$nulls":3},"H2O",{"$nulls":8},0.8,0.1367,0.1367,0.1367,0.1367]
["Falls Hydro","54895_G_YF1",54895,"G","YF1",null,"Hydro",null,"S_VACA","North Carolina",37,"Stanly",167,"37167",9,0,1922,9999,null,null,"N","Hydro",{"$nulls":13},0,0,0,0]
["Calderwood","54900_G_2",54900,"G","2",null,"Hydro",null,"S_C_TVA","Tennessee",47,"Blount",9,"47009",52,0,1930,9999,null,null,"N","Hydro",{"$nulls":13},0,0,0,0]
["Twin Bridges LFGTE","54925_G_I-4",54925,"G","I-4",null,"Landfill Gas",null,"MIS_INKY","Indiana",18,"Hendricks",63,"18063",0.8,13500,1994,9999,null,null,"N","Landfill Gas",{"$nulls":13},0.24082,0.24082,0.24082,0.24082]
["Prairie View I & II LFGTE","54926_G_I-2",54926,"G","I-2",null,"Landfill Gas",null,"PJM_West","Indiana",18,"St Joseph",141,"18141",0.8,13500,1994,9999,null,null,"N","Landfill Gas",{"$nulls":13},0.24082,0.24082,0.24082,0.24082]
["Richard J Donovan Correctional Facility","54936_G_03",54936,"G","03",null,"Combustion Turbine",null,"WEC_SDGE","California",6,"San Diego",73,"06073",2.2,16297,1987,9999,null,null,"Y","Natural Gas, Distillate Fuel Oil",{"$nulls":13},0.01194,0.01194,0.01194,0.01194]
["Deercroft I & II LFGTE","54956_G_II-3",54956,"G","II-3",null,"Landfill Gas",null,"MIS_INKY","Indiana",18,"Laporte",91,"18091",0.8,13500,2007,9999,null,null,"N","Landfill Gas",{"$nulls":13},0.24082,0.24082,0.24082,0.24082]
["Ocean County Landfill","54980_G_UNT2",54980,"G","UNT2",null,"Landfill Gas",null,"PJM_EMAC","New Jersey",34,"Ocean",29,"34029",0.8,13500,1997,9999,null,null,"N","Landfill Gas",{"$nulls":13},0.24082,0.24082,0.24082,0.24082]
["Pine Tree Acres","54989_G_GEN3",54989,"G","GEN3",null,"Landfill Gas",null,"MIS_LMI","Michigan",26,"Macomb",99,"26099",0.8,13500,1998,9999,null,null,"N","Landfill Gas",{"$nulls":13},0.24082,0.24082,0.24082,0.24082]
["Wheelabrator Portsmouth","54998_B_12600",54998,"B","12600",null,"Municipal Solid Waste",null,"PJM_Dom","Virginia",51,"Portsmouth City",740,"51740",11.6,11120,1988,9999,null,null,"Y","MSW","Dry Scrubber",1995,0.7,{"$nulls":4},"B","NA",{"$nulls":3},0.06,0.4,0.4,0.4,0.4,0.08,0.08,0.08]
["Dighton Power Plant","55026_G_UNT1",55026,"G","UNT1",3818,"Combined Cycle",null,"NENGREST","Massachusetts",25,"Bristol",5,"25005",162.8,7859,1999,9999,null,null,"N","Natural Gas",{"$nulls":4},"SCR",1999,{"$nulls":7},0.01346,0.01346,0.01346,0.01346]
["Pasadena Cogeneration","55047_G_STG1",55047,"G","STG1",null,"Combined Cycle",null,"ERC_REST","Texas",48,"Harris",201,"48201",60,6694,1998,9999,null,null,"Y","Natural Gas",{"$nulls":4},"SCR",1998,{"$nulls":7},0.01493,0.01493,0.01493,0.01493]
["Axiall Plaquemine","55051_G_X774",55051,"G","X774",null,"Combustion Turbine",null,"MIS_AMSO","Louisiana",22,"Iberville",47,"22047",75,11798,1997,9999,null,null,"Y","Natural Gas",{"$nulls":12},5.261,0.03848,0.03848,0.03848,0.03848]
["Pine Bluff Energy Center","55075_G_CT01",55075,"G","CT01",3855,"Combined Cycle",null,"MIS_AR","Arkansas",5,"Jefferson",69,"05069",145,5500,2001,9999,null,null,"Y","Natural Gas, Distillate Fuel Oil",{"$nulls":3},"DLNB + H2O",{"$nulls":9},0.03159,0.03159,0.03159,0.03159]
["Zeeland Generating Station","55087_G_1A",55087,"G","1A",3865,"Combustion Turbine",null,"MIS_LMI","Michigan",26,"Ottawa",139,"26139",158,11829,2001,9999,null,null,"N","Natural Gas",{"$nulls":3},"DLNB",{"$nulls":8},1.67,0.03447,0.03447,0.03447,0.03447]
["Midlothian Energy Facility","55091_G_STK2",55091,"G","STK2",3874,"Combined Cycle",null,"ERC_REST","Texas",48,"Ellis",139,"48139",249,7711,2000,9999,null,null,"N","Natural Gas",{"$nulls":3},"DLNB + H2O","SCR",{"$nulls":8},0.0143,0.0143,0.0143,0.0143]
["Lamar Power Project","55097_G_STG1",55097,"G","STG1",null,"Combined Cycle",null,"ERC_REST","Texas",48,"Lamar",277,"48277",200.6,7466,2000,9999,null,null,"N","Natural Gas",{"$nulls":3},"DLNB",{"$nulls":9},0.03437,0.03437,0.03437,0.03437]
["Klamath Cogeneration Plant","55103_G_CT1",55103,"G","CT1",3899,"Combined Cycle",null,"WECC_PNW","Oregon",41,"Klamath",35,"41035",155,6905,2001,9999,null,null,"Y","Natural Gas",{"$nulls":4},"SCR",2001,{"$nulls":7},0.01531,0.01531,0.01531,0.01531]
["Madison","55110_G_CT3",55110,"G","CT3",3914,"Combustion Turbine",null,"PJM_West","Ohio",39,"Butler",17,"39017",69,13446,2000,9999,null,null,"N","Natural Gas",{"$nulls":3},"DLNB",{"$nulls":8},0.5,0.04049,0.04049,0.04049,0.04049]
["Rockingham County CT Station","55116_G_CT5",55116,"G","CT5",3939,"Combustion Turbine",null,"S_VACA","North Carolina",37,"Rockingham",157,"37157",165,11144,2000,9999,null,null,"N","Natural Gas, Distillate Fuel Oil",{"$nulls":3},"DLNB + H2O",{"$nulls":8},2.3,0.04586,0.04586,0.04586,0.04586]
["Walton County Power LLC","55128_G_101G",55128,"G","101G",3960,"Combustion Turbine",null,"S_SOU","Georgia",13,"Walton",297,"13297",151.5,10745,2001,9999,null,null,"N","Natural Gas",{"$nulls":3},"DLNB",{"$nulls":8},0.33,0.05263,0.05263,0.05263,0.05263]
["Kendall County Generation Facility","55131_G_CTG4",55131,"G","CTG4",3969,"Combined Cycle",null,"PJM_COMD","Illinois",17,"Kendall",93,"17093",160,7306,2002,9999,null,null,"N","Natural Gas",{"$nulls":3},"DLNB + STM","SCR",2002,{"$nulls":7},0.0106,0.0106,0.0106,0.0106]
["Hawk Road Facility","55141_G_CT1",55141,"G","CT1",3991,"Combustion Turbine",null,"S_SOU","Georgia",13,"Heard",149,"13149",162.6,10960,2001,9999,null,null,"N","Natural Gas",{"$nulls":3},"DLNB",{"$nulls":8},0.006,0.04191,0.04191,0.04191,0.04191]
["Lake Road Generating Plant","55149_G_U1",55149,"G","U1",4021,"Combined Cycle",null,"NENG_CT","Connecticut",9,"Windham",15,"09015",270.8,7364,2002,9999,null,null,"N","Natural Gas, Distillate Fuel Oil",{"$nulls":3},"DLNB + H2O","SCR",2002,{"$nulls":6},0.003,7.28E-3,7.28E-3,7.28E-3,7.28E-3]
["Guadalupe Generating Station","55153_G_CTG1",55153,"G","CTG1",4028,"Combined Cycle",null,"ERC_REST","Texas",48,"Guadalupe",187,"48187",148,7354,2000,9999,null,null,"N","Natural Gas",{"$nulls":3},"DLNB",{"$nulls":9},0.03224,0.03224,0.03224,0.03224]
["MM Prince William Energy","55156_G_UNT3",55156,"G","UNT3",null,"Landfill Gas",null,"PJM_Dom","Virginia",51,"Prince William",153,"51153",1.6,13500,2013,9999,null,null,"N","Landfill Gas",{"$nulls":13},0.58809,0.58809,0.58809,0.58809]
["Bastrop Energy Center","55168_G_0003",55168,"G","0003",null,"Combined Cycle",null,"ERC_REST","Texas",48,"Bastrop",21,"48021",227,7706,2002,9999,null,null,"N","Natural Gas",{"$nulls":3},"DLNB",{"$nulls":9},0.02821,0.02821,0.02821,0.02821]
["Nelson Energy Center","55183_G_ST1",55183,"G","ST1",null,"Combined Cycle",null,"PJM_COMD","Illinois",17,"Lee",103,"17103",129.6,7050,2015,9999,null,null,"N","Natural Gas",{"$nulls":3},"DLNB","SCR",2015,{"$nulls":7},0.0178,0.0178,0.0178,0.0178]
["Channelview Cogeneration Plant","55187_G_GT3",55187,"G","GT3",4079,"Combined Cycle",null,"ERC_REST","Texas",48,"Harris",201,"48201",165,5500,2002,9999,null,null,"Y","Natural Gas",{"$nulls":4},"SCR",{"$nulls":7},1E-3,0.01055,0.01055,0.01055,0.01055]
["Riverside Generating LLC","55198_G_GTG2",55198,"G","GTG2",4106,"Combustion Turbine",null,"PJM_West","Kentucky",21,"Lawrence",127,"21127",165,11125,2001,9999,null,null,"N","Natural Gas",{"$nulls":3},"DLNB + H2O",{"$nulls":8},4,0.05332,0.05332,0.05332,0.05332]
["Pinckneyville","55202_G_8",55202,"G","8",4135,"Combustion Turbine",null,"MIS_IL","Illinois",17,"Perry",145,"17145",35,10938,2001,9999,null,null,"N","Natural Gas",{"$nulls":3},"DLNB",{"$nulls":8},1E-3,0.02466,0.02466,0.02466,0.02466]
["Afton Generating Station","55210_G_0002",55210,"G","0002",null,"Combined Cycle",null,"WECC_NM","New Mexico",35,"Dona Ana",13,"35013",94.6,8542,2007,9999,null,null,"N","Natural Gas, Distillate Fuel Oil",{"$nulls":3},"DLNB + H2O + NH3","SCR",2007,{"$nulls":6},1E-3,0.02257,0.02257,0.02257,0.02257]
["Los Medanos Energy Center","55217_G_STG3",55217,"G","STG3",null,"Combined Cycle",null,"WEC_CALN","California",6,"Contra Costa",13,"06013",237,6694,2001,9999,null,null,"Y","Natural Gas",{"$nulls":3},"NH3","SCR",2001,{"$nulls":7},0.33273,0.00772,0.33273,0.00772]
["Lincoln Generating Facility","55222_G_CTG4",55222,"G","CTG4",4177,"Combustion Turbine",null,"PJM_COMD","Illinois",17,"Will",197,"17197",78,12345,2000,9999,null,null,"N","Natural Gas",{"$nulls":3},"DLNB",{"$nulls":8},1,0.03282,0.03282,0.03282,0.03282]
["Freestone Energy Center","55226_G_GT1",55226,"G","GT1",4192,"Combined Cycle",null,"ERC_REST","Texas",48,"Freestone",161,"48161",153,7196,2002,9999,null,null,"N","Natural Gas",{"$nulls":3},"DLNB",{"$nulls":9},0.03113,0.03113,0.03113,0.03113]
["Jack County","55230_G_CT4",55230,"G","CT4",90583,"Combined Cycle",null,"ERC_REST","Texas",48,"Wise",497,"48497",165,7177,2011,9999,null,null,"N","Natural Gas",{"$nulls":3},"DLNB + NH3","SCR",{"$nulls":8},0.01015,0.01015,0.01015,0.01015]
["Marshall Energy Facility","55232_G_CT8",55232,"G","CT8",4247,"Combustion Turbine",null,"S_C_TVA","Kentucky",21,"Marshall",157,"21157",72.7,25000,2002,9999,null,null,"N","Natural Gas, Distillate Fuel Oil",{"$nulls":3},"DLNB + H2O",{"$nulls":9},0.02779,0.02779,0.02779,0.02779]
["Energy Shelby County","55237_G_CTG2",55237,"G","CTG2",4275,"Combustion Turbine",null,"MIS_IL","Illinois",17,"Shelby",173,"17173",42,10745,2000,9999,null,null,"N","Natural Gas",{"$nulls":3},"H2O",{"$nulls":8},1E-3,0.07417,0.07417,0.07417,0.07417]
["Astoria Gas Turbines","55243_G_10",55243,"G","10",null,"Combustion Turbine",null,"NY_Z_J","New York",36,"Queens",81,"36081",17,21813,1971,9999,null,null,"N","Distillate Fuel Oil",{"$nulls":12},0.316,0.4307,0.4307,0.4307,0.4307]
["Darby Electric Generating Station","55247_G_GT6",55247,"G","GT6",4318,"Combustion Turbine",null,"PJM_West","Ohio",39,"Pickaway",129,"39129",72.5,12100,2002,9999,null,null,"N","Natural Gas, Distillate Fuel Oil",{"$nulls":3},"DLNB",{"$nulls":8},0.5,0.13806,0.13806,0.13806,0.13806]
["University Park South","55250_G_UPG3",55250,"G","UPG3",4328,"Combustion Turbine",null,"PJM_COMD","Illinois",17,"Will",197,"17197",50,11546,2001,9999,null,null,"N","Natural Gas",{"$nulls":3},"H2O",{"$nulls":8},1,0.19477,0.19477,0.19477,0.19477]
["Galion Generating Station","55263_G_CT2",55263,"G","CT2",4363,"Combustion Turbine",null,"PJM_ATSI","Ohio",39,"Crawford",33,"39033",12,15051,2000,9999,null,null,"N","Natural Gas",{"$nulls":4},"SCR",{"$nulls":7},0.5,0.15016,0.15016,0.15016,0.15016]
["Tenaska Lindsay Hill Generating Station","55271_G_GTG1",55271,"G","GTG1",4383,"Combined Cycle",null,"S_SOU","Alabama",1,"Autauga",1,"01001",152,7232,2002,9999,null,null,"N","Natural Gas, Distillate Fuel Oil",{"$nulls":3},"DLNB + H2O","SCR",{"$nulls":8},0.00945,0.00945,0.00945,0.00945]
["Aurora","55279_G_CTG3",55279,"G","CTG3",4410,"Combustion Turbine",null,"PJM_COMD","Illinois",17,"Dupage",43,"17043",164,11295,2001,9999,null,null,"N","Natural Gas",{"$nulls":3},"DLNB",{"$nulls":8},1E-3,0.03626,0.03626,0.03626,0.03626]
["Big Sandy Peaker Plant","55284_G_BSG5",55284,"G","BSG5",4428,"Combustion Turbine",null,"PJM_West","West Virginia",54,"Wayne",99,"54099",50,11126,2001,9999,null,null,"N","Natural Gas",{"$nulls":3},"H2O",{"$nulls":8},2.7,0.10839,0.10839,0.10839,0.10839]
["Medway Hydro","55288_G_MW05",55288,"G","MW05",null,"Hydro",null,"NENG_ME","Maine",23,"Penobscot",19,"23019",0.9,0,1925,9999,null,null,"N","Hydro",{"$nulls":13},0,0,0,0]
["New Covert Generating Facility","55297_G_2",55297,"G","2",4472,"Combined Cycle",null,"MIS_LMI","Michigan",26,"Van Buren",159,"26159",218.2,7050,2004,9999,null,null,"N","Natural Gas",{"$nulls":3},"DLNB","SCR",{"$nulls":8},0.00824,0.00824,0.00824,0.00824]
["Gila River Power Station","55306_G_CTG7",55306,"G","CTG7",8520,"Combined Cycle",null,"WECC_AZ","Arizona",4,"Maricopa",13,"04013",146,7492,2003,9999,null,null,"N","Natural Gas",{"$nulls":3},"DLNB","SCR",{"$nulls":8},0.01048,0.01048,0.01048,0.01048]
["Ingleside Cogeneration","55313_G_STG",55313,"G","STG",null,"Combined Cycle",null,"ERC_REST","Texas",48,"San Patricio",409,"48409",150,7590,1999,9999,null,null,"Y","Natural Gas",{"$nulls":13},0.0692,0.0692,0.0692,0.0692]
["Delta Energy Center","55333_G_CTG2",55333,"G","CTG2",3740,"Combined Cycle",null,"WEC_CALN","California",6,"Contra Costa",13,"06013",165,7427,2002,9999,null,null,"N","Natural Gas",{"$nulls":3},"NH3","SCR",{"$nulls":8},0.01068,0.01068,0.01068,0.01068]
["Otay Mesa Generating Project","55345_G_1-03",55345,"G","1-03",null,"Combined Cycle",null,"WEC_SDGE","California",6,"San Diego",73,"06073",265.4,7283,2009,9999,null,null,"N","Natural Gas",{"$nulls":3},"DLNB + NH3","SCR",2009,{"$nulls":7},0.00557,0.00557,0.00557,0.00557]
["Cottonwood Energy Project","55358_G_CT3",55358,"G","CT3",4547,"Combined Cycle",null,"MIS_WOTA","Texas",48,"Newton",351,"48351",163.7,7469,2003,9999,null,null,"N","Natural Gas",{"$nulls":3},"DLNB","SCR",{"$nulls":8},0.01194,0.01194,0.01194,0.01194]
["Wethersfield Wind Farm","55368_G_V47",55368,"G","V47",null,"Onshore Wind",null,"NY_Z_C&E","New York",36,"Wyoming",121,"36121",6.6,0,2000,9999,null,null,"N","Wind",{"$nulls":13},0,0,0,0]
["Union Power Station","55380_G_CTG5",55380,"G","CTG5",4595,"Combined Cycle",null,"MIS_AR","Arkansas",5,"Union",139,"05139",148,7338,2003,9999,null,null,"N","Natural Gas",{"$nulls":3},"DLNB","SCR",{"$nulls":8},0.01314,0.01314,0.01314,0.01314]
["Thomas A Smith Energy Facility","55382_G_1GT2",55382,"G","1GT2",4608,"Combined Cycle",null,"S_SOU","Georgia",13,"Murray",213,"13213",210,7480,2002,9999,null,null,"N","Natural Gas",{"$nulls":3},"DLNB","SCR",{"$nulls":8},0.00782,0.00782,0.00782,0.00782]
["Crossroads Energy Center","55395_G_CT04",55395,"G","CT04",9059,"Combustion Turbine",null,"MIS_D_MS","Mississippi",28,"Coahoma",27,"28027",77,12114,2002,9999,null,null,"N","Natural Gas",{"$nulls":3},"DLNB",{"$nulls":8},4.8,0.03114,0.03114,0.03114,0.03114]
["Carville Energy LLC","55404_G_CTG1",55404,"G","CTG1",4678,"Combined Cycle",null,"MIS_LA","Louisiana",22,"Iberville",47,"22047",170,5980,2003,9999,null,null,"Y","Natural Gas",{"$nulls":3},"DLNB",{"$nulls":9},0.03148,0.03148,0.03148,0.03148]
["Effingham County Power Project","55406_G_UNT1",55406,"G","UNT1",4680,"Combined Cycle",null,"S_SOU","Georgia",13,"Effingham",103,"13103",169,7211,2003,9999,null,null,"N","Natural Gas",{"$nulls":3},"DLNB","SCR",{"$nulls":8},0.00964,0.00964,0.00964,0.00964]
["Plaquemine Cogeneration Plant","55419_G_G500",55419,"G","G500",4709,"Combined Cycle",null,"MIS_AMSO","Louisiana",22,"Iberville",47,"22047",151,6405,2004,9999,null,null,"Y","Natural Gas",{"$nulls":3},"DLNB","SCR",{"$nulls":8},0.01698,0.01698,0.01698,0.01698]
["Tenaska Central Alabama Generating Stn","55440_G_CTG1",55440,"G","CTG1",4758,"Combined Cycle",null,"S_SOU","Alabama",1,"Autauga",1,"01001",172.5,7315,2003,9999,null,null,"N","Natural Gas, Distillate Fuel Oil",{"$nulls":3},"DLNB + H2O","SCR",{"$nulls":8},0.00954,0.00954,0.00954,0.00954]
["Magnolia Power Plant","55451_G_CTG1",55451,"G","CTG1",4784,"Combined Cycle",null,"S_C_TVA","Mississippi",28,"Benton",9,"28009",156,7278,2003,9999,null,null,"N","Natural Gas",{"$nulls":3},"DLNB","SCR",{"$nulls":8},0.01269,0.01269,0.01269,0.01269]
["Redbud Power Plant","55463_G_ST04",55463,"G","ST04",null,"Combined Cycle",null,"SPP_WEST","Oklahoma",40,"Oklahoma",109,"40109",132,7134,2004,9999,null,null,"N","Natural Gas",{"$nulls":3},"DLNB","SCR",2003,{"$nulls":7},0.01266,0.01266,0.01266,0.01266]
["Green Power 2","55470_G_TR3",55470,"G","TR3",4845,"Combined Cycle",null,"ERC_REST","Texas",48,"Galveston",167,"48167",158,7590,2003,9999,null,null,"Y","Natural Gas",{"$nulls":3},"DLNB","SCR",{"$nulls":8},0.01042,0.01042,0.01042,0.01042]
["Goose Creek Energy Center","55496_G_CT01",55496,"G","CT01",10123,"Combustion Turbine",null,"MIS_IL","Illinois",17,"Piatt",147,"17147",72,13118,2003,9999,null,null,"N","Natural Gas",{"$nulls":3},"DLNB",{"$nulls":8},1E-3,0.02588,0.02588,0.02588,0.02588]
["Lawrenceburg Energy Facility","55502_G_1200",55502,"G","1200",8614,"Combined Cycle",null,"PJM_West","Indiana",18,"Dearborn",29,"18029",151,7174,2004,9999,null,null,"N","Natural Gas",{"$nulls":3},"DLNB","SCR",{"$nulls":8},0.01365,0.01365,0.01365,0.01365]
["Apex Generating Station","55514_G_STG1",55514,"G","STG1",null,"Combined Cycle",null,"WECC_SNV","Nevada",32,"Clark",3,"32003",195.2,7254,2003,9999,null,null,"N","Natural Gas",{"$nulls":3},"DLNB","SCR",2003,{"$nulls":7},0.0102,0.0102,0.0102,0.0102]
["High Desert Power Plant","55518_G_STG1",55518,"G","STG1",null,"Combined Cycle",null,"WECC_SCE","California",6,"San Bernardino",71,"06071",304.8,7247,2003,9999,null,null,"N","Natural Gas",{"$nulls":3},"LNB + NH3","SCR",2003,{"$nulls":7},0.00984,0.00984,0.00984,0.00984]
["Indigo Energy Facility","55541_G_CTG2",55541,"G","CTG2",8642,"Combustion Turbine",null,"WECC_SCE","California",6,"Riverside",65,"06065",47.6,10745,2001,9999,null,null,"N","Natural Gas",{"$nulls":4},"SCR",{"$nulls":7},0.74,0.02432,0.02432,0.02432,0.02432]
["Indigo Energy Facility","55541_G_CTG3",55541,"G","CTG3",8644,"Combustion Turbine",null,"WECC_SCE","California",6,"Riverside",65,"06065",48.2,10745,2001,9999,null,null,"N","Natural Gas",{"$nulls":4},"SCR",{"$nulls":7},0.74,0.02081,0.02081,0.02081,0.02081]
["Autumn Hills LLC","55566_G_AH30",55566,"G","AH30",null,"Onshore Wind",null,"MIS_MNWI","Minnesota",27,"Lincoln",81,"27081",1.9,0,2001,9999,null,null,"N","Wind",{"$nulls":13},0,0,0,0]
["King Mountain Wind Ranch 1","55581_G_EXIS",55581,"G","EXIS",null,"Onshore Wind",null,"ERC_WEST","Texas",48,"Upton",461,"48461",278,0,2001,9999,null,null,"N","Wind",{"$nulls":13},0,0,0,0]
["MM San Diego-North City","55602_G_UNT3",55602,"G","UNT3",null,"Landfill Gas",null,"WEC_SDGE","California",6,"San Diego",73,"06073",0.9,13500,1999,9999,null,null,"N","Landfill Gas",{"$nulls":13},0.18093,0.18093,0.18093,0.18093]
["West Valley Generation Project","55622_G_U5",55622,"G","U5",10041,"Combustion Turbine",null,"WECC_UT","Utah",49,"Salt Lake",35,"49035",37,13257,2002,9999,null,null,"N","Natural Gas",{"$nulls":3},"DLNB","SCR",2002,{"$nulls":6},0.85,0.02216,0.02216,0.02216,0.02216]
["Riverside Energy Center","55641_G_CTG3",55641,"G","CTG3",null,"Combined Cycle",null,"MIS_WUMS","Wisconsin",55,"Rock",105,"55105",225,6430,2020,9999,null,null,"N","Natural Gas",{"$nulls":3},"DLNB","SCR",2020,{"$nulls":7},0.011,0.011,0.011,0.011]
["Plains End","55650_G_GE20",55650,"G","GE20",null,"Combustion Turbine","IC Engine","WECC_CO","Colorado",8,"Jefferson",59,"08059",5.7,10745,2002,9999,null,null,"N","Natural Gas",{"$nulls":12},1.2,0.79266,0.79266,0.79266,0.79266]
["Harrison County Power Project","55664_G_GT-2",55664,"G","GT-2",8790,"Combined Cycle",null,"SPP_WEST","Texas",48,"Harrison",203,"48203",144.5,7562,2003,9999,null,null,"N","Natural Gas",{"$nulls":3},"DLNB","SCR",{"$nulls":8},0.01569,0.01569,0.01569,0.01569]
["AL Sandersville LLC","55672_G_CT2",55672,"G","CT2",8838,"Combustion Turbine",null,"S_SOU","Georgia",13,"Washington",303,"13303",72.1,12254,2002,9999,null,null,"N","Natural Gas",{"$nulls":3},"DLNB",{"$nulls":8},0.052,0.04502,0.04502,0.04502,0.04502]
["Bethlehem Power Plant","55690_G_CTG3",55690,"G","CTG3",8898,"Combined Cycle",null,"PJM_WMAC","Pennsylvania",42,"Northampton",95,"42095",127,8087,2002,9999,null,null,"N","Natural Gas, Distillate Fuel Oil",{"$nulls":3},"H2O + OFA","SCR",{"$nulls":8},0.00595,0.00595,0.00595,0.00595]
["Magnet Cove","55714_G_GT1",55714,"G","GT1",9298,"Combined Cycle",null,"MIS_AR","Arkansas",5,"Hot Spring",59,"05059",208.1,7091,2005,9999,null,null,"N","Natural Gas",{"$nulls":3},"DLNB","SCR",{"$nulls":8},0.01519,0.01519,0.01519,0.01519]
["Hanging Rock Energy Facility","55736_G_1GT2",55736,"G","1GT2",9080,"Combined Cycle",null,"PJM_West","Ohio",39,"Lawrence",87,"39087",181,7678,2003,9999,null,null,"N","Natural Gas",{"$nulls":3},"DLNB","SCR",{"$nulls":8},0.00866,0.00866,0.00866,0.00866]
["Los Esteros Critical Energy Center","55748_G_CTG4",55748,"G","CTG4",9253,"Combined Cycle",null,"WEC_CALN","California",6,"Santa Clara",85,"06085",45,8263,2003,9999,null,null,"N","Natural Gas",{"$nulls":3},"H2O","SCR",{"$nulls":7},0.74,0.009,0.009,0.009,0.009]
["Kiefer Landfill","55766_G_361C",55766,"G","361C",null,"Landfill Gas",null,"WEC_BANC","California",6,"Sacramento",67,"06067",2.8,14242,1999,9999,null,null,"N","Landfill Gas",{"$nulls":13},0.21114,0.21114,0.21114,0.21114]
["Edgewood Energy LLC","55786_G_CT01",55786,"G","CT01",10132,"Combustion Turbine",null,"NY_Z_K","New York",36,"Suffolk",103,"36103",42.5,10745,2002,9999,null,null,"N","Natural Gas",{"$nulls":3},"H2O","SCR",{"$nulls":7},1.053,0.01157,0.01157,0.01157,0.01157]
["Kas Brothers Windfarm","55809_G_G1",55809,"G","G1",null,"Onshore Wind",null,"MIS_MNWI","Minnesota",27,"Pipestone",117,"27117",1.5,0,2001,9999,null,null,"N","Wind",{"$nulls":13},0,0,0,0]
["Island Street Peaking Plant","55836_G_FT81",55836,"G","FT81",89407,"Combustion Turbine",null,"MIS_WUMS","Wisconsin",55,"Outagamie",87,"55087",51.3,12087,2004,9999,null,null,"N","Natural Gas, Distillate Fuel Oil",{"$nulls":3},"H2O",{"$nulls":9},0.09327,0.09327,0.09327,0.09327]
["Basin Creek Plant","55866_G_8",55866,"G","8",null,"Combustion Turbine","IC Engine","WECC_MT","Montana",30,"Silver Bow",93,"30093",6,12770,2006,9999,null,null,"N","Natural Gas",{"$nulls":12},2,0.79266,0.79266,0.79266,0.79266]
["McMinnville","55928_G_1",55928,"G","1",null,"Combustion Turbine","IC Engine","S_C_TVA","Tennessee",47,"Warren",177,"47177",1.8,10745,2001,9999,null,null,"N","Distillate Fuel Oil",{"$nulls":12},5,1.77612,1.77612,1.77612,1.77612]
["Warren County","55939_G_CT01",55939,"G","CT01",90817,"Combined Cycle",null,"PJM_AP","Virginia",51,"Warren",187,"51187",297.5,7289,2014,9999,"Other",null,"N","Natural Gas, Distillate Fuel Oil",{"$nulls":3},"DLNB","SCR",2015,{"$nulls":7},0.00612,0.00612,0.00612,0.00612]
["Downtown","55954_G_1",55954,"G","1",null,"Combustion Turbine","IC Engine","PJM_Dom","Virginia",51,"Southampton",175,"51175",1.6,10745,1992,9999,null,null,"N","Distillate Fuel Oil",{"$nulls":12},2.64,1.77612,1.77612,1.77612,1.77612]
["Cass County","55972_G_CT-2",55972,"G","CT-2",89192,"Combustion Turbine",null,"SPP_NEBR","Nebraska",31,"Cass",25,"31025",161.1,11545,2003,9999,null,null,"N","Natural Gas",{"$nulls":3},"DLNB",{"$nulls":8},2.5,0.0519,0.0519,0.0519,0.0519]
["Wabuska","55988_G_6",55988,"G","6",null,"Geothermal",null,"WECC_NNV","Nevada",32,"Lyon",19,"32019",0.4,9771,2011,9999,null,null,"N","Geothermal",{"$nulls":13},0,0,0,0,0.4563,0.4563,0.4563]
["Desert Sky","55992_G_1",55992,"G","1",null,"Onshore Wind",null,"ERC_WEST","Texas",48,"Pecos",371,"48371",160.5,0,2002,9999,null,null,"N","Wind",{"$nulls":13},0,0,0,0]
["Mount Clinton","56004_G_D-2",56004,"G","D-2",null,"Combustion Turbine","IC Engine","PJM_Dom","Virginia",51,"Rockingham",165,"51165",2,11860,2002,9999,null,null,"N","Distillate Fuel Oil",{"$nulls":12},2.64,1.77612,1.77612,1.77612,1.77612]
["Walton Bainbridge Power Facility","56015_G_SEG1",56015,"G","SEG1",90202,"Combustion Turbine",null,"S_SOU","Georgia",13,"Decatur",87,"13087",37,16452,2000,9999,null,null,"N","Distillate Fuel Oil",{"$nulls":3},"H2O",{"$nulls":8},0.206,0.20647,0.20647,0.20647,0.20647]
["UMCP CHP Plant","56038_G_3",56038,"G","3",null,"O/G Steam",null,"PJM_SMAC","Maryland",24,"Prince Georges",33,"24033",2,8300,2003,9999,null,null,"Y","Natural Gas, Distillate Fuel Oil",{"$nulls":13},0.07082,0.07082,0.07082,0.07082]
["G McNeilus Wind Farm Dodge Center","56054_G_GM1",56054,"G","GM1",null,"Onshore Wind",null,"MIS_MNWI","Minnesota",27,"Dodge",39,"27039",32,0,2002,9999,null,null,"N","Wind",{"$nulls":13},0,0,0,0]
["Elm Road Generating Station","56068_B_19",56068,"B","19",89798,"Coal Steam",null,"MIS_WUMS","Wisconsin",55,"Milwaukee",79,"55079",634,9374,2011,9999,"wall","dry","N","Bituminous, Subbituminous","Wet Scrubber",2011,0.971,"LNBO","SCR",2011,null,"WESP + B","No",{"$nulls":3},0.03,0.06032,0.06032,0.06032,0.06032,0.1,0.1,0.56,0.99]
["St. Charles Power Plant","56100_G_2",56100,"G","2",null,"Combustion Turbine","IC Engine","MIS_MNWI","Minnesota",27,"Winona",169,"27169",2,10745,2004,9999,null,null,"N","Distillate Fuel Oil",{"$nulls":13},3.62898,3.62898,3.62898,3.62898]
["Tessman Road","56113_G_6",56113,"G","6",null,"Landfill Gas",null,"ERC_REST","Texas",48,"Bexar",29,"48029",1.4,13500,2003,9999,null,null,"N","Landfill Gas",{"$nulls":13},0.24082,0.24082,0.24082,0.24082]
["Anderson Regional Landfill","56121_G_A2",56121,"G","A2",null,"Landfill Gas",null,"S_VACA","South Carolina",45,"Anderson",7,"45007",1.5,13500,2008,9999,null,null,"N","Landfill Gas",{"$nulls":13},0.24082,0.24082,0.24082,0.24082]
["Valenite","56131_G_1",56131,"G","1",null,"Combustion Turbine","IC Engine","S_VACA","South Carolina",45,"Oconee",73,"45073",2.4,10745,2003,9999,null,null,"N","Distillate Fuel Oil",{"$nulls":12},3.5,1.77612,1.77612,1.77612,1.77612]
["Ft. Pierre","56148_G_7",56148,"G","7",null,"Combustion Turbine","IC Engine","SPP_WAUE","South Dakota",46,"Stanley",117,"46117",2,25000,2004,9999,null,null,"N","Distillate Fuel Oil",{"$nulls":12},3,1.77612,1.77612,1.77612,1.77612]
["Faribault Energy Park","56164_G_HRSG",56164,"G","HRSG",null,"Combined Cycle",null,"MIS_MNWI","Minnesota",27,"Rice",131,"27131",108,7420,2007,9999,null,null,"N","Natural Gas, Distillate Fuel Oil",{"$nulls":3},"DLNB + H2O + LNB + NH3","SCR",2007,{"$nulls":7},0.01411,0.01411,0.01411,0.01411]
["Red Bluff","56184_G_IC13",56184,"G","IC13",null,"Combustion Turbine","IC Engine","WEC_CALN","California",6,"Tehama",103,"06103",2.8,10745,2001,9999,null,null,"N","Natural Gas",{"$nulls":12},0.74,0.2046,0.2046,0.2046,0.2046]
["Chowchilla II","56185_G_IC14",56185,"G","IC14",null,"Combustion Turbine","IC Engine","WEC_CALN","California",6,"Madera",39,"06039",3.1,10745,2001,9999,null,null,"N","Natural Gas",{"$nulls":12},0.74,0.2046,0.2046,0.2046,0.2046]
["Waterside Power, LLC","56189_G_4",56189,"G","4",89487,"Combustion Turbine",null,"NENG_CT","Connecticut",9,"Fairfield",1,"09001",23.3,11419,2004,9999,null,null,"N","Distillate Fuel Oil",{"$nulls":3},"H2O",{"$nulls":8},2E-3,0.13486,0.13486,0.13486,0.13486]
["Alden Bailey Power Plant","56223_G_LOKI",56223,"G","LOKI",null,"Combustion Turbine",null,"WECC_PNW","Oregon",41,"Clatsop",7,"41007",9.8,25000,2001,9999,null,null,"N","Natural Gas",{"$nulls":12},1.4,0.0951,0.0951,0.0951,0.0951]
["Lake Side Power Plant","56237_G_CT01",56237,"G","CT01",89557,"Combined Cycle",null,"WECC_UT","Utah",49,"Utah",49,"49049",169,7188,2007,9999,null,null,"N","Natural Gas",{"$nulls":4},"SCR",{"$nulls":8},0.01136,0.01136,0.01136,0.01136]
["Groton Generating Station","56238_G_GT01",56238,"G","GT01",89548,"Combustion Turbine",null,"SPP_WAUE","South Dakota",46,"Brown",13,"46013",82.1,10745,2006,9999,null,null,"N","Natural Gas",{"$nulls":3},"H2O",{"$nulls":8},3,0.10904,0.10904,0.10904,0.10904]
["Ontario LFGTE","56250_G_GEN5",56250,"G","GEN5",null,"Landfill Gas",null,"NY_Z_C&E","New York",36,"Ontario",69,"36069",0.8,13500,2005,9999,null,null,"N","Landfill Gas",{"$nulls":13},0.24082,0.24082,0.24082,0.24082]
["High Point, Pump Station Rd","56260_G_Unit2",56260,"G","Unit2",null,"Combustion Turbine","IC Engine","S_VACA","North Carolina",37,"Guilford",81,"37081",1.8,18986,2005,9999,null,null,"N","Distillate Fuel Oil",{"$nulls":12},2.3,1.77612,1.77612,1.77612,1.77612]
["Helzel & Schwarzhoff 86","56275_G_WGNS",56275,"G","WGNS",null,"Onshore Wind",null,"WECC_SCE","California",6,"Kern",29,"06029",2.4,0,1986,9999,null,null,"N","Wind",{"$nulls":13},0,0,0,0]
["Hardin County LFGTE","56280_G_3",56280,"G","3",null,"Landfill Gas",null,"PJM_West","Kentucky",21,"Hardin",93,"21093",0.8,13500,2006,9999,null,null,"N","Landfill Gas",{"$nulls":13},0.24082,0.24082,0.24082,0.24082]
["Hargis-Hebert Electric Generating","56283_G_U-1",56283,"G","U-1",89602,"Combustion Turbine",null,"MIS_LA","Louisiana",22,"Lafayette",55,"22055",47,11028,2006,9999,null,null,"N","Natural Gas",{"$nulls":3},"H2O",{"$nulls":8},5.261,0.08819,0.08819,0.08819,0.08819]
["Elk River Wind","56303_G_1",56303,"G","1",null,"Onshore Wind",null,"SPP_N","Kansas",20,"Butler",15,"20015",150,0,2005,9999,null,null,"N","Wind",{"$nulls":13},0,0,0,0]
["Trigen St. Louis","56309_G_CT-1",56309,"G","CT-1",null,"Combined Cycle",null,"MIS_MO","Missouri",29,"St Louis",189,"29189",4.8,5860,1999,9999,null,null,"Y","Natural Gas",{"$nulls":13},0.02644,0.02644,0.02644,0.02644]
["Wild Horse","56322_G_WH2",56322,"G","WH2",null,"Onshore Wind",null,"WECC_PNW","Washington",53,"Kittitas",37,"53037",44,0,2009,9999,null,null,"N","Wind",{"$nulls":13},0,0,0,0]
["Aragonne Wind LLC","56336_G_1",56336,"G","1",null,"Onshore Wind",null,"WECC_NM","New Mexico",35,"Guadalupe",19,"35019",90,0,2006,9999,null,null,"N","Wind",{"$nulls":13},0,0,0,0]
["Bear Valley Power Plant","56346_G_ICE4",56346,"G","ICE4",null,"Combustion Turbine","IC Engine","WECC_SCE","California",6,"San Bernardino",71,"06071",1.2,18000,2005,9999,null,null,"N","Natural Gas",{"$nulls":12},0.74,0.2046,0.2046,0.2046,0.2046]
["Colorado Bend Energy Center","56350_G_ST1",56350,"G","ST1",null,"Combined Cycle",null,"ERC_REST","Texas",48,"Wharton",481,"48481",101,8386,2007,9999,null,null,"N","Natural Gas",{"$nulls":3},"DLNB + LNB + NH3","SCR",2007,{"$nulls":7},0.01482,0.01482,0.01482,0.01482]
["Cedar Creek Wind","56371_G_1",56371,"G","1",null,"Onshore Wind",null,"WECC_CO","Colorado",8,"Weld",123,"08123",300,0,2007,9999,null,null,"N","Wind",{"$nulls":13},0,0,0,0]
["Lempster Wind LLC","56399_G_1",56399,"G","1",null,"Onshore Wind",null,"NENGREST","New Hampshire",33,"Sullivan",19,"33019",24,0,2008,9999,null,null,"N","Wind",{"$nulls":13},0,0,0,0]
["West County Energy Center","56407_G_3ST",56407,"G","3ST",null,"Combined Cycle",null,"FRCC","Florida",12,"Palm Beach",99,"12099",523,7050,2011,9999,null,null,"N","Natural Gas, Distillate Fuel Oil",{"$nulls":3},"DLNB + H2O + LNB + NH3","SCR",2011,{"$nulls":7},7.92E-3,7.92E-3,7.92E-3,7.92E-3]
["Westchester Gas Recovery","56417_G_W2",56417,"G","W2",null,"Landfill Gas",null,"PJM_COMD","Illinois",17,"Cook",31,"17031",1.8,13500,2004,9999,null,null,"N","Landfill Gas",{"$nulls":13},0.24082,0.24082,0.24082,0.24082]
["Ameresco Santa Cruz Energy","56428_G_Unit3",56428,"G","Unit3",null,"Landfill Gas",null,"WEC_CALN","California",6,"Santa Cruz",87,"06087",1,13500,2006,9999,null,null,"N","Landfill Gas",{"$nulls":13},0.1488,0.1488,0.1488,0.1488]
["Pilgrim Stage Wind Park","56440_G_PSWP",56440,"G","PSWP",null,"Onshore Wind",null,"WECC_ID","Idaho",16,"Twin Falls",83,"16083",10.5,0,2011,9999,null,null,"N","Wind",{"$nulls":13},0,0,0,0]
["Oak Ridge LFGTE","56463_G_4",56463,"G","4",null,"Landfill Gas",null,"MIS_INKY","Indiana",18,"Cass",17,"18017",0.8,13500,2003,9999,null,null,"N","Landfill Gas",{"$nulls":13},0.24082,0.24082,0.24082,0.24082]
["Liberty I & II LFGTE","56465_G_2-II",56465,"G","2-II",null,"Landfill Gas",null,"MIS_INKY","Indiana",18,"White",181,"18181",0.8,13500,2010,9999,null,null,"N","Landfill Gas",{"$nulls":13},0.24082,0.24082,0.24082,0.24082]
["Grapeland Peaker","56472_G_1",56472,"G","1",90070,"Combustion Turbine",null,"WECC_SCE","California",6,"San Bernardino",71,"06071",49,10745,2007,9999,null,null,"N","Natural Gas",{"$nulls":3},"DLNB",{"$nulls":9},0.01156,0.01156,0.01156,0.01156]
["Biglow Canyon Wind Farm","56485_G_3",56485,"G","3",null,"Onshore Wind",null,"WECC_PNW","Oregon",41,"Sherman",55,"41055",161,0,2010,9999,null,null,"N","Wind",{"$nulls":13},0,0,0,0]
["Goodman Energy Center","56497_G_2",56497,"G","2",null,"Combustion Turbine","IC Engine","SPP_WEST","Kansas",20,"Ellis",51,"20051",8.2,10745,2008,9999,null,null,"N","Natural Gas",{"$nulls":4},"SCR",{"$nulls":8},1.23537,0.24707,1.23537,0.24707]
["Western 102 Power Plant","56500_G_F102",56500,"G","F102",null,"Combustion Turbine","IC Engine","WECC_NNV","Nevada",32,"Storey",29,"32029",7.9,11118,2005,9999,null,null,"N","Natural Gas",{"$nulls":13},0.79266,0.79266,0.79266,0.79266]
["Emporia Energy Center","56502_G_4",56502,"G","4",89853,"Combustion Turbine",null,"SPP_N","Kansas",20,"Lyon",111,"20111",46,11267,2008,9999,null,null,"N","Natural Gas",{"$nulls":3},"H2O",{"$nulls":9},0.08964,0.08964,0.08964,0.08964]
["Pennsauken Landfill","56511_G_GEN2",56511,"G","GEN2",null,"Landfill Gas",null,"PJM_EMAC","New Jersey",34,"Camden",7,"34007",0.9,13500,2004,9999,null,null,"N","Landfill Gas",{"$nulls":13},0.24082,0.24082,0.24082,0.24082]
["West Diesel Generation Unit","56517_G_East",56517,"G","East",null,"Combustion Turbine","IC Engine","MIS_MIDA","Iowa",19,"Pocahontas",151,"19151",1.9,11082,2006,9999,null,null,"N","Distillate Fuel Oil",{"$nulls":13},1.77612,1.77612,1.77612,1.77612]
["Two Pine Landfill Gas Recovery","56523_G_GEN2",56523,"G","GEN2",null,"Landfill Gas",null,"MIS_AR","Arkansas",5,"Pulaski",119,"05119",0.8,13500,2006,9999,null,null,"N","Landfill Gas",{"$nulls":13},0.24082,0.24082,0.24082,0.24082]
["Timberline Trail Gas Recovery","56525_G_GEN2",56525,"G","GEN2",null,"Landfill Gas",null,"MIS_MNWI","Wisconsin",55,"Rusk",107,"55107",0.8,13500,2006,9999,null,null,"N","Landfill Gas",{"$nulls":13},0.24082,0.24082,0.24082,0.24082]
["Skyline Gas Recovery","56528_G_GEN3",56528,"G","GEN3",null,"Landfill Gas",null,"ERC_REST","Texas",48,"Dallas",113,"48113",1.6,13500,2007,9999,null,null,"N","Landfill Gas",{"$nulls":13},0.24082,0.24082,0.24082,0.24082]
["Conception","56537_G_1",56537,"G","1",null,"Onshore Wind",null,"S_D_AECI","Missouri",29,"Nodaway",147,"29147",50.4,0,2008,9999,null,null,"N","Wind",{"$nulls":13},0,0,0,0]
["Drexel Operations Center","56548_G_1",56548,"G","1",null,"Combustion Turbine","IC Engine","S_VACA","North Carolina",37,"Burke",23,"37023",2,25000,2007,9999,null,null,"N","Distillate Fuel Oil",{"$nulls":13},1.77612,1.77612,1.77612,1.77612]
["J Lamar Stall Unit","56565_G_6A",56565,"G","6A",90566,"Combined Cycle",null,"SPP_WEST","Louisiana",22,"Caddo",17,"22017",160,7135,2010,9999,null,null,"N","Natural Gas",{"$nulls":3},"DLNB","SCR",{"$nulls":8},0.01098,0.01098,0.01098,0.01098]
["Blue Breezes LLC","56580_G_1",56580,"G","1",null,"Onshore Wind",null,"MIS_MNWI","Minnesota",27,"Faribault",43,"27043",1.3,0,2006,9999,null,null,"N","Wind",{"$nulls":13},0,0,0,0]
["Elm Street Substation Generators","56597_G_EP02",56597,"G","EP02",null,"Combustion Turbine","IC Engine","MIS_MO","Missouri",29,"St Francois",187,"29187",1.3,21016,2002,9999,null,null,"N","Distillate Fuel Oil",{"$nulls":13},1.77612,1.77612,1.77612,1.77612]
["Hardin County Peaking Facility","56604_G_HC1",56604,"G","HC1",4480,"Combustion Turbine",null,"MIS_WOTA","Texas",48,"Hardin",199,"48199",73,12534,2001,9999,null,null,"N","Natural Gas",{"$nulls":3},"DLNB",{"$nulls":9},0.02824,0.02824,0.02824,0.02824]
["Logan Wind Energy","56613_G_1",56613,"G","1",null,"Onshore Wind",null,"WECC_CO","Colorado",8,"Logan",75,"08075",201,0,2007,9999,null,null,"N","Wind",{"$nulls":13},0,0,0,0]
["Midway Peaking LLC","56639_G_1",56639,"G","1",90382,"Combustion Turbine",null,"WEC_CALN","California",6,"Fresno",19,"06019",55.6,10895,2009,9999,null,null,"N","Natural Gas",{"$nulls":3},"H2O + NH3","SCR",2009,{"$nulls":7},0.01785,0.01785,0.01785,0.01785]
["NIH Cogeneration Facility","56668_G_CGTG",56668,"G","CGTG",null,"Combustion Turbine",null,"PJM_SMAC","Maryland",24,"Montgomery",31,"24031",21.3,12043,2004,9999,null,null,"Y","Natural Gas",{"$nulls":13},0.0951,0.0951,0.0951,0.0951]
["Winchester Power Park","56674_G_CGT2",56674,"G","CGT2",90318,"Combustion Turbine",null,"ERC_REST","Texas",48,"Fayette",149,"48149",44,10745,2010,9999,null,null,"N","Natural Gas",{"$nulls":4},"SCR",{"$nulls":8},0.01537,0.01537,0.01537,0.01537]
["Amelia","56681_G_16",56681,"G","16",null,"Landfill Gas",null,"PJM_Dom","Virginia",51,"Amelia",7,"51007",0.3,13500,2001,9999,null,null,"N","Landfill Gas",{"$nulls":13},0.6,0.6,0.6,0.6]
["Amelia","56681_G_32",56681,"G","32",null,"Landfill Gas",null,"PJM_Dom","Virginia",51,"Amelia",7,"51007",0.3,13500,2001,9999,null,null,"N","Landfill Gas",{"$nulls":13},0.6,0.6,0.6,0.6]
["Amelia","56681_G_48",56681,"G","48",null,"Landfill Gas",null,"PJM_Dom","Virginia",51,"Amelia",7,"51007",0.3,13500,2001,9999,null,null,"N","Landfill Gas",{"$nulls":13},0.6,0.6,0.6,0.6]
["Brunswick Landfill Gas","56682_G_21",56682,"G","21",null,"Landfill Gas",null,"PJM_Dom","Virginia",51,"Brunswick",25,"51025",0.3,13500,2007,9999,null,null,"N","Landfill Gas",{"$nulls":13},0.6,0.6,0.6,0.6]
["Brunswick Landfill Gas","56682_G_5",56682,"G","5",null,"Landfill Gas",null,"PJM_Dom","Virginia",51,"Brunswick",25,"51025",0.3,13500,2007,9999,null,null,"N","Landfill Gas",{"$nulls":13},0.6,0.6,0.6,0.6]
["Charles City","56683_G_15",56683,"G","15",null,"Landfill Gas",null,"PJM_Dom","Virginia",51,"Charles City",36,"51036",0.3,13500,2003,9999,null,null,"N","Landfill Gas",{"$nulls":13},0.6,0.6,0.6,0.6]
["Charles City","56683_G_37",56683,"G","37",null,"Landfill Gas",null,"PJM_Dom","Virginia",51,"Charles City",36,"51036",0.3,13500,2003,9999,null,null,"N","Landfill Gas",{"$nulls":13},0.6,0.6,0.6,0.6]
["Chesterfield Landfill Gas","56684_G_1",56684,"G","1",null,"Landfill Gas",null,"PJM_Dom","Virginia",51,"Chesterfield",41,"51041",0.3,13500,2004,9999,null,null,"N","Landfill Gas",{"$nulls":13},0.6,0.6,0.6,0.6]
["Chesterfield Landfill Gas","56684_G_14",56684,"G","14",null,"Landfill Gas",null,"PJM_Dom","Virginia",51,"Chesterfield",41,"51041",0.3,13500,2004,9999,null,null,"N","Landfill Gas",{"$nulls":13},0.6,0.6,0.6,0.6]
["Chesterfield Landfill Gas","56684_G_27",56684,"G","27",null,"Landfill Gas",null,"PJM_Dom","Virginia",51,"Chesterfield",41,"51041",0.3,13500,2004,9999,null,null,"N","Landfill Gas",{"$nulls":13},0.6,0.6,0.6,0.6]
["Chesterfield Landfill Gas","56684_G_42",56684,"G","42",null,"Landfill Gas",null,"PJM_Dom","Virginia",51,"Chesterfield",41,"51041",0.3,13500,2004,9999,null,null,"N","Landfill Gas",{"$nulls":13},0.6,0.6,0.6,0.6]
["King & Queen","56686_G_3",56686,"G","3",null,"Landfill Gas",null,"PJM_Dom","Virginia",51,"King And Queen",97,"51097",0.3,13500,2008,9999,null,null,"N","Landfill Gas",{"$nulls":13},0.6,0.6,0.6,0.6]
["King & Queen","56686_G_31",56686,"G","31",null,"Landfill Gas",null,"PJM_Dom","Virginia",51,"King And Queen",97,"51097",0.3,13500,2008,9999,null,null,"N","Landfill Gas",{"$nulls":13},0.6,0.6,0.6,0.6]
["Mountain View","56687_G_14",56687,"G","14",null,"Landfill Gas",null,"PJM_AP","Pennsylvania",42,"Franklin",55,"42055",0.3,13500,2003,9999,null,null,"N","Landfill Gas",{"$nulls":13},0.06265,0.06265,0.06265,0.06265]
["Mountain View","56687_G_43",56687,"G","43",null,"Landfill Gas",null,"PJM_AP","Pennsylvania",42,"Franklin",55,"42055",0.3,13500,2003,9999,null,null,"N","Landfill Gas",{"$nulls":13},0.06265,0.06265,0.06265,0.06265]
["Mountain View","56687_G_47",56687,"G","47",null,"Landfill Gas",null,"PJM_AP","Pennsylvania",42,"Franklin",55,"42055",0.3,13500,2003,9999,null,null,"N","Landfill Gas",{"$nulls":13},0.06265,0.06265,0.06265,0.06265]
["New Bern","56688_G_2",56688,"G","2",null,"Landfill Gas",null,"S_VACA","North Carolina",37,"Craven",49,"37049",0.3,13500,2007,9999,null,null,"N","Landfill Gas",{"$nulls":13},0.24082,0.24082,0.24082,0.24082]
["Rockville 1 & 2","56692_G_1A",56692,"G","1A",null,"Combustion Turbine","IC Engine","PJM_Dom","Virginia",51,"Goochland",75,"51075",0.3,10745,1995,9999,null,null,"N","Distillate Fuel Oil",{"$nulls":13},1.77612,1.77612,1.77612,1.77612]
["Rockville 1 & 2","56692_G_1K",56692,"G","1K",null,"Combustion Turbine","IC Engine","PJM_Dom","Virginia",51,"Goochland",75,"51075",0.3,10745,1995,9999,null,null,"N","Distillate Fuel Oil",{"$nulls":13},1.77612,1.77612,1.77612,1.77612]
["Rockville 1 & 2","56692_G_2M",56692,"G","2M",null,"Combustion Turbine","IC Engine","PJM_Dom","Virginia",51,"Goochland",75,"51075",0.3,10745,2000,9999,null,null,"N","Distillate Fuel Oil",{"$nulls":13},1.77612,1.77612,1.77612,1.77612]
["Virginia Beach","56693_G_2",56693,"G","2",null,"Landfill Gas",null,"PJM_Dom","Virginia",51,"Virginia Beach City",810,"51810",0.3,13500,2001,9999,null,null,"N","Landfill Gas",{"$nulls":13},0.6,0.6,0.6,0.6]
["Virginia Beach","56693_G_34",56693,"G","34",null,"Landfill Gas",null,"PJM_Dom","Virginia",51,"Virginia Beach City",810,"51810",0.3,13500,2001,9999,null,null,"N","Landfill Gas",{"$nulls":13},0.6,0.6,0.6,0.6]
["Haworth Water Treatment Plant","56701_G_GEN2",56701,"G","GEN2",null,"Combustion Turbine","IC Engine","PJM_EMAC","New Jersey",34,"Bergen",3,"34003",2,10958,2004,9999,null,null,"N","Natural Gas",{"$nulls":13},0.202,0.202,0.202,0.202]
["El Nido Facility","56707_B_SD200",56707,"B","SD200",null,"Biomass",null,"WEC_CALN","California",6,"Merced",47,"06047",10.5,22615,2008,9999,null,null,"N","Biomass",null,null,0.9,"NH3","SNCR",null,"2008","B + C","NA",{"$nulls":4},0.07096,0.07096,0.07096,0.07096,{"$nulls":4},"Yes"]
["CalRenew-1","56768_G_CR1",56768,"G","CR1",null,"Solar PV",null,"WEC_CALN","California",6,"Fresno",19,"06019",5,0,2010,9999,null,null,"N","Solar",{"$nulls":13},0,0,0,0]
["Spiritwood Station","56786_B_1",56786,"B","1",90511,"Coal Steam",null,"MIS_MAPP","North Dakota",38,"Stutsman",93,"38093",90,14500,2014,9999,"FBC","dry","Y","Lignite","Dry Scrubber",2014,0.98,"CF + OFA","SNCR",null,"2014","B","NA","ACI",2014,null,0.06,0.4559,0.10108,0.4559,0.10108,0.1,0.1,0.1,0.99]
["Cedar Bayou 4","56806_G_42",56806,"G","42",90408,"Combined Cycle",null,"ERC_REST","Texas",48,"Chambers",71,"48071",165,7720,2009,9999,null,null,"N","Natural Gas",{"$nulls":3},"DLNB","SCR",{"$nulls":8},0.01441,0.01441,0.01441,0.01441]
["CSU Fresno Solar Project","56813_G_2",56813,"G","2",null,"Solar PV",null,"WEC_CALN","California",6,"Fresno",19,"06019",0.5,0,2007,9999,null,null,"N","Solar",{"$nulls":13},0,0,0,0]
["North Brawley Geothermal Plant","56832_G_GE3",56832,"G","GE3",null,"Geothermal",null,"WECC_IID","California",6,"Imperial",25,"06025",16,9771,2009,9999,null,null,"N","Geothermal",{"$nulls":13},0,0,0,0,0.4625,0.4625,0.4625]
["CPV St Charles Energy Center","56846_G_GTG2",56846,"G","GTG2",91105,"Combined Cycle",null,"PJM_SMAC","Maryland",24,"Charles",17,"24017",205,6250,2017,9999,null,null,"N","Natural Gas",{"$nulls":4},"SCR",{"$nulls":8},0.00804,0.00804,0.00804,0.00804]
["Wheat Field Wind Power Project","56854_G_GEN1",56854,"G","GEN1",null,"Onshore Wind",null,"WECC_PNW","Oregon",41,"Gilliam",21,"41021",96.6,0,2009,9999,null,null,"N","Wind",{"$nulls":13},0,0,0,0]
["Ottawa County Project","56865_G_2",56865,"G","2",null,"Landfill Gas",null,"PJM_ATSI","Ohio",39,"Ottawa",123,"39123",1.4,13500,2001,9999,null,null,"N","Landfill Gas",{"$nulls":13},0.24082,0.24082,0.24082,0.24082]
["Carbon Limestone","56868_G_4",56868,"G","4",null,"Landfill Gas",null,"PJM_ATSI","Ohio",39,"Mahoning",99,"39099",1.4,13500,2001,9999,null,null,"N","Landfill Gas",{"$nulls":13},0.24082,0.24082,0.24082,0.24082]
["Loraine County Project","56869_G_9",56869,"G","9",null,"Landfill Gas",null,"PJM_ATSI","Ohio",39,"Lorain",93,"39093",1.6,13500,2012,9999,null,null,"N","Landfill Gas",{"$nulls":13},0.24082,0.24082,0.24082,0.24082]
["SECCRA Community Landfill","56873_G_1",56873,"G","1",null,"Landfill Gas",null,"PJM_EMAC","Pennsylvania",42,"Chester",29,"42029",0.9,14242,2007,9999,null,null,"N","Landfill Gas",{"$nulls":13},0.06265,0.06265,0.06265,0.06265]
["OREG 2 Inc","56880_G_CS8",56880,"G","CS8",null,"Non-Fossil Waste",null,"SPP_WAUE","Montana",30,"Roosevelt",85,"30085",5.5,9487,2008,9999,null,null,"N","Non-Fossil Waste",{"$nulls":13},0,0,0,0]
["Chester Diversion Hydroelectric Project","56893_G_2",56893,"G","2",null,"Hydro",null,"WECC_ID","Idaho",16,"Fremont",43,"16043",1.2,0,2014,9999,null,null,"N","Hydro",{"$nulls":13},0,0,0,0]
["IRC Generator Facility","56899_G_290",56899,"G","290",null,"Combustion Turbine","IC Engine","WECC_AZ","Arizona",4,"Coconino",5,"04005",1.5,12822,1986,9999,null,null,"N","Distillate Fuel Oil",{"$nulls":13},1.77612,1.77612,1.77612,1.77612]
["SAS Solar Farm","56915_G_1",56915,"G","1",null,"Solar PV",null,"S_VACA","North Carolina",37,"Wake",183,"37183",0.5,0,2008,9999,null,null,"N","Solar",{"$nulls":13},0,0,0,0]
["FPL Energy Story Wind LLC","56924_G_GE15",56924,"G","GE15",null,"Onshore Wind",null,"MIS_MIDA","Iowa",19,"Story",169,"19169",150,0,2008,9999,null,null,"N","Wind",{"$nulls":13},0,0,0,0]
["CPV Valley Energy Center","56940_G_CTG1",56940,"G","CTG1",null,"Combined Cycle",null,"NY_Z_G-I","New York",36,"Orange",71,"36071",198.2,6250,2018,9999,null,null,"N","Natural Gas",{"$nulls":4},"SCR",{"$nulls":8},0.011,0.011,0.011,0.011]
["Coolidge Generation Station","56948_G_2",56948,"G","2",90465,"Combustion Turbine",null,"WECC_AZ","Arizona",4,"Pinal",21,"04021",43.4,10745,2011,9999,null,null,"N","Natural Gas",{"$nulls":3},"H2O","SCR",{"$nulls":8},0.01216,0.01216,0.01216,0.01216]
["Pioneer Crossing Energy, LLC","56957_G_LFG1",56957,"G","LFG1",null,"Landfill Gas",null,"PJM_WMAC","Pennsylvania",42,"Berks",11,"42011",1.6,13500,2008,9999,null,null,"N","Landfill Gas",{"$nulls":13},0.15712,0.15712,0.15712,0.15712]
["West Deptford Energy Station","56963_G_STG1",56963,"G","STG1",null,"Combined Cycle",null,"PJM_EMAC","New Jersey",34,"Gloucester",15,"34015",295.9,7050,2014,9999,null,null,"N","Natural Gas",{"$nulls":3},"DLNB","SCR",2014,{"$nulls":7},0.00608,0.00608,0.00608,0.00608]
["QVC Inc","56966_G_2",56966,"G","2",null,"Solar PV","","S_VACA","North Carolina",37,"Edgecombe",65,"37065",2.9,0,2013,9999,null,null,"N","Solar",{"$nulls":13},0,0,0,0]
["Clinton LFGTE Facility","56986_G_GEN3",56986,"G","GEN3",null,"Landfill Gas",null,"NY_Z_D","New York",36,"Clinton",19,"36019",1.6,13500,2008,9999,null,null,"N","Landfill Gas",{"$nulls":13},0.24082,0.24082,0.24082,0.24082]
["Pueblo Airport Generating Station","56998_G_53",56998,"G","53",null,"Combined Cycle",null,"WECC_CO","Colorado",8,"Pueblo",101,"08101",20,7693,2012,9999,null,null,"N","Natural Gas",{"$nulls":3},"H2O","SCR",2011,{"$nulls":7},0.00404,0.00404,0.00404,0.00404]
["Pueblo Airport Generating Station","56998_G_GT1",56998,"G","GT1",90496,"Combustion Turbine",null,"WECC_CO","Colorado",8,"Pueblo",101,"08101",90,10745,2012,9999,null,null,"N","Natural Gas",{"$nulls":3},"H2O","SCR",2011,{"$nulls":7},0.0088,0.0088,0.0088,0.0088]
["Waste Management Columbia Ridge LFGTE","57015_G_GEN9",57015,"G","GEN9",null,"Landfill Gas",null,"WECC_PNW","Oregon",41,"Gilliam",21,"41021",1.6,13500,2014,9999,null,null,"N","Landfill Gas",{"$nulls":13},0.24082,0.24082,0.24082,0.24082]
["Riverbend Landfill","57019_G_GEN3",57019,"G","GEN3",null,"Landfill Gas",null,"WECC_PNW","Oregon",41,"Yamhill",71,"41071",0.8,13500,2010,9999,null,null,"N","Landfill Gas",{"$nulls":13},0.24082,0.24082,0.24082,0.24082]
["Waste Management Rolling Meadows LFGTE","57023_G_GEN5",57023,"G","GEN5",null,"Landfill Gas",null,"SPP_N","Kansas",20,"Shawnee",177,"20177",0.8,13500,2010,9999,null,null,"N","Landfill Gas",{"$nulls":13},0.24082,0.24082,0.24082,0.24082]
["Canyon Power Plant","57027_G_CPP4",57027,"G","CPP4",90587,"Combustion Turbine",null,"WECC_SCE","California",6,"Orange",59,"06059",49.4,10745,2011,9999,null,null,"N","Natural Gas",{"$nulls":3},"H2O + NH3",{"$nulls":9},0.00974,0.00974,0.00974,0.00974]
["Willmar Municipal SW Substation","57035_G_SW02",57035,"G","SW02",null,"Combustion Turbine","IC Engine","MIS_MNWI","Minnesota",27,"Kandiyohi",67,"27067",2,10813,2000,9999,null,null,"N","Distillate Fuel Oil",{"$nulls":13},3.62898,3.62898,3.62898,3.62898]
["CSU East Bay","57042_G_1",57042,"G","1",null,"Fuel Cell",null,"WEC_CALN","California",6,"Alameda",1,"06001",1.4,8646,2011,9999,null,null,"Y","Natural Gas",{"$nulls":13},0,0,0,0]
["NaturEner Glacier Wind Energy 2","57050_G_NGW2",57050,"G","NGW2",null,"Onshore Wind",null,"WECC_MT","Montana",30,"Toole",101,"30101",101.4,0,2009,9999,null,null,"N","Wind",{"$nulls":13},0,0,0,0]
["Ivanpah 3","57075_B_BLR1",57075,"B","BLR1",null,"Solar Thermal",null,"WECC_SCE","California",6,"San Bernardino",71,"06071",133,9771,2013,9999,null,null,"N","Solar",{"$nulls":13},0,0,0,0]
["Milford Wind Corridor Stage II LLC","57107_G_1",57107,"G","1",null,"Onshore Wind",null,"WECC_UT","Utah",49,"Beaver",1,"49001",102,0,2011,9999,null,null,"N","Wind",{"$nulls":13},0,0,0,0]
["Wilton Wind II LLC","57120_G_1",57120,"G","1",null,"Onshore Wind",null,"SPP_WAUE","North Dakota",38,"Burleigh",15,"38015",49.5,0,2009,9999,null,null,"N","Wind",{"$nulls":13},0,0,0,0]
["Stoney Corners Wind Farm","57131_G_SCWF1",57131,"G","SCWF1",null,"Onshore Wind",null,"MIS_LMI","Michigan",26,"Missaukee",113,"26113",59,0,2009,9999,null,null,"N","Wind",{"$nulls":13},0,0,0,0]
["White River Lock and Dam 3","57162_G_LD#3",57162,"G","LD#3",null,"Hydro",null,"SPP_WEST","Arkansas",5,"Stone",137,"05137",4.3,0,2006,9999,null,null,"N","Hydro",{"$nulls":13},0,0,0,0]
["Suburban Landfill Gas Recovery","57170_G_GEN4",57170,"G","GEN4",null,"Landfill Gas",null,"PJM_West","Ohio",39,"Perry",127,"39127",0.8,13500,2011,9999,null,null,"N","Landfill Gas",{"$nulls":13},0.24082,0.24082,0.24082,0.24082]
["PPL Glendon LFGTE Plant","57183_G_2",57183,"G","2",null,"Landfill Gas",null,"PJM_WMAC","Pennsylvania",42,"Northampton",95,"42095",1.6,13500,2011,9999,null,null,"N","Landfill Gas",{"$nulls":13},0.06265,0.06265,0.06265,0.06265]
["Little Quinnesec Falls Hydro Project","57190_G_UNIT5",57190,"G","UNIT5",null,"Hydro",null,"MIS_WUMS","Wisconsin",55,"Marinette",75,"55075",1,0,1900,9999,null,null,"N","Hydro",{"$nulls":13},0,0,0,0]
["CM48","57205_G_PV02",57205,"G","PV02",null,"Solar PV",null,"WECC_SNV","Nevada",32,"Clark",3,"32003",8,0,2010,9999,null,null,"N","Solar",{"$nulls":13},0,0,0,0]
["Solar Photovoltaic Project #03","57217_G_S003A",57217,"G","S003A",null,"Solar PV",null,"WECC_SCE","California",6,"San Bernardino",71,"06071",0.5,0,2011,9999,null,null,"N","Solar",{"$nulls":13},0,0,0,0]
["Solar Photovoltaic Project #08","57222_G_S008B",57222,"G","S008B",null,"Solar PV",null,"WECC_SCE","California",6,"San Bernardino",71,"06071",0.5,0,2011,9999,null,null,"N","Solar",{"$nulls":13},0,0,0,0]
["Solar Photovoltaic Project #15","57229_G_S015E",57229,"G","S015E",null,"Solar PV",null,"WECC_SCE","California",6,"San Bernardino",71,"06071",0.5,0,2013,9999,null,null,"N","Solar",{"$nulls":13},0,0,0,0]
["Solar Photovoltaic Project #17","57231_G_S017D",57231,"G","S017D",null,"Solar PV",null,"WECC_SCE","California",6,"San Bernardino",71,"06071",0.5,0,2015,9999,null,null,"N","Solar",{"$nulls":13},0,0,0,0]
["Roth Rock North Wind Farm, LLC","57240_G_SRRNW",57240,"G","SRRNW",null,"Onshore Wind",null,"PJM_AP","Maryland",24,"Garrett",23,"24023",10,0,2011,9999,null,null,"N","Wind",{"$nulls":13},0,0,0,0]
["Solar Photovoltaic Project #28","57247_G_S028F",57247,"G","S028F",null,"Solar PV",null,"WECC_SCE","California",6,"San Bernardino",71,"06071",0.5,0,2015,9999,null,null,"N","Solar",{"$nulls":13},0,0,0,0]
["Lakota Wind Wind Farm","57251_G_LAK1",57251,"G","LAK1",null,"Onshore Wind",null,"MIS_MIDA","Iowa",19,"Kossuth",109,"19109",10.5,0,2009,9999,null,null,"N","Wind",{"$nulls":13},0,0,0,0]
["Laredo Ridge Wind LLC","57262_G_1",57262,"G","1",null,"Onshore Wind",null,"SPP_NEBR","Nebraska",31,"Boone",11,"31011",79.9,0,2011,9999,null,null,"N","Wind",{"$nulls":13},0,0,0,0]
["Sandy Ridge Wind Farm","57285_G_1",57285,"G","1",null,"Onshore Wind",null,"PJM_PENE","Pennsylvania",42,"Blair",13,"42013",48.2,0,2012,9999,null,null,"N","Wind",{"$nulls":13},0,0,0,0]
["Cedar Hills","57298_G_11",57298,"G","11",null,"Landfill Gas",null,"WECC_PNW","Washington",53,"King",33,"53033",0.3,13500,2009,9999,null,null,"N","Landfill Gas",{"$nulls":13},0.24082,0.24082,0.24082,0.24082]
["Criterion","57300_G_1",57300,"G","1",null,"Onshore Wind",null,"PJM_AP","Maryland",24,"Garrett",23,"24023",70,0,2010,9999,null,null,"N","Wind",{"$nulls":13},0,0,0,0]
["Los Angeles Harbor College","57314_G_1",57314,"G","1",null,"Solar PV",null,"WEC_LADW","California",6,"Los Angeles",37,"06037",2.2,0,2010,9999,null,null,"N","Solar",{"$nulls":13},0,0,0,0]
["White Oak Energy LLC","57342_G_1",57342,"G","1",null,"Onshore Wind",null,"PJM_COMD","Illinois",17,"Mclean",113,"17113",150,0,2011,9999,null,null,"N","Wind",{"$nulls":13},0,0,0,0]
["Trenton Solar Farm","57352_G_TREN",57352,"G","TREN",null,"Solar PV",null,"PJM_EMAC","New Jersey",34,"Mercer",21,"34021",1,0,2010,9999,null,null,"N","Solar",{"$nulls":13},0,0,0,0]
["MP Durham LLC","57365_G_1A",57365,"G","1A",null,"Landfill Gas",null,"S_VACA","North Carolina",37,"Durham",63,"37063",1.1,13500,2010,9999,null,null,"N","Landfill Gas",{"$nulls":13},0.24082,0.24082,0.24082,0.24082]
["Agua Caliente Solar Project","57373_G_AGU3",57373,"G","AGU3",null,"Solar PV",null,"WECC_AZ","Arizona",4,"Yuma",27,"04027",121,0,2014,9999,null,null,"N","Solar",{"$nulls":13},0,0,0,0]
["UASTP I","57392_G_UATP1",57392,"G","UATP1",null,"Solar PV",null,"WECC_AZ","Arizona",4,"Pima",19,"04019",1.2,0,2010,9999,null,null,"N","Solar",{"$nulls":13},0,0,0,0]
["Oneida Herkimer","57404_G_GEN1",57404,"G","GEN1",null,"Landfill Gas",null,"NY_Z_C&E","New York",36,"Oneida",65,"36065",1.6,13500,2012,9999,null,null,"N","Landfill Gas",{"$nulls":13},0.24082,0.24082,0.24082,0.24082]
["Mahoning","57411_G_GEN3",57411,"G","GEN3",null,"Landfill Gas",null,"PJM_ATSI","Ohio",39,"Mahoning",99,"39099",0.8,13500,2013,9999,null,null,"N","Landfill Gas",{"$nulls":13},0.24082,0.24082,0.24082,0.24082]
["Mainline Windfarm","57429_G_1",57429,"G","1",null,"Onshore Wind",null,"WECC_ID","Idaho",16,"Elmore",39,"16039",23,0,2012,9999,null,null,"N","Wind",{"$nulls":13},0,0,0,0]
["6th St Solar Park of Gainesville FL","57438_G_1",57438,"G","1",null,"Solar PV",null,"FRCC","Florida",12,"Alachua",1,"12001",1.6,0,2011,9999,null,null,"N","Solar",{"$nulls":13},0,0,0,0]
["Pine Tree Acres WM LFGTE","57443_G_GEN8",57443,"G","GEN8",null,"Landfill Gas",null,"MIS_LMI","Michigan",26,"Macomb",99,"26099",1.6,13500,2012,9999,null,null,"N","Landfill Gas",{"$nulls":13},0.24082,0.24082,0.24082,0.24082]
["145 Talmadge Solar","57458_G_1",57458,"G","1",null,"Solar PV",null,"PJM_EMAC","New Jersey",34,"Middlesex",23,"34023",3.8,0,2011,9999,null,null,"N","Solar",{"$nulls":13},0,0,0,0]
["Blue Ridge Landfill","57466_G_GEN1",57466,"G","GEN1",null,"Landfill Gas",null,"PJM_AP","Pennsylvania",42,"Franklin",55,"42055",1.6,13500,2013,9999,null,null,"N","Landfill Gas",{"$nulls":13},0.06265,0.06265,0.06265,0.06265]
["Flemington Solar","57485_G_FSNJ",57485,"G","FSNJ",null,"Solar PV",null,"PJM_EMAC","New Jersey",34,"Hunterdon",19,"34019",7.9,0,2011,9999,null,null,"N","Solar",{"$nulls":13},0,0,0,0]
["Tieton Dam Hydro Electric Project","57496_G_UNIT2",57496,"G","UNIT2",null,"Hydro",null,"WECC_PNW","Washington",53,"Yakima",77,"53077",6.9,0,2006,9999,null,null,"N","Hydro",{"$nulls":13},0,0,0,0]
["Laurel Wind Farm","57500_G_LWF",57500,"G","LWF",null,"Onshore Wind",null,"MIS_IA","Iowa",19,"Marshall",127,"19127",119.6,0,2011,9999,null,null,"N","Wind",{"$nulls":13},0,0,0,0]
["Solar Photovoltaic Project #44","57540_G_S44A",57540,"G","S44A",null,"Solar PV",null,"WECC_SCE","California",6,"Riverside",65,"06065",0.5,0,2015,9999,null,null,"N","Solar",{"$nulls":13},0,0,0,0]
["Winona County Wind LLC","57547_G_WCW",57547,"G","WCW",null,"Onshore Wind",null,"MIS_MNWI","Minnesota",27,"Winona",169,"27169",0.5,0,2011,9999,null,null,"N","Wind",{"$nulls":13},0,0,0,0]
["Chino Solar Valley","57560_G_PV1",57560,"G","PV1",null,"Solar PV",null,"WECC_AZ","Arizona",4,"Yavapai",25,"04025",19,0,2012,9999,null,null,"N","Solar",{"$nulls":13},0,0,0,0]
["PaTu Wind Farm LLC","57578_G_PATU",57578,"G","PATU",null,"Onshore Wind",null,"WECC_PNW","Oregon",41,"Sherman",55,"41055",9,0,2010,9999,null,null,"N","Wind",{"$nulls":13},0,0,0,0]
["Minco Wind I, LLC","57590_G_1",57590,"G","1",null,"Onshore Wind",null,"SPP_WEST","Oklahoma",40,"Grady",51,"40051",99.2,0,2010,9999,null,null,"N","Wind",{"$nulls":13},0,0,0,0]
["Fort Hill 1, 2, 3 & 4","57599_G_FH1",57599,"G","FH1",null,"Combustion Turbine","IC Engine","NENG_CT","Connecticut",9,"New London",11,"09011",2.5,10745,2010,9999,null,null,"N","Distillate Fuel Oil",{"$nulls":13},2.52469,2.52469,2.52469,2.52469]
["Rising Tree Wind Farm","57621_G_GEN1",57621,"G","GEN1",null,"Onshore Wind",null,"WECC_SCE","California",6,"Kern",29,"06029",79.2,0,2015,9999,null,null,"N","Wind",{"$nulls":13},0,0,0,0]
["Norwich WWTP","57624_G_1",57624,"G","1",null,"Combustion Turbine","IC Engine","NENG_CT","Connecticut",9,"New London",11,"09011",2,14397,2006,9999,null,null,"N","Distillate Fuel Oil",{"$nulls":13},2.52469,2.52469,2.52469,2.52469]
["City & County of Denver at Denver Int'l","57645_G_PV1",57645,"G","PV1",null,"Solar PV",null,"WECC_CO","Colorado",8,"Denver",31,"08031",3.4,0,2011,9999,null,null,"N","Solar",{"$nulls":13},0,0,0,0]
["Manalapan Village Solar","57661_G_MANVL",57661,"G","MANVL",null,"Solar PV",null,"PJM_EMAC","New Jersey",34,"Monmouth",25,"34025",3.5,0,2011,9999,null,null,"N","Solar",{"$nulls":13},0,0,0,0]
["SAF Hydroelectric LLC","57665_G_6",57665,"G","6",null,"Hydro",null,"MIS_MNWI","Minnesota",27,"Hennepin",53,"27053",0.6,0,2011,9999,null,null,"N","Hydro",{"$nulls":13},0,0,0,0]
["Goodsprings Waste Heat Recovery","57684_B_1",57684,"B","1",null,"O/G Steam",null,"WECC_NNV","Nevada",32,"Clark",3,"32003",6.5,8300,2010,9999,null,null,"N","Natural Gas",{"$nulls":13},0.07082,0.07082,0.07082,0.07082]
["Norden 1-3","57689_G_NORD2",57689,"G","NORD2",null,"Combustion Turbine","IC Engine","NENG_CT","Connecticut",9,"Fairfield",1,"09001",2,10745,2004,9999,null,null,"N","Distillate Fuel Oil",{"$nulls":13},2.52469,2.52469,2.52469,2.52469]
["Topaz Solar Farm","57695_G_TPZ4",57695,"G","TPZ4",null,"Solar PV",null,"WEC_CALN","California",6,"San Luis Obispo",79,"06079",90.3,0,2014,9999,null,null,"N","Solar",{"$nulls":13},0,0,0,0]
["Mesquite Solar 1","57707_G_9",57707,"G","9",null,"Solar PV",null,"WECC_AZ","Arizona",4,"Maricopa",13,"04013",16,0,2012,9999,null,null,"N","Solar",{"$nulls":13},0,0,0,0]
["Watkins Manufacturing Co.","57715_G_GEN1",57715,"G","GEN1",null,"Combustion Turbine","IC Engine","WEC_SDGE","California",6,"San Diego",73,"06073",1,12194,2001,9999,null,null,"N","Natural Gas",{"$nulls":13},0.03561,0.03561,0.03561,0.03561]
["Cherry Hill","57734_G_CH",57734,"G","CH",null,"Solar PV",null,"PJM_EMAC","New Jersey",34,"Camden",7,"34007",1.1,0,2010,9999,null,null,"N","Solar",{"$nulls":13},0,0,0,0]
["Los Vientos Wind 1B","57752_G_1",57752,"G","1",null,"Onshore Wind",null,"ERC_REST","Texas",48,"Cameron",61,"48061",201.6,0,2012,9999,null,null,"N","Wind",{"$nulls":13},0,0,0,0]
["Arizona Western College PV","57765_G_STE",57765,"G","STE",null,"Solar PV",null,"WECC_AZ","Arizona",4,"Yuma",27,"04027",0.9,0,2011,9999,null,null,"N","Solar",{"$nulls":13},0,0,0,0]
["RE Kammerer 2","57780_G_KAM2",57780,"G","KAM2",null,"Solar PV",null,"WEC_BANC","California",6,"Sacramento",67,"06067",5,0,2012,9999,null,null,"N","Solar",{"$nulls":13},0,0,0,0]
["St Joseph Energy Center","57794_G_CT2",57794,"G","CT2",null,"Combined Cycle",null,"PJM_West","Indiana",18,"St Joseph",141,"18141",229,6250,2018,9999,null,null,"N","Natural Gas",{"$nulls":4},"SCR",2018,{"$nulls":7},0.011,0.011,0.011,0.011]
["GL Wind","57813_G_TURB1",57813,"G","TURB1",null,"Onshore Wind",null,"MIS_MNWI","Minnesota",27,"Winona",169,"27169",1.1,0,2011,9999,null,null,"N","Wind",{"$nulls":13},0,0,0,0]
["Tulsa LFG  LLC","57828_G_GEN3M",57828,"G","GEN3M",null,"Landfill Gas","","SPP_WEST","Oklahoma",40,"Osage",113,"40113",1.4,14242,2011,9999,null,null,"N","Landfill Gas",{"$nulls":13},0.24082,0.24082,0.24082,0.24082]
["Woodbridge Energy Center","57839_G_CT001",57839,"G","CT001",90934,"Combined Cycle",null,"PJM_EMAC","New Jersey",34,"Middlesex",23,"34023",209.5,7050,2015,9999,null,null,"N","Natural Gas",{"$nulls":3},"DLNB","SCR",{"$nulls":8},0.00574,0.00574,0.00574,0.00574]
["North Hollywood","57854_G_1PT2",57854,"G","1PT2",null,"Pumped Storage",null,"WEC_LADW","California",6,"Los Angeles",37,"06037",1.8,0,1993,9999,null,null,"N","Pumped Storage",{"$nulls":13},0,0,0,0]
["Antelope Station","57865_G_E04",57865,"G","E04",null,"Combustion Turbine","IC Engine","SPP_SPS","Texas",48,"Hale",189,"48189",9.1,10745,2011,9999,null,null,"N","Natural Gas",{"$nulls":13},0.02402,0.02402,0.02402,0.02402]
["LCEC Generation LLVC","57872_G_UNIT2",57872,"G","UNIT2",null,"Combustion Turbine","IC Engine","SPP_SPS","New Mexico",35,"Lea",25,"35025",8.7,10745,2012,9999,null,null,"N","Natural Gas",{"$nulls":13},0.79266,0.79266,0.79266,0.79266]
["Pioneer Generating Station","57881_G_02",57881,"G","02",90834,"Combustion Turbine",null,"SPP_WAUE","North Dakota",38,"Williams",105,"38105",40,10745,2014,9999,null,null,"N","Natural Gas, Distillate Fuel Oil",{"$nulls":3},"H2O","SCR",{"$nulls":8},0.01688,0.01688,0.01688,0.01688]
["Lake Charles Polymers","57884_G_G-902",57884,"G","G-902",null,"Combustion Turbine","IC Engine","MIS_WOTA","Louisiana",22,"Calcasieu",19,"22019",8,11118,2011,9999,null,null,"N","Natural Gas",{"$nulls":13},0.79266,0.79266,0.79266,0.79266]
["Richmond Energy","57897_G_UNT3",57897,"G","UNT3",null,"Landfill Gas",null,"PJM_Dom","Virginia",51,"Henrico",87,"51087",1.6,13500,2012,9999,null,null,"N","Landfill Gas",{"$nulls":13},0.6,0.6,0.6,0.6]
["Solar Photovoltaic Project #48","57900_G_S48F",57900,"G","S48F",null,"Solar PV",null,"WECC_SCE","California",6,"San Bernardino",71,"06071",0.5,0,2015,9999,null,null,"N","Solar",{"$nulls":13},0,0,0,0]
["Centennial Generating Station","57910_G_5",57910,"G","5",null,"Combustion Turbine","IC Engine","SPP_WAUE","Minnesota",27,"Clay",27,"27027",2,21897,2011,9999,null,null,"N","Distillate Fuel Oil",{"$nulls":13},3.62898,3.62898,3.62898,3.62898]
["Douglas Solar","57934_G_DOMA",57934,"G","DOMA",null,"Solar PV",null,"NENGREST","Massachusetts",25,"Worcester",27,"25027",2,0,2012,9999,null,null,"N","Solar",{"$nulls":13},0,0,0,0]
["Desert Green Solar Farm LLC","57959_G_1",57959,"G","1",null,"Solar PV",null,"WEC_SDGE","California",6,"San Diego",73,"06073",6.3,0,2014,9999,null,null,"N","Solar",{"$nulls":13},0,0,0,0]
["Kingdom Community Wind","57979_G_KCW",57979,"G","KCW",null,"Onshore Wind",null,"NENGREST","Vermont",50,"Orleans",19,"50019",65,0,2012,9999,null,null,"N","Wind",{"$nulls":13},0,0,0,0]
["Desert Sunlight 300, LLC","57993_G_DSL11",57993,"G","DSL11",null,"Solar PV",null,"WECC_SCE","California",6,"Riverside",65,"06065",20.2,0,2013,9999,null,null,"N","Solar",{"$nulls":13},0,0,0,0]
["Twin Ridges Wind Farm","57998_G_1",57998,"G","1",null,"Onshore Wind",null,"PJM_PENE","Pennsylvania",42,"Somerset",111,"42111",139.4,0,2012,9999,null,null,"N","Wind",{"$nulls":13},0,0,0,0]
["Brea Expansion Plant","58007_G_G1",58007,"G","G1",null,"Landfill Gas",null,"WECC_SCE","California",6,"Orange",59,"06059",6.8,13500,2012,9999,null,null,"N","Landfill Gas",{"$nulls":13},0.0901,0.0901,0.0901,0.0901]
["Copper Mountain Solar 2","58017_G_PV02",58017,"G","PV02",null,"Solar PV",null,"WECC_SNV","Nevada",32,"Clark",3,"32003",30,0,2012,9999,null,null,"N","Solar",{"$nulls":13},0,0,0,0]
["Padelford Solar","58032_G_PSMA",58032,"G","PSMA",null,"Solar PV",null,"NENGREST","Massachusetts",25,"Bristol",5,"25005",2.2,0,2012,9999,null,null,"N","Solar",{"$nulls":13},0,0,0,0]
["Jordache Enterprises Solar","58049_G_PV",58049,"G","PV",null,"Solar PV",null,"PJM_EMAC","New Jersey",34,"Middlesex",23,"34023",1.3,0,2011,9999,null,null,"N","Solar",{"$nulls":13},0,0,0,0]
["Edwards Air Force Base","58076_G_1",58076,"G","1",null,"Solar PV",null,"WECC_SCE","California",6,"Kern",29,"06029",1,0,2011,9999,null,null,"N","Solar",{"$nulls":13},0,0,0,0]
["Harmon DC Totowa NJ","58095_G_TONJ",58095,"G","TONJ",null,"Solar PV",null,"PJM_EMAC","New Jersey",34,"Passaic",31,"34031",1.5,0,2012,9999,null,null,"N","Solar",{"$nulls":13},0,0,0,0]
["Foundation NWNA","58114_G_WTG1",58114,"G","WTG1",null,"Onshore Wind",null,"WECC_SCE","California",6,"Riverside",65,"06065",1.6,0,2012,9999,null,null,"N","Wind",{"$nulls":13},0,0,0,0]
["Rothschild Biomass Cogen Facility","58124_B_1",58124,"B","1",90829,"Biomass",null,"MIS_WUMS","Wisconsin",55,"Marathon",73,"55073",50,16865,2013,9999,null,null,"Y","Biomass",{"$nulls":4},"SNCR",null,"2013","B","NA",{"$nulls":4},0.07031,0.07031,0.07031,0.07031]
["Prescott Solar Plant","58147_G_PV1",58147,"G","PV1",null,"Solar PV",null,"WECC_AZ","Arizona",4,"Yavapai",25,"04025",10.8,0,2011,9999,null,null,"N","Solar",{"$nulls":13},0,0,0,0]
["CSUF Trigeneration","58169_G_KHS",58169,"G","KHS",null,"Solar PV",null,"WECC_SCE","California",6,"Orange",59,"06059",0.3,0,2012,9999,null,null,"N","Solar",{"$nulls":13},0,0,0,0]
["CSUF Trigeneration","58169_G_PS4",58169,"G","PS4",null,"Solar PV",null,"WECC_SCE","California",6,"Orange",59,"06059",0.3,0,2012,9999,null,null,"N","Solar",{"$nulls":13},0,0,0,0]
["Central Utility Plant at White Oak","58207_G_G5",58207,"G","G5",null,"Combustion Turbine",null,"PJM_SMAC","Maryland",24,"Montgomery",31,"24031",4.3,11605,2009,9999,null,null,"Y","Natural Gas, Distillate Fuel Oil",{"$nulls":13},0.0951,0.0951,0.0951,0.0951]
["GL Dairy Biogas","58219_G_633",58219,"G","633",null,"Non-Fossil Waste",null,"MIS_WUMS","Wisconsin",55,"Dane",25,"55025",0.6,13500,2013,9999,null,null,"N","Non-Fossil Waste",{"$nulls":13},0,0,0,0]
["Tahquitz High School","58232_G_TAHQ",58232,"G","TAHQ",null,"Solar PV",null,"WECC_SCE","California",6,"Riverside",65,"06065",1,0,2012,9999,null,null,"N","Solar",{"$nulls":13},0,0,0,0]
["CBS Television City","58253_G_GEN1",58253,"G","GEN1",null,"Solar PV",null,"WEC_LADW","California",6,"Los Angeles",37,"06037",1.6,0,2013,9999,null,null,"N","Solar",{"$nulls":13},0,0,0,0]
["Chatham","58254_G_CT02R",58254,"G","CT02R",null,"Combustion Turbine",null,"MIS_LMI","Michigan",26,"Kent",81,"26081",3.2,10745,2016,9999,null,null,"N","Natural Gas, Distillate Fuel Oil",{"$nulls":13},0.011,0.011,0.011,0.011]
["Badger 1","58262_G_1",58262,"G","1",null,"Solar PV",null,"WECC_AZ","Arizona",4,"Maricopa",13,"04013",14.8,0,2013,9999,null,null,"N","Solar",{"$nulls":13},0,0,0,0]
["Port Westward Unit 2","58266_G_4",58266,"G","4",null,"Combustion Turbine","IC Engine","WECC_PNW","Oregon",41,"Columbia",9,"41009",18.7,10745,2014,9999,null,null,"N","Natural Gas",{"$nulls":13},0.79266,0.79266,0.79266,0.79266]
["Raeford Farm","58274_G_RAEF",58274,"G","RAEF",null,"Solar PV",null,"S_VACA","North Carolina",37,"Hoke",93,"37093",4.9,0,2012,9999,null,null,"N","Solar",{"$nulls":13},0,0,0,0]
["Juniper Networks Sunnyvale","58301_G_JPR",58301,"G","JPR",null,"Fuel Cell",null,"WEC_CALN","California",6,"Santa Clara",85,"06085",1,7115,2012,9999,null,null,"N","Natural Gas",{"$nulls":13},0,0,0,0]
["Porterville Solar","58309_G_2",58309,"G","2",null,"Solar PV",null,"WECC_SCE","California",6,"Tulare",107,"06107",1,0,2014,9999,null,null,"N","Solar",{"$nulls":13},0,0,0,0]
["Shannon Farm","58323_G_1",58323,"G","1",null,"Solar PV",null,"S_VACA","North Carolina",37,"Robeson",155,"37155",5,0,2012,9999,null,null,"N","Solar",{"$nulls":13},0,0,0,0]
["Bolton Farm","58349_G_1",58349,"G","1",null,"Solar PV",null,"S_VACA","North Carolina",37,"Warren",185,"37185",5,0,2013,9999,null,null,"N","Solar",{"$nulls":13},0,0,0,0]
["Radiance Solar 5","58355_G_1",58355,"G","1",null,"Solar PV",null,"WEC_LADW","California",6,"Los Angeles",37,"06037",1.5,0,2013,9999,null,null,"N","Solar",{"$nulls":13},0,0,0,0]
["Rochelle Energy Center","58377_G_REC1",58377,"G","REC1",null,"Landfill Gas",null,"PJM_COMD","Illinois",17,"Ogle",141,"17141",1.6,13500,2011,9999,null,null,"N","Landfill Gas",{"$nulls":13},0.24082,0.24082,0.24082,0.24082]
["IND Solar Farm 1st Phase","58391_G_1",58391,"G","1",null,"Solar PV",null,"MIS_INKY","Indiana",18,"Marion",97,"18097",10,0,2013,9999,null,null,"N","Solar",{"$nulls":13},0,0,0,0]
["Volkswagen Solar System","58401_G_1",58401,"G","1",null,"Solar PV",null,"S_C_TVA","Tennessee",47,"Hamilton",65,"47065",7.9,0,2012,9999,null,null,"N","Solar",{"$nulls":13},0,0,0,0]
["Missouri Center for Waste to Energy","58421_G_320",58421,"G","320",null,"Landfill Gas",null,"MIS_MO","Missouri",29,"Pettis",159,"29159",1,13500,2014,9999,null,null,"N","Landfill Gas",{"$nulls":13},0.24082,0.24082,0.24082,0.24082]
["Houweling Nurseries","58432_G_COG3",58432,"G","COG3",null,"Combustion Turbine","IC Engine","WECC_SCE","California",6,"Ventura",111,"06111",4.4,8700,2013,9999,null,null,"Y","Natural Gas",{"$nulls":13},0.01745,0.01745,0.01745,0.01745]
["Spearfish Hydro","58438_G_TURB1",58438,"G","TURB1",null,"Hydro",null,"WECC_WY","South Dakota",46,"Lawrence",81,"46081",2,0,1912,9999,null,null,"N","Hydro",{"$nulls":13},0,0,0,0]
["Rutan","58449_G_1",58449,"G","1",null,"Solar PV",null,"WEC_LADW","California",6,"Los Angeles",37,"06037",1.5,0,2014,9999,null,null,"N","Solar",{"$nulls":13},0,0,0,0]
["Sky Volt","58460_G_1",58460,"G","1",null,"Onshore Wind",null,"MIS_MIDA","Iowa",19,"Adair",1,"19001",1.6,0,2012,9999,null,null,"N","Wind",{"$nulls":13},0,0,0,0]
["Buffalo Dunes Wind Project","58474_G_GE1",58474,"G","GE1",null,"Onshore Wind",null,"SPP_N","Kansas",20,"Haskell",81,"20081",249.8,0,2013,9999,null,null,"N","Wind",{"$nulls":13},0,0,0,0]
["Bryan Solar, LLC","58488_G_1",58488,"G","1",null,"Solar PV",null,"ERC_WEST","Texas",48,"Presidio",377,"48377",10,0,2013,9999,null,null,"N","Solar",{"$nulls":13},0,0,0,0]
["L&S Sweetners","58497_G_GEN2",58497,"G","GEN2",null,"Landfill Gas",null,"PJM_EMAC","Pennsylvania",42,"Lancaster",71,"42071",1.6,13500,2013,9999,null,null,"N","Landfill Gas",{"$nulls":13},0.06265,0.06265,0.06265,0.06265]
["Neuse River Solar Farm","58524_G_1",58524,"G","1",null,"Solar PV",null,"S_VACA","North Carolina",37,"Wake",183,"37183",1.1,0,2011,9999,null,null,"N","Solar",{"$nulls":13},0,0,0,0]
["OCI Alamo Solar I","58537_G_1",58537,"G","1",null,"Solar PV",null,"ERC_REST","Texas",48,"Bexar",29,"48029",40.7,0,2013,9999,null,null,"N","Solar",{"$nulls":13},0,0,0,0]
["Huerfano River Wind","58548_G_WTG2",58548,"G","WTG2",null,"Onshore Wind",null,"WECC_CO","Colorado",8,"Huerfano",55,"08055",2,0,2013,9999,null,null,"N","Wind",{"$nulls":13},0,0,0,0]
["BiCounty Gas Producers LLC","58559_G_GEN1",58559,"G","GEN1",null,"Landfill Gas",null,"S_C_TVA","Tennessee",47,"Montgomery",125,"47125",0.9,13500,2011,9999,null,null,"N","Landfill Gas",{"$nulls":13},0.24082,0.24082,0.24082,0.24082]
["Lakeland Solar Energy LLC","58572_G_2",58572,"G","2",null,"Solar PV",null,"S_SOU","Georgia",13,"Lanier",173,"13173",0.9,0,2013,9999,null,null,"N","Solar",{"$nulls":13},0,0,0,0]
["Tuscola Wind II LLC","58587_G_1",58587,"G","1",null,"Onshore Wind",null,"MIS_LMI","Michigan",26,"Tuscola",157,"26157",100.3,0,2013,9999,null,null,"N","Wind",{"$nulls":13},0,0,0,0]
["One Market Plaza","58607_G_2",58607,"G","2",null,"Combustion Turbine","IC Engine","WEC_CALN","California",6,"San Francisco",75,"06075",0.5,11787,2003,9999,null,null,"Y","Natural Gas, Distillate Fuel Oil",{"$nulls":13},0.39179,0.39179,0.39179,0.39179]
["Berkshire 1","58624_G_BER1",58624,"G","BER1",null,"Solar PV",null,"NENGREST","Massachusetts",25,"Berkshire",3,"25003",1.8,0,2011,9999,null,null,"N","Solar",{"$nulls":13},0,0,0,0]
["Sacramento Fairbain Water Treatment Plan","58636_G_1",58636,"G","1",null,"Solar PV",null,"WEC_BANC","California",6,"Sacramento",67,"06067",1,0,2013,9999,null,null,"N","Solar",{"$nulls":13},0,0,0,0]
["North Brookfield","58650_G_PV1",58650,"G","PV1",null,"Solar PV",null,"NENGREST","Massachusetts",25,"Worcester",27,"25027",3,0,2014,9999,null,null,"N","Solar",{"$nulls":13},0,0,0,0]
["Gratiot County Wind LLC","58677_G_1",58677,"G","1",null,"Onshore Wind",null,"MIS_LMI","Michigan",26,"Gratiot",57,"26057",110.4,0,2012,9999,null,null,"N","Wind",{"$nulls":13},0,0,0,0]
["Dartmouth","58682_G_PV1",58682,"G","PV1",null,"Solar PV",null,"NENGREST","Massachusetts",25,"Bristol",5,"25005",6.3,0,2014,9999,null,null,"N","Solar",{"$nulls":13},0,0,0,0]
["Dorchester Biomass","58707_B_B001",58707,"B","B001",null,"Biomass",null,"S_VACA","South Carolina",45,"Dorchester",35,"45035",19.9,16836,2013,9999,null,null,"N","Biomass",{"$nulls":3},"NH3 + OFA","SNCR",null,"2014","ESPH","No",{"$nulls":4},0.0192,0.0192,0.0192,0.0192]
["Brookfield","58719_G_WPH2",58719,"G","WPH2",null,"Onshore Wind",null,"MIS_LMI","Michigan",26,"Huron",63,"26063",74.8,0,2014,9999,null,null,"N","Wind",{"$nulls":13},0,0,0,0]
["Lancaster Dry Farm Ranch B","58750_G_LDFRB",58750,"G","LDFRB",null,"Solar PV",null,"WEC_LADW","California",6,"Los Angeles",37,"06037",5,0,2014,9999,null,null,"N","Solar",{"$nulls":13},0,0,0,0]
["Buckeye Wind Energy Center","58767_G_1",58767,"G","1",null,"Onshore Wind",null,"SPP_N","Kansas",20,"Ellis",51,"20051",205.7,0,2015,9999,null,null,"N","Wind",{"$nulls":13},0,0,0,0]
["Cohalan","58790_G_CLN1",58790,"G","CLN1",null,"Solar PV",null,"NY_Z_K","New York",36,"Suffolk",103,"36103",2.5,0,2012,9999,null,null,"N","Solar",{"$nulls":13},0,0,0,0]
["Arba Solar, LLC","58801_G_INV3",58801,"G","INV3",null,"Solar PV",null,"S_VACA","North Carolina",37,"Greene",79,"37079",0.5,0,2014,9999,null,null,"N","Solar",{"$nulls":13},0,0,0,0]
["Beaver Dam","58811_G_GEN1",58811,"G","GEN1",null,"Combustion Turbine","IC Engine","PJM_PENE","Pennsylvania",42,"Bradford",15,"42015",4.2,10745,2016,9999,null,null,"N","Natural Gas, Distillate Fuel Oil",{"$nulls":13},1.22193,1.22193,1.22193,1.22193]
["Sheldon Solar","58824_G_I402",58824,"G","I402",null,"Solar PV",null,"NENGREST","Vermont",50,"Franklin",11,"50011",2.3,0,2013,9999,null,null,"N","Solar",{"$nulls":13},0,0,0,0]
["Cogenra - TEP","58832_G_CTEP",58832,"G","CTEP",null,"Solar PV",null,"WECC_AZ","Arizona",4,"Pima",19,"04019",1,0,2014,9999,null,null,"N","Solar",{"$nulls":13},0,0,0,0]
["Warsaw Farm","58848_G_1",58848,"G","1",null,"Solar PV",null,"S_VACA","North Carolina",37,"Duplin",61,"37061",65,0,2015,9999,null,null,"N","Solar",{"$nulls":13},0,0,0,0]
["Berkley East Solar LLC","58871_G_1",58871,"G","1",null,"Solar PV",null,"NENGREST","Massachusetts",25,"Bristol",5,"25005",2.9,0,2013,9999,null,null,"N","Solar",{"$nulls":13},0,0,0,0]
["Bison 4 Wind Energy Center","58872_G_BISO4",58872,"G","BISO4",null,"Onshore Wind",null,"MIS_MAPP","North Dakota",38,"Morton",59,"38059",205,0,2015,9999,null,null,"N","Wind",{"$nulls":13},0,0,0,0]
["Com Adam 1WF-1","58887_G_ADAM",58887,"G","ADAM",null,"Onshore Wind",null,"PJM_COMD","Illinois",17,"Lee",103,"17103",2.5,0,2007,9999,null,null,"N","Wind",{"$nulls":13},0,0,0,0]
["Valley Center 2","58907_G_VC2",58907,"G","VC2",null,"Solar PV",null,"WEC_SDGE","California",6,"San Diego",73,"06073",5,0,2013,9999,null,null,"N","Solar",{"$nulls":13},0,0,0,0]
["Shell Chemical Appalachia LLC","58933_G_GTG1",58933,"G","GTG1",null,"Combined Cycle","","PJM_ATSI","Pennsylvania",42,"Beaver",7,"42007",41,6250,2020,9999,null,null,"N","Natural Gas",{"$nulls":13},0.011,0.011,0.011,0.011]
["Integrys MA Solar, LLC - Ashburnham Site","58934_G_ASH-R",58934,"G","ASH-R",null,"Solar PV",null,"NENGREST","Massachusetts",25,"Worcester",27,"25027",2.6,0,2013,9999,null,null,"N","Solar",{"$nulls":13},0,0,0,0]
["Bristol Myers Squibb Lawrenceville","58947_G_TG101",58947,"G","TG101",null,"Combustion Turbine",null,"PJM_EMAC","New Jersey",34,"Mercer",21,"34021",4,21070,1995,9999,null,null,"N","Natural Gas, Distillate Fuel Oil",{"$nulls":13},0.0951,0.0951,0.0951,0.0951]
["Broken Bow Wind II, LLC","58981_G_BBII",58981,"G","BBII",null,"Onshore Wind",null,"SPP_NEBR","Nebraska",31,"Custer",41,"31041",73.1,0,2014,9999,null,null,"N","Wind",{"$nulls":13},0,0,0,0]
["Dept of Corrections NCCI Wind","58992_G_WND-2",58992,"G","WND-2",null,"Onshore Wind",null,"NENGREST","Massachusetts",25,"Worcester",27,"25027",1.7,0,2013,9999,null,null,"N","Wind",{"$nulls":13},0,0,0,0]
["Mariah del Norte","59005_G_MAR1",59005,"G","MAR1",null,"Onshore Wind",null,"ERC_PHDL","Texas",48,"Parmer",369,"48369",230.4,0,2016,9999,null,null,"N","Wind",{"$nulls":13},0,0,0,0]
["Back River Waste Water Treatment","59026_G_SOLAR",59026,"G","SOLAR",null,"Solar PV",null,"PJM_SMAC","Maryland",24,"Baltimore City",510,"24510",0.8,0,2012,9999,null,null,"N","Solar",{"$nulls":13},0,0,0,0]
["Ball Mountain Hydro","59040_G_GEN 6",59040,"G","GEN 6",null,"Hydro",null,"NENGREST","Vermont",50,"Windham",25,"50025",0.2,0,2016,9999,null,null,"N","Hydro",{"$nulls":13},0,0,0,0]
["Wallace","59050_G_GEN 1",59050,"G","GEN 1",null,"Solar PV",null,"S_VACA","North Carolina",37,"Lenoir",107,"37107",2,0,2013,9999,null,null,"N","Solar",{"$nulls":13},0,0,0,0]
["Carroll Area Wind Farm","59071_G_WT 1",59071,"G","WT 1",null,"Onshore Wind",null,"MIS_MIDA","Iowa",19,"Carroll",27,"19027",20.7,0,2015,9999,null,null,"N","Wind",{"$nulls":13},0,0,0,0]
["SC 1 Data Center, Phase 2","59074_G_EG4B",59074,"G","EG4B",null,"Combustion Turbine","IC Engine","WEC_CALN","California",6,"Santa Clara",85,"06085",2.2,19551,2011,9999,null,null,"N","Natural Gas, Distillate Fuel Oil",{"$nulls":13},0.05841,0.05841,0.05841,0.05841]
["Dennis Landfill","59082_G_DEN1",59082,"G","DEN1",null,"Solar PV",null,"NENGREST","Massachusetts",25,"Barnstable",1,"25001",5,0,2014,9999,null,null,"N","Solar",{"$nulls":13},0,0,0,0]
["Kettering Solar 1","59098_G_PV1",59098,"G","PV1",null,"Solar PV",null,"WEC_LADW","California",6,"Los Angeles",37,"06037",1,0,2014,9999,null,null,"N","Solar",{"$nulls":13},0,0,0,0]
["Spicewood Solar Farm LLC","59109_G_1",59109,"G","1",null,"Solar PV",null,"S_VACA","North Carolina",37,"Moore",125,"37125",5,0,2014,9999,null,null,"N","Solar",{"$nulls":13},0,0,0,0]
["Bailey Farm LLC","59127_G_1",59127,"G","1",null,"Solar PV",null,"S_VACA","North Carolina",37,"Nash",127,"37127",5,0,2013,9999,null,null,"N","Solar",{"$nulls":13},0,0,0,0]
["RE Mustang LLC","59150_G_PV1",59150,"G","PV1",null,"Solar PV",null,"WEC_CALN","California",6,"Kings",31,"06031",100,0,2016,9999,null,null,"N","Solar",{"$nulls":13},0,0,0,0]
["Lancaster Solar 2","59169_G_LS2",59169,"G","LS2",null,"Solar PV",null,"WEC_LADW","California",6,"Los Angeles",37,"06037",1.5,0,2014,9999,null,null,"N","Solar",{"$nulls":13},0,0,0,0]
["West Pemberton","59186_G_PV1",59186,"G","PV1",null,"Solar PV",null,"PJM_EMAC","New Jersey",34,"Burlington",5,"34005",7,0,2014,9999,null,null,"N","Solar",{"$nulls":13},0,0,0,0]
["Farmersville","59203_G_PV1",59203,"G","PV1",null,"Solar PV",null,"WECC_SCE","California",6,"Tulare",107,"06107",1.5,0,2014,9999,null,null,"N","Solar",{"$nulls":13},0,0,0,0]
["Optimum Wind 4 LLC","59226_G_WT1",59226,"G","WT1",null,"Onshore Wind",null,"MIS_MIDA","Iowa",19,"Story",169,"19169",3,0,2017,9999,null,null,"N","Wind",{"$nulls":13},0,0,0,0]
["Fluvanna","59245_G_FLUV1",59245,"G","FLUV1",null,"Onshore Wind",null,"ERC_WEST","Texas",48,"Scurry",415,"48415",155.4,0,2017,9999,null,null,"N","Wind",{"$nulls":13},0,0,0,0]
["Johnston LFG Turbine Plant","59254_G_GENT2",59254,"G","GENT2",null,"Landfill Gas",null,"NENGREST","Rhode Island",44,"Providence",7,"44007",5.5,13500,2013,9999,null,null,"N","Landfill Gas",{"$nulls":13},0.24082,0.24082,0.24082,0.24082]
["eBay - South Jordan","59281_G_EBY00",59281,"G","EBY00",null,"Fuel Cell",null,"WECC_UT","Utah",49,"Salt Lake",35,"49035",6,7377,2013,9999,null,null,"N","Natural Gas",{"$nulls":13},0,0,0,0]
["Beacon Solar Plant Site 5","59308_G_BEAC5",59308,"G","BEAC5",null,"Solar PV","","WECC_SCE","California",6,"Kern",29,"06029",36,0,2017,9999,null,null,"N","Solar",{"$nulls":13},0,0,0,0]
["Golden Acorn Casino","59328_G_GAC1",59328,"G","GAC1",null,"Onshore Wind",null,"WEC_SDGE","California",6,"San Diego",73,"06073",1,0,2014,9999,null,null,"N","Wind",{"$nulls":13},0,0,0,0]
["PB1 - Gila River","59338_G_ST9",59338,"G","ST9",null,"Combined Cycle",null,"WECC_AZ","Arizona",4,"Maricopa",13,"04013",223,7463,2003,9999,null,null,"N","Natural Gas",{"$nulls":3},"DLNB","SCR",2003,{"$nulls":7},0.12999,0.12999,0.12999,0.12999]
["12 Applegate Solar LLC","59371_G_PV1",59371,"G","PV1",null,"Solar PV",null,"PJM_EMAC","New Jersey",34,"Mercer",21,"34021",1.9,0,2012,9999,null,null,"N","Solar",{"$nulls":13},0,0,0,0]
["Red Gate Power Plant","59391_G_ENG06",59391,"G","ENG06",null,"Combustion Turbine","IC Engine","ERC_REST","Texas",48,"Hidalgo",215,"48215",18.3,10745,2016,9999,null,null,"N","Natural Gas, Distillate Fuel Oil",{"$nulls":13},0.02402,0.02402,0.02402,0.02402]
["Newman Solar","59407_G_NEW1",59407,"G","NEW1",null,"Solar PV",null,"WECC_NM","Texas",48,"El Paso",141,"48141",10.3,0,2014,9999,null,null,"N","Solar",{"$nulls":13},0,0,0,0]
["IND Solar Farm (Phase IIA)","59424_G_IND2A",59424,"G","IND2A",null,"Solar PV",null,"MIS_INKY","Indiana",18,"Marion",97,"18097",7.5,0,2014,9999,null,null,"N","Solar",{"$nulls":13},0,0,0,0]
["Duke Building 129","59434_G_DU129",59434,"G","DU129",null,"Solar PV",null,"MIS_INKY","Indiana",18,"Marion",97,"18097",3.4,0,2014,9999,null,null,"N","Solar",{"$nulls":13},0,0,0,0]
["Cranbury","59446_G_CRANB",59446,"G","CRANB",null,"Solar PV",null,"PJM_EMAC","New Jersey",34,"Middlesex",23,"34023",5,0,2011,9999,null,null,"N","Solar",{"$nulls":13},0,0,0,0]
["Monson Solar","59464_G_2",59464,"G","2",null,"Solar PV",null,"NENGREST","Massachusetts",25,"Hampden",13,"25013",3,0,2014,9999,null,null,"N","Solar",{"$nulls":13},0,0,0,0]
["KS Solar Six LLC","59468_G_HUBB",59468,"G","HUBB",null,"Solar PV",null,"NENGREST","Massachusetts",25,"Worcester",27,"25027",2,0,2013,9999,null,null,"N","Solar",{"$nulls":13},0,0,0,0]
["Tracy Solar","59498_G_PV1",59498,"G","PV1",null,"Solar PV",null,"S_VACA","North Carolina",37,"Nash",127,"37127",10,0,2015,9999,null,null,"N","Solar",{"$nulls":13},0,0,0,0]
["Baker PV 1","59517_G_BAKE1",59517,"G","BAKE1",null,"Solar PV","","PJM_Dom","North Carolina",37,"Hertford",91,"37091",5,0,2016,9999,null,null,"N","Solar",{"$nulls":13},0,0,0,0]
["Rancho Cucamonga Dist #1","59540_G_2",59540,"G","2",null,"Solar PV",null,"WECC_SCE","California",6,"San Bernardino",71,"06071",1.8,0,2015,9999,null,null,"N","Solar",{"$nulls":13},0,0,0,0]
["Sandoval Solar Energy Center","59558_G_SSEC1",59558,"G","SSEC1",null,"Solar PV",null,"WECC_NM","New Mexico",35,"Sandoval",43,"35043",6.1,0,2014,9999,null,null,"N","Solar",{"$nulls":13},0,0,0,0]
["Franklin Solar 2","59579_G_PV1",59579,"G","PV1",null,"Solar PV",null,"S_VACA","North Carolina",37,"Franklin",69,"37069",2,0,2014,9999,null,null,"N","Solar",{"$nulls":13},0,0,0,0]
["Colton Solar Two, LLC","59598_G_CS002",59598,"G","CS002",null,"Solar PV",null,"WECC_SCE","California",6,"San Bernardino",71,"06071",1,0,2015,9999,null,null,"N","Solar",{"$nulls":13},0,0,0,0]
["TX Jumbo Road Wind","59621_G_JRWND",59621,"G","JRWND",null,"Onshore Wind",null,"ERC_PHDL","Texas",48,"Deaf Smith",117,"48117",299.7,0,2015,9999,null,null,"N","Wind",{"$nulls":13},0,0,0,0]
["Adams Wind","59637_G_ADWF",59637,"G","ADWF",null,"Onshore Wind",null,"MIS_IA","Iowa",19,"Adams",3,"19003",4.7,0,2015,9999,null,null,"N","Wind",{"$nulls":13},0,0,0,0]
["Gaston Solar","59642_G_5MWPV",59642,"G","5MWPV",null,"Solar PV",null,"PJM_Dom","North Carolina",37,"Northampton",131,"37131",5,0,2016,9999,null,null,"N","Solar",{"$nulls":13},0,0,0,0]
["Forever 21 Retail, Inc.","59651_G_W4161",59651,"G","W4161",null,"Solar PV",null,"WEC_LADW","California",6,"Los Angeles",37,"06037",1.3,0,2015,9999,null,null,"N","Solar",{"$nulls":13},0,0,0,0]
["Innovative Solar 48","59667_G_IS048",59667,"G","IS048",null,"Solar PV",null,"S_VACA","North Carolina",37,"Robeson",155,"37155",4.9,0,2015,9999,null,null,"N","Solar",{"$nulls":13},0,0,0,0]
["Wake County LFG Facility","59688_G_E17",59688,"G","E17",null,"Landfill Gas",null,"S_VACA","North Carolina",37,"Wake",183,"37183",0.3,13500,2013,9999,null,null,"N","Landfill Gas",{"$nulls":13},0.24082,0.24082,0.24082,0.24082]
["Wake County LFG Facility","59688_G_E9",59688,"G","E9",null,"Landfill Gas",null,"S_VACA","North Carolina",37,"Wake",183,"37183",0.3,13500,2013,9999,null,null,"N","Landfill Gas",{"$nulls":13},0.24082,0.24082,0.24082,0.24082]
["CII Methane Management IV, LLC","59711_G_GEN1",59711,"G","GEN1",null,"Landfill Gas",null,"S_VACA","North Carolina",37,"Johnston",101,"37101",1.5,13500,2014,9999,null,null,"N","Landfill Gas",{"$nulls":13},0.24082,0.24082,0.24082,0.24082]
["Valentine Wind, LLC","59736_G_7772",59736,"G","7772",null,"Onshore Wind",null,"SPP_NEBR","Nebraska",31,"Cherry",31,"31031",1.9,0,2014,9999,null,null,"N","Wind",{"$nulls":13},0,0,0,0]
["Lancaster WAD B","59739_G_LWADB",59739,"G","LWADB",null,"Solar PV",null,"WEC_LADW","California",6,"Los Angeles",37,"06037",5,0,2017,9999,null,null,"N","Solar",{"$nulls":13},0,0,0,0]
["Glades Pike Generation Plant","59759_G_CAT2",59759,"G","CAT2",null,"Landfill Gas",null,"PJM_PENE","Pennsylvania",42,"Somerset",111,"42111",1.4,14242,2011,9999,null,null,"N","Landfill Gas",{"$nulls":13},0.06265,0.06265,0.06265,0.06265]
["BioTown Ag","59774_G_ENG6",59774,"G","ENG6",null,"Non-Fossil Waste",null,"MIS_INKY","Indiana",18,"White",181,"18181",1,11414,2014,9999,null,null,"Y","Non-Fossil Waste",{"$nulls":13},0,0,0,0]
["Gila River Power Block 3","59784_G_CTG5",59784,"G","CTG5",8516,"Combined Cycle",null,"WECC_AZ","Arizona",4,"Maricopa",13,"04013",146,7535,2003,9999,null,null,"N","Natural Gas",{"$nulls":3},"DLNB","SCR",{"$nulls":8},0.00817,0.00817,0.00817,0.00817]
["Colon PV","59798_G_W4172",59798,"G","W4172",null,"Solar PV",null,"WEC_LADW","California",6,"Los Angeles",37,"06037",0.9,0,2015,9999,null,null,"N","Solar",{"$nulls":13},0,0,0,0]
["Granby LFG","59815_G_GLFG1",59815,"G","GLFG1",null,"Landfill Gas",null,"NENGREST","Massachusetts",25,"Hampshire",15,"25015",3.2,13500,2001,9999,null,null,"N","Landfill Gas",{"$nulls":13},0.13831,0.13831,0.13831,0.13831]
["Royal Solar","59831_G_FLS1",59831,"G","FLS1",null,"Solar PV",null,"S_VACA","North Carolina",37,"Cumberland",51,"37051",4.9,0,2015,9999,null,null,"N","Solar",{"$nulls":13},0,0,0,0]
["New River","59845_G_E11",59845,"G","E11",null,"Landfill Gas",null,"PJM_West","Virginia",51,"Pulaski",155,"51155",0.3,13500,2013,9999,null,null,"N","Landfill Gas",{"$nulls":13},0.58809,0.58809,0.58809,0.58809]
["New River","59845_G_E8",59845,"G","E8",null,"Landfill Gas",null,"PJM_West","Virginia",51,"Pulaski",155,"51155",0.3,13500,2013,9999,null,null,"N","Landfill Gas",{"$nulls":13},0.58809,0.58809,0.58809,0.58809]
["Fort Stewart Solar Facility","59865_G_1",59865,"G","1",null,"Solar PV",null,"S_SOU","Georgia",13,"Liberty",179,"13179",30,0,2016,9999,null,null,"N","Solar",{"$nulls":13},0,0,0,0]
["Choco Solar, LLC","59899_G_CHOCO",59899,"G","CHOCO",null,"Solar PV",null,"S_VACA","North Carolina",37,"Beaufort",13,"37013",5,0,2014,9999,null,null,"N","Solar",{"$nulls":13},0,0,0,0]
["FCPC Renewable Generation","59931_G_GEN2",59931,"G","GEN2",null,"Non-Fossil Waste",null,"MIS_WUMS","Wisconsin",55,"Milwaukee",79,"55079",1,11067,2013,9999,null,null,"Y","Non-Fossil Waste",{"$nulls":13},0,0,0,0]
["RE Tranquillity","59939_G_TQ",59939,"G","TQ",null,"Solar PV",null,"WEC_CALN","California",6,"Fresno",19,"06019",200,0,2016,9999,null,null,"N","Solar",{"$nulls":13},0,0,0,0]
["Osceola Solar Facility","59954_G_XXXXX",59954,"G","XXXXX",null,"Solar PV",null,"FRCC","Florida",12,"Osceola",97,"12097",3.8,0,2016,9999,null,null,"N","Solar",{"$nulls":13},0,0,0,0]
["Golden West Power Partners LLC","59974_G_GW1",59974,"G","GW1",null,"Onshore Wind",null,"WECC_CO","Colorado",8,"El Paso",41,"08041",250,0,2015,9999,null,null,"N","Wind",{"$nulls":13},0,0,0,0]
["Johnson Co. Solar RES","59990_G_PV1",59990,"G","PV1",null,"Solar PV",null,"MIS_INKY","Indiana",18,"Johnson",81,"18081",1.1,0,2016,9999,null,null,"N","Solar",{"$nulls":13},0,0,0,0]
["American Falls Solar II","60012_G_IPAF2",60012,"G","IPAF2",null,"Solar PV",null,"WECC_ID","Idaho",16,"Power",77,"16077",20,0,2017,9999,null,null,"N","Solar",{"$nulls":13},0,0,0,0]
["Tequesquite Landfill Solar PV Project","60035_G_RPU1",60035,"G","RPU1",null,"Solar PV",null,"WECC_SCE","California",6,"Riverside",65,"06065",7.3,0,2015,9999,null,null,"N","Solar",{"$nulls":13},0,0,0,0]
["Syncarpha Palmer, LLC","60056_G_SYNPA",60056,"G","SYNPA",null,"Solar PV",null,"NENGREST","Massachusetts",25,"Hampden",13,"25013",4.8,0,2015,9999,null,null,"N","Solar",{"$nulls":13},0,0,0,0]
["Neisler Street Solar","60072_G_NSS1",60072,"G","NSS1",null,"Solar PV",null,"S_VACA","North Carolina",37,"Cleveland",45,"37045",2,0,2015,9999,null,null,"N","Solar",{"$nulls":13},0,0,0,0]
["Fresno Solar","60083_G_PV-W",60083,"G","PV-W",null,"Solar PV",null,"WEC_CALN","California",6,"Fresno",19,"06019",1.5,0,2015,9999,null,null,"N","Solar",{"$nulls":13},0,0,0,0]
["Lorin Industries","60102_G_1",60102,"G","1",null,"Combustion Turbine","IC Engine","MIS_LMI","Michigan",26,"Muskegon",121,"26121",0.8,14252,1990,9999,null,null,"Y","Natural Gas, Distillate Fuel Oil",{"$nulls":13},2.66577,2.66577,2.66577,2.66577]
["Grand Valley Solar Gardens","60118_G_1",60118,"G","1",null,"Solar PV",null,"MIS_LMI","Michigan",26,"Ottawa",139,"26139",3,0,2016,9999,null,null,"N","Solar",{"$nulls":13},0,0,0,0]
["Cedar Solar, LLC","60135_G_CED",60135,"G","CED",null,"Solar PV",null,"S_VACA","North Carolina",37,"Duplin",61,"37061",4.9,0,2015,9999,null,null,"N","Solar",{"$nulls":13},0,0,0,0]
["Cohen Farm Solar, LLC","60146_G_FLS1",60146,"G","FLS1",null,"Solar PV",null,"S_VACA","North Carolina",37,"Lee",105,"37105",6.5,0,2016,9999,null,null,"N","Solar",{"$nulls":13},0,0,0,0]
["HMW Minster PV I","60190_G_MIN01",60190,"G","MIN01",null,"Solar PV",null,"PJM_West","Ohio",39,"Auglaize",11,"39011",3,0,2015,9999,null,null,"N","Solar",{"$nulls":13},0,0,0,0]
["Frontier Windpower","60218_G_FC1",60218,"G","FC1",null,"Onshore Wind",null,"SPP_WEST","Oklahoma",40,"Kay",71,"40071",200,0,2016,9999,null,null,"N","Wind",{"$nulls":13},0,0,0,0]
["Bristol Plant","60222_G_C3",60222,"G","C3",null,"Landfill Gas",null,"S_C_TVA","Virginia",51,"Bristol City",520,"51520",0.3,13648,2015,9999,null,null,"N","Landfill Gas",{"$nulls":13},0.58809,0.58809,0.58809,0.58809]
["Perdue Diesel Generation Facility","60235_G_PDG6",60235,"G","PDG6",null,"Combustion Turbine","IC Engine","PJM_EMAC","Virginia",51,"Accomack",1,"51001",2,10745,2002,9999,null,null,"N","Natural Gas, Distillate Fuel Oil",{"$nulls":13},1.77612,1.77612,1.77612,1.77612]
["Skylark","60248_G_CAREY",60248,"G","CAREY",null,"Solar PV",null,"WECC_CO","Colorado",8,"Weld",123,"08123",4,0,2015,9999,null,null,"N","Solar",{"$nulls":13},0,0,0,0]
["Junction Road","60265_G_JUNCT",60265,"G","JUNCT",null,"Solar PV",null,"PJM_EMAC","New Jersey",34,"Hunterdon",19,"34019",4.4,0,2016,9999,null,null,"N","Solar",{"$nulls":13},0,0,0,0]
["Clinton Battery","60297_G_1",60297,"G","1",null,"Energy Storage",null,"PJM_West","Ohio",39,"Clinton",27,"39027",10,0,2016,9999,null,null,"N","Energy Storage",{"$nulls":13},0,0,0,0]
["Keys Energy Center","60302_G_12",60302,"G","12",null,"Combined Cycle","","PJM_SMAC","Maryland",24,"Prince Georges",33,"24033",214,6250,2018,9999,null,null,"N","Natural Gas",{"$nulls":13},0.011,0.011,0.011,0.011]
["Albany Green Energy","60340_G_1",60340,"G","1",91192,"O/G Steam",null,"S_SOU","Georgia",13,"Dougherty",95,"13095",50,11675,2017,9999,null,null,"Y","Natural Gas",{"$nulls":4},"SNCR",{"$nulls":8},0.05324,0.05324,0.05324,0.05324]
["Brady II Wind Energy Center","60354_G_BWEC2",60354,"G","BWEC2",null,"Onshore Wind",null,"SPP_WAUE","North Dakota",38,"Stark",89,"38089",150,0,2016,9999,null,null,"N","Wind",{"$nulls":13},0,0,0,0]
["Lamesa Solar","60372_G_LSPV1",60372,"G","LSPV1",null,"Solar PV",null,"ERC_WEST","Texas",48,"Dawson",115,"48115",100,0,2017,9999,null,null,"N","Solar",{"$nulls":13},0,0,0,0]
["Lincoln Solar, LLC (NC)","60399_G_FLS1",60399,"G","FLS1",null,"Solar PV",null,"S_VACA","North Carolina",37,"Rutherford",161,"37161",4.9,0,2016,9999,null,null,"N","Solar",{"$nulls":13},0,0,0,0]
["Modlin Solar Farm","60417_G_MSFPV",60417,"G","MSFPV",null,"Solar PV",null,"PJM_Dom","North Carolina",37,"Martin",117,"37117",4.9,0,2016,9999,null,null,"N","Solar",{"$nulls":13},0,0,0,0]
["Bernards Solar","60437_G_BERNS",60437,"G","BERNS",null,"Solar PV",null,"PJM_EMAC","New Jersey",34,"Somerset",35,"34035",2.9,0,2016,9999,null,null,"N","Solar",{"$nulls":13},0,0,0,0]
["Wareham MA 1","60443_G_WMA1",60443,"G","WMA1",null,"Solar PV",null,"NENGREST","Massachusetts",25,"Plymouth",23,"25023",2,0,2016,9999,null,null,"N","Solar",{"$nulls":13},0,0,0,0]
["Port Comfort Power LLC","60459_G_PC2",60459,"G","PC2",null,"Combustion Turbine","","ERC_REST","Texas",48,"Calhoun",57,"48057",43,9086,2017,9999,null,null,"N","Natural Gas",{"$nulls":13},0.011,0.011,0.011,0.011]
["Rail Trail","60492_G_PV1",60492,"G","PV1",null,"Solar PV",null,"NENGREST","Massachusetts",25,"Berkshire",3,"25003",2,0,2016,9999,null,null,"N","Solar",{"$nulls":13},0,0,0,0]
["Tyler Bluff Wind Project, LLC","60502_G_GEN1",60502,"G","GEN1",null,"Onshore Wind",null,"ERC_REST","Texas",48,"Cooke",97,"48097",125.6,0,2016,9999,null,null,"N","Wind",{"$nulls":13},0,0,0,0]
["Lake Emily Solar","60526_G_PV1",60526,"G","PV1",null,"Solar PV","","MIS_MNWI","Minnesota",27,"Nicollet",103,"27103",4.5,0,2016,9999,null,null,"N","Solar",{"$nulls":13},0,0,0,0]
["GMP Solar - Richmond","60547_G_PV1",60547,"G","PV1",null,"Solar PV","","NENGREST","Vermont",50,"Chittenden",7,"50007",1.9,0,2016,9999,null,null,"N","Solar",{"$nulls":13},0,0,0,0]
["Pala Energy Storage Yard","60566_G_SES1",60566,"G","SES1",null,"Energy Storage","","WEC_SDGE","California",6,"San Diego",73,"06073",0.5,0,2012,9999,null,null,"N","Energy Storage",{"$nulls":13},0,0,0,0]
["Mount Vernon Solar","60585_G_MV01",60585,"G","MV01",null,"Solar PV","","S_SOU","Georgia",13,"Walton",297,"13297",1,0,2015,9999,null,null,"N","Solar",{"$nulls":13},0,0,0,0]
["DG AMP Solar Bowling Green","60622_G_AMPBG",60622,"G","AMPBG",null,"Solar PV","","PJM_ATSI","Ohio",39,"Wood",173,"39173",20,0,2017,9999,null,null,"N","Solar",{"$nulls":13},0,0,0,0]
["Blue Lake Solar","60632_G_PV1",60632,"G","PV1",null,"Solar PV","","MIS_MNWI","Minnesota",27,"Scott",139,"27139",3.9,0,2016,9999,null,null,"N","Solar",{"$nulls":13},0,0,0,0]
["Belchertown","60653_G_PV1",60653,"G","PV1",null,"Solar PV","","NENGREST","Massachusetts",25,"Hampshire",15,"25015",1,0,2015,9999,null,null,"N","Solar",{"$nulls":13},0,0,0,0]
["Pearl Solar","60682_G_PEARL",60682,"G","PEARL",null,"Solar PV","","ERC_WEST","Texas",48,"Pecos",371,"48371",50,0,2017,9999,null,null,"N","Solar",{"$nulls":13},0,0,0,0]
["Blue Summit Storage, LLC","60690_G_WBSS",60690,"G","WBSS",null,"Energy Storage","","ERC_WEST","Texas",48,"Wilbarger",487,"48487",30,0,2017,9999,null,null,"N","Energy Storage",{"$nulls":13},0,0,0,0]
["JED Solid Waste Mgmt Renewable LFG Energy","60701_G_00700",60701,"G","00700",null,"Landfill Gas","","FRCC","Florida",12,"Osceola",97,"12097",1.4,18000,2017,9999,null,null,"N","Landfill Gas",{"$nulls":13},0.09,0.09,0.09,0.09]
["Sunrise Community Solar","60713_G_SCS1",60713,"G","SCS1",null,"Solar PV","","MIS_MNWI","Minnesota",27,"Chisago",25,"27025",0.9,0,2016,9999,null,null,"N","Solar",{"$nulls":13},0,0,0,0]
["Orion Community Solar","60716_G_OCS3",60716,"G","OCS3",null,"Solar PV","","MIS_MNWI","Minnesota",27,"Stearns",145,"27145",0.9,0,2017,9999,null,null,"N","Solar",{"$nulls":13},0,0,0,0]
["Bordentown Solar","60734_G_PV1",60734,"G","PV1",null,"Solar PV","","PJM_EMAC","New Jersey",34,"Burlington",5,"34005",6.8,0,2015,9999,null,null,"N","Solar",{"$nulls":13},0,0,0,0]
["Osawatomie Power Plant South Sub","60750_G_CAT6",60750,"G","CAT6",null,"Combustion Turbine","IC Engine","SPP_N","Kansas",20,"Miami",121,"20121",2,14397,2017,9999,null,null,"N","Distillate Fuel Oil",{"$nulls":13},2.8335,2.8335,2.8335,2.8335]
["L'Oreal Monmouth","60766_G_PV1",60766,"G","PV1",null,"Solar PV","","PJM_EMAC","New Jersey",34,"Monmouth",25,"34025",2,0,2013,9999,null,null,"N","Solar",{"$nulls":13},0,0,0,0]
["Suwannee Solar Facility","60788_G_XXXXX",60788,"G","XXXXX",null,"Solar PV","","FRCC","Florida",12,"Suwannee",121,"12121",8.8,0,2017,9999,null,null,"N","Solar",{"$nulls":13},0,0,0,0]
["ACCC Mays Landing","60802_G_PV1",60802,"G","PV1",null,"Solar PV","","PJM_EMAC","New Jersey",34,"Atlantic",1,"34001",1.4,0,2013,9999,null,null,"N","Solar",{"$nulls":13},0,0,0,0]
["Pine Island Solar","60835_G_PINEI",60835,"G","PINEI",null,"Solar PV","","MIS_MNWI","Minnesota",27,"Olmsted",109,"27109",3.9,0,2017,9999,null,null,"N","Solar",{"$nulls":13},0,0,0,0]
["Temple Solar Arrays","60848_G_51599",60848,"G","51599",null,"Solar PV","","PJM_WMAC","Pennsylvania",42,"Berks",11,"42011",2.2,0,2011,9999,null,null,"N","Solar",{"$nulls":13},0,0,0,0]
["Stafford MS Ground Mount","60880_G_MS1",60880,"G","MS1",null,"Solar PV","","NENG_CT","Connecticut",9,"Tolland",13,"09013",1,0,2016,9999,null,null,"N","Solar",{"$nulls":13},0,0,0,0]
["Downsville DPC Solar","60892_G_PV1",60892,"G","PV1",null,"Solar PV","","MIS_MNWI","Wisconsin",55,"Dunn",33,"55033",1,0,2017,9999,null,null,"N","Solar",{"$nulls":13},0,0,0,0]
["Ohio Northern University Solar Site","60913_G_PV1",60913,"G","PV1",null,"Solar PV","","PJM_West","Ohio",39,"Hardin",65,"39065",1.7,0,2016,9999,null,null,"N","Solar",{"$nulls":13},0,0,0,0]
["Hopewell Cogeneration NJ","60933_G_GEN1",60933,"G","GEN1",null,"Combustion Turbine","IC Engine","PJM_EMAC","New Jersey",34,"Mercer",21,"34021",2,12194,2015,9999,null,null,"N","Natural Gas",{"$nulls":13},0.23772,0.23772,0.23772,0.23772]
["Spica Community Solar","60943_G_MSCS1",60943,"G","MSCS1",null,"Solar PV","","MIS_MNWI","Minnesota",27,"Kandiyohi",67,"27067",0.9,0,2017,9999,null,null,"N","Solar",{"$nulls":13},0,0,0,0]
["Lind Solar CSG","60966_G_S0222",60966,"G","S0222",null,"Solar PV","","MIS_MNWI","Minnesota",27,"Carver",19,"27019",4.9,0,2017,9999,null,null,"N","Solar",{"$nulls":13},0,0,0,0]
["ZV Solar 1","60980_G_PV1",60980,"G","PV1",null,"Solar PV","","S_VACA","North Carolina",37,"Robeson",155,"37155",5,0,2016,9999,null,null,"N","Solar",{"$nulls":13},0,0,0,0]
["Iron Horse Battery Storage","60996_G_BA1",60996,"G","BA1",null,"Energy Storage","","WECC_AZ","Arizona",4,"Pima",19,"04019",10,0,2017,9999,null,null,"N","Energy Storage",{"$nulls":13},0,0,0,0]
["Iron Horse Battery Storage","60996_G_PV1",60996,"G","PV1",null,"Solar PV","","WECC_AZ","Arizona",4,"Pima",19,"04019",2,0,2017,9999,null,null,"N","Solar",{"$nulls":13},0,0,0,0]
["King Mill","61000_G_1",61000,"G","1",null,"Hydro","","S_SOU","Georgia",13,"Richmond",245,"13245",0.6,0,1944,9999,null,null,"N","Hydro",{"$nulls":13},0,0,0,0]
["King Mill","61000_G_2",61000,"G","2",null,"Hydro","","S_SOU","Georgia",13,"Richmond",245,"13245",1.4,0,1944,9999,null,null,"N","Hydro",{"$nulls":13},0,0,0,0]
["WED Portsmouth One, LLC","61002_G_PORT1",61002,"G","PORT1",null,"Onshore Wind","","NENGREST","Rhode Island",44,"Newport",5,"44005",1.5,0,2016,9999,null,null,"N","Wind",{"$nulls":13},0,0,0,0]
["Musgrave East Solar Farm","61003_G_CMUSW",61003,"G","CMUSW",null,"Solar PV","","NY_Z_C&E","New York",36,"Cayuga",11,"36011",2,0,2016,9999,null,null,"N","Solar",{"$nulls":13},0,0,0,0]
["Whirlpool Corporation - Ottawa Wind Farm","61004_G_W1",61004,"G","W1",null,"Onshore Wind","","PJM_West","Ohio",39,"Putnam",137,"39137",1.5,0,2017,9999,null,null,"N","Wind",{"$nulls":13},0,0,0,0]
["Whirlpool Corporation - Marion Wind Farm","61005_G_W1",61005,"G","W1",null,"Onshore Wind","","PJM_ATSI","Ohio",39,"Marion",101,"39101",1.5,0,2017,9999,null,null,"N","Wind",{"$nulls":13},0,0,0,0]
["Whirlpool Corporation - Marion Wind Farm","61005_G_W2",61005,"G","W2",null,"Onshore Wind","","PJM_ATSI","Ohio",39,"Marion",101,"39101",1.5,0,2017,9999,null,null,"N","Wind",{"$nulls":13},0,0,0,0]
["Whirlpool Corporation - Marion Wind Farm","61005_G_W3",61005,"G","W3",null,"Onshore Wind","","PJM_ATSI","Ohio",39,"Marion",101,"39101",1.5,0,2017,9999,null,null,"N","Wind",{"$nulls":13},0,0,0,0]
["SCDA Solar 1","61006_G_SCAIR",61006,"G","SCAIR",null,"Solar PV","","WEC_BANC","California",6,"Sacramento",67,"06067",7,0,2017,9999,null,null,"N","Solar",{"$nulls":13},0,0,0,0]
["Redbrook Solar 1","61007_G_REDBR",61007,"G","REDBR",null,"Solar PV","","NENGREST","Massachusetts",25,"Plymouth",23,"25023",4,0,2017,9999,null,null,"N","Solar",{"$nulls":13},0,0,0,0]
["Brook Street Solar 1","61008_G_BROOK",61008,"G","BROOK",null,"Solar PV","","NENGREST","Massachusetts",25,"Plymouth",23,"25023",5,0,2017,9999,null,null,"N","Solar",{"$nulls":13},0,0,0,0]
["Spring Street Solar 1 CSG","61009_G_SPRIN",61009,"G","SPRIN",null,"Solar PV","","NENGREST","Massachusetts",25,"Plymouth",23,"25023",2,0,2017,9999,null,null,"N","Solar",{"$nulls":13},0,0,0,0]
["Bullock Road Solar 1","61010_G_BULLO",61010,"G","BULLO",null,"Solar PV","","NENGREST","Massachusetts",25,"Bristol",5,"25005",3.9,0,2017,9999,null,null,"N","Solar",{"$nulls":13},0,0,0,0]
["Mill Seat Renewable Energy Facility","61012_G_GEN1",61012,"G","GEN1",null,"Landfill Gas","","NY_Z_B","New York",36,"Genesee",37,"36037",0.8,14242,2007,9999,null,null,"N","Landfill Gas",{"$nulls":13},0.24082,0.24082,0.24082,0.24082]
["Mill Seat Renewable Energy Facility","61012_G_GEN2",61012,"G","GEN2",null,"Landfill Gas","","NY_Z_B","New York",36,"Genesee",37,"36037",0.8,14242,2007,9999,null,null,"N","Landfill Gas",{"$nulls":13},0.24082,0.24082,0.24082,0.24082]
["Mill Seat Renewable Energy Facility","61012_G_GEN3",61012,"G","GEN3",null,"Landfill Gas","","NY_Z_B","New York",36,"Genesee",37,"36037",0.8,14242,2007,9999,null,null,"N","Landfill Gas",{"$nulls":13},0.24082,0.24082,0.24082,0.24082]
["Musgrave West Solar Farm","61015_G_CMUSW",61015,"G","CMUSW",null,"Solar PV","","NY_Z_C&E","New York",36,"Cayuga",11,"36011",2,0,2016,9999,null,null,"N","Solar",{"$nulls":13},0,0,0,0]
["Stafford St Solar 1","61016_G_STAF1",61016,"G","STAF1",null,"Solar PV","","NENGREST","Massachusetts",25,"Worcester",27,"25027",2,0,2017,9999,null,null,"N","Solar",{"$nulls":13},0,0,0,0]
["Stafford St Solar 2","61017_G_STAF2",61017,"G","STAF2",null,"Solar PV","","NENGREST","Massachusetts",25,"Worcester",27,"25027",2,0,2017,9999,null,null,"N","Solar",{"$nulls":13},0,0,0,0]
["Stafford St Solar 3","61018_G_STAF3",61018,"G","STAF3",null,"Solar PV","","NENGREST","Massachusetts",25,"Worcester",27,"25027",1,0,2017,9999,null,null,"N","Solar",{"$nulls":13},0,0,0,0]
["Siler 421 Farm, LLC","61019_G_SILER",61019,"G","SILER",null,"Solar PV","","S_VACA","North Carolina",37,"Chatham",37,"37037",4.9,0,2016,9999,null,null,"N","Solar",{"$nulls":13},0,0,0,0]
["Indian River Solar Center","61020_G_1",61020,"G","1",null,"Solar PV","","FRCC","Florida",12,"Indian River",61,"12061",74.5,0,2017,9999,null,null,"N","Solar",{"$nulls":13},0,0,0,0]
["Horizon Solar Energy Center","61021_G_1",61021,"G","1",null,"Solar PV","","FRCC","Florida",12,"Putnam",107,"12107",74.5,0,2017,9999,null,null,"N","Solar",{"$nulls":13},0,0,0,0]
["Coral Farms Solar Energy Center","61022_G_1",61022,"G","1",null,"Solar PV","","FRCC","Florida",12,"Putnam",107,"12107",74.5,0,2017,9999,null,null,"N","Solar",{"$nulls":13},0,0,0,0]
["Hammock Solar","61024_G_1",61024,"G","1",null,"Solar PV","","FRCC","Florida",12,"Hendry",51,"12051",74.5,0,2017,9999,null,null,"N","Solar",{"$nulls":13},0,0,0,0]
["Montefiore - Westchester Square","61025_G_EGEN1",61025,"G","EGEN1",null,"Combustion Turbine","IC Engine","NY_Z_J","New York",36,"Bronx",5,"36005",1,14410,1983,9999,null,null,"N","Distillate Fuel Oil",{"$nulls":13},0.4707,0.4707,0.4707,0.4707]
["New York Presbyterian Hospital-168th St","61026_G_CHNY1",61026,"G","CHNY1",null,"Combustion Turbine","IC Engine","NY_Z_J","New York",36,"New York",61,"36061",2,14397,2003,9999,null,null,"N","Distillate Fuel Oil",{"$nulls":13},0.47113,0.47113,0.47113,0.47113]
["New York Presbyterian Hospital-168th St","61026_G_CHNY2",61026,"G","CHNY2",null,"Combustion Turbine","IC Engine","NY_Z_J","New York",36,"New York",61,"36061",2,14397,2003,9999,null,null,"N","Distillate Fuel Oil",{"$nulls":13},0.47113,0.47113,0.47113,0.47113]
["New York Presbyterian Hospital-168th St","61026_G_GARG",61026,"G","GARG",null,"Combustion Turbine","IC Engine","NY_Z_J","New York",36,"New York",61,"36061",0.1,14397,2000,9999,null,null,"N","Distillate Fuel Oil",{"$nulls":13},0.50835,0.50835,0.50835,0.50835]
["New York Presbyterian Hospital-168th St","61026_G_MHB1",61026,"G","MHB1",null,"Combustion Turbine","IC Engine","NY_Z_J","New York",36,"New York",61,"36061",2,14397,2000,9999,null,null,"N","Distillate Fuel Oil",{"$nulls":13},0.47113,0.47113,0.47113,0.47113]
["New York Presbyterian Hospital-168th St","61026_G_MHB2",61026,"G","MHB2",null,"Combustion Turbine","IC Engine","NY_Z_J","New York",36,"New York",61,"36061",1.4,14397,2000,9999,null,null,"N","Distillate Fuel Oil",{"$nulls":13},0.47113,0.47113,0.47113,0.47113]
["New York Presbyterian Hospital-168th St","61026_G_MHB3",61026,"G","MHB3",null,"Combustion Turbine","IC Engine","NY_Z_J","New York",36,"New York",61,"36061",1.4,14397,2000,9999,null,null,"N","Distillate Fuel Oil",{"$nulls":13},0.47113,0.47113,0.47113,0.47113]
["New York Presbyterian Hospital-168th St","61026_G_MHB4",61026,"G","MHB4",null,"Combustion Turbine","IC Engine","NY_Z_J","New York",36,"New York",61,"36061",1.5,14397,2008,9999,null,null,"N","Distillate Fuel Oil",{"$nulls":13},0.47113,0.47113,0.47113,0.47113]
["New York Presbyterian Hospital-168th St","61026_G_MHB5",61026,"G","MHB5",null,"Combustion Turbine","IC Engine","NY_Z_J","New York",36,"New York",61,"36061",1.5,14397,2008,9999,null,null,"N","Distillate Fuel Oil",{"$nulls":13},0.47113,0.47113,0.47113,0.47113]
["Pacific Ethanol Stockton Cogen Plant","61027_G_PESCT",61027,"G","PESCT",null,"Combustion Turbine","","WEC_CALN","California",6,"San Joaquin",77,"06077",3.6,9086,2016,9999,null,null,"N","Natural Gas",{"$nulls":13},0.011,0.011,0.011,0.011]
["Blue Cypress Solar Energy Center","61029_G_1",61029,"G","1",null,"Solar PV","","FRCC","Florida",12,"Indian River",61,"12061",74.5,0,2018,9999,null,null,"N","Solar",{"$nulls":13},0,0,0,0]
["Harford Solar Farm","61030_G_CMUSW",61030,"G","CMUSW",null,"Solar PV","","NY_Z_C&E","New York",36,"Tompkins",109,"36109",2,0,2016,9999,null,null,"N","Solar",{"$nulls":13},0,0,0,0]
["Floyd Road Solar Farm","61031_G_PV1",61031,"G","PV1",null,"Solar PV","","PJM_Dom","North Carolina",37,"Northampton",131,"37131",5,0,2017,9999,null,null,"N","Solar",{"$nulls":13},0,0,0,0]
["Deerfield Wind LLC","61039_G_WT1",61039,"G","WT1",null,"Onshore Wind","","NENGREST","Vermont",50,"Bennington",3,"50003",30,0,2017,9999,null,null,"N","Wind",{"$nulls":13},0,0,0,0]
["Twin Buttes II Wind","61040_G_WT1",61040,"G","WT1",null,"Onshore Wind","","WECC_CO","Colorado",8,"Prowers",99,"08099",75,0,2017,9999,null,null,"N","Wind",{"$nulls":13},0,0,0,0]
["Canandaigua Westbrook Solar Array","61042_G_PV1",61042,"G","PV1",null,"Solar PV","","NY_Z_C&E","New York",36,"Ontario",69,"36069",2,0,2017,9999,null,null,"N","Solar",{"$nulls":13},0,0,0,0]
["Canandaigua Solar Array","61043_G_PV1",61043,"G","PV1",null,"Solar PV","","NY_Z_C&E","New York",36,"Ontario",69,"36069",2,0,2016,9999,null,null,"N","Solar",{"$nulls":13},0,0,0,0]
["La Joya NM","61044_G_WT1",61044,"G","WT1",null,"Onshore Wind","","WECC_NM","New Mexico",35,"Torrance",57,"35057",400,0,2018,9999,null,null,"N","Wind",{"$nulls":13},0,0,0,0]
["Lund Hill","61045_G_WT1",61045,"G","WT1",null,"Onshore Wind","","WECC_PNW","Washington",53,"Klickitat",39,"53039",60,0,2018,9999,null,null,"N","Wind",{"$nulls":13},0,0,0,0]
["Tatanka Ridge","61046_G_WT1",61046,"G","WT1",null,"Onshore Wind","","SPP_WAUE","South Dakota",46,"Deuel",39,"46039",98,0,2019,9999,null,null,"N","Wind",{"$nulls":13},0,0,0,0]
["Gala Solar","61048_G_PV1",61048,"G","PV1",null,"Solar PV","","WECC_PNW","Oregon",41,"Crook",13,"41013",56,0,2018,9999,null,null,"N","Solar",{"$nulls":13},0,0,0,0]
["Wildflower Solar Energy Center","61050_G_1",61050,"G","1",null,"Solar PV","","FRCC","Florida",12,"Desoto",27,"12027",74.5,0,2017,9999,null,null,"N","Solar",{"$nulls":13},0,0,0,0]
["Loggerhead Solar Energy Center","61052_G_1",61052,"G","1",null,"Solar PV","","FRCC","Florida",12,"St Lucie",111,"12111",74.5,0,2018,9999,null,null,"N","Solar",{"$nulls":13},0,0,0,0]
["Greenfield Solar Park","61053_G_SGREE",61053,"G","SGREE",null,"Solar PV","","MIS_INKY","Indiana",18,"Hancock",59,"18059",2.8,0,2017,9999,null,null,"N","Solar",{"$nulls":13},0,0,0,0]
["IMPA Anderson Solar Park 2","61054_G_SAND2",61054,"G","SAND2",null,"Solar PV","","PJM_West","Indiana",18,"Madison",95,"18095",8.1,0,2017,9999,null,null,"N","Solar",{"$nulls":13},0,0,0,0]
["DG AMP Solar Front Royal","61055_G_AMPFR",61055,"G","AMPFR",null,"Solar PV","","PJM_AP","Virginia",51,"Warren",187,"51187",2.5,0,2017,9999,null,null,"N","Solar",{"$nulls":13},0,0,0,0]
["Foundation CDCR LAC","61066_G_WTG1",61066,"G","WTG1",null,"Onshore Wind","","WEC_LADW","California",6,"Los Angeles",37,"06037",1.9,0,2017,9999,null,null,"N","Wind",{"$nulls":13},0,0,0,0]
["Foundation Scheid Vineyards","61067_G_WTG1",61067,"G","WTG1",null,"Onshore Wind","","WEC_CALN","California",6,"Monterey",53,"06053",1.9,0,2017,9999,null,null,"N","Wind",{"$nulls":13},0,0,0,0]
["BWC Wading River One, Two, Three","61069_G_62381",61069,"G","62381",null,"Solar PV","","NENGREST","Massachusetts",25,"Worcester",27,"25027",3,0,2017,9999,null,null,"N","Solar",{"$nulls":13},0,0,0,0]
["Saratoga Wind Farm","61070_G_SWE",61070,"G","SWE",null,"Onshore Wind","","MIS_IA","Iowa",19,"Howard",89,"19089",66,0,2018,9999,null,null,"N","Wind",{"$nulls":13},0,0,0,0]
["Lemond Solar","61072_G_LEMND",61072,"G","LEMND",null,"Solar PV","","MIS_MNWI","Minnesota",27,"Steele",147,"27147",5,0,2017,9999,null,null,"N","Solar",{"$nulls":13},0,0,0,0]
["Pemberton Road I","61073_G_PEMB1",61073,"G","PEMB1",null,"Solar PV","","PJM_EMAC","New Jersey",34,"Burlington",5,"34005",9.9,0,2017,9999,null,null,"N","Solar",{"$nulls":13},0,0,0,0]
["Pemberton Road II","61074_G_PEMB2",61074,"G","PEMB2",null,"Solar PV","","PJM_EMAC","New Jersey",34,"Burlington",5,"34005",9.9,0,2017,9999,null,null,"N","Solar",{"$nulls":13},0,0,0,0]
["City of Shelby Electric Distribution","61076_G_PSG1",61076,"G","PSG1",null,"Combustion Turbine","IC Engine","PJM_West","Ohio",39,"Richland",139,"39139",1.8,14397,2016,9999,null,null,"N","Distillate Fuel Oil",{"$nulls":13},3.16,3.16,3.16,3.16]
["Luning Energy","61084_G_LNING",61084,"G","LNING",null,"Solar PV","","WECC_NNV","Nevada",32,"Mineral",21,"32021",50,0,2017,9999,null,null,"N","Solar",{"$nulls":13},0,0,0,0]
["Stone Solar","61085_G_1",61085,"G","1",null,"Solar PV","","S_VACA","North Carolina",37,"Robeson",155,"37155",5,0,2016,9999,null,null,"N","Solar",{"$nulls":13},0,0,0,0]
["Tripple State Farm","61086_G_1",61086,"G","1",null,"Solar PV","","S_VACA","North Carolina",37,"Iredell",97,"37097",5,0,2016,9999,null,null,"N","Solar",{"$nulls":13},0,0,0,0]
["Wadesboro Farm 1","61087_G_1",61087,"G","1",null,"Solar PV","","S_VACA","North Carolina",37,"Anson",7,"37007",5,0,2015,9999,null,null,"N","Solar",{"$nulls":13},0,0,0,0]
["Delco Farm","61088_G_1",61088,"G","1",null,"Solar PV","","S_VACA","North Carolina",37,"Columbus",47,"37047",5,0,2016,9999,null,null,"N","Solar",{"$nulls":13},0,0,0,0]
["Fisher Solar Farm - NC","61089_G_1",61089,"G","1",null,"Solar PV","","S_VACA","North Carolina",37,"Stanly",167,"37167",5,0,2015,9999,null,null,"N","Solar",{"$nulls":13},0,0,0,0]
["Kinston Davis Farm","61090_G_1",61090,"G","1",null,"Solar PV","","S_VACA","North Carolina",37,"Lenoir",107,"37107",5,0,2015,9999,null,null,"N","Solar",{"$nulls":13},0,0,0,0]
["Laurinburg Farm","61091_G_1",61091,"G","1",null,"Solar PV","","S_VACA","North Carolina",37,"Scotland",165,"37165",5,0,2015,9999,null,null,"N","Solar",{"$nulls":13},0,0,0,0]
["Independence Solar Farm","61092_G_IPL1",61092,"G","IPL1",null,"Solar PV","","SPP_N","Missouri",29,"Jackson",95,"29095",3,0,2017,9999,null,null,"N","Solar",{"$nulls":13},0,0,0,0]
["Mills Anson Farm","61093_G_1",61093,"G","1",null,"Solar PV","","S_VACA","North Carolina",37,"Anson",7,"37007",5,0,2016,9999,null,null,"N","Solar",{"$nulls":13},0,0,0,0]
["Old Wire Farm","61094_G_1",61094,"G","1",null,"Solar PV","","S_VACA","North Carolina",37,"Scotland",165,"37165",5,0,2016,9999,null,null,"N","Solar",{"$nulls":13},0,0,0,0]
["Railroad Farm 2","61095_G_1",61095,"G","1",null,"Solar PV","","S_VACA","North Carolina",37,"Robeson",155,"37155",5,0,2014,9999,null,null,"N","Solar",{"$nulls":13},0,0,0,0]
["Sampson Solar","61096_G_1",61096,"G","1",null,"Solar PV","","S_VACA","North Carolina",37,"Sampson",163,"37163",2,0,2015,9999,null,null,"N","Solar",{"$nulls":13},0,0,0,0]
["Syncarpha Freetown","61097_G_SYNFR",61097,"G","SYNFR",null,"Solar PV","","NENGREST","Massachusetts",25,"Bristol",5,"25005",3.9,0,2016,9999,null,null,"N","Solar",{"$nulls":13},0,0,0,0]
["Pima Community College","61104_G_PV1",61104,"G","PV1",null,"Solar PV","","WECC_AZ","Arizona",4,"Pima",19,"04019",1.3,0,2017,9999,null,null,"N","Solar",{"$nulls":13},0,0,0,0]
["Vanadium Redox Flow Battery Plant","61107_G_VRF",61107,"G","VRF",null,"Energy Storage","","WEC_SDGE","California",6,"San Diego",73,"06073",2,0,2017,9999,null,null,"N","Energy Storage",{"$nulls":13},0,0,0,0]
["Manteca Land PV","61115_G_MANT1",61115,"G","MANT1",null,"Solar PV","","WEC_CALN","California",6,"San Joaquin",77,"06077",1,0,2017,9999,null,null,"N","Solar",{"$nulls":13},0,0,0,0]
["Delano Land 1","61116_G_DELA1",61116,"G","DELA1",null,"Solar PV","","WECC_SCE","California",6,"Kern",29,"06029",1,0,2017,9999,null,null,"N","Solar",{"$nulls":13},0,0,0,0]
["Bakersfield PV 1","61117_G_BAKE1",61117,"G","BAKE1",null,"Solar PV","","WECC_SCE","California",6,"Kern",29,"06029",5.3,0,2017,9999,null,null,"N","Solar",{"$nulls":13},0,0,0,0]
["Bakersfield Industrial PV 1","61118_G_BIND1",61118,"G","BIND1",null,"Solar PV","","WECC_SCE","California",6,"Kern",29,"06029",1,0,2017,9999,null,null,"N","Solar",{"$nulls":13},0,0,0,0]
["Quichapa 1","61119_G_W5519",61119,"G","W5519",null,"Solar PV","","WECC_UT","Utah",49,"Iron",21,"49021",3,0,2016,9999,null,null,"N","Solar",{"$nulls":13},0,0,0,0]
["Quichapa 2","61120_G_W5520",61120,"G","W5520",null,"Solar PV","","WECC_UT","Utah",49,"Iron",21,"49021",3,0,2016,9999,null,null,"N","Solar",{"$nulls":13},0,0,0,0]
["Quichapa 3","61121_G_W5521",61121,"G","W5521",null,"Solar PV","","WECC_UT","Utah",49,"Iron",21,"49021",3,0,2016,9999,null,null,"N","Solar",{"$nulls":13},0,0,0,0]
["Elizabeth Mines Solar 1","61124_G_EMS1",61124,"G","EMS1",null,"Solar PV","","NENGREST","Vermont",50,"Orange",17,"50017",5,0,2017,9999,null,null,"N","Solar",{"$nulls":13},0,0,0,0]
["Nebraska Valley Solar Farm","61125_G_NVSF",61125,"G","NVSF",null,"Solar PV","","NENGREST","Vermont",50,"Lamoille",15,"50015",1,0,2016,9999,null,null,"N","Solar",{"$nulls":13},0,0,0,0]
["Tolson Solar","61131_G_12345",61131,"G","12345",null,"Solar PV","","S_VACA","North Carolina",37,"Edgecombe",65,"37065",3,0,2015,9999,null,null,"N","Solar",{"$nulls":13},0,0,0,0]
["Phelps 158 Solar Farm","61134_G_15800",61134,"G","15800",null,"Solar PV","","PJM_Dom","North Carolina",37,"Northampton",131,"37131",5,0,2017,9999,null,null,"N","Solar",{"$nulls":13},0,0,0,0]
["Lebanon Solar Farm (MO)","61135_G_LSF1",61135,"G","LSF1",null,"Solar PV","","SPP_N","Missouri",29,"Laclede",105,"29105",2.5,0,2017,9999,null,null,"N","Solar",{"$nulls":13},0,0,0,0]
["Brown County LFGTE Power Station","61145_G_GM01",61145,"G","GM01",null,"Landfill Gas","","PJM_West","Ohio",39,"Brown",15,"39015",1.5,18000,2017,9999,null,null,"N","Landfill Gas",{"$nulls":13},0.09,0.09,0.09,0.09]
["Brown County LFGTE Power Station","61145_G_GM02",61145,"G","GM02",null,"Landfill Gas","","PJM_West","Ohio",39,"Brown",15,"39015",1.5,18000,2017,9999,null,null,"N","Landfill Gas",{"$nulls":13},0.09,0.09,0.09,0.09]
["Brown County LFGTE Power Station","61145_G_GM03",61145,"G","GM03",null,"Landfill Gas","","PJM_West","Ohio",39,"Brown",15,"39015",1.5,18000,2017,9999,null,null,"N","Landfill Gas",{"$nulls":13},0.09,0.09,0.09,0.09]
["Intel Folsom Phase 3","61152_G_PV1",61152,"G","PV1",null,"Solar PV","","WEC_BANC","California",6,"Sacramento",67,"06067",5.2,0,2016,9999,null,null,"N","Solar",{"$nulls":13},0,0,0,0]
["AT&T Holger","61153_G_AT057",61153,"G","AT057",null,"Fuel Cell","","WEC_CALN","California",6,"Santa Clara",85,"06085",1.3,8653,2016,9999,null,null,"N","Natural Gas",{"$nulls":13},0,0,0,0]
["AT&T Anaheim","61154_G_AT058",61154,"G","AT058",null,"Fuel Cell","","WECC_SCE","California",6,"Orange",59,"06059",1.3,8653,2016,9999,null,null,"N","Natural Gas",{"$nulls":13},0,0,0,0]
["Big Timber Wind Farm","61155_G_BT-MT",61155,"G","BT-MT",null,"Onshore Wind","","WECC_MT","Montana",30,"Sweet Grass",97,"30097",25,0,2017,9999,null,null,"N","Wind",{"$nulls":13},0,0,0,0]
["St. Pauls Solar 2","61156_G_STPAU",61156,"G","STPAU",null,"Solar PV","","S_VACA","North Carolina",37,"Robeson",155,"37155",5,0,2017,9999,null,null,"N","Solar",{"$nulls":13},0,0,0,0]
["Boaz Farm Solar","61157_G_BOAZF",61157,"G","BOAZF",null,"Solar PV","","S_VACA","North Carolina",37,"Lee",105,"37105",5,0,2017,9999,null,null,"N","Solar",{"$nulls":13},0,0,0,0]
["Bizzell Church Solar 2","61158_G_BIZZE",61158,"G","BIZZE",null,"Solar PV","","S_VACA","North Carolina",37,"Johnston",101,"37101",5,0,2017,9999,null,null,"N","Solar",{"$nulls":13},0,0,0,0]
["MILL SOLAR 1","61160_G_MILL1",61160,"G","MILL1",null,"Solar PV","","S_VACA","North Carolina",37,"Iredell",97,"37097",1.4,0,2015,9999,null,null,"N","Solar",{"$nulls":13},0,0,0,0]
["RB Manufacturing LLC Belle Mead NJ","61162_G_RBBM",61162,"G","RBBM",null,"Solar PV","","PJM_EMAC","New Jersey",34,"Somerset",35,"34035",1.5,0,2016,9999,null,null,"N","Solar",{"$nulls":13},0,0,0,0]
["Onset East Solar Facility","61163_G_ONSE",61163,"G","ONSE",null,"Solar PV","","NENGREST","Massachusetts",25,"Plymouth",23,"25023",1,0,2016,9999,null,null,"N","Solar",{"$nulls":13},0,0,0,0]
["Onset West Solar Facility","61164_G_ONSW",61164,"G","ONSW",null,"Solar PV","","NENGREST","Massachusetts",25,"Plymouth",23,"25023",1,0,2016,9999,null,null,"N","Solar",{"$nulls":13},0,0,0,0]
["Columbus Solar Project","61165_G_88029",61165,"G","88029",null,"Solar PV","","WECC_NM","New Mexico",35,"Luna",29,"35029",1.9,0,2017,9999,null,null,"N","Solar",{"$nulls":13},0,0,0,0]
["IKEA Miami 327","61173_G_PV",61173,"G","PV",null,"Solar PV","","FRCC","Florida",12,"Miami Dade",86,"12086",1,0,2015,9999,null,null,"N","Solar",{"$nulls":13},0,0,0,0]
["Caelum Community Solar","61180_G_PCCS1",61180,"G","PCCS1",null,"Solar PV","","MIS_MNWI","Minnesota",27,"Benton",9,"27009",0.9,0,2017,9999,null,null,"N","Solar",{"$nulls":13},0,0,0,0]
["Caelum Community Solar","61180_G_PCCS2",61180,"G","PCCS2",null,"Solar PV","","MIS_MNWI","Minnesota",27,"Benton",9,"27009",0.9,0,2017,9999,null,null,"N","Solar",{"$nulls":13},0,0,0,0]
["Andromeda Community Solar","61181_G_OACS1",61181,"G","OACS1",null,"Solar PV","","MIS_MNWI","Minnesota",27,"Mcleod",85,"27085",0.9,0,2017,9999,null,null,"N","Solar",{"$nulls":13},0,0,0,0]
["Andromeda Community Solar","61181_G_OACS2",61181,"G","OACS2",null,"Solar PV","","MIS_MNWI","Minnesota",27,"Mcleod",85,"27085",0.9,0,2017,9999,null,null,"N","Solar",{"$nulls":13},0,0,0,0]
["Andromeda Community Solar","61181_G_OACS3",61181,"G","OACS3",null,"Solar PV","","MIS_MNWI","Minnesota",27,"Mcleod",85,"27085",0.9,0,2017,9999,null,null,"N","Solar",{"$nulls":13},0,0,0,0]
["Andromeda Community Solar","61181_G_OACS4",61181,"G","OACS4",null,"Solar PV","","MIS_MNWI","Minnesota",27,"Mcleod",85,"27085",0.9,0,2017,9999,null,null,"N","Solar",{"$nulls":13},0,0,0,0]
["Andromeda Community Solar","61181_G_OACS5",61181,"G","OACS5",null,"Solar PV","","MIS_MNWI","Minnesota",27,"Mcleod",85,"27085",0.9,0,2017,9999,null,null,"N","Solar",{"$nulls":13},0,0,0,0]
["Pfeffers","61185_G_SO147",61185,"G","SO147",null,"Solar PV","","PJM_SMAC","Maryland",24,"Baltimore",5,"24005",1,0,2016,9999,null,null,"N","Solar",{"$nulls":13},0,0,0,0]
["Boston Medical Center CHP Plant","61186_G_COGEN",61186,"G","COGEN",null,"Combustion Turbine","IC Engine","NENGREST","Massachusetts",25,"Suffolk",25,"25025",2,12194,2017,9999,null,null,"N","Natural Gas",{"$nulls":13},1.97725,1.97725,1.97725,1.97725]
["Century Drive Solar Farm","61187_G_CENT1",61187,"G","CENT1",null,"Solar PV","","S_VACA","North Carolina",37,"Wake",183,"37183",1,0,2014,9999,null,null,"N","Solar",{"$nulls":13},0,0,0,0]
["Shavano Falls Hydro","61189_G_GEN1",61189,"G","GEN1",null,"Hydro","","WECC_CO","Colorado",8,"Montrose",85,"08085",2.8,0,2015,9999,null,null,"N","Hydro",{"$nulls":13},0,0,0,0]
["Shavano Falls Hydro Drop 4","61190_G_GEN1",61190,"G","GEN1",null,"Hydro","","WECC_CO","Colorado",8,"Montrose",85,"08085",4.5,0,2015,9999,null,null,"N","Hydro",{"$nulls":13},0,0,0,0]
["Drop 5","61191_G_GEN1",61191,"G","GEN1",null,"Hydro","","WECC_CO","Colorado",8,"Montrose",85,"08085",2.4,0,2017,9999,null,null,"N","Hydro",{"$nulls":13},0,0,0,0]
["IKEA Joliet Rooftop PV System","61192_G_PV",61192,"G","PV",null,"Solar PV","","PJM_COMD","Illinois",17,"Will",197,"17197",2,0,2017,9999,null,null,"N","Solar",{"$nulls":13},0,0,0,0]
["IKEA Las Vegas 462","61193_G_PV",61193,"G","PV",null,"Solar PV","","WECC_SNV","Nevada",32,"Clark",3,"32003",1,0,2016,9999,null,null,"N","Solar",{"$nulls":13},0,0,0,0]
["Pima Energy Storage System","61197_G_PIMA",61197,"G","PIMA",null,"Energy Storage","","WECC_AZ","Arizona",4,"Pima",19,"04019",10,0,2017,9999,null,null,"N","Energy Storage",{"$nulls":13},0,0,0,0]
["Merck - Upper Gwynedd Solar Array","61198_G_SA-1",61198,"G","SA-1",null,"Solar PV","","PJM_EMAC","Pennsylvania",42,"Montgomery",91,"42091",1.5,0,2011,9999,null,null,"N","Solar",{"$nulls":13},0,0,0,0]
["T0588 Phoenix - AZ","61199_G_PV1",61199,"G","PV1",null,"Solar PV","","WECC_AZ","Arizona",4,"Maricopa",13,"04013",1.2,0,2017,9999,null,null,"N","Solar",{"$nulls":13},0,0,0,0]
["Bandera Electric Coop PV","61205_G_PV1",61205,"G","PV1",null,"Solar PV","","ERC_REST","Texas",48,"Real",385,"48385",1.5,0,2017,9999,null,null,"N","Solar",{"$nulls":13},0,0,0,0]
["Onyx - Allen Harim","61206_G_10021",61206,"G","10021",null,"Solar PV","","PJM_EMAC","Delaware",10,"Sussex",5,"10005",1.5,0,2017,9999,null,null,"N","Solar",{"$nulls":13},0,0,0,0]
["Green Island Hydroelectric Station","61207_G_UNIT1",61207,"G","UNIT1",null,"Hydro","","NY_Z_F","New York",36,"Albany",1,"36001",1.5,0,1922,9999,null,null,"N","Hydro",{"$nulls":13},0,0,0,0]
["Green Island Hydroelectric Station","61207_G_UNIT2",61207,"G","UNIT2",null,"Hydro","","NY_Z_F","New York",36,"Albany",1,"36001",1.5,0,1922,9999,null,null,"N","Hydro",{"$nulls":13},0,0,0,0]
["Green Island Hydroelectric Station","61207_G_UNIT3",61207,"G","UNIT3",null,"Hydro","","NY_Z_F","New York",36,"Albany",1,"36001",1.5,0,1922,9999,null,null,"N","Hydro",{"$nulls":13},0,0,0,0]
["Green Island Hydroelectric Station","61207_G_UNIT4",61207,"G","UNIT4",null,"Hydro","","NY_Z_F","New York",36,"Albany",1,"36001",1.5,0,1922,9999,null,null,"N","Hydro",{"$nulls":13},0,0,0,0]
["Gulfport Naval Base CSG PV System","61208_G_PV1",61208,"G","PV1",null,"Solar PV","","S_SOU","Mississippi",28,"Harrison",47,"28047",3.5,0,2017,9999,null,null,"N","Solar",{"$nulls":13},0,0,0,0]
["Sacramento Regional County Sanitation PV","61209_G_PV1",61209,"G","PV1",null,"Solar PV","","WEC_BANC","California",6,"Sacramento",67,"06067",3.5,0,2017,9999,null,null,"N","Solar",{"$nulls":13},0,0,0,0]
["Finger Lakes Solar I","61210_G_FLS1",61210,"G","FLS1",null,"Solar PV","","NY_Z_C&E","New York",36,"Ontario",69,"36069",1.9,0,2016,9999,null,null,"N","Solar",{"$nulls":13},0,0,0,0]
["IKEA Memphis 508","61211_G_PV",61211,"G","PV",null,"Solar PV","","S_C_TVA","Tennessee",47,"Shelby",157,"47157",1.1,0,2016,9999,null,null,"N","Solar",{"$nulls":13},0,0,0,0]
["Head of U Canal Hydro Project","61217_G_HY1",61217,"G","HY1",null,"Hydro","","WECC_ID","Idaho",16,"Jerome",53,"16053",1.2,0,2015,9999,null,null,"N","Hydro",{"$nulls":13},0,0,0,0]
["Spencer Farm, LLC","61220_G_1",61220,"G","1",null,"Solar PV","","S_VACA","North Carolina",37,"Rowan",159,"37159",5,0,2017,9999,null,null,"N","Solar",{"$nulls":13},0,0,0,0]
["Chillicothe Solar Farm","61223_G_CHSF1",61223,"G","CHSF1",null,"Solar PV","","MIS_MO","Missouri",29,"Livingston",117,"29117",2.5,0,2017,9999,null,null,"N","Solar",{"$nulls":13},0,0,0,0]
["350 Clark Solar, NG, LLC","61224_G_5400",61224,"G","5400",null,"Solar PV","","PJM_EMAC","New Jersey",34,"Morris",27,"34027",1.2,0,2011,9999,null,null,"N","Solar",{"$nulls":13},0,0,0,0]
["433 Purchase Solar NG, LLC","61237_G_5402",61237,"G","5402",null,"Solar PV","","NENGREST","Massachusetts",25,"Bristol",5,"25005",2,0,2012,9999,null,null,"N","Solar",{"$nulls":13},0,0,0,0]
["NY - Presbyt. Hospital - 525 E 68TH St","61238_G_ANX1",61238,"G","ANX1",null,"Combustion Turbine","IC Engine","NY_Z_J","New York",36,"New York",61,"36061",2.5,14397,2016,9999,null,null,"N","Distillate Fuel Oil",{"$nulls":13},0.47113,0.47113,0.47113,0.47113]
["NY - Presbyt. Hospital - 525 E 68TH St","61238_G_ANX2",61238,"G","ANX2",null,"Combustion Turbine","IC Engine","NY_Z_J","New York",36,"New York",61,"36061",2.5,14397,2016,9999,null,null,"N","Distillate Fuel Oil",{"$nulls":13},0.47113,0.47113,0.47113,0.47113]
["NY - Presbyt. Hospital - 525 E 68TH St","61238_G_CGTB",61238,"G","CGTB",null,"Combustion Turbine","","NY_Z_J","New York",36,"New York",61,"36061",7.7,12445,2009,9999,null,null,"N","Natural Gas",{"$nulls":13},0.0951,0.0951,0.0951,0.0951]
["NY - Presbyt. Hospital - 525 E 68TH St","61238_G_GRB1",61238,"G","GRB1",null,"Combustion Turbine","IC Engine","NY_Z_J","New York",36,"New York",61,"36061",1.4,14397,1997,9999,null,null,"N","Distillate Fuel Oil",{"$nulls":13},0.47113,0.47113,0.47113,0.47113]
["NY - Presbyt. Hospital - 525 E 68TH St","61238_G_GRB2",61238,"G","GRB2",null,"Combustion Turbine","IC Engine","NY_Z_J","New York",36,"New York",61,"36061",1.4,14397,1997,9999,null,null,"N","Distillate Fuel Oil",{"$nulls":13},0.47113,0.47113,0.47113,0.47113]
["NY - Presbyt. Hospital - 525 E 68TH St","61238_G_GRB3",61238,"G","GRB3",null,"Combustion Turbine","IC Engine","NY_Z_J","New York",36,"New York",61,"36061",1.4,14397,1997,9999,null,null,"N","Distillate Fuel Oil",{"$nulls":13},0.47113,0.47113,0.47113,0.47113]
["NY - Presbyt. Hospital - 525 E 68TH St","61238_G_GRB4",61238,"G","GRB4",null,"Combustion Turbine","IC Engine","NY_Z_J","New York",36,"New York",61,"36061",1.5,14397,2008,9999,null,null,"N","Distillate Fuel Oil",{"$nulls":13},0.47113,0.47113,0.47113,0.47113]
["Victoria City Power LLC","61241_G_VC-1",61241,"G","VC-1",null,"Combustion Turbine","","ERC_REST","Texas",48,"Victoria",469,"48469",43,9086,2017,9999,null,null,"N","Natural Gas",{"$nulls":13},0.011,0.011,0.011,0.011]
["Victoria City Power LLC","61241_G_VC-2",61241,"G","VC-2",null,"Combustion Turbine","","ERC_REST","Texas",48,"Victoria",469,"48469",43,9086,2017,9999,null,null,"N","Natural Gas",{"$nulls":13},0.011,0.011,0.011,0.011]
["Victoria Port Power LLC","61242_G_VP-1",61242,"G","VP-1",null,"Combustion Turbine","","ERC_REST","Texas",48,"Victoria",469,"48469",50,9086,2017,9999,null,null,"N","Natural Gas",{"$nulls":13},0.011,0.011,0.011,0.011]
["Victoria Port Power LLC","61242_G_VP-2",61242,"G","VP-2",null,"Combustion Turbine","","ERC_REST","Texas",48,"Victoria",469,"48469",50,9086,2017,9999,null,null,"N","Natural Gas",{"$nulls":13},0.011,0.011,0.011,0.011]
["Old Wardour Solar","61243_G_5406",61243,"G","5406",null,"Solar PV","","NENGREST","Massachusetts",25,"Worcester",27,"25027",4.3,0,2016,9999,null,null,"N","Solar",{"$nulls":13},0,0,0,0]
["Shuman Solar","61244_G_5404",61244,"G","5404",null,"Solar PV","","NENGREST","Massachusetts",25,"Norfolk",21,"25021",2.5,0,2016,9999,null,null,"N","Solar",{"$nulls":13},0,0,0,0]
["Vuelta Solar","61245_G_5405",61245,"G","5405",null,"Solar PV","","NENGREST","Massachusetts",25,"Worcester",27,"25027",4.7,0,2016,9999,null,null,"N","Solar",{"$nulls":13},0,0,0,0]
["ACE-Stanton PV","61246_G_ASLF1",61246,"G","ASLF1",null,"Solar PV","","FRCC","Florida",12,"Orange",95,"12095",4.8,0,2017,9999,null,null,"N","Solar",{"$nulls":13},0,0,0,0]
["ACE-Stanton A PV","61247_G_ASA1",61247,"G","ASA1",null,"Solar PV","","FRCC","Florida",12,"Orange",95,"12095",4.1,0,2017,9999,null,null,"N","Solar",{"$nulls":13},0,0,0,0]
["Glopak Solar PV Power Plant","61248_G_INV1R",61248,"G","INV1R",null,"Solar PV","","PJM_EMAC","New Jersey",34,"Middlesex",23,"34023",0.5,0,2011,9999,null,null,"N","Solar",{"$nulls":13},0,0,0,0]
["Glopak Solar PV Power Plant","61248_G_INV2G",61248,"G","INV2G",null,"Solar PV","","PJM_EMAC","New Jersey",34,"Middlesex",23,"34023",0.5,0,2012,9999,null,null,"N","Solar",{"$nulls":13},0,0,0,0]
["Westmont 300A","61249_G_W5531",61249,"G","W5531",null,"Solar PV","","WEC_LADW","California",6,"Los Angeles",37,"06037",2.9,0,2017,9999,null,null,"N","Solar",{"$nulls":13},0,0,0,0]
["USPS PV","61250_G_USPS1",61250,"G","USPS1",null,"Solar PV","","WEC_LADW","California",6,"Los Angeles",37,"06037",10.7,0,2017,9999,null,null,"N","Solar",{"$nulls":13},0,0,0,0]
["Haywood Farm Solar, LLC","61255_G_HAY02",61255,"G","HAY02",null,"Solar PV","","S_VACA","North Carolina",37,"Montgomery",123,"37123",4.9,0,2017,9999,null,null,"N","Solar",{"$nulls":13},0,0,0,0]
["Hood Farm Solar, LLC","61256_G_HOF05",61256,"G","HOF05",null,"Solar PV","","S_VACA","North Carolina",37,"Jones",103,"37103",4.9,0,2017,9999,null,null,"N","Solar",{"$nulls":13},0,0,0,0]
["ZV Solar 2, LLC","61257_G_ZV204",61257,"G","ZV204",null,"Solar PV","","S_VACA","North Carolina",37,"Robeson",155,"37155",4.9,0,2017,9999,null,null,"N","Solar",{"$nulls":13},0,0,0,0]
["Innovative Solar 35, LLC","61258_G_ISS35",61258,"G","ISS35",null,"Solar PV","","S_VACA","North Carolina",37,"Duplin",61,"37061",1.9,0,2016,9999,null,null,"N","Solar",{"$nulls":13},0,0,0,0]
["Innovative Solar 59, LLC","61259_G_ISS59",61259,"G","ISS59",null,"Solar PV","","S_VACA","North Carolina",37,"Nash",127,"37127",1.9,0,2016,9999,null,null,"N","Solar",{"$nulls":13},0,0,0,0]
["Innovative Solar 60, LLC","61260_G_ISS60",61260,"G","ISS60",null,"Solar PV","","S_VACA","North Carolina",37,"Nash",127,"37127",1.9,0,2016,9999,null,null,"N","Solar",{"$nulls":13},0,0,0,0]
["Stuttgart Solar","61262_G_STGRT",61262,"G","STGRT",null,"Solar PV","","MIS_AR","Arkansas",5,"Arkansas",1,"05001",81,0,2017,9999,null,null,"N","Solar",{"$nulls":13},0,0,0,0]
["Wolf Run Energy","61263_G_GEN1",61263,"G","GEN1",null,"Combustion Turbine","IC Engine","PJM_PENE","Pennsylvania",42,"Bradford",15,"42015",4.4,12194,2018,9999,null,null,"N","Natural Gas",{"$nulls":13},1.29336,1.29336,1.29336,1.29336]
["Wolf Run Energy","61263_G_GEN2",61263,"G","GEN2",null,"Combustion Turbine","IC Engine","PJM_PENE","Pennsylvania",42,"Bradford",15,"42015",4.4,12194,2018,9999,null,null,"N","Natural Gas",{"$nulls":13},1.29336,1.29336,1.29336,1.29336]
["Wolf Run Energy","61263_G_GEN3",61263,"G","GEN3",null,"Combustion Turbine","IC Engine","PJM_PENE","Pennsylvania",42,"Bradford",15,"42015",4.4,12194,2018,9999,null,null,"N","Natural Gas",{"$nulls":13},1.29336,1.29336,1.29336,1.29336]
["Orme Park Water Treatment Plant","61266_G_ORME",61266,"G","ORME",null,"Combustion Turbine","IC Engine","MIS_INKY","Indiana",18,"Johnson",81,"18081",1.5,14397,1997,9999,null,null,"N","Distillate Fuel Oil",{"$nulls":13},1.77612,1.77612,1.77612,1.77612]
["Hurricane Creek Lift Station","61267_G_HURR",61267,"G","HURR",null,"Combustion Turbine","IC Engine","MIS_INKY","Indiana",18,"Johnson",81,"18081",2,14397,2004,9999,null,null,"N","Distillate Fuel Oil",{"$nulls":13},1.77612,1.77612,1.77612,1.77612]
["Kayenta Solar Project","61268_G_PV1",61268,"G","PV1",null,"Solar PV","","WECC_AZ","Arizona",4,"Navajo",17,"04017",27.3,0,2017,9999,null,null,"N","Solar",{"$nulls":13},0,0,0,0]
["Thunder Ranch Wind Project","61269_G_WT1",61269,"G","WT1",null,"Onshore Wind","","SPP_WEST","Oklahoma",40,"Noble",103,"40103",297.8,0,2017,9999,null,null,"N","Wind",{"$nulls":13},0,0,0,0]
["Red Dirt Wind Project","61270_G_RDDRT",61270,"G","RDDRT",null,"Onshore Wind","","SPP_WEST","Oklahoma",40,"Kingfisher",73,"40073",299.3,0,2017,9999,null,null,"N","Wind",{"$nulls":13},0,0,0,0]
["Biltmore Solar Fields","61271_G_18950",61271,"G","18950",null,"Solar PV","","S_VACA","North Carolina",37,"Buncombe",21,"37021",1.5,0,2012,9999,null,null,"N","Solar",{"$nulls":13},0,0,0,0]
["Wilson Solar Farm 1","61274_G_WISL1",61274,"G","WISL1",null,"Solar PV","","S_VACA","North Carolina",37,"Wilson",195,"37195",3.3,0,2017,9999,null,null,"N","Solar",{"$nulls":13},0,0,0,0]
["Wilson Solar Farm 2","61275_G_WILS2",61275,"G","WILS2",null,"Solar PV","","S_VACA","North Carolina",37,"Wilson",195,"37195",3.8,0,2017,9999,null,null,"N","Solar",{"$nulls":13},0,0,0,0]
["Wilson Solar Farm 3","61276_G_WILS3",61276,"G","WILS3",null,"Solar PV","","S_VACA","North Carolina",37,"Wilson",195,"37195",9,0,2017,9999,null,null,"N","Solar",{"$nulls":13},0,0,0,0]
["Wilson Solar Farm 4","61277_G_WILS4",61277,"G","WILS4",null,"Solar PV","","S_VACA","North Carolina",37,"Wilson",195,"37195",9,0,2017,9999,null,null,"N","Solar",{"$nulls":13},0,0,0,0]
["Wilson Solar Farm 5","61278_G_WILS5",61278,"G","WILS5",null,"Solar PV","","S_VACA","North Carolina",37,"Wilson",195,"37195",9.5,0,2017,9999,null,null,"N","Solar",{"$nulls":13},0,0,0,0]
["Wilson Solar Farm 6","61279_G_WILS6",61279,"G","WILS6",null,"Solar PV","","S_VACA","North Carolina",37,"Wilson",195,"37195",9.7,0,2017,9999,null,null,"N","Solar",{"$nulls":13},0,0,0,0]
["Wilson Solar Farm 7","61280_G_WILS7",61280,"G","WILS7",null,"Solar PV","","S_VACA","North Carolina",37,"Wilson",195,"37195",9.2,0,2017,9999,null,null,"N","Solar",{"$nulls":13},0,0,0,0]
["APG Combined Heat and Power Plant","61282_G_GEN1",61282,"G","GEN1",null,"Combustion Turbine","","PJM_EMAC","Maryland",24,"Harford",25,"24025",6.2,9086,2016,9999,null,null,"N","Natural Gas",{"$nulls":13},0.011,0.011,0.011,0.011]
["Bladenboro Solar, LLC","61283_G_GEN1",61283,"G","GEN1",null,"Solar PV","","S_VACA","North Carolina",37,"Bladen",17,"37017",4.8,0,2015,9999,null,null,"N","Solar",{"$nulls":13},0,0,0,0]
["Lux Solar, LLC","61284_G_GEN1",61284,"G","GEN1",null,"Solar PV","","S_VACA","North Carolina",37,"Cleveland",45,"37045",2,0,2016,9999,null,null,"N","Solar",{"$nulls":13},0,0,0,0]
["Roxboro Solar Farm, LLC","61288_G_GEN1",61288,"G","GEN1",null,"Solar PV","","S_VACA","North Carolina",37,"Granville",77,"37077",5,0,2015,9999,null,null,"N","Solar",{"$nulls":13},0,0,0,0]
["Quest Diagnostics","83001_G_1",83001,"G","1",null,"Combustion Turbine","IC Engine","PJM_Dom","Virginia",51,"Loudoun",107,"51107",4,14397,2016,9999,null,null,"N","Distillate Fuel Oil",{"$nulls":13},1.77612,1.77612,1.77612,1.77612]
["Micron Technology Incorporated","83002_G_1",83002,"G","1",null,"Combustion Turbine","IC Engine","PJM_Dom","Virginia",51,"Prince William",153,"51153",6,11132,2016,9999,null,null,"N","Distillate Fuel Oil",{"$nulls":13},1.77612,1.77612,1.77612,1.77612]
["AOL","83003_G_1",83003,"G","1",null,"Combustion Turbine","IC Engine","PJM_Dom","Virginia",51,"Loudoun",107,"51107",14,11132,2016,9999,null,null,"N","Distillate Fuel Oil",{"$nulls":13},1.77612,1.77612,1.77612,1.77612]
["AOL","83004_G_1",83004,"G","1",null,"Combustion Turbine","IC Engine","PJM_Dom","Virginia",51,"Prince William",153,"51153",25,11132,2016,9999,null,null,"N","Distillate Fuel Oil",{"$nulls":13},1.77612,1.77612,1.77612,1.77612]
["MCI","83005_G_1",83005,"G","1",null,"Combustion Turbine","IC Engine","PJM_Dom","Virginia",51,"Loudoun",107,"51107",32,11132,2016,9999,null,null,"N","Distillate Fuel Oil",{"$nulls":13},1.77612,1.77612,1.77612,1.77612]
["AOL","83006_G_1",83006,"G","1",null,"Combustion Turbine","IC Engine","PJM_Dom","Virginia",51,"Fairfax",59,"51059",44,11132,2016,9999,null,null,"N","Distillate Fuel Oil",{"$nulls":13},1.77612,1.77612,1.77612,1.77612]
["DuPont Fabros","83007_G_1",83007,"G","1",null,"Combustion Turbine","IC Engine","PJM_Dom","Virginia",51,"Loudoun",107,"51107",60,11132,2016,9999,null,null,"N","Distillate Fuel Oil",{"$nulls":13},1.77612,1.77612,1.77612,1.77612]
["Fort Churchill","2330_B_1",2330,"B","1",null,"O/G Steam",null,"WECC_NNV","Nevada",32,"Lyon",19,"32019",113,11763,1968,2026,"wall","dry","N","Natural Gas, Residual Fuel Oil",{"$nulls":3},"LNB",{"$nulls":8},0.8,0.11974,0.11974,0.11974,0.11974]
["Hampshire College","60815_G_BA2",60815,"G","BA2",null,"Energy Storage","","NENGREST","Massachusetts",25,"Hampshire",15,"25015",0.5,0,2017,9999,null,null,"N","Energy Storage",{"$nulls":13},0,0,0,0]
["NRG Elbow Creek Energy Storage Project","61362_G_ECBS",61362,"G","ECBS",null,"Energy Storage","","ERC_WEST","Texas",48,"Howard",227,"48227",2,0,2017,9999,null,null,"N","Energy Storage",{"$nulls":13},0,0,0,0]
["ABEC #2 dba West-Star Dairy","61501_G_GEN1",61501,"G","GEN1",null,"Non-Fossil Waste",null,"WECC_SCE","California",6,"Kern",29,"06029",1,12396,2017,9999,null,null,"Y","Non-Fossil Waste",{"$nulls":13},0,0,0,0]
["ABEC #3 dba Lakeview Dairy","61502_G_GEN1",61502,"G","GEN1",null,"Non-Fossil Waste",null,"WECC_SCE","California",6,"Kern",29,"06029",1,12396,2017,9999,null,null,"Y","Non-Fossil Waste",{"$nulls":13},0,0,0,0]
["ABEC #4 dba CE&S Dairy","61503_G_GEN1",61503,"G","GEN1",null,"Non-Fossil Waste",null,"WECC_SCE","California",6,"Kern",29,"06029",1,12396,2017,9999,null,null,"Y","Non-Fossil Waste",{"$nulls":13},0,0,0,0]
["Beacon BESS 1","61431_G_BCNB1",61431,"G","BCNB1",null,"Energy Storage",null,"WEC_LADW","California",6,"Kern",29,"06029",20,0,2018,9999,null,null,"N","Energy Storage",{"$nulls":13},0,0,0,0]
["Genentech-Oceanside","60231_G_BA1",60231,"G","BA1",null,"Energy Storage",null,"WEC_SDGE","California",6,"San Diego",73,"06073",2,0,2016,9999,null,null,"N","Energy Storage",{"$nulls":13},0,0,0,0]
["Hampshire College","60815_G_BA1",60815,"G","BA1",null,"Energy Storage","","NENGREST","Massachusetts",25,"Hampshire",15,"25015",0.5,0,2017,9999,null,null,"N","Energy Storage",{"$nulls":13},0,0,0,0]
["Pyron Wind Farm LLC","56981_G_PYRBT",56981,"G","PYRBT",null,"Energy Storage","","ERC_WEST","Texas",48,"Fisher",151,"48151",9.9,0,2017,9999,null,null,"N","Energy Storage",{"$nulls":13},0,0,0,0]
["Inadale Wind Farm LLC","56984_G_INABT",56984,"G","INABT",null,"Energy Storage","","ERC_WEST","Texas",48,"Nolan",353,"48353",9.9,0,2017,9999,null,null,"N","Energy Storage",{"$nulls":13},0,0,0,0]
["City of Hayward WWTP","58525_G_COGEN",58525,"G","COGEN",null,"Non-Fossil Waste",null,"WEC_CALN","California",6,"Alameda",1,"06001",1.1,11414,2014,9999,null,null,"Y","Non-Fossil Waste",{"$nulls":13},0,0,0,0]
["MEAN Wind Project","56106_G_1",56106,"G","1",null,"Onshore Wind",null,"WECC_WY","Nebraska",31,"Kimball",105,"31105",30,0,2018,9999,null,null,"N","Wind",{"$nulls":13},0,0,0,0]
["North Omaha","2291_G_1",2291,"G","1",1381,"O/G Steam",null,"SPP_NEBR","Nebraska",31,"Douglas",55,"31055",64.8,11083,1954,2024,"tangential","dry","N","Natural Gas",{"$nulls":12},0.754,0.07307,0.07307,0.07307,0.07307]
["North Omaha","2291_G_2",2291,"G","2",1382,"O/G Steam",null,"SPP_NEBR","Nebraska",31,"Douglas",55,"31055",90.8,10944,1957,2024,"tangential","dry","N","Natural Gas",{"$nulls":3},"LNC1",{"$nulls":9},0.07635,0.07635,0.07635,0.07635]
["North Omaha","2291_G_3",2291,"G","3",1383,"O/G Steam",null,"SPP_NEBR","Nebraska",31,"Douglas",55,"31055",86,10968,1959,2024,"tangential","dry","N","Natural Gas",{"$nulls":3},"LNC1",{"$nulls":9},0.0752,0.0752,0.0752,0.0752]
["North Valmy","8224_B_1",8224,"B","1",3473,"Coal Steam",null,"WECC_NNV","Nevada",32,"Humboldt",13,"32013",254,11129,1981,2026,"wall","dry","N","Bituminous, Subbituminous",null,null,0.5,"LNB + OFA",{"$nulls":3},"B","NA",{"$nulls":3},1.2,0.3609,0.3609,0.3609,0.3609,0.11,0.27,1,0.9,"Yes"]
["FirstEnergy Pleasants Power Station","6004_B_1",6004,"B","1",2673,"Coal Steam",null,"PJM_AP","West Virginia",54,"Pleasants",73,"54073",644,10364,1979,2022,"wall","dry","N","Bituminous","Wet Scrubber",1979,0.9,"LNB","SCR",2003,null,"ESPC + WS","No",{"$nulls":3},1.2,0.25709,0.14888,0.25709,0.14888,0.1,0.84,0.56,0.99]
["FirstEnergy Pleasants Power Station","6004_B_2",6004,"B","2",2674,"Coal Steam",null,"PJM_AP","West Virginia",54,"Pleasants",73,"54073",644,10303,1980,2022,"wall","dry","N","Bituminous","Wet Scrubber",1980,0.9,"LNB + OFA","SCR",2003,null,"ESPC + WS","No",{"$nulls":3},1.2,0.40925,0.16074,0.40925,0.16074,0.1,0.84,0.56,0.99]
["Scattergood","404_B_1",404,"B","1",277,"O/G Steam","","WEC_LADW","California",6,"Los Angeles",37,"06037",111.8,12156,1958,9999,"","","N","Natural Gas","",{"$nulls":3},"SCR",{"$nulls":7},0.74,{"v":1.26383016829634E-3,"d":"0.0013"},{"v":1.26383016829634E-3,"d":"0.0013"},{"v":1.26383016829634E-3,"d":"0.0013"},{"v":1.26383016829634E-3,"d":"0.0013"},{"$nulls":10},""]
["Scattergood","404_B_2",404,"B","2",278,"O/G Steam","","WEC_LADW","California",6,"Los Angeles",37,"06037",156.3,12020,1959,9999,"","","N","Natural Gas","",{"$nulls":3},"SCR",{"$nulls":7},0.74,{"v":0.00376272977634466,"d":"0.0038"},{"v":0.00376272977634466,"d":"0.0038"},{"v":0.00376272977634466,"d":"0.0038"},{"v":0.00376272977634466,"d":"0.0038"},{"$nulls":10},""]
["Salida","474_G_1",474,"G","1",null,"Hydro","","WECC_CO","Colorado",8,"Chaffee",15,"08015",0.8,0,1929,2022,"","","N","Hydro","",{"$nulls":12},{"v":0,"d":"0.0000"},{"v":0,"d":"0.0000"},{"v":0,"d":"0.0000"},{"v":0,"d":"0.0000"},{"$nulls":10},""]
["Burlington","1104_G_GT1",1104,"G","GT1",null,"Combustion Turbine","Combustion Turbine","MIS_IA","Iowa",19,"Des Moines",57,"19057",15.2,24389,1994,9999,"","","N","Natural Gas","",{"$nulls":11},0.00625,{"v":0.37405714285714287,"d":"0.3741"},{"v":0.37405714285714287,"d":"0.3741"},{"v":0.37405714285714287,"d":"0.3741"},{"v":0.37405714285714287,"d":"0.3741"},{"$nulls":10},""]
["Burlington","1104_G_GT2",1104,"G","GT2",null,"Combustion Turbine","Combustion Turbine","MIS_IA","Iowa",19,"Des Moines",57,"19057",13.4,24376,1995,9999,"","","N","Natural Gas","",{"$nulls":11},0.00625,{"v":0.37405714285714287,"d":"0.3741"},{"v":0.37405714285714287,"d":"0.3741"},{"v":0.37405714285714287,"d":"0.3741"},{"v":0.37405714285714287,"d":"0.3741"},{"$nulls":10},""]
["Burlington","1104_G_GT3",1104,"G","GT3",null,"Combustion Turbine","Combustion Turbine","MIS_IA","Iowa",19,"Des Moines",57,"19057",14.2,24382,1996,9999,"","","N","Natural Gas","",{"$nulls":11},0.00625,{"v":0.37405714285714287,"d":"0.3741"},{"v":0.37405714285714287,"d":"0.3741"},{"v":0.37405714285714287,"d":"0.3741"},{"v":0.37405714285714287,"d":"0.3741"},{"$nulls":10},""]
["Burlington","1104_G_GT4",1104,"G","GT4",null,"Combustion Turbine","Combustion Turbine","MIS_IA","Iowa",19,"Des Moines",57,"19057",16.1,24391,1994,9999,"","","N","Natural Gas","",{"$nulls":11},0.00625,{"v":0.37405714285714287,"d":"0.3741"},{"v":0.37405714285714287,"d":"0.3741"},{"v":0.37405714285714287,"d":"0.3741"},{"v":0.37405714285714287,"d":"0.3741"},{"$nulls":10},""]
["Dickerson","1572_G_GT1",1572,"G","GT1",null,"Combustion Turbine","Combustion Turbine","PJM_SMAC","Maryland",24,"Montgomery",31,"24031",18,12177,1967,9999,"","","N","Distillate Fuel Oil","",{"$nulls":11},0.3,{"v":0.7653828280223779,"d":"0.7654"},{"v":0.7653828280223779,"d":"0.7654"},{"v":0.7653828280223779,"d":"0.7654"},{"v":0.7653828280223779,"d":"0.7654"},{"$nulls":10},""]
["Dickerson","1572_G_GT2",1572,"G","GT2",1061,"Combustion Turbine","Combustion Turbine","PJM_SMAC","Maryland",24,"Montgomery",31,"24031",147,12205,1992,9999,"","","N","Natural Gas","",{"$nulls":11},0.3,{"v":0.118625801462508,"d":"0.1186"},{"v":0.118625801462508,"d":"0.1186"},{"v":0.118625801462508,"d":"0.1186"},{"v":0.118625801462508,"d":"0.1186"},{"$nulls":10},""]
["Dickerson","1572_G_GT3",1572,"G","GT3",1062,"Combustion Turbine","Combustion Turbine","PJM_SMAC","Maryland",24,"Montgomery",31,"24031",147,12205,1992,9999,"","","N","Natural Gas","",{"$nulls":11},0.3,{"v":0.0809808847814369,"d":"0.0810"},{"v":0.0809808847814369,"d":"0.0810"},{"v":0.0809808847814369,"d":"0.0810"},{"v":0.0809808847814369,"d":"0.0810"},{"$nulls":10},""]
["Lake Road","2098_G_6",2098,"G","6",null,"Combustion Turbine","Combustion Turbine","SPP_N","Missouri",29,"Buchanan",21,"29021",20.9,25000,1989,9999,"","","N","Natural Gas","",{"$nulls":11},1.43,{"v":0.220208024828495,"d":"0.2202"},{"v":0.220208024828495,"d":"0.2202"},{"v":0.220208024828495,"d":"0.2202"},{"v":0.220208024828495,"d":"0.2202"},{"$nulls":10},""]
["Newman","3456_B_1",3456,"B","1",2329,"O/G Steam","","WECC_NM","Texas",48,"El Paso",141,"48141",74,11662,1960,2022,"","","N","Natural Gas, Distillate Fuel Oil","",{"$nulls":11},1.1573272930232559,{"v":0.188456011913097,"d":"0.1885"},{"v":0.188456011913097,"d":"0.1885"},{"v":0.188456011913097,"d":"0.1885"},{"v":0.188456011913097,"d":"0.1885"},{"$nulls":10},""]
["Newman","3456_B_3",3456,"B","3",2331,"O/G Steam","","WECC_NM","Texas",48,"El Paso",141,"48141",102,11480,1966,2024,"","","N","Natural Gas, Distillate Fuel Oil","",{"$nulls":11},1.1573272930232559,{"v":0.239545186656203,"d":"0.2395"},{"v":0.239545186656203,"d":"0.2395"},{"v":0.239545186656203,"d":"0.2395"},{"v":0.239545186656203,"d":"0.2395"},{"$nulls":10},""]
["Hawkeye Energy Greenport LLC","55969_G_U-01",55969,"G","U-01",88363,"Combustion Turbine","Combustion Turbine","NY_Z_K","New York",36,"SUFFOLK",103,"36103",53.5,11387,2003,9999,"","","N","Distillate Fuel Oil","",{"$nulls":3},"SCR",{"$nulls":7},1.052964094,{"v":0.0281683874120047,"d":"0.0282"},{"v":0.0281683874120047,"d":"0.0282"},{"v":0.0281683874120047,"d":"0.0282"},{"v":0.0281683874120047,"d":"0.0282"},{"$nulls":10},""]
["Rio Grande","2444_G_6",2444,"G",6,1586,"O/G Steam","","WECC_NM","New Mexico",35,"Dona Ana",13,"35013",45,11925,1958,2022,null,null,"N","Natural Gas",{"$nulls":13},{"v":0.177314113653081,"d":"0.1773"},{"v":0.177314113653081,"d":"0.1773"},{"v":0.177314113653081,"d":"0.1773"},{"v":0.177314113653081,"d":"0.1773"}]
["Teche","1400_B_3",1400,"B","3",962,"O/G Steam",null,"MIS_LA","Louisiana",22,"St Mary",101,"22101",333,12046,1971,9999,"wall","dry","N","Natural Gas, Distillate Fuel Oil",{"$nulls":12},4.94,0.22352,0.22352,0.22352,0.22352]
["FirstEnergy Eastlake","2837_G_6",2837,"G","6",10209,"Combustion Turbine",null,"PJM_ATSI","Ohio",39,"Lake",85,"39085",24,25000,1973,9999,null,null,"N","Distillate Fuel Oil",{"$nulls":12},0.5,1.2,1.2,1.2,1.2]
["Barney M Davis","4939_B_1",4939,"B","1",2658,"O/G Steam",null,"ERC_REST","Texas",48,"Nueces",355,"48355",330,11750,1974,9999,"tangential",null,"N","Natural Gas",{"$nulls":12},1.157,0.16452,0.16452,0.16452,0.16452]
["Colver Power Project","10143_B_ABB01",10143,"B","ABB01",3529,"Coal Steam",null,"PJM_PENE","Pennsylvania",42,"Cambria",21,"42021",110,10810,1995,9999,"FBC","dry","N","Waste Coal","Dry Scrubber",1995,0.878,"NH3","SNCR",null,"1995","B","NA",{"$nulls":3},0.54,0.15538,0.15538,0.15538,0.15538,0.01,0.01,0.01,0.99,"Yes"]
["Florida Power Development","10333_B_1",10333,"B","1",89797,"Biomass",null,"FRCC","Florida",12,"Hernando",53,"12053",66,21638,1988,9999,"stoker/SPR","dry","N","Biomass","Dry Scrubber",2013,0.9,"AA + LNB","SCR",2013,null,"ESPC + C","No",{"$nulls":3},0.31,0.204,0.14639,0.204,0.14639,0.05,0.75,1,null,"Yes"]
["Sam Rayburn","3631_G_1",3631,"G","1",null,"Combustion Turbine",null,"ERC_REST","Texas",48,"Victoria",469,"48469",10.5,25000,1963,9999,null,null,"N","Natural Gas, Distillate Fuel Oil",{"$nulls":12},3,0.40657,0.40657,0.40657,0.40657]
["Sam Rayburn","3631_G_2",3631,"G","2",null,"Combustion Turbine",null,"ERC_REST","Texas",48,"Victoria",469,"48469",11.5,25000,1963,9999,null,null,"N","Natural Gas, Distillate Fuel Oil",{"$nulls":12},3,0.40657,0.40657,0.40657,0.40657]
["Horseshoe Lake","2951_B_7",2951,"B","7",2001,"O/G Steam",null,"SPP_WEST","Oklahoma",40,"Oklahoma",109,"40109",214,11232,1963,9999,"wall",null,"N","Natural Gas",{"$nulls":13},0.16815,0.16815,0.16815,0.16815]
["Baldwin Energy Complex","889_B_1",889,"B","1",611,"Coal Steam",null,"MIS_IL","Illinois",17,"Randolph",157,"17157",576,10239,1973,9999,"cyclone","wet","N","Subbituminous","Dry Scrubber",2011,0.9,"OFA","SCR",2000,null,"ESPC + B","No","ACI",2009,null,0.075,0.08205,0.08205,0.08205,0.08205,0.1,0.1,0.1,0.99]
["Baldwin Energy Complex","889_B_3",889,"B","3",613,"Coal Steam",null,"MIS_IL","Illinois",17,"Randolph",157,"17157",621,10103,1975,9999,"tangential","dry","N","Subbituminous","Dry Scrubber",2010,0.9,"LNC2",{"$nulls":3},"ESPC + B","Yes","ACI",2010,null,0.1,0.09118,0.09118,0.09118,0.09118,0.1,0.1,0.1,0.99,"Yes"]
["Hutchinson Energy Center","1248_G_GT4",1248,"G","GT4",90751,"Combustion Turbine",null,"SPP_N","Kansas",20,"Reno",155,"20155",71,24323,1975,9999,null,null,"N","Distillate Fuel Oil",{"$nulls":12},3,1.20015,1.20015,1.20015,1.20015]
["Jack Watson","2049_G_A",2049,"G","A",90051,"Combustion Turbine",null,"S_SOU","Mississippi",28,"Harrison",47,"28047",33,18045,1970,9999,null,null,"N","Natural Gas",{"$nulls":12},4.8,0.70004,0.70004,0.70004,0.70004]
["Avon Lake","2836_G_10",2836,"G","10",10208,"Combustion Turbine",null,"PJM_ATSI","Ohio",39,"Lorain",93,"39093",30,25000,1968,9999,"tangential","dry","N","Distillate Fuel Oil",{"$nulls":7},"ESPC","No",{"$nulls":3},0.5,1.19927,1.19927,1.19927,1.19927]
["Southwestern","2964_B_801N",2964,"B","801N",2023,"O/G Steam",null,"SPP_WEST","Oklahoma",40,"Caddo",15,"40015",39,13074,1952,9999,"wall","dry","N","Natural Gas",{"$nulls":12},0.74,0.21782,0.21782,0.21782,0.21782]
["Southwestern","2964_B_801S",2964,"B","801S",2024,"O/G Steam",null,"SPP_WEST","Oklahoma",40,"Caddo",15,"40015",39,13074,1952,9999,"wall","dry","N","Natural Gas",{"$nulls":12},0.74,0.23467,0.23467,0.23467,0.23467]
["Gibbons Creek","6136_B_1",6136,"B","1",2796,"Coal Steam",null,"ERC_REST","Texas",48,"Grimes",185,"48185",470,10300,1983,2024,"tangential","dry","N","Subbituminous","Wet Scrubber",1983,0.98,"LNC1",{"$nulls":3},"ESPC","No",{"$nulls":3},1.2,0.10921,0.10921,0.10921,0.10921,0.34,0.1,0.56,0.99]
["Lawrence County Station","7948_G_2",7948,"G","2",8412,"Combustion Turbine",null,"MIS_INKY","Indiana",18,"Lawrence",93,"18093",45.5,11363,2005,9999,null,null,"N","Natural Gas",{"$nulls":3},"H2O",{"$nulls":8},0.006,0.08421,0.08421,0.08421,0.08421]
["Lauderdale","613_G_3",613,"G",3,90159,"Combustion Turbine",null,"FRCC","Florida",12,"Broward",11,"12011",34.3,17925,1970,9999,null,null,"N","Natural Gas, Distillate Fuel Oil",{"$nulls":12},0.8,0.62067,0.62067,0.62067,0.62067]
["Lauderdale","613_G_5",613,"G",5,90161,"Combustion Turbine",null,"FRCC","Florida",12,"Broward",11,"12011",34.3,17925,1970,9999,null,null,"N","Natural Gas, Distillate Fuel Oil",{"$nulls":12},0.8,0.67993,0.67993,0.67993,0.67993]
["Marion","976_B_123",976,"B","123",9173,"Coal Steam",null,"MIS_IL","Illinois",17,"Williamson",199,"17199",120,11733,2003,9999,"FBC","wet","N","Bituminous, Waste Coal","Reagent Injection",null,0.92,"CF","SNCR",null,"2003","B","NA",{"$nulls":3},0.6,0.08389,0.08389,0.08389,0.08389,0.05,0.43,0.43,99,{"$nulls":6},"Yes"]
["Bucksport Generation LLC","50243_B_6",50243,"B","6",null,"O/G Steam",null,"NENG_ME","Maine",23,"Hancock",9,"23009",13.3,11907,1966,9999,"wall","dry","Y","Natural Gas",{"$nulls":3},"LNB",{"$nulls":8},4.99,0.1357,0.1357,0.1357,0.1357]
["Bucksport Generation LLC","50243_B_8",50243,"B","8",null,"O/G Steam",null,"NENG_ME","Maine",23,"Hancock",9,"23009",38,5585,1966,9999,null,"dry","Y","Natural Gas",{"$nulls":4},"SNCR",null,"2013",{"$nulls":6},0.2208,0.1104,0.2208,0.1104]
["Bucksport Generation LLC","50243_B_9",50243,"B","9",null,"O/G Steam",null,"NENG_ME","Maine",23,"Hancock",9,"23009",43,5922,2000,9999,"Other","dry","Y","Natural Gas",{"$nulls":13},0.2208,0.2208,0.2208,0.2208]
["St. Mary Clean Energy Center","60610_G_1",60610,"G",1,null,"Non-Fossil Waste",null,"MIS_LA","Louisiana",22,"St Mary",101,"22101",47.9,9319,2019,9999,null,null,"Y","Non-Fossil Waste",{"$nulls":13},0,0,0,0]

{"sheet":"NEEDS v6_Retired_Through2021","index":1,"n_rows":440,"n_cols":50,"rows_kept":440}
["Plant Name","UniqueID_Final","ORIS Plant Code","Boiler/Generator/Committed Unit","Unit ID","CAMD Database UnitID","PlantType","Combustion Turbine/IC Engine","Region Name","State Name","State Code","County","County Code","FIPS5","Capacity (MW)","Heat Rate (Btu/kWh)","On Line Year","Retirement Year","Firing","Bottom","Cogen?","Modeled Fuels","Wet/DryScrubber","Scrubber_Online_Year","Scrubber Efficiency","NOx Comb Control","NOx Post-Comb Control","SCR_Online_Year","SNCR_Online_Year","PM Control","FlueGasConditioning_Flag","Mercury_Controls","ACI_Online_Year","Mercury_Controls Efficiency","SO2 Permit Rate (lbs/mmBtu)","Mode 1 NOx Rate (lbs/mmBtu)","Mode 2 NOx Rate (lbs/mmBtu)","Mode 3 NOx Rate  (lbs/mmBtu)","Mode 4 NOx Rate  (lbs/mmBtu)","Hg EMF for BIT","Hg EMF for SUB","Hg EMF for LIG","HCL Removal","DSI Unit","DSI Online Year","CCS","CCS Removal","C2G","C2G Online Year","BART Affected Unit"]
["Gorgas","8_B_10",8,"B","10",13,"Coal Steam",null,"S_SOU","Alabama",1,"Walker",127,"01127",703,9954,1972,2019,"tangential","dry","N","Bituminous","Wet Scrubber",2008,0.95,"LNC2","SCR",2002,null,"ESPC + B + WS","Yes","ACI",2016,null,4,0.1,0.1,0.1,0.1,0.1,0.1,0.1,0.99]
["Gorgas","8_B_8",8,"B","8",17,"Coal Steam",null,"S_SOU","Alabama",1,"Walker",127,"01127",161,10565,1956,2019,"tangential","dry","N","Bituminous","Wet Scrubber",2008,0.95,"LNC3",{"$nulls":3},"ESPH + B + WS","No","ACI",2016,null,4,0.3547,0.2956,0.3547,0.2956,0.1,0.1,0.1,0.99]
["Gorgas","8_B_9",8,"B","9",18,"Coal Steam",null,"S_SOU","Alabama",1,"Walker",127,"01127",170,10465,1958,2019,"tangential","dry","N","Bituminous","Wet Scrubber",2008,0.95,"LNC3",{"$nulls":3},"ESPH + B + WS","No","ACI",2016,null,4,0.3547,0.2956,0.3547,0.2956,0.1,0.1,0.1,0.99]
["Charles R Lowman","56_B_1",56,"B","1",53,"Coal Steam",null,"S_SOU","Alabama",1,"Washington",129,"01129",80,11465,1980,2020,"wall","dry","N","Bituminous","Wet Scrubber",1979,0.85,"LNB",{"$nulls":3},"ESPC","No",{"$nulls":3},4,0.2519,0.7232,0.1549,0.1549,0.05,0.84,0.56,0.9]
["Charles R Lowman","56_B_2",56,"B","2",54,"Coal Steam",null,"S_SOU","Alabama",1,"Washington",129,"01129",238,11077,1979,2020,"wall","dry","N","Bituminous","Wet Scrubber",1979,0.85,"LNB","SCR",2007,null,"ESPH","No",{"$nulls":3},1.2,0.3021,0.075,0.3021,0.075,0.1,0.8,1,0.9]
["Charles R Lowman","56_B_3",56,"B","3",55,"Coal Steam",null,"S_SOU","Alabama",1,"Washington",129,"01129",238,10937,1980,2020,"wall","dry","N","Bituminous","Wet Scrubber",2008,0.85,"LNB","SCR",2008,null,"ESPH","No",{"$nulls":3},1.2,0.38047,0.18875,0.38047,0.18875,0.1,0.8,1,0.9]
["Oklaunion","127_B_1",127,"B","1",81,"Coal Steam",null,"ERC_WEST","Texas",48,"Wilbarger",487,"48487",650,10536,1986,2020,"wall","dry","N","Subbituminous","Wet Scrubber",1986,0.868,"LNB",{"$nulls":3},"ESPC","No","ACI",2015,null,0.5,0.28557,0.28557,0.1549,0.1549,0.1,0.1,0.1,0.918]
["Elmer Smith","1374_B_1",1374,"B","1",911,"Coal Steam",null,"S_C_KY","Kentucky",21,"Daviess",59,"21059",137,11097,1964,2019,"cyclone","wet","N","Bituminous","Wet Scrubber",1994,0.96,"OFA","SCR",2004,null,"ESPC","No",{"$nulls":3},6,0.1201,0.095,0.1201,0.095,0.1,0.84,0.56,0.99]
["Elmer Smith","1374_B_2",1374,"B","2",912,"Coal Steam",null,"S_C_KY","Kentucky",21,"Daviess",59,"21059",263,10723,1974,2020,"tangential","wet","N","Bituminous","Wet Scrubber",1994,0.96,"LNC2","SNCR",null,"2004","ESPC","No","ACI",2016,null,6,0.299,0.299,0.139,0.139,0.1,0.1,0.1,0.99,"Yes",2016]
["Paradise","1378_B_3",1378,"B","3",915,"Coal Steam",null,"S_C_TVA","Kentucky",21,"Muhlenberg",177,"21177",971,10262,1970,2021,"cyclone","wet","N","Bituminous, Subbituminous","Wet Scrubber",2006,0.98,"OFA","SCR",2003,null,"ESPC","No",{"$nulls":3},1.2,0.22301,0.17789,0.22301,0.17789,0.1,0.1,0.56,0.99,"Yes",2011]
["HMP&L Station Two Henderson","1382_B_H1",1382,"B","H1",929,"Coal Steam",null,"MIS_INKY","Kentucky",21,"Henderson",101,"21101",153,10395,1973,2019,"wall","dry","N","Bituminous","Wet Scrubber",1995,0.95,"LNB","SCR",2003,null,"ESPC","No",{"$nulls":3},5.2,0.28199,0.16262,0.28199,0.16262,0.1,0.84,0.56,0.99]
["HMP&L Station Two Henderson","1382_B_H2",1382,"B","H2",930,"Coal Steam",null,"MIS_INKY","Kentucky",21,"Henderson",101,"21101",159,10391,1974,2019,"wall","dry","N","Bituminous","Wet Scrubber",1995,0.95,"LNB","SCR",2004,null,"ESPC","No",{"$nulls":3},5.2,0.4859,0.16492,0.4859,0.16492,0.1,0.84,0.56,0.99]
["Gould Street","1553_B_3",1553,"B","3",1006,"O/G Steam",null,"PJM_SMAC","Maryland",24,"Baltimore City",510,"24510",97,12693,1952,2019,null,null,"N","Natural Gas",{"$nulls":3},"LNB",{"$nulls":9},0.17234,0.17234,0.17234,0.17234]
["Notch Cliff","1555_G_GT1",1555,"G","GT1",null,"Combustion Turbine",null,"PJM_SMAC","Maryland",24,"Baltimore",5,"24005",14,16768,1969,2020,null,null,"N","Natural Gas",{"$nulls":12},1E-3,0.40657,0.40657,0.40657,0.40657]
["Notch Cliff","1555_G_GT2",1555,"G","GT2",null,"Combustion Turbine",null,"PJM_SMAC","Maryland",24,"Baltimore",5,"24005",14,16768,1969,2020,null,null,"N","Natural Gas",{"$nulls":12},0.3,0.40657,0.40657,0.40657,0.40657]
["Notch Cliff","1555_G_GT3",1555,"G","GT3",null,"Combustion Turbine",null,"PJM_SMAC","Maryland",24,"Baltimore",5,"24005",14,16768,1969,2020,null,null,"N","Natural Gas",{"$nulls":12},0.3,0.40657,0.40657,0.40657,0.40657]
["Notch Cliff","1555_G_GT4",1555,"G","GT4",null,"Combustion Turbine",null,"PJM_SMAC","Maryland",24,"Baltimore",5,"24005",14,16768,1969,2020,null,null,"N","Natural Gas",{"$nulls":12},0.3,0.40657,0.40657,0.40657,0.40657]
["Notch Cliff","1555_G_GT5",1555,"G","GT5",null,"Combustion Turbine",null,"PJM_SMAC","Maryland",24,"Baltimore",5,"24005",14.6,16769,1969,2020,null,null,"N","Natural Gas",{"$nulls":12},0.3,0.40657,0.40657,0.40657,0.40657]
["Notch Cliff","1555_G_GT6",1555,"G","GT6",null,"Combustion Turbine",null,"PJM_SMAC","Maryland",24,"Baltimore",5,"24005",15.6,16770,1969,2020,null,null,"N","Natural Gas",{"$nulls":12},0.3,0.40657,0.40657,0.40657,0.40657]
["Notch Cliff","1555_G_GT7",1555,"G","GT7",null,"Combustion Turbine",null,"PJM_SMAC","Maryland",24,"Baltimore",5,"24005",14.5,16769,1969,2020,null,null,"N","Natural Gas",{"$nulls":12},0.3,0.40657,0.40657,0.40657,0.40657]
["Notch Cliff","1555_G_GT8",1555,"G","GT8",null,"Combustion Turbine",null,"PJM_SMAC","Maryland",24,"Baltimore",5,"24005",16,16616,1969,2020,null,null,"N","Natural Gas",{"$nulls":12},0.3,0.40657,0.40657,0.40657,0.40657]
["Riverside (MD)","1559_G_GT7",1559,"G","GT7",null,"Combustion Turbine",null,"PJM_SMAC","Maryland",24,"Baltimore",5,"24005",19,18373,1970,2019,null,null,"N","Distillate Fuel Oil",{"$nulls":12},1.053,0.70321,0.70321,0.70321,0.70321]
["Riverside (MD)","1559_G_GT8",1559,"G","GT8",null,"Combustion Turbine",null,"PJM_SMAC","Maryland",24,"Baltimore",5,"24005",20,18373,1970,2019,null,null,"N","Distillate Fuel Oil",{"$nulls":12},1.053,0.70321,0.70321,0.70321,0.70321]
["Westport","1560_G_GT5",1560,"G","GT5",1041,"Combustion Turbine",null,"PJM_SMAC","Maryland",24,"Baltimore City",510,"24510",115.8,15152,1969,2020,null,null,"N","Natural Gas",{"$nulls":12},1E-3,0.381,0.381,0.381,0.381]
["Hillsdale","1829_G_2",1829,"G","2",null,"Combustion Turbine","IC Engine","MIS_LMI","Michigan",26,"Hillsdale",59,"26059",1.9,10745,1947,2018,null,null,"N","Distillate Fuel Oil",{"$nulls":12},1.67,4.1606,4.1606,4.1606,4.1606]
["Hillsdale","1829_G_3",1829,"G","3",null,"Combustion Turbine","IC Engine","MIS_LMI","Michigan",26,"Hillsdale",59,"26059",2.4,10745,1954,2018,null,null,"N","Natural Gas, Distillate Fuel Oil",{"$nulls":12},1.67,2.66577,2.66577,2.66577,2.66577]
["Hillsdale","1829_G_4",1829,"G","4",null,"Combustion Turbine","IC Engine","MIS_LMI","Michigan",26,"Hillsdale",59,"26059",3.7,10745,1960,2018,null,null,"N","Natural Gas, Distillate Fuel Oil",{"$nulls":12},1.67,2.66577,2.66577,2.66577,2.66577]
["Hauser","2185_G_HAU4",2185,"G","HAU4",null,"Hydro",null,"WECC_MT","Montana",30,"Lewis And Clark",49,"30049",3.5,0,1911,2017,null,null,"N","Hydro",{"$nulls":13},0,0,0,0]
["Conesville","2840_B_4",2840,"B","4",1921,"Coal Steam",null,"PJM_West","Ohio",39,"Coshocton",31,"39031",780,10454,1973,2020,"tangential","dry","N","Bituminous","Wet Scrubber",2009,0.98,"LNB + BOOS + OFA","SCR",2010,null,"ESPC","Yes",{"$nulls":3},0.9,0.398,0.08037,0.398,0.08037,0.1,0.84,0.56,0.99]
["Conesville","2840_B_5",2840,"B","5",1922,"Coal Steam",null,"PJM_West","Ohio",39,"Coshocton",31,"39031",375,10741,1976,2019,"tangential","dry","N","Bituminous","Wet Scrubber",1977,0.897,"LNC2",{"$nulls":3},"ESPC","No","ACI",2015,null,1.2,0.42044,0.42044,0.139,0.139,0.1,0.1,0.1,0.9470000000000001]
["Conesville","2840_B_6",2840,"B","6",1923,"Coal Steam",null,"PJM_West","Ohio",39,"Coshocton",31,"39031",375,10832,1978,2019,"tangential","dry","N","Bituminous","Wet Scrubber",1977,0.897,"LNC2",{"$nulls":3},"ESPC","No","ACI",2015,null,1.2,0.44178,0.44178,0.139,0.139,0.1,0.1,0.1,0.9470000000000001]
["99 Islands","3272_G_5",3272,"G","5",null,"Hydro",null,"S_VACA","South Carolina",45,"Cherokee",21,"45021",2.4,0,1910,2018,null,null,"N","Hydro",{"$nulls":13},0,0,0,0]
["99 Islands","3272_G_6",3272,"G","6",null,"Hydro",null,"S_VACA","South Carolina",45,"Cherokee",21,"45021",2.4,0,1910,2018,null,null,"N","Hydro",{"$nulls":13},0,0,0,0]
["Possum Point","3804_B_5",3804,"B","5",2529,"O/G Steam",null,"PJM_Dom","Virginia",51,"Prince William",153,"51153",786,11384,1975,2021,"tangential",null,"N","Residual Fuel Oil",{"$nulls":3},"OFA","SNCR",null,"2018",{"$nulls":5},0.8,0.20755,0.1119,0.20755,0.1119]
["Lewis & Clark","6089_B_B1",6089,"B","B1",2766,"Coal Steam",null,"MIS_MAPP","Montana",30,"Richland",83,"30083",53,12840,1958,2021,"tangential","dry","N","Lignite","Wet Scrubber",1975,0.6,"LNC1",{"$nulls":3},"WS","NA","ACI",2009,null,2,0.37141,0.37141,0.139,0.139,0.1,0.1,0.1,0.65]
["Pennsbury","7690_G_1",7690,"G","1",null,"Landfill Gas",null,"PJM_EMAC","Pennsylvania",42,"Bucks",17,"42017",2.7,40000,1996,2020,null,null,"N","Landfill Gas",{"$nulls":13},0.06893,0.06893,0.06893,0.06893]
["Pennsbury","7690_G_2",7690,"G","2",null,"Landfill Gas",null,"PJM_EMAC","Pennsylvania",42,"Bucks",17,"42017",2.7,40000,1996,2020,null,null,"N","Landfill Gas",{"$nulls":13},0.06894,0.06894,0.06894,0.06894]
["Fairless Hills","7701_B_4",7701,"B","4",3143,"Landfill Gas",null,"PJM_EMAC","Pennsylvania",42,"Bucks",17,"42017",30,13990,1952,2020,"wall","dry","N","Landfill Gas",{"$nulls":3},"LNB",{"$nulls":9},0.06183,0.06183,0.06183,0.06183]
["Fairless Hills","7701_B_5",7701,"B","5",3144,"Landfill Gas",null,"PJM_EMAC","Pennsylvania",42,"Bucks",17,"42017",30,13990,1952,2020,"wall","dry","N","Landfill Gas",{"$nulls":3},"LNB",{"$nulls":9},0.06476,0.06476,0.06476,0.06476]
["Covanta Warren Energy","10012_B_1",10012,"B","1",null,"Municipal Solid Waste",null,"PJM_EMAC","New Jersey",34,"Warren",41,"34041",5,19791,1988,2019,null,null,"N","MSW","Dry Scrubber",1988,0.95,"other","SNCR",null,"2005","B","NA","ACI",2005,null,null,0.30615,0.22961,0.30615,0.22961,0.08,0.08,0.08]
["Covanta Warren Energy","10012_B_2",10012,"B","2",null,"Municipal Solid Waste",null,"PJM_EMAC","New Jersey",34,"Warren",41,"34041",5,19791,1988,2019,null,null,"N","MSW","Dry Scrubber",1988,0.95,"other","SNCR",null,"2005","B","NA","ACI",2005,null,null,0.28462,0.21347,0.28462,0.21347,0.08,0.08,0.08]
["NTC/MCRD Energy Facility","10810_G_GEN1",10810,"G","GEN1",null,"Combined Cycle",null,"WEC_SDGE","California",6,"San Diego",73,"06073",21.6,7813,1989,2018,null,null,"Y","Natural Gas",{"$nulls":13},0.04017,0.04017,0.04017,0.04017]
["NTC/MCRD Energy Facility","10810_G_GEN2",10810,"G","GEN2",null,"Combined Cycle",null,"WEC_SDGE","California",6,"San Diego",73,"06073",2.2,7813,1989,2018,null,null,"Y","Natural Gas",{"$nulls":13},0.04017,0.04017,0.04017,0.04017]
["Naval Station Energy Facility","10811_G_GEN1",10811,"G","GEN1",null,"Combined Cycle",null,"WEC_SDGE","California",6,"San Diego",73,"06073",36.7,7940,1989,2018,null,null,"Y","Natural Gas",{"$nulls":4},"SCR",{"$nulls":8},0.02463,0.02463,0.02463,0.02463]
["Naval Station Energy Facility","10811_G_GEN2",10811,"G","GEN2",null,"Combined Cycle",null,"WEC_SDGE","California",6,"San Diego",73,"06073",9.8,7940,1989,2018,null,null,"Y","Natural Gas",{"$nulls":3},"H2O + NH3","SCR",1996,{"$nulls":7},0.02463,0.02463,0.02463,0.02463]
["Naval Station Energy Facility","10811_G_GEN3",10811,"G","GEN3",null,"Combined Cycle",null,"WEC_SDGE","California",6,"San Diego",73,"06073",4.8,7940,2005,2018,null,null,"Y","Natural Gas",{"$nulls":3},"H2O + NH3","SCR",1996,{"$nulls":7},0.02463,0.02463,0.02463,0.02463]
["North Island Energy Facility","10812_G_GEN1",10812,"G","GEN1",null,"Combined Cycle",null,"WEC_SDGE","California",6,"San Diego",73,"06073",38,6806,1989,2018,null,null,"Y","Natural Gas",{"$nulls":4},"SCR",{"$nulls":8},0.00544,0.00544,0.00544,0.00544]
["North Island Energy Facility","10812_G_GEN2",10812,"G","GEN2",null,"Combined Cycle",null,"WEC_SDGE","California",6,"San Diego",73,"06073",3.5,6806,1989,2018,null,null,"Y","Natural Gas",{"$nulls":4},"SCR",{"$nulls":8},0.00544,0.00544,0.00544,0.00544]
["Quantum Pasco Power LP","54424_G_EDG1",54424,"G","EDG1",null,"Combustion Turbine","IC Engine","FRCC","Florida",12,"Pasco",101,"12101",1.2,22596,1993,2019,null,null,"N","Distillate Fuel Oil",{"$nulls":12},0.8,2.18372,2.18372,2.18372,2.18372]
["Quantum Pasco Power LP","54424_G_EDG2",54424,"G","EDG2",null,"Combustion Turbine","IC Engine","FRCC","Florida",12,"Pasco",101,"12101",1.2,10798,1993,2019,null,null,"N","Distillate Fuel Oil",{"$nulls":12},0.8,2.18372,2.18372,2.18372,2.18372]
["Quantum Pasco Power LP","54424_G_GT1",54424,"G","GT1",3768,"Combined Cycle",null,"FRCC","Florida",12,"Pasco",101,"12101",48.5,7903,1993,2019,null,null,"Y","Natural Gas, Distillate Fuel Oil",{"$nulls":3},"H2O",{"$nulls":9},0.08746,0.08746,0.08746,0.08746]
["Quantum Pasco Power LP","54424_G_GT2",54424,"G","GT2",3769,"Combined Cycle",null,"FRCC","Florida",12,"Pasco",101,"12101",48.5,7903,1993,2019,null,null,"Y","Natural Gas, Distillate Fuel Oil",{"$nulls":3},"H2O",{"$nulls":9},0.08746,0.08746,0.08746,0.08746]
["Quantum Pasco Power LP","54424_G_ST1",54424,"G","ST1",null,"Combined Cycle",null,"FRCC","Florida",12,"Pasco",101,"12101",24,7903,1993,2019,null,null,"Y","Natural Gas, Distillate Fuel Oil",{"$nulls":3},"H2O",{"$nulls":9},0.08746,0.08746,0.08746,0.08746]
["La Paloma Generating LLC","55151_G_GEN1",55151,"G","GEN1",4024,"Combined Cycle",null,"WEC_CALN","California",6,"Kern",29,"06029",243.7,7212,2003,2019,null,null,"N","Natural Gas",{"$nulls":3},"DLNB","SCR",{"$nulls":8},0.00793,0.00793,0.00793,0.00793]
["La Paloma Generating LLC","55151_G_GEN2",55151,"G","GEN2",4025,"Combined Cycle",null,"WEC_CALN","California",6,"Kern",29,"06029",241.6,7197,2003,2019,null,null,"N","Natural Gas",{"$nulls":3},"DLNB","SCR",{"$nulls":8},0.00778,0.00778,0.00778,0.00778]
["La Paloma Generating LLC","55151_G_GEN3",55151,"G","GEN3",4026,"Combined Cycle",null,"WEC_CALN","California",6,"Kern",29,"06029",237.4,7228,2003,2018,null,null,"N","Natural Gas",{"$nulls":3},"DLNB","SCR",{"$nulls":8},0.00733,0.00733,0.00733,0.00733]
["La Paloma Generating LLC","55151_G_GEN4",55151,"G","GEN4",4027,"Combined Cycle",null,"WEC_CALN","California",6,"Kern",29,"06029",242.7,7191,2003,2018,null,null,"N","Natural Gas",{"$nulls":3},"DLNB","SCR",{"$nulls":8},0.00766,0.00766,0.00766,0.00766]
["Southeast Chicago Energy Project","55281_G_GT05",55281,"G","GT05",8494,"Combustion Turbine",null,"PJM_COMD","Illinois",17,"Cook",31,"17031",37,13977,2002,2019,null,null,"N","Natural Gas",{"$nulls":3},"DLNB",{"$nulls":8},1,0.13645,0.13645,0.13645,0.13645]
["Southeast Chicago Energy Project","55281_G_GT06",55281,"G","GT06",8496,"Combustion Turbine",null,"PJM_COMD","Illinois",17,"Cook",31,"17031",37,13966,2002,2019,null,null,"N","Natural Gas",{"$nulls":3},"DLNB",{"$nulls":8},1,0.13431,0.13431,0.13431,0.13431]
["Southeast Chicago Energy Project","55281_G_GT07",55281,"G","GT07",8498,"Combustion Turbine",null,"PJM_COMD","Illinois",17,"Cook",31,"17031",37,13966,2002,2019,null,null,"N","Natural Gas",{"$nulls":3},"DLNB",{"$nulls":8},1,0.1354,0.1354,0.1354,0.1354]
["Southeast Chicago Energy Project","55281_G_GT08",55281,"G","GT08",8500,"Combustion Turbine",null,"PJM_COMD","Illinois",17,"Cook",31,"17031",37,13966,2002,2019,null,null,"N","Natural Gas",{"$nulls":3},"DLNB",{"$nulls":8},1,0.14113,0.14113,0.14113,0.14113]
["Southeast Chicago Energy Project","55281_G_GT09",55281,"G","GT09",8502,"Combustion Turbine",null,"PJM_COMD","Illinois",17,"Cook",31,"17031",37,13966,2002,2019,null,null,"N","Natural Gas",{"$nulls":3},"DLNB",{"$nulls":8},1,0.14191,0.14191,0.14191,0.14191]
["Southeast Chicago Energy Project","55281_G_GT10",55281,"G","GT10",8488,"Combustion Turbine",null,"PJM_COMD","Illinois",17,"Cook",31,"17031",37,13966,2002,2019,null,null,"N","Natural Gas",{"$nulls":3},"DLNB",{"$nulls":8},1,0.13992,0.13992,0.13992,0.13992]
["Southeast Chicago Energy Project","55281_G_GT11",55281,"G","GT11",8490,"Combustion Turbine",null,"PJM_COMD","Illinois",17,"Cook",31,"17031",37,13966,2002,2019,null,null,"N","Natural Gas",{"$nulls":3},"DLNB",{"$nulls":8},1,0.1418,0.1418,0.1418,0.1418]
["Southeast Chicago Energy Project","55281_G_GT12",55281,"G","GT12",8492,"Combustion Turbine",null,"PJM_COMD","Illinois",17,"Cook",31,"17031",37,13966,2002,2019,null,null,"N","Natural Gas",{"$nulls":3},"DLNB",{"$nulls":8},1,0.14485,0.14485,0.14485,0.14485]
["Benson Power Biomass Plant","55867_B_B1",55867,"B","B1",88090,"Biomass",null,"MIS_MNWI","Minnesota",27,"Swift",151,"27151",55,15936,2007,2018,"stoker/SPR",null,"N","Biomass","Dry Scrubber",2007,0.8,"NH3","SNCR",null,"2007","B","NA",{"$nulls":4},0.13359,0.13359,0.13359,0.13359]
["Dean Drive Area Electric Generators","56491_G_PG1",56491,"G","PG1",null,"Combustion Turbine","IC Engine","PJM_Dom","Virginia",51,"Manassas City",683,"51683",1.6,10745,2007,2019,null,null,"N","Distillate Fuel Oil",{"$nulls":13},1.77612,1.77612,1.77612,1.77612]
["Dean Drive Area Electric Generators","56491_G_PG2",56491,"G","PG2",null,"Combustion Turbine","IC Engine","PJM_Dom","Virginia",51,"Manassas City",683,"51683",1.6,10745,2007,2019,null,null,"N","Distillate Fuel Oil",{"$nulls":13},1.77612,1.77612,1.77612,1.77612]
["Bellefontaine Gas Producers LLC","57433_G_1",57433,"G","1",null,"Landfill Gas",null,"PJM_West","Ohio",39,"Logan",91,"39091",1.6,13500,2009,2019,null,null,"N","Landfill Gas",{"$nulls":13},0.24082,0.24082,0.24082,0.24082]
["Bellefontaine Gas Producers LLC","57433_G_2",57433,"G","2",null,"Landfill Gas",null,"PJM_West","Ohio",39,"Logan",91,"39091",1.6,13500,2009,2019,null,null,"N","Landfill Gas",{"$nulls":13},0.24082,0.24082,0.24082,0.24082]
["Bellefontaine Gas Producers LLC","57433_G_3",57433,"G","3",null,"Landfill Gas",null,"PJM_West","Ohio",39,"Logan",91,"39091",1.6,13500,2009,2019,null,null,"N","Landfill Gas",{"$nulls":13},0.24082,0.24082,0.24082,0.24082]
["Mariah South","59007_G_MAR S",59007,"G","MAR S",null,"Onshore Wind",null,"ERC_PHDL","Texas",48,"Parmer",369,"48369",230.4,0,2017,2021,null,null,"N","Wind",{"$nulls":13},0,0,0,0]
["Duane Arnold Energy Center","1060_G_1",1060,"G","1",null,"Nuclear",null,"MIS_IA","Iowa",19,"Linn",113,"19113",601.4,10456,1975,2020,null,null,"N","Nuclear Fuel",{"$nulls":13},0,0,0,0]
["Gordon Evans Energy Center","1240_B_1",1240,"B","1",814,"O/G Steam",null,"SPP_N","Kansas",20,"Sedgwick",173,"20173",152,12957,1961,2018,"wall","dry","N","Natural Gas",{"$nulls":12},3,0.19866,0.19866,0.19866,0.19866]
["Gordon Evans Energy Center","1240_B_2",1240,"B","2",815,"O/G Steam",null,"SPP_N","Kansas",20,"Sedgwick",173,"20173",370,12577,1967,2018,"wall","dry","N","Natural Gas",{"$nulls":12},3,0.30776,0.30776,0.30776,0.30776]
["Murray Gill","1242_B_3",1242,"B","3",823,"O/G Steam",null,"SPP_N","Kansas",20,"Sedgwick",173,"20173",93,14500,1956,2018,"wall","dry","N","Natural Gas",{"$nulls":12},3,0.21105,0.21105,0.21105,0.21105]
["Murray Gill","1242_B_4",1242,"B","4",824,"O/G Steam",null,"SPP_N","Kansas",20,"Sedgwick",173,"20173",90,14500,1959,2018,"wall","dry","N","Natural Gas",{"$nulls":12},3,0.24328,0.24328,0.24328,0.24328]
["Tecumseh Energy Center","1252_B_9",1252,"B","9",840,"Coal Steam",null,"SPP_N","Kansas",20,"Shawnee",177,"20177",72,11295,1957,2018,"tangential","dry","N","Subbituminous",{"$nulls":3},"LNC3",{"$nulls":3},"ESPC","No","ACI",2016,null,3,0.12452,0.12452,0.12452,0.12452,0.1,0.1,0.1,{"$nulls":7},"Yes"]
["Willow Glen","1394_B_2",1394,"B","2",952,"O/G Steam",null,"MIS_LA","Louisiana",22,"Iberville",47,"22047",180,11810,1964,2018,"tangential",null,"N","Natural Gas",{"$nulls":12},5.261,0.09847,0.09847,0.09847,0.09847]
["Willow Glen","1394_B_4",1394,"B","4",954,"O/G Steam",null,"MIS_LA","Louisiana",22,"Iberville",47,"22047",482,11356,1973,2018,"wall","dry","N","Natural Gas",{"$nulls":12},5.261,0.25458,0.25458,0.25458,0.25458]
["Black Dog","1904_G_6",1904,"G","6",null,"Combined Cycle","","MIS_MNWI","Minnesota",27,"Dakota",37,"27037",360,6840,2018,2018,null,null,"N","Natural Gas",{"$nulls":13},0.011,0.011,0.011,0.011]
["B L England","2378_B_2",2378,"B","2",1427,"O/G Steam",null,"PJM_EMAC","New Jersey",34,"Cape May",9,"34009",150,11607,1964,2019,"cyclone","wet","N","Natural Gas",{"$nulls":3},"OFA","SNCR",null,"2000",{"$nulls":5},5.6,0.20407,0.20407,0.20407,0.20407,{"$nulls":10},"Yes"]
["Carlsbad","2453_G_5",2453,"G","5",null,"Combustion Turbine",null,"SPP_SPS","New Mexico",35,"Eddy",15,"35015",10,16336,1977,2017,null,null,"N","Natural Gas",{"$nulls":12},0.74,0.40657,0.40657,0.40657,0.40657]
["Brunner Island","3140_G_BID1",3140,"G","BID1",null,"Combustion Turbine","IC Engine","PJM_WMAC","Pennsylvania",42,"York",133,"42133",2.7,10745,1967,2018,null,null,"N","Distillate Fuel Oil",{"$nulls":12},0.501,1.2079,1.2079,1.2079,1.2079]
["Brunner Island","3140_G_BID2",3140,"G","BID2",null,"Combustion Turbine","IC Engine","PJM_WMAC","Pennsylvania",42,"York",133,"42133",2.7,10745,1967,2018,null,null,"N","Distillate Fuel Oil",{"$nulls":12},0.501,1.2062,1.2062,1.2062,1.2062]
["Brunner Island","3140_G_BID3",3140,"G","BID3",null,"Combustion Turbine","IC Engine","PJM_WMAC","Pennsylvania",42,"York",133,"42133",2,10745,1967,2018,null,null,"N","Distillate Fuel Oil",{"$nulls":12},0.501,1.2066,1.2066,1.2066,1.2066]
["Sam Bertron","3468_B_SRB3",3468,"B","SRB3",null,"O/G Steam",null,"ERC_REST","Texas",48,"Harris",201,"48201",230,10944,1959,2017,"tangential",null,"N","Natural Gas",{"$nulls":3},"FR + LA",{"$nulls":8},0.01,0.13825,0.13825,0.13825,0.13825]
["Sam Bertron","3468_B_SRB4",3468,"B","SRB4",null,"O/G Steam",null,"ERC_REST","Texas",48,"Harris",201,"48201",230,10944,1960,2017,"tangential",null,"N","Natural Gas",{"$nulls":3},"FR + LA",{"$nulls":8},0.01,0.13914,0.13914,0.13914,0.13914]
["Sam Bertron","3468_G_GT2",3468,"G","GT2",null,"Combustion Turbine",null,"ERC_REST","Texas",48,"Harris",201,"48201",13,16581,1967,2017,null,null,"N","Natural Gas",{"$nulls":12},0.01,0.40657,0.40657,0.40657,0.40657]
["Bremo Bluff","3796_B_3",3796,"B","3",2513,"O/G Steam",null,"PJM_Dom","Virginia",51,"Fluvanna",65,"51065",71,11338,1950,2019,"wall","dry","N","Natural Gas",{"$nulls":3},"BF + LNBO",{"$nulls":8},2.64,0.12992,0.12992,0.12992,0.12992]
["Bremo Bluff","3796_B_4",3796,"B","4",2514,"O/G Steam",null,"PJM_Dom","Virginia",51,"Fluvanna",65,"51065",156,11001,1958,2019,"wall","dry","N","Natural Gas",{"$nulls":3},"AA + LNB + OFA",{"$nulls":8},2.64,0.12888,0.12888,0.12888,0.12888]
["Chesterfield","3797_B_3",3797,"B","3",2517,"Coal Steam",null,"PJM_Dom","Virginia",51,"Chesterfield",41,"51041",98,10376,1952,2019,"tangential","dry","N","Bituminous","Wet Scrubber",2011,0.97,"LNB",{"$nulls":3},"ESPC + WS","No",{"$nulls":3},2.64,0.3634,0.3634,0.139,0.139,0.05,0.84,0.56,0.99]
["Chesterfield","3797_B_4",3797,"B","4",2518,"Coal Steam",null,"PJM_Dom","Virginia",51,"Chesterfield",41,"51041",162,10517,1960,2019,"tangential","dry","N","Bituminous","Wet Scrubber",2011,0.97,"LNB","SCR",2002,null,"ESPC + WS","No",{"$nulls":3},2.64,0.0768,0.0545,0.0768,0.0545,0.1,0.84,0.56,0.99]
["Possum Point","3804_B_3",3804,"B","3",2527,"O/G Steam",null,"PJM_Dom","Virginia",51,"Prince William",153,"51153",96,11554,1955,2019,"tangential","dry","N","Natural Gas",{"$nulls":3},"LNC1",{"$nulls":8},1.29,0.11446,0.11446,0.11446,0.11446]
["Possum Point","3804_B_4",3804,"B","4",2528,"O/G Steam",null,"PJM_Dom","Virginia",51,"Prince William",153,"51153",220,11434,1962,2019,"tangential","dry","N","Natural Gas",{"$nulls":3},"LNC1",{"$nulls":8},1.29,0.07303,0.07303,0.07303,0.07303]
["West Spring Street","3823_G_7",3823,"G","7",null,"Combustion Turbine","IC Engine","PJM_Dom","Virginia",51,"Culpeper",47,"51047",1.5,15947,1997,2018,null,null,"N","Natural Gas, Distillate Fuel Oil",{"$nulls":13},1.77612,1.77612,1.77612,1.77612]
["Pulliam","4072_B_7",4072,"B","7",2609,"Coal Steam",null,"MIS_WUMS","Wisconsin",55,"Brown",9,"55009",77,11639,1958,2018,"wall","dry","N","Subbituminous",null,null,0.15,"AA + LNB + OFA",{"$nulls":3},"ESPC","Yes","ACI",2015,null,0.75,0.23282,0.23282,0.23282,0.23282,0.1,0.1,0.1,0.9,"Yes",2015]
["Pulliam","4072_B_8",4072,"B","8",2610,"Coal Steam",null,"MIS_WUMS","Wisconsin",55,"Brown",9,"55009",133,11407,1964,2018,"wall","dry","N","Subbituminous",null,null,0.15,"AA + LNB + OFA",{"$nulls":3},"ESPC","Yes","ACI",2010,null,0.75,0.21967,0.21967,0.21967,0.21967,0.1,0.1,0.1,0.9,"Yes",2015]
["Navajo","4941_B_2",4941,"B","2",2663,"Coal Steam",null,"WECC_AZ","Arizona",4,"Coconino",5,"04005",750,10154,1975,2019,"tangential","dry","N","Bituminous","Wet Scrubber",1998,0.92,"LNC3 + other",{"$nulls":3},"ESPH","No","ACI",2016,null,0.1,0.18307,0.18307,0.18307,0.18307,0.1,0.1,0.1,0.99,{"$nulls":6},"Yes"]
["Navajo","4941_B_3",4941,"B","3",2664,"Coal Steam",null,"WECC_AZ","Arizona",4,"Coconino",5,"04005",750,10151,1976,2019,"tangential","dry","N","Bituminous","Wet Scrubber",1997,0.92,"LNC3 + other",{"$nulls":3},"ESPH","No","ACI",2016,null,0.1,0.18945,0.18945,0.18945,0.18945,0.1,0.1,0.1,0.99,{"$nulls":6},"Yes"]
["Perry","6020_G_1",6020,"G","1",null,"Nuclear",null,"PJM_ATSI","Ohio",39,"Lake",85,"39085",1240,10456,1987,2021,null,null,"N","Nuclear Fuel",{"$nulls":13},0,0,0,0]
["Beaver Valley","6040_G_1",6040,"G","1",null,"Nuclear",null,"PJM_West","Pennsylvania",42,"Beaver",7,"42007",907,10456,1976,2021,null,null,"N","Nuclear Fuel",{"$nulls":13},0,0,0,0]
["R D Morrow","6061_B_1",6061,"B","1",2729,"Coal Steam",null,"MIS_D_MS","Mississippi",28,"Lamar",73,"28073",180,11297,1978,2018,"wall","dry","N","Bituminous","Wet Scrubber",2011,0.95,"LNB + OFA","SNCR",null,"2011","ESPH","No","ACI",2016,null,1.2,0.40774,0.30581,0.40774,0.30581,0.1,0.1,0.1,0.99]
["R D Morrow","6061_B_2",6061,"B","2",2730,"Coal Steam",null,"MIS_D_MS","Mississippi",28,"Lamar",73,"28073",180,11425,1978,2018,"wall","dry","N","Bituminous","Wet Scrubber",2011,0.95,"LNB + OFA","SNCR",null,"2011","ESPH","No","ACI",2016,null,1.2,0.34337,0.25753,0.34337,0.25753,0.1,0.1,0.1,0.99]
["FirstEnergy Bruce Mansfield","6094_B_1",6094,"B","1",2770,"Coal Steam",null,"PJM_ATSI","Pennsylvania",42,"Beaver",7,"42007",830,10113,1976,2021,"wall","dry","N","Bituminous","Wet Scrubber",1976,0.95,"LNBO","SCR",2005,null,"WS","NA",{"$nulls":3},0.6,0.328,0.07227,0.328,0.07227,0.1,0.7,1,0.99]
["FirstEnergy Bruce Mansfield","6094_B_2",6094,"B","2",2771,"Coal Steam",null,"PJM_ATSI","Pennsylvania",42,"Beaver",7,"42007",830,9991,1977,2021,"wall","dry","N","Bituminous","Wet Scrubber",1977,0.95,"LNB + LNBO","SCR",2006,null,"WS","NA",{"$nulls":3},0.6,0.4603,0.079,0.4603,0.079,0.1,0.7,1,0.99]
["FirstEnergy Bruce Mansfield","6094_B_3",6094,"B","3",2772,"Coal Steam",null,"PJM_ATSI","Pennsylvania",42,"Beaver",7,"42007",850,9923,1980,2021,"wall","dry","N","Bituminous","Wet Scrubber",1980,0.95,"LNBO","SCR",2007,null,"ESPC + WS","No",{"$nulls":3},0.6,0.2603,0.09301,0.2603,0.09301,0.1,0.84,0.56,0.99]
["Davis Besse","6149_G_1",6149,"G","1",null,"Nuclear",null,"PJM_ATSI","Ohio",39,"Ottawa",123,"39123",894,10456,1977,2020,null,null,"N","Nuclear Fuel",{"$nulls":13},0,0,0,0]
["Kline Township Cogen Facility","50039_B_1",50039,"B","1",3636,"Coal Steam",null,"PJM_WMAC","Pennsylvania",42,"Schuylkill",107,"42107",52,14029,1989,2018,"FBC","dry","Y","Waste Coal","Reagent Injection",1989,0.888,"CF",{"$nulls":3},"B + C","NA",{"$nulls":3},0.32,0.0592,0.0592,0.0592,0.0592,0.01,0.01,0.01,0.98,"Yes",1989]
["Ormesa IH","50762_G_OE12",50762,"G","OE12",null,"Geothermal",null,"WECC_IID","California",6,"Imperial",25,"06025",0.6,9771,1989,2017,null,null,"N","Geothermal",{"$nulls":13},0,0,0,0,0.4625,0.4625,0.4625]
["Ormesa IH","50762_G_OE14",50762,"G","OE14",null,"Geothermal",null,"WECC_IID","California",6,"Imperial",25,"06025",0.6,9771,1989,2017,null,null,"N","Geothermal",{"$nulls":13},0,0,0,0,0.4625,0.4625,0.4625]
["Ormesa IH","50762_G_OE15",50762,"G","OE15",null,"Geothermal",null,"WECC_IID","California",6,"Imperial",25,"06025",0.6,9771,1989,2017,null,null,"N","Geothermal",{"$nulls":13},0,0,0,0,0.4625,0.4625,0.4625]
["Ormesa IH","50762_G_OE21",50762,"G","OE21",null,"Geothermal",null,"WECC_IID","California",6,"Imperial",25,"06025",0.6,9771,1989,2017,null,null,"N","Geothermal",{"$nulls":13},0,0,0,0,0.4625,0.4625,0.4625]
["Ormesa IH","50762_G_OE22",50762,"G","OE22",null,"Geothermal",null,"WECC_IID","California",6,"Imperial",25,"06025",0.6,9771,1989,2017,null,null,"N","Geothermal",{"$nulls":13},0,0,0,0,0.4625,0.4625,0.4625]
["Ormesa IH","50762_G_OE24",50762,"G","OE24",null,"Geothermal",null,"WECC_IID","California",6,"Imperial",25,"06025",0.6,9771,1989,2017,null,null,"N","Geothermal",{"$nulls":13},0,0,0,0,0.4625,0.4625,0.4625]
["Ormesa IH","50762_G_OE25",50762,"G","OE25",null,"Geothermal",null,"WECC_IID","California",6,"Imperial",25,"06025",0.6,9771,1989,2017,null,null,"N","Geothermal",{"$nulls":13},0,0,0,0,0.4625,0.4625,0.4625]
["Bellmeade Power Station","50966_G_1",50966,"G","1",3704,"Combined Cycle",null,"PJM_Dom","Virginia",51,"Richmond City",760,"51760",95,8942,1997,2019,null,null,"N","Natural Gas, Distillate Fuel Oil",{"$nulls":3},"STM","SCR",1991,{"$nulls":7},0.02642,0.02642,0.02642,0.02642]
["Bellmeade Power Station","50966_G_2",50966,"G","2",3705,"Combined Cycle",null,"PJM_Dom","Virginia",51,"Richmond City",760,"51760",95,8942,1997,2019,null,null,"N","Natural Gas, Distillate Fuel Oil",{"$nulls":3},"STM","SCR",1991,{"$nulls":7},0.02642,0.02642,0.02642,0.02642]
["Bellmeade Power Station","50966_G_3",50966,"G","3",null,"Combined Cycle",null,"PJM_Dom","Virginia",51,"Richmond City",760,"51760",77,8942,1997,2019,null,null,"N","Natural Gas, Distillate Fuel Oil",{"$nulls":3},"STM","SCR",1991,{"$nulls":7},0.02642,0.02642,0.02642,0.02642]
["Mecklenburg Power Station","52007_B_BLR1",52007,"B","BLR1",10099,"Coal Steam",null,"PJM_Dom","Virginia",51,"Mecklenburg",117,"51117",69,12173,1992,2019,"wall","dry","N","Bituminous","Dry Scrubber",1992,0.92,"LNBO",{"$nulls":3},"B","NA",{"$nulls":3},0.14,0.28268,0.28268,0.28268,0.28268,0.05,0.75,1,0.9700000000000001]
["Mecklenburg Power Station","52007_B_BLR2",52007,"B","BLR2",10100,"Coal Steam",null,"PJM_Dom","Virginia",51,"Mecklenburg",117,"51117",69,12171,1992,2019,"wall","dry","N","Bituminous","Dry Scrubber",1992,0.92,"LNBO",{"$nulls":3},"B","NA",{"$nulls":3},0.14,0.27185,0.27185,0.27185,0.27185,0.05,0.75,1,0.9700000000000001]
["Multitrade of Pittsylvania LP","52118_B_101",52118,"B","101",null,"Biomass",null,"PJM_Dom","Virginia",51,"Pittsylvania",143,"51143",28,16572,1994,2019,null,null,"N","Biomass",{"$nulls":4},"SNCR",null,"1994","ESPC","No",{"$nulls":3},0.016,0.12751,0.12751,0.12751,0.12751]
["Multitrade of Pittsylvania LP","52118_B_102",52118,"B","102",null,"Biomass",null,"PJM_Dom","Virginia",51,"Pittsylvania",143,"51143",28,16572,1994,2019,null,null,"N","Biomass",{"$nulls":4},"SNCR",null,"1994","ESPC","No",{"$nulls":3},0.016,0.12751,0.12751,0.12751,0.12751]
["Multitrade of Pittsylvania LP","52118_B_103",52118,"B","103",null,"Biomass",null,"PJM_Dom","Virginia",51,"Pittsylvania",143,"51143",28,16572,1994,2019,null,null,"N","Biomass",{"$nulls":4},"SNCR",null,"1994","ESPC","No",{"$nulls":3},0.016,0.12751,0.12751,0.12751,0.12751]
["Riverview Energy Systems","54057_G_GEN1",54057,"G","GEN1",null,"Landfill Gas",null,"MIS_LMI","Michigan",26,"Wayne",163,"26163",2.8,19927,1988,2019,null,null,"N","Landfill Gas",{"$nulls":13},0.24082,0.24082,0.24082,0.24082]
["Riverview Energy Systems","54057_G_GEN2",54057,"G","GEN2",null,"Landfill Gas",null,"MIS_LMI","Michigan",26,"Wayne",163,"26163",2.8,19927,1988,2019,null,null,"N","Landfill Gas",{"$nulls":13},0.24082,0.24082,0.24082,0.24082]
["Westwind Trust","54258_G_WIN1",54258,"G","WIN1",null,"Onshore Wind",null,"WECC_SCE","California",6,"Riverside",65,"06065",16,0,1986,2017,null,null,"N","Wind",{"$nulls":13},0,0,0,0]
["Hunterdon Cogen Facility","54707_G_1",54707,"G","1",null,"Combustion Turbine",null,"PJM_EMAC","New Jersey",34,"Hunterdon",19,"34019",4.1,12445,1993,2018,null,null,"Y","Natural Gas, Distillate Fuel Oil",{"$nulls":12},0.32,0.0951,0.0951,0.0951,0.0951]
["Salem Energy Systems LLC","54984_G_UNT1",54984,"G","UNT1",null,"Landfill Gas",null,"S_VACA","North Carolina",37,"Forsyth",67,"37067",3.3,16399,1996,2017,null,null,"N","Landfill Gas",{"$nulls":13},0.24082,0.24082,0.24082,0.24082]
["Montgomery County Oaks LFGE Plant","55885_G_GEJGC",55885,"G","GEJGC",null,"Landfill Gas",null,"PJM_SMAC","Maryland",24,"Montgomery",31,"24031",0.8,13500,2009,2017,null,null,"N","Landfill Gas",{"$nulls":13},0.24082,0.24082,0.24082,0.24082]
["Consumer Products (Camas) LLC","57759_B_3PB",57759,"B","3PB",null,"Non-Fossil Waste",null,"WECC_PNW","Washington",53,"Clark",11,"53011",5.4,11414,1992,2018,null,null,"Y","Non-Fossil Waste",{"$nulls":3},"LNB",{"$nulls":3},"ESPH + C","No",{"$nulls":4},0,0,0,0]
["Consumer Products (Camas) LLC","57759_B_4RF",57759,"B","4RF",null,"Non-Fossil Waste",null,"WECC_PNW","Washington",53,"Clark",11,"53011",5.4,11414,1975,2018,null,null,"Y","Non-Fossil Waste","Wet Scrubber",1984,0.9,"LA",{"$nulls":3},"ESPH","No",{"$nulls":4},0,0,0,0]
["Consumer Products (Camas) LLC","57759_B_5PB",57759,"B","5PB",null,"Non-Fossil Waste",null,"WECC_PNW","Washington",53,"Clark",11,"53011",5.4,11414,1992,2018,null,null,"Y","Non-Fossil Waste","Wet Scrubber",1991,0.98,"FR + LNB",{"$nulls":9},0,0,0,0]
["Chilocco Wind Farm","58406_G_2",58406,"G","2",null,"Onshore Wind",null,"SPP_WEST","Oklahoma",40,"Kay",71,"40071",76.5,0,2018,2018,null,null,"N","Wind",{"$nulls":13},0,0,0,0]
["Tex-Mex Renewable Energy Project, LLC","60269_G_WT1",60269,"G","WT1",null,"Onshore Wind",null,"SPP_SPS","Texas",48,"Bailey",17,"48017",80,0,2018,2018,null,null,"N","Wind",{"$nulls":13},0,0,0,0]
["Hamilton College","61103_G_PV1",61103,"G","PV1",null,"Solar PV","","NY_Z_C&E","New York",36,"Oneida",65,"36065",2,0,2018,2018,null,null,"N","Solar",{"$nulls":13},0,0,0,0]
["Etiwanda Generating Station","331_B_3",331,"B","3",217,"O/G Steam",null,"WECC_SCE","California",6,"San Bernardino",71,"06071",320,12957,1963,2018,"tangential",null,"N","Natural Gas",{"$nulls":3},"FR + SC","SCR",2001,{"$nulls":6},0.65,0.00603,0.00603,0.00603,0.00603]
["Etiwanda Generating Station","331_B_4",331,"B","4",218,"O/G Steam",null,"WECC_SCE","California",6,"San Bernardino",71,"06071",320,13757,1963,2018,"tangential",null,"N","Natural Gas",{"$nulls":3},"FR + SC","SCR",2001,{"$nulls":6},0.65,0.00695,0.00695,0.00695,0.00695]
["Mandalay","345_G_03",345,"G","03",null,"Combustion Turbine",null,"WECC_SCE","California",6,"Ventura",111,"06111",130,18700,1970,2018,null,null,"N","Natural Gas",{"$nulls":12},0.49,0.02053,0.02053,0.02053,0.02053]
["Ormond Beach","350_B_1",350,"B","1",229,"O/G Steam",null,"WECC_SCE","California",6,"Ventura",111,"06111",741,11069,1971,2021,"wall","dry","N","Natural Gas",{"$nulls":3},"FR + LA + NH3","SCR",1994,{"$nulls":6},0.49,0.00747,0.00747,0.00747,0.00747]
["Ormond Beach","350_B_2",350,"B","2",230,"O/G Steam",null,"WECC_SCE","California",6,"Ventura",111,"06111",775,10872,1973,2021,"wall","dry","N","Natural Gas",{"$nulls":3},"FR + LA + NH3","SCR",1994,{"$nulls":6},0.49,0.00838,0.00838,0.00838,0.00838]
["Shoshone Falls","818_G_1",818,"G","1",null,"Hydro",null,"WECC_ID","Idaho",16,"Jerome",53,"16053",0.7,0,1909,2017,null,null,"N","Hydro",{"$nulls":13},0,0,0,0]
["Shoshone Falls","818_G_2",818,"G","2",null,"Hydro",null,"WECC_ID","Idaho",16,"Jerome",53,"16053",0.4,0,1907,2017,null,null,"N","Hydro",{"$nulls":13},0,0,0,0]
["Carlyle","936_G_1",936,"G","1",null,"Combustion Turbine","IC Engine","MIS_IL","Illinois",17,"Clinton",27,"17027",3,12538,1971,2017,null,null,"N","Natural Gas, Distillate Fuel Oil",{"$nulls":12},1,0.73147,0.73147,0.73147,0.73147]
["Rantoul","958_G_7",958,"G","7",null,"Combustion Turbine","IC Engine","MIS_IL","Illinois",17,"Champaign",19,"17019",4.7,12188,1967,2017,null,null,"N","Distillate Fuel Oil",{"$nulls":13},0.73147,0.73147,0.73147,0.73147]
["Rantoul","958_G_8",958,"G","8",null,"Combustion Turbine","IC Engine","MIS_IL","Illinois",17,"Champaign",19,"17019",3,12698,1964,2017,null,null,"N","Distillate Fuel Oil",{"$nulls":13},0.73147,0.73147,0.73147,0.73147]
["Connersville","1002_G_1",1002,"G","1",9097,"Combustion Turbine",null,"MIS_INKY","Indiana",18,"Fayette",41,"18041",37,20253,1972,2018,null,null,"N","Distillate Fuel Oil",{"$nulls":12},1.6,1.19893,1.19893,1.19893,1.19893]
["Connersville","1002_G_2",1002,"G","2",9098,"Combustion Turbine",null,"MIS_INKY","Indiana",18,"Fayette",41,"18041",37,20260,1972,2018,null,null,"N","Distillate Fuel Oil",{"$nulls":12},1.6,1.19942,1.19942,1.19942,1.19942]
["Miami Wabash","1006_G_1",1006,"G","1",null,"Combustion Turbine",null,"MIS_INKY","Indiana",18,"Wabash",169,"18169",14,22320,1968,2018,null,null,"N","Distillate Fuel Oil",{"$nulls":12},1.6,1.19918,1.19918,1.19918,1.19918]
["Miami Wabash","1006_G_2",1006,"G","2",null,"Combustion Turbine",null,"MIS_INKY","Indiana",18,"Wabash",169,"18169",12,22377,1968,2018,null,null,"N","Distillate Fuel Oil",{"$nulls":12},1.6,1.19918,1.19918,1.19918,1.19918]
["Miami Wabash","1006_G_3",1006,"G","3",null,"Combustion Turbine",null,"MIS_INKY","Indiana",18,"Wabash",169,"18169",12,22377,1968,2018,null,null,"N","Distillate Fuel Oil",{"$nulls":12},1.6,1.19918,1.19918,1.19918,1.19918]
["Miami Wabash","1006_G_5",1006,"G","5",null,"Combustion Turbine",null,"MIS_INKY","Indiana",18,"Wabash",169,"18169",14,22377,1969,2018,null,null,"N","Distillate Fuel Oil",{"$nulls":12},1.6,1.19918,1.19918,1.19918,1.19918]
["Miami Wabash","1006_G_6",1006,"G","6",null,"Combustion Turbine",null,"MIS_INKY","Indiana",18,"Wabash",169,"18169",12,22377,1969,2018,null,null,"N","Distillate Fuel Oil",{"$nulls":12},1.6,1.19918,1.19918,1.19918,1.19918]
["Baldwin City Plant No 1","1262_G_3",1262,"G","3",null,"Combustion Turbine","IC Engine","SPP_N","Kansas",20,"Douglas",45,"20045",0.7,25000,1956,2017,null,null,"N","Natural Gas, Distillate Fuel Oil",{"$nulls":13},2.8335,2.8335,2.8335,2.8335]
["Lincoln","1300_G_6",1300,"G","6",null,"Combustion Turbine","IC Engine","SPP_N","Kansas",20,"Lincoln",105,"20105",2.2,11191,1979,2017,null,null,"N","Natural Gas, Distillate Fuel Oil",{"$nulls":12},3,1.23537,1.23537,1.23537,1.23537]
["E W Brown","1355_B_1",1355,"B","1",874,"Coal Steam",null,"S_C_KY","Kentucky",21,"Mercer",167,"21167",106,11857,1957,2019,"wall","dry","N","Bituminous","Wet Scrubber",2010,0.98,"LNBO",{"$nulls":3},"ESPC","Yes","ACI",2016,null,5.15,0.1819,0.1618,0.1819,0.1618,0.1,0.1,0.1,0.99]
["E W Brown","1355_B_2",1355,"B","2",877,"Coal Steam",null,"S_C_KY","Kentucky",21,"Mercer",167,"21167",166,11213,1963,2019,"tangential","dry","N","Bituminous","Wet Scrubber",2010,0.98,"LNC3",{"$nulls":3},"ESPC","No","ACI",2016,null,5.15,0.2166,0.1325,0.2166,0.1325,0.1,0.1,0.1,0.99]
["Minden","1447_B_1",1447,"B","1",null,"O/G Steam",null,"SPP_WEST","Louisiana",22,"Webster",119,"22119",12.5,14500,1967,2017,null,null,"N","Natural Gas",{"$nulls":12},5.261,0.23505,0.23505,0.23505,0.23505]
["Minden","1447_B_2",1447,"B","2",null,"O/G Steam",null,"SPP_WEST","Louisiana",22,"Webster",119,"22119",12.5,14500,1967,2017,null,null,"N","Natural Gas",{"$nulls":12},5.261,0.23505,0.23505,0.23505,0.23505]
["Minden","1447_G_6",1447,"G","6",null,"Combustion Turbine","IC Engine","SPP_WEST","Louisiana",22,"Webster",119,"22119",1.8,12822,1962,2017,null,null,"N","Distillate Fuel Oil",{"$nulls":13},1.77612,1.77612,1.77612,1.77612]
["CP Crane Power, LLC","1552_G_1",1552,"G","1",1004,"Coal Steam","","PJM_SMAC","Maryland",24,"Baltimore",5,"24005",190,11518,1961,2018,"cyclone","wet","N","Bituminous, Subbituminous",{"$nulls":3},"CM + OFA","SNCR",null,"2005","B","NA","ACI",2010,90,0.7,0.50158,0.25706,0.50158,0.25706,0.1,0.1,0.1]
["CP Crane Power, LLC","1552_G_2",1552,"G","2",1005,"Coal Steam","","PJM_SMAC","Maryland",24,"Baltimore",5,"24005",195,11690,1963,2018,"cyclone","wet","N","Bituminous, Subbituminous",{"$nulls":3},"CM + OFA","SNCR",null,"2005","B","NA","ACI",2010,90,0.7,0.61444,0.29379,0.61444,0.29379,0.1,0.1,0.1]
["CP Crane Power, LLC","1552_G_GT1",1552,"G","GT1",null,"Combustion Turbine",null,"PJM_SMAC","Maryland",24,"Baltimore",5,"24005",14,17033,1967,2018,null,null,"N","Distillate Fuel Oil",{"$nulls":12},1.053,0.70321,0.70321,0.70321,0.70321]
["Nantucket","1615_G_12",1615,"G","12",null,"Combustion Turbine",null,"NENGREST","Massachusetts",25,"Nantucket",19,"25019",2.8,15602,1988,2019,null,null,"N","Distillate Fuel Oil",{"$nulls":12},0.74,0.54704,0.54704,0.54704,0.54704]
["Nantucket","1615_G_13",1615,"G","13",null,"Combustion Turbine",null,"NENGREST","Massachusetts",25,"Nantucket",19,"25019",3,15595,1988,2019,null,null,"N","Distillate Fuel Oil",{"$nulls":12},0.74,0.60506,0.60506,0.60506,0.60506]
["Potter Station 2","1660_G_IC1",1660,"G","IC1",null,"Combustion Turbine","IC Engine","NENGREST","Massachusetts",25,"Norfolk",21,"25021",2.3,11566,1963,2014,null,null,"N","Distillate Fuel Oil",{"$nulls":12},0.789,3.0838,3.0838,3.0838,3.0838]
["Grand Haven Diesel Plant","1826_G_1",1826,"G","1",null,"Combustion Turbine","IC Engine","MIS_LMI","Michigan",26,"Ottawa",139,"26139",8.4,18000,1974,2020,null,null,"N","Natural Gas, Distillate Fuel Oil",{"$nulls":12},1.67,2.89931,2.89931,2.89931,2.89931]
["Vestaburg","1881_G_6",1881,"G","6",null,"Combustion Turbine","IC Engine","MIS_LMI","Michigan",26,"Montcalm",117,"26117",3,10745,1959,2017,null,null,"N","Distillate Fuel Oil",{"$nulls":12},1.67,4.18953,4.18953,4.18953,4.18953]
["Vestaburg","1881_G_7",1881,"G","7",null,"Combustion Turbine","IC Engine","MIS_LMI","Michigan",26,"Montcalm",117,"26117",3,10874,1960,2017,null,null,"N","Distillate Fuel Oil",{"$nulls":12},1.67,4.1906,4.1906,4.1906,4.1906]
["Hutchinson Plant #1","1980_G_2",1980,"G","2",null,"Combustion Turbine","IC Engine","MIS_MNWI","Minnesota",27,"Mcleod",85,"27085",2,10745,1958,2017,null,null,"N","Natural Gas, Distillate Fuel Oil",{"$nulls":13},0.79266,0.79266,0.79266,0.79266]
["Truman","2015_G_1",2015,"G","1",null,"Combustion Turbine","IC Engine","MIS_MNWI","Minnesota",27,"Martin",91,"27091",0.2,10795,1938,2017,null,null,"N","Natural Gas, Distillate Fuel Oil",{"$nulls":13},3.62898,3.62898,3.62898,3.62898]
["Truman","2015_G_2",2015,"G","2",null,"Combustion Turbine","IC Engine","MIS_MNWI","Minnesota",27,"Martin",91,"27091",0.2,10795,1938,2017,null,null,"N","Natural Gas, Distillate Fuel Oil",{"$nulls":13},3.62898,3.62898,3.62898,3.62898]
["Truman","2015_G_4",2015,"G","4",null,"Combustion Turbine","IC Engine","MIS_MNWI","Minnesota",27,"Martin",91,"27091",0.7,10745,1954,2017,null,null,"N","Natural Gas, Distillate Fuel Oil",{"$nulls":13},3.62898,3.62898,3.62898,3.62898]
["Truman","2015_G_5",2015,"G","5",null,"Combustion Turbine","IC Engine","MIS_MNWI","Minnesota",27,"Martin",91,"27091",0.8,10745,1961,2017,null,null,"N","Natural Gas, Distillate Fuel Oil",{"$nulls":13},3.62898,3.62898,3.62898,3.62898]
["Baxter Wilson","2050_B_2",2050,"B","2",1294,"O/G Steam",null,"MIS_D_MS","Mississippi",28,"Warren",149,"28149",678,12107,1971,2018,"wall","dry","N","Natural Gas, Residual Fuel Oil",{"$nulls":3},"CM + LNB",{"$nulls":8},3.2,0.04392,0.04392,0.04392,0.04392]
["Rex Brown","2053_B_3",2053,"B","3",1300,"O/G Steam",null,"MIS_D_MS","Mississippi",28,"Hinds",49,"28049",23.5,14500,1951,2018,"wall","dry","N","Natural Gas, Residual Fuel Oil",{"$nulls":12},4.8,0.09297,0.09297,0.09297,0.09297]
["Henderson","2062_G_H10",2062,"G","H10",null,"Combustion Turbine","IC Engine","MIS_D_MS","Mississippi",28,"Leflore",83,"28083",9.3,18000,2001,2018,null,null,"N","Natural Gas",{"$nulls":12},4.8,0.79266,0.79266,0.79266,0.79266]
["Henderson","2062_G_H11",2062,"G","H11",null,"Combustion Turbine","IC Engine","MIS_D_MS","Mississippi",28,"Leflore",83,"28083",9.3,18000,2001,2018,null,null,"N","Natural Gas",{"$nulls":12},4.8,0.79266,0.79266,0.79266,0.79266]
["Henderson","2062_G_H4",2062,"G","H4",null,"Combustion Turbine","IC Engine","MIS_D_MS","Mississippi",28,"Leflore",83,"28083",1.8,17584,2001,2018,null,null,"N","Distillate Fuel Oil",{"$nulls":12},4.8,1.77612,1.77612,1.77612,1.77612]
["Henderson","2062_G_H5",2062,"G","H5",null,"Combustion Turbine","IC Engine","MIS_D_MS","Mississippi",28,"Leflore",83,"28083",1.8,17578,2001,2018,null,null,"N","Distillate Fuel Oil",{"$nulls":12},4.8,1.77612,1.77612,1.77612,1.77612]
["Henderson","2062_G_H6",2062,"G","H6",null,"Combustion Turbine","IC Engine","MIS_D_MS","Mississippi",28,"Leflore",83,"28083",1.8,17578,2001,2018,null,null,"N","Distillate Fuel Oil",{"$nulls":12},4.8,1.77612,1.77612,1.77612,1.77612]
["Henderson","2062_G_H7",2062,"G","H7",null,"Combustion Turbine","IC Engine","MIS_D_MS","Mississippi",28,"Leflore",83,"28083",1.8,17578,2001,2018,null,null,"N","Distillate Fuel Oil",{"$nulls":12},4.8,1.77612,1.77612,1.77612,1.77612]
["Henderson","2062_G_H8",2062,"G","H8",null,"Combustion Turbine","IC Engine","MIS_D_MS","Mississippi",28,"Leflore",83,"28083",1.8,17578,2001,2018,null,null,"N","Distillate Fuel Oil",{"$nulls":12},4.8,1.77612,1.77612,1.77612,1.77612]
["Henderson","2062_G_H9",2062,"G","H9",null,"Combustion Turbine","IC Engine","MIS_D_MS","Mississippi",28,"Leflore",83,"28083",9.3,18000,2001,2018,null,null,"N","Natural Gas",{"$nulls":12},4.8,0.79266,0.79266,0.79266,0.79266]
["Howard Bend","2102_G_1",2102,"G","1",null,"Combustion Turbine",null,"MIS_MO","Missouri",29,"St Louis",189,"29189",39,17072,1973,2015,null,null,"N","Distillate Fuel Oil",{"$nulls":12},0.5,1.20049,1.20049,1.20049,1.20049]
["Albany","2113_G_1",2113,"G","1",null,"Combustion Turbine","IC Engine","S_D_AECI","Missouri",29,"Gentry",75,"29075",2.1,12321,1969,2019,null,null,"N","Distillate Fuel Oil",{"$nulls":12},2.3,1.77612,1.77612,1.77612,1.77612]
["Macon","2141_G_3",2141,"G","3",null,"Combustion Turbine","IC Engine","S_D_AECI","Missouri",29,"Macon",121,"29121",4.6,12185,1971,2018,null,null,"N","Natural Gas, Distillate Fuel Oil",{"$nulls":12},2.3,1.77612,1.77612,1.77612,1.77612]
["Chappell","2230_G_1",2230,"G","1",null,"Combustion Turbine","IC Engine","SPP_NEBR","Nebraska",31,"Deuel",49,"31049",0.1,14417,1940,2016,null,null,"N","Distillate Fuel Oil",{"$nulls":12},2.5,1.77612,1.77612,1.77612,1.77612]
["Fairbury","2236_B_1",2236,"B","1",null,"O/G Steam",null,"SPP_NEBR","Nebraska",31,"Jefferson",95,"31095",18.8,14500,1965,2017,null,null,"N","Natural Gas",{"$nulls":12},2.5,0.23505,0.23505,0.23505,0.23505]
["C W Burdick","2241_B_B-3",2241,"B","B-3",1372,"O/G Steam",null,"SPP_NEBR","Nebraska",31,"Hall",79,"31079",54,14500,1972,2017,"wall","dry","N","Natural Gas, Residual Fuel Oil",{"$nulls":3},"other",{"$nulls":8},2.5,0.19693,0.19693,0.19693,0.19693]
["Laurel","2249_G_3",2249,"G","3",null,"Combustion Turbine","IC Engine","SPP_NEBR","Nebraska",31,"Cedar",27,"31027",0.5,10745,1965,2016,null,null,"N","Natural Gas",{"$nulls":12},2.5,0.79266,0.79266,0.79266,0.79266]
["Darlington County","3250_G_5",3250,"G","5",88105,"Combustion Turbine",null,"S_VACA","South Carolina",45,"Darlington",31,"45031",49,14477,1975,2018,null,null,"N","Natural Gas",{"$nulls":12},3.5,0.75759,0.75759,0.75759,0.75759]
["Great Falls (SC)","3259_G_3",3259,"G","3",null,"Hydro",null,"S_VACA","South Carolina",45,"Chester",23,"45023",3,0,1907,2018,null,null,"N","Hydro",{"$nulls":13},0,0,0,0]
["Great Falls (SC)","3259_G_4",3259,"G","4",null,"Hydro",null,"S_VACA","South Carolina",45,"Chester",23,"45023",3,0,1907,2018,null,null,"N","Hydro",{"$nulls":13},0,0,0,0]
["Great Falls (SC)","3259_G_7",3259,"G","7",null,"Hydro",null,"S_VACA","South Carolina",45,"Chester",23,"45023",3,0,1907,2018,null,null,"N","Hydro",{"$nulls":13},0,0,0,0]
["Great Falls (SC)","3259_G_8",3259,"G","8",null,"Hydro",null,"S_VACA","South Carolina",45,"Chester",23,"45023",3,0,1907,2018,null,null,"N","Hydro",{"$nulls":13},0,0,0,0]
["Rocky Creek","3266_G_1",3266,"G","1",null,"Hydro",null,"S_VACA","South Carolina",45,"Fairfield",39,"45039",2.9,0,1909,2018,null,null,"N","Hydro",{"$nulls":13},0,0,0,0]
["Rocky Creek","3266_G_2",3266,"G","2",null,"Hydro",null,"S_VACA","South Carolina",45,"Fairfield",39,"45039",2.9,0,1909,2018,null,null,"N","Hydro",{"$nulls":13},0,0,0,0]
["Rocky Creek","3266_G_3",3266,"G","3",null,"Hydro",null,"S_VACA","South Carolina",45,"Fairfield",39,"45039",2.9,0,1909,2018,null,null,"N","Hydro",{"$nulls":13},0,0,0,0]
["Rocky Creek","3266_G_4",3266,"G","4",null,"Hydro",null,"S_VACA","South Carolina",45,"Fairfield",39,"45039",2.9,0,1909,2018,null,null,"N","Hydro",{"$nulls":13},0,0,0,0]
["Rocky Creek","3266_G_5",3266,"G","5",null,"Hydro",null,"S_VACA","South Carolina",45,"Fairfield",39,"45039",4.8,0,1909,2018,null,null,"N","Hydro",{"$nulls":13},0,0,0,0]
["Rocky Creek","3266_G_6",3266,"G","6",null,"Hydro",null,"S_VACA","South Carolina",45,"Fairfield",39,"45039",4.8,0,1909,2018,null,null,"N","Hydro",{"$nulls":13},0,0,0,0]
["Rocky Creek","3266_G_7",3266,"G","7",null,"Hydro",null,"S_VACA","South Carolina",45,"Fairfield",39,"45039",2.9,0,1909,2018,null,null,"N","Hydro",{"$nulls":13},0,0,0,0]
["Rocky Creek","3266_G_8",3266,"G","8",null,"Hydro",null,"S_VACA","South Carolina",45,"Fairfield",39,"45039",2.9,0,1909,2018,null,null,"N","Hydro",{"$nulls":13},0,0,0,0]
["Weatherford","3624_G_1",3624,"G","1",null,"Combustion Turbine","IC Engine","ERC_REST","Texas",48,"Parker",367,"48367",0.1,12822,1940,2017,null,null,"N","Distillate Fuel Oil",{"$nulls":12},3,1.77612,1.77612,1.77612,1.77612]
["Weatherford","3624_G_2",3624,"G","2",null,"Combustion Turbine","IC Engine","ERC_REST","Texas",48,"Parker",367,"48367",0.1,12822,1940,2017,null,null,"N","Distillate Fuel Oil",{"$nulls":12},3,1.77612,1.77612,1.77612,1.77612]
["Weatherford","3624_G_3",3624,"G","3",null,"Combustion Turbine","IC Engine","ERC_REST","Texas",48,"Parker",367,"48367",0.1,12822,1940,2017,null,null,"N","Distillate Fuel Oil",{"$nulls":12},3,1.77612,1.77612,1.77612,1.77612]
["Weatherford","3624_G_4",3624,"G","4",null,"Combustion Turbine","IC Engine","ERC_REST","Texas",48,"Parker",367,"48367",0.6,12822,1945,2017,null,null,"N","Distillate Fuel Oil",{"$nulls":12},3,1.77612,1.77612,1.77612,1.77612]
["Weatherford","3624_G_6",3624,"G","6",null,"Combustion Turbine","IC Engine","ERC_REST","Texas",48,"Parker",367,"48367",1.2,12822,1948,2017,null,null,"N","Natural Gas, Distillate Fuel Oil",{"$nulls":12},3,1.77612,1.77612,1.77612,1.77612]
["Weatherford","3624_G_7",3624,"G","7",null,"Combustion Turbine","IC Engine","ERC_REST","Texas",48,"Parker",367,"48367",1.1,12822,1953,2017,null,null,"N","Natural Gas, Distillate Fuel Oil",{"$nulls":12},3,1.77612,1.77612,1.77612,1.77612]
["Weatherford","3624_G_8",3624,"G","8",null,"Combustion Turbine","IC Engine","ERC_REST","Texas",48,"Parker",367,"48367",1.1,12822,1953,2017,null,null,"N","Natural Gas, Distillate Fuel Oil",{"$nulls":12},3,1.77612,1.77612,1.77612,1.77612]
["Coal Creek","6030_G_3",6030,"G","3",null,"Combustion Turbine","IC Engine","MIS_MNWI","North Dakota",38,"Mclean",55,"38055",2.1,12822,1979,2016,null,null,"N","Distillate Fuel Oil",{"$nulls":12},3,1.77612,1.77612,1.77612,1.77612]
["Block Island","6567_G_26",6567,"G","26",null,"Combustion Turbine","IC Engine","NENGREST","Rhode Island",44,"Washington",9,"44009",1.8,12273,2012,2017,null,null,"N","Distillate Fuel Oil",{"$nulls":13},1.77612,1.77612,1.77612,1.77612]
["Johnson","6579_G_1",6579,"G","1",null,"Combustion Turbine","IC Engine","SPP_N","Kansas",20,"Stanton",187,"20187",0.6,25000,1959,2017,null,null,"N","Natural Gas, Distillate Fuel Oil",{"$nulls":12},3,2.8335,2.8335,2.8335,2.8335]
["Johnson","6579_G_2",6579,"G","2",null,"Combustion Turbine","IC Engine","SPP_N","Kansas",20,"Stanton",187,"20187",0.7,25000,1963,2017,null,null,"N","Natural Gas, Distillate Fuel Oil",{"$nulls":12},3,2.8335,2.8335,2.8335,2.8335]
["Johnson","6579_G_4",6579,"G","4",null,"Combustion Turbine","IC Engine","SPP_N","Kansas",20,"Stanton",187,"20187",0.5,25000,1954,2017,null,null,"N","Natural Gas, Distillate Fuel Oil",{"$nulls":12},3,2.8335,2.8335,2.8335,2.8335]
["Johnson","6579_G_5",6579,"G","5",null,"Combustion Turbine","IC Engine","SPP_N","Kansas",20,"Stanton",187,"20187",0.3,25000,1950,2017,null,null,"N","Natural Gas, Distillate Fuel Oil",{"$nulls":12},3,2.8335,2.8335,2.8335,2.8335]
["Johnson","6579_G_7",6579,"G","7",null,"Combustion Turbine","IC Engine","SPP_N","Kansas",20,"Stanton",187,"20187",1.2,25000,1983,2017,null,null,"N","Natural Gas, Distillate Fuel Oil",{"$nulls":12},3,2.8335,2.8335,2.8335,2.8335]
["Johnson","6579_G_8",6579,"G","8",null,"Combustion Turbine","IC Engine","SPP_N","Kansas",20,"Stanton",187,"20187",1.1,18000,1993,2017,null,null,"N","Natural Gas",{"$nulls":12},3,1.23537,1.23537,1.23537,1.23537]
["Johnson","6579_G_IC6",6579,"G","IC6",null,"Combustion Turbine","IC Engine","SPP_N","Kansas",20,"Stanton",187,"20187",1.2,25000,1986,2017,null,null,"N","Natural Gas, Distillate Fuel Oil",{"$nulls":12},3,2.8335,2.8335,2.8335,2.8335]
["Edenton Generators","7429_G_1",7429,"G","1",null,"Combustion Turbine","IC Engine","PJM_Dom","North Carolina",37,"Chowan",41,"37041",1.2,12787,1988,2011,null,null,"N","Distillate Fuel Oil",{"$nulls":12},2.3,1.77612,1.77612,1.77612,1.77612]
["Pine Street","7806_G_1",7806,"G","1",null,"Combustion Turbine","IC Engine","MIS_LMI","Michigan",26,"Huron",63,"26063",1,14498,1969,2018,null,null,"N","Natural Gas, Distillate Fuel Oil",{"$nulls":12},1.67,2.66577,2.66577,2.66577,2.66577]
["Pine Street","7806_G_2",7806,"G","2",null,"Combustion Turbine","IC Engine","MIS_LMI","Michigan",26,"Huron",63,"26063",1,14498,1969,2018,null,null,"N","Natural Gas, Distillate Fuel Oil",{"$nulls":12},1.67,2.66577,2.66577,2.66577,2.66577]
["Pine Street","7806_G_3",7806,"G","3",null,"Combustion Turbine","IC Engine","MIS_LMI","Michigan",26,"Huron",63,"26063",1,14498,1988,2018,null,null,"N","Distillate Fuel Oil",{"$nulls":12},1.67,4.1606,4.1606,4.1606,4.1606]
["Pine Street","7806_G_4",7806,"G","4",null,"Combustion Turbine","IC Engine","MIS_LMI","Michigan",26,"Huron",63,"26063",1,14498,1988,2018,null,null,"N","Distillate Fuel Oil",{"$nulls":12},1.67,4.1606,4.1606,4.1606,4.1606]
["Pine Street","7806_G_5",7806,"G","5",null,"Combustion Turbine","IC Engine","MIS_LMI","Michigan",26,"Huron",63,"26063",1.2,13123,1996,2018,null,null,"N","Natural Gas, Distillate Fuel Oil",{"$nulls":12},1.67,2.66577,2.66577,2.66577,2.66577]
["Pine Street","7806_G_6",7806,"G","6",null,"Combustion Turbine","IC Engine","MIS_LMI","Michigan",26,"Huron",63,"26063",1.2,14554,1996,2018,null,null,"N","Natural Gas, Distillate Fuel Oil",{"$nulls":12},1.67,2.66577,2.66577,2.66577,2.66577]
["Ellwood","8076_G_01",8076,"G","01",null,"Combustion Turbine",null,"WECC_SCE","California",6,"Santa Barbara",83,"06083",54,13535,1974,2020,null,null,"N","Natural Gas",{"$nulls":12},0.013,0.0134,0.0134,0.0134,0.0134]
["Commerce Refuse To Energy","10090_B_SMB001",10090,"B","SMB001",null,"Municipal Solid Waste",null,"WECC_SCE","California",6,"Los Angeles",37,"06037",10,16076,1986,2018,null,null,"N","MSW","Wet Scrubber",1986,0.98,"OFA","SNCR",null,"1986","B + C","NA",{"$nulls":4},0.18554,0.18554,0.18554,0.18554,0.08,0.08,0.08]
["Greenleaf 2 Power Plant","10349_G_GEN1",10349,"G","GEN1",8436,"Combustion Turbine",null,"WEC_CALN","California",6,"Sutter",101,"06101",49.5,8700,1989,2019,null,null,"Y","Natural Gas",{"$nulls":4},"SCR",{"$nulls":7},0.74,0.04552,0.04552,0.04552,0.04552]
["Greenleaf 1 Power Plant","10350_G_GEN1",10350,"G","GEN1",90712,"Combined Cycle",null,"WEC_CALN","California",6,"Sutter",101,"06101",42,6014,1989,2019,null,null,"Y","Natural Gas",{"$nulls":3},"DLNB + STM","SNCR",{"$nulls":8},0.11463,0.11463,0.11463,0.11463]
["Greenleaf 1 Power Plant","10350_G_GEN2",10350,"G","GEN2",null,"Combined Cycle",null,"WEC_CALN","California",6,"Sutter",101,"06101",8,6014,1989,2019,null,null,"Y","Natural Gas",{"$nulls":3},"DLNB + STM","SNCR",null,"1989",{"$nulls":6},0.11463,0.11463,0.11463,0.11463]
["GRS Coyote Canyon","10395_B_1",10395,"B","1",null,"Landfill Gas",null,"WECC_SCE","California",6,"Orange",59,"06059",17,20911,1989,2016,null,null,"N","Landfill Gas",{"$nulls":13},0.08623,0.08623,0.08623,0.08623]
["Corona Energy Partners, Ltd","10635_G_GEN1",10635,"G","GEN1",null,"Combustion Turbine",null,"WECC_SCE","California",6,"Riverside",65,"06065",40,8700,1988,2017,null,null,"Y","Natural Gas",{"$nulls":12},0.74,0.01636,0.01636,0.01636,0.01636]
["Central Power Plant","50621_G_GEN4",50621,"G","GEN4",null,"O/G Steam",null,"NENGREST","Rhode Island",44,"Providence",7,"44007",2,11907,1958,2015,null,null,"Y","Natural Gas, Distillate Fuel Oil",{"$nulls":12},4.99,0.1967,0.1967,0.1967,0.1967]
["Warren Lumber Mill","50640_B_BLR1",50640,"B","BLR1",null,"Biomass",null,"MIS_AR","Arkansas",5,"Bradley",11,"05011",10,6099,1990,2013,null,null,"Y","Biomass",{"$nulls":3},"FR + H2O + OFA",{"$nulls":3},"ESPH + C","No",{"$nulls":4},0.17466,0.17466,0.17466,0.17466]
["Toyon Power Station","54327_G_TOY4",54327,"G","TOY4",null,"Landfill Gas",null,"WEC_LADW","California",6,"Los Angeles",37,"06037",1.7,15378,1986,2015,null,null,"N","Landfill Gas",{"$nulls":13},0.08623,0.08623,0.08623,0.08623]
["Toyon Power Station","54327_G_TOY5",54327,"G","TOY5",null,"Landfill Gas",null,"WEC_LADW","California",6,"Los Angeles",37,"06037",1.7,15380,1986,2017,null,null,"N","Landfill Gas",{"$nulls":13},0.08623,0.08623,0.08623,0.08623]
["Sierra Pacific Sonora","54517_G_GEN2",54517,"G","GEN2",null,"Biomass",null,"WEC_CALN","California",6,"Tuolumne",109,"06109",6,6154,2001,2018,null,null,"Y","Biomass",{"$nulls":13},0.23415,0.23415,0.23415,0.23415]
["Graphic Packaging International","54561_G_GT-G",54561,"G","GT-G",null,"Combined Cycle",null,"WEC_CALN","California",6,"Santa Clara",85,"06085",23,5668,1985,2017,null,null,"Y","Natural Gas",{"$nulls":13},0.04938,0.04938,0.04938,0.04938]
["Graphic Packaging International","54561_G_ST-G",54561,"G","ST-G",null,"Combined Cycle",null,"WEC_CALN","California",6,"Santa Clara",85,"06085",3,5668,1986,2017,null,null,"Y","Natural Gas",{"$nulls":13},0.04938,0.04938,0.04938,0.04938]
["MM Lopez Energy","55161_G_UNT2",55161,"G","UNT2",null,"Landfill Gas",null,"WECC_SCE","California",6,"Los Angeles",37,"06037",2.7,13500,1998,2016,null,null,"N","Landfill Gas",{"$nulls":13},0.1509,0.1509,0.1509,0.1509]
["Atascosita","55526_G_GEN1",55526,"G","GEN1",null,"Landfill Gas",null,"ERC_REST","Texas",48,"Harris",201,"48201",1.7,13500,2003,2018,null,null,"N","Landfill Gas",{"$nulls":13},0.24082,0.24082,0.24082,0.24082]
["Atascosita","55526_G_GEN2",55526,"G","GEN2",null,"Landfill Gas",null,"ERC_REST","Texas",48,"Harris",201,"48201",1.7,13500,2003,2018,null,null,"N","Landfill Gas",{"$nulls":13},0.24082,0.24082,0.24082,0.24082]
["Atascosita","55526_G_GEN3",55526,"G","GEN3",null,"Landfill Gas",null,"ERC_REST","Texas",48,"Harris",201,"48201",1.7,13500,2003,2018,null,null,"N","Landfill Gas",{"$nulls":13},0.24082,0.24082,0.24082,0.24082]
["Atascosita","55526_G_GEN4",55526,"G","GEN4",null,"Landfill Gas",null,"ERC_REST","Texas",48,"Harris",201,"48201",1.7,13500,2003,2018,null,null,"N","Landfill Gas",{"$nulls":13},0.24082,0.24082,0.24082,0.24082]
["Atascosita","55526_G_GEN5",55526,"G","GEN5",null,"Landfill Gas",null,"ERC_REST","Texas",48,"Harris",201,"48201",1.7,13500,2003,2018,null,null,"N","Landfill Gas",{"$nulls":13},0.24082,0.24082,0.24082,0.24082]
["Atascosita","55526_G_GEN6",55526,"G","GEN6",null,"Landfill Gas",null,"ERC_REST","Texas",48,"Harris",201,"48201",1.7,13500,2004,2018,null,null,"N","Landfill Gas",{"$nulls":13},0.24082,0.24082,0.24082,0.24082]
["Coastal Plains","55554_G_UNT2",55554,"G","UNT2",null,"Landfill Gas",null,"ERC_REST","Texas",48,"Galveston",167,"48167",1.7,13500,2003,2018,null,null,"N","Landfill Gas",{"$nulls":13},0.24082,0.24082,0.24082,0.24082]
["GRS Sunset Farms","55588_G_1",55588,"G","1",null,"Landfill Gas",null,"ERC_REST","Texas",48,"Travis",453,"48453",0.9,13500,1996,2016,null,null,"N","Landfill Gas",{"$nulls":13},0.24082,0.24082,0.24082,0.24082]
["GRS Sunset Farms","55588_G_2",55588,"G","2",null,"Landfill Gas",null,"ERC_REST","Texas",48,"Travis",453,"48453",0.9,13500,1996,2016,null,null,"N","Landfill Gas",{"$nulls":13},0.24082,0.24082,0.24082,0.24082]
["GRS Sunset Farms","55588_G_3",55588,"G","3",null,"Landfill Gas",null,"ERC_REST","Texas",48,"Travis",453,"48453",0.9,13500,1996,2016,null,null,"N","Landfill Gas",{"$nulls":13},0.24082,0.24082,0.24082,0.24082]
["GRS Sunset Farms","55588_G_4",55588,"G","4",null,"Landfill Gas",null,"ERC_REST","Texas",48,"Travis",453,"48453",0.9,13500,2004,2016,null,null,"N","Landfill Gas",{"$nulls":13},0.24082,0.24082,0.24082,0.24082]
["Mallard Lake Electric","55592_G_1",55592,"G","1",null,"Landfill Gas",null,"PJM_COMD","Illinois",17,"Dupage",43,"17043",3.8,13500,1997,2018,null,null,"N","Landfill Gas",{"$nulls":13},0.24082,0.24082,0.24082,0.24082]
["Mallard Lake Electric","55592_G_2",55592,"G","2",null,"Landfill Gas",null,"PJM_COMD","Illinois",17,"Dupage",43,"17043",3.8,13500,1997,2018,null,null,"N","Landfill Gas",{"$nulls":13},0.24082,0.24082,0.24082,0.24082]
["Mallard Lake Electric","55592_G_4",55592,"G","4",null,"Landfill Gas",null,"PJM_COMD","Illinois",17,"Dupage",43,"17043",7.6,13500,1997,2018,null,null,"N","Landfill Gas",{"$nulls":12},1.8,0.24082,0.24082,0.24082,0.24082]
["Dixon/Lee Energy Partners LLC","55763_G_DX1",55763,"G","DX1",null,"Landfill Gas",null,"PJM_COMD","Illinois",17,"Lee",103,"17103",0.9,13500,1999,2017,null,null,"N","Landfill Gas",{"$nulls":13},0.24082,0.24082,0.24082,0.24082]
["Dixon/Lee Energy Partners LLC","55763_G_DX2",55763,"G","DX2",null,"Landfill Gas",null,"PJM_COMD","Illinois",17,"Lee",103,"17103",0.9,13500,1999,2017,null,null,"N","Landfill Gas",{"$nulls":13},0.24082,0.24082,0.24082,0.24082]
["Dixon/Lee Energy Partners LLC","55763_G_DX3",55763,"G","DX3",null,"Landfill Gas",null,"PJM_COMD","Illinois",17,"Lee",103,"17103",0.9,13500,1999,2017,null,null,"N","Landfill Gas",{"$nulls":13},0.24082,0.24082,0.24082,0.24082]
["Dixon/Lee Energy Partners LLC","55763_G_DX4",55763,"G","DX4",null,"Landfill Gas",null,"PJM_COMD","Illinois",17,"Lee",103,"17103",0.9,13500,1999,2017,null,null,"N","Landfill Gas",{"$nulls":13},0.24082,0.24082,0.24082,0.24082]
["Morris Genco LLC","55774_G_MO4",55774,"G","MO4",null,"Landfill Gas",null,"PJM_COMD","Illinois",17,"Grundy",63,"17063",1,13500,2012,2018,null,null,"N","Landfill Gas",{"$nulls":13},0.24082,0.24082,0.24082,0.24082]
["Morris Genco LLC","55774_G_MO5",55774,"G","MO5",null,"Landfill Gas",null,"PJM_COMD","Illinois",17,"Grundy",63,"17063",1,13500,2012,2018,null,null,"N","Landfill Gas",{"$nulls":13},0.24082,0.24082,0.24082,0.24082]
["Barre","55776_G_BA1",55776,"G","BA1",null,"Landfill Gas",null,"NENGREST","Massachusetts",25,"Worcester",27,"25027",0.4,13682,1996,2017,null,null,"N","Landfill Gas",{"$nulls":13},0.13831,0.13831,0.13831,0.13831]
["Barre","55776_G_BA2",55776,"G","BA2",null,"Landfill Gas",null,"NENGREST","Massachusetts",25,"Worcester",27,"25027",0.4,13684,1996,2017,null,null,"N","Landfill Gas",{"$nulls":13},0.13831,0.13831,0.13831,0.13831]
["RCWMD Badlands Landfill Gas Project","55820_G_GEN1",55820,"G","GEN1",null,"Landfill Gas",null,"WECC_SCE","California",6,"Riverside",65,"06065",1,14242,2001,2017,null,null,"N","Landfill Gas",{"$nulls":13},0.11822,0.11822,0.11822,0.11822]
["Auburndale Peaker Energy Center","55833_G_CTP",55833,"G","CTP",8444,"Combustion Turbine",null,"FRCC","Florida",12,"Polk",105,"12105",117,12070,2002,2018,null,null,"N","Natural Gas, Distillate Fuel Oil",{"$nulls":3},"H2O",{"$nulls":8},0.8,0.08926,0.08926,0.08926,0.08926]
["Seven Mile Creek LFG","56149_G_1",56149,"G","1",null,"Landfill Gas",null,"MIS_MNWI","Wisconsin",55,"Eau Claire",35,"55035",0.8,13500,2004,2017,null,null,"N","Landfill Gas",{"$nulls":13},0.24082,0.24082,0.24082,0.24082]
["Seven Mile Creek LFG","56149_G_2",56149,"G","2",null,"Landfill Gas",null,"MIS_MNWI","Wisconsin",55,"Eau Claire",35,"55035",0.8,13500,2004,2017,null,null,"N","Landfill Gas",{"$nulls":13},0.24082,0.24082,0.24082,0.24082]
["Seven Mile Creek LFG","56149_G_3",56149,"G","3",null,"Landfill Gas",null,"MIS_MNWI","Wisconsin",55,"Eau Claire",35,"55035",0.8,13500,2004,2017,null,null,"N","Landfill Gas",{"$nulls":13},0.24082,0.24082,0.24082,0.24082]
["Seven Mile Creek LFG","56149_G_4",56149,"G","4",null,"Landfill Gas",null,"MIS_MNWI","Wisconsin",55,"Eau Claire",35,"55035",1,13500,2008,2017,null,null,"N","Landfill Gas",{"$nulls":13},0.24082,0.24082,0.24082,0.24082]
["DOE Golden NWTC Turbine Side","57693_G_ALSTO",57693,"G","ALSTO",null,"Onshore Wind",null,"WECC_CO","Colorado",8,"Jefferson",59,"08059",3,0,2011,2018,null,null,"N","Wind",{"$nulls":13},0,0,0,0]
["FC Landfill Energy","57786_G_UNIT1",57786,"G","UNIT1",null,"Landfill Gas",null,"PJM_AP","Maryland",24,"Frederick",21,"24021",1,14795,2010,2018,null,null,"N","Landfill Gas",{"$nulls":13},0.24082,0.24082,0.24082,0.24082]
["FC Landfill Energy","57786_G_UNIT2",57786,"G","UNIT2",null,"Landfill Gas",null,"PJM_AP","Maryland",24,"Frederick",21,"24021",1,14797,2010,2018,null,null,"N","Landfill Gas",{"$nulls":13},0.24082,0.24082,0.24082,0.24082]
["Evergreen Community Power","58023_B_1",58023,"B","1",null,"Biomass",null,"PJM_WMAC","Pennsylvania",42,"Berks",11,"42011",25,15296,2009,2018,null,null,"Y","Biomass",null,null,0.889,null,"SCR",2009,null,"ESPH","No",{"$nulls":4},0.03799,0.03799,0.03799,0.03799,{"$nulls":4},"Yes"]
["Portable Generator 1","59196_G_IC1",59196,"G","IC1",null,"Combustion Turbine","IC Engine","MIS_MAPP","North Dakota",38,"Mckenzie",53,"38053",2,10745,2005,2018,null,null,"N","Natural Gas, Distillate Fuel Oil",{"$nulls":13},1.77612,1.77612,1.77612,1.77612]
["Helios Plaza CHP Plant","59378_G_GEN1",59378,"G","GEN1",null,"Combustion Turbine",null,"ERC_REST","Texas",48,"Harris",201,"48201",4.3,14116,2010,2017,null,null,"Y","Natural Gas, Distillate Fuel Oil",{"$nulls":13},0.0951,0.0951,0.0951,0.0951]
["Jack Watson","2049_B_3",2049,"B","3",null,"O/G Steam",null,"S_SOU","Mississippi",28,"Harrison",47,"28047",107,10546,1962,2018,"wall","dry","N","Natural Gas",{"$nulls":3},"LNB + OFA",{"$nulls":8},4.8,0.11508,0.11508,0.11508,0.11508]
["GREC","165_B_1",165,"B","1",95,"O/G Steam",null,"SPP_WEST","Oklahoma",40,"Mayes",97,"40097",490,11485,1982,2017,null,null,"N","Natural Gas",{"$nulls":3},"LNB",{"$nulls":8},1.2,0.16077,0.16077,0.16077,0.16077]
["St Clair","1743_B_4",1743,"B","4",1192,"Coal Steam",null,"MIS_LMI","Michigan",26,"St Clair",147,"26147",151,11233,1954,2017,"wall","dry","N","Bituminous, Subbituminous",null,null,0.5,"LNB + LNCB",{"$nulls":3},"ESPC","No","ACI",2016,null,1.67,0.30171,0.30171,0.1549,0.1549,0.1,0.1,0.1,0.9,"Yes"]
["Paulding","2071_G_1",2071,"G","1",null,"Combustion Turbine",null,"MIS_D_MS","Mississippi",28,"Jasper",61,"28061",16,25000,1972,2017,null,null,"N","Distillate Fuel Oil",{"$nulls":12},4.8,0.82155,0.82155,0.82155,0.82155]
["Urquhart","3295_G_3",3295,"G","3",2230,"O/G Steam",null,"S_VACA","South Carolina",45,"Aiken",3,"45003",95,10475,1955,2018,"tangential",null,"N","Natural Gas",{"$nulls":3},"LNC2",{"$nulls":9},0.09815,0.09815,0.09815,0.09815]
["Greens Bayou","3464_B_GBY5",3464,"B","GBY5",2359,"O/G Steam",null,"ERC_REST","Texas",48,"Harris",201,"48201",406,13369,1973,2017,"tangential",null,"N","Natural Gas",{"$nulls":3},"FR",{"$nulls":8},0.395,0.05384,0.05384,0.05384,0.05384]
["Pearsall","3630_B_1",3630,"B","1",null,"O/G Steam",null,"ERC_REST","Texas",48,"Frio",163,"48163",23,14500,1961,2017,null,null,"N","Natural Gas, Distillate Fuel Oil",{"$nulls":12},1.157,0.13201,0.13201,0.13201,0.13201]
["Pearsall","3630_B_2",3630,"B","2",null,"O/G Steam",null,"ERC_REST","Texas",48,"Frio",163,"48163",23,14500,1961,2017,null,null,"N","Natural Gas, Distillate Fuel Oil",{"$nulls":12},1.157,0.13201,0.13201,0.13201,0.13201]
["Pearsall","3630_B_3",3630,"B","3",null,"O/G Steam",null,"ERC_REST","Texas",48,"Frio",163,"48163",23,14500,1961,2017,null,null,"N","Natural Gas, Distillate Fuel Oil",{"$nulls":12},1.157,0.13201,0.13201,0.13201,0.13201]
["Carson Cogeneration","10169_G_GEN1",10169,"G","GEN1",89366,"Combined Cycle",null,"WECC_SCE","California",6,"Los Angeles",37,"06037",41.3,8902,1989,2017,null,null,"Y","Natural Gas",{"$nulls":3},"H2O","SCR",{"$nulls":8},0.07306,0.07306,0.07306,0.07306]
["Carson Cogeneration","10169_G_GEN2",10169,"G","GEN2",null,"Combined Cycle",null,"WECC_SCE","California",6,"Los Angeles",37,"06037",8,8902,1990,2017,null,null,"Y","Natural Gas",{"$nulls":3},"H2O","SCR",{"$nulls":8},0.07306,0.07306,0.07306,0.07306]
["Huntington Falls","50713_G_GEN1",50713,"G","GEN1",null,"Hydro",null,"NENGREST","Vermont",50,"Addison",1,"50001",0.8,0,1988,2017,null,null,"N","Hydro",{"$nulls":13},0,0,0,0]
["Huntington Falls","50713_G_GEN2",50713,"G","GEN2",null,"Hydro",null,"NENGREST","Vermont",50,"Addison",1,"50001",0.8,0,1988,2017,null,null,"N","Hydro",{"$nulls":13},0,0,0,0]
["Inland Empire Energy Center","55853_G_2",55853,"G","2",89653,"Combined Cycle",null,"WECC_SCE","California",6,"Riverside",65,"06065",345,7050,2010,2017,null,null,"N","Natural Gas",{"$nulls":3},"DLNB + NH3","SCR",2010,{"$nulls":7},0.00784,0.00784,0.00784,0.00784]
["AES ES Tait","58826_G_TTES",58826,"G","TTES",null,"Energy Storage",null,"PJM_West","Ohio",39,"Montgomery",113,"39113",20,0,2013,2017,null,null,"N","Energy Storage",{"$nulls":13},0,0,0,0]
["Gantt","53_G_3",53,"G","3",null,"Hydro",null,"S_SOU","Alabama",1,"Covington",39,"01039",1,0,1926,2015,null,null,"N","Hydro",{"$nulls":13},0,0,0,0]
["Ocotillo","116_G_1",116,"G","1",66,"O/G Steam",null,"WECC_AZ","Arizona",4,"Maricopa",13,"04013",110,12185,1960,2019,"tangential",null,"N","Natural Gas",{"$nulls":13},0.1242,0.1242,0.1242,0.1242]
["Ocotillo","116_G_2",116,"G","2",67,"O/G Steam",null,"WECC_AZ","Arizona",4,"Maricopa",13,"04013",110,11861,1960,2019,"tangential",null,"N","Natural Gas",{"$nulls":13},0.12668,0.12668,0.12668,0.12668]
["Grayson","377_G_3",377,"G","3",null,"Landfill Gas",null,"WEC_LADW","California",6,"Los Angeles",37,"06037",18,16548,1953,2016,"wall","dry","N","Landfill Gas",{"$nulls":3},"FR + LA + LNB",{"$nulls":9},0.08623,0.08623,0.08623,0.08623]
["Grayson","377_G_4",377,"G","4",248,"Landfill Gas",null,"WEC_LADW","California",6,"Los Angeles",37,"06037",40,14538,1959,2016,"wall","dry","N","Landfill Gas",{"$nulls":3},"FR + LA + LNB",{"$nulls":9},0.03671,0.03671,0.03671,0.03671]
["Grayson","377_G_5",377,"G","5",249,"O/G Steam",null,"WEC_LADW","California",6,"Los Angeles",37,"06037",40,14500,1964,2016,"wall","dry","N","Natural Gas",{"$nulls":3},"FR + LA + LNB","SNCR",null,"2003",{"$nulls":6},0.03005,0.03005,0.03005,0.03005]
["Bridgeport Station","568_B_BHB3",568,"B","BHB3",373,"Coal Steam",null,"NENG_CT","Connecticut",9,"Fairfield",1,"09001",383,11096,1968,2021,"tangential","dry","N","Subbituminous",null,null,0.5,"LNC2",{"$nulls":3},"ESPC + B","No","ACI",2008,null,0.33,0.14416,0.14416,0.139,0.139,0.1,0.1,0.1,0.9,"Yes"]
["Lauderdale","613_G_23",613,"G","23",90179,"Combustion Turbine",null,"FRCC","Florida",12,"Broward",11,"12011",35,17925,1972,2016,null,null,"N","Natural Gas, Distillate Fuel Oil",{"$nulls":12},0.8,0.55332,0.55332,0.55332,0.55332]
["Lauderdale","613_G_24",613,"G","24",90180,"Combustion Turbine",null,"FRCC","Florida",12,"Broward",11,"12011",35,17925,1972,2016,null,null,"N","Natural Gas, Distillate Fuel Oil",{"$nulls":12},0.8,0.53829,0.53829,0.53829,0.53829]
["Turkey Point","621_B_PTP1",621,"B","PTP1",437,"O/G Steam",null,"FRCC","Florida",12,"Miami Dade",86,"12086",396,12930,1967,2016,"wall","dry","N","Natural Gas, Residual Fuel Oil",{"$nulls":3},"LNB",{"$nulls":8},1,0.23585,0.23585,0.23585,0.23585]
["Turkey Point","621_B_PTP2",621,"B","PTP2",437,"O/G Steam",null,"FRCC","Florida",12,"Miami Dade",86,"12086",392,12119,1968,2013,"wall","dry","N","Natural Gas",{"$nulls":3},"LNB",{"$nulls":8},1,0.23585,0.23585,0.23585,0.23585]
["Bailly","995_B_7",995,"B","7",696,"Coal Steam",null,"MIS_INKY","Indiana",18,"Porter",127,"18127",160,11317,1962,2018,"cyclone","wet","N","Bituminous","Wet Scrubber",1991,0.97,"OFA","SCR",2008,null,"ESPC","No","ACI",2015,null,0.1,0.1179,0.1179,0.1179,0.1179,0.1,0.1,0.1,0.99]
["Bailly","995_B_8",995,"B","8",697,"Coal Steam",null,"MIS_INKY","Indiana",18,"Porter",127,"18127",320,10927,1968,2018,"cyclone","wet","N","Bituminous","Wet Scrubber",1991,0.97,"OFA","SCR",2003,null,"ESPC","No","ACI",2015,null,0.1,0.1107,0.1107,0.1107,0.1107,0.1,0.1,0.1,0.99]
["Prairie Creek","1073_B_1",1073,"B","1",null,"Coal Steam",null,"MIS_IA","Iowa",19,"Linn",113,"19113",1.7,13522,1950,2021,"stoker/SPR","dry","Y","Bituminous, Subbituminous",{"$nulls":3},"OFA",{"$nulls":3},"ESPC","No",{"$nulls":3},1,0.37948,0.37948,0.37948,0.37948,0.64,0.97,1,{"$nulls":5},"C2G","2025"]
["Prairie Creek","1073_B_2",1073,"B","2",null,"Coal Steam",null,"MIS_IA","Iowa",19,"Linn",113,"19113",2,13522,1950,2010,"stoker/SPR","dry","Y","Bituminous, Subbituminous",{"$nulls":7},"ESPC","No",{"$nulls":3},5,0.58175,0.58175,0.58175,0.58175,0.64,0.97,1]
["Howland Hydro Station","1472_G_HL01",1472,"G","HL01",null,"Hydro",null,"NENG_ME","Maine",23,"Penobscot",19,"23019",0.6,0,1921,2015,null,null,"N","Hydro",{"$nulls":13},0,0,0,0]
["Howland Hydro Station","1472_G_HL02",1472,"G","HL02",null,"Hydro",null,"NENG_ME","Maine",23,"Penobscot",19,"23019",0.6,0,1916,2015,null,null,"N","Hydro",{"$nulls":13},0,0,0,0]
["Howland Hydro Station","1472_G_HL03",1472,"G","HL03",null,"Hydro",null,"NENG_ME","Maine",23,"Penobscot",19,"23019",0.6,0,1916,2015,null,null,"N","Hydro",{"$nulls":13},0,0,0,0]
["James De Young","1830_B_4",1830,"B","4",null,"Coal Steam",null,"MIS_LMI","Michigan",26,"Ottawa",139,"26139",20.5,13403,1962,2017,null,null,"N","Bituminous, Subbituminous",{"$nulls":7},"ESPC","No",{"$nulls":3},1.67,0.76996,0.76996,0.76996,0.76996,0.64,0.97,1]
["James De Young","1830_B_5",1830,"B","5",1214,"Coal Steam",null,"MIS_LMI","Michigan",26,"Ottawa",139,"26139",27,14500,1969,2016,"wall","dry","N","Bituminous, Subbituminous",{"$nulls":3},"LNB",{"$nulls":3},"ESPC","No",{"$nulls":3},1.67,0.09713,0.09713,0.09713,0.09713,0.64,0.97,1]
["Eckert Station","1831_B_1",1831,"B","1",1215,"Coal Steam",null,"MIS_LMI","Michigan",26,"Ingham",65,"26065",33,12744,1954,2015,"wall","dry","N","Subbituminous",{"$nulls":3},"LNBO",{"$nulls":3},"ESPC","No",{"$nulls":3},1.67,0.20362,0.20362,0.20362,0.20362,0.64,0.97,1]
["Eckert Station","1831_B_3",1831,"B","3",1217,"Coal Steam",null,"MIS_LMI","Michigan",26,"Ingham",65,"26065",31,12343,1961,2015,"tangential","dry","N","Subbituminous",{"$nulls":3},"LNC2 + OFA",{"$nulls":3},"ESPC","No",{"$nulls":3},1.67,0.13174,0.13174,0.13174,0.13174,0.64,0.97,1]
["Eckert Station","1831_B_4",1831,"B","4",1218,"Coal Steam",null,"MIS_LMI","Michigan",26,"Ingham",65,"26065",64,12216,1964,2020,"wall","dry","N","Subbituminous",{"$nulls":3},"LNBO",{"$nulls":3},"ESPC","No","ACI",2016,null,1.67,0.22225,0.22225,0.22225,0.22225,0.1,0.1,0.1]
["Eckert Station","1831_B_5",1831,"B","5",1219,"Coal Steam",null,"MIS_LMI","Michigan",26,"Ingham",65,"26065",63,12041,1968,2020,"wall","dry","N","Subbituminous",{"$nulls":3},"LNBO",{"$nulls":3},"ESPC","No","ACI",2016,null,1.67,0.20968,0.20968,0.20968,0.20968,0.1,0.1,0.1]
["Eckert Station","1831_B_6",1831,"B","6",1220,"Coal Steam",null,"MIS_LMI","Michigan",26,"Ingham",65,"26065",63,12333,1970,2020,"wall","dry","N","Subbituminous",{"$nulls":3},"LNBO",{"$nulls":3},"ESPC","No","ACI",2016,null,1.67,0.20322,0.20322,0.20322,0.20322,0.1,0.1,0.1]
["Hoot Lake","1943_B_2",1943,"B","2",1253,"Coal Steam",null,"MIS_MAPP","Minnesota",27,"Otter Tail",111,"27111",58,11453,1959,2021,"tangential",null,"N","Subbituminous",{"$nulls":3},"LNC3",{"$nulls":3},"ESPC","No",{"$nulls":3},3,0.31179,0.31179,0.31179,0.31179,0.64,0.97,1]
["Hoot Lake","1943_B_3",1943,"B","3",1254,"Coal Steam",null,"MIS_MAPP","Minnesota",27,"Otter Tail",111,"27111",80,11483,1964,2021,"wall","dry","N","Subbituminous",{"$nulls":3},"LNBO",{"$nulls":3},"ESPC","No",{"$nulls":3},3,0.18236,0.18236,0.18236,0.18236,0.64,0.97,1]
["Henderson","2062_B_H1",2062,"B","H1",null,"O/G Steam",null,"MIS_D_MS","Mississippi",28,"Leflore",83,"28083",3.7,14500,1960,2017,null,null,"N","Natural Gas",{"$nulls":12},4.8,0.23505,0.23505,0.23505,0.23505]
["Henderson","2062_B_H3",2062,"B","H3",null,"O/G Steam",null,"MIS_D_MS","Mississippi",28,"Leflore",83,"28083",21.6,13881,1960,2017,null,null,"N","Natural Gas",{"$nulls":12},4.8,0.23505,0.23505,0.23505,0.23505]
["Henderson","2062_B_HRSG",2062,"B","HRSG",null,"O/G Steam",null,"MIS_D_MS","Mississippi",28,"Leflore",83,"28083",3.7,14500,1960,2017,null,null,"N","Natural Gas",{"$nulls":13},0.23505,0.23505,0.23505,0.23505]
["Moselle","2070_G_1",2070,"G","1",null,"Combined Cycle",null,"MIS_D_MS","Mississippi",28,"Jones",67,"28067",59,8307,1970,2012,"wall",null,"N","Natural Gas",{"$nulls":4},"SCR",{"$nulls":8},0.30754,0.01279,0.30754,0.01279]
["Moselle","2070_G_2",2070,"G","2",null,"Combined Cycle",null,"MIS_D_MS","Mississippi",28,"Jones",67,"28067",59,8307,1970,2012,"wall",null,"N","Natural Gas",{"$nulls":4},"SCR",{"$nulls":8},0.01663,0.01459,0.01663,0.01459]
["Montrose","2080_B_2",2080,"B","2",1321,"O/G Steam",null,"SPP_N","Missouri",29,"Henry",83,"29083",158,11111,1960,2018,"tangential","dry","N","Natural Gas","","","","other","","","",{"$nulls":5},1.3,0.18804,0.18804,0.18804,0.18804]
["Montrose","2080_B_3",2080,"B","3",1322,"O/G Steam",null,"SPP_N","Missouri",29,"Henry",83,"29083",177,11073,1964,2018,"tangential","dry","N","Natural Gas","","","","other","","","",{"$nulls":5},1.3,0.16954,0.16954,0.16954,0.16954]
["Sibley","2094_B_1",2094,"B","1",1323,"O/G Steam",null,"SPP_N","Missouri",29,"Jackson",95,"29095",47,10929,1960,2017,"cyclone","wet","N","Natural Gas","","","","OFA","SNCR","",2008,{"$nulls":5},9,0.29369,0.14194,0.29369,0.14194]
["Sibley","2094_B_2",2094,"B","2",1324,"O/G Steam",null,"SPP_N","Missouri",29,"Jackson",95,"29095",46,11016,1962,2018,"cyclone","wet","N","Natural Gas","","","","OFA","SNCR","",2008,{"$nulls":5},9,0.33171,0.24531,0.33171,0.24531]
["Lake Road (MO)","2098_B_4",2098,"B","4",null,"O/G Steam",null,"SPP_N","Missouri",29,"Buchanan",21,"29021",12.4,14500,1951,2020,"wall",null,"Y","Natural Gas, Distillate Fuel Oil",{"$nulls":12},8.6,0.23505,0.23505,0.23505,0.23505]
["Lake Road (MO)","2098_B_6",2098,"B","6",1327,"O/G Steam",null,"SPP_N","Missouri",29,"Buchanan",21,"29021",92,14500,1967,2020,"cyclone","wet","N","Natural Gas","","","","OFA","","","",{"$nulls":5},1.43,0.22021,0.22021,0.22021,0.22021]
["Columbia (MO)","2123_G_6",2123,"G","6",null,"Combustion Turbine",null,"MIS_MO","Missouri",29,"Boone",19,"29019",12.5,25000,1963,2016,null,null,"N","Natural Gas, Distillate Fuel Oil",{"$nulls":3},"BOOS",{"$nulls":3},"B","NA",{"$nulls":3},2.3,0.31175,0.31175,0.31175,0.31175]
["James River Power Station","2161_B_1",2161,"B","1",null,"O/G Steam",null,"SPP_N","Missouri",29,"Greene",77,"29077",21,12269,1957,2017,"tangential","dry","N","Natural Gas",{"$nulls":12},1.5,0.23505,0.23505,0.23505,0.23505]
["James River Power Station","2161_B_2",2161,"B","2",null,"O/G Steam",null,"SPP_N","Missouri",29,"Greene",77,"29077",21,11730,1957,2017,"tangential","dry","N","Natural Gas",{"$nulls":12},1.5,0.23505,0.23505,0.23505,0.23505]
["James River Power Station","2161_B_3",2161,"B","3",1351,"O/G Steam",null,"SPP_N","Missouri",29,"Greene",77,"29077",41,11894,1960,2017,"wall","dry","N","Natural Gas",{"$nulls":3},"LNBO","SNCR",null,"2008",{"$nulls":5},1.5,0.1274,0.1274,0.1274,0.1274]
["James River Power Station","2161_B_4",2161,"B","4",1352,"O/G Steam",null,"SPP_N","Missouri",29,"Greene",77,"29077",56,11515,1964,2020,"wall","dry","N","Natural Gas",{"$nulls":3},"LNBO","SNCR",null,"2008",{"$nulls":5},1.5,0.3166,0.13001,0.3166,0.13001]
["James River Power Station","2161_B_5",2161,"B","5",1353,"O/G Steam",null,"SPP_N","Missouri",29,"Greene",77,"29077",97,11620,1970,2020,"wall","dry","N","Natural Gas",{"$nulls":3},"LNBO","SNCR",null,"2009",{"$nulls":5},2,0.16339,0.09105,0.16339,0.09105]
["C W Burdick","2241_B_B-1",2241,"B","B-1",null,"O/G Steam",null,"SPP_NEBR","Nebraska",31,"Hall",79,"31079",16.5,14500,1957,2016,null,null,"N","Natural Gas, Residual Fuel Oil",{"$nulls":3},"other",{"$nulls":8},2.5,0.13026,0.13026,0.13026,0.13026]
["C W Burdick","2241_B_B-2",2241,"B","B-2",null,"O/G Steam",null,"SPP_NEBR","Nebraska",31,"Hall",79,"31079",22,14500,1963,2016,null,null,"N","Natural Gas, Residual Fuel Oil",{"$nulls":3},"other",{"$nulls":8},2.5,0.13026,0.13026,0.13026,0.13026]
["Sidney (NE)","2302_G_4",2302,"G","4",null,"Combustion Turbine","IC Engine","SPP_NEBR","Nebraska",31,"Cheyenne",33,"31033",0.8,13772,1947,2013,null,null,"N","Natural Gas, Distillate Fuel Oil",{"$nulls":12},2.5,0.79266,0.79266,0.79266,0.79266]
["Indian Point 2","2497_G_2",2497,"G","2",null,"Nuclear",null,"NY_Z_G-I","New York",36,"Westchester",119,"36119",1012.1,10456,1973,2020,null,null,"N","Nuclear Fuel",{"$nulls":13},0,0,0,0]
["Cayuga Operating Company","2535_B_1",2535,"B","1",1768,"Coal Steam",null,"NY_Z_C&E","New York",36,"Tompkins",109,"36109",154,11218,1955,2016,"tangential","dry","N","Bituminous","Wet Scrubber",1995,0.95,"LNC3","SCR",2001,null,"ESPC","No",{"$nulls":3},3.4,0.22288,0.1968,0.22288,0.1968,0.1,0.84,0.56,0.99]
["Cayuga Operating Company","2535_B_2",2535,"B","2",1769,"Coal Steam",null,"NY_Z_C&E","New York",36,"Tompkins",109,"36109",151,11055,1958,2020,"tangential","dry","N","Bituminous","Wet Scrubber",1995,0.95,"LNC3",{"$nulls":3},"ESPC","No","ACI",2016,null,3.4,0.30044,0.30044,0.30044,0.30044,0.1,0.1,0.1,0.99]
["FirstEnergy W H Sammis","2866_B_1",2866,"B","1",1956,"Coal Steam",null,"PJM_ATSI","Ohio",39,"Jefferson",81,"39081",180,10925,1959,2020,"wall","dry","N","Bituminous, Subbituminous","Wet Scrubber",2010,0.98,"LNB + LNBO","SNCR",null,"2006","B","NA",{"$nulls":3},1.1,0.23268,0.23268,0.23268,0.23268,0.1,0.27,0.56,0.99]
["FirstEnergy W H Sammis","2866_B_2",2866,"B","2",1957,"Coal Steam",null,"PJM_ATSI","Ohio",39,"Jefferson",81,"39081",180,10912,1960,2020,"wall","dry","N","Bituminous, Subbituminous","Wet Scrubber",2010,0.98,"LNBO","SNCR",null,"2000","B","NA",{"$nulls":3},1.1,0.2172,0.2172,0.2172,0.2172,0.1,0.27,0.56,0.99]
["FirstEnergy W H Sammis","2866_B_3",2866,"B","3",1958,"Coal Steam",null,"PJM_ATSI","Ohio",39,"Jefferson",81,"39081",180,11138,1961,2020,"wall","dry","N","Bituminous, Subbituminous","Wet Scrubber",2010,0.98,"LNBO","SNCR",null,"2005","B","NA",{"$nulls":3},1.1,0.22535,0.14067,0.22535,0.14067,0.1,0.27,0.56,0.99]
["FirstEnergy W H Sammis","2866_B_4",2866,"B","4",1959,"Coal Steam",null,"PJM_ATSI","Ohio",39,"Jefferson",81,"39081",180,10987,1962,2020,"wall","dry","N","Bituminous, Subbituminous","Wet Scrubber",2010,0.98,"LNBO","SNCR",null,"2006","B","NA",{"$nulls":3},1.1,0.16991,0.16991,0.16991,0.16991,0.1,0.27,0.56,0.99]
["Ben French","3325_G_1",3325,"G","1",null,"Combustion Turbine","IC Engine","WECC_WY","South Dakota",46,"Pennington",103,"46103",2,12822,1965,2014,null,null,"N","Distillate Fuel Oil",{"$nulls":3},"other",{"$nulls":8},3,1.77612,1.77612,1.77612,1.77612]
["Allen Steam Plant","3393_B_1",3393,"B","1",2248,"Coal Steam",null,"S_C_TVA","Tennessee",47,"Shelby",157,"47157",247,10652,1959,2018,"cyclone","wet","N","Bituminous, Subbituminous",{"$nulls":3},"OFA","SCR",2002,null,"ESPC","No",{"$nulls":3},4,0.7959,0.08489,0.7959,0.08489,0.64,0.97,1]
["Allen Steam Plant","3393_B_2",3393,"B","2",2249,"Coal Steam",null,"S_C_TVA","Tennessee",47,"Shelby",157,"47157",247,10610,1959,2018,"cyclone","wet","N","Bituminous, Subbituminous",{"$nulls":3},"OFA","SCR",2002,null,"ESPC","No",{"$nulls":3},4,0.7796,0.07817,0.7796,0.07817,0.64,0.97,1]
["Allen Steam Plant","3393_B_3",3393,"B","3",2250,"Coal Steam",null,"S_C_TVA","Tennessee",47,"Shelby",157,"47157",247,10623,1959,2018,"cyclone","wet","N","Bituminous, Subbituminous",{"$nulls":3},"OFA","SCR",2001,null,"ESPC","No",{"$nulls":3},4,0.8478,0.08996,0.8478,0.08996,0.64,0.97,1]
["Big Brown","3497_B_1",3497,"B","1",2423,"Coal Steam",null,"ERC_REST","Texas",48,"Freestone",161,"48161",606,11260,1971,2018,"tangential","dry","N","Lignite, Subbituminous",{"$nulls":3},"LNC2","SNCR",null,"2008","ESPC + B","Yes","ACI",2009,null,3,0.13453,0.13453,0.13453,0.13453,0.1,0.1,0.1]
["Big Brown","3497_B_2",3497,"B","2",2424,"Coal Steam",null,"ERC_REST","Texas",48,"Freestone",161,"48161",602,11198,1972,2018,"tangential","dry","N","Lignite, Subbituminous",{"$nulls":3},"LNC2","SNCR",null,"2008","ESPC + B","Yes","ACI",2009,null,3,0.14303,0.14303,0.139,0.139,0.1,0.1,0.1]
["V C Summer","6127_G_2",6127,"G","2",null,"Nuclear",null,"S_VACA","South Carolina",45,"Fairfield",39,"45039",1100,10479,2019,2019,null,null,"N","Nuclear Fuel",{"$nulls":13},0,0,0,0]
["V C Summer","6127_G_3",6127,"G","3",null,"Nuclear",null,"S_VACA","South Carolina",45,"Fairfield",39,"45039",1100,10479,2020,2020,null,null,"N","Nuclear Fuel",{"$nulls":13},0,0,0,0]
["Monticello","6147_B_1",6147,"B","1",2807,"Coal Steam",null,"ERC_REST","Texas",48,"Titus",449,"48449",535,11505,1974,2018,"tangential","dry","N","Lignite, Subbituminous",{"$nulls":3},"LNC2","SNCR",null,"2009","ESPC + B","Yes","ACI",2009,null,3,0.14401,0.14401,0.139,0.139,0.1,0.1,0.1]
["Monticello","6147_B_2",6147,"B","2",2808,"Coal Steam",null,"ERC_REST","Texas",48,"Titus",449,"48449",535,11532,1975,2018,"tangential","dry","N","Lignite, Subbituminous",{"$nulls":3},"LNC2","SNCR",null,"2008","ESPC + B","Yes","ACI",2009,null,3,0.15183,0.15183,0.139,0.139,0.1,0.1,0.1]
["Monticello","6147_B_3",6147,"B","3",2809,"Coal Steam",null,"ERC_REST","Texas",48,"Titus",449,"48449",795,11504,1978,2018,"wall","dry","N","Lignite, Subbituminous","Wet Scrubber",1978,0.95,"LNBO","SNCR",null,"2008","ESPC","Yes","ACI",2009,null,1.2,0.142,0.142,0.142,0.142,0.1,0.1,0.1,0.99]
["D G Hunter","6558_B_3",6558,"B","3",2890,"O/G Steam",null,"MIS_LA","Louisiana",22,"Rapides",79,"22079",50,14500,1965,2016,"tangential","dry","N","Natural Gas, Distillate Fuel Oil",{"$nulls":12},1.2,0.23505,0.23505,0.23505,0.23505]
["D G Hunter","6558_B_4",6558,"B","4",null,"O/G Steam",null,"MIS_LA","Louisiana",22,"Rapides",79,"22079",80,12486,1974,2016,"tangential","dry","N","Natural Gas, Distillate Fuel Oil",{"$nulls":12},1.2,1.2,1.2,1.2,1.2]
["Block Island","6567_G_22",6567,"G","22",null,"Combustion Turbine","IC Engine","NENGREST","Rhode Island",44,"Washington",9,"44009",1.2,12132,1999,2016,null,null,"N","Distillate Fuel Oil",{"$nulls":4},"SCR",{"$nulls":7},1.121,1.77612,0.35522,1.77612,0.35522]
["Sandow No 4","6648_B_4",6648,"B","4",2900,"Coal Steam",null,"ERC_REST","Texas",48,"Milam",331,"48331",600,10977,1981,2018,"tangential","dry","N","Lignite","Wet Scrubber",1981,0.92,"LNC2","SCR",2010,null,"ESPC","No","ACI",2009,null,1.2,0.2078,0.06601,0.2078,0.06601,0.1,0.1,0.1,0.99]
["Indian Point 3","8907_G_3",8907,"G","3",null,"Nuclear",null,"NY_Z_G-I","New York",36,"Westchester",119,"36119",1039.4,10456,1976,2021,null,null,"N","Nuclear Fuel",{"$nulls":13},0,0,0,0]
["James River Genco LLC","10377_B_1A",10377,"B","1A",10070,"Coal Steam",null,"PJM_Dom","Virginia",51,"Hopewell City",670,"51670",15.4,9398,1987,2019,"stoker/SPR","dry","Y","Bituminous","Dry Scrubber",2008,0.9,"FR + OFA + MR",{"$nulls":3},"B","NA",{"$nulls":3},0.96,0.4221,0.4221,0.4221,0.4221,0.05,0.75,1,0.9500000000000001]
["James River Genco LLC","10377_B_1B",10377,"B","1B",10071,"Coal Steam",null,"PJM_Dom","Virginia",51,"Hopewell City",670,"51670",15.4,9398,1987,2019,"stoker/SPR","dry","Y","Bituminous","Dry Scrubber",2008,0.9,"FR + OFA + MR",{"$nulls":3},"B","NA",{"$nulls":3},0.96,0.42379,0.42379,0.42379,0.42379,0.05,0.75,1,0.9500000000000001]
["James River Genco LLC","10377_B_1C",10377,"B","1C",10072,"Coal Steam",null,"PJM_Dom","Virginia",51,"Hopewell City",670,"51670",15.4,9398,1987,2019,"stoker/SPR","dry","Y","Bituminous","Dry Scrubber",2008,0.9,"FR + OFA + MR",{"$nulls":3},"B","NA",{"$nulls":3},0.96,0.4236,0.4236,0.4236,0.4236,0.05,0.75,1,0.9500000000000001]
["James River Genco LLC","10377_B_2A",10377,"B","2A",10073,"Coal Steam",null,"PJM_Dom","Virginia",51,"Hopewell City",670,"51670",15.4,9398,1987,2019,"stoker/SPR","dry","Y","Bituminous","Dry Scrubber",2008,0.9,"FR + OFA + MR",{"$nulls":3},"B","NA",{"$nulls":3},0.96,0.40939,0.40939,0.40939,0.40939,0.05,0.75,1,0.9500000000000001]
["James River Genco LLC","10377_B_2B",10377,"B","2B",10074,"Coal Steam",null,"PJM_Dom","Virginia",51,"Hopewell City",670,"51670",15.4,9398,1987,2019,"stoker/SPR","dry","Y","Bituminous","Dry Scrubber",2008,0.9,"FR + OFA + MR",{"$nulls":3},"B","NA",{"$nulls":3},0.96,0.40224,0.40224,0.40224,0.40224,0.05,0.75,1,0.9500000000000001]
["James River Genco LLC","10377_B_2C",10377,"B","2C",10075,"Coal Steam",null,"PJM_Dom","Virginia",51,"Hopewell City",670,"51670",15.4,9398,1987,2019,"stoker/SPR","dry","Y","Bituminous","Dry Scrubber",2008,0.9,"FR + OFA + MR",{"$nulls":3},"B","NA",{"$nulls":3},0.96,0.40145,0.40145,0.40145,0.40145,0.05,0.75,1,0.9500000000000001]
["Edgecombe Genco LLC","10384_B_1A",10384,"B","1A",9927,"Coal Steam",null,"PJM_Dom","North Carolina",37,"Edgecombe",65,"37065",29,14439,1990,2020,"stoker/SPR","dry","Y","Bituminous","Dry Scrubber",1990,0.954,"AA + OFA",{"$nulls":3},"B","NA",{"$nulls":3},0.31,0.51044,0.51044,0.51044,0.51044,0.05,0.75,1,0.99]
["Edgecombe Genco LLC","10384_B_1B",10384,"B","1B",9928,"Coal Steam",null,"PJM_Dom","North Carolina",37,"Edgecombe",65,"37065",29,14439,1990,2020,"stoker/SPR","dry","Y","Bituminous","Dry Scrubber",1990,0.953,"AA + OFA",{"$nulls":3},"B","NA",{"$nulls":3},0.31,0.50834,0.50834,0.50834,0.50834,0.05,0.75,1,0.99]
["Edgecombe Genco LLC","10384_B_2A",10384,"B","2A",9929,"Coal Steam",null,"PJM_Dom","North Carolina",37,"Edgecombe",65,"37065",29,14439,1990,2020,"stoker/SPR","dry","Y","Bituminous","Dry Scrubber",1990,0.954,"AA + OFA",{"$nulls":3},"B","NA",{"$nulls":3},0.31,0.52487,0.52487,0.52487,0.52487,0.05,0.75,1,0.99]
["Edgecombe Genco LLC","10384_B_2B",10384,"B","2B",9930,"Coal Steam",null,"PJM_Dom","North Carolina",37,"Edgecombe",65,"37065",29,14439,1990,2020,"stoker/SPR","dry","Y","Bituminous","Dry Scrubber",1990,0.947,"AA + OFA",{"$nulls":3},"B","NA",{"$nulls":3},0.31,0.51675,0.51675,0.51675,0.51675,0.05,0.75,1,0.99]
["Puente Hills Energy Recovery","10472_G_GEN3",10472,"G","GEN3",null,"Landfill Gas",null,"WECC_SCE","California",6,"Los Angeles",37,"06037",2.7,14242,2006,2016,null,null,"N","Landfill Gas",{"$nulls":13},0.08623,0.08623,0.08623,0.08623]
["Puente Hills Energy Recovery","10472_G_GEN4",10472,"G","GEN4",null,"Landfill Gas",null,"WECC_SCE","California",6,"Los Angeles",37,"06037",2.7,14242,2006,2016,null,null,"N","Landfill Gas",{"$nulls":13},0.08623,0.08623,0.08623,0.08623]
["Puente Hills Energy Recovery","10472_G_GEN5",10472,"G","GEN5",null,"Landfill Gas",null,"WECC_SCE","California",6,"Los Angeles",37,"06037",2.7,14242,2006,2016,null,null,"N","Landfill Gas",{"$nulls":13},0.08623,0.08623,0.08623,0.08623]
["Argus Cogen Plant","10684_B_BLR25",10684,"B","BLR25",null,"Coal Steam",null,"WECC_SCE","California",6,"San Bernardino",71,"06071",27,10428,1978,2015,null,null,"Y","Bituminous","Wet Scrubber",1978,0.982,"LNB + OFA","SNCR",null,"1978","ESPC","Yes",{"$nulls":3},0.526,0.25846,0.25846,0.25846,0.25846,0.34,0.84,0.56,0.99]
["Argus Cogen Plant","10684_B_BLR26",10684,"B","BLR26",null,"Coal Steam",null,"WECC_SCE","California",6,"San Bernardino",71,"06071",27,10428,1978,2015,null,null,"Y","Bituminous","Wet Scrubber",1978,0.982,"LNB + OFA","SNCR",null,"1978","ESPC","Yes",{"$nulls":3},0.526,0.25846,0.25846,0.25846,0.25846,0.34,0.84,0.56,0.99]
["Chalk Cliff Limited","50003_G_GEN1",50003,"G","GEN1",null,"Combustion Turbine",null,"WEC_CALN","California",6,"Kern",29,"06029",46,8700,1990,2015,null,null,"Y","Natural Gas",{"$nulls":12},0.74,0.01719,0.01719,0.01719,0.01719]
["Veolia Energy Trenton L.P.","50094_G_7214",50094,"G","7214",null,"Combustion Turbine","IC Engine","PJM_EMAC","New Jersey",34,"Mercer",21,"34021",5.8,14252,1983,2021,null,null,"Y","Natural Gas, Distillate Fuel Oil",{"$nulls":12},0.21,0.3245,0.3245,0.3245,0.3245]
["WPS Power Niagara","50202_B_1",50202,"B","1",3641,"Biomass",null,"NY_Z_A","New York",36,"Niagara",63,"36063",41,17239,2014,2016,"FBC",null,"N","Biomass","Reagent Injection",2014,0.888,null,"SNCR",null,"2000","B","NA",{"$nulls":3},3.8,0.12839,0.12839,0.12839,0.12839]
["Bucksport Generation LLC","50243_B_5",50243,"B","5",null,"Biomass",null,"NENG_ME","Maine",23,"Hancock",9,"23009",22.8,11668,1966,2017,"wall","dry","Y","Biomass",{"$nulls":3},"LNB",{"$nulls":9},0.21763,0.21763,0.21763,0.21763]
["Ormesa IH","50762_G_OE11",50762,"G","OE11",null,"Geothermal",null,"WECC_IID","California",6,"Imperial",25,"06025",0.6,9771,1989,2017,null,null,"N","Geothermal",{"$nulls":13},0,0,0,0,0.4625,0.4625,0.4625]
["Winnebago County Landfill Gas","50936_G_EG1",50936,"G","EG1",null,"Landfill Gas",null,"MIS_WUMS","Wisconsin",55,"Winnebago",139,"55139",0.9,13500,2000,2016,null,null,"N","Landfill Gas",{"$nulls":13},0.24082,0.24082,0.24082,0.24082]
["Indiantown Cogeneration LP","50976_B_AAB01",50976,"B","AAB01",89972,"Coal Steam",null,"FRCC","Florida",12,"Martin",85,"12085",330,9173,1995,2020,"wall","dry","Y","Bituminous","Dry Scrubber",1995,0.7,"LNB + LNBO","SCR",1995,null,"B","NA",{"$nulls":3},1.2,0.2342,0.07,0.2342,0.07,0.05,0.75,1,0.75]
["Sandow No 5","52071_B_5A",52071,"B","5A",89920,"Coal Steam",null,"ERC_REST","Texas",48,"Milam",331,"48331",300,10808,2010,2018,"FBC","dry","N","Lignite","Dry Scrubber",2009,0.954,"CF","SNCR",null,"2009","B","NA","ACI",2010,null,0.15,0.0696,0.0696,0.0696,0.0696,0.1,0.1,0.1,0.95]
["Sandow No 5","52071_B_5B",52071,"B","5B",89921,"Coal Steam",null,"ERC_REST","Texas",48,"Milam",331,"48331",300,10808,2010,2018,"FBC","dry","N","Lignite","Dry Scrubber",2009,0.954,"CF","SNCR",null,"2009","B","NA","ACI",2010,null,0.15,0.06948,0.06948,0.06948,0.06948,0.1,0.1,0.1,0.95]
["Spruance Genco LLC","54081_B_1A",54081,"B","1A",88188,"Coal Steam",null,"PJM_Dom","Virginia",51,"Richmond City",760,"51760",26,12227,1992,2017,"stoker/SPR","dry","Y","Bituminous","Dry Scrubber",1992,0.954,"FR + OFA","SNCR",null,"2015","B","NA",{"$nulls":3},0.13,0.3043,0.2993,0.3043,0.2993,0.05,0.75,1,0.99]
["Spruance Genco LLC","54081_B_1B",54081,"B","1B",88189,"Coal Steam",null,"PJM_Dom","Virginia",51,"Richmond City",760,"51760",26,12227,1992,2017,"stoker/SPR","dry","Y","Bituminous","Dry Scrubber",1992,0.954,"FR + OFA","SNCR",null,"2015","B","NA",{"$nulls":3},0.13,0.3059,0.2974,0.3059,0.2974,0.05,0.75,1,0.99]
["Spruance Genco LLC","54081_B_2A",54081,"B","2A",88190,"Coal Steam",null,"PJM_Dom","Virginia",51,"Richmond City",760,"51760",26,12227,1992,2017,"stoker/SPR","dry","Y","Bituminous","Dry Scrubber",1992,0.954,"FR + OFA","SNCR",null,"2015","B","NA",{"$nulls":3},0.13,0.31818,0.29516,0.31818,0.29516,0.05,0.75,1,0.99]
["Spruance Genco LLC","54081_B_2B",54081,"B","2B",88191,"Coal Steam",null,"PJM_Dom","Virginia",51,"Richmond City",760,"51760",26,12227,1992,2017,"stoker/SPR","dry","Y","Bituminous","Dry Scrubber",1992,0.954,"FR + OFA","SNCR",null,"2015","B","NA",{"$nulls":3},0.13,0.302,0.30138,0.302,0.30138,0.05,0.75,1,0.99]
["Spruance Genco LLC","54081_B_3A",54081,"B","3A",88192,"Coal Steam",null,"PJM_Dom","Virginia",51,"Richmond City",760,"51760",21.2,12227,1992,2017,"stoker/SPR","dry","Y","Bituminous","Dry Scrubber",1992,0.954,"FR + OFA","SNCR",null,"2001","B","NA",{"$nulls":3},0.13,0.3015,0.28423,0.3015,0.28423,0.05,0.75,1,0.99]
["Spruance Genco LLC","54081_B_3B",54081,"B","3B",88193,"Coal Steam",null,"PJM_Dom","Virginia",51,"Richmond City",760,"51760",21.2,12227,1992,2017,"stoker/SPR","dry","Y","Bituminous","Dry Scrubber",1992,0.954,"FR + OFA","SNCR",null,"2001","B","NA",{"$nulls":3},0.13,0.28373,0.28373,0.28373,0.28373,0.05,0.75,1,0.99]
["Spruance Genco LLC","54081_B_4A",54081,"B","4A",88194,"Coal Steam",null,"PJM_Dom","Virginia",51,"Richmond City",760,"51760",21.2,12227,1992,2017,"stoker/SPR","dry","Y","Bituminous","Dry Scrubber",1992,0.954,"FR + OFA","SNCR",null,"2001","B","NA",{"$nulls":3},0.13,0.29734,0.29734,0.29734,0.29734,0.05,0.75,1,0.99]
["Spruance Genco LLC","54081_B_4B",54081,"B","4B",88195,"Coal Steam",null,"PJM_Dom","Virginia",51,"Richmond City",760,"51760",21.2,12227,1992,2017,"stoker/SPR","dry","Y","Bituminous","Dry Scrubber",1992,0.954,"FR + OFA","SNCR",null,"2001","B","NA",{"$nulls":3},0.13,0.29681,0.29681,0.29681,0.29681,0.05,0.75,1,0.99]
["Harris Energy Realty","54981_G_ALBA",54981,"G","ALBA",null,"Hydro",null,"NENGREST","Massachusetts",25,"Hampden",13,"25013",0.3,0,1999,2019,null,null,"N","Hydro",{"$nulls":13},0,0,0,0]
["Harris Energy Realty","54981_G_ALBD",54981,"G","ALBD",null,"Hydro",null,"NENGREST","Massachusetts",25,"Hampden",13,"25013",0.4,0,1982,2019,null,null,"N","Hydro",{"$nulls":13},0,0,0,0]
["Two Elk Generating Station","55360_B_1",55360,"B","1",null,"Coal Steam",null,"WECC_WY","Wyoming",56,"Campbell",5,"56005",275,8752,2016,2016,"tangential","dry","N","Waste Coal","Dry Scrubber",2020,0.85,"LNC3","SCR",2016,null,"B","NA","ACI",2016,null,0.132,0.28379,0.28379,0.28379,0.28379,0.01,0.01,0.01,0.99]
["Washington Parish Energy Center","55486_G_CTG1",55486,"G","CTG1",null,"Combined Cycle",null,"MIS_AMSO","Louisiana",22,"Washington",117,"22117",172,6250,2019,2019,null,null,"N","Natural Gas",{"$nulls":4},"SCR",{"$nulls":8},0.07141,0.07141,0.07141,0.07141]
["Washington Parish Energy Center","55486_G_CTG2",55486,"G","CTG2",null,"Combined Cycle",null,"MIS_AMSO","Louisiana",22,"Washington",117,"22117",172,6250,2019,2019,null,null,"N","Natural Gas",{"$nulls":4},"SCR",{"$nulls":8},0.07141,0.07141,0.07141,0.07141]
["Washington Parish Energy Center","55486_G_ST1",55486,"G","ST1",null,"Combined Cycle",null,"MIS_AMSO","Louisiana",22,"Washington",117,"22117",215,6250,2019,2019,null,null,"N","Natural Gas",{"$nulls":4},"SCR",2017,{"$nulls":7},0.07141,0.07141,0.07141,0.07141]
["Tri Center Naniwa Energy","55494_G_CT3",55494,"G","CT3",null,"Combustion Turbine",null,"WECC_NNV","Nevada",32,"Storey",29,"32029",50,16581,2001,2017,null,null,"N","Natural Gas",{"$nulls":3},"H2O","SCR",2001,{"$nulls":6},1.4,0.01963,0.01963,0.01963,0.01963]
["Tri Center Naniwa Energy","55494_G_CT4",55494,"G","CT4",null,"Combustion Turbine",null,"WECC_NNV","Nevada",32,"Storey",29,"32029",50,16581,2001,2017,null,null,"N","Natural Gas",{"$nulls":3},"H2O","SCR",2001,{"$nulls":6},1.4,0.01963,0.01963,0.01963,0.01963]
["Tri Center Naniwa Energy","55494_G_CT5",55494,"G","CT5",null,"Combustion Turbine",null,"WECC_NNV","Nevada",32,"Storey",29,"32029",50,16581,2001,2017,null,null,"N","Natural Gas",{"$nulls":3},"H2O","SCR",2001,{"$nulls":6},1.4,0.01963,0.01963,0.01963,0.01963]
["Tri Center Naniwa Energy","55494_G_CT6",55494,"G","CT6",null,"Combustion Turbine",null,"WECC_NNV","Nevada",32,"Storey",29,"32029",50,16581,2001,2017,null,null,"N","Natural Gas",{"$nulls":3},"H2O","SCR",2001,{"$nulls":6},1.4,0.01963,0.01963,0.01963,0.01963]
["Equus Freeport Power","56032_G_001",56032,"G","001",89349,"Combustion Turbine",null,"NY_Z_K","New York",36,"Nassau",59,"36059",48.1,10800,2004,2004,null,null,"N","Natural Gas, Distillate Fuel Oil",{"$nulls":3},"H2O","SCR",{"$nulls":8},0.01255,0.01255,0.01255,0.01255]
["Galena 3 Geothermal Power Plant","56541_G_GEN2",56541,"G","GEN2",null,"Geothermal",null,"WECC_NNV","Nevada",32,"Washoe",31,"32031",7.9,9771,2008,2015,null,null,"N","Geothermal",{"$nulls":13},0,0,0,0,0.4563,0.4563,0.4563]
["WC Landfill Energy LLC","57848_G_GEN1",57848,"G","GEN1",null,"Landfill Gas",null,"PJM_EMAC","New Jersey",34,"Warren",41,"34041",1.8,13500,2006,2016,null,null,"N","Landfill Gas",{"$nulls":13},0.24082,0.24082,0.24082,0.24082]
["Mesa Solar Array","58466_G_MSA1",58466,"G","MSA1",null,"Solar PV",null,"WECC_AZ","Arizona",4,"Maricopa",13,"04013",4,0,2013,2016,null,null,"N","Solar",{"$nulls":13},0,0,0,0]
["IDE 1 LLC","58967_G_UNIT1",58967,"G","UNIT1",null,"Non-Fossil Waste",null,"WECC_ID","Idaho",16,"Jerome",53,"16053",0.8,13500,2012,2015,null,null,"N","Non-Fossil Waste",{"$nulls":13},0,0,0,0]
["IDE 1 LLC","58967_G_UNIT2",58967,"G","UNIT2",null,"Non-Fossil Waste",null,"WECC_ID","Idaho",16,"Jerome",53,"16053",0.8,13500,2012,2015,null,null,"N","Non-Fossil Waste",{"$nulls":13},0,0,0,0]
["IDE 1 LLC","58967_G_UNIT3",58967,"G","UNIT3",null,"Non-Fossil Waste",null,"WECC_ID","Idaho",16,"Jerome",53,"16053",0.8,13500,2012,2015,null,null,"N","Non-Fossil Waste",{"$nulls":13},0,0,0,0]
["IDE 2 LLC","58968_G_UNIT1",58968,"G","UNIT1",null,"Non-Fossil Waste",null,"WECC_ID","Idaho",16,"Jerome",53,"16053",1.5,40000,2012,2015,null,null,"N","Non-Fossil Waste",{"$nulls":13},0,0,0,0]
["IDE 2 LLC","58968_G_UNIT2",58968,"G","UNIT2",null,"Non-Fossil Waste",null,"WECC_ID","Idaho",16,"Jerome",53,"16053",1.5,40000,2012,2015,null,null,"N","Non-Fossil Waste",{"$nulls":13},0,0,0,0]
["IDE 2 LLC","58968_G_UNIT3",58968,"G","UNIT3",null,"Non-Fossil Waste",null,"WECC_ID","Idaho",16,"Jerome",53,"16053",1.5,40000,2012,2015,null,null,"N","Non-Fossil Waste",{"$nulls":13},0,0,0,0]
["IDE 3 LLC","58969_G_UNIT1",58969,"G","UNIT1",null,"Non-Fossil Waste",null,"WECC_ID","Idaho",16,"Gooding",47,"16047",0.8,40000,2012,2015,null,null,"N","Non-Fossil Waste",{"$nulls":13},0,0,0,0]
["IDE 3 LLC","58969_G_UNIT2",58969,"G","UNIT2",null,"Non-Fossil Waste",null,"WECC_ID","Idaho",16,"Gooding",47,"16047",0.8,40000,2012,2015,null,null,"N","Non-Fossil Waste",{"$nulls":13},0,0,0,0]
["IDE 4 LLC","58970_G_UNIT1",58970,"G","UNIT1",null,"Non-Fossil Waste",null,"WECC_ID","Idaho",16,"Jerome",53,"16053",1.1,13500,2013,2015,null,null,"N","Non-Fossil Waste",{"$nulls":13},0,0,0,0]
["IDE 4 LLC","58970_G_UNIT2",58970,"G","UNIT2",null,"Non-Fossil Waste",null,"WECC_ID","Idaho",16,"Jerome",53,"16053",1.1,13500,2013,2015,null,null,"N","Non-Fossil Waste",{"$nulls":13},0,0,0,0]
["IDE 4 LLC","58970_G_UNIT3",58970,"G","UNIT3",null,"Non-Fossil Waste",null,"WECC_ID","Idaho",16,"Jerome",53,"16053",1.1,13500,2013,2015,null,null,"N","Non-Fossil Waste",{"$nulls":13},0,0,0,0]
["California Dairy Energy I LLC","58971_G_UNIT1",58971,"G","UNIT1",null,"Non-Fossil Waste",null,"WECC_SCE","California",6,"Tulare",107,"06107",1.1,13500,2012,2015,null,null,"N","Non-Fossil Waste",{"$nulls":13},0,0,0,0]
["California Dairy Energy I LLC","58971_G_UNIT2",58971,"G","UNIT2",null,"Non-Fossil Waste",null,"WECC_SCE","California",6,"Tulare",107,"06107",1.1,13500,2012,2015,null,null,"N","Non-Fossil Waste",{"$nulls":13},0,0,0,0]
["California Dairy Energy I LLC","58971_G_UNIT3",58971,"G","UNIT3",null,"Non-Fossil Waste",null,"WECC_SCE","California",6,"Tulare",107,"06107",1.1,13500,2012,2015,null,null,"N","Non-Fossil Waste",{"$nulls":13},0,0,0,0]
["Hidden View Dairy, LLC","59260_G_HV2",59260,"G","HV2",null,"Non-Fossil Waste",null,"MIS_INKY","Indiana",18,"Jasper",73,"18073",0.3,11414,2007,2016,null,null,"N","Non-Fossil Waste",{"$nulls":13},0,0,0,0]
["SunE Redlands","60031_G_RDNDS",60031,"G","RDNDS",null,"Solar PV",null,"WECC_SCE","California",6,"San Bernardino",71,"06071",1.5,0,2016,2016,null,null,"N","Solar",{"$nulls":13},0,0,0,0]
["Rio Bravo Jasmin","10768_B_CFB",10768,"B","CFB",null,"Biomass",null,"WECC_SCE","California",6,"Kern",29,"06029",33,11686,1989,2014,"FBC","dry","Y","Biomass","Reagent Injection",1990,0.888,"CF + NH3","SNCR",null,"1989","B","NA",{"$nulls":3},5.26,0.15272,0.15272,0.15272,0.15272,0.05,0.43,0.43,0.95,"Yes"]
["Mid Valley Plant","56170_G_UNT1",56170,"G","UNT1",null,"Landfill Gas",null,"WECC_SCE","California",6,"San Bernardino",71,"06071",1.3,15155,2003,2016,null,null,"N","Landfill Gas",{"$nulls":13},0.08623,0.08623,0.08623,0.08623]
["Mid Valley Plant","56170_G_UNT2",56170,"G","UNT2",null,"Landfill Gas",null,"WECC_SCE","California",6,"San Bernardino",71,"06071",1.3,15155,2003,2016,null,null,"N","Landfill Gas",{"$nulls":13},0.08623,0.08623,0.08623,0.08623]
["Silver Creek Lift Station","56892_G_1255",56892,"G","1255",null,"Combustion Turbine","IC Engine","S_VACA","North Carolina",37,"Burke",23,"37023",0.2,25000,2008,2017,null,null,"N","Distillate Fuel Oil",{"$nulls":13},1.77612,1.77612,1.77612,1.77612]
["Aspen Biomass Power Plant","56931_B_BoilA",56931,"B","BoilA",null,"Biomass",null,"ERC_REST","Texas",48,"Angelina",5,"48005",50,13500,2011,2015,null,null,"N","Biomass",{"$nulls":4},"SCR",2011,null,"ESPH","No",{"$nulls":4},0.05794,0.05794,0.05794,0.05794]
["Matrix Buildings A&B (Perth Amboy) Solar","57384_G_SWC1",57384,"G","SWC1",null,"Solar PV",null,"PJM_EMAC","New Jersey",34,"Middlesex",23,"34023",3.5,0,2012,2017,null,null,"N","Solar",{"$nulls":13},0,0,0,0]
["Tulsa LFG  LLC","57828_G_GEN2",57828,"G","GEN2",null,"Landfill Gas",null,"SPP_WEST","Oklahoma",40,"Osage",113,"40113",1.4,13500,2013,2016,null,null,"N","Landfill Gas",{"$nulls":13},0.24082,0.24082,0.24082,0.24082]
["Kenansville Solar 2, LLC","58803_G_INV2",58803,"G","INV2",null,"Solar PV",null,"S_VACA","North Carolina",37,"Duplin",61,"37061",0.5,0,2016,2017,null,null,"N","Solar",{"$nulls":13},0,0,0,0]
["Kenansville Solar 2, LLC","58803_G_INV3",58803,"G","INV3",null,"Solar PV",null,"S_VACA","North Carolina",37,"Duplin",61,"37061",0.5,0,2016,2017,null,null,"N","Solar",{"$nulls":13},0,0,0,0]
["Kenansville Solar 2, LLC","58803_G_INV4",58803,"G","INV4",null,"Solar PV",null,"S_VACA","North Carolina",37,"Duplin",61,"37061",0.5,0,2016,2017,null,null,"N","Solar",{"$nulls":13},0,0,0,0]
["Caprock Solar 2 LLC","59846_G_PV1",59846,"G","PV1",null,"Solar PV","","SPP_SPS","New Mexico",35,"Quay",37,"35037",30,0,2018,2018,null,null,"N","Solar",{"$nulls":13},0,0,0,0]
["ESS Lewes","60216_G_ESSLS",60216,"G","ESSLS",null,"Energy Storage",null,"PJM_EMAC","Delaware",10,"Sussex",5,"10005",8,0,2017,2017,null,null,"N","Energy Storage",{"$nulls":13},0,0,0,0]
["Milton L Kapp","1048_B_2",1048,"B","2",740,"O/G Steam",null,"MIS_IA","Iowa",19,"Clinton",45,"19045",112,11199,1967,2018,"tangential","dry","N","Natural Gas",{"$nulls":3},"LNC1",{"$nulls":9},0.11335,0.11335,0.11335,0.11335]
["Pleasant Prairie","6170_B_1",6170,"B","1",2821,"Coal Steam",null,"MIS_WUMS","Wisconsin",55,"Kenosha",59,"55059",594,11201,1980,2018,"wall","dry","N","Subbituminous","Wet Scrubber",2006,0.95,"LNB","SCR",2006,null,"ESPC","Yes","ACI",2016,null,0.1,0.06709,0.06709,0.06709,0.06709,0.1,0.1,0.1,0.99]
["Pleasant Prairie","6170_B_2",6170,"B","2",2822,"Coal Steam",null,"MIS_WUMS","Wisconsin",55,"Kenosha",59,"55059",594,11175,1985,2018,"wall","dry","N","Subbituminous","Wet Scrubber",2007,0.95,"LNB","SCR",2003,null,"ESPC","Yes","ACI",2015,null,0.1,0.06618,0.06618,0.06618,0.06618,0.1,0.1,0.1,0.99]
["Pleasant Prairie","6170_G_3",6170,"G","3",null,"Combustion Turbine","IC Engine","MIS_WUMS","Wisconsin",55,"Kenosha",59,"55059",2,12822,1985,2018,null,null,"N","Distillate Fuel Oil",{"$nulls":12},3,1.77612,1.77612,1.77612,1.77612]

{"sheet":"NEEDS v6_New_Capacity_Hardwired","index":2,"n_rows":982,"n_cols":50,"rows_kept":982,"merged":[[0,0,0,7]]}
["Important Note: Units listed on this worksheet are new units that have either come online or have come to be considered \"firm\" (ground broken and/or firm financial commitments have been made) since the IPM v6 Platform was released in May 2018. This new capacity has been \"hardwired\" into the May 2019 Reference Case, meaning the model is forced to build a specific amount and type of capacity in specific locations corresponding to the units on this worksheet, in the appropriate run years. However, in files that are developed by post-processing IPM outputs (i.e. parsed and flat files), this capacity will not be listed by specific plant names, but instead will be represented as generic new capacity. "]
["Plant Name","UniqueID_Final","ORIS Plant Code","Boiler/Generator/Committed Unit","Unit ID","CAMD Database UnitID","PlantType","Combustion Turbine/IC Engine","Region Name","State Name","State Code","County","County Code","FIPS5","Capacity (MW)","Heat Rate (Btu/kWh)","On Line Year","Retirement Year","Firing","Bottom","Cogen?","Modeled Fuels","Wet/DryScrubber","Scrubber_Online_Year","Scrubber Efficiency","NOx Comb Control","NOx Post-Comb Control","SCR_Online_Year","SNCR_Online_Year","PM Control","FlueGasConditioning_Flag","Mercury_Controls","ACI_Online_Year","Mercury_Controls Efficiency","SO2 Permit Rate (lbs/mmBtu)","Mode 1 NOx Rate (lbs/mmBtu)","Mode 2 NOx Rate (lbs/mmBtu)","Mode 3 NOx Rate  (lbs/mmBtu)","Mode 4 NOx Rate  (lbs/mmBtu)","Hg EMF for BIT","Hg EMF for SUB","Hg EMF for LIG","HCL Removal","DSI Unit","DSI Online Year","CCS","CCS Removal","C2G","C2G Online Year","BART Affected Unit"]
["South Field Energy","60356_G_SFECC",60356,"G","SFECC",null,"Combined Cycle",null,"PJM_ATSI","Ohio",39,"Columbiana",29,"39029",1060,6267,2021,{"$nulls":4},"Natural Gas",{"$nulls":13},0.010999999999999954,0.010999999999999954,0.010999999999999954,0.010999999999999954]
["CPV Fairview Energy Center","60589_G_GEN1",60589,"G","GEN1",null,"Combined Cycle",null,"PJM_PENE","Pennsylvania",42,"Cambria",21,"42021",1100,6267,2020,{"$nulls":4},"Natural Gas",{"$nulls":13},0.010999999999999954,0.010999999999999954,0.010999999999999954,0.010999999999999954]
["Okeechobee Clean Energy Center","60345_G_1ST",60345,"G","1ST",null,"Combined Cycle",null,"FRCC","Florida",12,"Okeechobee",93,"12093",593.3,6267,2019,{"$nulls":4},"Natural Gas",{"$nulls":13},0.010999999999999954,0.010999999999999954,0.010999999999999954,0.010999999999999954]
["Birdsboro Power","61035_G_GEN1",61035,"G","GEN1",null,"Combined Cycle",null,"PJM_WMAC","Pennsylvania",42,"Berks",11,"42011",476,6267,2019,{"$nulls":4},"Natural Gas",{"$nulls":13},0.010999999999999954,0.010999999999999954,0.010999999999999954,0.010999999999999954]
["Lake Charles Power","60927_G_1C",60927,"G","1C",null,"Combined Cycle",null,"MIS_S_WOTA","Louisiana",22,"Calcasieu",19,"22019",500,6267,2020,{"$nulls":4},"Natural Gas",{"$nulls":13},0.010999999999999954,0.010999999999999954,0.010999999999999954,0.010999999999999954]
["Blue Water Energy Center","62192_G_1S",62192,"G","1S",null,"Combined Cycle",null,"MIS_LMI","Michigan",26,"St Clair",147,"26147",428,6233,2022,{"$nulls":4},"Natural Gas",{"$nulls":13},0.010999999999999954,0.010999999999999954,0.010999999999999954,0.010999999999999954]
["Allen","3393_G_STG1",3393,"G","STG1",null,"Combined Cycle",null,"S_C_TVA","Tennessee",47,"Shelby",157,"47157",428.3,6267,2018,{"$nulls":4},"Natural Gas",{"$nulls":13},0.010999999999999954,0.010999999999999954,0.010999999999999954,0.010999999999999954]
["CPV Fairview Energy Center","60589_G_GEN3",60589,"G","GEN3",null,"Combined Cycle",null,"PJM_PENE","Pennsylvania",42,"Cambria",21,"42021",416,6267,2020,{"$nulls":4},"Natural Gas",{"$nulls":13},0.010999999999999954,0.010999999999999954,0.010999999999999954,0.010999999999999954]
["Blue Water Energy Center","62192_G_11",62192,"G","11",null,"Combined Cycle",null,"MIS_LMI","Michigan",26,"St Clair",147,"26147",359,6233,2022,{"$nulls":4},"Natural Gas",{"$nulls":13},0.010999999999999954,0.010999999999999954,0.010999999999999954,0.010999999999999954]
["Blue Water Energy Center","62192_G_12",62192,"G","12",null,"Combined Cycle",null,"MIS_LMI","Michigan",26,"St Clair",147,"26147",359,6233,2022,{"$nulls":4},"Natural Gas",{"$nulls":13},0.010999999999999954,0.010999999999999954,0.010999999999999954,0.010999999999999954]
["Okeechobee Clean Energy Center","60345_G_1A",60345,"G","1A",null,"Combined Cycle",null,"FRCC","Florida",12,"Okeechobee",93,"12093",376.6,6267,2019,{"$nulls":4},"Natural Gas",{"$nulls":13},0.010999999999999954,0.010999999999999954,0.010999999999999954,0.010999999999999954]
["Okeechobee Clean Energy Center","60345_G_1B",60345,"G","1B",null,"Combined Cycle",null,"FRCC","Florida",12,"Okeechobee",93,"12093",376.6,6267,2019,{"$nulls":4},"Natural Gas",{"$nulls":13},0.010999999999999954,0.010999999999999954,0.010999999999999954,0.010999999999999954]
["Okeechobee Clean Energy Center","60345_G_1C",60345,"G","1C",null,"Combined Cycle",null,"FRCC","Florida",12,"Okeechobee",93,"12093",376.6,6267,2019,{"$nulls":4},"Natural Gas",{"$nulls":13},0.010999999999999954,0.010999999999999954,0.010999999999999954,0.010999999999999954]
["CPV Fairview Energy Center","60589_G_GEN2",60589,"G","GEN2",null,"Combined Cycle",null,"PJM_PENE","Pennsylvania",42,"Cambria",21,"42021",342,6267,2020,{"$nulls":4},"Natural Gas",{"$nulls":13},0.010999999999999954,0.010999999999999954,0.010999999999999954,0.010999999999999954]
["Crystal River","628_G_CC1ST",628,"G","CC1ST",null,"Combined Cycle",null,"FRCC","Florida",12,"Citrus",17,"12017",328,6267,2018,{"$nulls":4},"Natural Gas",{"$nulls":13},0.010999999999999954,0.010999999999999954,0.010999999999999954,0.010999999999999954]
["Crystal River","628_G_CC2ST",628,"G","CC2ST",null,"Combined Cycle",null,"FRCC","Florida",12,"Citrus",17,"12017",328,6267,2018,{"$nulls":4},"Natural Gas",{"$nulls":13},0.010999999999999954,0.010999999999999954,0.010999999999999954,0.010999999999999954]
["Allen","3393_G_CTG1",3393,"G","CTG1",null,"Combined Cycle",null,"S_C_TVA","Tennessee",47,"Shelby",157,"47157",311.9,6267,2018,{"$nulls":4},"Natural Gas",{"$nulls":13},0.010999999999999954,0.010999999999999954,0.010999999999999954,0.010999999999999954]
["Allen","3393_G_CTG2",3393,"G","CTG2",null,"Combined Cycle",null,"S_C_TVA","Tennessee",47,"Shelby",157,"47157",311.9,6267,2018,{"$nulls":4},"Natural Gas",{"$nulls":13},0.010999999999999954,0.010999999999999954,0.010999999999999954,0.010999999999999954]
["Canal","1599_G_3",1599,"G","3",null,"Combustion Turbine",null,"NENGREST","Massachusetts",25,"Barnstable",1,"25001",330,9264,2019,{"$nulls":4},"Natural Gas",{"$nulls":13},0.010999999999999954,0.010999999999999954,0.010999999999999954,0.010999999999999954]
["Crystal River","628_G_1GTA",628,"G","1GTA",null,"Combined Cycle",null,"FRCC","Florida",12,"Citrus",17,"12017",244,6267,2018,{"$nulls":4},"Natural Gas",{"$nulls":13},0.010999999999999954,0.010999999999999954,0.010999999999999954,0.010999999999999954]
["Crystal River","628_G_1GTB",628,"G","1GTB",null,"Combined Cycle",null,"FRCC","Florida",12,"Citrus",17,"12017",244,6267,2018,{"$nulls":4},"Natural Gas",{"$nulls":13},0.010999999999999954,0.010999999999999954,0.010999999999999954,0.010999999999999954]
["Crystal River","628_G_2GTA",628,"G","2GTA",null,"Combined Cycle",null,"FRCC","Florida",12,"Citrus",17,"12017",244,6267,2018,{"$nulls":4},"Natural Gas",{"$nulls":13},0.010999999999999954,0.010999999999999954,0.010999999999999954,0.010999999999999954]
["Crystal River","628_G_2GTB",628,"G","2GTB",null,"Combined Cycle",null,"FRCC","Florida",12,"Citrus",17,"12017",244,6267,2018,{"$nulls":4},"Natural Gas",{"$nulls":13},0.010999999999999954,0.010999999999999954,0.010999999999999954,0.010999999999999954]
["Cricket Valley Energy","57185_G_U004",57185,"G","U004",null,"Combined Cycle",null,"NY_Z_G-I","New York",36,"Dutchess",27,"36027",263.3,6267,2020,{"$nulls":4},"Natural Gas",{"$nulls":13},0.010999999999999954,0.010999999999999954,0.010999999999999954,0.010999999999999954]
["Cricket Valley Energy","57185_G_U005",57185,"G","U005",null,"Combined Cycle",null,"NY_Z_G-I","New York",36,"Dutchess",27,"36027",263.3,6267,2020,{"$nulls":4},"Natural Gas",{"$nulls":13},0.010999999999999954,0.010999999999999954,0.010999999999999954,0.010999999999999954]
["Cricket Valley Energy","57185_G_U006",57185,"G","U006",null,"Combined Cycle",null,"NY_Z_G-I","New York",36,"Dutchess",27,"36027",263.3,6267,2020,{"$nulls":4},"Natural Gas",{"$nulls":13},0.010999999999999954,0.010999999999999954,0.010999999999999954,0.010999999999999954]
["Lake Charles Power","60927_G_1A",60927,"G","1A",null,"Combined Cycle",null,"MIS_S_WOTA","Louisiana",22,"Calcasieu",19,"22019",250,6267,2020,{"$nulls":4},"Natural Gas",{"$nulls":13},0.010999999999999954,0.010999999999999954,0.010999999999999954,0.010999999999999954]
["Lake Charles Power","60927_G_1B",60927,"G","1B",null,"Combined Cycle",null,"MIS_S_WOTA","Louisiana",22,"Calcasieu",19,"22019",250,6267,2020,{"$nulls":4},"Natural Gas",{"$nulls":13},0.010999999999999954,0.010999999999999954,0.010999999999999954,0.010999999999999954]
["AES Huntington Beach Energy Project","62116_G_1A",62116,"G","1A",null,"Combined Cycle",null,"WECC_SCE","California",6,"Orange",59,"06059",194,6267,2020,{"$nulls":4},"Natural Gas",{"$nulls":13},0.010999999999999954,0.010999999999999954,0.010999999999999954,0.010999999999999954]
["AES Huntington Beach Energy Project","62116_G_1B",62116,"G","1B",null,"Combined Cycle",null,"WECC_SCE","California",6,"Orange",59,"06059",194,6267,2020,{"$nulls":4},"Natural Gas",{"$nulls":13},0.010999999999999954,0.010999999999999954,0.010999999999999954,0.010999999999999954]
["AES Alamitos Energy Center","62115_G_1A",62115,"G","1A",null,"Combined Cycle",null,"WEC_LADW","California",6,"Los Angeles",37,"06037",194,6267,2020,{"$nulls":4},"Natural Gas",{"$nulls":13},0.010999999999999954,0.010999999999999954,0.010999999999999954,0.010999999999999954]
["AES Alamitos Energy Center","62115_G_1B",62115,"G","1B",null,"Combined Cycle",null,"WEC_LADW","California",6,"Los Angeles",37,"06037",194,6267,2020,{"$nulls":4},"Natural Gas",{"$nulls":13},0.010999999999999954,0.010999999999999954,0.010999999999999954,0.010999999999999954]
["AES Huntington Beach Energy Project","62116_G_1S",62116,"G","1S",null,"Combined Cycle",null,"WECC_SCE","California",6,"Orange",59,"06059",215,6267,2020,{"$nulls":4},"Natural Gas",{"$nulls":13},0.010999999999999954,0.010999999999999954,0.010999999999999954,0.010999999999999954]
["AES Alamitos Energy Center","62115_G_1S",62115,"G","1S",null,"Combined Cycle",null,"WEC_LADW","California",6,"Los Angeles",37,"06037",215,6267,2020,{"$nulls":4},"Natural Gas",{"$nulls":13},0.010999999999999954,0.010999999999999954,0.010999999999999954,0.010999999999999954]
["Cricket Valley Energy","57185_G_U001",57185,"G","U001",null,"Combined Cycle",null,"NY_Z_G-I","New York",36,"Dutchess",27,"36027",174.2,6267,2020,{"$nulls":4},"Natural Gas",{"$nulls":13},0.010999999999999954,0.010999999999999954,0.010999999999999954,0.010999999999999954]
["Cricket Valley Energy","57185_G_U002",57185,"G","U002",null,"Combined Cycle",null,"NY_Z_G-I","New York",36,"Dutchess",27,"36027",174.2,6267,2020,{"$nulls":4},"Natural Gas",{"$nulls":13},0.010999999999999954,0.010999999999999954,0.010999999999999954,0.010999999999999954]
["Cricket Valley Energy","57185_G_U003",57185,"G","U003",null,"Combined Cycle",null,"NY_Z_G-I","New York",36,"Dutchess",27,"36027",174.2,6267,2020,{"$nulls":4},"Natural Gas",{"$nulls":13},0.010999999999999954,0.010999999999999954,0.010999999999999954,0.010999999999999954]
["Ocotillo","116_G_GT4",116,"G","GT4",null,"Combustion Turbine",null,"WECC_AZ","Arizona",4,"Maricopa",13,"04013",104.7,9264,2019,{"$nulls":4},"Natural Gas",{"$nulls":13},0.010999999999999954,0.010999999999999954,0.010999999999999954,0.010999999999999954]
["Ocotillo","116_G_GT3",116,"G","GT3",null,"Combustion Turbine",null,"WECC_AZ","Arizona",4,"Maricopa",13,"04013",104.7,9264,2019,{"$nulls":4},"Natural Gas",{"$nulls":13},0.010999999999999954,0.010999999999999954,0.010999999999999954,0.010999999999999954]
["Carlsbad Energy Center","59002_G_CEC 6",59002,"G","CEC 6",null,"Combustion Turbine",null,"WEC_SDGE","California",6,"San Diego",73,"06073",105.5,9264,2018,{"$nulls":4},"Natural Gas",{"$nulls":13},0.010999999999999954,0.010999999999999954,0.010999999999999954,0.010999999999999954]
["Carlsbad Energy Center","59002_G_CEC 7",59002,"G","CEC 7",null,"Combustion Turbine",null,"WEC_SDGE","California",6,"San Diego",73,"06073",105.5,9264,2018,{"$nulls":4},"Natural Gas",{"$nulls":13},0.010999999999999954,0.010999999999999954,0.010999999999999954,0.010999999999999954]
["Carlsbad Energy Center","59002_G_CEC 8",59002,"G","CEC 8",null,"Combustion Turbine",null,"WEC_SDGE","California",6,"San Diego",73,"06073",105.5,9264,2018,{"$nulls":4},"Natural Gas",{"$nulls":13},0.010999999999999954,0.010999999999999954,0.010999999999999954,0.010999999999999954]
["Carlsbad Energy Center","59002_G_CEC 9",59002,"G","CEC 9",null,"Combustion Turbine",null,"WEC_SDGE","California",6,"San Diego",73,"06073",105.5,9264,2018,{"$nulls":4},"Natural Gas",{"$nulls":13},0.010999999999999954,0.010999999999999954,0.010999999999999954,0.010999999999999954]
["Carlsbad Energy Center","59002_G_CEC10",59002,"G","CEC10",null,"Combustion Turbine",null,"WEC_SDGE","California",6,"San Diego",73,"06073",105.5,9264,2018,{"$nulls":4},"Natural Gas",{"$nulls":13},0.010999999999999954,0.010999999999999954,0.010999999999999954,0.010999999999999954]
["Formosa Utility Venture Ltd","10554_G_3TBG1",10554,"G","3TBG1",null,"Combined Cycle",null,"ERC_REST","Texas",48,"Calhoun",57,"48057",97,6267,2019,{"$nulls":4},"Natural Gas",{"$nulls":13},0.010999999999999954,0.010999999999999954,0.010999999999999954,0.010999999999999954]
["Formosa Utility Venture Ltd","10554_G_3TBG2",10554,"G","3TBG2",null,"Combined Cycle",null,"ERC_REST","Texas",48,"Calhoun",57,"48057",97,6267,2019,{"$nulls":4},"Natural Gas",{"$nulls":13},0.010999999999999954,0.010999999999999954,0.010999999999999954,0.010999999999999954]
["Exelon West Medway II LLC","59882_G_4",59882,"G","4",null,"Combustion Turbine",null,"NENGREST","Massachusetts",25,"Norfolk",21,"25021",97.4,9264,2019,{"$nulls":4},"Natural Gas",{"$nulls":13},0.010999999999999954,0.010999999999999954,0.010999999999999954,0.010999999999999954]
["Exelon West Medway II LLC","59882_G_5",59882,"G","5",null,"Combustion Turbine",null,"NENGREST","Massachusetts",25,"Norfolk",21,"25021",97.4,9264,2019,{"$nulls":4},"Natural Gas",{"$nulls":13},0.010999999999999954,0.010999999999999954,0.010999999999999954,0.010999999999999954]
["Bayonne Energy Center","56964_G_GT10",56964,"G","GT10",null,"Combustion Turbine",null,"NY_Z_J","New Jersey",34,"Hudson",17,"34017",61.3,9264,2018,{"$nulls":4},"Natural Gas",{"$nulls":13},0.010999999999999954,0.010999999999999954,0.010999999999999954,0.010999999999999954]
["Bayonne Energy Center","56964_G_GT9",56964,"G","GT9",null,"Combustion Turbine",null,"NY_Z_J","New Jersey",34,"Hudson",17,"34017",61.3,9264,2018,{"$nulls":4},"Natural Gas",{"$nulls":13},0.010999999999999954,0.010999999999999954,0.010999999999999954,0.010999999999999954]
["Stanton Energy Reliability Center","60698_G_GT1",60698,"G","GT1",null,"Combustion Turbine",null,"WECC_SCE","California",6,"Orange",59,"06059",45.9,9264,2020,{"$nulls":4},"Natural Gas",{"$nulls":13},0.010999999999999954,0.010999999999999954,0.010999999999999954,0.010999999999999954]
["Stanton Energy Reliability Center","60698_G_GT2",60698,"G","GT2",null,"Combustion Turbine",null,"WECC_SCE","California",6,"Orange",59,"06059",45.9,9264,2020,{"$nulls":4},"Natural Gas",{"$nulls":13},0.010999999999999954,0.010999999999999954,0.010999999999999954,0.010999999999999954]
["Hinds Energy Facility","55218_G_H04BS",55218,"G","H04BS",null,"Combustion Turbine",null,"MIS_D_MS","Mississippi",28,"Hinds",49,"28049",36.4,9264,2019,{"$nulls":4},"Natural Gas",{"$nulls":13},0.010999999999999954,0.010999999999999954,0.010999999999999954,0.010999999999999954]
["Formosa Utility Venture Ltd","10554_G_3ST1",10554,"G","3ST1",null,"Combined Cycle",null,"ERC_REST","Texas",48,"Calhoun",57,"48057",38,6267,2019,{"$nulls":4},"Natural Gas",{"$nulls":13},0.010999999999999954,0.010999999999999954,0.010999999999999954,0.010999999999999954]
["Cheyenne Prairie Generating Station","57703_G_02B",57703,"G","02B",null,"Combustion Turbine",null,"WECC_WY","Wyoming",56,"Laramie",21,"56021",40,8907,2022,{"$nulls":4},"Natural Gas",{"$nulls":13},0.010999999999999954,0.010999999999999954,0.010999999999999954,0.010999999999999954]
["Cheyenne Prairie Generating Station","57703_G_03A",57703,"G","03A",null,"Combustion Turbine",null,"WECC_WY","Wyoming",56,"Laramie",21,"56021",40,8907,2022,{"$nulls":4},"Natural Gas",{"$nulls":13},0.010999999999999954,0.010999999999999954,0.010999999999999954,0.010999999999999954]
["New-Indy Ontario Mill","10427_G_GEN2",10427,"G","GEN2",null,"Combined Cycle",null,"WECC_SCE","California",6,"San Bernardino",71,"06071",29.4,6267,2019,{"$nulls":4},"Natural Gas",{"$nulls":13},0.010999999999999954,0.010999999999999954,0.010999999999999954,0.010999999999999954]
["NIH Cogeneration Facility","56668_G_CGT",56668,"G","CGT",null,"Combustion Turbine",null,"PJM_SMAC","Maryland",24,"Montgomery",31,"24031",27.6,9264,2018,{"$nulls":4},"Natural Gas",{"$nulls":13},0.010999999999999954,0.010999999999999954,0.010999999999999954,0.010999999999999954]
["Kimberly Clark Mobile - CHP Plant","62449_G_GT100",62449,"G","GT100",null,"Combustion Turbine",null,"S_SOU","Alabama",1,"Mobile",97,"01097",21.8,9264,2019,{"$nulls":4},"Natural Gas",{"$nulls":13},0.010999999999999954,0.010999999999999954,0.010999999999999954,0.010999999999999954]
["Kimberly Clark Mobile - CHP Plant","62449_G_GT200",62449,"G","GT200",null,"Combustion Turbine",null,"S_SOU","Alabama",1,"Mobile",97,"01097",21.8,9264,2019,{"$nulls":4},"Natural Gas",{"$nulls":13},0.010999999999999954,0.010999999999999954,0.010999999999999954,0.010999999999999954]
["H Wilson Sundt Generating Station","126_G_RIC1",126,"G","RIC1",null,"Combustion Turbine","IC","WECC_AZ","Arizona",4,"Pima",19,"04019",18.2,9264,2020,{"$nulls":4},"Natural Gas",{"$nulls":13},0.010999999999999954,0.010999999999999954,0.010999999999999954,0.010999999999999954]
["H Wilson Sundt Generating Station","126_G_RIC10",126,"G","RIC10",null,"Combustion Turbine","IC","WECC_AZ","Arizona",4,"Pima",19,"04019",18.2,9264,2020,{"$nulls":4},"Natural Gas",{"$nulls":13},0.010999999999999954,0.010999999999999954,0.010999999999999954,0.010999999999999954]
["H Wilson Sundt Generating Station","126_G_RIC2",126,"G","RIC2",null,"Combustion Turbine","IC","WECC_AZ","Arizona",4,"Pima",19,"04019",18.2,9264,2020,{"$nulls":4},"Natural Gas",{"$nulls":13},0.010999999999999954,0.010999999999999954,0.010999999999999954,0.010999999999999954]
["H Wilson Sundt Generating Station","126_G_RIC3",126,"G","RIC3",null,"Combustion Turbine","IC","WECC_AZ","Arizona",4,"Pima",19,"04019",18.2,9264,2020,{"$nulls":4},"Natural Gas",{"$nulls":13},0.010999999999999954,0.010999999999999954,0.010999999999999954,0.010999999999999954]
["H Wilson Sundt Generating Station","126_G_RIC4",126,"G","RIC4",null,"Combustion Turbine","IC","WECC_AZ","Arizona",4,"Pima",19,"04019",18.2,9264,2020,{"$nulls":4},"Natural Gas",{"$nulls":13},0.010999999999999954,0.010999999999999954,0.010999999999999954,0.010999999999999954]
["H Wilson Sundt Generating Station","126_G_RIC5",126,"G","RIC5",null,"Combustion Turbine","IC","WECC_AZ","Arizona",4,"Pima",19,"04019",18.2,9264,2020,{"$nulls":4},"Natural Gas",{"$nulls":13},0.010999999999999954,0.010999999999999954,0.010999999999999954,0.010999999999999954]
["H Wilson Sundt Generating Station","126_G_RIC6",126,"G","RIC6",null,"Combustion Turbine","IC","WECC_AZ","Arizona",4,"Pima",19,"04019",18.2,9264,2020,{"$nulls":4},"Natural Gas",{"$nulls":13},0.010999999999999954,0.010999999999999954,0.010999999999999954,0.010999999999999954]
["H Wilson Sundt Generating Station","126_G_RIC7",126,"G","RIC7",null,"Combustion Turbine","IC","WECC_AZ","Arizona",4,"Pima",19,"04019",18.2,9264,2020,{"$nulls":4},"Natural Gas",{"$nulls":13},0.010999999999999954,0.010999999999999954,0.010999999999999954,0.010999999999999954]
["H Wilson Sundt Generating Station","126_G_RIC8",126,"G","RIC8",null,"Combustion Turbine","IC","WECC_AZ","Arizona",4,"Pima",19,"04019",18.2,9264,2020,{"$nulls":4},"Natural Gas",{"$nulls":13},0.010999999999999954,0.010999999999999954,0.010999999999999954,0.010999999999999954]
["H Wilson Sundt Generating Station","126_G_RIC9",126,"G","RIC9",null,"Combustion Turbine","IC","WECC_AZ","Arizona",4,"Pima",19,"04019",18.2,9264,2020,{"$nulls":4},"Natural Gas",{"$nulls":13},0.010999999999999954,0.010999999999999954,0.010999999999999954,0.010999999999999954]
["A.J. Mihm Generating Station","61391_G_M1",61391,"G","M1",null,"Combustion Turbine","IC","MIS_WUMS","Michigan",26,"Baraga",13,"26013",18.3,9264,2019,{"$nulls":4},"Natural Gas",{"$nulls":13},0.010999999999999954,0.010999999999999954,0.010999999999999954,0.010999999999999954]
["A.J. Mihm Generating Station","61391_G_M2",61391,"G","M2",null,"Combustion Turbine","IC","MIS_WUMS","Michigan",26,"Baraga",13,"26013",18.3,9264,2019,{"$nulls":4},"Natural Gas",{"$nulls":13},0.010999999999999954,0.010999999999999954,0.010999999999999954,0.010999999999999954]
["A.J. Mihm Generating Station","61391_G_M3",61391,"G","M3",null,"Combustion Turbine","IC","MIS_WUMS","Michigan",26,"Baraga",13,"26013",18.3,9264,2019,{"$nulls":4},"Natural Gas",{"$nulls":13},0.010999999999999954,0.010999999999999954,0.010999999999999954,0.010999999999999954]
["F.D. Kuester Generating Station","61392_G_K1",61392,"G","K1",null,"Combustion Turbine","IC","MIS_WUMS","Michigan",26,"Marquette",103,"26103",18.3,9264,2019,{"$nulls":4},"Natural Gas",{"$nulls":13},0.010999999999999954,0.010999999999999954,0.010999999999999954,0.010999999999999954]
["F.D. Kuester Generating Station","61392_G_K2",61392,"G","K2",null,"Combustion Turbine","IC","MIS_WUMS","Michigan",26,"Marquette",103,"26103",18.3,9264,2019,{"$nulls":4},"Natural Gas",{"$nulls":13},0.010999999999999954,0.010999999999999954,0.010999999999999954,0.010999999999999954]
["F.D. Kuester Generating Station","61392_G_K3",61392,"G","K3",null,"Combustion Turbine","IC","MIS_WUMS","Michigan",26,"Marquette",103,"26103",18.3,9264,2019,{"$nulls":4},"Natural Gas",{"$nulls":13},0.010999999999999954,0.010999999999999954,0.010999999999999954,0.010999999999999954]
["F.D. Kuester Generating Station","61392_G_K4",61392,"G","K4",null,"Combustion Turbine","IC","MIS_WUMS","Michigan",26,"Marquette",103,"26103",18.3,9264,2019,{"$nulls":4},"Natural Gas",{"$nulls":13},0.010999999999999954,0.010999999999999954,0.010999999999999954,0.010999999999999954]
["F.D. Kuester Generating Station","61392_G_K5",61392,"G","K5",null,"Combustion Turbine","IC","MIS_WUMS","Michigan",26,"Marquette",103,"26103",18.3,9264,2019,{"$nulls":4},"Natural Gas",{"$nulls":13},0.010999999999999954,0.010999999999999954,0.010999999999999954,0.010999999999999954]
["F.D. Kuester Generating Station","61392_G_K6",61392,"G","K6",null,"Combustion Turbine","IC","MIS_WUMS","Michigan",26,"Marquette",103,"26103",18.3,9264,2019,{"$nulls":4},"Natural Gas",{"$nulls":13},0.010999999999999954,0.010999999999999954,0.010999999999999954,0.010999999999999954]
["F.D. Kuester Generating Station","61392_G_K7",61392,"G","K7",null,"Combustion Turbine","IC","MIS_WUMS","Michigan",26,"Marquette",103,"26103",18.3,9264,2019,{"$nulls":4},"Natural Gas",{"$nulls":13},0.010999999999999954,0.010999999999999954,0.010999999999999954,0.010999999999999954]
["Arvah B Hopkins","688_G_IC1",688,"G","IC1",null,"Combustion Turbine","IC","FRCC","Florida",12,"Leon",73,"12073",18.5,9264,2019,{"$nulls":4},"Natural Gas",{"$nulls":13},0.010999999999999954,0.010999999999999954,0.010999999999999954,0.010999999999999954]
["Arvah B Hopkins","688_G_IC2",688,"G","IC2",null,"Combustion Turbine","IC","FRCC","Florida",12,"Leon",73,"12073",18.5,9264,2019,{"$nulls":4},"Natural Gas",{"$nulls":13},0.010999999999999954,0.010999999999999954,0.010999999999999954,0.010999999999999954]
["Arvah B Hopkins","688_G_IC3",688,"G","IC3",null,"Combustion Turbine","IC","FRCC","Florida",12,"Leon",73,"12073",18.5,9264,2019,{"$nulls":4},"Natural Gas",{"$nulls":13},0.010999999999999954,0.010999999999999954,0.010999999999999954,0.010999999999999954]
["Arvah B Hopkins","688_G_IC4",688,"G","IC4",null,"Combustion Turbine","IC","FRCC","Florida",12,"Leon",73,"12073",18.5,9264,2019,{"$nulls":4},"Natural Gas",{"$nulls":13},0.010999999999999954,0.010999999999999954,0.010999999999999954,0.010999999999999954]
["Denton Energy Center","61643_G_DEC1",61643,"G","DEC1",null,"Combustion Turbine","IC","ERC_REST","Texas",48,"Denton",121,"48121",18.8,9264,2018,{"$nulls":4},"Natural Gas",{"$nulls":13},0.010999999999999954,0.010999999999999954,0.010999999999999954,0.010999999999999954]
["Denton Energy Center","61643_G_DEC10",61643,"G","DEC10",null,"Combustion Turbine","IC","ERC_REST","Texas",48,"Denton",121,"48121",18.8,9264,2018,{"$nulls":4},"Natural Gas",{"$nulls":13},0.010999999999999954,0.010999999999999954,0.010999999999999954,0.010999999999999954]
["Denton Energy Center","61643_G_DEC11",61643,"G","DEC11",null,"Combustion Turbine","IC","ERC_REST","Texas",48,"Denton",121,"48121",18.8,9264,2018,{"$nulls":4},"Natural Gas",{"$nulls":13},0.010999999999999954,0.010999999999999954,0.010999999999999954,0.010999999999999954]
["Denton Energy Center","61643_G_DEC12",61643,"G","DEC12",null,"Combustion Turbine","IC","ERC_REST","Texas",48,"Denton",121,"48121",18.8,9264,2018,{"$nulls":4},"Natural Gas",{"$nulls":13},0.010999999999999954,0.010999999999999954,0.010999999999999954,0.010999999999999954]
["Denton Energy Center","61643_G_DEC2",61643,"G","DEC2",null,"Combustion Turbine","IC","ERC_REST","Texas",48,"Denton",121,"48121",18.8,9264,2018,{"$nulls":4},"Natural Gas",{"$nulls":13},0.010999999999999954,0.010999999999999954,0.010999999999999954,0.010999999999999954]
["Denton Energy Center","61643_G_DEC3",61643,"G","DEC3",null,"Combustion Turbine","IC","ERC_REST","Texas",48,"Denton",121,"48121",18.8,9264,2018,{"$nulls":4},"Natural Gas",{"$nulls":13},0.010999999999999954,0.010999999999999954,0.010999999999999954,0.010999999999999954]
["Denton Energy Center","61643_G_DEC4",61643,"G","DEC4",null,"Combustion Turbine","IC","ERC_REST","Texas",48,"Denton",121,"48121",18.8,9264,2018,{"$nulls":4},"Natural Gas",{"$nulls":13},0.010999999999999954,0.010999999999999954,0.010999999999999954,0.010999999999999954]
["Denton Energy Center","61643_G_DEC5",61643,"G","DEC5",null,"Combustion Turbine","IC","ERC_REST","Texas",48,"Denton",121,"48121",18.8,9264,2018,{"$nulls":4},"Natural Gas",{"$nulls":13},0.010999999999999954,0.010999999999999954,0.010999999999999954,0.010999999999999954]
["Denton Energy Center","61643_G_DEC6",61643,"G","DEC6",null,"Combustion Turbine","IC","ERC_REST","Texas",48,"Denton",121,"48121",18.8,9264,2018,{"$nulls":4},"Natural Gas",{"$nulls":13},0.010999999999999954,0.010999999999999954,0.010999999999999954,0.010999999999999954]
["Denton Energy Center","61643_G_DEC7",61643,"G","DEC7",null,"Combustion Turbine","IC","ERC_REST","Texas",48,"Denton",121,"48121",18.8,9264,2018,{"$nulls":4},"Natural Gas",{"$nulls":13},0.010999999999999954,0.010999999999999954,0.010999999999999954,0.010999999999999954]
["Denton Energy Center","61643_G_DEC8",61643,"G","DEC8",null,"Combustion Turbine","IC","ERC_REST","Texas",48,"Denton",121,"48121",18.8,9264,2018,{"$nulls":4},"Natural Gas",{"$nulls":13},0.010999999999999954,0.010999999999999954,0.010999999999999954,0.010999999999999954]
["Denton Energy Center","61643_G_DEC9",61643,"G","DEC9",null,"Combustion Turbine","IC","ERC_REST","Texas",48,"Denton",121,"48121",18.8,9264,2018,{"$nulls":4},"Natural Gas",{"$nulls":13},0.010999999999999954,0.010999999999999954,0.010999999999999954,0.010999999999999954]
["Chester Operations","50410_G_6",50410,"G","6",null,"Combined Cycle",null,"PJM_EMAC","Pennsylvania",42,"Delaware",45,"42045",14.1,6267,2019,{"$nulls":4},"Natural Gas",{"$nulls":13},0.010999999999999954,0.010999999999999954,0.010999999999999954,0.010999999999999954]
["Nantucket","1615_G_18",1615,"G","18",null,"Combustion Turbine",null,"NENGREST","Massachusetts",25,"Nantucket",19,"25019",13.5,9264,2019,{"$nulls":4},"Distillate Fuel Oil",{"$nulls":13},0.010999999999999954,0.010999999999999954,0.010999999999999954,0.010999999999999954]
["Dearborn Energy Center","62289_G_GTG-1",62289,"G","GTG-1",null,"Combined Cycle",null,"MIS_LMI","Michigan",26,"Wayne",163,"26163",15,6267,2019,{"$nulls":4},"Natural Gas",{"$nulls":13},0.010999999999999954,0.010999999999999954,0.010999999999999954,0.010999999999999954]
["Dearborn Energy Center","62289_G_GTG-2",62289,"G","GTG-2",null,"Combined Cycle",null,"MIS_LMI","Michigan",26,"Wayne",163,"26163",15,6267,2019,{"$nulls":4},"Natural Gas",{"$nulls":13},0.010999999999999954,0.010999999999999954,0.010999999999999954,0.010999999999999954]
["Hutchinson Plant #1","1980_G_11",1980,"G","11",null,"Combustion Turbine","IC","MIS_MNWI","Minnesota",27,"McLeod",85,"27085",9.8,9264,2019,{"$nulls":4},"Natural Gas",{"$nulls":13},0.010999999999999954,0.010999999999999954,0.010999999999999954,0.010999999999999954]
["Hutchinson Plant #1","1980_G_12",1980,"G","12",null,"Combustion Turbine","IC","MIS_MNWI","Minnesota",27,"McLeod",85,"27085",9.8,9264,2019,{"$nulls":4},"Natural Gas",{"$nulls":13},0.010999999999999954,0.010999999999999954,0.010999999999999954,0.010999999999999954]
["Westside Energy Station","60564_G_WES1",60564,"G","WES1",null,"Combustion Turbine","IC","MIS_MNWI","Minnesota",27,"Olmsted",109,"27109",9.3,9264,2018,{"$nulls":4},"Natural Gas",{"$nulls":13},0.010999999999999954,0.010999999999999954,0.010999999999999954,0.010999999999999954]
["Westside Energy Station","60564_G_WES2",60564,"G","WES2",null,"Combustion Turbine","IC","MIS_MNWI","Minnesota",27,"Olmsted",109,"27109",9.3,9264,2018,{"$nulls":4},"Natural Gas",{"$nulls":13},0.010999999999999954,0.010999999999999954,0.010999999999999954,0.010999999999999954]
["Westside Energy Station","60564_G_WES3",60564,"G","WES3",null,"Combustion Turbine","IC","MIS_MNWI","Minnesota",27,"Olmsted",109,"27109",9.3,9264,2018,{"$nulls":4},"Natural Gas",{"$nulls":13},0.010999999999999954,0.010999999999999954,0.010999999999999954,0.010999999999999954]
["Westside Energy Station","60564_G_WES4",60564,"G","WES4",null,"Combustion Turbine","IC","MIS_MNWI","Minnesota",27,"Olmsted",109,"27109",9.3,9264,2018,{"$nulls":4},"Natural Gas",{"$nulls":13},0.010999999999999954,0.010999999999999954,0.010999999999999954,0.010999999999999954]
["Westside Energy Station","60564_G_WES5",60564,"G","WES5",null,"Combustion Turbine","IC","MIS_MNWI","Minnesota",27,"Olmsted",109,"27109",9.3,9264,2018,{"$nulls":4},"Natural Gas",{"$nulls":13},0.010999999999999954,0.010999999999999954,0.010999999999999954,0.010999999999999954]
["Sub 12","61080_G_IC1",61080,"G","IC1",null,"Combustion Turbine","IC","FRCC","Florida",12,"Leon",73,"12073",9.3,9264,2018,{"$nulls":4},"Natural Gas",{"$nulls":13},0.010999999999999954,0.010999999999999954,0.010999999999999954,0.010999999999999954]
["Sub 12","61080_G_IC2",61080,"G","IC2",null,"Combustion Turbine","IC","FRCC","Florida",12,"Leon",73,"12073",9.3,9264,2018,{"$nulls":4},"Natural Gas",{"$nulls":13},0.010999999999999954,0.010999999999999954,0.010999999999999954,0.010999999999999954]
["Sikorsky Aircraft CHP","61703_G_TG-1",61703,"G","TG-1",null,"Combustion Turbine",null,"NENG_CT","Connecticut",9,"Fairfield",1,"09001",10.3,9264,2011,{"$nulls":4},"Natural Gas",{"$nulls":13},0.010999999999999954,0.010999999999999954,0.010999999999999954,0.010999999999999954]
["Toray Plastic America's CHP Plant","61857_G_CG1",61857,"G","CG1",null,"Combustion Turbine",null,"NENGREST","Rhode Island",44,"Washington",9,"44009",6.8,9264,2003,{"$nulls":4},"Natural Gas",{"$nulls":13},0.010999999999999954,0.010999999999999954,0.010999999999999954,0.010999999999999954]
["Toray Plastic America's CHP Plant","61857_G_KG18",61857,"G","KG18",null,"Combustion Turbine","IC","NENGREST","Rhode Island",44,"Washington",9,"44009",7.5,9264,2014,{"$nulls":4},"Natural Gas",{"$nulls":13},0.010999999999999954,0.010999999999999954,0.010999999999999954,0.010999999999999954]
["4710 Hosting","62162_G_4710",62162,"G","4710",null,"Combustion Turbine","IC","MIS_MNWI","Minnesota",27,"Olmsted",109,"27109",5,9264,2012,{"$nulls":4},"Distillate Fuel Oil",{"$nulls":13},0.010999999999999954,0.010999999999999954,0.010999999999999954,0.010999999999999954]
["ACB Energy Parntners LLC - MTF Cogen","62492_G_ACB-1",62492,"G","ACB-1",null,"Combustion Turbine",null,"PJM_EMAC","New Jersey",34,"Atlantic",1,"34001",7.1,9264,2010,{"$nulls":4},"Natural Gas",{"$nulls":13},0.010999999999999954,0.010999999999999954,0.010999999999999954,0.010999999999999954]
["Georgia-Pacific Taylorsville Plywood","61927_G_CTG1",61927,"G","CTG1",null,"Combustion Turbine",null,"MIS_D_MS","Mississippi",28,"Smith",129,"28129",6.2,9264,2018,{"$nulls":4},"Natural Gas",{"$nulls":13},0.010999999999999954,0.010999999999999954,0.010999999999999954,0.010999999999999954]
["NCSU CCUP Cogeneration Plant","61675_G_CTG1",61675,"G","CTG1",null,"Combustion Turbine",null,"S_VACA","North Carolina",37,"Wake",183,"37183",5.6,9264,2019,{"$nulls":4},"Natural Gas",{"$nulls":13},0.010999999999999954,0.010999999999999954,0.010999999999999954,0.010999999999999954]
["NCSU Cates Cogeneration Plant","61676_G_CTG1",61676,"G","CTG1",null,"Combustion Turbine",null,"S_VACA","North Carolina",37,"Wake",183,"37183",4.7,9264,2012,{"$nulls":4},"Natural Gas",{"$nulls":13},0.010999999999999954,0.010999999999999954,0.010999999999999954,0.010999999999999954]
["NCSU Cates Cogeneration Plant","61676_G_CTG2",61676,"G","CTG2",null,"Combustion Turbine",null,"S_VACA","North Carolina",37,"Wake",183,"37183",4.7,9264,2012,{"$nulls":4},"Natural Gas",{"$nulls":13},0.010999999999999954,0.010999999999999954,0.010999999999999954,0.010999999999999954]
["University of Notre Dame","50366_G_GT1",50366,"G","GT1",null,"Combustion Turbine",null,"PJM_West","Indiana",18,"St Joseph",141,"18141",5.6,9264,2019,{"$nulls":4},"Natural Gas",{"$nulls":13},0.010999999999999954,0.010999999999999954,0.010999999999999954,0.010999999999999954]
["University of Notre Dame","50366_G_GT2",50366,"G","GT2",null,"Combustion Turbine",null,"PJM_West","Indiana",18,"St Joseph",141,"18141",5.6,9264,2019,{"$nulls":4},"Natural Gas",{"$nulls":13},0.010999999999999954,0.010999999999999954,0.010999999999999954,0.010999999999999954]
["Dearborn Energy Center","62289_G_STG-1",62289,"G","STG-1",null,"Combined Cycle",null,"MIS_LMI","Michigan",26,"Wayne",163,"26163",5,6267,2019,{"$nulls":4},"Natural Gas",{"$nulls":13},0.010999999999999954,0.010999999999999954,0.010999999999999954,0.010999999999999954]
["Toray Plastic America's CHP Plant","61857_G_KG12",61857,"G","KG12",null,"Combustion Turbine","IC","NENGREST","Rhode Island",44,"Washington",9,"44009",5,9264,2014,{"$nulls":4},"Natural Gas",{"$nulls":13},0.010999999999999954,0.010999999999999954,0.010999999999999954,0.010999999999999954]
["Berry NMW Cogens","62176_G_21Z",62176,"G","21Z",null,"Combustion Turbine",null,"WECC_SCE","California",6,"Kern",29,"06029",5.7,9264,2017,{"$nulls":4},"Natural Gas",{"$nulls":13},0.010999999999999954,0.010999999999999954,0.010999999999999954,0.010999999999999954]
["Berry NMW Cogens","62176_G_PF",62176,"G","PF",null,"Combustion Turbine",null,"WECC_SCE","California",6,"Kern",29,"06029",5.7,9264,2017,{"$nulls":4},"Natural Gas",{"$nulls":13},0.010999999999999954,0.010999999999999954,0.010999999999999954,0.010999999999999954]
["Princeton Energy Center, LLC","61822_G_GT1",61822,"G","GT1",null,"Combustion Turbine",null,"PJM_EMAC","New Jersey",34,"Middlesex",23,"34023",4.4,9264,2012,{"$nulls":4},"Natural Gas",{"$nulls":13},0.010999999999999954,0.010999999999999954,0.010999999999999954,0.010999999999999954]
["Wolf Run Energy","61263_G_GEN4",61263,"G","GEN4",null,"Combustion Turbine","IC","PJM_PENE","Pennsylvania",42,"Bradford",15,"42015",4.4,9264,2019,{"$nulls":4},"Natural Gas",{"$nulls":13},0.010999999999999954,0.010999999999999954,0.010999999999999954,0.010999999999999954]
["Wolf Run Energy","61263_G_GEN5",61263,"G","GEN5",null,"Combustion Turbine","IC","PJM_PENE","Pennsylvania",42,"Bradford",15,"42015",4.4,9264,2019,{"$nulls":4},"Natural Gas",{"$nulls":13},0.010999999999999954,0.010999999999999954,0.010999999999999954,0.010999999999999954]
["Pine Street","7806_G_7",7806,"G","7",null,"Combustion Turbine","IC","MIS_LMI","Michigan",26,"Huron",63,"26063",4.4,9264,2019,{"$nulls":4},"Natural Gas",{"$nulls":13},0.010999999999999954,0.010999999999999954,0.010999999999999954,0.010999999999999954]
["Golden Renewable Energy, LLC","61632_G_GREMC",61632,"G","GREMC",null,"Combustion Turbine",null,"MIS_IA","Iowa",19,"Cerro Gordo",33,"19033",4.3,9264,2017,{"$nulls":4},"Natural Gas",{"$nulls":13},0.010999999999999954,0.010999999999999954,0.010999999999999954,0.010999999999999954]
["SunSelect1","61754_G_1",61754,"G","1",null,"Combustion Turbine","IC","WECC_SCE","California",6,"Kern",29,"06029",2,9264,2018,{"$nulls":4},"Natural Gas",{"$nulls":13},0.010999999999999954,0.010999999999999954,0.010999999999999954,0.010999999999999954]
["Naval Sub Base New London Fuel Cell","61743_G_MMH2",61743,"G","MMH2",null,"Fuel Cell",null,"NENG_CT","Connecticut",9,"New London",11,"09011",3.7,8653,2019,{"$nulls":4},"Natural Gas",{"$nulls":13},0,0,0,0]
["Naval Sub Base New London Fuel Cell","61743_G_MMH3",61743,"G","MMH3",null,"Fuel Cell",null,"NENG_CT","Connecticut",9,"New London",11,"09011",3.7,8653,2019,{"$nulls":4},"Natural Gas",{"$nulls":13},0,0,0,0]
["MCRD Parris Island PV","61956_G_CHPP",61956,"G","CHPP",null,"Combustion Turbine",null,"S_VACA","South Carolina",45,"Beaufort",13,"45013",3.5,9264,2019,{"$nulls":4},"Natural Gas",{"$nulls":13},0.010999999999999954,0.010999999999999954,0.010999999999999954,0.010999999999999954]
["Pine Street","7806_G_8",7806,"G","8",null,"Combustion Turbine","IC","MIS_LMI","Michigan",26,"Huron",63,"26063",3.3,9264,2019,{"$nulls":4},"Natural Gas",{"$nulls":13},0.010999999999999954,0.010999999999999954,0.010999999999999954,0.010999999999999954]
["SunSelect1","61754_G_2",61754,"G","2",null,"Combustion Turbine","IC","WECC_SCE","California",6,"Kern",29,"06029",3.3,9264,2018,{"$nulls":4},"Natural Gas",{"$nulls":13},0.010999999999999954,0.010999999999999954,0.010999999999999954,0.010999999999999954]
["Coal Creek","6030_G_4",6030,"G","4",null,"Combustion Turbine","IC","MIS_MNWI","North Dakota",38,"McLean",55,"38055",3,9264,2016,{"$nulls":4},"Distillate Fuel Oil",{"$nulls":13},0.010999999999999954,0.010999999999999954,0.010999999999999954,0.010999999999999954]
["Coal Creek","6030_G_5",6030,"G","5",null,"Combustion Turbine","IC","MIS_MNWI","North Dakota",38,"McLean",55,"38055",3,9264,2016,{"$nulls":4},"Distillate Fuel Oil",{"$nulls":13},0.010999999999999954,0.010999999999999954,0.010999999999999954,0.010999999999999954]
["Johnson","6579_G_CAT8",6579,"G","CAT8",null,"Combustion Turbine","IC","SPP_N","Kansas",20,"Stanton",187,"20187",3,9264,2017,{"$nulls":4},"Distillate Fuel Oil",{"$nulls":13},0.010999999999999954,0.010999999999999954,0.010999999999999954,0.010999999999999954]
["Johnson","6579_G_CAT9",6579,"G","CAT9",null,"Combustion Turbine","IC","SPP_N","Kansas",20,"Stanton",187,"20187",3,9264,2017,{"$nulls":4},"Distillate Fuel Oil",{"$nulls":13},0.010999999999999954,0.010999999999999954,0.010999999999999954,0.010999999999999954]
["Tulare WWTP BioMat Fuel Cell","61846_G_MM27",61846,"G","MM27",null,"Fuel Cell",null,"WECC_SCE","California",6,"Tulare",107,"06107",2.8,8653,2019,{"$nulls":4},"Natural Gas",{"$nulls":13},0,0,0,0]
["Carlyle","936_G_11",936,"G","11",null,"Combustion Turbine","IC","MIS_IL","Illinois",17,"Clinton",27,"17027",2.8,9264,2019,{"$nulls":4},"Distillate Fuel Oil",{"$nulls":13},0.010999999999999954,0.010999999999999954,0.010999999999999954,0.010999999999999954]
["MCRD Parris Island PV","61956_G_BAKUP",61956,"G","BAKUP",null,"Combustion Turbine","IC","S_VACA","South Carolina",45,"Beaufort",13,"45013",2.5,9264,2019,{"$nulls":4},"Distillate Fuel Oil",{"$nulls":13},0.010999999999999954,0.010999999999999954,0.010999999999999954,0.010999999999999954]
["Bolthouse Farms Fuel Cell","61845_G_MM28",61845,"G","MM28",null,"Fuel Cell",null,"WECC_SCE","California",6,"Kern",29,"06029",2.5,8653,2019,{"$nulls":4},"Natural Gas",{"$nulls":13},0,0,0,0]
["Bolthouse Farms Fuel Cell","61845_G_MM29",61845,"G","MM29",null,"Fuel Cell",null,"WECC_SCE","California",6,"Kern",29,"06029",2.5,8653,2019,{"$nulls":4},"Natural Gas",{"$nulls":13},0,0,0,0]
["Regeneron Pharmaceuticals Inc.","62423_G_765G1",62423,"G","765G1",null,"Combustion Turbine","IC","NY_Z_G-I","New York",36,"Westchester",119,"36119",2.5,9264,2016,{"$nulls":4},"Distillate Fuel Oil",{"$nulls":13},0.010999999999999954,0.010999999999999954,0.010999999999999954,0.010999999999999954]
["Mt.Sinai-St.Lukes Roosevelt Hosp. Center","62453_G_EG3",62453,"G","EG3",null,"Combustion Turbine","IC","NY_Z_G-I","New York",36,"Westchester",119,"36119",2.5,9264,2015,{"$nulls":4},"Distillate Fuel Oil",{"$nulls":13},0.010999999999999954,0.010999999999999954,0.010999999999999954,0.010999999999999954]
["Mt.Sinai-St.Lukes Roosevelt Hosp. Center","62453_G_EG4",62453,"G","EG4",null,"Combustion Turbine","IC","NY_Z_G-I","New York",36,"Westchester",119,"36119",2.5,9264,2015,{"$nulls":4},"Distillate Fuel Oil",{"$nulls":13},0.010999999999999954,0.010999999999999954,0.010999999999999954,0.010999999999999954]
["SC 1 Data Center, Phase 2","59074_G_17A",59074,"G","17A",null,"Combustion Turbine","IC","WEC_CALN","California",6,"Santa Clara",85,"06085",2.3,9264,2017,{"$nulls":4},"Distillate Fuel Oil",{"$nulls":13},0.010999999999999954,0.010999999999999954,0.010999999999999954,0.010999999999999954]
["SC 1 Data Center, Phase 2","59074_G_17B",59074,"G","17B",null,"Combustion Turbine","IC","WEC_CALN","California",6,"Santa Clara",85,"06085",2.3,9264,2017,{"$nulls":4},"Distillate Fuel Oil",{"$nulls":13},0.010999999999999954,0.010999999999999954,0.010999999999999954,0.010999999999999954]
["SC 1 Data Center, Phase 2","59074_G_18A",59074,"G","18A",null,"Combustion Turbine","IC","WEC_CALN","California",6,"Santa Clara",85,"06085",2.3,9264,2017,{"$nulls":4},"Distillate Fuel Oil",{"$nulls":13},0.010999999999999954,0.010999999999999954,0.010999999999999954,0.010999999999999954]
["SC 1 Data Center, Phase 2","59074_G_18B",59074,"G","18B",null,"Combustion Turbine","IC","WEC_CALN","California",6,"Santa Clara",85,"06085",2.3,9264,2017,{"$nulls":4},"Distillate Fuel Oil",{"$nulls":13},0.010999999999999954,0.010999999999999954,0.010999999999999954,0.010999999999999954]
["SC 1 Data Center, Phase 2","59074_G_19A",59074,"G","19A",null,"Combustion Turbine","IC","WEC_CALN","California",6,"Santa Clara",85,"06085",2.3,9264,2017,{"$nulls":4},"Distillate Fuel Oil",{"$nulls":13},0.010999999999999954,0.010999999999999954,0.010999999999999954,0.010999999999999954]
["SC 1 Data Center, Phase 2","59074_G_19B",59074,"G","19B",null,"Combustion Turbine","IC","WEC_CALN","California",6,"Santa Clara",85,"06085",2.3,9264,2017,{"$nulls":4},"Distillate Fuel Oil",{"$nulls":13},0.010999999999999954,0.010999999999999954,0.010999999999999954,0.010999999999999954]
["SC 1 Data Center, Phase 2","59074_G_20A",59074,"G","20A",null,"Combustion Turbine","IC","WEC_CALN","California",6,"Santa Clara",85,"06085",2.3,9264,2017,{"$nulls":4},"Distillate Fuel Oil",{"$nulls":13},0.010999999999999954,0.010999999999999954,0.010999999999999954,0.010999999999999954]
["SC 1 Data Center, Phase 2","59074_G_20B",59074,"G","20B",null,"Combustion Turbine","IC","WEC_CALN","California",6,"Santa Clara",85,"06085",2.3,9264,2017,{"$nulls":4},"Distillate Fuel Oil",{"$nulls":13},0.010999999999999954,0.010999999999999954,0.010999999999999954,0.010999999999999954]
["SC 1 Data Center, Phase 2","59074_G_21A",59074,"G","21A",null,"Combustion Turbine","IC","WEC_CALN","California",6,"Santa Clara",85,"06085",2.3,9264,2017,{"$nulls":4},"Distillate Fuel Oil",{"$nulls":13},0.010999999999999954,0.010999999999999954,0.010999999999999954,0.010999999999999954]
["SC 1 Data Center, Phase 2","59074_G_21B",59074,"G","21B",null,"Combustion Turbine","IC","WEC_CALN","California",6,"Santa Clara",85,"06085",2.3,9264,2017,{"$nulls":4},"Distillate Fuel Oil",{"$nulls":13},0.010999999999999954,0.010999999999999954,0.010999999999999954,0.010999999999999954]
["SC 1 Data Center, Phase 2","59074_G_22A",59074,"G","22A",null,"Combustion Turbine","IC","WEC_CALN","California",6,"Santa Clara",85,"06085",2.3,9264,2017,{"$nulls":4},"Distillate Fuel Oil",{"$nulls":13},0.010999999999999954,0.010999999999999954,0.010999999999999954,0.010999999999999954]
["SC 1 Data Center, Phase 2","59074_G_22B",59074,"G","22B",null,"Combustion Turbine","IC","WEC_CALN","California",6,"Santa Clara",85,"06085",2.3,9264,2017,{"$nulls":4},"Distillate Fuel Oil",{"$nulls":13},0.010999999999999954,0.010999999999999954,0.010999999999999954,0.010999999999999954]
["Alta Municipal Utilities","1121_G_2A",1121,"G","2A",null,"Combustion Turbine","IC","MIS_MIDA","Iowa",19,"Buena Vista",21,"19021",2,9264,2018,{"$nulls":4},"Distillate Fuel Oil",{"$nulls":13},0.010999999999999954,0.010999999999999954,0.010999999999999954,0.010999999999999954]
["Alta Municipal Utilities","1121_G_3A",1121,"G","3A",null,"Combustion Turbine","IC","MIS_MIDA","Iowa",19,"Buena Vista",21,"19021",2,9264,2018,{"$nulls":4},"Distillate Fuel Oil",{"$nulls":13},0.010999999999999954,0.010999999999999954,0.010999999999999954,0.010999999999999954]
["Augusta Electric Plant No 1","1261_G_8",1261,"G","8",null,"Combustion Turbine","IC","SPP_N","Kansas",20,"Butler",15,"20015",2,9264,2016,{"$nulls":4},"Distillate Fuel Oil",{"$nulls":13},0.010999999999999954,0.010999999999999954,0.010999999999999954,0.010999999999999954]
["Lincoln","1300_G_8",1300,"G","8",null,"Combustion Turbine","IC","SPP_N","Kansas",20,"Lincoln",105,"20105",1.8,9264,2017,{"$nulls":4},"Distillate Fuel Oil",{"$nulls":13},0.010999999999999954,0.010999999999999954,0.010999999999999954,0.010999999999999954]
["Rocky Ford","6516_G_IC1A",6516,"G","IC1A",null,"Combustion Turbine","IC","WECC_CO","Colorado",8,"Otero",89,"08089",2,9264,1964,{"$nulls":4},"Distillate Fuel Oil",{"$nulls":13},0.010999999999999954,0.010999999999999954,0.010999999999999954,0.010999999999999954]
["CoreSite Real Estate 55 S. Market Street","61474_G_G-4",61474,"G","G-4",null,"Combustion Turbine","IC","WEC_CALN","California",6,"Santa Clara",85,"06085",2,9264,2007,{"$nulls":4},"Distillate Fuel Oil",{"$nulls":13},0.010999999999999954,0.010999999999999954,0.010999999999999954,0.010999999999999954]
["Woodhull Hospital","61567_G_EGEN3",61567,"G","EGEN3",null,"Combustion Turbine","IC","NY_Z_J","New York",36,"Kings",47,"36047",2,9264,2001,{"$nulls":4},"Distillate Fuel Oil",{"$nulls":13},0.010999999999999954,0.010999999999999954,0.010999999999999954,0.010999999999999954]
["Woodhull Hospital","61567_G_EGEN4",61567,"G","EGEN4",null,"Combustion Turbine","IC","NY_Z_J","New York",36,"Kings",47,"36047",2,9264,2001,{"$nulls":4},"Distillate Fuel Oil",{"$nulls":13},0.010999999999999954,0.010999999999999954,0.010999999999999954,0.010999999999999954]
["Navy Yard Peaker Station","61737_G_GEN1",61737,"G","GEN1",null,"Combustion Turbine","IC","PJM_EMAC","Pennsylvania",42,"Philadelphia",101,"42101",2,9264,2017,{"$nulls":4},"Natural Gas",{"$nulls":13},0.010999999999999954,0.010999999999999954,0.010999999999999954,0.010999999999999954]
["Navy Yard Peaker Station","61737_G_GEN2",61737,"G","GEN2",null,"Combustion Turbine","IC","PJM_EMAC","Pennsylvania",42,"Philadelphia",101,"42101",2,9264,2017,{"$nulls":4},"Natural Gas",{"$nulls":13},0.010999999999999954,0.010999999999999954,0.010999999999999954,0.010999999999999954]
["Navy Yard Peaker Station","61737_G_GEN3",61737,"G","GEN3",null,"Combustion Turbine","IC","PJM_EMAC","Pennsylvania",42,"Philadelphia",101,"42101",2,9264,2017,{"$nulls":4},"Natural Gas",{"$nulls":13},0.010999999999999954,0.010999999999999954,0.010999999999999954,0.010999999999999954]
["Navy Yard Peaker Station","61737_G_GEN4",61737,"G","GEN4",null,"Combustion Turbine","IC","PJM_EMAC","Pennsylvania",42,"Philadelphia",101,"42101",2,9264,2018,{"$nulls":4},"Natural Gas",{"$nulls":13},0.010999999999999954,0.010999999999999954,0.010999999999999954,0.010999999999999954]
["Princeton Energy Center, LLC","61822_G_EDG1",61822,"G","EDG1",null,"Combustion Turbine","IC","PJM_EMAC","New Jersey",34,"Middlesex",23,"34023",2,9264,2012,{"$nulls":4},"Distillate Fuel Oil",{"$nulls":13},0.010999999999999954,0.010999999999999954,0.010999999999999954,0.010999999999999954]
["Princeton Energy Center, LLC","61822_G_EDG2",61822,"G","EDG2",null,"Combustion Turbine","IC","PJM_EMAC","New Jersey",34,"Middlesex",23,"34023",2,9264,2012,{"$nulls":4},"Distillate Fuel Oil",{"$nulls":13},0.010999999999999954,0.010999999999999954,0.010999999999999954,0.010999999999999954]
["Princeton Energy Center, LLC","61822_G_EDG3",61822,"G","EDG3",null,"Combustion Turbine","IC","PJM_EMAC","New Jersey",34,"Middlesex",23,"34023",2,9264,2012,{"$nulls":4},"Distillate Fuel Oil",{"$nulls":13},0.010999999999999954,0.010999999999999954,0.010999999999999954,0.010999999999999954]
["Regeneron Pharmaceuticals Inc.","62423_G_795G1",62423,"G","795G1",null,"Combustion Turbine","IC","NY_Z_G-I","New York",36,"Westchester",119,"36119",2,9264,2015,{"$nulls":4},"Distillate Fuel Oil",{"$nulls":13},0.010999999999999954,0.010999999999999954,0.010999999999999954,0.010999999999999954]
["Regeneron Pharmaceuticals Inc.","62423_G_795G2",62423,"G","795G2",null,"Combustion Turbine","IC","NY_Z_G-I","New York",36,"Westchester",119,"36119",2,9264,2015,{"$nulls":4},"Distillate Fuel Oil",{"$nulls":13},0.010999999999999954,0.010999999999999954,0.010999999999999954,0.010999999999999954]
["Digital Fairfield","62455_G_DGR01",62455,"G","DGR01",null,"Fuel Cell",null,"NENG_CT","Connecticut",9,"Fairfield",1,"09001",2,8653,2018,{"$nulls":4},"Natural Gas",{"$nulls":13},0,0,0,0]
["Micro Santa Clara","62459_G_SMC01",62459,"G","SMC01",null,"Fuel Cell",null,"WEC_CALN","California",6,"Santa Clara",85,"06085",2,8653,2018,{"$nulls":4},"Natural Gas",{"$nulls":13},0,0,0,0]
["Farmers Electric Cooperative - Kalona","62461_G_1",62461,"G","1",null,"Combustion Turbine","IC","MIS_MIDA","Iowa",19,"Johnson",103,"19103",2,9264,2001,{"$nulls":4},"Distillate Fuel Oil",{"$nulls":13},0.010999999999999954,0.010999999999999954,0.010999999999999954,0.010999999999999954]
["Farmers Electric Cooperative - Kalona","62461_G_2",62461,"G","2",null,"Combustion Turbine","IC","MIS_MIDA","Iowa",19,"Johnson",103,"19103",2,9264,2001,{"$nulls":4},"Distillate Fuel Oil",{"$nulls":13},0.010999999999999954,0.010999999999999954,0.010999999999999954,0.010999999999999954]
["Farmers Electric Cooperative - Kalona","62461_G_3",62461,"G","3",null,"Combustion Turbine","IC","MIS_MIDA","Iowa",19,"Johnson",103,"19103",2,9264,2006,{"$nulls":4},"Distillate Fuel Oil",{"$nulls":13},0.010999999999999954,0.010999999999999954,0.010999999999999954,0.010999999999999954]
["Amana Society Service Company","61850_G_IC1",61850,"G","IC1",null,"Combustion Turbine","IC","MIS_IA","Iowa",19,"Iowa",95,"19095",1.8,9264,2001,{"$nulls":4},"Distillate Fuel Oil",{"$nulls":13},0.010999999999999954,0.010999999999999954,0.010999999999999954,0.010999999999999954]
["Amana Society Service Company","61850_G_IC10",61850,"G","IC10",null,"Combustion Turbine","IC","MIS_IA","Iowa",19,"Iowa",95,"19095",1.8,9264,2001,{"$nulls":4},"Distillate Fuel Oil",{"$nulls":13},0.010999999999999954,0.010999999999999954,0.010999999999999954,0.010999999999999954]
["Amana Society Service Company","61850_G_IC11",61850,"G","IC11",null,"Combustion Turbine","IC","MIS_IA","Iowa",19,"Iowa",95,"19095",1.8,9264,2001,{"$nulls":4},"Distillate Fuel Oil",{"$nulls":13},0.010999999999999954,0.010999999999999954,0.010999999999999954,0.010999999999999954]
["Amana Society Service Company","61850_G_IC12",61850,"G","IC12",null,"Combustion Turbine","IC","MIS_IA","Iowa",19,"Iowa",95,"19095",1.8,9264,2001,{"$nulls":4},"Distillate Fuel Oil",{"$nulls":13},0.010999999999999954,0.010999999999999954,0.010999999999999954,0.010999999999999954]
["Amana Society Service Company","61850_G_IC2",61850,"G","IC2",null,"Combustion Turbine","IC","MIS_IA","Iowa",19,"Iowa",95,"19095",1.8,9264,2001,{"$nulls":4},"Distillate Fuel Oil",{"$nulls":13},0.010999999999999954,0.010999999999999954,0.010999999999999954,0.010999999999999954]
["Amana Society Service Company","61850_G_IC3",61850,"G","IC3",null,"Combustion Turbine","IC","MIS_IA","Iowa",19,"Iowa",95,"19095",1.8,9264,2001,{"$nulls":4},"Distillate Fuel Oil",{"$nulls":13},0.010999999999999954,0.010999999999999954,0.010999999999999954,0.010999999999999954]
["Amana Society Service Company","61850_G_IC4",61850,"G","IC4",null,"Combustion Turbine","IC","MIS_IA","Iowa",19,"Iowa",95,"19095",1.8,9264,2001,{"$nulls":4},"Distillate Fuel Oil",{"$nulls":13},0.010999999999999954,0.010999999999999954,0.010999999999999954,0.010999999999999954]
["Amana Society Service Company","61850_G_IC5",61850,"G","IC5",null,"Combustion Turbine","IC","MIS_IA","Iowa",19,"Iowa",95,"19095",1.8,9264,2001,{"$nulls":4},"Distillate Fuel Oil",{"$nulls":13},0.010999999999999954,0.010999999999999954,0.010999999999999954,0.010999999999999954]
["Amana Society Service Company","61850_G_IC6",61850,"G","IC6",null,"Combustion Turbine","IC","MIS_IA","Iowa",19,"Iowa",95,"19095",1.8,9264,2001,{"$nulls":4},"Distillate Fuel Oil",{"$nulls":13},0.010999999999999954,0.010999999999999954,0.010999999999999954,0.010999999999999954]
["Amana Society Service Company","61850_G_IC7",61850,"G","IC7",null,"Combustion Turbine","IC","MIS_IA","Iowa",19,"Iowa",95,"19095",1.8,9264,2001,{"$nulls":4},"Distillate Fuel Oil",{"$nulls":13},0.010999999999999954,0.010999999999999954,0.010999999999999954,0.010999999999999954]
["Amana Society Service Company","61850_G_IC8",61850,"G","IC8",null,"Combustion Turbine","IC","MIS_IA","Iowa",19,"Iowa",95,"19095",1.8,9264,2001,{"$nulls":4},"Distillate Fuel Oil",{"$nulls":13},0.010999999999999954,0.010999999999999954,0.010999999999999954,0.010999999999999954]
["Amana Society Service Company","61850_G_IC9",61850,"G","IC9",null,"Combustion Turbine","IC","MIS_IA","Iowa",19,"Iowa",95,"19095",1.8,9264,2001,{"$nulls":4},"Distillate Fuel Oil",{"$nulls":13},0.010999999999999954,0.010999999999999954,0.010999999999999954,0.010999999999999954]
["Albert Einstein College of Medicine","62398_G_CP961",62398,"G","CP961",null,"Combustion Turbine","IC","NY_Z_J","New York",36,"Bronx",5,"36005",1.8,9264,2008,{"$nulls":4},"Distillate Fuel Oil",{"$nulls":13},0.010999999999999954,0.010999999999999954,0.010999999999999954,0.010999999999999954]
["Albert Einstein College of Medicine","62398_G_CP962",62398,"G","CP962",null,"Combustion Turbine","IC","NY_Z_J","New York",36,"Bronx",5,"36005",1.8,9264,2008,{"$nulls":4},"Distillate Fuel Oil",{"$nulls":13},0.010999999999999954,0.010999999999999954,0.010999999999999954,0.010999999999999954]
["New York Methodist Hospital","52091_G_CCHEG",52091,"G","CCHEG",null,"Combustion Turbine","IC","NY_Z_J","New York",36,"Kings",47,"36047",1.5,9264,2019,{"$nulls":4},"Distillate Fuel Oil",{"$nulls":13},0.010999999999999954,0.010999999999999954,0.010999999999999954,0.010999999999999954]
["Electric Avenue Facility","56367_G_4",56367,"G","4",null,"Combustion Turbine","IC","PJM_Dom","Virginia",51,"Culpeper",47,"51047",1.5,9264,1997,{"$nulls":4},"Distillate Fuel Oil",{"$nulls":13},0.010999999999999954,0.010999999999999954,0.010999999999999954,0.010999999999999954]
["Woodhull Hospital","61567_G_EGEN1",61567,"G","EGEN1",null,"Combustion Turbine","IC","NY_Z_J","New York",36,"Kings",47,"36047",1.5,9264,1972,{"$nulls":4},"Distillate Fuel Oil",{"$nulls":13},0.010999999999999954,0.010999999999999954,0.010999999999999954,0.010999999999999954]
["Woodhull Hospital","61567_G_EGEN2",61567,"G","EGEN2",null,"Combustion Turbine","IC","NY_Z_J","New York",36,"Kings",47,"36047",1.5,9264,1972,{"$nulls":4},"Distillate Fuel Oil",{"$nulls":13},0.010999999999999954,0.010999999999999954,0.010999999999999954,0.010999999999999954]
["Beloit Memorial Hospital Power Plant","62117_G_GEN-1",62117,"G","GEN-1",null,"Combustion Turbine","IC","MIS_WUMS","Wisconsin",55,"Rock",105,"55105",1.5,9264,2000,{"$nulls":4},"Natural Gas",{"$nulls":13},0.010999999999999954,0.010999999999999954,0.010999999999999954,0.010999999999999954]
["Beloit Memorial Hospital Power Plant","62117_G_GEN-2",62117,"G","GEN-2",null,"Combustion Turbine","IC","MIS_WUMS","Wisconsin",55,"Rock",105,"55105",1.5,9264,2000,{"$nulls":4},"Natural Gas",{"$nulls":13},0.010999999999999954,0.010999999999999954,0.010999999999999954,0.010999999999999954]
["NYP-Lower Manhattan Hospital","62366_G_CATR4",62366,"G","CATR4",null,"Combustion Turbine","IC","NY_Z_J","New York",36,"New York",61,"36061",1.5,9264,1992,{"$nulls":4},"Distillate Fuel Oil",{"$nulls":13},0.010999999999999954,0.010999999999999954,0.010999999999999954,0.010999999999999954]
["Regeneron Pharmaceuticals Inc.","62423_G_735G1",62423,"G","735G1",null,"Combustion Turbine","IC","NY_Z_G-I","New York",36,"Westchester",119,"36119",1.5,9264,2009,{"$nulls":4},"Distillate Fuel Oil",{"$nulls":13},0.010999999999999954,0.010999999999999954,0.010999999999999954,0.010999999999999954]
["Regeneron Pharmaceuticals Inc.","62423_G_745G1",62423,"G","745G1",null,"Combustion Turbine","IC","NY_Z_G-I","New York",36,"Westchester",119,"36119",1.5,9264,2016,{"$nulls":4},"Distillate Fuel Oil",{"$nulls":13},0.010999999999999954,0.010999999999999954,0.010999999999999954,0.010999999999999954]
["Regeneron Pharmaceuticals Inc.","62423_G_745G2",62423,"G","745G2",null,"Combustion Turbine","IC","NY_Z_G-I","New York",36,"Westchester",119,"36119",1.5,9264,2016,{"$nulls":4},"Distillate Fuel Oil",{"$nulls":13},0.010999999999999954,0.010999999999999954,0.010999999999999954,0.010999999999999954]
["JLL-One Rockwood Road","62446_G_EGEN1",62446,"G","EGEN1",null,"Combustion Turbine","IC","NY_Z_G-I","New York",36,"Westchester",119,"36119",1.5,9264,2003,{"$nulls":4},"Distillate Fuel Oil",{"$nulls":13},0.010999999999999954,0.010999999999999954,0.010999999999999954,0.010999999999999954]
["JLL-One Rockwood Road","62446_G_EGEN2",62446,"G","EGEN2",null,"Combustion Turbine","IC","NY_Z_G-I","New York",36,"Westchester",119,"36119",1.5,9264,2003,{"$nulls":4},"Distillate Fuel Oil",{"$nulls":13},0.010999999999999954,0.010999999999999954,0.010999999999999954,0.010999999999999954]
["Regeneron Tarrytown","62456_G_RGP00",62456,"G","RGP00",null,"Fuel Cell",null,"NY_Z_G-I","New York",36,"Westchester",119,"36119",1.5,8653,2018,{"$nulls":4},"Natural Gas",{"$nulls":13},0,0,0,0]
["Trinity College Fuel Cell","61786_G_MB-22",61786,"G","MB-22",null,"Fuel Cell",null,"NENG_CT","Connecticut",9,"Hartford",3,"09003",1.4,8653,2018,{"$nulls":4},"Natural Gas",{"$nulls":13},0,0,0,0]
["Iola Powerhouse & Cogeneration Facility","62424_G_1",62424,"G","1",null,"Combustion Turbine","IC","NY_Z_B","New York",36,"Monroe",55,"36055",1.4,9264,2004,{"$nulls":4},"Natural Gas",{"$nulls":13},0.010999999999999954,0.010999999999999954,0.010999999999999954,0.010999999999999954]
["Iola Powerhouse & Cogeneration Facility","62424_G_2",62424,"G","2",null,"Combustion Turbine","IC","NY_Z_B","New York",36,"Monroe",55,"36055",1.4,9264,2004,{"$nulls":4},"Natural Gas",{"$nulls":13},0.010999999999999954,0.010999999999999954,0.010999999999999954,0.010999999999999954]
["Iola Powerhouse & Cogeneration Facility","62424_G_3",62424,"G","3",null,"Combustion Turbine","IC","NY_Z_B","New York",36,"Monroe",55,"36055",1.4,9264,2004,{"$nulls":4},"Natural Gas",{"$nulls":13},0.010999999999999954,0.010999999999999954,0.010999999999999954,0.010999999999999954]
["West Point (PA)","52149_G_GEN15",52149,"G","GEN15",null,"Combustion Turbine","IC","PJM_EMAC","Pennsylvania",42,"Montgomery",91,"42091",1.1,9264,2017,{"$nulls":4},"Natural Gas",{"$nulls":13},0.010999999999999954,0.010999999999999954,0.010999999999999954,0.010999999999999954]
["Westchester County Medical Center","62270_G_CATH1",62270,"G","CATH1",null,"Combustion Turbine","IC","NY_Z_G-I","New York",36,"Westchester",119,"36119",1.3,9264,2002,{"$nulls":4},"Distillate Fuel Oil",{"$nulls":13},0.010999999999999954,0.010999999999999954,0.010999999999999954,0.010999999999999954]
["Westchester County Medical Center","62270_G_CATH2",62270,"G","CATH2",null,"Combustion Turbine","IC","NY_Z_G-I","New York",36,"Westchester",119,"36119",1.3,9264,2002,{"$nulls":4},"Distillate Fuel Oil",{"$nulls":13},0.010999999999999954,0.010999999999999954,0.010999999999999954,0.010999999999999954]
["Edenton Generators","7429_G_3",7429,"G","3",null,"Combustion Turbine","IC","PJM_Dom","North Carolina",37,"Chowan",41,"37041",1.2,9264,2014,{"$nulls":4},"Distillate Fuel Oil",{"$nulls":13},0.010999999999999954,0.010999999999999954,0.010999999999999954,0.010999999999999954]
["The Bank of New York","62001_G_6087K",62001,"G","6087K",null,"Combustion Turbine","IC","NY_Z_J","New York",36,"Kings",47,"36047",1.2,9264,1983,{"$nulls":4},"Distillate Fuel Oil",{"$nulls":13},0.010999999999999954,0.010999999999999954,0.010999999999999954,0.010999999999999954]
["The Bank of New York","62001_G_6187H",62001,"G","6187H",null,"Combustion Turbine","IC","NY_Z_J","New York",36,"Kings",47,"36047",1.2,9264,1983,{"$nulls":4},"Distillate Fuel Oil",{"$nulls":13},0.010999999999999954,0.010999999999999954,0.010999999999999954,0.010999999999999954]
["The Bank of New York","62001_G_6287P",62001,"G","6287P",null,"Combustion Turbine","IC","NY_Z_J","New York",36,"Kings",47,"36047",1.2,9264,1983,{"$nulls":4},"Distillate Fuel Oil",{"$nulls":13},0.010999999999999954,0.010999999999999954,0.010999999999999954,0.010999999999999954]
["The Bank of New York","62001_G_8587X",62001,"G","8587X",null,"Combustion Turbine","IC","NY_Z_J","New York",36,"Kings",47,"36047",1.2,9264,1983,{"$nulls":4},"Distillate Fuel Oil",{"$nulls":13},0.010999999999999954,0.010999999999999954,0.010999999999999954,0.010999999999999954]
["The Bank of New York","62001_G_8687N",62001,"G","8687N",null,"Combustion Turbine","IC","NY_Z_J","New York",36,"Kings",47,"36047",1.2,9264,1983,{"$nulls":4},"Distillate Fuel Oil",{"$nulls":13},0.010999999999999954,0.010999999999999954,0.010999999999999954,0.010999999999999954]
["The Bank of New York","62001_G_8887H",62001,"G","8887H",null,"Combustion Turbine","IC","NY_Z_J","New York",36,"Kings",47,"36047",1.2,9264,1983,{"$nulls":4},"Distillate Fuel Oil",{"$nulls":13},0.010999999999999954,0.010999999999999954,0.010999999999999954,0.010999999999999954]
["MER Queens","62576_G_MER01",62576,"G","MER01",null,"Fuel Cell",null,"NY_Z_J","New York",36,"Queens",81,"36081",1.2,8653,2017,{"$nulls":4},"Natural Gas",{"$nulls":13},0,0,0,0]
["South Nassau Communities Hospital","62447_G_1",62447,"G","1",null,"Combustion Turbine","IC","NY_Z_K","New York",36,"Nassau",59,"36059",1.1,9264,1975,{"$nulls":4},"Distillate Fuel Oil",{"$nulls":13},0.010999999999999954,0.010999999999999954,0.010999999999999954,0.010999999999999954]
["MCRD Parris Island PV","61956_G_BLKST",61956,"G","BLKST",null,"Combustion Turbine","IC","S_VACA","South Carolina",45,"Beaufort",13,"45013",1,9264,2019,{"$nulls":4},"Distillate Fuel Oil",{"$nulls":13},0.010999999999999954,0.010999999999999954,0.010999999999999954,0.010999999999999954]
["Nantucket","1615_G_19",1615,"G","19",null,"Combustion Turbine","IC","NENGREST","Massachusetts",25,"Nantucket",19,"25019",1,9264,2019,{"$nulls":4},"Distillate Fuel Oil",{"$nulls":13},0.010999999999999954,0.010999999999999954,0.010999999999999954,0.010999999999999954]
["Loma Linda University Cogen","10206_G_GEN5",10206,"G","GEN5",null,"Combustion Turbine","IC","WECC_SCE","California",6,"San Bernardino",71,"06071",1,9264,2018,{"$nulls":4},"Distillate Fuel Oil",{"$nulls":13},0.010999999999999954,0.010999999999999954,0.010999999999999954,0.010999999999999954]
["New York Methodist Hospital","52091_G_02-8P",52091,"G","02-8P",null,"Combustion Turbine","IC","NY_Z_J","New York",36,"Kings",47,"36047",1,9264,2006,{"$nulls":4},"Distillate Fuel Oil",{"$nulls":13},0.010999999999999954,0.010999999999999954,0.010999999999999954,0.010999999999999954]
["New York Methodist Hospital","52091_G_03-8L",52091,"G","03-8L",null,"Combustion Turbine","IC","NY_Z_J","New York",36,"Kings",47,"36047",1,9264,2008,{"$nulls":4},"Distillate Fuel Oil",{"$nulls":13},0.010999999999999954,0.010999999999999954,0.010999999999999954,0.010999999999999954]
["Good Samaritan Hospital","61551_G_EGEN1",61551,"G","EGEN1",null,"Combustion Turbine","IC","NY_Z_G-I","New York",36,"Rockland",87,"36087",1,9264,1980,{"$nulls":4},"Distillate Fuel Oil",{"$nulls":13},0.010999999999999954,0.010999999999999954,0.010999999999999954,0.010999999999999954]
["Woodhull Hospital","61567_G_EGEN5",61567,"G","EGEN5",null,"Combustion Turbine","IC","NY_Z_J","New York",36,"Kings",47,"36047",1,9264,2001,{"$nulls":4},"Distillate Fuel Oil",{"$nulls":13},0.010999999999999954,0.010999999999999954,0.010999999999999954,0.010999999999999954]
["The Allen Hospital","61568_G_EGEN1",61568,"G","EGEN1",null,"Combustion Turbine","IC","NY_Z_J","New York",36,"New York",61,"36061",1,9264,2009,{"$nulls":4},"Distillate Fuel Oil",{"$nulls":13},0.010999999999999954,0.010999999999999954,0.010999999999999954,0.010999999999999954]
["Mount Sinai Beth Israel","61569_G_EGEN3",61569,"G","EGEN3",null,"Combustion Turbine","IC","NY_Z_J","New York",36,"New York",61,"36061",1,9264,1988,{"$nulls":4},"Distillate Fuel Oil",{"$nulls":13},0.010999999999999954,0.010999999999999954,0.010999999999999954,0.010999999999999954]
["TAC-Distributed Energy Resource Int.","61990_G_NG",61990,"G","NG",null,"Combustion Turbine","IC","MIS_IL","Illinois",17,"Champaign",19,"17019",1,9264,2017,{"$nulls":4},"Natural Gas",{"$nulls":13},0.010999999999999954,0.010999999999999954,0.010999999999999954,0.010999999999999954]
["Kingsbrook Jewish Medical Center","62050_G_VHP59",62050,"G","VHP59",null,"Combustion Turbine","IC","NY_Z_J","New York",36,"Kings",47,"36047",1,9264,2002,{"$nulls":4},"Distillate Fuel Oil",{"$nulls":13},0.010999999999999954,0.010999999999999954,0.010999999999999954,0.010999999999999954]
["Albert Einstein College of Medicine","62398_G_CP035",62398,"G","CP035",null,"Combustion Turbine","IC","NY_Z_J","New York",36,"Bronx",5,"36005",1,9264,2002,{"$nulls":4},"Distillate Fuel Oil",{"$nulls":13},0.010999999999999954,0.010999999999999954,0.010999999999999954,0.010999999999999954]
["Regeneron Pharmaceuticals Inc.","62423_G_735G2",62423,"G","735G2",null,"Combustion Turbine","IC","NY_Z_G-I","New York",36,"Westchester",119,"36119",1,9264,2009,{"$nulls":4},"Distillate Fuel Oil",{"$nulls":13},0.010999999999999954,0.010999999999999954,0.010999999999999954,0.010999999999999954]
["Regeneron Pharmaceuticals Inc.","62423_G_777G1",62423,"G","777G1",null,"Combustion Turbine","IC","NY_Z_G-I","New York",36,"Westchester",119,"36119",1,9264,2013,{"$nulls":4},"Distillate Fuel Oil",{"$nulls":13},0.010999999999999954,0.010999999999999954,0.010999999999999954,0.010999999999999954]
["Regeneron Pharmaceuticals Inc.","62423_G_785G1",62423,"G","785G1",null,"Combustion Turbine","IC","NY_Z_G-I","New York",36,"Westchester",119,"36119",1,9264,2015,{"$nulls":4},"Distillate Fuel Oil",{"$nulls":13},0.010999999999999954,0.010999999999999954,0.010999999999999954,0.010999999999999954]
["South Nassau Communities Hospital","62447_G_3",62447,"G","3",null,"Combustion Turbine","IC","NY_Z_K","New York",36,"Nassau",59,"36059",1,9264,2005,{"$nulls":4},"Distillate Fuel Oil",{"$nulls":13},0.010999999999999954,0.010999999999999954,0.010999999999999954,0.010999999999999954]
["St. Johns Episcopal Hospital","62450_G_F1040",62450,"G","F1040",null,"Combustion Turbine","IC","NY_Z_J","New York",36,"Queens",81,"36081",1,9264,1995,{"$nulls":4},"Distillate Fuel Oil",{"$nulls":13},0.010999999999999954,0.010999999999999954,0.010999999999999954,0.010999999999999954]
["Ratkovich Alhambra","62458_G_RAT00",62458,"G","RAT00",null,"Fuel Cell",null,"WEC_LADW","California",6,"Los Angeles",37,"06037",1,8653,2018,{"$nulls":4},"Natural Gas",{"$nulls":13},0,0,0,0]
["Disney Prospect","62571_G_DSY01",62571,"G","DSY01",null,"Fuel Cell",null,"WEC_LADW","California",6,"Los Angeles",37,"06037",1,8653,2017,{"$nulls":4},"Natural Gas",{"$nulls":13},0,0,0,0]
["ATT Jericho","62572_G_ATT49",62572,"G","ATT49",null,"Fuel Cell",null,"NY_Z_K","New York",36,"Suffolk",103,"36103",1,8653,2017,{"$nulls":4},"Natural Gas",{"$nulls":13},0,0,0,0]
["ATT  Kelvin","62573_G_ATT56",62573,"G","ATT56",null,"Fuel Cell",null,"WECC_SCE","California",6,"Orange",59,"06059",1,8653,2017,{"$nulls":4},"Natural Gas",{"$nulls":13},0,0,0,0]
["ATT Van Nyus","62574_G_ATT93",62574,"G","ATT93",null,"Fuel Cell",null,"WEC_LADW","California",6,"Los Angeles",37,"06037",1,8653,2017,{"$nulls":4},"Natural Gas",{"$nulls":13},0,0,0,0]
["FLEX Gibraltar","62575_G_FLX01",62575,"G","FLX01",null,"Fuel Cell",null,"WEC_CALN","California",6,"Santa Clara",85,"06085",1,8653,2017,{"$nulls":4},"Natural Gas",{"$nulls":13},0,0,0,0]
["APP Prune A-D","62577_G_AP11A",62577,"G","AP11A",null,"Fuel Cell",null,"WEC_CALN","California",6,"Santa Clara",85,"06085",1,8653,2017,{"$nulls":4},"Natural Gas",{"$nulls":13},0,0,0,0]
["APP Prune A-D","62577_G_AP11B",62577,"G","AP11B",null,"Fuel Cell",null,"WEC_CALN","California",6,"Santa Clara",85,"06085",1,8653,2017,{"$nulls":4},"Natural Gas",{"$nulls":13},0,0,0,0]
["APP Prune A-D","62577_G_AP11C",62577,"G","AP11C",null,"Fuel Cell",null,"WEC_CALN","California",6,"Santa Clara",85,"06085",1,8653,2017,{"$nulls":4},"Natural Gas",{"$nulls":13},0,0,0,0]
["APP Prune A-D","62577_G_AP11D",62577,"G","AP11D",null,"Fuel Cell",null,"WEC_CALN","California",6,"Santa Clara",85,"06085",1,8653,2017,{"$nulls":4},"Natural Gas",{"$nulls":13},0,0,0,0]
["Mount Sinai Beth Israel","61569_G_EGEN9",61569,"G","EGEN9",null,"Combustion Turbine","IC","NY_Z_J","New York",36,"New York",61,"36061",0.9,9264,1988,{"$nulls":4},"Distillate Fuel Oil",{"$nulls":13},0.010999999999999954,0.010999999999999954,0.010999999999999954,0.010999999999999954]
["Maimonides Medical Center","62174_G_CM900",62174,"G","CM900",null,"Combustion Turbine","IC","NY_Z_J","New York",36,"Kings",47,"36047",0.9,9264,2006,{"$nulls":4},"Distillate Fuel Oil",{"$nulls":13},0.010999999999999954,0.010999999999999954,0.010999999999999954,0.010999999999999954]
["Maimonides Medical Center","62174_G_CN900",62174,"G","CN900",null,"Combustion Turbine","IC","NY_Z_J","New York",36,"Kings",47,"36047",0.9,9264,2006,{"$nulls":4},"Distillate Fuel Oil",{"$nulls":13},0.010999999999999954,0.010999999999999954,0.010999999999999954,0.010999999999999954]
["NYC-HH-New Bellevue Hospital","62250_G_CUM6Z",62250,"G","CUM6Z",null,"Combustion Turbine","IC","NY_Z_J","New York",36,"New York",61,"36061",0.9,9264,2011,{"$nulls":4},"Distillate Fuel Oil",{"$nulls":13},0.010999999999999954,0.010999999999999954,0.010999999999999954,0.010999999999999954]
["NYPH-Queens","62271_G_PB809",62271,"G","PB809",null,"Combustion Turbine","IC","NY_Z_J","New York",36,"Queens",81,"36081",0.9,9264,2010,{"$nulls":4},"Distillate Fuel Oil",{"$nulls":13},0.010999999999999954,0.010999999999999954,0.010999999999999954,0.010999999999999954]
["NYPH-Queens","62271_G_PB909",62271,"G","PB909",null,"Combustion Turbine","IC","NY_Z_J","New York",36,"Queens",81,"36081",0.9,9264,2010,{"$nulls":4},"Distillate Fuel Oil",{"$nulls":13},0.010999999999999954,0.010999999999999954,0.010999999999999954,0.010999999999999954]
["NYPH-Queens","62271_G_PR601",62271,"G","PR601",null,"Combustion Turbine","IC","NY_Z_J","New York",36,"Queens",81,"36081",0.9,9264,2000,{"$nulls":4},"Distillate Fuel Oil",{"$nulls":13},0.010999999999999954,0.010999999999999954,0.010999999999999954,0.010999999999999954]
["NYPH-Queens","62271_G_PR602",62271,"G","PR602",null,"Combustion Turbine","IC","NY_Z_J","New York",36,"Queens",81,"36081",0.9,9264,2010,{"$nulls":4},"Distillate Fuel Oil",{"$nulls":13},0.010999999999999954,0.010999999999999954,0.010999999999999954,0.010999999999999954]
["NYPH-Queens","62271_G_PR816",62271,"G","PR816",null,"Combustion Turbine","IC","NY_Z_J","New York",36,"Queens",81,"36081",0.9,9264,2000,{"$nulls":4},"Distillate Fuel Oil",{"$nulls":13},0.010999999999999954,0.010999999999999954,0.010999999999999954,0.010999999999999954]
["Albert Einstein College of Medicine","62398_G_CP925",62398,"G","CP925",null,"Combustion Turbine","IC","NY_Z_J","New York",36,"Bronx",5,"36005",0.9,9264,2002,{"$nulls":4},"Distillate Fuel Oil",{"$nulls":13},0.010999999999999954,0.010999999999999954,0.010999999999999954,0.010999999999999954]
["New York Methodist Hospital","52091_G_01-8N",52091,"G","01-8N",null,"Combustion Turbine","IC","NY_Z_J","New York",36,"Kings",47,"36047",0.8,9264,2006,{"$nulls":4},"Distillate Fuel Oil",{"$nulls":13},0.010999999999999954,0.010999999999999954,0.010999999999999954,0.010999999999999954]
["New York Methodist Hospital","52091_G_04-6Z",52091,"G","04-6Z",null,"Combustion Turbine","IC","NY_Z_J","New York",36,"Kings",47,"36047",0.8,9264,2006,{"$nulls":4},"Distillate Fuel Oil",{"$nulls":13},0.010999999999999954,0.010999999999999954,0.010999999999999954,0.010999999999999954]
["New York Methodist Hospital","52091_G_05-6Z",52091,"G","05-6Z",null,"Combustion Turbine","IC","NY_Z_J","New York",36,"Kings",47,"36047",0.8,9264,2006,{"$nulls":4},"Distillate Fuel Oil",{"$nulls":13},0.010999999999999954,0.010999999999999954,0.010999999999999954,0.010999999999999954]
["Mount Sinai Beth Israel","61569_G_EGEN7",61569,"G","EGEN7",null,"Combustion Turbine","IC","NY_Z_J","New York",36,"New York",61,"36061",0.8,9264,1988,{"$nulls":4},"Distillate Fuel Oil",{"$nulls":13},0.010999999999999954,0.010999999999999954,0.010999999999999954,0.010999999999999954]
["Mount Sinai Beth Israel","61569_G_EGEN8",61569,"G","EGEN8",null,"Combustion Turbine","IC","NY_Z_J","New York",36,"New York",61,"36061",0.8,9264,1988,{"$nulls":4},"Distillate Fuel Oil",{"$nulls":13},0.010999999999999954,0.010999999999999954,0.010999999999999954,0.010999999999999954]
["Saint Catherine of Siena Medical Center","62003_G_5FPX4",62003,"G","5FPX4",null,"Combustion Turbine","IC","NY_Z_K","New York",36,"Suffolk",103,"36103",0.4,9264,1972,{"$nulls":4},"Distillate Fuel Oil",{"$nulls":13},0.010999999999999954,0.010999999999999954,0.010999999999999954,0.010999999999999954]
["St Johns Riverside Hospital","62051_G_EG750",62051,"G","EG750",null,"Combustion Turbine","IC","NY_Z_G-I","New York",36,"Westchester",119,"36119",0.8,9264,1968,{"$nulls":4},"Distillate Fuel Oil",{"$nulls":13},0.010999999999999954,0.010999999999999954,0.010999999999999954,0.010999999999999954]
["Maimonides Medical Center","62174_G_CM800",62174,"G","CM800",null,"Combustion Turbine","IC","NY_Z_J","New York",36,"Kings",47,"36047",0.8,9264,2002,{"$nulls":4},"Distillate Fuel Oil",{"$nulls":13},0.010999999999999954,0.010999999999999954,0.010999999999999954,0.010999999999999954]
["NYC-HH-New Bellevue Hospital","62250_G_CAT2H",62250,"G","CAT2H",null,"Combustion Turbine","IC","NY_Z_J","New York",36,"New York",61,"36061",0.8,9264,2011,{"$nulls":4},"Distillate Fuel Oil",{"$nulls":13},0.010999999999999954,0.010999999999999954,0.010999999999999954,0.010999999999999954]
["NYC-HH-New Bellevue Hospital","62250_G_CAT2M",62250,"G","CAT2M",null,"Combustion Turbine","IC","NY_Z_J","New York",36,"New York",61,"36061",0.8,9264,2011,{"$nulls":4},"Distillate Fuel Oil",{"$nulls":13},0.010999999999999954,0.010999999999999954,0.010999999999999954,0.010999999999999954]
["NYC-HH-New Bellevue Hospital","62250_G_CAT2X",62250,"G","CAT2X",null,"Combustion Turbine","IC","NY_Z_J","New York",36,"New York",61,"36061",0.8,9264,2011,{"$nulls":4},"Distillate Fuel Oil",{"$nulls":13},0.010999999999999954,0.010999999999999954,0.010999999999999954,0.010999999999999954]
["NYC-HH-New Bellevue Hospital","62250_G_CAT2Y",62250,"G","CAT2Y",null,"Combustion Turbine","IC","NY_Z_J","New York",36,"New York",61,"36061",0.8,9264,2011,{"$nulls":4},"Distillate Fuel Oil",{"$nulls":13},0.010999999999999954,0.010999999999999954,0.010999999999999954,0.010999999999999954]
["NYP-Hudson Valley Hospital Center","62421_G_750RX",62421,"G","750RX",null,"Combustion Turbine","IC","NY_Z_G-I","New York",36,"Westchester",119,"36119",0.8,9264,2010,{"$nulls":4},"Distillate Fuel Oil",{"$nulls":13},0.010999999999999954,0.010999999999999954,0.010999999999999954,0.010999999999999954]
["Regeneron Pharmaceuticals Inc.","62423_G_771NG",62423,"G","771NG",null,"Combustion Turbine","IC","NY_Z_G-I","New York",36,"Westchester",119,"36119",0.8,9264,2010,{"$nulls":4},"Natural Gas",{"$nulls":13},0.010999999999999954,0.010999999999999954,0.010999999999999954,0.010999999999999954]
["South Nassau Communities Hospital","62447_G_2",62447,"G","2",null,"Combustion Turbine","IC","NY_Z_K","New York",36,"Nassau",59,"36059",0.8,9264,1975,{"$nulls":4},"Distillate Fuel Oil",{"$nulls":13},0.010999999999999954,0.010999999999999954,0.010999999999999954,0.010999999999999954]
["St. Joseph Hospital","62452_G_CT750",62452,"G","CT750",null,"Combustion Turbine","IC","NY_Z_G-I","New York",36,"Westchester",119,"36119",0.8,9264,1978,{"$nulls":4},"Distillate Fuel Oil",{"$nulls":13},0.010999999999999954,0.010999999999999954,0.010999999999999954,0.010999999999999954]
["Mt.Sinai-St.Lukes Roosevelt Hosp. Center","62453_G_CT750",62453,"G","CT750",null,"Combustion Turbine","IC","NY_Z_G-I","New York",36,"Westchester",119,"36119",0.8,9264,1978,{"$nulls":4},"Distillate Fuel Oil",{"$nulls":13},0.010999999999999954,0.010999999999999954,0.010999999999999954,0.010999999999999954]
["Good Samaritan Hospital","61551_G_EGEN2",61551,"G","EGEN2",null,"Combustion Turbine","IC","NY_Z_G-I","New York",36,"Rockland",87,"36087",0.7,9264,2012,{"$nulls":4},"Distillate Fuel Oil",{"$nulls":13},0.010999999999999954,0.010999999999999954,0.010999999999999954,0.010999999999999954]
["St Johns Riverside Hospital","62051_G_EG650",62051,"G","EG650",null,"Combustion Turbine","IC","NY_Z_G-I","New York",36,"Westchester",119,"36119",0.7,9264,2000,{"$nulls":4},"Distillate Fuel Oil",{"$nulls":13},0.010999999999999954,0.010999999999999954,0.010999999999999954,0.010999999999999954]
["NYC-HH-New Bellevue Hospital","62250_G_RUD3R",62250,"G","RUD3R",null,"Combustion Turbine","IC","NY_Z_J","New York",36,"New York",61,"36061",0.7,9264,2002,{"$nulls":4},"Distillate Fuel Oil",{"$nulls":13},0.010999999999999954,0.010999999999999954,0.010999999999999954,0.010999999999999954]
["Westchester County Medical Center","62270_G_CAT04",62270,"G","CAT04",null,"Combustion Turbine","IC","NY_Z_G-I","New York",36,"Westchester",119,"36119",0.7,9264,2000,{"$nulls":4},"Distillate Fuel Oil",{"$nulls":13},0.010999999999999954,0.010999999999999954,0.010999999999999954,0.010999999999999954]
["Westchester County Medical Center","62270_G_CATN1",62270,"G","CATN1",null,"Combustion Turbine","IC","NY_Z_G-I","New York",36,"Westchester",119,"36119",0.7,9264,1974,{"$nulls":4},"Distillate Fuel Oil",{"$nulls":13},0.010999999999999954,0.010999999999999954,0.010999999999999954,0.010999999999999954]
["Westchester County Medical Center","62270_G_CATN2",62270,"G","CATN2",null,"Combustion Turbine","IC","NY_Z_G-I","New York",36,"Westchester",119,"36119",0.7,9264,1974,{"$nulls":4},"Distillate Fuel Oil",{"$nulls":13},0.010999999999999954,0.010999999999999954,0.010999999999999954,0.010999999999999954]
["Westchester County Medical Center","62270_G_CATN3",62270,"G","CATN3",null,"Combustion Turbine","IC","NY_Z_G-I","New York",36,"Westchester",119,"36119",0.7,9264,1996,{"$nulls":4},"Distillate Fuel Oil",{"$nulls":13},0.010999999999999954,0.010999999999999954,0.010999999999999954,0.010999999999999954]
["Albert Einstein College of Medicine","62398_G_CP810",62398,"G","CP810",null,"Combustion Turbine","IC","NY_Z_J","New York",36,"Bronx",5,"36005",0.7,9264,2002,{"$nulls":4},"Distillate Fuel Oil",{"$nulls":13},0.010999999999999954,0.010999999999999954,0.010999999999999954,0.010999999999999954]
["Kingsbrook Jewish Medical Center","62050_G_SR4",62050,"G","SR4",null,"Combustion Turbine","IC","NY_Z_J","New York",36,"Kings",47,"36047",0.6,9264,1999,{"$nulls":4},"Distillate Fuel Oil",{"$nulls":13},0.010999999999999954,0.010999999999999954,0.010999999999999954,0.010999999999999954]
["NYC-HH-New Bellevue Hospital","62250_G_CAT6M",62250,"G","CAT6M",null,"Combustion Turbine","IC","NY_Z_J","New York",36,"New York",61,"36061",0.6,9264,1996,{"$nulls":4},"Distillate Fuel Oil",{"$nulls":13},0.010999999999999954,0.010999999999999954,0.010999999999999954,0.010999999999999954]
["NYC-HH-New Bellevue Hospital","62250_G_CAT6P",62250,"G","CAT6P",null,"Combustion Turbine","IC","NY_Z_J","New York",36,"New York",61,"36061",0.6,9264,1996,{"$nulls":4},"Distillate Fuel Oil",{"$nulls":13},0.010999999999999954,0.010999999999999954,0.010999999999999954,0.010999999999999954]
["Westchester County Medical Center","62270_G_CATR3",62270,"G","CATR3",null,"Combustion Turbine","IC","NY_Z_G-I","New York",36,"Westchester",119,"36119",0.6,9264,2013,{"$nulls":4},"Distillate Fuel Oil",{"$nulls":13},0.010999999999999954,0.010999999999999954,0.010999999999999954,0.010999999999999954]
["NYP-Hudson Valley Hospital Center","62421_G_600CP",62421,"G","600CP",null,"Combustion Turbine","IC","NY_Z_G-I","New York",36,"Westchester",119,"36119",0.6,9264,2012,{"$nulls":4},"Distillate Fuel Oil",{"$nulls":13},0.010999999999999954,0.010999999999999954,0.010999999999999954,0.010999999999999954]
["NYP-Hudson Valley Hospital Center","62421_G_600OE",62421,"G","600OE",null,"Combustion Turbine","IC","NY_Z_G-I","New York",36,"Westchester",119,"36119",0.6,9264,2012,{"$nulls":4},"Distillate Fuel Oil",{"$nulls":13},0.010999999999999954,0.010999999999999954,0.010999999999999954,0.010999999999999954]
["Jameson Gas Processing Plant","55052_G_GN410",55052,"G","GN410",null,"Combustion Turbine","IC","ERC_WEST","Texas",48,"Coke",81,"48081",0.5,9264,2017,{"$nulls":4},"Natural Gas",{"$nulls":13},0.010999999999999954,0.010999999999999954,0.010999999999999954,0.010999999999999954]
["Brooklyn Hospital Center","62002_G_500RE",62002,"G","500RE",null,"Combustion Turbine","IC","NY_Z_J","New York",36,"Kings",47,"36047",0.5,9264,2014,{"$nulls":4},"Distillate Fuel Oil",{"$nulls":13},0.010999999999999954,0.010999999999999954,0.010999999999999954,0.010999999999999954]
["Brooklyn Hospital Center","62002_G_SR4",62002,"G","SR4",null,"Combustion Turbine","IC","NY_Z_J","New York",36,"Kings",47,"36047",0.5,9264,1975,{"$nulls":4},"Distillate Fuel Oil",{"$nulls":13},0.010999999999999954,0.010999999999999954,0.010999999999999954,0.010999999999999954]
["Maimonides Medical Center","62174_G_625DI",62174,"G","625DI",null,"Combustion Turbine","IC","NY_Z_J","New York",36,"Kings",47,"36047",0.5,9264,1999,{"$nulls":4},"Distillate Fuel Oil",{"$nulls":13},0.010999999999999954,0.010999999999999954,0.010999999999999954,0.010999999999999954]
["Maimonides Medical Center","62174_G_CM500",62174,"G","CM500",null,"Combustion Turbine","IC","NY_Z_J","New York",36,"Kings",47,"36047",0.5,9264,2006,{"$nulls":4},"Distillate Fuel Oil",{"$nulls":13},0.010999999999999954,0.010999999999999954,0.010999999999999954,0.010999999999999954]
["Westchester County Medical Center","62270_G_DT080",62270,"G","DT080",null,"Combustion Turbine","IC","NY_Z_G-I","New York",36,"Westchester",119,"36119",0.5,9264,2002,{"$nulls":4},"Distillate Fuel Oil",{"$nulls":13},0.010999999999999954,0.010999999999999954,0.010999999999999954,0.010999999999999954]
["Westchester County Medical Center","62270_G_DT500",62270,"G","DT500",null,"Combustion Turbine","IC","NY_Z_G-I","New York",36,"Westchester",119,"36119",0.5,9264,2000,{"$nulls":4},"Distillate Fuel Oil",{"$nulls":13},0.010999999999999954,0.010999999999999954,0.010999999999999954,0.010999999999999954]
["Albert Einstein College of Medicine","62398_G_CM454",62398,"G","CM454",null,"Combustion Turbine","IC","NY_Z_J","New York",36,"Bronx",5,"36005",0.5,9264,2012,{"$nulls":4},"Distillate Fuel Oil",{"$nulls":13},0.010999999999999954,0.010999999999999954,0.010999999999999954,0.010999999999999954]
["Albert Einstein College of Medicine","62398_G_CP703",62398,"G","CP703",null,"Combustion Turbine","IC","NY_Z_J","New York",36,"Bronx",5,"36005",0.5,9264,2001,{"$nulls":4},"Distillate Fuel Oil",{"$nulls":13},0.010999999999999954,0.010999999999999954,0.010999999999999954,0.010999999999999954]
["Albert Einstein College of Medicine","62398_G_CP922",62398,"G","CP922",null,"Combustion Turbine","IC","NY_Z_J","New York",36,"Bronx",5,"36005",0.5,9264,2008,{"$nulls":4},"Distillate Fuel Oil",{"$nulls":13},0.010999999999999954,0.010999999999999954,0.010999999999999954,0.010999999999999954]
["Brooklyn Hospital Center","62002_G_400DF",62002,"G","400DF",null,"Combustion Turbine","IC","NY_Z_J","New York",36,"Kings",47,"36047",0.5,9264,2004,{"$nulls":4},"Distillate Fuel Oil",{"$nulls":13},0.010999999999999954,0.010999999999999954,0.010999999999999954,0.010999999999999954]
["Saint Catherine of Siena Medical Center","62003_G_855G3",62003,"G","855G3",null,"Combustion Turbine","IC","NY_Z_K","New York",36,"Suffolk",103,"36103",0.4,9264,2002,{"$nulls":4},"Distillate Fuel Oil",{"$nulls":13},0.010999999999999954,0.010999999999999954,0.010999999999999954,0.010999999999999954]
["Saint Catherine of Siena Medical Center","62003_G_D400F",62003,"G","D400F",null,"Combustion Turbine","IC","NY_Z_K","New York",36,"Suffolk",103,"36103",0.4,9264,1997,{"$nulls":4},"Distillate Fuel Oil",{"$nulls":13},0.010999999999999954,0.010999999999999954,0.010999999999999954,0.010999999999999954]
["Saint Catherine of Siena Medical Center","62003_G_E4486",62003,"G","E4486",null,"Combustion Turbine","IC","NY_Z_K","New York",36,"Suffolk",103,"36103",0.4,9264,2002,{"$nulls":4},"Distillate Fuel Oil",{"$nulls":13},0.010999999999999954,0.010999999999999954,0.010999999999999954,0.010999999999999954]
["Westchester County Medical Center","62270_G_CUM37",62270,"G","CUM37",null,"Combustion Turbine","IC","NY_Z_G-I","New York",36,"Westchester",119,"36119",0.4,9264,2000,{"$nulls":4},"Distillate Fuel Oil",{"$nulls":13},0.010999999999999954,0.010999999999999954,0.010999999999999954,0.010999999999999954]
["Regeneron Pharmaceuticals Inc.","62423_G_777NG",62423,"G","777NG",null,"Combustion Turbine","IC","NY_Z_G-I","New York",36,"Westchester",119,"36119",0.4,9264,2013,{"$nulls":4},"Natural Gas",{"$nulls":13},0.010999999999999954,0.010999999999999954,0.010999999999999954,0.010999999999999954]
["Energy Center","58168_G_TURB1",58168,"G","TURB1",null,"Combustion Turbine","IC","WECC_SCE","California",6,"San Bernardino",71,"06071",0.3,9264,2019,{"$nulls":4},"Natural Gas",{"$nulls":13},0.010999999999999954,0.010999999999999954,0.010999999999999954,0.010999999999999954]
["Energy Center","58168_G_TURB2",58168,"G","TURB2",null,"Combustion Turbine","IC","WECC_SCE","California",6,"San Bernardino",71,"06071",0.3,9264,2019,{"$nulls":4},"Natural Gas",{"$nulls":13},0.010999999999999954,0.010999999999999954,0.010999999999999954,0.010999999999999954]
["Energy Center","58168_G_TURB3",58168,"G","TURB3",null,"Combustion Turbine","IC","WECC_SCE","California",6,"San Bernardino",71,"06071",0.3,9264,2019,{"$nulls":4},"Natural Gas",{"$nulls":13},0.010999999999999954,0.010999999999999954,0.010999999999999954,0.010999999999999954]
["Mount Sinai Beth Israel","61569_G_EGEN2",61569,"G","EGEN2",null,"Combustion Turbine","IC","NY_Z_J","New York",36,"New York",61,"36061",0.3,9264,1988,{"$nulls":4},"Distillate Fuel Oil",{"$nulls":13},0.010999999999999954,0.010999999999999954,0.010999999999999954,0.010999999999999954]
["Mount Sinai Beth Israel","61569_G_EGEN4",61569,"G","EGEN4",null,"Combustion Turbine","IC","NY_Z_J","New York",36,"New York",61,"36061",0.3,9264,1988,{"$nulls":4},"Distillate Fuel Oil",{"$nulls":13},0.010999999999999954,0.010999999999999954,0.010999999999999954,0.010999999999999954]
["Mount Sinai Beth Israel","61569_G_EGEN6",61569,"G","EGEN6",null,"Combustion Turbine","IC","NY_Z_J","New York",36,"New York",61,"36061",0.3,9264,1988,{"$nulls":4},"Distillate Fuel Oil",{"$nulls":13},0.010999999999999954,0.010999999999999954,0.010999999999999954,0.010999999999999954]
["IKEA New Haven Rooftop PV &  Fuel Cell","61820_G_213FC",61820,"G","213FC",null,"Fuel Cell",null,"NENG_CT","Connecticut",9,"New Haven",9,"09009",0.3,8653,2016,{"$nulls":4},"Natural Gas",{"$nulls":13},0,0,0,0]
["St Johns Riverside Hospital","62051_G_EG300",62051,"G","EG300",null,"Combustion Turbine","IC","NY_Z_G-I","New York",36,"Westchester",119,"36119",0.3,9264,2009,{"$nulls":4},"Distillate Fuel Oil",{"$nulls":13},0.010999999999999954,0.010999999999999954,0.010999999999999954,0.010999999999999954]
["Maimonides Medical Center","62174_G_ON300",62174,"G","ON300",null,"Combustion Turbine","IC","NY_Z_J","New York",36,"Kings",47,"36047",0.3,9264,1990,{"$nulls":4},"Distillate Fuel Oil",{"$nulls":13},0.010999999999999954,0.010999999999999954,0.010999999999999954,0.010999999999999954]
["Westchester County Medical Center","62270_G_CATR4",62270,"G","CATR4",null,"Combustion Turbine","IC","NY_Z_G-I","New York",36,"Westchester",119,"36119",0.3,9264,1980,{"$nulls":4},"Distillate Fuel Oil",{"$nulls":13},0.010999999999999954,0.010999999999999954,0.010999999999999954,0.010999999999999954]
["Westchester County Medical Center","62270_G_DT250",62270,"G","DT250",null,"Combustion Turbine","IC","NY_Z_G-I","New York",36,"Westchester",119,"36119",0.3,9264,2000,{"$nulls":4},"Distillate Fuel Oil",{"$nulls":13},0.010999999999999954,0.010999999999999954,0.010999999999999954,0.010999999999999954]
["NYP-Hudson Valley Hospital Center","62421_G_300DS",62421,"G","300DS",null,"Combustion Turbine","IC","NY_Z_G-I","New York",36,"Westchester",119,"36119",0.3,9264,2010,{"$nulls":4},"Distillate Fuel Oil",{"$nulls":13},0.010999999999999954,0.010999999999999954,0.010999999999999954,0.010999999999999954]
["St. Joseph Hospital","62452_G_CT250",62452,"G","CT250",null,"Combustion Turbine","IC","NY_Z_G-I","New York",36,"Westchester",119,"36119",0.3,9264,1960,{"$nulls":4},"Distillate Fuel Oil",{"$nulls":13},0.010999999999999954,0.010999999999999954,0.010999999999999954,0.010999999999999954]
["Mt.Sinai-St.Lukes Roosevelt Hosp. Center","62453_G_CT250",62453,"G","CT250",null,"Combustion Turbine","IC","NY_Z_G-I","New York",36,"Westchester",119,"36119",0.3,9264,1960,{"$nulls":4},"Distillate Fuel Oil",{"$nulls":13},0.010999999999999954,0.010999999999999954,0.010999999999999954,0.010999999999999954]
["Mt.Sinai-St.Lukes Roosevelt Hosp. Center","62453_G_EG2",62453,"G","EG2",null,"Combustion Turbine","IC","NY_Z_G-I","New York",36,"Westchester",119,"36119",0.3,9264,2010,{"$nulls":4},"Distillate Fuel Oil",{"$nulls":13},0.010999999999999954,0.010999999999999954,0.010999999999999954,0.010999999999999954]
["Good Samaritan Hospital","61551_G_EGEN3",61551,"G","EGEN3",null,"Combustion Turbine","IC","NY_Z_G-I","New York",36,"Rockland",87,"36087",0.2,9264,2012,{"$nulls":4},"Natural Gas",{"$nulls":13},0.010999999999999954,0.010999999999999954,0.010999999999999954,0.010999999999999954]
["Mount Sinai Beth Israel","61569_G_EGEN1",61569,"G","EGEN1",null,"Combustion Turbine","IC","NY_Z_J","New York",36,"New York",61,"36061",0.2,9264,1988,{"$nulls":4},"Distillate Fuel Oil",{"$nulls":13},0.010999999999999954,0.010999999999999954,0.010999999999999954,0.010999999999999954]
["Mount Sinai Beth Israel","61569_G_EGEN5",61569,"G","EGEN5",null,"Combustion Turbine","IC","NY_Z_J","New York",36,"New York",61,"36061",0.2,9264,1988,{"$nulls":4},"Distillate Fuel Oil",{"$nulls":13},0.010999999999999954,0.010999999999999954,0.010999999999999954,0.010999999999999954]
["Saint Catherine of Siena Medical Center","62003_G_DFG65",62003,"G","DFG65",null,"Combustion Turbine","IC","NY_Z_K","New York",36,"Suffolk",103,"36103",0.2,9264,2001,{"$nulls":4},"Distillate Fuel Oil",{"$nulls":13},0.010999999999999954,0.010999999999999954,0.010999999999999954,0.010999999999999954]
["St Johns Riverside Hospital","62051_G_EG200",62051,"G","EG200",null,"Combustion Turbine","IC","NY_Z_G-I","New York",36,"Westchester",119,"36119",0.2,9264,2014,{"$nulls":4},"Distillate Fuel Oil",{"$nulls":13},0.010999999999999954,0.010999999999999954,0.010999999999999954,0.010999999999999954]
["Albert Einstein College of Medicine","62398_G_CM058",62398,"G","CM058",null,"Combustion Turbine","IC","NY_Z_J","New York",36,"Bronx",5,"36005",0.2,9264,2002,{"$nulls":4},"Distillate Fuel Oil",{"$nulls":13},0.010999999999999954,0.010999999999999954,0.010999999999999954,0.010999999999999954]
["Albert Einstein College of Medicine","62398_G_CM111",62398,"G","CM111",null,"Combustion Turbine","IC","NY_Z_J","New York",36,"Bronx",5,"36005",0.2,9264,2011,{"$nulls":4},"Distillate Fuel Oil",{"$nulls":13},0.010999999999999954,0.010999999999999954,0.010999999999999954,0.010999999999999954]
["Albert Einstein College of Medicine","62398_G_CP643",62398,"G","CP643",null,"Combustion Turbine","IC","NY_Z_J","New York",36,"Bronx",5,"36005",0.2,9264,2002,{"$nulls":4},"Distillate Fuel Oil",{"$nulls":13},0.010999999999999954,0.010999999999999954,0.010999999999999954,0.010999999999999954]
["Albert Einstein College of Medicine","62398_G_WK259",62398,"G","WK259",null,"Combustion Turbine","IC","NY_Z_J","New York",36,"Bronx",5,"36005",0.2,9264,2002,{"$nulls":4},"Natural Gas",{"$nulls":13},0.010999999999999954,0.010999999999999954,0.010999999999999954,0.010999999999999954]
["Regeneron Pharmaceuticals Inc.","62423_G_778NG",62423,"G","778NG",null,"Combustion Turbine","IC","NY_Z_G-I","New York",36,"Westchester",119,"36119",0.2,9264,2013,{"$nulls":4},"Natural Gas",{"$nulls":13},0.010999999999999954,0.010999999999999954,0.010999999999999954,0.010999999999999954]
["St. Johns Episcopal Hospital","62450_G_CT205",62450,"G","CT205",null,"Combustion Turbine","IC","NY_Z_J","New York",36,"Queens",81,"36081",0.2,9264,2010,{"$nulls":4},"Distillate Fuel Oil",{"$nulls":13},0.010999999999999954,0.010999999999999954,0.010999999999999954,0.010999999999999954]
["Mt.Sinai-St.Lukes Roosevelt Hosp. Center","62453_G_EG1",62453,"G","EG1",null,"Combustion Turbine","IC","NY_Z_G-I","New York",36,"Westchester",119,"36119",0.3,9264,1995,{"$nulls":4},"Distillate Fuel Oil",{"$nulls":13},0.010999999999999954,0.010999999999999954,0.010999999999999954,0.010999999999999954]
["Kingsbrook Jewish Medical Center","62050_G_115WA",62050,"G","115WA",null,"Combustion Turbine","IC","NY_Z_J","New York",36,"Kings",47,"36047",0.1,9264,2005,{"$nulls":4},"Distillate Fuel Oil",{"$nulls":13},0.010999999999999954,0.010999999999999954,0.010999999999999954,0.010999999999999954]
["Albert Einstein College of Medicine","62398_G_CP919",62398,"G","CP919",null,"Combustion Turbine","IC","NY_Z_J","New York",36,"Bronx",5,"36005",0.1,9264,2002,{"$nulls":4},"Distillate Fuel Oil",{"$nulls":13},0.010999999999999954,0.010999999999999954,0.010999999999999954,0.010999999999999954]
["Rush Creek Wind","60619_G_GEN1",60619,"G","GEN1",null,"Onshore Wind",null,"WECC_CO","Colorado",8,"Elbert",39,"08039",85.8,0,2018,{"$nulls":4},"Wind",{"$nulls":13},0,0,0,0]
["Chokecherry and Sierra Madre Wind","58987_G_I-C",58987,"G","I-C",null,"Onshore Wind",null,"WECC_WY","Wyoming",56,"Carbon",7,"56007",500,0,2024,{"$nulls":4},"Wind",{"$nulls":13},0,0,0,0]
["Hale Community Wind Farm","59247_G_HALE1",59247,"G","HALE1",null,"Onshore Wind",null,"SPP_SPS","Texas",48,"Hale",189,"48189",478,0,2019,{"$nulls":4},"Wind",{"$nulls":13},0,0,0,0]
["Foard City Wind","61402_G_FOARD",61402,"G","FOARD",null,"Onshore Wind",null,"ERC_WEST","Texas",48,"Foard",155,"48155",352.8,0,2019,{"$nulls":4},"Wind",{"$nulls":13},0,0,0,0]
["Rattlesnake Creek Wind Project","59292_G_RCWP",59292,"G","RCWP",null,"Onshore Wind",null,"SPP_NEBR","Nebraska",31,"Dixon",51,"31051",318.1,0,2019,{"$nulls":4},"Wind",{"$nulls":13},0,0,0,0]
["Santa Rita East","62038_G_STRAE",62038,"G","STRAE",null,"Onshore Wind",null,"ERC_WEST","Texas",48,"Irion",235,"48235",302.4,0,2019,{"$nulls":4},"Wind",{"$nulls":13},0,0,0,0]
["Ranchero Wind Farm LLC","62259_G_RAN",62259,"G","RAN",null,"Onshore Wind",null,"ERC_WEST","Texas",48,"Crockett",105,"48105",300,0,2019,{"$nulls":4},"Wind",{"$nulls":13},0,0,0,0]
["Tahoka Wind","61921_G_TAH",61921,"G","TAH",null,"Onshore Wind",null,"SPP_SPS","Texas",48,"Lynn",305,"48305",300,0,2018,{"$nulls":4},"Wind",{"$nulls":13},0,0,0,0]
["Torrecillas Wind Energy, LLC","61969_G_TWE",61969,"G","TWE",null,"Onshore Wind",null,"ERC_REST","Texas",48,"Webb",479,"48479",300,0,2019,{"$nulls":4},"Wind",{"$nulls":13},0,0,0,0]
["Upland Prairie","61564_G_1",61564,"G","1",null,"Onshore Wind",null,"MIS_MIDA","Iowa",19,"Clay",41,"19041",299.3,0,2019,{"$nulls":4},"Wind",{"$nulls":13},0,0,0,0]
["Diamond Vista Wind Project, LLC","61789_G_DV",61789,"G","DV",null,"Onshore Wind",null,"SPP_N","Kansas",20,"Marion",115,"20115",299.3,0,2019,{"$nulls":4},"Wind",{"$nulls":13},0,0,0,0]
["Solomon Forks Wind Project, LLC","61984_G_WTGS",61984,"G","WTGS",null,"Onshore Wind",null,"SPP_N","Kansas",20,"Thomas",193,"20193",275.6,0,2019,{"$nulls":4},"Wind",{"$nulls":13},0,0,0,0]
["Mount Signal Solar Farm 3","61202_G_MTSG3",61202,"G","MTSG3",null,"Solar PV",null,"WECC_IID","California",6,"Imperial",25,"06025",252.3,0,2018,{"$nulls":4},"Solar",{"$nulls":13},0,0,0,0]
["Phoebe Solar","61906_G_PHOEB",61906,"G","PHOEB",null,"Solar PV",null,"ERC_WEST","Texas",48,"Winkler",495,"48495",250,0,2019,{"$nulls":4},"Solar",{"$nulls":13},0,0,0,0]
["Arbor Hill Wind Farm","62132_G_WT1",62132,"G","WT1",null,"Onshore Wind",null,"MIS_MIDA","Iowa",19,"Adair",1,"19001",250,0,2018,{"$nulls":4},"Wind",{"$nulls":13},0,0,0,0]
["Armadillo Flats Wind Project, LLC","61926_G_ARM",61926,"G","ARM",null,"Onshore Wind",null,"SPP_WEST","Oklahoma",40,"Garfield",47,"40047",247.3,0,2018,{"$nulls":4},"Wind",{"$nulls":13},0,0,0,0]
["Pratt Wind, LLC","61957_G_PW",61957,"G","PW",null,"Onshore Wind",null,"SPP_N","Kansas",20,"Pratt",151,"20151",243.5,0,2018,{"$nulls":4},"Wind",{"$nulls":13},0,0,0,0]
["Panoche Valley Solar Farm","57340_G_1",57340,"G","1",null,"Solar PV",null,"WEC_CALN","California",6,"San Benito",69,"06069",240,0,2018,{"$nulls":4},"Solar",{"$nulls":13},0,0,0,0]
["Misae Solar","62249_G_77777",62249,"G","77777",null,"Solar PV",null,"ERC_WEST","Texas",48,"Childress",75,"48075",240,0,2019,{"$nulls":4},"Solar",{"$nulls":13},0,0,0,0]
["Rio Bravo Windpower, LLC","61865_G_1",61865,"G","1",null,"Onshore Wind",null,"ERC_REST","Texas",48,"Starr",427,"48427",237.6,0,2019,{"$nulls":4},"Wind",{"$nulls":13},0,0,0,0]
["Patriot Wind Farm","58614_G_PAT1",58614,"G","PAT1",null,"Onshore Wind",null,"ERC_REST","Texas",48,"Nueces",355,"48355",226.1,0,2019,{"$nulls":4},"Wind",{"$nulls":13},0,0,0,0]
["Grady Wind Energy Center, LLC","60317_G_1",60317,"G","1",null,"Onshore Wind",null,"SPP_SPS","New Mexico",35,"Curry",9,"35009",220.5,0,2019,{"$nulls":4},"Wind",{"$nulls":13},0,0,0,0]
["Green River Wind Farm","60471_G_GRNRV",60471,"G","GRNRV",null,"Onshore Wind",null,"PJM_COMD","Illinois",17,"Lee",103,"17103",212,0,2019,{"$nulls":4},"Wind",{"$nulls":13},0,0,0,0]
["Walnut Ridge Wind Farm","58694_G_1",58694,"G","1",null,"Onshore Wind",null,"PJM_COMD","Illinois",17,"Bureau",11,"17011",212,0,2018,{"$nulls":4},"Wind",{"$nulls":13},0,0,0,0]
["Upstream Wind Energy LLC","61784_G_UWE",61784,"G","UWE",null,"Onshore Wind",null,"SPP_NEBR","Nebraska",31,"Antelope",3,"31003",202.5,0,2018,{"$nulls":4},"Wind",{"$nulls":13},0,0,0,0]
["Stella Wind Farm","59063_G_WT1",59063,"G","WT1",null,"Onshore Wind",null,"ERC_REST","Texas",48,"Kenedy",261,"48261",201,0,2018,{"$nulls":4},"Wind",{"$nulls":13},0,0,0,0]
["Meadow Lake Wind Farm VI LLC","61756_G_MWLVI",61756,"G","MWLVI",null,"Onshore Wind",null,"MIS_INKY","Indiana",18,"Benton",7,"18007",200.4,0,2018,{"$nulls":4},"Wind",{"$nulls":13},0,0,0,0]
["Turtle Creek Wind Farm LLC","61638_G_TC1",61638,"G","TC1",null,"Onshore Wind",null,"MIS_IA","Iowa",19,"Mitchell",131,"19131",200.1,0,2018,{"$nulls":4},"Wind",{"$nulls":13},0,0,0,0]
["Wright Solar Park","59525_G_FRWSP",59525,"G","FRWSP",null,"Solar PV",null,"WEC_CALN","California",6,"Merced",47,"06047",200,0,2019,{"$nulls":4},"Solar",{"$nulls":13},0,0,0,0]
["Techren Solar II LLC","61930_G_TECH2",61930,"G","TECH2",null,"Solar PV",null,"WECC_SNV","Nevada",32,"Clark",3,"32003",200,0,2019,{"$nulls":4},"Solar",{"$nulls":13},0,0,0,0]
["Twiggs Solar","61696_G_TWIGG",61696,"G","TWIGG",null,"Solar PV",null,"S_SOU","Georgia",13,"Twiggs",289,"13289",200,0,2019,{"$nulls":4},"Solar",{"$nulls":13},0,0,0,0]
["North English","62133_G_GT1",62133,"G","GT1",null,"Onshore Wind",null,"MIS_IA","Iowa",19,"Poweshiek",157,"19157",200,0,2018,{"$nulls":4},"Wind",{"$nulls":13},0,0,0,0]
["Live Oak Wind Project","61782_G_WTGS",61782,"G","WTGS",null,"Onshore Wind",null,"ERC_WEST","Texas",48,"Schleicher",413,"48413",199.5,0,2019,{"$nulls":4},"Wind",{"$nulls":13},0,0,0,0]
["Prairie Queen Wind Farm","62488_G_WT",62488,"G","WT",null,"Onshore Wind",null,"SPP_N","Kansas",20,"Allen",1,"20001",199.3,0,2019,{"$nulls":4},"Wind",{"$nulls":13},0,0,0,0]
["Persimmon Creek Wind Farm 1, LLC","61876_G_PCWF1",61876,"G","PCWF1",null,"Onshore Wind",null,"SPP_WEST","Oklahoma",40,"Woodward",153,"40153",198.6,0,2018,{"$nulls":4},"Wind",{"$nulls":13},0,0,0,0]
["East Fork Wind Project, LLC","62220_G_WTGS",62220,"G","WTGS",null,"Onshore Wind",null,"SPP_N","Kansas",20,"Thomas",193,"20193",195.8,0,2020,{"$nulls":4},"Wind",{"$nulls":13},0,0,0,0]
["Hilltopper Wind Project","61735_G_WT1",61735,"G","WT1",null,"Onshore Wind",null,"MIS_IL","Illinois",17,"Logan",107,"17107",185,0,2019,{"$nulls":4},"Wind",{"$nulls":13},0,0,0,0]
["Lockett Windfarm","62356_G_LOC",62356,"G","LOC",null,"Onshore Wind",null,"ERC_WEST","Texas",48,"Wilbarger",487,"48487",183.8,0,2019,{"$nulls":4},"Wind",{"$nulls":13},0,0,0,0]
["Midway Solar - TX","61368_G_PV1",61368,"G","PV1",null,"Solar PV",null,"ERC_WEST","Texas",48,"Pecos",371,"48371",182,0,2018,{"$nulls":4},"Solar",{"$nulls":13},0,0,0,0]
["Beaver Creek II Wind","62134_G_GT1",62134,"G","GT1",null,"Onshore Wind",null,"MIS_IA","Iowa",19,"Greene",73,"19073",170,0,2018,{"$nulls":4},"Wind",{"$nulls":13},0,0,0,0]
["English Farms","61565_G_1",61565,"G","1",null,"Onshore Wind",null,"MIS_IA","Iowa",19,"Poweshiek",157,"19157",169.9,0,2019,{"$nulls":4},"Wind",{"$nulls":13},0,0,0,0]
["Midway Wind, LLC","61776_G_MIDWY",61776,"G","MIDWY",null,"Onshore Wind",null,"ERC_REST","Texas",48,"San Patricio",409,"48409",162.9,0,2019,{"$nulls":4},"Wind",{"$nulls":13},0,0,0,0]
["Pine River Wind Park","61106_G_1",61106,"G","1",null,"Onshore Wind",null,"MIS_LMI","Michigan",26,"Isabella",73,"26073",161.3,0,2019,{"$nulls":4},"Wind",{"$nulls":13},0,0,0,0]
["North Rosamond Solar LLC","59879_G_GEN01",59879,"G","GEN01",null,"Solar PV",null,"WECC_SCE","California",6,"Kern",29,"06029",160,0,2019,{"$nulls":4},"Solar",{"$nulls":13},0,0,0,0]
["Sholes Wind Energy Center","61889_G_WSN1",61889,"G","WSN1",null,"Onshore Wind",null,"SPP_NEBR","Nebraska",31,"Wayne",179,"31179",160,0,2019,{"$nulls":4},"Wind",{"$nulls":13},0,0,0,0]
["Camilla Solar Energy Project","61785_G_CAMSR",61785,"G","CAMSR",null,"Solar PV",null,"S_SOU","Georgia",13,"Mitchell",205,"13205",160,0,2019,{"$nulls":4},"Solar",{"$nulls":13},0,0,0,0]
["Gopher Creek Wind Farm","61417_G_GCWF",61417,"G","GCWF",null,"Onshore Wind",null,"ERC_WEST","Texas",48,"Borden",33,"48033",158,0,2019,{"$nulls":4},"Wind",{"$nulls":13},0,0,0,0]
["Foxtail Wind, LLC","61747_G_1",61747,"G","1",null,"Onshore Wind",null,"MIS_MAPP","North Dakota",38,"Dickey",21,"38021",150,0,2019,{"$nulls":4},"Wind",{"$nulls":13},0,0,0,0]
["Wildcat Ranch Wind Project","61674_G_WT",61674,"G","WT",null,"Onshore Wind",null,"SPP_SPS","Texas",48,"Cochran",79,"48079",150,0,2018,{"$nulls":4},"Wind",{"$nulls":13},0,0,0,0]
["Pegasus Wind","61916_G_PWEC",61916,"G","PWEC",null,"Onshore Wind",null,"MIS_LMI","Michigan",26,"Tuscola",157,"26157",146.1,0,2019,{"$nulls":4},"Wind",{"$nulls":13},0,0,0,0]
["Palmas Wind, LLC","61773_G_PW",61773,"G","PW",null,"Onshore Wind",null,"ERC_REST","Texas",48,"Cameron",61,"48061",142.6,0,2020,{"$nulls":4},"Wind",{"$nulls":13},0,0,0,0]
["Colonial Trail West","61985_G_CTWS",61985,"G","CTWS",null,"Solar PV",null,"PJM_Dom","Virginia",51,"Surry",181,"51181",142.4,0,2019,{"$nulls":4},"Solar",{"$nulls":13},0,0,0,0]
["Minco Wind IV, LLC","61836_G_MIV",61836,"G","MIV",null,"Onshore Wind",null,"SPP_WEST","Oklahoma",40,"Canadian",17,"40017",130,0,2018,{"$nulls":4},"Wind",{"$nulls":13},0,0,0,0]
["Voyager Wind II","61582_G_VYGR2",61582,"G","VYGR2",null,"Onshore Wind",null,"WECC_SCE","California",6,"Kern",29,"06029",128.7,0,2018,{"$nulls":4},"Wind",{"$nulls":13},0,0,0,0]
["Bishop Hill III","61787_G_BHIII",61787,"G","BHIII",null,"Onshore Wind",null,"PJM_COMD","Illinois",17,"Henry",73,"17073",119,0,2018,{"$nulls":4},"Wind",{"$nulls":13},0,0,0,0]
["Wistaria Ranch Solar","61750_G_WICA",61750,"G","WICA",null,"Solar PV",null,"WECC_IID","California",6,"Imperial",25,"06025",100,0,2018,{"$nulls":4},"Solar",{"$nulls":13},0,0,0,0]
["Antelope Expansion 2","61264_G_ANTX2",61264,"G","ANTX2",null,"Solar PV",null,"WEC_LADW","California",6,"Los Angeles",37,"06037",105,0,2018,{"$nulls":4},"Solar",{"$nulls":13},0,0,0,0]
["Heartland Divide Wind Project, LLC","61609_G_1",61609,"G","1",null,"Onshore Wind",null,"MIS_MIDA","Iowa",19,"Audubon",9,"19009",103.5,0,2018,{"$nulls":4},"Wind",{"$nulls":13},0,0,0,0]
["SR Arlington II","62367_G_ARLII",62367,"G","ARLII",null,"Solar PV",null,"S_SOU","Georgia",13,"Early",99,"13099",102.5,0,2019,{"$nulls":4},"Solar",{"$nulls":13},0,0,0,0]
["Orient Wind Farm","61077_G_1",61077,"G","1",null,"Onshore Wind",null,"MIS_MIDA","Iowa",19,"Adair",1,"19001",102,0,2018,{"$nulls":4},"Wind",{"$nulls":13},0,0,0,0]
["New Frontier Wind","59903_G_GEN",59903,"G","GEN",null,"Onshore Wind",null,"MIS_MAPP","North Dakota",38,"McHenry",49,"38049",100,0,2018,{"$nulls":4},"Wind",{"$nulls":13},0,0,0,0]
["Willow Spring Solar, LLC","60324_G_GEN01",60324,"G","GEN01",null,"Solar PV",null,"WECC_SCE","California",6,"Kern",29,"06029",100,0,2019,{"$nulls":4},"Solar",{"$nulls":13},0,0,0,0]
["Techren","61611_G_TECH1",61611,"G","TECH1",null,"Solar PV",null,"WECC_SNV","Nevada",32,"Clark",3,"32003",100,0,2019,{"$nulls":4},"Solar",{"$nulls":13},0,0,0,0]
["San Pablo Raceway","62004_G_SPRWY",62004,"G","SPRWY",null,"Solar PV",null,"WEC_LADW","California",6,"Los Angeles",37,"06037",100,0,2019,{"$nulls":4},"Solar",{"$nulls":13},0,0,0,0]
["West of the Pecos Solar","62415_G_WOTP1",62415,"G","WOTP1",null,"Solar PV",null,"ERC_WEST","Texas",48,"Reeves",389,"48389",100,0,2019,{"$nulls":4},"Solar",{"$nulls":13},0,0,0,0]
["Stoneray Power Partners, LLC","62269_G_STNRY",62269,"G","STNRY",null,"Onshore Wind",null,"MIS_MNWI","Minnesota",27,"Pipestone",117,"27117",100,0,2019,{"$nulls":4},"Wind",{"$nulls":13},0,0,0,0]
["Blue Summit II Wind, LLC","61970_G_BSII",61970,"G","BSII",null,"Onshore Wind",null,"ERC_WEST","Texas",48,"Wilbarger",487,"48487",99.4,0,2019,{"$nulls":4},"Wind",{"$nulls":13},0,0,0,0]
["Spring Grove I","61986_G_SGIS",61986,"G","SGIS",null,"Solar PV",null,"PJM_Dom","Virginia",51,"Surry",181,"51181",97.9,0,2020,{"$nulls":4},"Solar",{"$nulls":13},0,0,0,0]
["GRP Franklin Renewable Energy Facility","60550_G_GEN",60550,"G","GEN",null,"Biomass",null,"S_SOU","Georgia",13,"Franklin",119,"13119",93.5,13500,2019,{"$nulls":4},"Biomass",{"$nulls":12},0.08,0.020000000000000018,0.020000000000000018,0.020000000000000018,0.020000000000000018]
["Sweetwater Solar","61369_G_PV1",61369,"G","PV1",null,"Solar PV",null,"WECC_WY","Wyoming",56,"Sweetwater",37,"56037",92,0,2018,{"$nulls":4},"Solar",{"$nulls":13},0,0,0,0]
["Ivester Wind Farm","61911_G_WT1",61911,"G","WT1",null,"Onshore Wind",null,"MIS_IA","Iowa",19,"Grundy",75,"19075",90.8,0,2018,{"$nulls":4},"Wind",{"$nulls":13},0,0,0,0]
["Springbok 3 Solar Farm","60491_G_SB3SF",60491,"G","SB3SF",null,"Solar PV",null,"WECC_SCE","California",6,"Kern",29,"06029",90,0,2019,{"$nulls":4},"Solar",{"$nulls":13},0,0,0,0]
["Big Level Wind","60551_G_BLW01",60551,"G","BLW01",null,"Onshore Wind",null,"PJM_AP","Pennsylvania",42,"Potter",105,"42105",90,0,2019,{"$nulls":4},"Wind",{"$nulls":13},0,0,0,0]
["Rugged Solar LLC","57960_G_1",57960,"G","1",null,"Solar PV",null,"WEC_SDGE","California",6,"San Diego",73,"06073",80,0,2019,{"$nulls":4},"Solar",{"$nulls":13},0,0,0,0]
["Jawbone Wind Project","58175_G_JWPI",58175,"G","JWPI",null,"Onshore Wind",null,"WECC_MT","Montana",30,"Wheatland",107,"30107",80,0,2020,{"$nulls":4},"Wind",{"$nulls":13},0,0,0,0]
["Lorenzo Wind","59244_G_FIBE1",59244,"G","FIBE1",null,"Onshore Wind",null,"ERC_WEST","Texas",48,"Crosby",107,"48107",80,0,2018,{"$nulls":4},"Wind",{"$nulls":13},0,0,0,0]
["Stillwater Wind, LLC","61858_G_WT",61858,"G","WT",null,"Onshore Wind",null,"WECC_MT","Montana",30,"Stillwater",95,"30095",80,0,2018,{"$nulls":4},"Wind",{"$nulls":13},0,0,0,0]
["Aulander Holloman Solar, LLC","62340_G_HOLLO",62340,"G","HOLLO",null,"Solar PV",null,"PJM_Dom","North Carolina",37,"Hertford",91,"37091",80,0,2018,{"$nulls":4},"Solar",{"$nulls":13},0,0,0,0]
["Copenhagen Wind Farm","58979_G_CPHGN",58979,"G","CPHGN",null,"Onshore Wind",null,"NY_Z_C&E","New York",36,"Lewis",49,"36049",79.9,0,2018,2043,{"$nulls":3},"Wind",{"$nulls":13},0,0,0,0]
["Arkwright Summit Wind Farm LLC","61673_G_WT",61673,"G","WT",null,"Onshore Wind",null,"NY_Z_A","New York",36,"Chautauqua",13,"36013",78.4,0,2018,{"$nulls":4},"Wind",{"$nulls":13},0,0,0,0]
["Cedar Creek Wind","56371_G_2",56371,"G","2",null,"Onshore Wind",null,"WECC_CO","Colorado",8,"Weld",123,"08123",79.5,0,2007,{"$nulls":4},"Wind",{"$nulls":13},0,0,0,0]
["Pecan Solar","60030_G_PECAN",60030,"G","PECAN",null,"Solar PV",null,"PJM_Dom","North Carolina",37,"Northampton",131,"37131",74.9,0,2018,{"$nulls":4},"Solar",{"$nulls":13},0,0,0,0]
["Shaw Creek Solar, LLC","61790_G_SHAWC",61790,"G","SHAWC",null,"Solar PV",null,"S_VACA","South Carolina",45,"Aiken",3,"45003",74.9,0,2019,{"$nulls":4},"Solar",{"$nulls":13},0,0,0,0]
["Hamilton Solar Power Plant","61807_G_PV1",61807,"G","PV1",null,"Solar PV",null,"FRCC","Florida",12,"Hamilton",47,"12047",74.9,0,2018,{"$nulls":4},"Solar",{"$nulls":13},0,0,0,0]
["NC 102 Project LLC","61610_G_NC102",61610,"G","NC102",null,"Solar PV",null,"S_VACA","North Carolina",37,"Cabarrus",25,"37025",74.8,0,2018,{"$nulls":4},"Solar",{"$nulls":13},0,0,0,0]
["Lithia Solar","61663_G_GEN1",61663,"G","GEN1",null,"Solar PV",null,"FRCC","Florida",12,"Hillsborough",57,"12057",74.5,0,2019,{"$nulls":4},"Solar",{"$nulls":13},0,0,0,0]
["Sunshine Gateway Solar Energy Center","61763_G_1",61763,"G","1",null,"Solar PV",null,"FRCC","Florida",12,"Columbia",23,"12023",74.5,0,2019,{"$nulls":4},"Solar",{"$nulls":13},0,0,0,0]
["Miami Dade Solar Energy Center","61766_G_1",61766,"G","1",null,"Solar PV",null,"FRCC","Florida",12,"Miami Dade",86,"12086",74.5,0,2019,{"$nulls":4},"Solar",{"$nulls":13},0,0,0,0]
["Pioneer Trail Solar Energy Center","61767_G_1",61767,"G","1",null,"Solar PV",null,"FRCC","Florida",12,"Volusia",127,"12127",74.5,0,2019,{"$nulls":4},"Solar",{"$nulls":13},0,0,0,0]
["Interstate Solar Energy Center","61768_G_1",61768,"G","1",null,"Solar PV",null,"FRCC","Florida",12,"St Lucie",111,"12111",74.5,0,2019,{"$nulls":4},"Solar",{"$nulls":13},0,0,0,0]
["Balm Solar","61654_G_PV1",61654,"G","PV1",null,"Solar PV",null,"FRCC","Florida",12,"Hillsborough",57,"12057",72.9,0,2018,{"$nulls":4},"Solar",{"$nulls":13},0,0,0,0]
["SR Terrell","62058_G_TERRL",62058,"G","TERRL",null,"Solar PV",null,"S_SOU","Georgia",13,"Terrell",273,"13273",74,0,2019,{"$nulls":4},"Solar",{"$nulls":13},0,0,0,0]
["Payne Creek Solar","61665_G_GEN1",61665,"G","GEN1",null,"Solar PV",null,"FRCC","Florida",12,"Polk",105,"12105",68.9,0,2018,{"$nulls":4},"Solar",{"$nulls":13},0,0,0,0]
["Washburn Wind Farm","61071_G_WASH",61071,"G","WASH",null,"Onshore Wind",null,"MIS_MIDA","Iowa",19,"Black Hawk",13,"19013",70,0,2020,{"$nulls":4},"Wind",{"$nulls":13},0,0,0,0]
["GRP Madison Renewable Energy Facility","61213_G_GEN",61213,"G","GEN",null,"Biomass",null,"S_SOU","Georgia",13,"Madison",195,"13195",65,13500,2019,{"$nulls":4},"Biomass",{"$nulls":12},0.08,0.020000000000000018,0.020000000000000018,0.020000000000000018,0.020000000000000018]
["Grange Hall Solar","61656_G_PV1",61656,"G","PV1",null,"Solar PV",null,"FRCC","Florida",12,"Hillsborough",57,"12057",61,0,2019,{"$nulls":4},"Solar",{"$nulls":13},0,0,0,0]
["Great Valley Solar Portfolio Holdings, LLC","59940_G_GVS2",59940,"G","GVS2",null,"Solar PV",null,"WEC_CALN","California",6,"Fresno",19,"06019",60,0,2017,{"$nulls":4},"Solar",{"$nulls":13},0,0,0,0]
["Ranchland Solar, LLC","61813_G_RCHLD",61813,"G","RCHLD",null,"Solar PV",null,"PJM_Dom","North Carolina",37,"Currituck",53,"37053",60,0,2017,{"$nulls":4},"Solar",{"$nulls":13},0,0,0,0]
["Sage Solar I-III","62399_G_77778",62399,"G","77778",null,"Solar PV",null,"WECC_UT","Utah",49,"Rich",33,"49033",57.6,0,2019,{"$nulls":4},"Solar",{"$nulls":13},0,0,0,0]
["Beech Ridge II Wind Energy Center","62482_G_GEN1",62482,"G","GEN1",null,"Onshore Wind",null,"PJM_AP","West Virginia",54,"Greenbrier",25,"54025",56.2,0,2019,{"$nulls":4},"Wind",{"$nulls":13},0,0,0,0]
["Peace Creek Solar","61666_G_GEN",61666,"G","GEN",null,"Solar PV",null,"FRCC","Florida",12,"Polk",105,"12105",55.4,0,2019,{"$nulls":4},"Solar",{"$nulls":13},0,0,0,0]
["Millington Solar Farm","60560_G_MILL",60560,"G","MILL",null,"Solar PV",null,"S_C_TVA","Tennessee",47,"Shelby",157,"47157",53,0,2018,{"$nulls":4},"Solar",{"$nulls":13},0,0,0,0]
["Meridian III","62163_G_MRDII",62163,"G","MRDII",null,"Solar PV",null,"S_SOU","Mississippi",28,"Lauderdale",75,"28075",52.5,0,2019,{"$nulls":4},"Solar",{"$nulls":13},0,0,0,0]
["Buckleberry Solar","61693_G_GEN",61693,"G","GEN",null,"Solar PV",null,"S_VACA","North Carolina",37,"Lenoir",107,"37107",52.1,0,2018,{"$nulls":4},"Solar",{"$nulls":13},0,0,0,0]
["Citrus Ridge Solar","61988_G_FL501",61988,"G","FL501",null,"Solar PV",null,"FRCC","Florida",12,"Orange",95,"12095",52,0,2018,{"$nulls":4},"Solar",{"$nulls":13},0,0,0,0]
["Casa Mesa Wind Energy Center","61925_G_CMNM",61925,"G","CMNM",null,"Onshore Wind",null,"SPP_SPS","New Mexico",35,"Quay",37,"35037",50.9,0,2018,{"$nulls":4},"Wind",{"$nulls":13},0,0,0,0]
["Brantley Solar","60623_G_PV1",60623,"G","PV1",null,"Solar PV",null,"S_VACA","North Carolina",37,"Nash",127,"37127",50.2,0,2018,{"$nulls":4},"Solar",{"$nulls":13},0,0,0,0]
["Fox Creek Solar","60624_G_PV1",60624,"G","PV1",null,"Solar PV",null,"S_VACA","North Carolina",37,"Franklin",69,"37069",50.2,0,2018,{"$nulls":4},"Solar",{"$nulls":13},0,0,0,0]
["Innovative Solar 54","59669_G_IS054",59669,"G","IS054",null,"Solar PV",null,"S_VACA","North Carolina",37,"Lenoir",107,"37107",50,0,2018,{"$nulls":4},"Solar",{"$nulls":13},0,0,0,0]
["Bladen Solar","61561_G_GEN1",61561,"G","GEN1",null,"Solar PV",null,"S_VACA","North Carolina",37,"Bladen",17,"37017",50,0,2017,{"$nulls":4},"Solar",{"$nulls":13},0,0,0,0]
["Ivory Solar","61697_G_IVORY",61697,"G","IVORY",null,"Solar PV",null,"ERC_WEST","Texas",48,"Dawson",115,"48115",50,0,2018,{"$nulls":4},"Solar",{"$nulls":13},0,0,0,0]
["Titan Solar","61811_G_PCEC",61811,"G","PCEC",null,"Solar PV",null,"WECC_CO","Colorado",8,"Arapahoe",5,"08005",50,0,2018,{"$nulls":4},"Solar",{"$nulls":13},0,0,0,0]
["Thunder Spirit Wind, LLC","58965_G_2",58965,"G","2",null,"Onshore Wind",null,"MIS_MAPP","North Dakota",38,"Adams",1,"38001",48,0,2018,{"$nulls":4},"Wind",{"$nulls":13},0,0,0,0]
["Palmer's Creek Wind Farm, LLC","62291_G_PCWF",62291,"G","PCWF",null,"Onshore Wind",null,"MIS_MNWI","Minnesota",27,"Chippewa",23,"27023",44.6,0,2018,{"$nulls":4},"Wind",{"$nulls":13},0,0,0,0]
["Voyager Wind III","61583_G_VYGR3",61583,"G","VYGR3",null,"Onshore Wind",null,"WECC_SCE","California",6,"Kern",29,"06029",43.2,0,2018,{"$nulls":4},"Wind",{"$nulls":13},0,0,0,0]
["Lon Wright","2240_G_CTNWD",2240,"G","CTNWD",null,"Onshore Wind",null,"SPP_NEBR","Nebraska",31,"Dodge",53,"31053",40.9,0,2017,{"$nulls":4},"Wind",{"$nulls":13},0,0,0,0]
["Georgia-Pacific Consr Prods LP-Naheola","10699_G_TG4",10699,"G","TG4",null,"Biomass",null,"S_SOU","Alabama",1,"Choctaw",23,"01023",29.4,13500,2019,{"$nulls":4},"Biomass",{"$nulls":12},0.08,0.020000000000000018,0.020000000000000018,0.020000000000000018,0.020000000000000018]
["Vista Energy Storage System ","61661_G_VISTA",61661,"G","VISTA",null,"Energy Storage",null,"WEC_SDGE","California",6,"San Diego",73,"06073",40,0,2018,{"$nulls":4},"Energy Storage",{"$nulls":13},0,0,0,0]
["Peony Solar","61976_G_PGRG1",61976,"G","PGRG1",null,"Solar PV",null,"S_VACA","South Carolina",45,"Orangeburg",75,"45075",39,0,2018,{"$nulls":4},"Solar",{"$nulls":13},0,0,0,0]
["McGinness Hills 3","61912_G_OEC31",61912,"G","OEC31",null,"Geothermal",null,"WECC_NNV","Nevada",32,"Lander",15,"32015",17,30000,2018,{"$nulls":4},"Geothermal",{"$nulls":13},0,0,0,0]
["McGinness Hills 3","61912_G_OEC32",61912,"G","OEC32",null,"Geothermal",null,"WECC_NNV","Nevada",32,"Lander",15,"32015",20,30000,2018,{"$nulls":4},"Geothermal",{"$nulls":13},0,0,0,0]
["Sierra Pacific Quincy Facility","50112_G_GEN3",50112,"G","GEN3",null,"Biomass",null,"WEC_CALN","California",6,"Plumas",63,"06063",24,13500,2018,{"$nulls":4},"Biomass",{"$nulls":12},0.08,0.020000000000000018,0.020000000000000018,0.020000000000000018,0.020000000000000018]
["Bonnie Mine Solar","61655_G_PV1",61655,"G","PV1",null,"Solar PV",null,"FRCC","Florida",12,"Polk",105,"12105",35,0,2019,{"$nulls":4},"Solar",{"$nulls":13},0,0,0,0]
["Innovative Solar 67","59678_G_IS067",59678,"G","IS067",null,"Solar PV",null,"S_VACA","North Carolina",37,"Pender",141,"37141",33.3,0,2018,{"$nulls":4},"Solar",{"$nulls":13},0,0,0,0]
["Seymour Hills Wind Project, LLC","62227_G_WTGS",62227,"G","WTGS",null,"Onshore Wind",null,"ERC_WEST","Texas",48,"Baylor",23,"48023",30.2,0,2019,{"$nulls":4},"Wind",{"$nulls":13},0,0,0,0]
["Bluebell Solar","60789_G_UNIT1",60789,"G","UNIT1",null,"Solar PV",null,"ERC_WEST","Texas",48,"Sterling",431,"48431",30,0,2018,{"$nulls":4},"Solar",{"$nulls":13},0,0,0,0]
["Citizens Imperial Solar","62052_G_CIS1",62052,"G","CIS1",null,"Solar PV",null,"WECC_IID","California",6,"Imperial",25,"06025",30,0,2019,{"$nulls":4},"Solar",{"$nulls":13},0,0,0,0]
["Antrim Wind","59953_G_AWND1",59953,"G","AWND1",null,"Onshore Wind",null,"NENGREST","New Hampshire",33,"Hillsborough",11,"33011",28.4,0,2019,{"$nulls":4},"Wind",{"$nulls":13},0,0,0,0]
["Difwind Farms Ltd VI","54686_G_EXIS",54686,"G","EXIS",null,"Onshore Wind",null,"WECC_SCE","California",6,"Kern",29,"06029",25.3,0,1987,{"$nulls":4},"Wind",{"$nulls":13},0,0,0,0]
["North 301 Solar","61778_G_N301",61778,"G","N301",null,"Solar PV",null,"PJM_Dom","North Carolina",37,"Halifax",83,"37083",26.9,0,2019,{"$nulls":4},"Solar",{"$nulls":13},0,0,0,0]
["Great Valley Solar Portfolio Holdings, LLC","59940_G_GVS3",59940,"G","GVS3",null,"Solar PV",null,"WEC_CALN","California",6,"Fresno",19,"06019",20,0,2017,{"$nulls":4},"Solar",{"$nulls":13},0,0,0,0]
["Great Valley Solar Portfolio Holdings, LLC","59940_G_GVS4",59940,"G","GVS4",null,"Solar PV",null,"WEC_CALN","California",6,"Fresno",19,"06019",20,0,2017,{"$nulls":4},"Solar",{"$nulls":13},0,0,0,0]
["Heber Geothermal","54689_G_4",54689,"G","4",null,"Geothermal",null,"WECC_IID","California",6,"Imperial",25,"06025",16,30000,2018,{"$nulls":4},"Geothermal",{"$nulls":13},0,0,0,0]
["Lightning Dock Geothermal HI-01, LLC","58629_G_GEN-5",58629,"G","GEN-5",null,"Geothermal",null,"WECC_NM","New Mexico",35,"Hidalgo",23,"35023",7,30000,2018,{"$nulls":4},"Geothermal",{"$nulls":13},0,0,0,0]
["Brady","55991_G_OEC1",55991,"G","OEC1",null,"Geothermal",null,"WECC_NNV","Nevada",32,"Churchill",1,"32001",10,30000,2018,{"$nulls":4},"Geothermal",{"$nulls":13},0,0,0,0]
["HEBT WLA 1","61721_G_WLA1C",61721,"G","WLA1C",null,"Energy Storage",null,"WECC_SCE","California",6,"Orange",59,"06059",11.8,0,2019,{"$nulls":4},"Energy Storage",{"$nulls":13},0,0,0,0]
["Babcock Solar Energy Center","59993_G_BA",59993,"G","BA",null,"Energy Storage",null,"FRCC","Florida",12,"Charlotte",15,"12015",10,0,2018,{"$nulls":4},"Energy Storage",{"$nulls":13},0,0,0,0]
["Pinal Central Energy Center","61678_G_BA1",61678,"G","BA1",null,"Energy Storage",null,"WECC_AZ","Arizona",4,"Pinal",21,"04021",10,0,2018,{"$nulls":4},"Energy Storage",{"$nulls":13},0,0,0,0]
["Castle Gap Solar","60123_G_BAT1",60123,"G","BAT1",null,"Energy Storage",null,"ERC_WEST","Texas",48,"Upton",461,"48461",9.9,0,2019,{"$nulls":4},"Energy Storage",{"$nulls":13},0,0,0,0]
["Faraday","3045_G_7",3045,"G","7",null,"Hydro",null,"WECC_PNW","Oregon",41,"Clackamas",5,"41005",9,0,2020,{"$nulls":4},"Hydro",{"$nulls":13},0,0,0,0]
["Faraday","3045_G_8",3045,"G","8",null,"Hydro",null,"WECC_PNW","Oregon",41,"Clackamas",5,"41005",9,0,2020,{"$nulls":4},"Hydro",{"$nulls":13},0,0,0,0]
["Sierra Pacific Sonora","54517_G_GEN3",54517,"G","GEN3",null,"Biomass",null,"WEC_CALN","California",6,"Tuolumne",109,"06109",6,13500,2018,{"$nulls":4},"Biomass",{"$nulls":12},0.08,0.020000000000000018,0.020000000000000018,0.020000000000000018,0.020000000000000018]
["Terra-Gen Dixie Valley","52015_G_GEN2",52015,"G","GEN2",null,"Geothermal",null,"WECC_NNV","Nevada",32,"Churchill",1,"32001",2.5,30000,2012,{"$nulls":4},"Geothermal",{"$nulls":13},0,0,0,0]
["Vernon Dam","2352_G_6A",2352,"G","6A",null,"Hydro",null,"NENGREST","Vermont",50,"Windham",25,"50025",4.5,0,2008,{"$nulls":4},"Hydro",{"$nulls":13},0,0,0,0]
["Vernon Dam","2352_G_7A",2352,"G","7A",null,"Hydro",null,"NENGREST","Vermont",50,"Windham",25,"50025",4.5,0,2008,{"$nulls":4},"Hydro",{"$nulls":13},0,0,0,0]
["HEBT WLA 1","61721_G_WLA09",61721,"G","WLA09",null,"Energy Storage",null,"WECC_SCE","California",6,"Orange",59,"06059",4.5,0,2019,{"$nulls":4},"Energy Storage",{"$nulls":13},0,0,0,0]
["Salem Energy Systems LLC","54984_G_UNT2",54984,"G","UNT2",null,"Landfill Gas",null,"S_VACA","North Carolina",37,"Forsyth",67,"37067",3.3,18000,2017,{"$nulls":4},"Landfill Gas",{"$nulls":13},0.08999999999999997,0.08999999999999997,0.08999999999999997,0.08999999999999997]
["HEBT Irvine 1","61722_G_IRV1W",61722,"G","IRV1W",null,"Energy Storage",null,"WECC_SCE","California",6,"Orange",59,"06059",4.5,0,2018,{"$nulls":4},"Energy Storage",{"$nulls":13},0,0,0,0]
["Citrus Solar Energy Center","60061_G_BA",60061,"G","BA",null,"Energy Storage",null,"FRCC","Florida",12,"DeSoto",27,"12027",4,0,2018,{"$nulls":4},"Energy Storage",{"$nulls":13},0,0,0,0]
["Hauser","2185_G_HAU7",2185,"G","HAU7",null,"Hydro",null,"WECC_MT","Montana",30,"Lewis and Clark",49,"30049",3.4,0,2019,{"$nulls":4},"Hydro",{"$nulls":13},0,0,0,0]
["HEBT Irvine 2","61723_G_IRV2W",61723,"G","IRV2W",null,"Energy Storage",null,"WECC_SCE","California",6,"Orange",59,"06059",3.3,0,2018,{"$nulls":4},"Energy Storage",{"$nulls":13},0,0,0,0]
["Shoshone Falls","818_G_4",818,"G","4",null,"Hydro",null,"WECC_ID","Idaho",16,"Jerome",53,"16053",3.2,0,2020,{"$nulls":4},"Hydro",{"$nulls":13},0,0,0,0]
["Mt. Tom Solar Project","60906_G_BA1",60906,"G","BA1",null,"Energy Storage",null,"NENGREST","Massachusetts",25,"Hampden",13,"25013",3.1,0,2018,{"$nulls":4},"Energy Storage",{"$nulls":13},0,0,0,0]
["GE - Tehachapi","57566_G_2.8P3",57566,"G","2.8P3",null,"Onshore Wind",null,"WECC_SCE","California",6,"Kern",29,"06029",2.8,0,2018,{"$nulls":4},"Wind",{"$nulls":13},0,0,0,0]
["GE - Tehachapi","57566_G_2.5P2",57566,"G","2.5P2",null,"Onshore Wind",null,"WECC_SCE","California",6,"Kern",29,"06029",2.5,0,2015,{"$nulls":4},"Wind",{"$nulls":13},0,0,0,0]
["HEBT Irvine 2","61723_G_IRV06",61723,"G","IRV06",null,"Energy Storage",null,"WECC_SCE","California",6,"Orange",59,"06059",2.5,0,2018,{"$nulls":4},"Energy Storage",{"$nulls":13},0,0,0,0]
["Berkshire Wind Power Project","57721_G_HN-8",57721,"G","HN-8",null,"Onshore Wind",null,"NENGREST","Massachusetts",25,"Berkshire",3,"25003",2.3,0,2019,{"$nulls":4},"Wind",{"$nulls":13},0,0,0,0]
["Berkshire Wind Power Project","57721_G_HN-9",57721,"G","HN-9",null,"Onshore Wind",null,"NENGREST","Massachusetts",25,"Berkshire",3,"25003",2.3,0,2019,{"$nulls":4},"Wind",{"$nulls":13},0,0,0,0]
["Allendorf","56215_G_ET",56215,"G","ET",null,"Onshore Wind",null,"MIS_IA","Iowa",19,"Osceola",143,"19143",1.8,0,2019,{"$nulls":4},"Wind",{"$nulls":13},0,0,0,0]
["Allendorf","56215_G_WT",56215,"G","WT",null,"Onshore Wind",null,"MIS_IA","Iowa",19,"Osceola",143,"19143",2,0,2003,{"$nulls":4},"Wind",{"$nulls":13},0,0,0,0]
["Foundation NWNA","58114_G_WTG3",58114,"G","WTG3",null,"Onshore Wind",null,"WECC_SCE","California",6,"Riverside",65,"06065",1.9,0,2018,{"$nulls":4},"Wind",{"$nulls":13},0,0,0,0]
["HEBT WLA 1","61721_G_WLA08",61721,"G","WLA08",null,"Energy Storage",null,"WECC_SCE","California",6,"Orange",59,"06059",1.9,0,2019,{"$nulls":4},"Energy Storage",{"$nulls":13},0,0,0,0]
["Pecan Row Landfill To Electric Facility","59221_G_GM04",59221,"G","GM04",null,"Landfill Gas",null,"S_SOU","Georgia",13,"Lowndes",185,"13185",1.6,18000,1977,{"$nulls":4},"Landfill Gas",{"$nulls":13},0.08999999999999997,0.08999999999999997,0.08999999999999997,0.08999999999999997]
["HEBT WLA 1","61721_G_WLA04",61721,"G","WLA04",null,"Energy Storage",null,"WECC_SCE","California",6,"Orange",59,"06059",1.5,0,2019,{"$nulls":4},"Energy Storage",{"$nulls":13},0,0,0,0]
["Kingsberry Energy Storage System","61741_G_KBESS",61741,"G","KBESS",null,"Energy Storage",null,"ERC_REST","Texas",48,"Travis",453,"48453",1.5,0,2018,{"$nulls":4},"Energy Storage",{"$nulls":13},0,0,0,0]
["HEBT WLA 1","61721_G_WLA05",61721,"G","WLA05",null,"Energy Storage",null,"WECC_SCE","California",6,"Orange",59,"06059",1.3,0,2019,{"$nulls":4},"Energy Storage",{"$nulls":13},0,0,0,0]
["HEBT WLA 1","61721_G_WLA10",61721,"G","WLA10",null,"Energy Storage",null,"WECC_SCE","California",6,"Orange",59,"06059",1.3,0,2019,{"$nulls":4},"Energy Storage",{"$nulls":13},0,0,0,0]
["Lon Wright","2240_G_SLR1",2240,"G","SLR1",null,"Solar PV",null,"SPP_NEBR","Nebraska",31,"Dodge",53,"31053",1.3,0,2018,{"$nulls":4},"Solar",{"$nulls":13},0,0,0,0]
["HEBT WLA 1","61721_G_WLA06",61721,"G","WLA06",null,"Energy Storage",null,"WECC_SCE","California",6,"Orange",59,"06059",1.2,0,2019,{"$nulls":4},"Energy Storage",{"$nulls":13},0,0,0,0]
["Cox Battery Energy Storage","61679_G_1",61679,"G","1",null,"Energy Storage",null,"SPP_N","Missouri",29,"Greene",77,"29077",1.2,0,2017,{"$nulls":4},"Energy Storage",{"$nulls":13},0,0,0,0]
["Mongaup","2630_G_GEN2",2630,"G","GEN2",null,"Hydro",null,"NY_Z_G-I","New York",36,"Sullivan",105,"36105",1.1,0,1923,{"$nulls":4},"Hydro",{"$nulls":13},0,0,0,0]
["Mongaup","2630_G_GEN3",2630,"G","GEN3",null,"Hydro",null,"NY_Z_G-I","New York",36,"Sullivan",105,"36105",1.1,0,1923,{"$nulls":4},"Hydro",{"$nulls":13},0,0,0,0]
["Mongaup","2630_G_GEN4",2630,"G","GEN4",null,"Hydro",null,"NY_Z_G-I","New York",36,"Sullivan",105,"36105",1.1,0,1923,{"$nulls":4},"Hydro",{"$nulls":13},0,0,0,0]
["Ohio Northern University Solar Site","60913_G_PV2",60913,"G","PV2",null,"Solar PV",null,"PJM_West","Ohio",39,"Hardin",65,"39065",1,0,2018,{"$nulls":4},"Solar",{"$nulls":13},0,0,0,0]
["Green City Recovery, LLC","60703_G_2",60703,"G","2",null,"Landfill Gas",null,"S_C_KY","Kentucky",21,"Scott",209,"21209",1,18000,2019,{"$nulls":4},"Landfill Gas",{"$nulls":13},0.08999999999999997,0.08999999999999997,0.08999999999999997,0.08999999999999997]
["HEBT WLA 1","61721_G_WLA01",61721,"G","WLA01",null,"Energy Storage",null,"WECC_SCE","California",6,"Orange",59,"06059",1,0,2019,{"$nulls":4},"Energy Storage",{"$nulls":13},0,0,0,0]
["HEBT WLA 1","61721_G_WLA02",61721,"G","WLA02",null,"Energy Storage",null,"WECC_SCE","California",6,"Orange",59,"06059",1,0,2019,{"$nulls":4},"Energy Storage",{"$nulls":13},0,0,0,0]
["HEBT WLA 1","61721_G_WLA03",61721,"G","WLA03",null,"Energy Storage",null,"WECC_SCE","California",6,"Orange",59,"06059",1,0,2019,{"$nulls":4},"Energy Storage",{"$nulls":13},0,0,0,0]
["HEBT WLA 1","61721_G_WLA07",61721,"G","WLA07",null,"Energy Storage",null,"WECC_SCE","California",6,"Orange",59,"06059",1,0,2019,{"$nulls":4},"Energy Storage",{"$nulls":13},0,0,0,0]
["Boston Medical Center CHP Plant","61186_G_BATT",61186,"G","BATT",null,"Energy Storage",null,"NENGREST","Massachusetts",25,"Suffolk",25,"25025",1,0,2019,{"$nulls":4},"Energy Storage",{"$nulls":13},0,0,0,0]
["Lon Wright","2240_G_SLR2",2240,"G","SLR2",null,"Solar PV",null,"SPP_NEBR","Nebraska",31,"Dodge",53,"31053",1,0,2018,{"$nulls":4},"Solar",{"$nulls":13},0,0,0,0]
["GMP Solar - Panton","60562_G_GMPBP",60562,"G","GMPBP",null,"Energy Storage",null,"NENGREST","Vermont",50,"Addison",1,"50001",1,0,2018,{"$nulls":4},"Energy Storage",{"$nulls":13},0,0,0,0]
["Wright Cuddyer CSG","61494_G_41330",61494,"G","41330",null,"Solar PV",null,"MIS_MNWI","Minnesota",27,"Wright",171,"27171",1,0,2018,{"$nulls":4},"Solar",{"$nulls":13},0,0,0,0]
["HEBT Irvine 1","61722_G_IRV01",61722,"G","IRV01",null,"Energy Storage",null,"WECC_SCE","California",6,"Orange",59,"06059",1,0,2018,{"$nulls":4},"Energy Storage",{"$nulls":13},0,0,0,0]
["Lockheed Martin RMS Syracuse","61739_G_SYR1",61739,"G","SYR1",null,"Energy Storage",null,"NY_Z_C&E","New York",36,"Onondaga",67,"36067",1,0,2017,{"$nulls":4},"Energy Storage",{"$nulls":13},0,0,0,0]
["Rolling Thunder Wind Farm","57045_G_2",57045,"G","2",null,"Energy Storage",null,"SPP_WAUE","South Dakota",46,"Hand",59,"46059",0.8,0,2018,{"$nulls":4},"Energy Storage",{"$nulls":13},0,0,0,0]
["Heller Industrial Parks","57869_G_HM",57869,"G","HM",null,"Solar PV",null,"PJM_EMAC","New Jersey",34,"Middlesex",23,"34023",0.8,0,2013,{"$nulls":4},"Solar",{"$nulls":13},0,0,0,0]
["L'Oreal Piscataway","57868_G_UNIT3",57868,"G","UNIT3",null,"Solar PV",null,"PJM_EMAC","New Jersey",34,"Middlesex",23,"34023",0.7,0,2016,{"$nulls":4},"Solar",{"$nulls":13},0,0,0,0]
["Chattanooga Metropolitan Airport Solar","58515_G_GEN3",58515,"G","GEN3",null,"Solar PV",null,"S_C_TVA","Tennessee",47,"Hamilton",65,"47065",0.4,0,2019,{"$nulls":4},"Solar",{"$nulls":13},0,0,0,0]
["Allendorf","56215_G_ST",56215,"G","ST",null,"Onshore Wind",null,"MIS_IA","Iowa",19,"Osceola",143,"19143",1.7,0,1998,{"$nulls":4},"Wind",{"$nulls":13},0,0,0,0]
["Broadridge Cogen","57580_G_PV2",57580,"G","PV2",null,"Solar PV",null,"WEC_CALN","California",6,"El Dorado",17,"06017",0.5,0,2011,{"$nulls":4},"Solar",{"$nulls":13},0,0,0,0]
["Heller Industrial Parks","57869_G_HH",57869,"G","HH",null,"Solar PV",null,"PJM_EMAC","New Jersey",34,"Middlesex",23,"34023",0.5,0,2012,{"$nulls":4},"Solar",{"$nulls":13},0,0,0,0]
["New Orleans Solar Power Plant","61647_G_NOSPB",61647,"G","NOSPB",null,"Energy Storage",null,"MIS_S_AMSO","Louisiana",22,"Orleans",71,"22071",0.5,0,2016,{"$nulls":4},"Energy Storage",{"$nulls":13},0,0,0,0]
["Heller Industrial Parks","57869_G_HII",57869,"G","HII",null,"Solar PV",null,"PJM_EMAC","New Jersey",34,"Middlesex",23,"34023",0.4,0,2012,{"$nulls":4},"Solar",{"$nulls":13},0,0,0,0]
["Broadridge Cogen","57580_G_PV1",57580,"G","PV1",null,"Solar PV",null,"WEC_CALN","California",6,"El Dorado",17,"06017",0.3,0,2011,{"$nulls":4},"Solar",{"$nulls":13},0,0,0,0]
["L'Oreal Piscataway","57868_G_UNIT2",57868,"G","UNIT2",null,"Solar PV",null,"PJM_EMAC","New Jersey",34,"Middlesex",23,"34023",0.3,0,2014,{"$nulls":4},"Solar",{"$nulls":13},0,0,0,0]
["Meyers Falls","3868_G_UNA",3868,"G","UNA",null,"Hydro",null,"WECC_PNW","Washington",53,"Stevens",65,"53065",0.2,0,2006,{"$nulls":4},"Hydro",{"$nulls":13},0,0,0,0]
["Meyers Falls","3868_G_UNB",3868,"G","UNB",null,"Hydro",null,"WECC_PNW","Washington",53,"Stevens",65,"53065",0.2,0,2006,{"$nulls":4},"Hydro",{"$nulls":13},0,0,0,0]
["Heller Industrial Parks","57869_G_HJC",57869,"G","HJC",null,"Solar PV",null,"PJM_EMAC","New Jersey",34,"Middlesex",23,"34023",0.2,0,2012,{"$nulls":4},"Solar",{"$nulls":13},0,0,0,0]
["Belchertown Renewables","61295_G_02675",61295,"G","02675",null,"Solar PV",null,"NENGREST","Massachusetts",25,"Hampshire",15,"25015",4,0,2017,{"$nulls":4},"Solar",{"$nulls":13},0,0,0,0]
["Theodore Drive Solar","61296_G_02529",61296,"G","02529",null,"Solar PV",null,"NENGREST","Massachusetts",25,"Worcester",27,"25027",1.5,0,2017,{"$nulls":4},"Solar",{"$nulls":13},0,0,0,0]
["Sampson Road Solar","61308_G_02696",61308,"G","02696",null,"Solar PV",null,"NENGREST","Massachusetts",25,"Worcester",27,"25027",2,0,2017,{"$nulls":4},"Solar",{"$nulls":13},0,0,0,0]
["Higginsville Solar Farm","61316_G_HSF1",61316,"G","HSF1",null,"Solar PV",null,"SPP_N","Missouri",29,"Lafayette",107,"29107",2.5,0,2017,{"$nulls":4},"Solar",{"$nulls":13},0,0,0,0]
["Hog Creek Wind Project","61330_G_WT1",61330,"G","WT1",null,"Onshore Wind",null,"PJM_West","Ohio",39,"Hardin",65,"39065",66,0,2017,{"$nulls":4},"Wind",{"$nulls":13},0,0,0,0]
["Cherrydale Solar Power Facility","61375_G_PV1",61375,"G","PV1",null,"Solar PV",null,"PJM_EMAC","Virginia",51,"Northampton",131,"51131",20,0,2017,{"$nulls":4},"Solar",{"$nulls":13},0,0,0,0]
["Northern Westchester Hospital","61378_G_1",61378,"G",1,null,"Combustion Turbine","IC","NY_Z_G-I","New York",36,"Westchester",119,"36119",0.1,9264,2017,{"$nulls":4},"Distillate Fuel Oil",{"$nulls":13},0.010999999999999954,0.010999999999999954,0.010999999999999954,0.010999999999999954]
["Northern Westchester Hospital","61378_G_2",61378,"G",2,null,"Combustion Turbine","IC","NY_Z_G-I","New York",36,"Westchester",119,"36119",0.1,9264,2017,{"$nulls":4},"Distillate Fuel Oil",{"$nulls":13},0.010999999999999954,0.010999999999999954,0.010999999999999954,0.010999999999999954]
["Northern Westchester Hospital","61378_G_3",61378,"G",3,null,"Combustion Turbine","IC","NY_Z_G-I","New York",36,"Westchester",119,"36119",0.1,9264,2017,{"$nulls":4},"Distillate Fuel Oil",{"$nulls":13},0.010999999999999954,0.010999999999999954,0.010999999999999954,0.010999999999999954]
["Koppelman Sun","61381_G_KOPP1",61381,"G","KOPP1",null,"Solar PV",null,"MIS_MNWI","Minnesota",27,"Blue Earth",13,"27013",1,0,2017,{"$nulls":4},"Solar",{"$nulls":13},0,0,0,0]
["Koppelman Sun","61381_G_KOPP2",61381,"G","KOPP2",null,"Solar PV",null,"MIS_MNWI","Minnesota",27,"Blue Earth",13,"27013",1,0,2017,{"$nulls":4},"Solar",{"$nulls":13},0,0,0,0]
["Koppelman Sun","61381_G_KOPP3",61381,"G","KOPP3",null,"Solar PV",null,"MIS_MNWI","Minnesota",27,"Blue Earth",13,"27013",1,0,2017,{"$nulls":4},"Solar",{"$nulls":13},0,0,0,0]
["Koppelman Sun","61381_G_KOPP4",61381,"G","KOPP4",null,"Solar PV",null,"MIS_MNWI","Minnesota",27,"Blue Earth",13,"27013",1,0,2017,{"$nulls":4},"Solar",{"$nulls":13},0,0,0,0]
["Koppelman Sun","61381_G_KOPP5",61381,"G","KOPP5",null,"Solar PV",null,"MIS_MNWI","Minnesota",27,"Blue Earth",13,"27013",1,0,2017,{"$nulls":4},"Solar",{"$nulls":13},0,0,0,0]
["Rengstorf Solar","61383_G_RENG1",61383,"G","RENG1",null,"Solar PV",null,"MIS_MNWI","Minnesota",27,"Nicollet",103,"27103",1,0,2017,{"$nulls":4},"Solar",{"$nulls":13},0,0,0,0]
["Rengstorf Solar","61383_G_RENG2",61383,"G","RENG2",null,"Solar PV",null,"MIS_MNWI","Minnesota",27,"Nicollet",103,"27103",1,0,2017,{"$nulls":4},"Solar",{"$nulls":13},0,0,0,0]
["Rengstorf Solar","61383_G_RENG3",61383,"G","RENG3",null,"Solar PV",null,"MIS_MNWI","Minnesota",27,"Nicollet",103,"27103",1,0,2017,{"$nulls":4},"Solar",{"$nulls":13},0,0,0,0]
["Rengstorf Solar","61383_G_RENG4",61383,"G","RENG4",null,"Solar PV",null,"MIS_MNWI","Minnesota",27,"Nicollet",103,"27103",1,0,2017,{"$nulls":4},"Solar",{"$nulls":13},0,0,0,0]
["Rengstorf Solar","61383_G_RENG5",61383,"G","RENG5",null,"Solar PV",null,"MIS_MNWI","Minnesota",27,"Nicollet",103,"27103",1,0,2017,{"$nulls":4},"Solar",{"$nulls":13},0,0,0,0]
["Georgia Power at Jakin GA PV","61397_G_PV1",61397,"G","PV1",null,"Solar PV",null,"S_SOU","Georgia",13,"Early",99,"13099",1.5,0,2017,{"$nulls":4},"Solar",{"$nulls":13},0,0,0,0]
["Pikeville Farm","61404_G_1",61404,"G",1,null,"Solar PV",null,"S_VACA","North Carolina",37,"Wayne",191,"37191",5,0,2017,{"$nulls":4},"Solar",{"$nulls":13},0,0,0,0]
["Cottonwood Wind Energy Center","61407_G_CTNWD",61407,"G","CTNWD",null,"Onshore Wind",null,"SPP_NEBR","Nebraska",31,"Webster",181,"31181",89.7,0,2017,{"$nulls":4},"Wind",{"$nulls":13},0,0,0,0]
["Highway 56 Solar","61409_G_GEN1",61409,"G","GEN1",null,"Solar PV",null,"ERC_REST","Texas",48,"Grayson",181,"48181",5.3,0,2017,{"$nulls":4},"Solar",{"$nulls":13},0,0,0,0]
["Valencia 1 Solar CA","61418_G_VAL1",61418,"G","VAL1",null,"Solar PV",null,"WECC_IID","California",6,"Imperial",25,"06025",3,0,2017,{"$nulls":4},"Solar",{"$nulls":13},0,0,0,0]
["Waterford Holdco","61452_G_WATER",61452,"G","WATER",null,"Solar PV",null,"MIS_MNWI","Minnesota",27,"Rice",131,"27131",2.7,0,2017,{"$nulls":4},"Solar",{"$nulls":13},0,0,0,0]
["B.R. Corcoran","61453_G_42278",61453,"G",42278,null,"Solar PV",null,"MIS_MNWI","Minnesota",27,"Hennepin",53,"27053",1,0,2017,{"$nulls":4},"Solar",{"$nulls":13},0,0,0,0]
["B.R. Corcoran","61453_G_42279",61453,"G",42279,null,"Solar PV",null,"MIS_MNWI","Minnesota",27,"Hennepin",53,"27053",1,0,2017,{"$nulls":4},"Solar",{"$nulls":13},0,0,0,0]
["B.R. Corcoran","61453_G_42280",61453,"G",42280,null,"Solar PV",null,"MIS_MNWI","Minnesota",27,"Hennepin",53,"27053",1,0,2017,{"$nulls":4},"Solar",{"$nulls":13},0,0,0,0]
["B.R. Corcoran","61453_G_42281",61453,"G",42281,null,"Solar PV",null,"MIS_MNWI","Minnesota",27,"Hennepin",53,"27053",1,0,2017,{"$nulls":4},"Solar",{"$nulls":13},0,0,0,0]
["B.R. Corcoran","61453_G_42282",61453,"G",42282,null,"Solar PV",null,"MIS_MNWI","Minnesota",27,"Hennepin",53,"27053",1,0,2017,{"$nulls":4},"Solar",{"$nulls":13},0,0,0,0]
["B.R. Sartell","61454_G_42286",61454,"G",42286,null,"Solar PV",null,"MIS_MNWI","Minnesota",27,"Stearns",145,"27145",1,0,2017,{"$nulls":4},"Solar",{"$nulls":13},0,0,0,0]
["B.R. Sartell","61454_G_42287",61454,"G",42287,null,"Solar PV",null,"MIS_MNWI","Minnesota",27,"Stearns",145,"27145",1,0,2017,{"$nulls":4},"Solar",{"$nulls":13},0,0,0,0]
["B.R. Sartell","61454_G_42288",61454,"G",42288,null,"Solar PV",null,"MIS_MNWI","Minnesota",27,"Stearns",145,"27145",1,0,2017,{"$nulls":4},"Solar",{"$nulls":13},0,0,0,0]
["B.R. Sauk Rapids","61455_G_42292",61455,"G",42292,null,"Solar PV",null,"MIS_MNWI","Minnesota",27,"Benton",9,"27009",1,0,2017,{"$nulls":4},"Solar",{"$nulls":13},0,0,0,0]
["B.R. Sauk Rapids","61455_G_42294",61455,"G",42294,null,"Solar PV",null,"MIS_MNWI","Minnesota",27,"Benton",9,"27009",1,0,2017,{"$nulls":4},"Solar",{"$nulls":13},0,0,0,0]
["B.R. Sauk Rapids","61455_G_42295",61455,"G",42295,null,"Solar PV",null,"MIS_MNWI","Minnesota",27,"Benton",9,"27009",1,0,2017,{"$nulls":4},"Solar",{"$nulls":13},0,0,0,0]
["B.R. Sauk Rapids","61455_G_42296",61455,"G",42296,null,"Solar PV",null,"MIS_MNWI","Minnesota",27,"Benton",9,"27009",1,0,2017,{"$nulls":4},"Solar",{"$nulls":13},0,0,0,0]
["B.R. Sauk Rapids","61455_G_42297",61455,"G",42297,null,"Solar PV",null,"MIS_MNWI","Minnesota",27,"Benton",9,"27009",1,0,2017,{"$nulls":4},"Solar",{"$nulls":13},0,0,0,0]
["Montgomery Winsted","61456_G_41620",61456,"G",41620,null,"Solar PV",null,"MIS_MNWI","Minnesota",27,"McLeod",85,"27085",1,0,2017,{"$nulls":4},"Solar",{"$nulls":13},0,0,0,0]
["Montgomery Winsted","61456_G_41621",61456,"G",41621,null,"Solar PV",null,"MIS_MNWI","Minnesota",27,"McLeod",85,"27085",1,0,2017,{"$nulls":4},"Solar",{"$nulls":13},0,0,0,0]
["Montgomery Winsted","61456_G_41622",61456,"G",41622,null,"Solar PV",null,"MIS_MNWI","Minnesota",27,"McLeod",85,"27085",1,0,2017,{"$nulls":4},"Solar",{"$nulls":13},0,0,0,0]
["Georgia Power at Swainsboro","61459_G_PV1",61459,"G","PV1",null,"Solar PV",null,"S_SOU","Georgia",13,"Emanuel",107,"13107",2.9,0,2017,{"$nulls":4},"Solar",{"$nulls":13},0,0,0,0]
["SR Platte Solar Farm","61462_G_PV1",61462,"G","PV1",null,"Solar PV",null,"WECC_CO","Colorado",8,"Weld",123,"08123",16,0,2017,{"$nulls":4},"Solar",{"$nulls":13},0,0,0,0]
["SL Babylon","61487_G_SLBAB",61487,"G","SLBAB",null,"Solar PV",null,"NY_Z_K","New York",36,"Suffolk",103,"36103",8.9,0,2017,{"$nulls":4},"Solar",{"$nulls":13},0,0,0,0]
["CED Foster","61499_G_FORI",61499,"G","FORI",null,"Solar PV",null,"NENGREST","Rhode Island",44,"Providence",7,"44007",2,0,2017,{"$nulls":4},"Solar",{"$nulls":13},0,0,0,0]
["Provo Power Plant","61508_G_1",61508,"G",1,null,"Combustion Turbine","IC","WECC_UT","Utah",49,"Utah",49,"49049",2,9264,2017,{"$nulls":4},"Natural Gas",{"$nulls":13},0.010999999999999954,0.010999999999999954,0.010999999999999954,0.010999999999999954]
["Provo Power Plant","61508_G_2",61508,"G",2,null,"Combustion Turbine","IC","WECC_UT","Utah",49,"Utah",49,"49049",2,9264,2017,{"$nulls":4},"Natural Gas",{"$nulls":13},0.010999999999999954,0.010999999999999954,0.010999999999999954,0.010999999999999954]
["Provo Power Plant","61508_G_3",61508,"G",3,null,"Combustion Turbine","IC","WECC_UT","Utah",49,"Utah",49,"49049",2,9264,2017,{"$nulls":4},"Natural Gas",{"$nulls":13},0.010999999999999954,0.010999999999999954,0.010999999999999954,0.010999999999999954]
["Provo Power Plant","61508_G_4",61508,"G",4,null,"Combustion Turbine","IC","WECC_UT","Utah",49,"Utah",49,"49049",2,9264,2017,{"$nulls":4},"Natural Gas",{"$nulls":13},0.010999999999999954,0.010999999999999954,0.010999999999999954,0.010999999999999954]
["Provo Power Plant","61508_G_5",61508,"G",5,null,"Combustion Turbine","IC","WECC_UT","Utah",49,"Utah",49,"49049",2,9264,2017,{"$nulls":4},"Natural Gas",{"$nulls":13},0.010999999999999954,0.010999999999999954,0.010999999999999954,0.010999999999999954]
["Haworth Water Treatment Plant","56701_G_GEN5",56701,"G","GEN5",null,"Combustion Turbine","IC","PJM_EMAC","New Jersey",34,"Bergen",3,"34003",3.9,9264,2017,{"$nulls":4},"Distillate Fuel Oil",{"$nulls":13},0.010999999999999954,0.010999999999999954,0.010999999999999954,0.010999999999999954]
["Haworth Water Treatment Plant","56701_G_GEN6",56701,"G","GEN6",null,"Combustion Turbine","IC","PJM_EMAC","New Jersey",34,"Bergen",3,"34003",3.9,9264,2017,{"$nulls":4},"Distillate Fuel Oil",{"$nulls":13},0.010999999999999954,0.010999999999999954,0.010999999999999954,0.010999999999999954]
["Pennsauken Solar","56883_G_GEN10",56883,"G","GEN10",null,"Solar PV",null,"PJM_EMAC","New Jersey",34,"Camden",7,"34007",2,0,2017,{"$nulls":4},"Solar",{"$nulls":13},0,0,0,0]
["Kramer Solar","61058_G_KRAM2",61058,"G","KRAM2",null,"Solar PV",null,"MIS_MNWI","Minnesota",27,"Renville",129,"27129",1,0,2017,{"$nulls":4},"Solar",{"$nulls":13},0,0,0,0]
["Kramer Solar","61058_G_KRAM3",61058,"G","KRAM3",null,"Solar PV",null,"MIS_MNWI","Minnesota",27,"Renville",129,"27129",1,0,2017,{"$nulls":4},"Solar",{"$nulls":13},0,0,0,0]
["WasecaSun","61142_G_WASE2",61142,"G","WASE2",null,"Solar PV",null,"MIS_MNWI","Minnesota",27,"Waseca",161,"27161",1,0,2017,{"$nulls":4},"Solar",{"$nulls":13},0,0,0,0]
["WasecaSun","61142_G_WASE3",61142,"G","WASE3",null,"Solar PV",null,"MIS_MNWI","Minnesota",27,"Waseca",161,"27161",1,0,2017,{"$nulls":4},"Solar",{"$nulls":13},0,0,0,0]
["WasecaSun","61142_G_WASE4",61142,"G","WASE4",null,"Solar PV",null,"MIS_MNWI","Minnesota",27,"Waseca",161,"27161",1,0,2017,{"$nulls":4},"Solar",{"$nulls":13},0,0,0,0]
["WasecaSun","61142_G_WASE5",61142,"G","WASE5",null,"Solar PV",null,"MIS_MNWI","Minnesota",27,"Waseca",161,"27161",1,0,2017,{"$nulls":4},"Solar",{"$nulls":13},0,0,0,0]
["Bluff Point Wind Facility","61303_G_BLUFF",61303,"G","BLUFF",null,"Onshore Wind",null,"PJM_West","Indiana",18,"Jay",75,"18075",119.7,0,2017,{"$nulls":4},"Wind",{"$nulls":13},0,0,0,0]
["IKEA Grand Prairie Rooftop PV System","61309_G_PV1",61309,"G","PV1",null,"Solar PV",null,"ERC_REST","Texas",48,"Dallas",113,"48113",1.1,0,2017,{"$nulls":4},"Solar",{"$nulls":13},0,0,0,0]
["Crittenden Solar Facility","61310_G_PV1",61310,"G","PV1",null,"Solar PV",null,"S_C_KY","Kentucky",21,"Grant",81,"21081",2.7,0,2017,{"$nulls":4},"Solar",{"$nulls":13},0,0,0,0]
["Walton 1 Solar Facility","61311_G_PV1",61311,"G","PV1",null,"Solar PV",null,"PJM_West","Kentucky",21,"Kenton",117,"21117",2,0,2017,{"$nulls":4},"Solar",{"$nulls":13},0,0,0,0]
["Walton 2 Solar Facility","61312_G_PV1",61312,"G","PV1",null,"Solar PV",null,"PJM_West","Kentucky",21,"Kenton",117,"21117",2,0,2017,{"$nulls":4},"Solar",{"$nulls":13},0,0,0,0]
["Crater Community Solar","61328_G_TCCS1",61328,"G","TCCS1",null,"Solar PV",null,"MIS_MNWI","Minnesota",27,"Chippewa",23,"27023",0.9,0,2017,{"$nulls":4},"Solar",{"$nulls":13},0,0,0,0]
["Crater Community Solar","61328_G_TCCS2",61328,"G","TCCS2",null,"Solar PV",null,"MIS_MNWI","Minnesota",27,"Chippewa",23,"27023",0.9,0,2017,{"$nulls":4},"Solar",{"$nulls":13},0,0,0,0]
["Crater Community Solar","61328_G_TCCS3",61328,"G","TCCS3",null,"Solar PV",null,"MIS_MNWI","Minnesota",27,"Chippewa",23,"27023",0.9,0,2017,{"$nulls":4},"Solar",{"$nulls":13},0,0,0,0]
["Delphinus Community Solar","61329_G_QDCS1",61329,"G","QDCS1",null,"Solar PV",null,"MIS_MNWI","Minnesota",27,"Benton",9,"27009",0.9,0,2017,{"$nulls":4},"Solar",{"$nulls":13},0,0,0,0]
["Delphinus Community Solar","61329_G_QDCS2",61329,"G","QDCS2",null,"Solar PV",null,"MIS_MNWI","Minnesota",27,"Benton",9,"27009",0.9,0,2017,{"$nulls":4},"Solar",{"$nulls":13},0,0,0,0]
["Mill Creek Solar (OR)","61338_G_PGRC1",61338,"G","PGRC1",null,"Solar PV",null,"WECC_PNW","Oregon",41,"Yamhill",71,"41071",2.2,0,2017,{"$nulls":4},"Solar",{"$nulls":13},0,0,0,0]
["Next Generation Solar Farm","61340_G_NGSF1",61340,"G","NGSF1",null,"Solar PV",null,"NENGREST","Vermont",50,"Addison",1,"50001",2.2,0,2017,{"$nulls":4},"Solar",{"$nulls":13},0,0,0,0]
["Bondi Solar","61352_G_GEN1",61352,"G","GEN1",null,"Solar PV",null,"S_VACA","North Carolina",37,"Jones",103,"37103",5,0,2017,{"$nulls":4},"Solar",{"$nulls":13},0,0,0,0]
["Red Pine Wind Project","61357_G_RP1",61357,"G","RP1",null,"Onshore Wind",null,"MIS_MNWI","Minnesota",27,"Lincoln",81,"27081",200,0,2017,{"$nulls":4},"Wind",{"$nulls":13},0,0,0,0]
["DodgeSun","61379_G_DODG1",61379,"G","DODG1",null,"Solar PV",null,"MIS_MNWI","Minnesota",27,"Dodge",39,"27039",1,0,2017,{"$nulls":4},"Solar",{"$nulls":13},0,0,0,0]
["DodgeSun","61379_G_DODG2",61379,"G","DODG2",null,"Solar PV",null,"MIS_MNWI","Minnesota",27,"Dodge",39,"27039",1,0,2017,{"$nulls":4},"Solar",{"$nulls":13},0,0,0,0]
["DodgeSun","61379_G_DODG3",61379,"G","DODG3",null,"Solar PV",null,"MIS_MNWI","Minnesota",27,"Dodge",39,"27039",1,0,2017,{"$nulls":4},"Solar",{"$nulls":13},0,0,0,0]
["DodgeSun","61379_G_DODG4",61379,"G","DODG4",null,"Solar PV",null,"MIS_MNWI","Minnesota",27,"Dodge",39,"27039",1,0,2017,{"$nulls":4},"Solar",{"$nulls":13},0,0,0,0]
["DodgeSun","61379_G_DODG5",61379,"G","DODG5",null,"Solar PV",null,"MIS_MNWI","Minnesota",27,"Dodge",39,"27039",1,0,2017,{"$nulls":4},"Solar",{"$nulls":13},0,0,0,0]
["Johnson Solar","61380_G_JOHN1",61380,"G","JOHN1",null,"Solar PV",null,"MIS_MNWI","Minnesota",27,"Pipestone",117,"27117",1,0,2017,{"$nulls":4},"Solar",{"$nulls":13},0,0,0,0]
["Johnson Solar","61380_G_JOHN2",61380,"G","JOHN2",null,"Solar PV",null,"MIS_MNWI","Minnesota",27,"Pipestone",117,"27117",1,0,2017,{"$nulls":4},"Solar",{"$nulls":13},0,0,0,0]
["Johnson Solar","61380_G_JOHN3",61380,"G","JOHN3",null,"Solar PV",null,"MIS_MNWI","Minnesota",27,"Pipestone",117,"27117",1,0,2017,{"$nulls":4},"Solar",{"$nulls":13},0,0,0,0]
["Johnson Solar","61380_G_JOHN4",61380,"G","JOHN4",null,"Solar PV",null,"MIS_MNWI","Minnesota",27,"Pipestone",117,"27117",1,0,2017,{"$nulls":4},"Solar",{"$nulls":13},0,0,0,0]
["Johnson Solar","61380_G_JOHN5",61380,"G","JOHN5",null,"Solar PV",null,"MIS_MNWI","Minnesota",27,"Pipestone",117,"27117",1,0,2017,{"$nulls":4},"Solar",{"$nulls":13},0,0,0,0]
["Ashby Duffy Solar Farm","61399_G_DU183",61399,"G","DU183",null,"Solar PV",null,"NENGREST","Massachusetts",25,"Middlesex",17,"25017",1.8,0,2017,{"$nulls":4},"Solar",{"$nulls":13},0,0,0,0]
["Essex Solar Center","61406_G_ESSEX",61406,"G","ESSEX",null,"Solar PV",null,"PJM_Dom","Virginia",51,"Essex",57,"51057",20,0,2017,{"$nulls":4},"Solar",{"$nulls":13},0,0,0,0]
["Whitesboro Solar","61410_G_GEN1",61410,"G","GEN1",null,"Solar PV",null,"ERC_REST","Texas",48,"Grayson",181,"48181",5,0,2017,{"$nulls":4},"Solar",{"$nulls":13},0,0,0,0]
["Whitesboro Solar II","61411_G_GEN1",61411,"G","GEN1",null,"Solar PV",null,"ERC_REST","Texas",48,"Grayson",181,"48181",5,0,2017,{"$nulls":4},"Solar",{"$nulls":13},0,0,0,0]
["Merced 1 PV","61420_G_MRCD1",61420,"G","MRCD1",null,"Solar PV",null,"WEC_CALN","California",6,"Merced",47,"06047",3,0,2017,{"$nulls":4},"Solar",{"$nulls":13},0,0,0,0]
["Madera 1 PV","61421_G_MDRA1",61421,"G","MDRA1",null,"Solar PV",null,"WEC_CALN","California",6,"Madera",39,"06039",1.5,0,2017,{"$nulls":4},"Solar",{"$nulls":13},0,0,0,0]
["Southampton Solar, LLC","61422_G_PV1",61422,"G","PV1",null,"Solar PV",null,"PJM_Dom","Virginia",51,"Southampton",175,"51175",100,0,2017,{"$nulls":4},"Solar",{"$nulls":13},0,0,0,0]
["OR Solar 5, LLC","61423_G_PV1",61423,"G","PV1",null,"Solar PV",null,"WECC_PNW","Oregon",41,"Klamath",35,"41035",8,0,2017,{"$nulls":4},"Solar",{"$nulls":13},0,0,0,0]
["OR Solar 8, LLC","61424_G_PV1",61424,"G","PV1",null,"Solar PV",null,"WECC_PNW","Oregon",41,"Klamath",35,"41035",10,0,2017,{"$nulls":4},"Solar",{"$nulls":13},0,0,0,0]
["Gopher CSG","61426_G_PV1",61426,"G","PV1",null,"Solar PV",null,"MIS_MNWI","Minnesota",27,"Chisago",25,"27025",5,0,2017,{"$nulls":4},"Solar",{"$nulls":13},0,0,0,0]
["Richmond CSG","61427_G_PV1",61427,"G","PV1",null,"Solar PV",null,"MIS_MNWI","Minnesota",27,"Stearns",145,"27145",5,0,2017,{"$nulls":4},"Solar",{"$nulls":13},0,0,0,0]
["Taylors Falls CSG","61428_G_PV1",61428,"G","PV1",null,"Solar PV",null,"MIS_MNWI","Minnesota",27,"Chisago",25,"27025",5,0,2017,{"$nulls":4},"Solar",{"$nulls":13},0,0,0,0]
["OR Solar 6, LLC","61430_G_PV6",61430,"G","PV6",null,"Solar PV",null,"WECC_PNW","Oregon",41,"Lake",37,"41037",10,0,2017,{"$nulls":4},"Solar",{"$nulls":13},0,0,0,0]
["SCE&G Curie CSG","61432_G_SCCU1",61432,"G","SCCU1",null,"Solar PV",null,"S_VACA","South Carolina",45,"Hampton",49,"45049",2,0,2017,{"$nulls":4},"Solar",{"$nulls":13},0,0,0,0]
["SCE&G Nimitz CSG","61433_G_SCNM1",61433,"G","SCNM1",null,"Solar PV",null,"S_VACA","South Carolina",45,"Jasper",53,"45053",8,0,2017,{"$nulls":4},"Solar",{"$nulls":13},0,0,0,0]
["SCE&G Springfield CSG","61434_G_SCSP1",61434,"G","SCSP1",null,"Solar PV",null,"S_VACA","South Carolina",45,"Orangeburg",75,"45075",6.1,0,2017,{"$nulls":4},"Solar",{"$nulls":13},0,0,0,0]
["Farmington Solar Farm","61450_G_FSF1",61450,"G","FSF1",null,"Solar PV",null,"MIS_MO","Missouri",29,"St Francois",187,"29187",2.5,0,2017,{"$nulls":4},"Solar",{"$nulls":13},0,0,0,0]
["Northfield Holdco","61451_G_NORTH",61451,"G","NORTH",null,"Solar PV",null,"MIS_MNWI","Minnesota",27,"Rice",131,"27131",5,0,2017,{"$nulls":4},"Solar",{"$nulls":13},0,0,0,0]
["Palmer Solar Center","61457_G_PALM",61457,"G","PALM",null,"Solar PV",null,"PJM_Dom","Virginia",51,"Fluvanna",65,"51065",5,0,2017,{"$nulls":4},"Solar",{"$nulls":13},0,0,0,0]
["Martin Solar Center","61458_G_MARTN",61458,"G","MARTN",null,"Solar PV",null,"PJM_Dom","Virginia",51,"Goochland",75,"51075",5,0,2017,{"$nulls":4},"Solar",{"$nulls":13},0,0,0,0]
["Vandenberg Solar Project","61463_G_VBERG",61463,"G","VBERG",null,"Solar PV",null,"WECC_SCE","California",6,"Santa Barbara",83,"06083",20.6,0,2017,{"$nulls":4},"Solar",{"$nulls":13},0,0,0,0]
["Lichtenthal","61469_G_LIC01",61469,"G","LIC01",null,"Solar PV",null,"NY_Z_B","New York",36,"Genesee",37,"36037",2,0,2017,{"$nulls":4},"Solar",{"$nulls":13},0,0,0,0]
["Call Farms 1","61470_G_CFM11",61470,"G","CFM11",null,"Solar PV",null,"NY_Z_B","New York",36,"Genesee",37,"36037",2,0,2017,{"$nulls":4},"Solar",{"$nulls":13},0,0,0,0]
["Call Farms 3","61471_G_CFM31",61471,"G","CFM31",null,"Solar PV",null,"NY_Z_B","New York",36,"Genesee",37,"36037",2,0,2017,{"$nulls":4},"Solar",{"$nulls":13},0,0,0,0]
["Cameron Solar","61489_G_CAM",61489,"G","CAM",null,"Solar PV",null,"S_VACA","South Carolina",45,"Calhoun",17,"45017",19.9,0,2017,{"$nulls":4},"Solar",{"$nulls":13},0,0,0,0]
["Estill Solar","61490_G_EST1",61490,"G","EST1",null,"Solar PV",null,"S_VACA","South Carolina",45,"Hampton",49,"45049",19.9,0,2017,{"$nulls":4},"Solar",{"$nulls":13},0,0,0,0]
["Hampton Solar 2","61498_G_HAM2",61498,"G","HAM2",null,"Solar PV",null,"S_VACA","South Carolina",45,"Hampton",49,"45049",19.9,0,2017,{"$nulls":4},"Solar",{"$nulls":13},0,0,0,0]
["Porter Way Community Solar Garden","61500_G_PV1",61500,"G","PV1",null,"Solar PV",null,"MIS_MNWI","Minnesota",27,"Carver",19,"27019",2.9,0,2017,{"$nulls":4},"Solar",{"$nulls":13},0,0,0,0]
["RJC I CSG","61504_G_RCJ1",61504,"G","RCJ1",null,"Solar PV",null,"MIS_MNWI","Minnesota",27,"Steele",147,"27147",1,0,2017,{"$nulls":4},"Solar",{"$nulls":13},0,0,0,0]
["Huneke I CSG","61505_G_HUNE1",61505,"G","HUNE1",null,"Solar PV",null,"MIS_MNWI","Minnesota",27,"Goodhue",49,"27049",1,0,2017,{"$nulls":4},"Solar",{"$nulls":13},0,0,0,0]
["Krause CSG","61506_G_KRAUS",61506,"G","KRAUS",null,"Solar PV",null,"MIS_MNWI","Minnesota",27,"Renville",129,"27129",1,0,2017,{"$nulls":4},"Solar",{"$nulls":13},0,0,0,0]
["DG New Jersey Solar RLS Logistics","61507_G_RLSNJ",61507,"G","RLSNJ",null,"Solar PV",null,"PJM_EMAC","New Jersey",34,"Gloucester",15,"34015",3.9,0,2017,{"$nulls":4},"Solar",{"$nulls":13},0,0,0,0]
["Bullock Solar, LLC","61512_G_GEN1",61512,"G","GEN1",null,"Solar PV",null,"S_VACA","North Carolina",37,"Vance",181,"37181",50,0,2017,{"$nulls":4},"Solar",{"$nulls":13},0,0,0,0]
["Marlin Solar","61513_G_GEN1",61513,"G","GEN1",null,"Solar PV",null,"ERC_REST","Texas",48,"Limestone",293,"48293",5.3,0,2017,{"$nulls":4},"Solar",{"$nulls":13},0,0,0,0]
["North Gainesville Solar","61514_G_GEN1",61514,"G","GEN1",null,"Solar PV",null,"ERC_REST","Texas",48,"Cooke",97,"48097",5.2,0,2017,{"$nulls":4},"Solar",{"$nulls":13},0,0,0,0]
["DG Camden LLC Holtec","61515_G_HOLTC",61515,"G","HOLTC",null,"Solar PV",null,"PJM_EMAC","New Jersey",34,"Camden",7,"34007",2.2,0,2017,{"$nulls":4},"Solar",{"$nulls":13},0,0,0,0]
["School Sisters CSG","61516_G_SCHOO",61516,"G","SCHOO",null,"Solar PV",null,"MIS_MNWI","Minnesota",27,"Blue Earth",13,"27013",1,0,2017,{"$nulls":4},"Solar",{"$nulls":13},0,0,0,0]
["ABD Farms","61525_G_GEN1",61525,"G","GEN1",null,"Solar PV",null,"S_VACA","North Carolina",37,"Randolph",151,"37151",5,0,2017,{"$nulls":4},"Solar",{"$nulls":13},0,0,0,0]
["Valfilm Wind Project","61356_G_W1",61356,"G","W1",null,"Onshore Wind",null,"PJM_West","Ohio",39,"Hancock",63,"39063",1.5,0,2018,{"$nulls":4},"Wind",{"$nulls":13},0,0,0,0]
["Valfilm Wind Project","61356_G_W2",61356,"G","W2",null,"Onshore Wind",null,"PJM_West","Ohio",39,"Hancock",63,"39063",1.5,0,2018,{"$nulls":4},"Wind",{"$nulls":13},0,0,0,0]
["SunE Feely 1, LLC","61478_G_FELY1",61478,"G","FELY1",null,"Solar PV",null,"MIS_MNWI","Minnesota",27,"Dakota",37,"27037",1,0,2018,{"$nulls":4},"Solar",{"$nulls":13},0,0,0,0]
["SunE Feely 1, LLC","61478_G_FELY2",61478,"G","FELY2",null,"Solar PV",null,"MIS_MNWI","Minnesota",27,"Dakota",37,"27037",1,0,2018,{"$nulls":4},"Solar",{"$nulls":13},0,0,0,0]
["SunE Feely 1, LLC","61478_G_FELY3",61478,"G","FELY3",null,"Solar PV",null,"MIS_MNWI","Minnesota",27,"Dakota",37,"27037",1,0,2018,{"$nulls":4},"Solar",{"$nulls":13},0,0,0,0]
["SunE Feely 1, LLC","61478_G_FELY4",61478,"G","FELY4",null,"Solar PV",null,"MIS_MNWI","Minnesota",27,"Dakota",37,"27037",1,0,2018,{"$nulls":4},"Solar",{"$nulls":13},0,0,0,0]
["SunE Feely 1, LLC","61478_G_FELY5",61478,"G","FELY5",null,"Solar PV",null,"MIS_MNWI","Minnesota",27,"Dakota",37,"27037",1,0,2018,{"$nulls":4},"Solar",{"$nulls":13},0,0,0,0]
["Cottage Grove CSG, LLC","61483_G_CTGR1",61483,"G","CTGR1",null,"Solar PV",null,"MIS_MNWI","Minnesota",27,"Washington",163,"27163",1,0,2018,{"$nulls":4},"Solar",{"$nulls":13},0,0,0,0]
["Cottage Grove CSG, LLC","61483_G_CTGR2",61483,"G","CTGR2",null,"Solar PV",null,"MIS_MNWI","Minnesota",27,"Washington",163,"27163",1,0,2018,{"$nulls":4},"Solar",{"$nulls":13},0,0,0,0]
["Cottage Grove CSG, LLC","61483_G_CTGR3",61483,"G","CTGR3",null,"Solar PV",null,"MIS_MNWI","Minnesota",27,"Washington",163,"27163",1,0,2018,{"$nulls":4},"Solar",{"$nulls":13},0,0,0,0]
["Cottage Grove CSG, LLC","61483_G_CTGR4",61483,"G","CTGR4",null,"Solar PV",null,"MIS_MNWI","Minnesota",27,"Washington",163,"27163",1,0,2018,{"$nulls":4},"Solar",{"$nulls":13},0,0,0,0]
["Cottage Grove CSG, LLC","61483_G_CTGR5",61483,"G","CTGR5",null,"Solar PV",null,"MIS_MNWI","Minnesota",27,"Washington",163,"27163",1,0,2018,{"$nulls":4},"Solar",{"$nulls":13},0,0,0,0]
["Fox CSG, LLC","61484_G_FOX1",61484,"G","FOX1",null,"Solar PV",null,"MIS_MNWI","Minnesota",27,"Chisago",25,"27025",1,0,2018,{"$nulls":4},"Solar",{"$nulls":13},0,0,0,0]
["Fox CSG, LLC","61484_G_FOX2",61484,"G","FOX2",null,"Solar PV",null,"MIS_MNWI","Minnesota",27,"Chisago",25,"27025",1,0,2018,{"$nulls":4},"Solar",{"$nulls":13},0,0,0,0]
["Fox CSG, LLC","61484_G_FOX3",61484,"G","FOX3",null,"Solar PV",null,"MIS_MNWI","Minnesota",27,"Chisago",25,"27025",1,0,2018,{"$nulls":4},"Solar",{"$nulls":13},0,0,0,0]
["Fox CSG, LLC","61484_G_FOX4",61484,"G","FOX4",null,"Solar PV",null,"MIS_MNWI","Minnesota",27,"Chisago",25,"27025",1,0,2018,{"$nulls":4},"Solar",{"$nulls":13},0,0,0,0]
["Fox CSG, LLC","61484_G_FOX5",61484,"G","FOX5",null,"Solar PV",null,"MIS_MNWI","Minnesota",27,"Chisago",25,"27025",1,0,2018,{"$nulls":4},"Solar",{"$nulls":13},0,0,0,0]
["SunE Stolee, LLC","61485_G_STOL1",61485,"G","STOL1",null,"Solar PV",null,"MIS_MNWI","Minnesota",27,"Rice",131,"27131",1,0,2018,{"$nulls":4},"Solar",{"$nulls":13},0,0,0,0]
["SunE Stolee, LLC","61485_G_STOL2",61485,"G","STOL2",null,"Solar PV",null,"MIS_MNWI","Minnesota",27,"Rice",131,"27131",1,0,2018,{"$nulls":4},"Solar",{"$nulls":13},0,0,0,0]
["SunE Stolee, LLC","61485_G_STOL3",61485,"G","STOL3",null,"Solar PV",null,"MIS_MNWI","Minnesota",27,"Rice",131,"27131",1,0,2018,{"$nulls":4},"Solar",{"$nulls":13},0,0,0,0]
["Wyoming 2 CSG, LLC","61486_G_WY01",61486,"G","WY01",null,"Solar PV",null,"MIS_MNWI","Minnesota",27,"Chisago",25,"27025",1,0,2018,{"$nulls":4},"Solar",{"$nulls":13},0,0,0,0]
["Wyoming 2 CSG, LLC","61486_G_WY02",61486,"G","WY02",null,"Solar PV",null,"MIS_MNWI","Minnesota",27,"Chisago",25,"27025",1,0,2018,{"$nulls":4},"Solar",{"$nulls":13},0,0,0,0]
["Wyoming 2 CSG, LLC","61486_G_WY03",61486,"G","WY03",null,"Solar PV",null,"MIS_MNWI","Minnesota",27,"Chisago",25,"27025",1,0,2018,{"$nulls":4},"Solar",{"$nulls":13},0,0,0,0]
["Wyoming 2 CSG, LLC","61486_G_WY04",61486,"G","WY04",null,"Solar PV",null,"MIS_MNWI","Minnesota",27,"Chisago",25,"27025",1,0,2018,{"$nulls":4},"Solar",{"$nulls":13},0,0,0,0]
["Wyoming 2 CSG, LLC","61486_G_WY05",61486,"G","WY05",null,"Solar PV",null,"MIS_MNWI","Minnesota",27,"Chisago",25,"27025",1,0,2018,{"$nulls":4},"Solar",{"$nulls":13},0,0,0,0]
["DG AMP Solar Coldwater","61435_G_AMPCW",61435,"G","AMPCW",null,"Solar PV",null,"MIS_LMI","Michigan",26,"Branch",23,"26023",1.3,0,2018,{"$nulls":4},"Solar",{"$nulls":13},0,0,0,0]
["DG AMP Solar Versailles","61437_G_AMPVS",61437,"G","AMPVS",null,"Solar PV",null,"PJM_West","Ohio",39,"Darke",37,"39037",1.8,0,2018,{"$nulls":4},"Solar",{"$nulls":13},0,0,0,0]
["DG AMP Solar Jackson Center","61438_G_AMPJC",61438,"G","AMPJC",null,"Solar PV",null,"PJM_West","Ohio",39,"Shelby",149,"39149",1.6,0,2018,{"$nulls":4},"Solar",{"$nulls":13},0,0,0,0]
["Big George PV","61429_G_12344",61429,"G",12344,null,"Solar PV",null,"NENGREST","Massachusetts",25,"Plymouth",23,"25023",1,0,2018,{"$nulls":4},"Solar",{"$nulls":13},0,0,0,0]
["DG AMP Solar Orrville 3","61436_G_AMPO3",61436,"G","AMPO3",null,"Solar PV",null,"PJM_ATSI","Ohio",39,"Wayne",169,"39169",2.3,0,2018,{"$nulls":4},"Solar",{"$nulls":13},0,0,0,0]
["RE Gaskell West 1 LLC","61445_G_PV1",61445,"G","PV1",null,"Solar PV",null,"WECC_SCE","California",6,"Kern",29,"06029",20,0,2018,{"$nulls":4},"Solar",{"$nulls":13},0,0,0,0]
["Carver Gladden","61495_G_42254",61495,"G",42254,null,"Solar PV",null,"MIS_MNWI","Minnesota",27,"Carver",19,"27019",1,0,2018,{"$nulls":4},"Solar",{"$nulls":13},0,0,0,0]
["Carver Gladden","61495_G_42255",61495,"G",42255,null,"Solar PV",null,"MIS_MNWI","Minnesota",27,"Carver",19,"27019",1,0,2018,{"$nulls":4},"Solar",{"$nulls":13},0,0,0,0]
["Carver Gladden","61495_G_42256",61495,"G",42256,null,"Solar PV",null,"MIS_MNWI","Minnesota",27,"Carver",19,"27019",1,0,2018,{"$nulls":4},"Solar",{"$nulls":13},0,0,0,0]
["Lindstrom Solar","61382_G_LIND1",61382,"G","LIND1",null,"Solar PV",null,"MIS_MNWI","Minnesota",27,"Chisago",25,"27025",1,0,2018,{"$nulls":4},"Solar",{"$nulls":13},0,0,0,0]
["Lindstrom Solar","61382_G_LIND2",61382,"G","LIND2",null,"Solar PV",null,"MIS_MNWI","Minnesota",27,"Chisago",25,"27025",1,0,2018,{"$nulls":4},"Solar",{"$nulls":13},0,0,0,0]
["Lindstrom Solar","61382_G_LIND3",61382,"G","LIND3",null,"Solar PV",null,"MIS_MNWI","Minnesota",27,"Chisago",25,"27025",1,0,2018,{"$nulls":4},"Solar",{"$nulls":13},0,0,0,0]
["Foundation California Training Facility","61442_G_WTG1",61442,"G","WTG1",null,"Onshore Wind",null,"WEC_CALN","California",6,"Monterey",53,"06053",1.8,0,2018,{"$nulls":4},"Wind",{"$nulls":13},0,0,0,0]
["Foundation Mann Packing","61443_G_WTG1",61443,"G","WTG1",null,"Onshore Wind",null,"WEC_CALN","California",6,"Monterey",53,"06053",1.8,0,2018,{"$nulls":4},"Wind",{"$nulls":13},0,0,0,0]
["Foundation SaIinas Valley State Prison","61444_G_WTG1",61444,"G","WTG1",null,"Onshore Wind",null,"WEC_CALN","California",6,"Monterey",53,"06053",1.8,0,2018,{"$nulls":4},"Wind",{"$nulls":13},0,0,0,0]
["Wrigth Cuddyer","61494_G_41327",61494,"G",41327,null,"Solar PV",null,"MIS_MNWI","Minnesota",27,"Wright",171,"27171",1,0,2018,{"$nulls":4},"Solar",{"$nulls":13},0,0,0,0]
["Wrigth Cuddyer","61494_G_41328",61494,"G",41328,null,"Solar PV",null,"MIS_MNWI","Minnesota",27,"Wright",171,"27171",1,0,2018,{"$nulls":4},"Solar",{"$nulls":13},0,0,0,0]
["Wrigth Cuddyer","61494_G_41329",61494,"G",41329,null,"Solar PV",null,"MIS_MNWI","Minnesota",27,"Wright",171,"27171",1,0,2018,{"$nulls":4},"Solar",{"$nulls":13},0,0,0,0]
["Ocracoke","6377_G_BAT",6377,"G","BAT",null,"Energy Storage",null,"S_VACA","North Carolina",37,"Hyde",95,"37095",1,0,2017,{"$nulls":4},"Energy Storage",{"$nulls":13},0,0,0,0]
["Patua Geothermal Project Phase 1A","58319_G_PV-01",58319,"G","PV-01",null,"Solar PV",null,"WECC_NNV","Nevada",32,"Churchill",1,"32001",10.6,0,2017,{"$nulls":4},"Solar",{"$nulls":13},0,0,0,0]
["Santa Rita Jail","58625_G_SRFC2",58625,"G","SRFC2",null,"Fuel Cell",null,"WEC_CALN","California",6,"Alameda",1,"06001",1.4,8653,2017,{"$nulls":4},"Natural Gas",{"$nulls":13},0,0,0,0]
["Santa Rita Jail","58625_G_SRPV2",58625,"G","SRPV2",null,"Solar PV",null,"WEC_CALN","California",6,"Alameda",1,"06001",1,0,2016,{"$nulls":4},"Solar",{"$nulls":13},0,0,0,0]
["Santa Rita Jail","58625_G_SRPV3",58625,"G","SRPV3",null,"Solar PV",null,"WEC_CALN","California",6,"Alameda",1,"06001",0.5,0,2017,{"$nulls":4},"Solar",{"$nulls":13},0,0,0,0]
["Shakopee Energy Park","60647_G_SQA02",60647,"G","SQA02",null,"Combustion Turbine","IC","MIS_MNWI","Minnesota",27,"Scott",139,"27139",9.3,9264,2017,{"$nulls":4},"Natural Gas",{"$nulls":13},0.010999999999999954,0.010999999999999954,0.010999999999999954,0.010999999999999954]
["Shakopee Energy Park","60647_G_SQA03",60647,"G","SQA03",null,"Combustion Turbine","IC","MIS_MNWI","Minnesota",27,"Scott",139,"27139",9.3,9264,2017,{"$nulls":4},"Natural Gas",{"$nulls":13},0.010999999999999954,0.010999999999999954,0.010999999999999954,0.010999999999999954]
["Shakopee Energy Park","60647_G_SQA04",60647,"G","SQA04",null,"Combustion Turbine","IC","MIS_MNWI","Minnesota",27,"Scott",139,"27139",9.3,9264,2017,{"$nulls":4},"Natural Gas",{"$nulls":13},0.010999999999999954,0.010999999999999954,0.010999999999999954,0.010999999999999954]
["Shakopee Energy Park","60647_G_SQA05",60647,"G","SQA05",null,"Combustion Turbine","IC","MIS_MNWI","Minnesota",27,"Scott",139,"27139",9.3,9264,2017,{"$nulls":4},"Natural Gas",{"$nulls":13},0.010999999999999954,0.010999999999999954,0.010999999999999954,0.010999999999999954]
["River Bend Solar, LLC","61289_G_RBSMT",61289,"G","RBSMT",null,"Solar PV",null,"WECC_MT","Montana",30,"Stillwater",95,"30095",2,0,2017,{"$nulls":4},"Solar",{"$nulls":13},0,0,0,0]
["South Mills Solar, LLC","61290_G_SMSMT",61290,"G","SMSMT",null,"Solar PV",null,"WECC_MT","Montana",30,"Big Horn",3,"30003",3,0,2017,{"$nulls":4},"Solar",{"$nulls":13},0,0,0,0]
["Green Meadow Solar, LLC","61291_G_GMSMT",61291,"G","GMSMT",null,"Solar PV",null,"WECC_MT","Montana",30,"Lewis and Clark",49,"30049",3,0,2017,{"$nulls":4},"Solar",{"$nulls":13},0,0,0,0]
["Jackson Solar Farm","61292_G_JAKSN",61292,"G","JAKSN",null,"Solar PV",null,"S_VACA","North Carolina",37,"Wilson",195,"37195",8.6,0,2017,{"$nulls":4},"Solar",{"$nulls":13},0,0,0,0]
["Farley Road Solar","61294_G_02419",61294,"G","02419",null,"Solar PV",null,"NENGREST","Massachusetts",25,"Worcester",27,"25027",1.9,0,2017,{"$nulls":4},"Solar",{"$nulls":13},0,0,0,0]
["Upton Solar","61297_G_02567",61297,"G","02567",null,"Solar PV",null,"NENGREST","Massachusetts",25,"Worcester",27,"25027",2,0,2017,{"$nulls":4},"Solar",{"$nulls":13},0,0,0,0]
["Pleasantdale Road Solar","61298_G_02112",61298,"G","02112",null,"Solar PV",null,"NENGREST","Massachusetts",25,"Worcester",27,"25027",1,0,2017,{"$nulls":4},"Solar",{"$nulls":13},0,0,0,0]
["Hatfield Renewables","61299_G_02599",61299,"G","02599",null,"Solar PV",null,"NENGREST","Massachusetts",25,"Hampshire",15,"25015",1.9,0,2017,{"$nulls":4},"Solar",{"$nulls":13},0,0,0,0]
["Peterson Road Solar","61307_G_02076",61307,"G","02076",null,"Solar PV",null,"NENGREST","Massachusetts",25,"Hampden",13,"25013",2.5,0,2017,{"$nulls":4},"Solar",{"$nulls":13},0,0,0,0]
["BPU Solar Farm","61313_G_BPU1",61313,"G","BPU1",null,"Solar PV",null,"SPP_N","Kansas",20,"Wyandotte",209,"20209",1,0,2017,{"$nulls":4},"Solar",{"$nulls":13},0,0,0,0]
["SR Kersey","61314_G_KERS",61314,"G","KERS",null,"Solar PV",null,"WECC_CO","Colorado",8,"Weld",123,"08123",3.5,0,2017,{"$nulls":4},"Solar",{"$nulls":13},0,0,0,0]
["Golden Hills Solar","61315_G_02196",61315,"G","02196",null,"Solar PV",null,"NENGREST","Massachusetts",25,"Worcester",27,"25027",4.7,0,2017,{"$nulls":4},"Solar",{"$nulls":13},0,0,0,0]
["Saluda Solar II","61323_G_PGRB5",61323,"G","PGRB5",null,"Solar PV",null,"S_VACA","South Carolina",45,"Saluda",81,"45081",3.4,0,2017,{"$nulls":4},"Solar",{"$nulls":13},0,0,0,0]
["Odyssey Solar","61324_G_PGRB4",61324,"G","PGRB4",null,"Solar PV",null,"S_VACA","South Carolina",45,"Lexington",63,"45063",8.2,0,2017,{"$nulls":4},"Solar",{"$nulls":13},0,0,0,0]
["Hampton Solar I","61325_G_PGRB3",61325,"G","PGRB3",null,"Solar PV",null,"S_VACA","South Carolina",45,"Hampton",49,"45049",6.8,0,2017,{"$nulls":4},"Solar",{"$nulls":13},0,0,0,0]
["Cameron Solar II","61326_G_PGRB2",61326,"G","PGRB2",null,"Solar PV",null,"S_VACA","South Carolina",45,"Calhoun",17,"45017",4.1,0,2017,{"$nulls":4},"Solar",{"$nulls":13},0,0,0,0]
["Barnwell Solar","61327_G_PGRB1",61327,"G","PGRB1",null,"Solar PV",null,"S_VACA","South Carolina",45,"Barnwell",11,"45011",5.4,0,2017,{"$nulls":4},"Solar",{"$nulls":13},0,0,0,0]
["Great Divide Solar, LLC","61335_G_GDSMT",61335,"G","GDSMT",null,"Solar PV",null,"WECC_MT","Montana",30,"Lewis and Clark",49,"30049",3,0,2017,{"$nulls":4},"Solar",{"$nulls":13},0,0,0,0]
["Black Eagle Solar, LLC","61336_G_BESMT",61336,"G","BESMT",null,"Solar PV",null,"WECC_MT","Montana",30,"Cascade",13,"30013",3,0,2017,{"$nulls":4},"Solar",{"$nulls":13},0,0,0,0]
["Magpie Solar, LLC","61337_G_MSMT",61337,"G","MSMT",null,"Solar PV",null,"WECC_MT","Montana",30,"Golden Valley",37,"30037",3,0,2017,{"$nulls":4},"Solar",{"$nulls":13},0,0,0,0]
["Grafton PV","61341_G_MSBW1",61341,"G","MSBW1",null,"Solar PV",null,"NENGREST","Massachusetts",25,"Worcester",27,"25027",2.7,0,2016,{"$nulls":4},"Solar",{"$nulls":13},0,0,0,0]
["Barrett PV","61342_G_MSBW2",61342,"G","MSBW2",null,"Solar PV",null,"NENGREST","Massachusetts",25,"Worcester",27,"25027",11.9,0,2016,{"$nulls":4},"Solar",{"$nulls":13},0,0,0,0]
["Long Henry Solar","61347_G_GEN1",61347,"G","GEN1",null,"Solar PV",null,"S_VACA","North Carolina",37,"Wayne",191,"37191",2,0,2017,{"$nulls":4},"Solar",{"$nulls":13},0,0,0,0]
["Westmont 400A","61348_G_W5691",61348,"G","W5691",null,"Solar PV",null,"WEC_LADW","California",6,"Los Angeles",37,"06037",2.3,0,2017,{"$nulls":4},"Solar",{"$nulls":13},0,0,0,0]
["Westmont 400B","61349_G_W5694",61349,"G","W5694",null,"Solar PV",null,"WEC_LADW","California",6,"Los Angeles",37,"06037",2.2,0,2017,{"$nulls":4},"Solar",{"$nulls":13},0,0,0,0]
["MDFA Devens-Saratoga","61350_G_SO145",61350,"G","SO145",null,"Solar PV",null,"NENGREST","Massachusetts",25,"Worcester",27,"25027",2.5,0,2016,{"$nulls":4},"Solar",{"$nulls":13},0,0,0,0]
["Bear Creek Solar","61351_G_GEN1",61351,"G","GEN1",null,"Solar PV",null,"S_VACA","North Carolina",37,"Chatham",37,"37037",2,0,2017,{"$nulls":4},"Solar",{"$nulls":13},0,0,0,0]
["Princeton Solar Project","61354_G_STONY",61354,"G","STONY",null,"Solar PV",null,"PJM_EMAC","New Jersey",34,"Mercer",21,"34021",2.5,0,2017,{"$nulls":4},"Solar",{"$nulls":13},0,0,0,0]
["IGS Solar I - BWI5","61358_G_BWI5",61358,"G","BWI5",null,"Solar PV",null,"PJM_SMAC","Maryland",24,"Baltimore",5,"24005",1.1,0,2016,{"$nulls":4},"Solar",{"$nulls":13},0,0,0,0]
["IGS Solar I - EWR5","61359_G_EWR5",61359,"G","EWR5",null,"Solar PV",null,"PJM_EMAC","New Jersey",34,"Middlesex",23,"34023",1.9,0,2016,{"$nulls":4},"Solar",{"$nulls":13},0,0,0,0]
["IGS Solar I - EWR6","61360_G_EWR6",61360,"G","EWR6",null,"Solar PV",null,"PJM_EMAC","New Jersey",34,"Middlesex",23,"34023",1.9,0,2016,{"$nulls":4},"Solar",{"$nulls":13},0,0,0,0]
["Equuleus Community Solar Gardens","61363_G_CSG1",61363,"G","CSG1",null,"Solar PV",null,"MIS_MNWI","Minnesota",27,"Dakota",37,"27037",1,0,2017,{"$nulls":4},"Solar",{"$nulls":13},0,0,0,0]
["Equuleus Community Solar Gardens","61363_G_CSG2",61363,"G","CSG2",null,"Solar PV",null,"MIS_MNWI","Minnesota",27,"Dakota",37,"27037",1,0,2017,{"$nulls":4},"Solar",{"$nulls":13},0,0,0,0]
["Equuleus Community Solar Gardens","61363_G_CSG3",61363,"G","CSG3",null,"Solar PV",null,"MIS_MNWI","Minnesota",27,"Dakota",37,"27037",1,0,2017,{"$nulls":4},"Solar",{"$nulls":13},0,0,0,0]
["Equuleus Community Solar Gardens","61363_G_CSG4",61363,"G","CSG4",null,"Solar PV",null,"MIS_MNWI","Minnesota",27,"Dakota",37,"27037",1,0,2017,{"$nulls":4},"Solar",{"$nulls":13},0,0,0,0]
["Equuleus Community Solar Gardens","61363_G_CSG5",61363,"G","CSG5",null,"Solar PV",null,"MIS_MNWI","Minnesota",27,"Dakota",37,"27037",1,0,2017,{"$nulls":4},"Solar",{"$nulls":13},0,0,0,0]
["Smith & Wesson at Springfield MA PV","61367_G_PV1",61367,"G","PV1",null,"Solar PV",null,"NENGREST","Massachusetts",25,"Hampden",13,"25013",1.9,0,2017,{"$nulls":4},"Solar",{"$nulls":13},0,0,0,0]
["Walnut Springs Solar","61370_G_GEN1",61370,"G","GEN1",null,"Solar PV",null,"ERC_REST","Texas",48,"Bosque",35,"48035",5,0,2016,{"$nulls":4},"Solar",{"$nulls":13},0,0,0,0]
["Centaurus Solar - MA","61371_G_ASH24",61371,"G","ASH24",null,"Solar PV",null,"NENGREST","Massachusetts",25,"Middlesex",17,"25017",2.4,0,2016,{"$nulls":4},"Solar",{"$nulls":13},0,0,0,0]
["Kearsarge Bellingham PV","61373_G_BELL",61373,"G","BELL",null,"Solar PV",null,"NENGREST","Massachusetts",25,"Norfolk",21,"25021",2.9,0,2016,{"$nulls":4},"Solar",{"$nulls":13},0,0,0,0]
["Clarke Solar Power Facility","61374_G_PV1",61374,"G","PV1",null,"Solar PV",null,"PJM_AP","Virginia",51,"Clarke",43,"51043",10,0,2017,{"$nulls":4},"Solar",{"$nulls":13},0,0,0,0]
["Cedar Creek PV","61376_G_CEDR1",61376,"G","CEDR1",null,"Solar PV",null,"NY_Z_K","New York",36,"Nassau",59,"36059",1.8,0,2017,{"$nulls":4},"Solar",{"$nulls":13},0,0,0,0]
["Amazon - Patterson PV","61377_G_PATT1",61377,"G","PATT1",null,"Solar PV",null,"WEC_CALN","California",6,"Stanislaus",99,"06099",2.5,0,2017,{"$nulls":4},"Solar",{"$nulls":13},0,0,0,0]
["Northern Westchester Hospital","61378_G_4",61378,"G",4,null,"Combustion Turbine","IC","NY_Z_G-I","New York",36,"Westchester",119,"36119",0.8,9264,1971,{"$nulls":4},"Distillate Fuel Oil",{"$nulls":13},0.010999999999999954,0.010999999999999954,0.010999999999999954,0.010999999999999954]
["Northern Westchester Hospital","61378_G_5",61378,"G",5,null,"Combustion Turbine","IC","NY_Z_G-I","New York",36,"Westchester",119,"36119",0.8,9264,1971,{"$nulls":4},"Distillate Fuel Oil",{"$nulls":13},0.010999999999999954,0.010999999999999954,0.010999999999999954,0.010999999999999954]
["Georgia LFG Oak Grove Plant","61385_G_GM01",61385,"G","GM01",null,"Landfill Gas",null,"S_SOU","Georgia",13,"Barrow",13,"13013",2.1,18000,2016,{"$nulls":4},"Landfill Gas",{"$nulls":13},0.08999999999999997,0.08999999999999997,0.08999999999999997,0.08999999999999997]
["Georgia LFG Oak Grove Plant","61385_G_GM02",61385,"G","GM02",null,"Landfill Gas",null,"S_SOU","Georgia",13,"Barrow",13,"13013",2.1,18000,2016,{"$nulls":4},"Landfill Gas",{"$nulls":13},0.08999999999999997,0.08999999999999997,0.08999999999999997,0.08999999999999997]
["Georgia LFG Oak Grove Plant","61385_G_GM03",61385,"G","GM03",null,"Landfill Gas",null,"S_SOU","Georgia",13,"Barrow",13,"13013",2.1,18000,2016,{"$nulls":4},"Landfill Gas",{"$nulls":13},0.08999999999999997,0.08999999999999997,0.08999999999999997,0.08999999999999997]
["Georgia LFG Pine Ridge Plant","61386_G_GM01",61386,"G","GM01",null,"Landfill Gas",null,"S_SOU","Georgia",13,"Spalding",255,"13255",2.1,18000,2016,{"$nulls":4},"Landfill Gas",{"$nulls":13},0.08999999999999997,0.08999999999999997,0.08999999999999997,0.08999999999999997]
["Georgia LFG Pine Ridge Plant","61386_G_GM02",61386,"G","GM02",null,"Landfill Gas",null,"S_SOU","Georgia",13,"Spalding",255,"13255",2.1,18000,2016,{"$nulls":4},"Landfill Gas",{"$nulls":13},0.08999999999999997,0.08999999999999997,0.08999999999999997,0.08999999999999997]
["Georgia LFG Pine Ridge Plant","61386_G_GM03",61386,"G","GM03",null,"Landfill Gas",null,"S_SOU","Georgia",13,"Spalding",255,"13255",2.1,18000,2016,{"$nulls":4},"Landfill Gas",{"$nulls":13},0.08999999999999997,0.08999999999999997,0.08999999999999997,0.08999999999999997]
["Georgia LFG Richland Creek Plant","61387_G_GM01",61387,"G","GM01",null,"Landfill Gas",null,"S_SOU","Georgia",13,"Gwinnett",135,"13135",2.1,18000,2016,{"$nulls":4},"Landfill Gas",{"$nulls":13},0.08999999999999997,0.08999999999999997,0.08999999999999997,0.08999999999999997]
["Georgia LFG Richland Creek Plant","61387_G_GM02",61387,"G","GM02",null,"Landfill Gas",null,"S_SOU","Georgia",13,"Gwinnett",135,"13135",2.1,18000,2016,{"$nulls":4},"Landfill Gas",{"$nulls":13},0.08999999999999997,0.08999999999999997,0.08999999999999997,0.08999999999999997]
["Georgia LFG Richland Creek Plant","61387_G_GM03",61387,"G","GM03",null,"Landfill Gas",null,"S_SOU","Georgia",13,"Gwinnett",135,"13135",2.1,18000,2016,{"$nulls":4},"Landfill Gas",{"$nulls":13},0.08999999999999997,0.08999999999999997,0.08999999999999997,0.08999999999999997]
["Georgia LFG Richland Creek Plant","61387_G_GM04",61387,"G","GM04",null,"Landfill Gas",null,"S_SOU","Georgia",13,"Gwinnett",135,"13135",2.1,18000,2016,{"$nulls":4},"Landfill Gas",{"$nulls":13},0.08999999999999997,0.08999999999999997,0.08999999999999997,0.08999999999999997]
["Georgia LFG Richland Creek Plant","61387_G_GM05",61387,"G","GM05",null,"Landfill Gas",null,"S_SOU","Georgia",13,"Gwinnett",135,"13135",2.1,18000,2016,{"$nulls":4},"Landfill Gas",{"$nulls":13},0.08999999999999997,0.08999999999999997,0.08999999999999997,0.08999999999999997]
["AEP Jacksonville Solar Project","61388_G_PV1",61388,"G","PV1",null,"Solar PV",null,"FRCC","Florida",12,"Duval",31,"12031",7.1,0,2017,{"$nulls":4},"Solar",{"$nulls":13},0,0,0,0]
["Letchworth Solar Project","61389_G_PV1",61389,"G","PV1",null,"Solar PV",null,"NY_Z_A","New York",36,"Wyoming",121,"36121",1.2,0,2017,{"$nulls":4},"Solar",{"$nulls":13},0,0,0,0]
["Canis Major Solar Farm","61398_G_S1980",61398,"G","S1980",null,"Solar PV",null,"NENG_CT","Connecticut",9,"Hartford",3,"09003",2,0,2016,{"$nulls":4},"Solar",{"$nulls":13},0,0,0,0]
["Deep Branch Farm","61403_G_1",61403,"G",1,null,"Solar PV",null,"S_VACA","North Carolina",37,"Robeson",155,"37155",5,0,2017,{"$nulls":4},"Solar",{"$nulls":13},0,0,0,0]
["Moorings Farm 2","61405_G_1",61405,"G",1,null,"Solar PV",null,"S_VACA","North Carolina",37,"Lenoir",107,"37107",5,0,2017,{"$nulls":4},"Solar",{"$nulls":13},0,0,0,0]
["Canis Minor Solar Farm","61408_G_B1000",61408,"G","B1000",null,"Solar PV",null,"NENG_CT","Connecticut",9,"Litchfield",5,"09005",1,0,2016,{"$nulls":4},"Solar",{"$nulls":13},0,0,0,0]
["West Boylston Community Shared Solar","61415_G_CS1",61415,"G","CS1",null,"Solar PV",null,"NENGREST","Massachusetts",25,"Worcester",27,"25027",1.5,0,2016,{"$nulls":4},"Solar",{"$nulls":13},0,0,0,0]
["One Ten Partners PV","61419_G_OTP",61419,"G","OTP",null,"Solar PV",null,"WEC_LADW","California",6,"Los Angeles",37,"06037",2,0,2017,{"$nulls":4},"Solar",{"$nulls":13},0,0,0,0]
["Coyote Ridge Community Solar","61425_G_COYCS",61425,"G","COYCS",null,"Solar PV",null,"WECC_CO","Colorado",8,"Larimer",69,"08069",1.5,0,2017,{"$nulls":4},"Solar",{"$nulls":13},0,0,0,0]
["Panasonic Carport Solar","61439_G_PANBS",61439,"G","PANBS",null,"Energy Storage",null,"WECC_CO","Colorado",8,"Adams",1,"08001",1,0,2017,{"$nulls":4},"Energy Storage",{"$nulls":13},0,0,0,0]
["Panasonic Carport Solar","61439_G_PANPV",61439,"G","PANPV",null,"Solar PV",null,"WECC_CO","Colorado",8,"Adams",1,"08001",1.3,0,2017,{"$nulls":4},"Solar",{"$nulls":13},0,0,0,0]
["Denver Braswell PV","61441_G_GPDB1",61441,"G","GPDB1",null,"Solar PV",null,"S_SOU","Georgia",13,"Colquitt",71,"13071",1.4,0,2017,{"$nulls":4},"Solar",{"$nulls":13},0,0,0,0]
["IOS - MEW Phase 1","61460_G_MEW1",61460,"G","MEW1",null,"Solar PV",null,"NENG_ME","Maine",23,"Somerset",25,"23025",4.1,0,2017,{"$nulls":4},"Solar",{"$nulls":13},0,0,0,0]
["IGS Solar I - BWI2","61465_G_BWI2",61465,"G","BWI2",null,"Solar PV",null,"PJM_SMAC","Maryland",24,"Baltimore",5,"24005",1.4,0,2017,{"$nulls":4},"Solar",{"$nulls":13},0,0,0,0]
["IOS - ERW9","61466_G_EWR9",61466,"G","EWR9",null,"Solar PV",null,"PJM_EMAC","New Jersey",34,"Middlesex",23,"34023",5.3,0,2017,{"$nulls":4},"Solar",{"$nulls":13},0,0,0,0]
["City of Lexington","61467_G_LXNE1",61467,"G","LXNE1",null,"Solar PV",null,"SPP_NEBR","Nebraska",31,"Dawson",47,"31047",3.5,0,2017,{"$nulls":4},"Solar",{"$nulls":13},0,0,0,0]
["Valdosta Prison","61468_G_GPVP1",61468,"G","GPVP1",null,"Solar PV",null,"S_SOU","Georgia",13,"Lowndes",185,"13185",1,0,2017,{"$nulls":4},"Solar",{"$nulls":13},0,0,0,0]
["San Luis Solar Garden","61472_G_ANTO2",61472,"G","ANTO2",null,"Solar PV",null,"WECC_CO","Colorado",8,"Conejos",21,"08021",1.2,0,2017,{"$nulls":4},"Solar",{"$nulls":13},0,0,0,0]
["NYU LANGONE HEALTH","61488_G_ENB1",61488,"G","ENB1",null,"Combustion Turbine","IC","NY_Z_J","New York",36,"New York",61,"36061",2.7,9264,2016,{"$nulls":4},"Distillate Fuel Oil",{"$nulls":13},0.010999999999999954,0.010999999999999954,0.010999999999999954,0.010999999999999954]
["NYU LANGONE HEALTH","61488_G_ENB2",61488,"G","ENB2",null,"Combustion Turbine","IC","NY_Z_J","New York",36,"New York",61,"36061",2.7,9264,2016,{"$nulls":4},"Distillate Fuel Oil",{"$nulls":13},0.010999999999999954,0.010999999999999954,0.010999999999999954,0.010999999999999954]
["NYU LANGONE HEALTH","61488_G_GT",61488,"G","GT",null,"Combustion Turbine",null,"NY_Z_J","New York",36,"New York",61,"36061",7.5,9264,2016,{"$nulls":4},"Natural Gas",{"$nulls":13},0.010999999999999954,0.010999999999999954,0.010999999999999954,0.010999999999999954]
["301 Chestnut Solar NG","61518_G_3010",61518,"G",3010,null,"Solar PV",null,"NENGREST","Massachusetts",25,"Hampden",13,"25013",4.3,0,2017,{"$nulls":4},"Solar",{"$nulls":13},0,0,0,0]
["Baker Point","61519_G_GEN1",61519,"G","GEN1",null,"Solar PV",null,"PJM_AP","Maryland",24,"Frederick",21,"24021",9,0,2016,{"$nulls":4},"Solar",{"$nulls":13},0,0,0,0]
["Rosewood Solar","61520_G_GEN1",61520,"G","GEN1",null,"Solar PV",null,"S_VACA","North Carolina",37,"Wayne",191,"37191",2,0,2016,{"$nulls":4},"Solar",{"$nulls":13},0,0,0,0]
["Nixa Solar, LLC","60673_G_NIXA",60673,"G","NIXA",null,"Solar PV",null,"SPP_N","Missouri",29,"Christian",43,"29043",7.9,0,2017,{"$nulls":4},"Solar",{"$nulls":13},0,0,0,0]
["Conejos 1 Community Solar Array","60723_G_CONEJ",60723,"G","CONEJ",null,"Solar PV",null,"WECC_CO","Colorado",8,"Conejos",21,"08021",1.5,0,2017,{"$nulls":4},"Solar",{"$nulls":13},0,0,0,0]
["Xcel Adams 2 Community Solar Array","60725_G_ADCO2",60725,"G","ADCO2",null,"Solar PV",null,"WECC_CO","Colorado",8,"Adams",1,"08001",1.5,0,2017,{"$nulls":4},"Solar",{"$nulls":13},0,0,0,0]
["Cooperative Solar One","60863_G_PV1",60863,"G","PV1",null,"Solar PV",null,"PJM_West","Kentucky",21,"Clark",49,"21049",8.5,0,2017,{"$nulls":4},"Solar",{"$nulls":13},0,0,0,0]
["GRE Marshan Solar","60935_G_PV1",60935,"G","PV1",null,"Solar PV",null,"MIS_MNWI","Minnesota",27,"Dakota",37,"27037",1,0,2017,{"$nulls":4},"Solar",{"$nulls":13},0,0,0,0]
["VEC Magee Hill Solar","60954_G_PV1",60954,"G","PV1",null,"Solar PV",null,"NENGREST","Vermont",50,"Chittenden",7,"50007",1.3,0,2017,{"$nulls":4},"Solar",{"$nulls":13},0,0,0,0]
["Strawberry Point DPC Solar","60955_G_PV1",60955,"G","PV1",null,"Solar PV",null,"MIS_IA","Iowa",19,"Clayton",43,"19043",1.3,0,2017,{"$nulls":4},"Solar",{"$nulls":13},0,0,0,0]
["Sand Lake DPC Solar","60957_G_PV1",60957,"G","PV1",null,"Solar PV",null,"MIS_MNWI","Wisconsin",55,"Polk",95,"55095",1,0,2017,{"$nulls":4},"Solar",{"$nulls":13},0,0,0,0]
["Carina Community Solar","61179_G_JCCS1",61179,"G","JCCS1",null,"Solar PV",null,"MIS_MNWI","Minnesota",27,"Wabasha",157,"27157",0.9,0,2017,{"$nulls":4},"Solar",{"$nulls":13},0,0,0,0]
["Carina Community Solar","61179_G_JCCS2",61179,"G","JCCS2",null,"Solar PV",null,"MIS_MNWI","Minnesota",27,"Wabasha",157,"27157",0.9,0,2017,{"$nulls":4},"Solar",{"$nulls":13},0,0,0,0]
["Carina Community Solar","61179_G_JCCS3",61179,"G","JCCS3",null,"Solar PV",null,"MIS_MNWI","Minnesota",27,"Wabasha",157,"27157",0.9,0,2017,{"$nulls":4},"Solar",{"$nulls":13},0,0,0,0]
["Carina Community Solar","61179_G_JCCS4",61179,"G","JCCS4",null,"Solar PV",null,"MIS_MNWI","Minnesota",27,"Wabasha",157,"27157",0.9,0,2017,{"$nulls":4},"Solar",{"$nulls":13},0,0,0,0]
["Lyra Community Solar","61182_G_RLCS1",61182,"G","RLCS1",null,"Solar PV",null,"MIS_MNWI","Minnesota",27,"Le Sueur",79,"27079",0.9,0,2017,{"$nulls":4},"Solar",{"$nulls":13},0,0,0,0]
["Lyra Community Solar","61182_G_RLCS2",61182,"G","RLCS2",null,"Solar PV",null,"MIS_MNWI","Minnesota",27,"Le Sueur",79,"27079",0.9,0,2017,{"$nulls":4},"Solar",{"$nulls":13},0,0,0,0]
["Lyra Community Solar","61182_G_RLCS3",61182,"G","RLCS3",null,"Solar PV",null,"MIS_MNWI","Minnesota",27,"Le Sueur",79,"27079",0.9,0,2017,{"$nulls":4},"Solar",{"$nulls":13},0,0,0,0]
["Argo Navis Community Solar","61183_G_UACS1",61183,"G","UACS1",null,"Solar PV",null,"MIS_MNWI","Minnesota",27,"Washington",163,"27163",0.9,0,2017,{"$nulls":4},"Solar",{"$nulls":13},0,0,0,0]
["Argo Navis Community Solar","61183_G_UACS2",61183,"G","UACS2",null,"Solar PV",null,"MIS_MNWI","Minnesota",27,"Washington",163,"27163",0.9,0,2017,{"$nulls":4},"Solar",{"$nulls":13},0,0,0,0]
["Argo Navis Community Solar","61183_G_UACS3",61183,"G","UACS3",null,"Solar PV",null,"MIS_MNWI","Minnesota",27,"Washington",163,"27163",0.9,0,2017,{"$nulls":4},"Solar",{"$nulls":13},0,0,0,0]
["Broadridge Solar, LLC","61218_G_BROAD",61218,"G","BROAD",null,"Solar PV",null,"S_VACA","North Carolina",37,"Robeson",155,"37155",5,0,2017,{"$nulls":4},"Solar",{"$nulls":13},0,0,0,0]
["Golden Hills North Wind Energy Center","61222_G_1",61222,"G",1,null,"Onshore Wind",null,"WEC_CALN","California",6,"Alameda",1,"06001",46,0,2017,{"$nulls":4},"Wind",{"$nulls":13},0,0,0,0]
["Rock Falls Wind Farm LLC","61261_G_RF1",61261,"G","RF1",null,"Onshore Wind",null,"SPP_WEST","Oklahoma",40,"Kay",71,"40071",154.5,0,2017,{"$nulls":4},"Wind",{"$nulls":13},0,0,0,0]
["Arlington Valley Solar Energy I","57679_G_AVSE1",57679,"G","AVSE1",null,"Solar PV",null,"WECC_AZ","Arizona",4,"Maricopa",13,"04013",125,0,2017,{"$nulls":4},"Solar",{"$nulls":13},0,0,0,0]
["Vaughn Creek PV1","60001_G_VNCRK",60001,"G","VNCRK",null,"Solar PV",null,"PJM_Dom","North Carolina",37,"Hertford",91,"37091",20,0,2017,{"$nulls":4},"Solar",{"$nulls":13},0,0,0,0]
["Cuyama Solar, LLC","60043_G_GEN01",60043,"G","GEN01",null,"Solar PV",null,"WECC_SCE","California",6,"Santa Barbara",83,"06083",40,0,2017,{"$nulls":4},"Solar",{"$nulls":13},0,0,0,0]
["Bayshore Solar B, LLC","60474_G_BSHRB",60474,"G","BSHRB",null,"Solar PV",null,"WEC_LADW","California",6,"Los Angeles",37,"06037",20,0,2017,{"$nulls":4},"Solar",{"$nulls":13},0,0,0,0]
["Bayshore Solar C, LLC","60475_G_BSHRC",60475,"G","BSHRC",null,"Solar PV",null,"WEC_LADW","California",6,"Los Angeles",37,"06037",20,0,2017,{"$nulls":4},"Solar",{"$nulls":13},0,0,0,0]
["Bayshore Solar A, LLC","60481_G_BSHRA",60481,"G","BSHRA",null,"Solar PV",null,"WEC_LADW","California",6,"Los Angeles",37,"06037",20,0,2017,{"$nulls":4},"Solar",{"$nulls":13},0,0,0,0]
["Redwood 4 Solar Farm","60490_G_RW4SF",60490,"G","RW4SF",null,"Solar PV",null,"WECC_SCE","California",6,"Kern",29,"06029",20,0,2017,{"$nulls":4},"Solar",{"$nulls":13},0,0,0,0]
["CoTAL Solar Farm","60582_G_PV1",60582,"G","PV1",null,"Solar PV",null,"FRCC","Florida",12,"Leon",73,"12073",20,0,2017,{"$nulls":4},"Solar",{"$nulls":13},0,0,0,0]
["Oceana Solar","60584_G_01",60584,"G","01",null,"Solar PV",null,"PJM_Dom","Virginia",51,"Virginia Beach City",810,"51810",17.6,0,2017,{"$nulls":4},"Solar",{"$nulls":13},0,0,0,0]
["Prairie Wind Farm","60873_G_PWE",60873,"G","PWE",null,"Onshore Wind",null,"MIS_MIDA","Iowa",19,"Mahaska",123,"19123",168,0,2017,{"$nulls":4},"Wind",{"$nulls":13},0,0,0,0]
["Correctional Solar LLC","60915_G_PV1",60915,"G","PV1",null,"Solar PV",null,"PJM_Dom","Virginia",51,"New Kent",127,"51127",20,0,2017,{"$nulls":4},"Solar",{"$nulls":13},0,0,0,0]
["Sappony Solar LLC","60916_G_PV1",60916,"G","PV1",null,"Solar PV",null,"PJM_Dom","Virginia",51,"Sussex",183,"51183",20,0,2017,{"$nulls":4},"Solar",{"$nulls":13},0,0,0,0]
["Buckingham Solar LLC","60917_G_PV1",60917,"G","PV1",null,"Solar PV",null,"PJM_Dom","Virginia",51,"Buckingham",29,"51029",19.8,0,2017,{"$nulls":4},"Solar",{"$nulls":13},0,0,0,0]
["Nesvold Watertown Solar","60958_G_PV1",60958,"G","PV1",null,"Solar PV",null,"MIS_MNWI","Minnesota",27,"Carver",19,"27019",1,0,2017,{"$nulls":4},"Solar",{"$nulls":13},0,0,0,0]
["Nesvold Watertown Solar","60958_G_PV2",60958,"G","PV2",null,"Solar PV",null,"MIS_MNWI","Minnesota",27,"Carver",19,"27019",1,0,2017,{"$nulls":4},"Solar",{"$nulls":13},0,0,0,0]
["Nesvold Watertown Solar","60958_G_PV3",60958,"G","PV3",null,"Solar PV",null,"MIS_MNWI","Minnesota",27,"Carver",19,"27019",1,0,2017,{"$nulls":4},"Solar",{"$nulls":13},0,0,0,0]
["Nesvold Watertown Solar","60958_G_PV4",60958,"G","PV4",null,"Solar PV",null,"MIS_MNWI","Minnesota",27,"Carver",19,"27019",1,0,2017,{"$nulls":4},"Solar",{"$nulls":13},0,0,0,0]
["Nesvold Watertown Solar","60958_G_PV5",60958,"G","PV5",null,"Solar PV",null,"MIS_MNWI","Minnesota",27,"Carver",19,"27019",1,0,2017,{"$nulls":4},"Solar",{"$nulls":13},0,0,0,0]
["Scott-II Solar LLC","60968_G_PV1",60968,"G","PV1",null,"Solar PV",null,"PJM_Dom","Virginia",51,"Powhatan",145,"51145",2,0,2017,{"$nulls":4},"Solar",{"$nulls":13},0,0,0,0]
["Northern Cardinal Solar","60992_G_NCARD",60992,"G","NCARD",null,"Solar PV",null,"PJM_Dom","North Carolina",37,"Halifax",83,"37083",2,0,2017,{"$nulls":4},"Solar",{"$nulls":13},0,0,0,0]
["Marin Clean Energy Solar One","61013_G_MCES1",61013,"G","MCES1",null,"Solar PV",null,"WEC_CALN","California",6,"Contra Costa",13,"06013",10.5,0,2017,{"$nulls":4},"Solar",{"$nulls":13},0,0,0,0]
["Kramer Solar","61058_G_0000B",61058,"G","0000B",null,"Solar PV",null,"MIS_MNWI","Minnesota",27,"Renville",129,"27129",3.3,0,2017,{"$nulls":4},"Solar",{"$nulls":13},0,0,0,0]
["Novel OYA of Osakis","61059_G_0000G",61059,"G","0000G",null,"Solar PV",null,"MIS_MNWI","Minnesota",27,"Douglas",41,"27041",5,0,2017,{"$nulls":4},"Solar",{"$nulls":13},0,0,0,0]
["Novel - OYA of Mapleton","61060_G_0000I",61060,"G","0000I",null,"Solar PV",null,"MIS_MNWI","Minnesota",27,"Blue Earth",13,"27013",3.5,0,2017,{"$nulls":4},"Solar",{"$nulls":13},0,0,0,0]
["Beaver Creek Wind","61079_G_1",61079,"G",1,null,"Onshore Wind",null,"MIS_MIDA","Iowa",19,"Boone",15,"19015",170,0,2017,{"$nulls":4},"Wind",{"$nulls":13},0,0,0,0]
["Bedford Solar","61126_G_12346",61126,"G",12346,null,"Solar PV",null,"PJM_West","Virginia",51,"Bedford",19,"51019",3,0,2017,{"$nulls":4},"Solar",{"$nulls":13},0,0,0,0]
["Wadesboro Solar","61129_G_12347",61129,"G",12347,null,"Solar PV",null,"S_VACA","North Carolina",37,"Anson",7,"37007",5,0,2017,{"$nulls":4},"Solar",{"$nulls":13},0,0,0,0]
["Novel CSG of Armstrong","61138_G_0000A",61138,"G","0000A",null,"Solar PV",null,"MIS_MNWI","Minnesota",27,"Pope",121,"27121",3,0,2017,{"$nulls":4},"Solar",{"$nulls":13},0,0,0,0]
["Novel CSG of MN Lake","61140_G_0000D",61140,"G","0000D",null,"Solar PV",null,"MIS_MNWI","Minnesota",27,"Faribault",43,"27043",1.8,0,2017,{"$nulls":4},"Solar",{"$nulls":13},0,0,0,0]
["Novel CSG of Vetter Farms","61141_G_0000F",61141,"G","0000F",null,"Solar PV",null,"MIS_MNWI","Minnesota",27,"Blue Earth",13,"27013",3,0,2017,{"$nulls":4},"Solar",{"$nulls":13},0,0,0,0]
["WasecaSun","61142_G_0000H",61142,"G","0000H",null,"Solar PV",null,"MIS_MNWI","Minnesota",27,"Waseca",161,"27161",3.4,0,2017,{"$nulls":4},"Solar",{"$nulls":13},0,0,0,0]
["Taurus Community Solar","61174_G_ETCS1",61174,"G","ETCS1",null,"Solar PV",null,"MIS_MNWI","Minnesota",27,"Chippewa",23,"27023",0.9,0,2017,{"$nulls":4},"Solar",{"$nulls":13},0,0,0,0]
["Taurus Community Solar","61174_G_ETCS2",61174,"G","ETCS2",null,"Solar PV",null,"MIS_MNWI","Minnesota",27,"Chippewa",23,"27023",0.9,0,2017,{"$nulls":4},"Solar",{"$nulls":13},0,0,0,0]
["Taurus Community Solar","61174_G_ETCS3",61174,"G","ETCS3",null,"Solar PV",null,"MIS_MNWI","Minnesota",27,"Chippewa",23,"27023",0.9,0,2017,{"$nulls":4},"Solar",{"$nulls":13},0,0,0,0]
["Taurus Community Solar","61174_G_ETCS4",61174,"G","ETCS4",null,"Solar PV",null,"MIS_MNWI","Minnesota",27,"Chippewa",23,"27023",0.9,0,2017,{"$nulls":4},"Solar",{"$nulls":13},0,0,0,0]
["Antares Community Solar","61176_G_FACS1",61176,"G","FACS1",null,"Solar PV",null,"MIS_MNWI","Minnesota",27,"Lyon",83,"27083",0.9,0,2017,{"$nulls":4},"Solar",{"$nulls":13},0,0,0,0]
["Antares Community Solar","61176_G_FACS2",61176,"G","FACS2",null,"Solar PV",null,"MIS_MNWI","Minnesota",27,"Lyon",83,"27083",0.9,0,2017,{"$nulls":4},"Solar",{"$nulls":13},0,0,0,0]
["Antares Community Solar","61176_G_FACS3",61176,"G","FACS3",null,"Solar PV",null,"MIS_MNWI","Minnesota",27,"Lyon",83,"27083",0.9,0,2017,{"$nulls":4},"Solar",{"$nulls":13},0,0,0,0]
["Corvus Community Solar","61177_G_GCCS1",61177,"G","GCCS1",null,"Solar PV",null,"MIS_MNWI","Minnesota",27,"Blue Earth",13,"27013",0.9,0,2017,{"$nulls":4},"Solar",{"$nulls":13},0,0,0,0]
["Corvus Community Solar","61177_G_GCCS2",61177,"G","GCCS2",null,"Solar PV",null,"MIS_MNWI","Minnesota",27,"Blue Earth",13,"27013",0.9,0,2017,{"$nulls":4},"Solar",{"$nulls":13},0,0,0,0]
["Corvus Community Solar","61177_G_GCCS3",61177,"G","GCCS3",null,"Solar PV",null,"MIS_MNWI","Minnesota",27,"Blue Earth",13,"27013",0.9,0,2017,{"$nulls":4},"Solar",{"$nulls":13},0,0,0,0]
["Corvus Community Solar","61177_G_GCCS4",61177,"G","GCCS4",null,"Solar PV",null,"MIS_MNWI","Minnesota",27,"Blue Earth",13,"27013",0.9,0,2017,{"$nulls":4},"Solar",{"$nulls":13},0,0,0,0]
["Corvus Community Solar","61177_G_GCCS5",61177,"G","GCCS5",null,"Solar PV",null,"MIS_MNWI","Minnesota",27,"Blue Earth",13,"27013",0.9,0,2017,{"$nulls":4},"Solar",{"$nulls":13},0,0,0,0]
["Barker Solar, LLC","61194_G_BARK",61194,"G","BARK",null,"Solar PV",null,"S_VACA","North Carolina",37,"Robeson",155,"37155",5,0,2017,{"$nulls":4},"Solar",{"$nulls":13},0,0,0,0]
["OR Solar 3, LLC","61201_G_ORSR3",61201,"G","ORSR3",null,"Solar PV",null,"WECC_PNW","Oregon",41,"Klamath",35,"41035",10,0,2017,{"$nulls":4},"Solar",{"$nulls":13},0,0,0,0]
["Lahr 1, LLC","61203_G_PV1",61203,"G","PV1",null,"Solar PV",null,"MIS_MNWI","Minnesota",27,"Stearns",145,"27145",5,0,2017,{"$nulls":4},"Solar",{"$nulls":13},0,0,0,0]
["Kelly Solar, LLC","61219_G_KELLY",61219,"G","KELLY",null,"Solar PV",null,"S_VACA","North Carolina",37,"Vance",181,"37181",5,0,2017,{"$nulls":4},"Solar",{"$nulls":13},0,0,0,0]
["Cross Winds Energy Park","58830_G_CWEP2",58830,"G","CWEP2",null,"Onshore Wind",null,"MIS_LMI","Michigan",26,"Tuscola",157,"26157",44,0,2018,{"$nulls":4},"Wind",{"$nulls":13},0,0,0,0]
["Sadiebrook Solar, LLC","60719_G_SADIE",60719,"G","SADIE",null,"Solar PV",null,"S_VACA","South Carolina",45,"Charleston",19,"45019",5,0,2018,{"$nulls":4},"Solar",{"$nulls":13},0,0,0,0]
["Tungsten Mountain","60785_G_UNIT1",60785,"G","UNIT1",null,"Geothermal",null,"WECC_NNV","Nevada",32,"Churchill",1,"32001",37,30000,2018,{"$nulls":4},"Geothermal",{"$nulls":13},0,0,0,0]
["New Auburn DPC Solar","60936_G_PV1",60936,"G","PV1",null,"Solar PV",null,"MIS_MNWI","Wisconsin",55,"Chippewa",17,"55017",2.5,0,2018,{"$nulls":4},"Solar",{"$nulls":13},0,0,0,0]
["Freeport LP Pretreatment Facility","59145_G_65GTG",59145,"G","65GTG",null,"Combustion Turbine",null,"ERC_REST","Texas",48,"Brazoria",39,"48039",77.5,9264,2018,{"$nulls":4},"Natural Gas",{"$nulls":13},0.010999999999999954,0.010999999999999954,0.010999999999999954,0.010999999999999954]
["Flat Top Wind I","61212_G_FTWI",61212,"G","FTWI",null,"Onshore Wind",null,"ERC_REST","Texas",48,"Mills",333,"48333",200,0,2018,{"$nulls":4},"Wind",{"$nulls":13},0,0,0,0]
["Innovative Solar 55","59676_G_IS044",59676,"G","IS044",null,"Solar PV",null,"S_VACA","North Carolina",37,"Robeson",155,"37155",6.5,0,2018,{"$nulls":4},"Solar",{"$nulls":13},0,0,0,0]
["Colgreen North Shore Solar Farm","60825_G_CNS1",60825,"G","CNS1",null,"Solar PV",null,"WECC_SCE","California",6,"Riverside",65,"06065",74.8,0,2018,{"$nulls":4},"Solar",{"$nulls":13},0,0,0,0]
["Barefoot Bay Solar Energy Center","61051_G_1",61051,"G",1,null,"Solar PV",null,"FRCC","Florida",12,"Brevard",9,"12009",74.5,0,2018,{"$nulls":4},"Solar",{"$nulls":13},0,0,0,0]
["Castle Gap Solar","60123_G_CGAP",60123,"G","CGAP",null,"Solar PV",null,"ERC_WEST","Texas",48,"Upton",461,"48461",180,0,2018,{"$nulls":4},"Solar",{"$nulls":13},0,0,0,0]
["Clean Energy Future-Lordstown, LLC","60376_G_CTG1",60376,"G","CTG1",null,"Combined Cycle",null,"PJM_ATSI","Ohio",39,"Trumbull",155,"39155",263,6267,2018,{"$nulls":4},"Natural Gas",{"$nulls":13},0.010999999999999954,0.010999999999999954,0.010999999999999954,0.010999999999999954]
["Clean Energy Future-Lordstown, LLC","60376_G_CTG2",60376,"G","CTG2",null,"Combined Cycle",null,"PJM_ATSI","Ohio",39,"Trumbull",155,"39155",263,6267,2018,{"$nulls":4},"Natural Gas",{"$nulls":13},0.010999999999999954,0.010999999999999954,0.010999999999999954,0.010999999999999954]
["Clean Energy Future-Lordstown, LLC","60376_G_STG1",60376,"G","STG1",null,"Combined Cycle",null,"PJM_ATSI","Ohio",39,"Trumbull",155,"39155",324,6267,2018,{"$nulls":4},"Natural Gas",{"$nulls":13},0.010999999999999954,0.010999999999999954,0.010999999999999954,0.010999999999999954]
["Gray Hawk Solar","61272_G_GHS",61272,"G","GHS",null,"Solar PV",null,"WECC_AZ","Arizona",4,"Mohave",15,"04015",55,0,2018,{"$nulls":4},"Solar",{"$nulls":13},0,0,0,0]
["Cactus Flats Wind Energy Project","61001_G_WT1",61001,"G","WT1",null,"Onshore Wind",null,"ERC_WEST","Texas",48,"Concho",95,"48095",150,0,2018,{"$nulls":4},"Wind",{"$nulls":13},0,0,0,0]
["Ocotillo","116_G_GT6",116,"G","GT6",null,"Combustion Turbine",null,"WECC_AZ","Arizona",4,"Maricopa",13,"04013",104.7,9264,2018,{"$nulls":4},"Natural Gas",{"$nulls":13},0.010999999999999954,0.010999999999999954,0.010999999999999954,0.010999999999999954]
["Ocotillo","116_G_GT7",116,"G","GT7",null,"Combustion Turbine",null,"WECC_AZ","Arizona",4,"Maricopa",13,"04013",104.7,9264,2018,{"$nulls":4},"Natural Gas",{"$nulls":13},0.010999999999999954,0.010999999999999954,0.010999999999999954,0.010999999999999954]
["White Rock/Slab Creek","435_G_H3",435,"G","H3",null,"Hydro",null,"WEC_BANC","California",6,"El Dorado",17,"06017",2.7,0,2018,{"$nulls":4},"Hydro",{"$nulls":13},0,0,0,0]
["CA Flats Solar 150, LLC","60034_G_GEN01",60034,"G","GEN01",null,"Solar PV",null,"WEC_CALN","California",6,"San Luis Obispo",79,"06079",150,0,2018,{"$nulls":4},"Solar",{"$nulls":13},0,0,0,0]
["Ocotillo","116_G_GT5",116,"G","GT5",null,"Combustion Turbine",null,"WECC_AZ","Arizona",4,"Maricopa",13,"04013",104.7,9264,2019,{"$nulls":4},"Natural Gas",{"$nulls":13},0.010999999999999954,0.010999999999999954,0.010999999999999954,0.010999999999999954]
["Mankato Energy Center","56104_G_CTG1",56104,"G","CTG1",null,"Combined Cycle",null,"MIS_MNWI","Minnesota",27,"Blue Earth",13,"27013",200,6267,2019,{"$nulls":4},"Natural Gas",{"$nulls":13},0.010999999999999954,0.010999999999999954,0.010999999999999954,0.010999999999999954]
["G W Ivey","665_G_22",665,"G",22,null,"Combustion Turbine","IC","FRCC","Florida",12,"Miami Dade",86,"12086",0.1,9264,2013,{"$nulls":4},"Distillate Fuel Oil",{"$nulls":13},0.010999999999999954,0.010999999999999954,0.010999999999999954,0.010999999999999954]
["Colonie LFGTE Facility","56324_G_GEN4",56324,"G","GEN4",null,"Landfill Gas",null,"NY_Z_F","New York",36,"Albany",1,"36001",1.6,18000,2016,{"$nulls":4},"Landfill Gas",{"$nulls":13},0.08999999999999997,0.08999999999999997,0.08999999999999997,0.08999999999999997]
["Flat Meeks PV 1","59514_G_FLAT1",59514,"G","FLAT1",null,"Solar PV",null,"PJM_Dom","North Carolina",37,"Martin",117,"37117",5,0,2017,{"$nulls":4},"Solar",{"$nulls":13},0,0,0,0]
["Lillington Solar","59921_G_5MWPV",59921,"G","5MWPV",null,"Solar PV",null,"S_VACA","North Carolina",37,"Harnett",85,"37085",5,0,2017,{"$nulls":4},"Solar",{"$nulls":13},0,0,0,0]
["Weld 1 Community Solar Array","60720_G_WELD1",60720,"G","WELD1",null,"Solar PV",null,"WECC_CO","Colorado",8,"Weld",123,"08123",1.5,0,2017,{"$nulls":4},"Solar",{"$nulls":13},0,0,0,0]
["Logan 1 Community Solar Array","60722_G_LOGA1",60722,"G","LOGA1",null,"Solar PV",null,"WECC_CO","Colorado",8,"Logan",75,"08075",1.7,0,2017,{"$nulls":4},"Solar",{"$nulls":13},0,0,0,0]
["Arapahoe 3 Community Solar Array","60724_G_ARAP3",60724,"G","ARAP3",null,"Solar PV",null,"WECC_CO","Colorado",8,"Arapahoe",5,"08005",1.8,0,2017,{"$nulls":4},"Solar",{"$nulls":13},0,0,0,0]
["Xcel Adams 1 Community Solar Array","60726_G_ADCO1",60726,"G","ADCO1",null,"Solar PV",null,"WECC_CO","Colorado",8,"Adams",1,"08001",1.8,0,2017,{"$nulls":4},"Solar",{"$nulls":13},0,0,0,0]
["Pegasus Community Solar","61175_G_CPCS1",61175,"G","CPCS1",null,"Solar PV",null,"MIS_MNWI","Minnesota",27,"Stearns",145,"27145",0.9,0,2017,{"$nulls":4},"Solar",{"$nulls":13},0,0,0,0]
["Pegasus Community Solar","61175_G_CPCS2",61175,"G","CPCS2",null,"Solar PV",null,"MIS_MNWI","Minnesota",27,"Stearns",145,"27145",0.9,0,2017,{"$nulls":4},"Solar",{"$nulls":13},0,0,0,0]
["Capella Community Solar","61178_G_HCCS1",61178,"G","HCCS1",null,"Solar PV",null,"MIS_MNWI","Minnesota",27,"Pipestone",117,"27117",0.9,0,2017,{"$nulls":4},"Solar",{"$nulls":13},0,0,0,0]
["Capella Community Solar","61178_G_HCCS2",61178,"G","HCCS2",null,"Solar PV",null,"MIS_MNWI","Minnesota",27,"Pipestone",117,"27117",0.9,0,2017,{"$nulls":4},"Solar",{"$nulls":13},0,0,0,0]
["Capella Community Solar","61178_G_HCCS3",61178,"G","HCCS3",null,"Solar PV",null,"MIS_MNWI","Minnesota",27,"Pipestone",117,"27117",0.9,0,2017,{"$nulls":4},"Solar",{"$nulls":13},0,0,0,0]
["Capella Community Solar","61178_G_HCCS4",61178,"G","HCCS4",null,"Solar PV",null,"MIS_MNWI","Minnesota",27,"Pipestone",117,"27117",0.9,0,2017,{"$nulls":4},"Solar",{"$nulls":13},0,0,0,0]
["Capella Community Solar","61178_G_HCCS5",61178,"G","HCCS5",null,"Solar PV",null,"MIS_MNWI","Minnesota",27,"Pipestone",117,"27117",0.9,0,2017,{"$nulls":4},"Solar",{"$nulls":13},0,0,0,0]
["231 Dixon 74 Solar I, LLC","61195_G_DIXON",61195,"G","DIXON",null,"Solar PV",null,"S_VACA","North Carolina",37,"Cleveland",45,"37045",2,0,2017,{"$nulls":4},"Solar",{"$nulls":13},0,0,0,0]
["Mill Pond Solar Farm, LLC","61196_G_MILLL",61196,"G","MILLL",null,"Solar PV",null,"S_VACA","North Carolina",37,"Columbus",47,"37047",5,0,2017,{"$nulls":4},"Solar",{"$nulls":13},0,0,0,0]
["Redbed Plains Wind Farm","61221_G_WT1",61221,"G","WT1",null,"Onshore Wind",null,"SPP_WEST","Oklahoma",40,"Grady",51,"40051",99.1,0,2017,{"$nulls":4},"Wind",{"$nulls":13},0,0,0,0]
["Hobbs Generating Station","56458_G_CHW-T",56458,"G","CHW-T",null,"Combined Cycle",null,"SPP_SPS","New Mexico",35,"Lea",25,"35025",4.3,6267,2008,{"$nulls":4},"Natural Gas",{"$nulls":13},0.010999999999999954,0.010999999999999954,0.010999999999999954,0.010999999999999954]
["Millikan Farm","59576_G_GEN1",59576,"G","GEN1",null,"Solar PV",null,"S_VACA","North Carolina",37,"Randolph",151,"37151",5,0,2015,{"$nulls":4},"Solar",{"$nulls":13},0,0,0,0]
["Mill Seat Renewable Energy Facility","61012_G_GEN4",61012,"G","GEN4",null,"Landfill Gas",null,"NY_Z_B","New York",36,"Genesee",37,"36037",0.8,18000,2007,{"$nulls":4},"Landfill Gas",{"$nulls":13},0.08999999999999997,0.08999999999999997,0.08999999999999997,0.08999999999999997]
["Mill Seat Renewable Energy Facility","61012_G_GEN5",61012,"G","GEN5",null,"Landfill Gas",null,"NY_Z_B","New York",36,"Genesee",37,"36037",0.8,18000,2007,{"$nulls":4},"Landfill Gas",{"$nulls":13},0.08999999999999997,0.08999999999999997,0.08999999999999997,0.08999999999999997]
["Mill Seat Renewable Energy Facility","61012_G_GEN6",61012,"G","GEN6",null,"Landfill Gas",null,"NY_Z_B","New York",36,"Genesee",37,"36037",0.8,18000,2007,{"$nulls":4},"Landfill Gas",{"$nulls":13},0.08999999999999997,0.08999999999999997,0.08999999999999997,0.08999999999999997]
["Mill Seat Renewable Energy Facility","61012_G_GEN7",61012,"G","GEN7",null,"Landfill Gas",null,"NY_Z_B","New York",36,"Genesee",37,"36037",0.8,18000,2007,{"$nulls":4},"Landfill Gas",{"$nulls":13},0.08999999999999997,0.08999999999999997,0.08999999999999997,0.08999999999999997]
["Mill Seat Renewable Energy Facility","61012_G_GEN8",61012,"G","GEN8",null,"Landfill Gas",null,"NY_Z_B","New York",36,"Genesee",37,"36037",0.8,18000,2007,{"$nulls":4},"Landfill Gas",{"$nulls":13},0.08999999999999997,0.08999999999999997,0.08999999999999997,0.08999999999999997]
["Port of LA Solar FiT Project","61319_G_W4885",61319,"G","W4885",null,"Solar PV",null,"WEC_LADW","California",6,"Los Angeles",37,"06037",1.1,0,2015,{"$nulls":4},"Solar",{"$nulls":13},0,0,0,0]
["Arlington Outlet Hydroelectric Generator","61355_G_HY1",61355,"G","HY1",null,"Hydro",null,"ERC_REST","Texas",48,"Tarrant",439,"48439",1.3,0,2015,{"$nulls":4},"Hydro",{"$nulls":13},0,0,0,0]
["Northern Westchester Hospital","61378_G_P",61378,"G","P",null,"Combustion Turbine","IC","NY_Z_G-I","New York",36,"Westchester",119,"36119",0.1,9264,1971,{"$nulls":4},"Natural Gas",{"$nulls":13},0.010999999999999954,0.010999999999999954,0.010999999999999954,0.010999999999999954]
["NYC-HH - CONEY ISLAND HOSPITAL","61413_G_GEN1",61413,"G","GEN1",null,"Combustion Turbine","IC","NY_Z_J","New York",36,"Kings",47,"36047",1.2,9264,1993,{"$nulls":4},"Distillate Fuel Oil",{"$nulls":13},0.010999999999999954,0.010999999999999954,0.010999999999999954,0.010999999999999954]
["NYC-HH - CONEY ISLAND HOSPITAL","61413_G_GEN2",61413,"G","GEN2",null,"Combustion Turbine","IC","NY_Z_J","New York",36,"Kings",47,"36047",1.3,9264,2005,{"$nulls":4},"Distillate Fuel Oil",{"$nulls":13},0.010999999999999954,0.010999999999999954,0.010999999999999954,0.010999999999999954]
["NYC-HH - CONEY ISLAND HOSPITAL","61413_G_GEN3",61413,"G","GEN3",null,"Combustion Turbine","IC","NY_Z_J","New York",36,"Kings",47,"36047",0.3,9264,2014,{"$nulls":4},"Distillate Fuel Oil",{"$nulls":13},0.010999999999999954,0.010999999999999954,0.010999999999999954,0.010999999999999954]
["NY Times Daily Production Facility","61414_G_GEN1",61414,"G","GEN1",null,"Combustion Turbine","IC","NY_Z_J","New York",36,"Queens",81,"36081",2,9264,2005,{"$nulls":4},"Distillate Fuel Oil",{"$nulls":13},0.010999999999999954,0.010999999999999954,0.010999999999999954,0.010999999999999954]
["NY Times Daily Production Facility","61414_G_GEN2",61414,"G","GEN2",null,"Combustion Turbine","IC","NY_Z_J","New York",36,"Queens",81,"36081",2,9264,2005,{"$nulls":4},"Distillate Fuel Oil",{"$nulls":13},0.010999999999999954,0.010999999999999954,0.010999999999999954,0.010999999999999954]
["NY Times Daily Production Facility","61414_G_GEN3",61414,"G","GEN3",null,"Combustion Turbine","IC","NY_Z_J","New York",36,"Queens",81,"36081",2,9264,2005,{"$nulls":4},"Distillate Fuel Oil",{"$nulls":13},0.010999999999999954,0.010999999999999954,0.010999999999999954,0.010999999999999954]
["NY Times Daily Production Facility","61414_G_GEN4",61414,"G","GEN4",null,"Combustion Turbine","IC","NY_Z_J","New York",36,"Queens",81,"36081",2,9264,2005,{"$nulls":4},"Distillate Fuel Oil",{"$nulls":13},0.010999999999999954,0.010999999999999954,0.010999999999999954,0.010999999999999954]
["NY Times Daily Production Facility","61414_G_GEN5",61414,"G","GEN5",null,"Combustion Turbine","IC","NY_Z_J","New York",36,"Queens",81,"36081",2,9264,2008,{"$nulls":4},"Distillate Fuel Oil",{"$nulls":13},0.010999999999999954,0.010999999999999954,0.010999999999999954,0.010999999999999954]
["NY Times Daily Production Facility","61414_G_GEN6",61414,"G","GEN6",null,"Combustion Turbine","IC","NY_Z_J","New York",36,"Queens",81,"36081",2,9264,2008,{"$nulls":4},"Distillate Fuel Oil",{"$nulls":13},0.010999999999999954,0.010999999999999954,0.010999999999999954,0.010999999999999954]
["Mount Sinai Hospital","61416_G_AP1",61416,"G","AP1",null,"Combustion Turbine","IC","NY_Z_J","New York",36,"New York",61,"36061",1,9264,1970,{"$nulls":4},"Distillate Fuel Oil",{"$nulls":13},0.010999999999999954,0.010999999999999954,0.010999999999999954,0.010999999999999954]
["Mount Sinai Hospital","61416_G_AP2",61416,"G","AP2",null,"Combustion Turbine","IC","NY_Z_J","New York",36,"New York",61,"36061",1,9264,1970,{"$nulls":4},"Distillate Fuel Oil",{"$nulls":13},0.010999999999999954,0.010999999999999954,0.010999999999999954,0.010999999999999954]
["Mount Sinai Hospital","61416_G_AP3",61416,"G","AP3",null,"Combustion Turbine","IC","NY_Z_J","New York",36,"New York",61,"36061",1,9264,1970,{"$nulls":4},"Distillate Fuel Oil",{"$nulls":13},0.010999999999999954,0.010999999999999954,0.010999999999999954,0.010999999999999954]
["Mount Sinai Hospital","61416_G_AP4",61416,"G","AP4",null,"Combustion Turbine","IC","NY_Z_J","New York",36,"New York",61,"36061",1,9264,1970,{"$nulls":4},"Distillate Fuel Oil",{"$nulls":13},0.010999999999999954,0.010999999999999954,0.010999999999999954,0.010999999999999954]
["Mount Sinai Hospital","61416_G_AP5",61416,"G","AP5",null,"Combustion Turbine","IC","NY_Z_J","New York",36,"New York",61,"36061",1.5,9264,1997,{"$nulls":4},"Distillate Fuel Oil",{"$nulls":13},0.010999999999999954,0.010999999999999954,0.010999999999999954,0.010999999999999954]
["Mount Sinai Hospital","61416_G_AP6",61416,"G","AP6",null,"Combustion Turbine","IC","NY_Z_J","New York",36,"New York",61,"36061",1.5,9264,1997,{"$nulls":4},"Distillate Fuel Oil",{"$nulls":13},0.010999999999999954,0.010999999999999954,0.010999999999999954,0.010999999999999954]
["Mount Sinai Hospital","61416_G_CAM12",61416,"G","CAM12",null,"Combustion Turbine","IC","NY_Z_J","New York",36,"New York",61,"36061",0.4,9264,2006,{"$nulls":4},"Distillate Fuel Oil",{"$nulls":13},0.010999999999999954,0.010999999999999954,0.010999999999999954,0.010999999999999954]
["Mount Sinai Hospital","61416_G_EB10",61416,"G","EB10",null,"Combustion Turbine","IC","NY_Z_J","New York",36,"New York",61,"36061",1.5,9264,1996,{"$nulls":4},"Natural Gas",{"$nulls":13},0.010999999999999954,0.010999999999999954,0.010999999999999954,0.010999999999999954]
["Mount Sinai Hospital","61416_G_EB11",61416,"G","EB11",null,"Combustion Turbine","IC","NY_Z_J","New York",36,"New York",61,"36061",1.5,9264,1996,{"$nulls":4},"Natural Gas",{"$nulls":13},0.010999999999999954,0.010999999999999954,0.010999999999999954,0.010999999999999954]
["Mount Sinai Hospital","61416_G_FPA15",61416,"G","FPA15",null,"Combustion Turbine","IC","NY_Z_J","New York",36,"New York",61,"36061",0.6,9264,2014,{"$nulls":4},"Distillate Fuel Oil",{"$nulls":13},0.010999999999999954,0.010999999999999954,0.010999999999999954,0.010999999999999954]
["Mount Sinai Hospital","61416_G_GP7",61416,"G","GP7",null,"Combustion Turbine","IC","NY_Z_J","New York",36,"New York",61,"36061",0.9,9264,1988,{"$nulls":4},"Distillate Fuel Oil",{"$nulls":13},0.010999999999999954,0.010999999999999954,0.010999999999999954,0.010999999999999954]
["Mount Sinai Hospital","61416_G_GP8",61416,"G","GP8",null,"Combustion Turbine","IC","NY_Z_J","New York",36,"New York",61,"36061",0.9,9264,1988,{"$nulls":4},"Distillate Fuel Oil",{"$nulls":13},0.010999999999999954,0.010999999999999954,0.010999999999999954,0.010999999999999954]
["Mount Sinai Hospital","61416_G_GP9",61416,"G","GP9",null,"Combustion Turbine","IC","NY_Z_J","New York",36,"New York",61,"36061",0.9,9264,2011,{"$nulls":4},"Distillate Fuel Oil",{"$nulls":13},0.010999999999999954,0.010999999999999954,0.010999999999999954,0.010999999999999954]
["Mount Sinai Hospital","61416_G_HES13",61416,"G","HES13",null,"Combustion Turbine","IC","NY_Z_J","New York",36,"New York",61,"36061",2.5,9264,2012,{"$nulls":4},"Distillate Fuel Oil",{"$nulls":13},0.010999999999999954,0.010999999999999954,0.010999999999999954,0.010999999999999954]
["Mount Sinai Hospital","61416_G_HES14",61416,"G","HES14",null,"Combustion Turbine","IC","NY_Z_J","New York",36,"New York",61,"36061",2.5,9264,2012,{"$nulls":4},"Distillate Fuel Oil",{"$nulls":13},0.010999999999999954,0.010999999999999954,0.010999999999999954,0.010999999999999954]
["CoreSite Real Estate 2972 Stender, L.P.","61464_G_G-1",61464,"G","G-1",null,"Combustion Turbine","IC","WEC_CALN","California",6,"Santa Clara",85,"06085",2,9264,2011,{"$nulls":4},"Distillate Fuel Oil",{"$nulls":13},0.010999999999999954,0.010999999999999954,0.010999999999999954,0.010999999999999954]
["CoreSite Real Estate 2972 Stender, L.P.","61464_G_G-2",61464,"G","G-2",null,"Combustion Turbine","IC","WEC_CALN","California",6,"Santa Clara",85,"06085",2,9264,2011,{"$nulls":4},"Distillate Fuel Oil",{"$nulls":13},0.010999999999999954,0.010999999999999954,0.010999999999999954,0.010999999999999954]
["CoreSite Real Estate 2972 Stender, L.P.","61464_G_G-3",61464,"G","G-3",null,"Combustion Turbine","IC","WEC_CALN","California",6,"Santa Clara",85,"06085",2,9264,2011,{"$nulls":4},"Distillate Fuel Oil",{"$nulls":13},0.010999999999999954,0.010999999999999954,0.010999999999999954,0.010999999999999954]
["CoreSite Real Estate 2972 Stender, L.P.","61464_G_G-4",61464,"G","G-4",null,"Combustion Turbine","IC","WEC_CALN","California",6,"Santa Clara",85,"06085",2,9264,2011,{"$nulls":4},"Distillate Fuel Oil",{"$nulls":13},0.010999999999999954,0.010999999999999954,0.010999999999999954,0.010999999999999954]
["CoreSite Real Estate 2972 Stender, L.P.","61464_G_G-5",61464,"G","G-5",null,"Combustion Turbine","IC","WEC_CALN","California",6,"Santa Clara",85,"06085",2,9264,2011,{"$nulls":4},"Distillate Fuel Oil",{"$nulls":13},0.010999999999999954,0.010999999999999954,0.010999999999999954,0.010999999999999954]
["CoreSite Real Estate 2972 Stender, L.P.","61464_G_G-6",61464,"G","G-6",null,"Combustion Turbine","IC","WEC_CALN","California",6,"Santa Clara",85,"06085",2,9264,2011,{"$nulls":4},"Distillate Fuel Oil",{"$nulls":13},0.010999999999999954,0.010999999999999954,0.010999999999999954,0.010999999999999954]
["Hopewell Valley High School","61473_G_BA1",61473,"G","BA1",null,"Energy Storage",null,"PJM_EMAC","New Jersey",34,"Mercer",21,"34021",1,0,2015,{"$nulls":4},"Energy Storage",{"$nulls":13},0,0,0,0]
["Hopewell Valley High School","61473_G_HWVHS",61473,"G","HWVHS",null,"Solar PV",null,"PJM_EMAC","New Jersey",34,"Mercer",21,"34021",0.9,0,2015,{"$nulls":4},"Solar",{"$nulls":13},0,0,0,0]
["CoreSite Real Estate 55 S. Market Street","61474_G_G-1",61474,"G","G-1",null,"Combustion Turbine","IC","WEC_CALN","California",6,"Santa Clara",85,"06085",2,9264,2007,{"$nulls":4},"Distillate Fuel Oil",{"$nulls":13},0.010999999999999954,0.010999999999999954,0.010999999999999954,0.010999999999999954]
["CoreSite Real Estate 55 S. Market Street","61474_G_G-2",61474,"G","G-2",null,"Combustion Turbine","IC","WEC_CALN","California",6,"Santa Clara",85,"06085",2,9264,2007,{"$nulls":4},"Distillate Fuel Oil",{"$nulls":13},0.010999999999999954,0.010999999999999954,0.010999999999999954,0.010999999999999954]
["CoreSite Real Estate 55 S. Market Street","61474_G_G-3",61474,"G","G-3",null,"Combustion Turbine","IC","WEC_CALN","California",6,"Santa Clara",85,"06085",2,9264,2007,{"$nulls":4},"Distillate Fuel Oil",{"$nulls":13},0.010999999999999954,0.010999999999999954,0.010999999999999954,0.010999999999999954]
["CoreSite Real Estate 1656 McCarthy, L.P.","61475_G_G-1",61475,"G","G-1",null,"Combustion Turbine","IC","WEC_CALN","California",6,"Santa Clara",85,"06085",1,9264,2000,{"$nulls":4},"Distillate Fuel Oil",{"$nulls":13},0.010999999999999954,0.010999999999999954,0.010999999999999954,0.010999999999999954]
["CoreSite Real Estate 1656 McCarthy, L.P.","61475_G_G-2",61475,"G","G-2",null,"Combustion Turbine","IC","WEC_CALN","California",6,"Santa Clara",85,"06085",1,9264,2000,{"$nulls":4},"Distillate Fuel Oil",{"$nulls":13},0.010999999999999954,0.010999999999999954,0.010999999999999954,0.010999999999999954]
["CoreSite Real Estate 1656 McCarthy, L.P.","61475_G_G-3",61475,"G","G-3",null,"Combustion Turbine","IC","WEC_CALN","California",6,"Santa Clara",85,"06085",1,9264,2000,{"$nulls":4},"Distillate Fuel Oil",{"$nulls":13},0.010999999999999954,0.010999999999999954,0.010999999999999954,0.010999999999999954]
["CoreSite Real Estate 1656 McCarthy, L.P.","61475_G_G-4",61475,"G","G-4",null,"Combustion Turbine","IC","WEC_CALN","California",6,"Santa Clara",85,"06085",1,9264,2000,{"$nulls":4},"Distillate Fuel Oil",{"$nulls":13},0.010999999999999954,0.010999999999999954,0.010999999999999954,0.010999999999999954]
["CoreSite Real Estate 1656 McCarthy, L.P.","61475_G_G-5",61475,"G","G-5",null,"Combustion Turbine","IC","WEC_CALN","California",6,"Santa Clara",85,"06085",1,9264,2000,{"$nulls":4},"Distillate Fuel Oil",{"$nulls":13},0.010999999999999954,0.010999999999999954,0.010999999999999954,0.010999999999999954]
["CoreSite Real Estate 2901 Coronado, L.P.","61476_G_G-1",61476,"G","G-1",null,"Combustion Turbine","IC","WEC_CALN","California",6,"Santa Clara",85,"06085",2,9264,2010,{"$nulls":4},"Distillate Fuel Oil",{"$nulls":13},0.010999999999999954,0.010999999999999954,0.010999999999999954,0.010999999999999954]
["CoreSite Real Estate 2901 Coronado, L.P.","61476_G_G-2",61476,"G","G-2",null,"Combustion Turbine","IC","WEC_CALN","California",6,"Santa Clara",85,"06085",2,9264,2010,{"$nulls":4},"Distillate Fuel Oil",{"$nulls":13},0.010999999999999954,0.010999999999999954,0.010999999999999954,0.010999999999999954]
["CoreSite Real Estate 2901 Coronado, L.P.","61476_G_G-3",61476,"G","G-3",null,"Combustion Turbine","IC","WEC_CALN","California",6,"Santa Clara",85,"06085",2,9264,2010,{"$nulls":4},"Distillate Fuel Oil",{"$nulls":13},0.010999999999999954,0.010999999999999954,0.010999999999999954,0.010999999999999954]
["CoreSite Real Estate 2901 Coronado, L.P.","61476_G_G-4",61476,"G","G-4",null,"Combustion Turbine","IC","WEC_CALN","California",6,"Santa Clara",85,"06085",2,9264,2010,{"$nulls":4},"Distillate Fuel Oil",{"$nulls":13},0.010999999999999954,0.010999999999999954,0.010999999999999954,0.010999999999999954]
["CoreSite Real Estate 2901 Coronado, L.P.","61476_G_G-5",61476,"G","G-5",null,"Combustion Turbine","IC","WEC_CALN","California",6,"Santa Clara",85,"06085",2,9264,2010,{"$nulls":4},"Distillate Fuel Oil",{"$nulls":13},0.010999999999999954,0.010999999999999954,0.010999999999999954,0.010999999999999954]
["CoreSite Real Estate 3032 Coronado, L.P.","61482_G_G-1",61482,"G","G-1",null,"Combustion Turbine","IC","WEC_CALN","California",6,"Santa Clara",85,"06085",3,9264,2015,{"$nulls":4},"Distillate Fuel Oil",{"$nulls":13},0.010999999999999954,0.010999999999999954,0.010999999999999954,0.010999999999999954]
["CoreSite Real Estate 3032 Coronado, L.P.","61482_G_G-10",61482,"G","G-10",null,"Combustion Turbine","IC","WEC_CALN","California",6,"Santa Clara",85,"06085",3,9264,2015,{"$nulls":4},"Distillate Fuel Oil",{"$nulls":13},0.010999999999999954,0.010999999999999954,0.010999999999999954,0.010999999999999954]
["CoreSite Real Estate 3032 Coronado, L.P.","61482_G_G-2",61482,"G","G-2",null,"Combustion Turbine","IC","WEC_CALN","California",6,"Santa Clara",85,"06085",3,9264,2015,{"$nulls":4},"Distillate Fuel Oil",{"$nulls":13},0.010999999999999954,0.010999999999999954,0.010999999999999954,0.010999999999999954]
["CoreSite Real Estate 3032 Coronado, L.P.","61482_G_G-3",61482,"G","G-3",null,"Combustion Turbine","IC","WEC_CALN","California",6,"Santa Clara",85,"06085",3,9264,2015,{"$nulls":4},"Distillate Fuel Oil",{"$nulls":13},0.010999999999999954,0.010999999999999954,0.010999999999999954,0.010999999999999954]
["CoreSite Real Estate 3032 Coronado, L.P.","61482_G_G-4",61482,"G","G-4",null,"Combustion Turbine","IC","WEC_CALN","California",6,"Santa Clara",85,"06085",3,9264,2015,{"$nulls":4},"Distillate Fuel Oil",{"$nulls":13},0.010999999999999954,0.010999999999999954,0.010999999999999954,0.010999999999999954]
["CoreSite Real Estate 3032 Coronado, L.P.","61482_G_G-5",61482,"G","G-5",null,"Combustion Turbine","IC","WEC_CALN","California",6,"Santa Clara",85,"06085",3,9264,2015,{"$nulls":4},"Distillate Fuel Oil",{"$nulls":13},0.010999999999999954,0.010999999999999954,0.010999999999999954,0.010999999999999954]
["CoreSite Real Estate 3032 Coronado, L.P.","61482_G_G-6",61482,"G","G-6",null,"Combustion Turbine","IC","WEC_CALN","California",6,"Santa Clara",85,"06085",3,9264,2015,{"$nulls":4},"Distillate Fuel Oil",{"$nulls":13},0.010999999999999954,0.010999999999999954,0.010999999999999954,0.010999999999999954]
["CoreSite Real Estate 3032 Coronado, L.P.","61482_G_G-7",61482,"G","G-7",null,"Combustion Turbine","IC","WEC_CALN","California",6,"Santa Clara",85,"06085",3,9264,2015,{"$nulls":4},"Distillate Fuel Oil",{"$nulls":13},0.010999999999999954,0.010999999999999954,0.010999999999999954,0.010999999999999954]
["CoreSite Real Estate 3032 Coronado, L.P.","61482_G_G-8",61482,"G","G-8",null,"Combustion Turbine","IC","WEC_CALN","California",6,"Santa Clara",85,"06085",3,9264,2015,{"$nulls":4},"Distillate Fuel Oil",{"$nulls":13},0.010999999999999954,0.010999999999999954,0.010999999999999954,0.010999999999999954]
["CoreSite Real Estate 3032 Coronado, L.P.","61482_G_G-9",61482,"G","G-9",null,"Combustion Turbine","IC","WEC_CALN","California",6,"Santa Clara",85,"06085",3,9264,2015,{"$nulls":4},"Distillate Fuel Oil",{"$nulls":13},0.010999999999999954,0.010999999999999954,0.010999999999999954,0.010999999999999954]
["NYU LANGONE HEALTH","61488_G_HCC1",61488,"G","HCC1",null,"Combustion Turbine","IC","NY_Z_J","New York",36,"New York",61,"36061",1,9264,2006,{"$nulls":4},"Distillate Fuel Oil",{"$nulls":13},0.010999999999999954,0.010999999999999954,0.010999999999999954,0.010999999999999954]
["NYU LANGONE HEALTH","61488_G_SKB1",61488,"G","SKB1",null,"Combustion Turbine","IC","NY_Z_J","New York",36,"New York",61,"36061",1.3,9264,1992,{"$nulls":4},"Distillate Fuel Oil",{"$nulls":13},0.010999999999999954,0.010999999999999954,0.010999999999999954,0.010999999999999954]
["NYU LANGONE HEALTH","61488_G_SMB1",61488,"G","SMB1",null,"Combustion Turbine","IC","NY_Z_J","New York",36,"New York",61,"36061",1.4,9264,2006,{"$nulls":4},"Distillate Fuel Oil",{"$nulls":13},0.010999999999999954,0.010999999999999954,0.010999999999999954,0.010999999999999954]
["NYU LANGONE HEALTH","61488_G_SMB2",61488,"G","SMB2",null,"Combustion Turbine","IC","NY_Z_J","New York",36,"New York",61,"36061",1.4,9264,2006,{"$nulls":4},"Distillate Fuel Oil",{"$nulls":13},0.010999999999999954,0.010999999999999954,0.010999999999999954,0.010999999999999954]
["First Citizens Bank","61491_G_FCB",61491,"G","FCB",null,"Solar PV",null,"S_VACA","North Carolina",37,"Wake",183,"37183",1.5,0,2012,{"$nulls":4},"Solar",{"$nulls":13},0,0,0,0]
["Fort Hays State University Wind Farm","61540_G_WIND1",61540,"G","WIND1",null,"Onshore Wind",null,"SPP_N","Kansas",20,"Ellis",51,"20051",2,0,2013,{"$nulls":4},"Wind",{"$nulls":13},0,0,0,0]
["Fort Hays State University Wind Farm","61540_G_WIND2",61540,"G","WIND2",null,"Onshore Wind",null,"SPP_N","Kansas",20,"Ellis",51,"20051",2,0,2013,{"$nulls":4},"Wind",{"$nulls":13},0,0,0,0]
["MM Tulare Energy","55160_G_UNT1",55160,"G","UNT1",null,"Landfill Gas",null,"WECC_SCE","California",6,"Tulare",107,"06107",0.8,18000,2021,{"$nulls":4},"Landfill Gas",{"$nulls":13},0.08999999999999997,0.08999999999999997,0.08999999999999997,0.08999999999999997]
["MM Tulare Energy","55160_G_UNT2",55160,"G","UNT2",null,"Landfill Gas",null,"WECC_SCE","California",6,"Tulare",107,"06107",0.8,18000,2021,{"$nulls":4},"Landfill Gas",{"$nulls":13},0.08999999999999997,0.08999999999999997,0.08999999999999997,0.08999999999999997]
["Cyril","61614_G_1",61614,"G","1",null,"Solar PV",null,"SPP_WEST","Oklahoma",40,"Caddo",15,"40015",5,0,2017,{"$nulls":4},"Solar",{"$nulls":13},0,0,0,0]
["Tuttle","61618_G_1",61618,"G","1",null,"Solar PV",null,"SPP_WEST","Oklahoma",40,"Grady",51,"40051",4,0,2017,{"$nulls":4},"Solar",{"$nulls":13},0,0,0,0]
["Hinton","61615_G_1",61615,"G","1",null,"Solar PV",null,"SPP_WEST","Oklahoma",40,"Caddo",15,"40015",3,0,2017,{"$nulls":4},"Solar",{"$nulls":13},0,0,0,0]
["Marietta","61616_G_1",61616,"G","1",null,"Solar PV",null,"SPP_WEST","Oklahoma",40,"Love",85,"40085",3,0,2017,{"$nulls":4},"Solar",{"$nulls":13},0,0,0,0]
["Pine Ridge","61617_G_1",61617,"G","1",null,"Solar PV",null,"SPP_WEST","Oklahoma",40,"Caddo",15,"40015",3,0,2017,{"$nulls":4},"Solar",{"$nulls":13},0,0,0,0]
["WFEC - Community Solar Farms","0_G_PV6",0,"G","PV6",null,"Solar PV",null,"SPP_WEST","Oklahoma",40,"Caddo",15,"40015",2.75,0,2020,{"$nulls":4},"Solar",{"$nulls":13},0,0,0,0]
["Covington Solar Plant","61759_G_CVS1",61759,"G","CVS1",null,"Solar PV",null,"SPP_WEST","Oklahoma",40,"Garfield",47,"40047",10,0,2018,{"$nulls":4},"Solar",{"$nulls":13},0,0,0,0]
["North Rim Wind Project","0_G_1",0,"G",1,null,"Onshore Wind",null,"SPP_WEST","Oklahoma",40,"Beckham",9,"40009",304,0,2020,{"$nulls":4},"Wind",{"$nulls":13},0,0,0,0]
["Diamond Spring Wind Project","0_G_2",0,"G",2,null,"Onshore Wind",null,"SPP_WEST","Oklahoma",40,"Johnston",69,"40069",300,0,2020,{"$nulls":4},"Wind",{"$nulls":13},0,0,0,0]
["Ivanhoe","0_G_3",0,"G",3,null,"Onshore Wind",null,"SPP_SPS","Oklahoma",40,"Beaver",7,"40007",300,0,2020,{"$nulls":4},"Wind",{"$nulls":13},0,0,0,0]

{"sheet":"Key to Emission Control","index":3,"n_rows":136,"n_cols":17,"rows_kept":136}
["Key to Emission Controls in NEEDS v6"]
[]
["NOx Comb Control","Definition",null,"NOx Post-Comb Control","Definition",null,"PM Control","Definition",null,"Mercury_Controls","Definition",null,"HCL_Controls","Definition",null,"CO2_Controls","Definition"]
["AA","Advanced Overfire Air",null,"SCR","Selective Catalytic Reduction",null,"B","Baghouse",null,"ACI","Activated Carbon Injection",null,"DSI","Dry Sobent Injection",null,"CCS","Carbon Capture and Storage"]
["AA + DLNB + NH3","Advanced Overfire Air + Dry Low NOx Burners + Ammonia Injection",null,"SNCR","Selective Non-catalytic Reduction",null,"B + C","Baghouse + Cyclone"]
["AA + FU + LNB","Advanced Overfire Air + Fuel Reburning + Low NOx Burner Technology",{"$nulls":4},"B + WS","Baghouse + Wet Scrubber"]
["AA + LNB","Advanced Overfire Air + Low NOx Burner Technology",{"$nulls":4},"C","Cyclone"]
["AA + LNB + LNBO","Advanced Overfire Air + Low NOx Burner Technology + Low NOx Burner Technology w/ Overfire Air",{"$nulls":4},"C + WS","Cyclone + Wet Scrubber"]
["AA + LNB + LNBO + OFA","Advanced Overfire Air + Low NOx Burner Technology + Low NOx Burner Technology w/ Overfire Air + Overfire Air",{"$nulls":4},"ESPC","Electrostatic precipitator, cold side"]
["AA + LNB + NH3","Advanced Overfire Air + Low NOx Burners + Ammonia Injection",{"$nulls":4},"ESPC + B","Electrostatic precipitator, cold side + Baghouse"]
["AA + LNB + OFA","Advanced Overfire Air + Low NOx Burner Technology + Overfire Air",{"$nulls":4},"ESPC + B + WS","Electrostatic precipitator, cold side + Baghouse + Wet Scrubber"]
["AA + LNCB","Advanced Overfire Air + Low NOx Cell Burner",{"$nulls":4},"ESPC + C","Electrostatic precipitator, cold side + Cyclone"]
["AA + NH3","Advanced Overfire Air + Ammonia Injection",{"$nulls":4},"ESPC + C + WS","Electrostatic precipitator, cold side + Cyclone + Wet Scrubber"]
["AA + OFA","Advanced Overfire Air + Overfire Air",{"$nulls":4},"ESPC + ESPH","Electrostatic precipitator, cold side + Electrostatic precipitator, hot side"]
["BF","Biased Firing (alternative burners)",{"$nulls":4},"ESPC + WESP","Electrostatic precipitator, cold side + Electrostatic precipitator, wet side"]
["BF + CM + FR + OFA","Biased Firing (alternative burners) + Combustion Modification + Flue Gas Recirculation + Overfire Air",{"$nulls":4},"ESPC + WS","Electrostatic precipitator, cold side + Wet Scrubber"]
["BF + FR + LA + LNB + OFA","Biased Firing (alternative burners) + Flue Gas Recirculation + Low excess air + Low NOx Burner Technology + Overfire Air",{"$nulls":4},"ESPH","Electrostatic precipitator, hot side"]
["BF + LA","Biased Firing (alternative burners) + Low excess air",{"$nulls":4},"ESPH + B","Electrostatic precipitator, hot side + Baghouse"]
["BF + LA + OFA","Biased Firing (alternative burners) + Low excess air + Overfire Air",{"$nulls":4},"ESPH + B + C","Electrostatic precipitator, hot side + Baghouse + Cyclone"]
["BF + LNB","Biased Firing (alternative burners) + Low NOx Burner Technology",{"$nulls":4},"ESPH + B + WS","Electrostatic precipitator, hot side + Baghouse + Wet Scrubber"]
["BF + LNB + LNBO","Biased Firing (alternative burners) + Low NOx Burner Technology + Low NOx Burner Technology w/ Overfire Air",{"$nulls":4},"ESPH + C","Electrostatic precipitator, hot side + Cyclone"]
["BF + LNB + OFA","Biased Firing (alternative burners) + Low NOx Burner Technology + Overfire Air",{"$nulls":4},"ESPH + C + WS","Electrostatic precipitator, hot side + Cyclone + Wet Scrubber"]
["BF + LNBO","Biased Firing (alternative burners) + Low NOx Burner Technology w/ Overfire Air",{"$nulls":4},"ESPH + WESP","Electrostatic precipitator, hot side + Electrostatic precipitator, wet side"]
["BOOS","Burners-Out-Of-Service",{"$nulls":4},"WESP + B","Electrostatic precipitator, wet side + Baghouse"]
["CF","Fluidized Bed Combustor",{"$nulls":4},"WS","Wet Scrubber"]
["CF + CM","Fluidized Bed Combustor + Combustion Modification"]
["CF + CM + NH3","Fluidized Bed Combustor + Combustion Modification + Ammonia Injection"]
["CF + FR + NH3","Fluidized Bed Combustor + Flue Gas Recirculation + Ammonia Injection"]
["CF + FU + LA","Fluidized Bed Combustor + Fuel Reburning + Low excess air"]
["CF + LA + NH3","Fluidized Bed Combustor + Low excess air + Ammonia Injection"]
["CF + LA + OFA","Fluidized Bed Combustor + Low excess air + Overfire Air"]
["CF + LNB + NH3","Fluidized Bed Combustor + Low NOx Burner Technology + Ammonia Injection"]
["CF + NH3","Fluidized Bed Combustor + Ammonia Injection"]
["CF + NH3 + OFA","Fluidized Bed Combustor + Ammonia Injection + Overfire Air"]
["CF + OFA","Fluidized Bed Combustor + Overfire Air"]
["CM","Combustion Modification"]
["CM + FR","Combustion Modification + Flue Gas Recirculation"]
["CM + FR + LNB + NH3","Combustion Modification + Flue Gas Recirculation + Low NOx Burner Technology + Ammonia Injection"]
["CM + FR + LNB + OFA","Combustion Modification + Flue Gas Recirculation + Low NOx Burner Technology + Overfire Air"]
["CM + FU + LA","Combustion Modification + Fuel Reburning + Low excess air"]
["CM + LNB","Combustion Modification + Low NOx Burner Technology"]
["CM + LNB + LNCB","Combustion Modification + Low NOx Burner Technology + Low NOx Cell Burner"]
["CM + LNB + OFA","Combustion Modification + Low NOx Burner Technology + Overfire Air"]
["CM + LNB + STM","Combustion Modification + Low NOx Burner Technology + Steam Injection"]
["CM + NH3","Combustion Modification + Ammonia Injection"]
["CM + OFA","Combustion Modification + Overfire Air"]
["CO","Combustion Optimization"]
["DLNB","Dry Low NOx Burners"]
["DLNB + FR + H2O + OFA","Dry Low NOx Burners + Flue Gas Recirculation + Water Injection + Overfire Air"]
["DLNB + FR + LNB","Dry Low NOx Burners + Flue Gas Recirculation + Low NOx Burner Technology"]
["DLNB + H2O","Dry Low NOx Burners + Water Injection"]
["DLNB + H2O + LNB","Dry Low NOx Burners + Water Injection + Low NOx Burner Technology"]
["DLNB + H2O + LNB + NH3","Dry Low NOx Burners + Water Injection + Low NOx Burner Technology + Ammonia Injection"]
["DLNB + H2O + LNB + NH3 + STM","Dry Low NOx Burners + Water Injection + Low NOx Burner Technology + Ammonia Injection + Steam Injection"]
["DLNB + H2O + NH3","Dry Low NOx Burners + Water Injection + Ammonia Injection"]
["DLNB + H2O + STM","Dry Low NOx Burners + Water Injection + Steam Injection"]
["DLNB + LNB + NH3","Dry Low NOx Burners + Low NOx Burner Technology + Ammonia Injection"]
["DLNB + LNB + NH3 + STM","Dry Low NOx Burners + Low NOx Burner Technology + Ammonia Injection + Steam Injection"]
["DLNB + NH3","Dry Low NOx Burners + Ammonia Injection"]
["DLNB + NH3 + STM","Dry Low NOx Burners + Ammonia Injection + Steam Injection"]
["DLNB + STM","Dry Low NOx Burners + Steam Injection"]
["FR","Flue Gas Recirculation "]
["FR + FU","Flue Gas Recirculation + Fuel Reburning"]
["FR + H2O + LNB","Flue Gas Recirculation  + Water Injection + Low NOx Burner Technology"]
["FR + H2O + OFA","Flue Gas Recirculation  + Water Injection + Overfire Air"]
["FR + LA","Flue Gas Recirculation  + Low excess air"]
["FR + LA + LNB","Flue Gas Recirculation  + Low excess air + Low NOx Burner Technology"]
["FR + LA + NH3","Flue Gas Recirculation  + Low excess air + Ammonia Injection"]
["FR + LA + OFA","Flue Gas Recirculation  + Low excess air + Overfire Air"]
["FR + LNB","Flue Gas Recirculation  + Low NOx Burner Technology"]
["FR + LNB + LNBO + OFA","Flue Gas Recirculation  + Low NOx Burner Technology + Low NOx Burner Technology w/ Overfire Air + Overfire Air"]
["FR + LNB + OFA","Flue Gas Recirculation  + Low NOx Burner Technology + Overfire Air"]
["FR + LNBO + OFA","Flue Gas Recirculation  + Low NOx Burner Technology w/ Overfire Air + Overfire Air"]
["FR + NH3","Flue Gas Recirculation  + Ammonia Injection"]
["FR + NH3 + OFA","Flue Gas Recirculation  + Ammonia Injection + Overfire Air"]
["FR + OFA","Flue Gas Recirculation  + Overfire Air"]
["FR + OFA + MR","Flue Gas Recirculation  + Overfire Air + Combustion Modification/Fuel Reburning"]
["FR + SC","Flue Gas Recirculation  + Slagging"]
["FU + LA","Fuel Reburning + Low excess air"]
["FU + LNB + OFA","Fuel Reburning + Low NOx Burner Technology + Overfire Air"]
["H2O","Water Injection"]
["H2O + LNB","Water Injection + Low NOx Burner Technology"]
["H2O + LNB + NH3","Water Injection + Low NOx Burner Technology + Ammonia Injection"]
["H2O + LNB + STM","Water Injection + Low NOx Burner Technology + Steam Injection"]
["H2O + NH3","Water Injection + Ammonia Injection"]
["H2O + NH3 + AA","Water Injection + Ammonia Injection + Advanced Overfire Air"]
["H2O + OFA","Water Injection + Overfire Air"]
["H2O + STM","Water Injection + Steam Injection"]
["LA","Low excess air"]
["LA + LNB","Low excess air + Low NOx Burner Technology"]
["LA + LNB + NH3 + OFA","Low excess air + Low NOx Burner Technology + Ammonia Injection + Overfire Air"]
["LA + LNB + OFA","Low excess air + Low NOx Burner Technology + Overfire Air"]
["LA + NH3","Low excess air + Ammonia Injection"]
["LA + NH3 + STM","Low excess air + Ammonia Injection + Steam Injection"]
["LA + OFA","Low excess air + Overfire Air"]
["LNB","Low NOx Burner Technology"]
["LNB + BOOS + OFA","Low NOx Burner Technology + Burners-Out-Of-Service + Overfire Air"]
["LNB + LNBO","Low NOx Burner Technology + Low NOx Burner Technology w/ Overfire Air"]
["LNB + LNBO + OFA","Low NOx Burner Technology + Low NOx Burner Technology w/ Overfire Air + Overfire Air"]
["LNB + LNCB","Low NOx Burner Technology + Low NOx Cell Burner"]
["LNB + LNCB + OFA","Low NOx Burner Technology + Low NOx Cell Burner + Overfire Air"]
["LNB + NH3","Low NOx Burner Technology + Ammonia Injection"]
["LNB + NH3 + OFA","Low NOx Burner Technology + Ammonia Injection + Overfire Air"]
["LNB + OFA","Low NOx Burner Technology + Overfire Air"]
["LNB + OFA + NH3 + other","Low NOx Burner Technology + Overfire Air + Ammonia Injection + other"]
["LNB + OFA + STC","Low NOx Burner Technology + Overfire Air + Staged Combustion"]
["LNB + STM","Low NOx Burner Technology + Steam Injection"]
["LNBO","Low NOx Burner Technology w/ Overfire Air"]
["LNBO + NH3","Low NOx Burner Technology w/ Overfire Air + Ammonia Injection"]
["LNBO + OFA","Low NOx Burner Technology w/ Overfire Air + Overfire Air"]
["LNC1","Low NOx Burner Technology w/ Closed-coupled OFA"]
["LNC2","Low NOx Burner Technology w/ Separated OFA"]
["LNC2 + CM","Low NOx Burner Technology w/ Separated OFA + Combustion Modification"]
["LNC2 + H2O","Low NOx Burner Technology w/ Separated OFA + Water Injection"]
["LNC2 + LNC1","Low NOx Burner Technology w/ Separated OFA + Low NOx Burner Technology w/ Closed-coupled OFA"]
["LNC2 + NH3","Low NOx Burner Technology w/ Separated OFA + Ammonia Injection"]
["LNC2 + NH3 + OFA","Low NOx Burner Technology w/ Separated OFA + Ammonia Injection + Overfire Air"]
["LNC2 + OFA","Low NOx Burner Technology w/ Separated OFA + Overfire Air"]
["LNC2 + other","Low NOx Burner Technology w/ Separated OFA + other"]
["LNC3","Low NOx Burner Technology w/ Closed-coupled/Separated OFA"]
["LNC3 + NH3","Low NOx Burner Technology w/ Closed-coupled/Separated OFA + Ammonia Injection"]
["LNC3 + OFA","Low NOx Burner Technology w/ Closed-coupled/Separated OFA + Overfire Air"]
["LNC3 + other","Low NOx Burner Technology w/ Closed-coupled/Separated OFA + other"]
["LNCB","Low NOx Cell Burner"]
["LNCB + OFA","Low NOx Cell Burner + Overfire Air"]
["NDI","Nitrogen Diluent Injection"]
["NH3","Ammonia Injection"]
["NH3 + OFA","Ammonia Injection + Overfire Air"]
["NH3 + STM","Ammonia Injection + Steam Injection"]
["OFA","Overfire Air"]
["OFA + LNC1","Overfire Air + Low NOx Burner Technology w/ Closed-coupled OFA"]
["OFA + LNC2","Overfire Air + Low NOx Burner Technology w/ Separated OFA"]
["other","Other"]
["ROFA","Rotating Opposed Fired Air"]
["STC","Staged Combustion"]
["STM","Steam Injection"]