{"text_format":"3","workbook":"xlsx","n_sheets":3,"sheets":["NEEDS v6_Active","NEEDS v6_Retired_Through2021","Key to Emission Control"],"not_rendered":{"external_links":3,"defined_names":280},"read":"whole","date_system":"1900"}

{"sheet":"NEEDS v6_Active","index":0,"n_rows":18634,"n_cols":50,"rows_kept":2250,"cut":true,"bounds":{"rows_first":1000,"rows_last":250,"rows_between":1000,"halvings":1}}
["Plant Name","UniqueID_Final","ORIS Plant Code","Boiler/Generator/Committed Unit","Unit ID","CAMD Database UnitID","PlantType","Combustion Turbine/IC Engine","Region Name","State Name","State Code","County","County Code","FIPS5","Capacity (MW)","Heat Rate (Btu/kWh)","On Line Year","Retirement Year","Firing","Bottom","Cogen?","Modeled Fuels","Wet/DryScrubber","Scrubber_Online_Year","Scrubber Efficiency","NOx Comb Control","NOx Post-Comb Control","SCR_Online_Year","SNCR_Online_Year","PM Control","FlueGasConditioning_Flag","Mercury_Controls","ACI_Online_Year","Mercury_Controls Efficiency","SO2 Permit Rate (lbs/mmBtu)","Mode 1 NOx Rate (lbs/mmBtu)","Mode 2 NOx Rate (lbs/mmBtu)","Mode 3 NOx Rate  (lbs/mmBtu)","Mode 4 NOx Rate  (lbs/mmBtu)","Hg EMF for BIT","Hg EMF for SUB","Hg EMF for LIG","HCL Removal","DSI Unit","DSI Online Year","CCS","CCS Removal","C2G","C2G Online Year","BART Affected Unit"]
["Bankhead Dam","2_G_1",2,"G","1",null,"Hydro",null,"S_SOU","Alabama",1,"Tuscaloosa",125,"01125",56,0,1963,9999,null,null,"N","Hydro",{"$nulls":13},0,0,0,0]
["Barry","3_B_4",3,"B","4",4,"Coal Steam",null,"S_SOU","Alabama",1,"Mobile",97,"01097",362,10060,1969,9999,"tangential","dry","N","Bituminous",null,null,0.5,"LNC2","SNCR",null,"2006","ESPC","Yes","ACI",2016,null,1.8,0.452,0.29403,0.139,0.139,0.1,0.1,0.1,0.9,"Yes",2016]
["Barry","3_B_5",3,"B","5",5,"Coal Steam",null,"S_SOU","Alabama",1,"Mobile",97,"01097",726,10296,1971,9999,"tangential","dry","N","Bituminous","Wet Scrubber",2010,0.95,"LNC2","SCR",2008,null,"ESPC + WS","Yes","ACI",2016,null,1.8,0.3085,0.07604,0.3085,0.07604,0.1,0.1,0.1,0.99]
["Barry","3_G_A1CT",3,"G","A1CT",6,"Combined Cycle",null,"S_SOU","Alabama",1,"Mobile",97,"01097",154,7056,2000,9999,null,null,"N","Natural Gas",{"$nulls":3},"DLNB","SCR",{"$nulls":7},1E-3,0.00825,0.00825,0.00825,0.00825]
["Barry","3_G_A1CT2",3,"G","A1CT2",7,"Combined Cycle",null,"S_SOU","Alabama",1,"Mobile",97,"01097",154,7056,2000,9999,null,null,"N","Natural Gas",{"$nulls":3},"DLNB","SCR",{"$nulls":8},0.00825,0.00825,0.00825,0.00825]
["Barry","3_G_A1ST",3,"G","A1ST",null,"Combined Cycle",null,"S_SOU","Alabama",1,"Mobile",97,"01097",173,7056,2000,9999,null,null,"N","Natural Gas",{"$nulls":3},"DLNB","SCR",2000,{"$nulls":6},1E-3,0.00825,0.00825,0.00825,0.00825]
["Barry","3_G_A2C1",3,"G","A2C1",8,"Combined Cycle",null,"S_SOU","Alabama",1,"Mobile",97,"01097",154,7056,2000,9999,null,null,"N","Natural Gas",{"$nulls":3},"DLNB","SCR",{"$nulls":7},1E-3,8.09E-3,8.09E-3,8.09E-3,8.09E-3]
["Barry","3_G_A2C2",3,"G","A2C2",9,"Combined Cycle",null,"S_SOU","Alabama",1,"Mobile",97,"01097",154,7056,2000,9999,null,null,"N","Natural Gas",{"$nulls":3},"DLNB","SCR",{"$nulls":7},1E-3,8.09E-3,8.09E-3,8.09E-3,8.09E-3]
["Barry","3_G_A2ST",3,"G","A2ST",null,"Combined Cycle",null,"S_SOU","Alabama",1,"Mobile",97,"01097",173,7056,2000,9999,null,null,"N","Natural Gas",{"$nulls":3},"DLNB","SCR",2001,{"$nulls":6},1E-3,8.09E-3,8.09E-3,8.09E-3,8.09E-3]
["Walter Bouldin Dam","4_G_1",4,"G","1",null,"Hydro",null,"S_SOU","Alabama",1,"Elmore",51,"01051",75.3,0,1967,9999,null,null,"N","Hydro",{"$nulls":13},0,0,0,0]
["Walter Bouldin Dam","4_G_2",4,"G","2",null,"Hydro",null,"S_SOU","Alabama",1,"Elmore",51,"01051",75.3,0,1967,9999,null,null,"N","Hydro",{"$nulls":13},0,0,0,0]
["Walter Bouldin Dam","4_G_3",4,"G","3",null,"Hydro",null,"S_SOU","Alabama",1,"Elmore",51,"01051",75.3,0,1967,9999,null,null,"N","Hydro",{"$nulls":13},0,0,0,0]
["Gadsden","7_B_1",7,"B","1",11,"O/G Steam","","S_SOU","Alabama",1,"Etowah",55,"01055",64,14031,1949,9999,"tangential","","Y","Natural Gas","","","","","","","",{"$nulls":5},4,0.1089,0.1089,0.1089,0.1089]
["Gadsden","7_B_2",7,"B","2",12,"O/G Steam","","S_SOU","Alabama",1,"Etowah",55,"01055",66,14031,1949,9999,"tangential","","Y","Natural Gas","","","","","","","",{"$nulls":5},4,0.1144,0.1144,0.1144,0.1144]
["Gorgas","8_B_10",8,"B","10",13,"Coal Steam",null,"S_SOU","Alabama",1,"Walker",127,"01127",703,9954,1972,9999,"tangential","dry","N","Bituminous","Wet Scrubber",2008,0.95,"LNC2","SCR",2002,null,"ESPC + B + WS","Yes","ACI",2016,null,4,0.1,0.1,0.1,0.1,0.1,0.1,0.1,0.99]
["Gorgas","8_B_8",8,"B","8",17,"Coal Steam",null,"S_SOU","Alabama",1,"Walker",127,"01127",161,10565,1956,9999,"tangential","dry","N","Bituminous","Wet Scrubber",2008,0.95,"LNC3",{"$nulls":3},"ESPH + B + WS","No","ACI",2016,null,4,0.3547,0.2956,0.3547,0.2956,0.1,0.1,0.1,0.99]
["Gorgas","8_B_9",8,"B","9",18,"Coal Steam",null,"S_SOU","Alabama",1,"Walker",127,"01127",170,10465,1958,9999,"tangential","dry","N","Bituminous","Wet Scrubber",2008,0.95,"LNC3",{"$nulls":3},"ESPH + B + WS","No","ACI",2016,null,4,0.3547,0.2956,0.3547,0.2956,0.1,0.1,0.1,0.99]
["Copper","9_G_1",9,"G","1",90211,"Combustion Turbine",null,"WECC_NM","Texas",48,"El Paso",141,"48141",62,17468,1980,9999,null,null,"N","Natural Gas, Distillate Fuel Oil",{"$nulls":3},"H2O",{"$nulls":8},3,0.28254,0.28254,0.28254,0.28254]
["Greene County","10_B_1",10,"B","1",19,"O/G Steam",null,"S_SOU","Alabama",1,"Greene",63,"01063",254,10120,1965,9999,"cell","dry","N","Natural Gas",{"$nulls":3},"LNCB",{"$nulls":8},4,0.11743,0.11743,0.11743,0.11743]
["Greene County","10_B_2",10,"B","2",20,"O/G Steam",null,"S_SOU","Alabama",1,"Greene",63,"01063",254,10018,1966,9999,"wall","dry","N","Natural Gas",{"$nulls":3},"LNB + OFA",{"$nulls":8},4,0.12492,0.12492,0.12492,0.12492]
["Greene County","10_G_GT10",10,"G","GT10",21,"Combustion Turbine",null,"S_SOU","Alabama",1,"Greene",63,"01063",85,14380,1996,9999,null,null,"N","Natural Gas",{"$nulls":3},"H2O",{"$nulls":8},1E-3,0.08305,0.08305,0.08305,0.08305]
["Greene County","10_G_GT2",10,"G","GT2",22,"Combustion Turbine",null,"S_SOU","Alabama",1,"Greene",63,"01063",84,14380,1996,9999,null,null,"N","Natural Gas",{"$nulls":3},"H2O",{"$nulls":8},1E-3,0.08205,0.08205,0.08205,0.08205]
["Greene County","10_G_GT3",10,"G","GT3",23,"Combustion Turbine",null,"S_SOU","Alabama",1,"Greene",63,"01063",82,14380,1995,9999,null,null,"N","Natural Gas",{"$nulls":3},"H2O",{"$nulls":8},1E-3,0.07156,0.07156,0.07156,0.07156]
["Greene County","10_G_GT4",10,"G","GT4",24,"Combustion Turbine",null,"S_SOU","Alabama",1,"Greene",63,"01063",81,14380,1995,9999,null,null,"N","Natural Gas",{"$nulls":3},"H2O",{"$nulls":8},1E-3,0.08209,0.08209,0.08209,0.08209]
["Greene County","10_G_GT5",10,"G","GT5",25,"Combustion Turbine",null,"S_SOU","Alabama",1,"Greene",63,"01063",82,14380,1995,9999,null,null,"N","Natural Gas",{"$nulls":3},"H2O",{"$nulls":8},1E-3,0.06637,0.06637,0.06637,0.06637]
["Greene County","10_G_GT6",10,"G","GT6",26,"Combustion Turbine",null,"S_SOU","Alabama",1,"Greene",63,"01063",81,14380,1995,9999,null,null,"N","Natural Gas",{"$nulls":3},"H2O",{"$nulls":8},1E-3,0.06733,0.06733,0.06733,0.06733]
["Greene County","10_G_GT7",10,"G","GT7",27,"Combustion Turbine",null,"S_SOU","Alabama",1,"Greene",63,"01063",80,14380,1995,9999,null,null,"N","Natural Gas",{"$nulls":3},"H2O",{"$nulls":8},1E-3,0.08372,0.08372,0.08372,0.08372]
["Greene County","10_G_GT8",10,"G","GT8",28,"Combustion Turbine",null,"S_SOU","Alabama",1,"Greene",63,"01063",83,14380,1996,9999,null,null,"N","Natural Gas",{"$nulls":3},"H2O",{"$nulls":8},1E-3,0.07815,0.07815,0.07815,0.07815]
["Greene County","10_G_GT9",10,"G","GT9",29,"Combustion Turbine",null,"S_SOU","Alabama",1,"Greene",63,"01063",82,14380,1996,9999,null,null,"N","Natural Gas",{"$nulls":3},"H2O",{"$nulls":8},1E-3,0.07458,0.07458,0.07458,0.07458]
["H Neely Henry Dam","11_G_1",11,"G","1",null,"Hydro",null,"S_SOU","Alabama",1,"Calhoun",15,"01015",23.3,0,1966,9999,null,null,"N","Hydro",{"$nulls":13},0,0,0,0]
["H Neely Henry Dam","11_G_2",11,"G","2",null,"Hydro",null,"S_SOU","Alabama",1,"Calhoun",15,"01015",23.3,0,1966,9999,null,null,"N","Hydro",{"$nulls":13},0,0,0,0]
["H Neely Henry Dam","11_G_3",11,"G","3",null,"Hydro",null,"S_SOU","Alabama",1,"Calhoun",15,"01015",23.4,0,1966,9999,null,null,"N","Hydro",{"$nulls":13},0,0,0,0]
["Holt Dam","12_G_1",12,"G","1",null,"Hydro",null,"S_SOU","Alabama",1,"Tuscaloosa",125,"01125",45,0,1968,9999,null,null,"N","Hydro",{"$nulls":13},0,0,0,0]
["Jordan Dam","13_G_1",13,"G","1",null,"Hydro",null,"S_SOU","Alabama",1,"Elmore",51,"01051",25,0,1929,9999,null,null,"N","Hydro",{"$nulls":13},0,0,0,0]
["Jordan Dam","13_G_2",13,"G","2",null,"Hydro",null,"S_SOU","Alabama",1,"Elmore",51,"01051",25,0,1929,9999,null,null,"N","Hydro",{"$nulls":13},0,0,0,0]
["Jordan Dam","13_G_3",13,"G","3",null,"Hydro",null,"S_SOU","Alabama",1,"Elmore",51,"01051",25,0,1929,9999,null,null,"N","Hydro",{"$nulls":13},0,0,0,0]
["Jordan Dam","13_G_4",13,"G","4",null,"Hydro",null,"S_SOU","Alabama",1,"Elmore",51,"01051",25,0,1929,9999,null,null,"N","Hydro",{"$nulls":13},0,0,0,0]
["Logan Martin Dam","14_G_1",14,"G","1",null,"Hydro",null,"S_SOU","Alabama",1,"Talladega",121,"01121",45,0,1964,9999,null,null,"N","Hydro",{"$nulls":13},0,0,0,0]
["Logan Martin Dam","14_G_2",14,"G","2",null,"Hydro",null,"S_SOU","Alabama",1,"Talladega",121,"01121",45,0,1964,9999,null,null,"N","Hydro",{"$nulls":13},0,0,0,0]
["Logan Martin Dam","14_G_3",14,"G","3",null,"Hydro",null,"S_SOU","Alabama",1,"Talladega",121,"01121",45,0,1964,9999,null,null,"N","Hydro",{"$nulls":13},0,0,0,0]
["Lay Dam","15_G_1",15,"G","1",null,"Hydro",null,"S_SOU","Alabama",1,"Chilton",21,"01021",29.8,0,1968,9999,null,null,"N","Hydro",{"$nulls":13},0,0,0,0]
["Lay Dam","15_G_2",15,"G","2",null,"Hydro",null,"S_SOU","Alabama",1,"Chilton",21,"01021",29.8,0,1968,9999,null,null,"N","Hydro",{"$nulls":13},0,0,0,0]
["Lay Dam","15_G_3",15,"G","3",null,"Hydro",null,"S_SOU","Alabama",1,"Chilton",21,"01021",29.8,0,1967,9999,null,null,"N","Hydro",{"$nulls":13},0,0,0,0]
["Lay Dam","15_G_4",15,"G","4",null,"Hydro",null,"S_SOU","Alabama",1,"Chilton",21,"01021",29.8,0,1967,9999,null,null,"N","Hydro",{"$nulls":13},0,0,0,0]
["Lay Dam","15_G_5",15,"G","5",null,"Hydro",null,"S_SOU","Alabama",1,"Chilton",21,"01021",29.8,0,1967,9999,null,null,"N","Hydro",{"$nulls":13},0,0,0,0]
["Lay Dam","15_G_6",15,"G","6",null,"Hydro",null,"S_SOU","Alabama",1,"Chilton",21,"01021",29.8,0,1967,9999,null,null,"N","Hydro",{"$nulls":13},0,0,0,0]
["Martin Dam","16_G_1",16,"G","1",null,"Hydro",null,"S_SOU","Alabama",1,"Elmore",51,"01051",46.5,0,1927,9999,null,null,"N","Hydro",{"$nulls":13},0,0,0,0]
["Martin Dam","16_G_2",16,"G","2",null,"Hydro",null,"S_SOU","Alabama",1,"Elmore",51,"01051",46.5,0,1927,9999,null,null,"N","Hydro",{"$nulls":13},0,0,0,0]
["Martin Dam","16_G_3",16,"G","3",null,"Hydro",null,"S_SOU","Alabama",1,"Elmore",51,"01051",46.5,0,1927,9999,null,null,"N","Hydro",{"$nulls":13},0,0,0,0]
["Martin Dam","16_G_4",16,"G","4",null,"Hydro",null,"S_SOU","Alabama",1,"Elmore",51,"01051",46.5,0,1952,9999,null,null,"N","Hydro",{"$nulls":13},0,0,0,0]
["Mitchell Dam","17_G_4",17,"G","4",null,"Hydro",null,"S_SOU","Alabama",1,"Coosa",37,"01037",19.5,0,1949,9999,null,null,"N","Hydro",{"$nulls":13},0,0,0,0]
["Mitchell Dam","17_G_5",17,"G","5",null,"Hydro",null,"S_SOU","Alabama",1,"Coosa",37,"01037",48.8,0,1985,9999,null,null,"N","Hydro",{"$nulls":13},0,0,0,0]
["Mitchell Dam","17_G_6",17,"G","6",null,"Hydro",null,"S_SOU","Alabama",1,"Coosa",37,"01037",48.8,0,1985,9999,null,null,"N","Hydro",{"$nulls":13},0,0,0,0]
["Mitchell Dam","17_G_7",17,"G","7",null,"Hydro",null,"S_SOU","Alabama",1,"Coosa",37,"01037",48.8,0,1985,9999,null,null,"N","Hydro",{"$nulls":13},0,0,0,0]
["Lewis Smith Dam","18_G_1",18,"G","1",null,"Hydro",null,"S_SOU","Alabama",1,"Walker",127,"01127",90,0,1961,9999,null,null,"N","Hydro",{"$nulls":13},0,0,0,0]
["Lewis Smith Dam","18_G_2",18,"G","2",null,"Hydro",null,"S_SOU","Alabama",1,"Walker",127,"01127",90,0,1962,9999,null,null,"N","Hydro",{"$nulls":13},0,0,0,0]
["Thurlow Dam","19_G_1",19,"G","1",null,"Hydro",null,"S_SOU","Alabama",1,"Elmore",51,"01051",34,0,1931,9999,null,null,"N","Hydro",{"$nulls":13},0,0,0,0]
["Thurlow Dam","19_G_2",19,"G","2",null,"Hydro",null,"S_SOU","Alabama",1,"Elmore",51,"01051",34,0,1931,9999,null,null,"N","Hydro",{"$nulls":13},0,0,0,0]
["Thurlow Dam","19_G_3",19,"G","3",null,"Hydro",null,"S_SOU","Alabama",1,"Elmore",51,"01051",10,0,1931,9999,null,null,"N","Hydro",{"$nulls":13},0,0,0,0]
["Weiss Dam","20_G_1",20,"G","1",null,"Hydro",null,"S_SOU","Alabama",1,"Cherokee",19,"01019",24.7,0,1962,9999,null,null,"N","Hydro",{"$nulls":13},0,0,0,0]
["Weiss Dam","20_G_2",20,"G","2",null,"Hydro",null,"S_SOU","Alabama",1,"Cherokee",19,"01019",24.7,0,1961,9999,null,null,"N","Hydro",{"$nulls":13},0,0,0,0]
["Weiss Dam","20_G_3",20,"G","3",null,"Hydro",null,"S_SOU","Alabama",1,"Cherokee",19,"01019",24.7,0,1961,9999,null,null,"N","Hydro",{"$nulls":13},0,0,0,0]
["Yates Dam","21_G_1",21,"G","1",null,"Hydro",null,"S_SOU","Alabama",1,"Elmore",51,"01051",23.5,0,1928,9999,null,null,"N","Hydro",{"$nulls":13},0,0,0,0]
["Yates Dam","21_G_2",21,"G","2",null,"Hydro",null,"S_SOU","Alabama",1,"Elmore",51,"01051",23.5,0,1928,9999,null,null,"N","Hydro",{"$nulls":13},0,0,0,0]
["E C Gaston","26_B_1",26,"B","1",30,"O/G Steam",null,"S_SOU","Alabama",1,"Shelby",117,"01117",254,10005,1960,9999,"wall","dry","N","Natural Gas",{"$nulls":3},"LNB + OFA",{"$nulls":8},3.8,0.13227,0.13227,0.13227,0.13227]
["E C Gaston","26_B_2",26,"B","2",31,"O/G Steam",null,"S_SOU","Alabama",1,"Shelby",117,"01117",256,10085,1960,9999,"wall","dry","N","Natural Gas",{"$nulls":3},"LNB",{"$nulls":8},3.8,0.14698,0.14698,0.14698,0.14698]
["E C Gaston","26_B_3",26,"B","3",32,"O/G Steam",null,"S_SOU","Alabama",1,"Shelby",117,"01117",254,10177,1961,9999,"wall","dry","N","Natural Gas",{"$nulls":3},"LNB",{"$nulls":8},3.8,0.13066,0.13066,0.13066,0.13066]
["E C Gaston","26_B_4",26,"B","4",33,"O/G Steam",null,"S_SOU","Alabama",1,"Shelby",117,"01117",256,10066,1962,9999,"wall","dry","N","Natural Gas",{"$nulls":3},"LNB",{"$nulls":8},3.8,0.12939,0.12939,0.12939,0.12939]
["E C Gaston","26_B_5",26,"B","5",34,"Coal Steam",null,"S_SOU","Alabama",1,"Shelby",117,"01117",832,9986,1974,9999,"tangential","dry","N","Bituminous","Wet Scrubber",2010,0.95,"LNC2","SCR",2006,null,"ESPH + B + WS","Yes","ACI",2016,null,3.8,0.2397,0.07669,0.2397,0.07669,0.1,0.1,0.1,0.99]
["E C Gaston","26_G_GT4",26,"G","GT4",null,"Combustion Turbine",null,"S_SOU","Alabama",1,"Shelby",117,"01117",16,22414,1970,9999,null,null,"N","Distillate Fuel Oil",{"$nulls":12},0.5,0.82155,0.82155,0.82155,0.82155]
["Madelia","30_G_1",30,"G","1",null,"Combustion Turbine","IC Engine","MIS_MNWI","Minnesota",27,"Watonwan",165,"27165",3.1,12822,2001,9999,null,null,"N","Natural Gas, Distillate Fuel Oil",{"$nulls":13},0.79266,0.79266,0.79266,0.79266]
["Madelia","30_G_2",30,"G","2",null,"Combustion Turbine","IC Engine","MIS_MNWI","Minnesota",27,"Watonwan",165,"27165",1.5,12822,1965,9999,null,null,"N","Natural Gas, Distillate Fuel Oil",{"$nulls":13},0.79266,0.79266,0.79266,0.79266]
["Madelia","30_G_3",30,"G","3",null,"Combustion Turbine","IC Engine","MIS_MNWI","Minnesota",27,"Watonwan",165,"27165",0.9,12822,1959,9999,null,null,"N","Natural Gas, Distillate Fuel Oil",{"$nulls":13},0.79266,0.79266,0.79266,0.79266]
["Madelia","30_G_4",30,"G","4",null,"Combustion Turbine","IC Engine","MIS_MNWI","Minnesota",27,"Watonwan",165,"27165",3.7,12822,1973,9999,null,null,"N","Natural Gas, Distillate Fuel Oil",{"$nulls":13},0.79266,0.79266,0.79266,0.79266]
["Madelia","30_G_5",30,"G","5",null,"Combustion Turbine","IC Engine","MIS_MNWI","Minnesota",27,"Watonwan",165,"27165",1.1,12822,1954,9999,null,null,"N","Natural Gas, Distillate Fuel Oil",{"$nulls":13},0.79266,0.79266,0.79266,0.79266]
["Rollins","34_G_1P",34,"G","1P",null,"Hydro",null,"WEC_CALN","California",6,"Placer",61,"06061",12.1,0,1980,9999,null,null,"N","Hydro",{"$nulls":13},0,0,0,0]
["Millers Ferry","38_G_1",38,"G","1",null,"Hydro",null,"S_SOU","Alabama",1,"Wilcox",131,"01131",30,0,1970,9999,null,null,"N","Hydro",{"$nulls":13},0,0,0,0]
["Millers Ferry","38_G_2",38,"G","2",null,"Hydro",null,"S_SOU","Alabama",1,"Wilcox",131,"01131",30,0,1970,9999,null,null,"N","Hydro",{"$nulls":13},0,0,0,0]
["Millers Ferry","38_G_3",38,"G","3",null,"Hydro",null,"S_SOU","Alabama",1,"Wilcox",131,"01131",30,0,1970,9999,null,null,"N","Hydro",{"$nulls":13},0,0,0,0]
["Browns Ferry","46_G_1",46,"G","1",null,"Nuclear",null,"S_C_TVA","Alabama",1,"Limestone",83,"01083",1265.5,10456,1974,2054,null,null,"N","Nuclear Fuel",{"$nulls":13},0,0,0,0]
["Browns Ferry","46_G_2",46,"G","2",null,"Nuclear",null,"S_C_TVA","Alabama",1,"Limestone",83,"01083",1268.4,10456,1975,2055,null,null,"N","Nuclear Fuel",{"$nulls":13},0,0,0,0]
["Browns Ferry","46_G_3",46,"G","3",null,"Nuclear",null,"S_C_TVA","Alabama",1,"Limestone",83,"01083",1269.6,10456,1977,2057,null,null,"N","Nuclear Fuel",{"$nulls":13},0,0,0,0]
["Colbert","47_G_GT1",47,"G","GT1",88150,"Combustion Turbine",null,"S_C_TVA","Alabama",1,"Colbert",33,"01033",45.4,15039,1972,9999,null,null,"N","Natural Gas, Distillate Fuel Oil",{"$nulls":12},4,0.43593,0.43593,0.43593,0.43593]
["Colbert","47_G_GT2",47,"G","GT2",88151,"Combustion Turbine",null,"S_C_TVA","Alabama",1,"Colbert",33,"01033",45.4,15044,1972,9999,null,null,"N","Natural Gas, Distillate Fuel Oil",{"$nulls":12},4,0.42868,0.42868,0.42868,0.42868]
["Colbert","47_G_GT3",47,"G","GT3",88152,"Combustion Turbine",null,"S_C_TVA","Alabama",1,"Colbert",33,"01033",45.4,15044,1972,9999,null,null,"N","Natural Gas, Distillate Fuel Oil",{"$nulls":12},4,0.41631,0.41631,0.41631,0.41631]
["Colbert","47_G_GT4",47,"G","GT4",88153,"Combustion Turbine",null,"S_C_TVA","Alabama",1,"Colbert",33,"01033",45.4,15044,1972,9999,null,null,"N","Natural Gas, Distillate Fuel Oil",{"$nulls":12},4,0.41586,0.41586,0.41586,0.41586]
["Colbert","47_G_GT5",47,"G","GT5",88154,"Combustion Turbine",null,"S_C_TVA","Alabama",1,"Colbert",33,"01033",45.4,15044,1972,9999,null,null,"N","Natural Gas, Distillate Fuel Oil",{"$nulls":12},4,0.40593,0.40593,0.40593,0.40593]
["Colbert","47_G_GT6",47,"G","GT6",88155,"Combustion Turbine",null,"S_C_TVA","Alabama",1,"Colbert",33,"01033",45.4,15044,1972,9999,null,null,"N","Natural Gas, Distillate Fuel Oil",{"$nulls":12},4,0.42127,0.42127,0.42127,0.42127]
["Colbert","47_G_GT7",47,"G","GT7",88156,"Combustion Turbine",null,"S_C_TVA","Alabama",1,"Colbert",33,"01033",45.4,15044,1972,9999,null,null,"N","Natural Gas, Distillate Fuel Oil",{"$nulls":12},4,0.41193,0.41193,0.41193,0.41193]
["Colbert","47_G_GT8",47,"G","GT8",88157,"Combustion Turbine",null,"S_C_TVA","Alabama",1,"Colbert",33,"01033",45.4,15044,1972,9999,null,null,"N","Natural Gas, Distillate Fuel Oil",{"$nulls":12},4,0.43315,0.43315,0.43315,0.43315]
["Guntersville","48_G_1",48,"G","1",null,"Hydro",null,"S_C_TVA","Alabama",1,"Marshall",95,"01095",31,0,1939,9999,null,null,"N","Hydro",{"$nulls":13},0,0,0,0]
["Guntersville","48_G_2",48,"G","2",null,"Hydro",null,"S_C_TVA","Alabama",1,"Marshall",95,"01095",30.6,0,1939,9999,null,null,"N","Hydro",{"$nulls":13},0,0,0,0]
["Guntersville","48_G_3",48,"G","3",null,"Hydro",null,"S_C_TVA","Alabama",1,"Marshall",95,"01095",29.8,0,1939,9999,null,null,"N","Hydro",{"$nulls":13},0,0,0,0]
["Guntersville","48_G_4",48,"G","4",null,"Hydro",null,"S_C_TVA","Alabama",1,"Marshall",95,"01095",31.3,0,1952,9999,null,null,"N","Hydro",{"$nulls":13},0,0,0,0]
["Wheeler Dam","49_G_1",49,"G","1",null,"Hydro",null,"S_C_TVA","Alabama",1,"Lawrence",79,"01079",34.1,0,1936,9999,null,null,"N","Hydro",{"$nulls":13},0,0,0,0]
["Wheeler Dam","49_G_10",49,"G","10",null,"Hydro",null,"S_C_TVA","Alabama",1,"Lawrence",79,"01079",41.9,0,1963,9999,null,null,"N","Hydro",{"$nulls":13},0,0,0,0]
["Wheeler Dam","49_G_11",49,"G","11",null,"Hydro",null,"S_C_TVA","Alabama",1,"Lawrence",79,"01079",41.9,0,1963,9999,null,null,"N","Hydro",{"$nulls":13},0,0,0,0]
["Wheeler Dam","49_G_2",49,"G","2",null,"Hydro",null,"S_C_TVA","Alabama",1,"Lawrence",79,"01079",33.2,0,1937,9999,null,null,"N","Hydro",{"$nulls":13},0,0,0,0]
["Wheeler Dam","49_G_3",49,"G","3",null,"Hydro",null,"S_C_TVA","Alabama",1,"Lawrence",79,"01079",33.6,0,1941,9999,null,null,"N","Hydro",{"$nulls":13},0,0,0,0]
["Wheeler Dam","49_G_4",49,"G","4",null,"Hydro",null,"S_C_TVA","Alabama",1,"Lawrence",79,"01079",33.4,0,1941,9999,null,null,"N","Hydro",{"$nulls":13},0,0,0,0]
["Wheeler Dam","49_G_5",49,"G","5",null,"Hydro",null,"S_C_TVA","Alabama",1,"Lawrence",79,"01079",34.7,0,1948,9999,null,null,"N","Hydro",{"$nulls":13},0,0,0,0]
["Wheeler Dam","49_G_6",49,"G","6",null,"Hydro",null,"S_C_TVA","Alabama",1,"Lawrence",79,"01079",34.6,0,1949,9999,null,null,"N","Hydro",{"$nulls":13},0,0,0,0]
["Wheeler Dam","49_G_7",49,"G","7",null,"Hydro",null,"S_C_TVA","Alabama",1,"Lawrence",79,"01079",34.4,0,1949,9999,null,null,"N","Hydro",{"$nulls":13},0,0,0,0]
["Wheeler Dam","49_G_8",49,"G","8",null,"Hydro",null,"S_C_TVA","Alabama",1,"Lawrence",79,"01079",34.5,0,1950,9999,null,null,"N","Hydro",{"$nulls":13},0,0,0,0]
["Wheeler Dam","49_G_9",49,"G","9",null,"Hydro",null,"S_C_TVA","Alabama",1,"Lawrence",79,"01079",41.9,0,1962,9999,null,null,"N","Hydro",{"$nulls":13},0,0,0,0]
["Dolet Hills","51_B_1",51,"B","1",48,"Coal Steam",null,"MIS_LA","Louisiana",22,"Desoto",31,"22031",641,11341,1986,9999,"wall","dry","N","Lignite, Subbituminous","Wet Scrubber",1986,0.76,"LNBO","SNCR",null,"2013","B","NA","ACI",2014,null,1.2,0.19512,0.19512,0.19512,0.19512,0.1,0.1,0.1,0.81,"Yes",2014]
["Gantt","53_G_4",53,"G","4",null,"Hydro",null,"S_SOU","Alabama",1,"Covington",39,"01039",1.8,0,1985,9999,null,null,"N","Hydro",{"$nulls":13},0,0,0,0]
["J K Smith","54_G_GT1",54,"G","GT1",50,"Combustion Turbine",null,"PJM_West","Kentucky",21,"Clark",49,"21049",104,12072,1999,9999,null,null,"N","Natural Gas",{"$nulls":3},"H2O",{"$nulls":8},1.5,0.05539,0.05539,0.05539,0.05539]
["J K Smith","54_G_GT10",54,"G","GT10",90542,"Combustion Turbine",null,"PJM_West","Kentucky",21,"Clark",49,"21049",88,12072,2010,9999,null,null,"N","Natural Gas",{"$nulls":3},"H2O","SCR",{"$nulls":8},0.01277,0.01277,0.01277,0.01277]
["J K Smith","54_G_GT2",54,"G","GT2",51,"Combustion Turbine",null,"PJM_West","Kentucky",21,"Clark",49,"21049",104,12072,1999,9999,null,null,"N","Natural Gas",{"$nulls":3},"H2O",{"$nulls":8},1.5,0.06924,0.06924,0.06924,0.06924]
["J K Smith","54_G_GT3",54,"G","GT3",52,"Combustion Turbine",null,"PJM_West","Kentucky",21,"Clark",49,"21049",104,12072,1999,9999,null,null,"N","Natural Gas",{"$nulls":3},"H2O",{"$nulls":8},1.5,0.06845,0.06845,0.06845,0.06845]
["J K Smith","54_G_GT4",54,"G","GT4",9271,"Combustion Turbine",null,"PJM_West","Kentucky",21,"Clark",49,"21049",74,12072,2001,9999,null,null,"N","Natural Gas",{"$nulls":3},"DLNB + H2O",{"$nulls":8},1.5,0.03034,0.03034,0.03034,0.03034]
["J K Smith","54_G_GT5",54,"G","GT5",9272,"Combustion Turbine",null,"PJM_West","Kentucky",21,"Clark",49,"21049",74,12072,2001,9999,null,null,"N","Natural Gas",{"$nulls":3},"DLNB + H2O",{"$nulls":8},1.5,0.03588,0.03588,0.03588,0.03588]
["J K Smith","54_G_GT6",54,"G","GT6",89572,"Combustion Turbine",null,"PJM_West","Kentucky",21,"Clark",49,"21049",74,12072,2005,9999,null,null,"N","Natural Gas",{"$nulls":3},"DLNB + H2O",{"$nulls":8},1.5,0.03628,0.03628,0.03628,0.03628]
["J K Smith","54_G_GT7",54,"G","GT7",89573,"Combustion Turbine",null,"PJM_West","Kentucky",21,"Clark",49,"21049",74,12072,2005,9999,null,null,"N","Natural Gas",{"$nulls":3},"DLNB + H2O",{"$nulls":8},1.5,0.03583,0.03583,0.03583,0.03583]
["J K Smith","54_G_GT9",54,"G","GT9",90541,"Combustion Turbine",null,"PJM_West","Kentucky",21,"Clark",49,"21049",88,12072,2010,9999,null,null,"N","Natural Gas",{"$nulls":3},"H2O","SCR",{"$nulls":8},0.01421,0.01421,0.01421,0.01421]
["Point A","55_G_1",55,"G","1",null,"Hydro",null,"S_SOU","Alabama",1,"Covington",39,"01039",1.8,0,1925,9999,null,null,"N","Hydro",{"$nulls":13},0,0,0,0]
["Point A","55_G_2",55,"G","2",null,"Hydro",null,"S_SOU","Alabama",1,"Covington",39,"01039",1.8,0,1925,9999,null,null,"N","Hydro",{"$nulls":13},0,0,0,0]
["Point A","55_G_3",55,"G","3",null,"Hydro",null,"S_SOU","Alabama",1,"Covington",39,"01039",1.8,0,1949,9999,null,null,"N","Hydro",{"$nulls":13},0,0,0,0]
["Charles R Lowman","56_B_1",56,"B","1",53,"Coal Steam",null,"S_SOU","Alabama",1,"Washington",129,"01129",80,11465,1980,9999,"wall","dry","N","Bituminous","Wet Scrubber",1979,0.85,"LNB",{"$nulls":3},"ESPC","No",{"$nulls":3},4,0.2519,0.7232,0.1549,0.1549,0.05,0.84,0.56,0.9]
["Charles R Lowman","56_B_2",56,"B","2",54,"Coal Steam",null,"S_SOU","Alabama",1,"Washington",129,"01129",238,11077,1979,9999,"wall","dry","N","Bituminous","Wet Scrubber",1979,0.85,"LNB","SCR",2007,null,"ESPH","No",{"$nulls":3},1.2,0.3021,0.075,0.3021,0.075,0.1,0.8,1,0.9]
["Charles R Lowman","56_B_3",56,"B","3",55,"Coal Steam",null,"S_SOU","Alabama",1,"Washington",129,"01129",238,10937,1980,9999,"wall","dry","N","Bituminous","Wet Scrubber",2008,0.85,"LNB","SCR",2008,null,"ESPH","No",{"$nulls":3},1.2,0.38047,0.18875,0.38047,0.18875,0.1,0.8,1,0.9]
["Platte","59_B_1",59,"B","1",56,"Coal Steam",null,"SPP_NEBR","Nebraska",31,"Hall",79,"31079",100,11613,1982,9999,"tangential","dry","N","Subbituminous","Dry Scrubber",2014,0.91,"LNC3",{"$nulls":3},"ESPH + B","No","ACI",2016,null,0.745,0.17916,0.17916,0.17916,0.17916,0.1,0.1,0.1,0.9600000000000001]
["Whelan Energy Center","60_B_1",60,"B","1",57,"Coal Steam",null,"SPP_NEBR","Nebraska",31,"Adams",1,"31001",77,10427,1981,9999,"tangential","dry","N","Subbituminous",{"$nulls":3},"OFA",{"$nulls":3},"ESPC","No","ACI",2016,null,0.696,0.16007,0.16007,0.139,0.139,0.1,0.1,0.1]
["Whelan Energy Center","60_B_2",60,"B","2",90669,"Coal Steam",null,"SPP_NEBR","Nebraska",31,"Adams",1,"31001",232,10439,2011,9999,"wall","dry","N","Subbituminous","Dry Scrubber",2011,0.905,"LNB + NH3 + OFA","SCR",2011,null,"B","NA","ACI",2015,null,0.12,0.06999,0.06999,0.06999,0.06999,0.1,0.1,0.1,0.9550000000000001]
["Venice Hydro","72_G_1",72,"G","1",null,"Hydro",null,"WECC_SCE","California",6,"Los Angeles",37,"06037",10.1,0,1982,9999,null,null,"N","Hydro",{"$nulls":13},0,0,0,0]
["Escalante","87_B_1",87,"B","1",59,"Coal Steam",null,"WECC_NM","New Mexico",35,"Mckinley",31,"35031",247,11085,1984,9999,"tangential","dry","N","Subbituminous","Wet Scrubber",1984,0.95,"LNB",{"$nulls":3},"B","NA","ACI",2016,null,0.2,0.35902,0.35902,0.139,0.139,0.1,0.1,0.1,0.99]
["Ashokan","88_G_1",88,"G","1",null,"Hydro",null,"NY_Z_G-I","New York",36,"Ulster",111,"36111",2.3,0,1982,9999,null,null,"N","Hydro",{"$nulls":13},0,0,0,0]
["Ashokan","88_G_2",88,"G","2",null,"Hydro",null,"NY_Z_G-I","New York",36,"Ulster",111,"36111",2.3,0,1982,9999,null,null,"N","Hydro",{"$nulls":13},0,0,0,0]
["Frederickson","99_G_1",99,"G","1",null,"Combustion Turbine",null,"WECC_PNW","Washington",53,"Pierce",53,"53053",67,21119,1981,9999,null,null,"N","Natural Gas, Distillate Fuel Oil",{"$nulls":12},2.63,0.31837,0.31837,0.31837,0.31837]
["Frederickson","99_G_2",99,"G","2",null,"Combustion Turbine",null,"WECC_PNW","Washington",53,"Pierce",53,"53053",67,21119,1981,9999,null,null,"N","Natural Gas, Distillate Fuel Oil",{"$nulls":12},2.63,0.31837,0.31837,0.31837,0.31837]
["South Consolidated","100_G_SC1",100,"G","SC1",null,"Hydro",null,"WECC_AZ","Arizona",4,"Maricopa",13,"04013",1.4,0,1981,9999,null,null,"N","Hydro",{"$nulls":13},0,0,0,0]
["J S Eastwood","104_G_1",104,"G","1",null,"Pumped Storage",null,"WEC_CALN","California",6,"Fresno",19,"06019",199.8,0,1987,9999,null,null,"N","Pumped Storage",{"$nulls":13},0,0,0,0]
["Holcomb","108_B_SGU1",108,"B","SGU1",60,"Coal Steam",null,"SPP_N","Kansas",20,"Finney",55,"20055",359,10559,1983,9999,"wall","dry","N","Subbituminous","Dry Scrubber",1983,0.8,"LNB + OFA + STC",{"$nulls":3},"B","NA","ACI",2016,null,0.48,0.18754,0.18754,0.18754,0.18754,0.1,0.1,0.1,0.8500000000000001]
["Cholla","113_B_1",113,"B","1",62,"Coal Steam",null,"WECC_AZ","Arizona",4,"Navajo",17,"04017",116,10525,1962,9999,"tangential","dry","N","Bituminous, Subbituminous","Wet Scrubber",1973,0.9,"LNB + OFA",{"$nulls":3},"B","NA","ACI",2016,null,1,0.16318,0.16318,0.139,0.139,0.1,0.1,0.1,0.9500000000000001,{"$nulls":6},"Yes"]
["Cholla","113_B_3",113,"B","3",64,"Coal Steam",null,"WECC_AZ","Arizona",4,"Navajo",17,"04017",271,10661,1980,9999,"tangential","dry","N","Bituminous, Subbituminous","Wet Scrubber",2009,0.94,"LNC3",{"$nulls":3},"B","NA","ACI",2016,null,0.8,0.18555,0.18555,0.18555,0.18555,0.1,0.1,0.1,0.99,{"$nulls":6},"Yes"]
["Cholla","113_B_4",113,"B","4",65,"Coal Steam",null,"WECC_AZ","Arizona",4,"Navajo",17,"04017",380,10541,1981,9999,"tangential","dry","N","Bituminous, Subbituminous","Wet Scrubber",2008,0.94,"LNC3",{"$nulls":3},"B","NA","ACI",2016,null,0.15,0.17467,0.17467,0.17467,0.17467,0.1,0.1,0.1,0.99,{"$nulls":4},"C2G/Retire","2025","Yes"]
["Douglas","114_G_1",114,"G","1",null,"Combustion Turbine",null,"WECC_AZ","Arizona",4,"Cochise",3,"04003",15,22978,1972,9999,null,null,"N","Distillate Fuel Oil",{"$nulls":12},1,0.82155,0.82155,0.82155,0.82155]
["Ocotillo","116_G_GT1",116,"G","GT1",null,"Combustion Turbine",null,"WECC_AZ","Arizona",4,"Maricopa",13,"04013",50,23362,1972,9999,null,null,"N","Natural Gas, Distillate Fuel Oil",{"$nulls":12},0.8,0.27549,0.27549,0.27549,0.27549]
["Ocotillo","116_G_GT2",116,"G","GT2",null,"Combustion Turbine",null,"WECC_AZ","Arizona",4,"Maricopa",13,"04013",50,23364,1973,9999,null,null,"N","Natural Gas, Distillate Fuel Oil",{"$nulls":12},0.8,0.27549,0.27549,0.27549,0.27549]
["West Phoenix","117_G_1B",117,"G","1B",null,"Combined Cycle",null,"WECC_AZ","Arizona",4,"Maricopa",13,"04013",85,11404,1976,9999,"Other",null,"N","Natural Gas, Distillate Fuel Oil",{"$nulls":13},0.10585,0.10585,0.10585,0.10585]
["West Phoenix","117_G_2B",117,"G","2B",null,"Combined Cycle",null,"WECC_AZ","Arizona",4,"Maricopa",13,"04013",85,11392,1976,9999,"Other",null,"N","Natural Gas, Distillate Fuel Oil",{"$nulls":13},0.10585,0.10585,0.10585,0.10585]
["West Phoenix","117_G_3B",117,"G","3B",null,"Combined Cycle",null,"WECC_AZ","Arizona",4,"Maricopa",13,"04013",85,11363,1976,9999,"Other",null,"N","Natural Gas, Distillate Fuel Oil",{"$nulls":13},0.10585,0.10585,0.10585,0.10585]
["West Phoenix","117_G_C4-1",117,"G","C4-1",70,"Combined Cycle",null,"WECC_AZ","Arizona",4,"Maricopa",13,"04013",68,8062,2001,9999,null,null,"N","Natural Gas",{"$nulls":3},"DLNB",{"$nulls":9},0.03074,0.03074,0.03074,0.03074]
["West Phoenix","117_G_C4-2",117,"G","C4-2",null,"Combined Cycle",null,"WECC_AZ","Arizona",4,"Maricopa",13,"04013",39,8062,2001,9999,null,null,"N","Natural Gas",{"$nulls":3},"DLNB",{"$nulls":9},0.03074,0.03074,0.03074,0.03074]
["West Phoenix","117_G_C5-1",117,"G","C5-1",71,"Combined Cycle",null,"WECC_AZ","Arizona",4,"Maricopa",13,"04013",160,8062,2003,9999,null,null,"N","Natural Gas",{"$nulls":3},"DLNB","SCR",{"$nulls":8},0.01717,0.01717,0.01717,0.01717]
["West Phoenix","117_G_C5-2",117,"G","C5-2",88097,"Combined Cycle",null,"WECC_AZ","Arizona",4,"Maricopa",13,"04013",160,8062,2003,9999,null,null,"N","Natural Gas",{"$nulls":3},"DLNB","SCR",{"$nulls":8},0.01717,0.01717,0.01717,0.01717]
["West Phoenix","117_G_C5-3",117,"G","C5-3",null,"Combined Cycle",null,"WECC_AZ","Arizona",4,"Maricopa",13,"04013",150,8062,2003,9999,null,null,"N","Natural Gas",{"$nulls":3},"DLNB + NH3","SCR",2003,{"$nulls":7},0.01717,0.01717,0.01717,0.01717]
["West Phoenix","117_G_GT1",117,"G","GT1",null,"Combustion Turbine",null,"WECC_AZ","Arizona",4,"Maricopa",13,"04013",50,25000,1972,9999,null,null,"N","Natural Gas, Distillate Fuel Oil",{"$nulls":12},0.8,0.27549,0.27549,0.27549,0.27549]
["West Phoenix","117_G_GT2",117,"G","GT2",null,"Combustion Turbine",null,"WECC_AZ","Arizona",4,"Maricopa",13,"04013",50,25000,1973,9999,null,null,"N","Natural Gas, Distillate Fuel Oil",{"$nulls":12},0.8,0.27549,0.27549,0.27549,0.27549]
["Saguaro","118_G_GE1",118,"G","GE1",8250,"Combustion Turbine",null,"WECC_AZ","Arizona",4,"Pinal",21,"04021",76,15225,2002,9999,null,null,"N","Natural Gas",{"$nulls":3},"DLNB",{"$nulls":8},0.8,0.04126,0.04126,0.04126,0.04126]
["Saguaro","118_G_GT1",118,"G","GT1",null,"Combustion Turbine",null,"WECC_AZ","Arizona",4,"Pinal",21,"04021",50,15225,1972,9999,null,null,"N","Natural Gas, Distillate Fuel Oil",{"$nulls":12},0.8,0.32,0.32,0.32,0.32]
["Saguaro","118_G_GT2",118,"G","GT2",null,"Combustion Turbine",null,"WECC_AZ","Arizona",4,"Pinal",21,"04021",50,15225,1973,9999,null,null,"N","Natural Gas, Distillate Fuel Oil",{"$nulls":12},0.8,0.32,0.32,0.32,0.32]
["Yucca","120_B_1",120,"B","1",74,"O/G Steam",null,"WECC_AZ","Arizona",4,"Yuma",27,"04027",75,11220,1978,9999,"tangential",null,"N","Natural Gas, Distillate Fuel Oil, Residual Fuel Oil",{"$nulls":12},1,0.09978,0.09978,0.09978,0.09978]
["Yucca","120_G_GT1",120,"G","GT1",null,"Combustion Turbine",null,"WECC_AZ","Arizona",4,"Yuma",27,"04027",18,11543,1971,9999,null,null,"N","Natural Gas, Distillate Fuel Oil",{"$nulls":4},"SCR",{"$nulls":7},1,0.32,0.064,0.32,0.064]
["Yucca","120_G_GT2",120,"G","GT2",null,"Combustion Turbine",null,"WECC_AZ","Arizona",4,"Yuma",27,"04027",18,11543,1971,9999,null,null,"N","Natural Gas, Distillate Fuel Oil",{"$nulls":4},"SCR",{"$nulls":7},1,0.32,0.064,0.32,0.064]
["Yucca","120_G_GT21",120,"G","GT21",null,"Combustion Turbine",null,"WECC_AZ","Arizona",4,"Yuma",27,"04027",20,11543,1978,9999,null,null,"N","Distillate Fuel Oil",{"$nulls":4},"SCR",{"$nulls":7},0.8,0.88,0.176,0.88,0.176]
["Yucca","120_G_GT3",120,"G","GT3",null,"Combustion Turbine",null,"WECC_AZ","Arizona",4,"Yuma",27,"04027",52,11543,1973,9999,null,null,"N","Natural Gas, Distillate Fuel Oil",{"$nulls":4},"SCR",{"$nulls":7},0.8,0.32,0.064,0.32,0.064]
["Yucca","120_G_GT4",120,"G","GT4",null,"Combustion Turbine",null,"WECC_AZ","Arizona",4,"Yuma",27,"04027",51,11543,1974,9999,null,null,"N","Distillate Fuel Oil",{"$nulls":4},"SCR",{"$nulls":7},0.8,0.88,0.176,0.88,0.176]
["Yucca","120_G_GT5",120,"G","GT5",89724,"Combustion Turbine",null,"WECC_AZ","Arizona",4,"Yuma",27,"04027",47,11543,2008,9999,null,null,"N","Natural Gas",{"$nulls":4},"SCR",{"$nulls":8},0.01117,0.01117,0.01117,0.01117]
["Yucca","120_G_GT6",120,"G","GT6",89725,"Combustion Turbine",null,"WECC_AZ","Arizona",4,"Yuma",27,"04027",47,11543,2008,9999,null,null,"N","Natural Gas",{"$nulls":4},"SCR",{"$nulls":8},0.01051,0.01051,0.01051,0.01051]
["Demoss Petrie","124_G_BA1",124,"G","BA1",null,"Energy Storage","","WECC_AZ","Arizona",4,"Pima",19,"04019",10,0,2017,9999,null,null,"N","Energy Storage",{"$nulls":13},0,0,0,0]
["Demoss Petrie","124_G_GT2",124,"G","GT2",76,"Combustion Turbine",null,"WECC_AZ","Arizona",4,"Pima",19,"04019",75,15470,2001,9999,null,null,"N","Natural Gas",{"$nulls":3},"DLNB",{"$nulls":8},0.8,0.03652,0.03652,0.03652,0.03652]
["H Wilson Sundt Generating Station","126_B_1",126,"B","1",77,"O/G Steam",null,"WECC_AZ","Arizona",4,"Pima",19,"04019",81,11575,1958,9999,"tangential",null,"N","Natural Gas, Residual Fuel Oil",{"$nulls":12},1,0.14276,0.14276,0.14276,0.14276]
["H Wilson Sundt Generating Station","126_B_2",126,"B","2",78,"O/G Steam",null,"WECC_AZ","Arizona",4,"Pima",19,"04019",81,11588,1960,9999,"tangential",null,"N","Natural Gas, Residual Fuel Oil",{"$nulls":12},1,0.17895,0.17895,0.17895,0.17895]
["H Wilson Sundt Generating Station","126_B_3",126,"B","3",79,"O/G Steam",null,"WECC_AZ","Arizona",4,"Pima",19,"04019",104,12009,1962,9999,"tangential",null,"N","Natural Gas, Residual Fuel Oil",{"$nulls":12},1,0.19907,0.19907,0.19907,0.19907]
["H Wilson Sundt Generating Station","126_B_4",126,"B","4",80,"O/G Steam",null,"WECC_AZ","Arizona",4,"Pima",19,"04019",156,11459,1967,9999,"wall","dry","N","Natural Gas",{"$nulls":3},"LNB + LNBO",{"$nulls":8},1,0.18967,0.18967,0.18967,0.18967]
["H Wilson Sundt Generating Station","126_G_GT1",126,"G","GT1",null,"Combustion Turbine",null,"WECC_AZ","Arizona",4,"Pima",19,"04019",24,17397,1972,9999,null,null,"N","Natural Gas, Distillate Fuel Oil",{"$nulls":12},0.8,0.27549,0.27549,0.27549,0.27549]
["H Wilson Sundt Generating Station","126_G_GT2",126,"G","GT2",null,"Combustion Turbine",null,"WECC_AZ","Arizona",4,"Pima",19,"04019",24,17436,1972,9999,null,null,"N","Natural Gas, Distillate Fuel Oil",{"$nulls":12},0.8,0.27549,0.27549,0.27549,0.27549]
["Oklaunion","127_B_1",127,"B","1",81,"Coal Steam",null,"ERC_WEST","Texas",48,"Wilbarger",487,"48487",650,10536,1986,9999,"wall","dry","N","Subbituminous","Wet Scrubber",1986,0.868,"LNB",{"$nulls":3},"ESPC","No","ACI",2015,null,0.5,0.28557,0.28557,0.1549,0.1549,0.1,0.1,0.1,0.918]
["Cross","130_B_1",130,"B","1",82,"Coal Steam",null,"S_VACA","South Carolina",45,"Berkeley",15,"45015",580,10266,2008,9999,"wall","dry","N","Bituminous","Wet Scrubber",1995,0.95,"LNBO","SCR",2002,null,"ESPC + WS","No",{"$nulls":3},0.26,0.07057,0.07057,0.07057,0.07057,0.1,0.84,0.56,0.99]
["Cross","130_B_2",130,"B","2",83,"Coal Steam",null,"S_VACA","South Carolina",45,"Berkeley",15,"45015",570,10087,1984,9999,"tangential","dry","N","Bituminous","Wet Scrubber",1983,0.87,"LNC1","SCR",2003,null,"ESPC + WS","No",{"$nulls":3},0.26,0.06159,0.06159,0.06159,0.06159,0.1,0.84,0.56,0.92]
["Cross","130_B_3",130,"B","3",89490,"Coal Steam",null,"S_VACA","South Carolina",45,"Berkeley",15,"45015",600,9557,2007,9999,"tangential","dry","N","Bituminous","Wet Scrubber",2007,0.97,"LNC3","SCR",2007,null,"ESPC + WS","No",{"$nulls":3},0.26,0.06704,0.06704,0.06704,0.06704,0.1,0.84,0.56,0.99]
["Cross","130_B_4",130,"B","4",89491,"Coal Steam",null,"S_VACA","South Carolina",45,"Berkeley",15,"45015",600,9589,2008,9999,"tangential","dry","N","Bituminous","Wet Scrubber",2008,0.97,"LNC3","SCR",2008,null,"ESPC + WS","No",{"$nulls":3},0.26,0.06635,0.06635,0.06635,0.06635,0.1,0.84,0.56,0.99]
["Seminole (FL)","136_B_1",136,"B","1",84,"Coal Steam",null,"FRCC","Florida",12,"Putnam",107,"12107",652,9978,1984,9999,"wall","dry","N","Bituminous","Wet Scrubber",1984,0.95,"LNBO","SCR",2009,null,"ESPC","No",{"$nulls":3},0.67,0.2034,0.0626,0.2034,0.0626,0.1,0.84,0.56,0.99,{"$nulls":6},"Yes"]
["Seminole (FL)","136_B_2",136,"B","2",85,"Coal Steam",null,"FRCC","Florida",12,"Putnam",107,"12107",657,9972,1984,9999,"wall","dry","N","Bituminous","Wet Scrubber",1984,0.95,"LNBO","SCR",2009,null,"ESPC","No",{"$nulls":3},0.67,0.4449,0.06031,0.4449,0.06031,0.1,0.84,0.56,0.99,{"$nulls":6},"Yes"]
["Agua Fria","141_B_1",141,"B","1",86,"O/G Steam",null,"WECC_AZ","Arizona",4,"Maricopa",13,"04013",113,12840,1958,9999,"wall","dry","N","Natural Gas, Distillate Fuel Oil",{"$nulls":12},1,0.25658,0.25658,0.25658,0.25658]
["Agua Fria","141_B_2",141,"B","2",87,"O/G Steam",null,"WECC_AZ","Arizona",4,"Maricopa",13,"04013",113,13090,1957,9999,"wall","dry","N","Natural Gas, Distillate Fuel Oil",{"$nulls":12},1,0.2427,0.2427,0.2427,0.2427]
["Agua Fria","141_B_3",141,"B","3",88,"O/G Steam",null,"WECC_AZ","Arizona",4,"Maricopa",13,"04013",181,12150,1961,9999,"wall","dry","N","Natural Gas, Distillate Fuel Oil",{"$nulls":12},1,0.52051,0.52051,0.52051,0.52051]
["Agua Fria","141_G_AF4",141,"G","AF4",null,"Combustion Turbine",null,"WECC_AZ","Arizona",4,"Maricopa",13,"04013",73,22602,1975,9999,null,null,"N","Natural Gas, Distillate Fuel Oil",{"$nulls":12},0.8,0.34622,0.34622,0.34622,0.34622]
["Agua Fria","141_G_AF5",141,"G","AF5",null,"Combustion Turbine",null,"WECC_AZ","Arizona",4,"Maricopa",13,"04013",73,22604,1974,9999,null,null,"N","Natural Gas, Distillate Fuel Oil",{"$nulls":12},0.8,0.34622,0.34622,0.34622,0.34622]
["Agua Fria","141_G_AF6",141,"G","AF6",null,"Combustion Turbine",null,"WECC_AZ","Arizona",4,"Maricopa",13,"04013",73,22604,1974,9999,null,null,"N","Natural Gas, Distillate Fuel Oil",{"$nulls":12},0.8,0.34622,0.34622,0.34622,0.34622]
["Agua Fria","141_G_PV-3",141,"G","PV-3",null,"Solar PV",null,"WECC_AZ","Arizona",4,"Maricopa",13,"04013",0.2,0,2001,9999,null,null,"N","Solar",{"$nulls":13},0,0,0,0]
["Horse Mesa","145_G_HM1",145,"G","HM1",null,"Hydro",null,"WECC_AZ","Arizona",4,"Maricopa",13,"04013",10,0,1927,9999,null,null,"N","Hydro",{"$nulls":13},0,0,0,0]
["Horse Mesa","145_G_HM2",145,"G","HM2",null,"Hydro",null,"WECC_AZ","Arizona",4,"Maricopa",13,"04013",10,0,1927,9999,null,null,"N","Hydro",{"$nulls":13},0,0,0,0]
["Horse Mesa","145_G_HM3",145,"G","HM3",null,"Hydro",null,"WECC_AZ","Arizona",4,"Maricopa",13,"04013",10,0,1927,9999,null,null,"N","Hydro",{"$nulls":13},0,0,0,0]
["Horse Mesa","145_G_HM4",145,"G","HM4",null,"Pumped Storage",null,"WECC_AZ","Arizona",4,"Maricopa",13,"04013",119,0,1972,9999,null,null,"N","Pumped Storage",{"$nulls":13},0,0,0,0]
["Kyrene","147_G_KY4",147,"G","KY4",null,"Combustion Turbine",null,"WECC_AZ","Arizona",4,"Maricopa",13,"04013",59,25000,1971,9999,null,null,"N","Natural Gas, Distillate Fuel Oil",{"$nulls":12},1,0.34622,0.34622,0.34622,0.34622]
["Kyrene","147_G_KY5",147,"G","KY5",null,"Combustion Turbine",null,"WECC_AZ","Arizona",4,"Maricopa",13,"04013",53,25000,1973,9999,null,null,"N","Natural Gas, Distillate Fuel Oil",{"$nulls":12},0.8,0.34622,0.34622,0.34622,0.34622]
["Kyrene","147_G_KY6",147,"G","KY6",null,"Combustion Turbine",null,"WECC_AZ","Arizona",4,"Maricopa",13,"04013",53,25000,1973,9999,null,null,"N","Natural Gas, Distillate Fuel Oil",{"$nulls":12},0.8,0.34622,0.34622,0.34622,0.34622]
["Kyrene","147_G_KY7",147,"G","KY7",91,"Combined Cycle",null,"WECC_AZ","Arizona",4,"Maricopa",13,"04013",148,7510,2002,9999,null,null,"N","Natural Gas",{"$nulls":3},"DLNB","SCR",{"$nulls":8},0.00883,0.00883,0.00883,0.00883]
["Kyrene","147_G_KY7A",147,"G","KY7A",null,"Combined Cycle",null,"WECC_AZ","Arizona",4,"Maricopa",13,"04013",106,7510,2002,9999,null,null,"N","Natural Gas",{"$nulls":3},"DLNB","SCR",2002,{"$nulls":7},0.00883,0.00883,0.00883,0.00883]
["Mormon Flat","148_G_MF1",148,"G","MF1",null,"Hydro",null,"WECC_AZ","Arizona",4,"Maricopa",13,"04013",11.5,0,1926,9999,null,null,"N","Hydro",{"$nulls":13},0,0,0,0]
["Mormon Flat","148_G_MF2",148,"G","MF2",null,"Pumped Storage",null,"WECC_AZ","Arizona",4,"Maricopa",13,"04013",57.3,0,1971,9999,null,null,"N","Pumped Storage",{"$nulls":13},0,0,0,0]
["Roosevelt","149_G_ROOS",149,"G","ROOS",null,"Hydro",null,"WECC_AZ","Arizona",4,"Maricopa",13,"04013",36,0,1973,9999,null,null,"N","Hydro",{"$nulls":13},0,0,0,0]
["Stewart Mountain","150_G_SM",150,"G","SM",null,"Hydro",null,"WECC_AZ","Arizona",4,"Maricopa",13,"04013",13,0,1930,9999,null,null,"N","Hydro",{"$nulls":13},0,0,0,0]
["McClure","151_G_1",151,"G","1",null,"Combustion Turbine",null,"WEC_BANC","California",6,"Stanislaus",99,"06099",56,17168,1980,9999,null,null,"N","Natural Gas, Distillate Fuel Oil",{"$nulls":12},4.9,0.8253,0.8253,0.8253,0.8253]
["McClure","151_G_2",151,"G","2",null,"Combustion Turbine",null,"WEC_BANC","California",6,"Stanislaus",99,"06099",56,17172,1981,9999,null,null,"N","Natural Gas, Distillate Fuel Oil",{"$nulls":12},4.9,0.01366,0.01366,0.01366,0.01366]
["Davis Dam","152_G_1",152,"G","1",null,"Hydro",null,"WECC_AZ","Arizona",4,"Mohave",15,"04015",51.7,0,1951,9999,null,null,"N","Hydro",{"$nulls":13},0,0,0,0]
["Davis Dam","152_G_2",152,"G","2",null,"Hydro",null,"WECC_AZ","Arizona",4,"Mohave",15,"04015",51.7,0,1951,9999,null,null,"N","Hydro",{"$nulls":13},0,0,0,0]
["Davis Dam","152_G_3",152,"G","3",null,"Hydro",null,"WECC_AZ","Arizona",4,"Mohave",15,"04015",48,0,1951,9999,null,null,"N","Hydro",{"$nulls":13},0,0,0,0]
["Davis Dam","152_G_4",152,"G","4",null,"Hydro",null,"WECC_AZ","Arizona",4,"Mohave",15,"04015",51.7,0,1951,9999,null,null,"N","Hydro",{"$nulls":13},0,0,0,0]
["Davis Dam","152_G_5",152,"G","5",null,"Hydro",null,"WECC_AZ","Arizona",4,"Mohave",15,"04015",51.7,0,1951,9999,null,null,"N","Hydro",{"$nulls":13},0,0,0,0]
["Glen Canyon Dam","153_G_1",153,"G","1",null,"Hydro",null,"WECC_AZ","Arizona",4,"Coconino",5,"04005",165,0,1964,9999,null,null,"N","Hydro",{"$nulls":13},0,0,0,0]
["Glen Canyon Dam","153_G_2",153,"G","2",null,"Hydro",null,"WECC_AZ","Arizona",4,"Coconino",5,"04005",165,0,1964,9999,null,null,"N","Hydro",{"$nulls":13},0,0,0,0]
["Glen Canyon Dam","153_G_3",153,"G","3",null,"Hydro",null,"WECC_AZ","Arizona",4,"Coconino",5,"04005",165,0,1964,9999,null,null,"N","Hydro",{"$nulls":13},0,0,0,0]
["Glen Canyon Dam","153_G_4",153,"G","4",null,"Hydro",null,"WECC_AZ","Arizona",4,"Coconino",5,"04005",165,0,1965,9999,null,null,"N","Hydro",{"$nulls":13},0,0,0,0]
["Glen Canyon Dam","153_G_5",153,"G","5",null,"Hydro",null,"WECC_AZ","Arizona",4,"Coconino",5,"04005",165,0,1965,9999,null,null,"N","Hydro",{"$nulls":13},0,0,0,0]
["Glen Canyon Dam","153_G_6",153,"G","6",null,"Hydro",null,"WECC_AZ","Arizona",4,"Coconino",5,"04005",165,0,1965,9999,null,null,"N","Hydro",{"$nulls":13},0,0,0,0]
["Glen Canyon Dam","153_G_7",153,"G","7",null,"Hydro",null,"WECC_AZ","Arizona",4,"Coconino",5,"04005",157,0,1966,9999,null,null,"N","Hydro",{"$nulls":13},0,0,0,0]
["Glen Canyon Dam","153_G_8",153,"G","8",null,"Hydro",null,"WECC_AZ","Arizona",4,"Coconino",5,"04005",165,0,1966,9999,null,null,"N","Hydro",{"$nulls":13},0,0,0,0]
["Hoover Dam (NV)","154_G_N0",154,"G","N0",null,"Hydro",null,"WECC_SNV","Nevada",32,"Clark",3,"32003",2.4,0,1936,9999,null,null,"N","Hydro",{"$nulls":13},0,0,0,0]
["Hoover Dam (NV)","154_G_N1",154,"G","N1",null,"Hydro",null,"WECC_SNV","Nevada",32,"Clark",3,"32003",130,0,1936,9999,null,null,"N","Hydro",{"$nulls":13},0,0,0,0]
["Hoover Dam (NV)","154_G_N2",154,"G","N2",null,"Hydro",null,"WECC_SNV","Nevada",32,"Clark",3,"32003",130,0,1936,9999,null,null,"N","Hydro",{"$nulls":13},0,0,0,0]
["Hoover Dam (NV)","154_G_N3",154,"G","N3",null,"Hydro",null,"WECC_SNV","Nevada",32,"Clark",3,"32003",130,0,1937,9999,null,null,"N","Hydro",{"$nulls":13},0,0,0,0]
["Hoover Dam (NV)","154_G_N4",154,"G","N4",null,"Hydro",null,"WECC_SNV","Nevada",32,"Clark",3,"32003",130,0,1936,9999,null,null,"N","Hydro",{"$nulls":13},0,0,0,0]
["Hoover Dam (NV)","154_G_N5",154,"G","N5",null,"Hydro",null,"WECC_SNV","Nevada",32,"Clark",3,"32003",130,0,1938,9999,null,null,"N","Hydro",{"$nulls":13},0,0,0,0]
["Hoover Dam (NV)","154_G_N6",154,"G","N6",null,"Hydro",null,"WECC_SNV","Nevada",32,"Clark",3,"32003",130,0,1938,9999,null,null,"N","Hydro",{"$nulls":13},0,0,0,0]
["Hoover Dam (NV)","154_G_N7",154,"G","N7",null,"Hydro",null,"WECC_SNV","Nevada",32,"Clark",3,"32003",127,0,1944,9999,null,null,"N","Hydro",{"$nulls":13},0,0,0,0]
["Hoover Dam (NV)","154_G_N8",154,"G","N8",null,"Hydro",null,"WECC_SNV","Nevada",32,"Clark",3,"32003",130,0,1961,9999,null,null,"N","Hydro",{"$nulls":13},0,0,0,0]
["Lake Creek Dam","159_G_1",159,"G","1",null,"Hydro",null,"WECC_UT","Utah",49,"Wasatch",51,"49051",1,0,1981,9999,null,null,"N","Hydro",{"$nulls":13},0,0,0,0]
["Apache Station","160_B_1",160,"B","1",92,"O/G Steam",null,"WECC_AZ","Arizona",4,"Cochise",3,"04003",72,10696,1964,9999,"wall","dry","N","Natural Gas",{"$nulls":3},"LNB",{"$nulls":9},0.12134,0.12134,0.12134,0.12134]
["Apache Station","160_B_2",160,"B","2",93,"O/G Steam",null,"WECC_AZ","Arizona",4,"Cochise",3,"04003",175,10926,1979,9999,"wall","dry","N","Natural Gas",{"$nulls":3},"FR + LNB + OFA",{"$nulls":8},0.8,0.085,0.085,0.085,0.085,{"$nulls":10},"Yes"]
["Apache Station","160_B_3",160,"B","3",94,"Coal Steam",null,"WECC_AZ","Arizona",4,"Cochise",3,"04003",175,10765,1979,9999,"wall","dry","N","Bituminous, Subbituminous","Wet Scrubber",1979,0.85,"LNB + OFA","SNCR",null,2017,"ESPH","No","ACI",2016,null,0.8,0.44279,0.30928,0.44279,0.30928,0.1,0.1,0.1,0.9,{"$nulls":6},"Yes"]
["Apache Station","160_G_GT1",160,"G","GT1",null,"Combustion Turbine",null,"WECC_AZ","Arizona",4,"Cochise",3,"04003",10,13633,1963,9999,null,null,"N","Natural Gas",{"$nulls":13},0.05599,0.05599,0.05599,0.05599]
["Apache Station","160_G_GT2",160,"G","GT2",null,"Combustion Turbine",null,"WECC_AZ","Arizona",4,"Cochise",3,"04003",18.5,13827,1972,9999,null,null,"N","Natural Gas, Distillate Fuel Oil",{"$nulls":4},"SCR",{"$nulls":7},0.8,0.32,0.32,0.32,0.32]
["Apache Station","160_G_GT3",160,"G","GT3",null,"Combustion Turbine",null,"WECC_AZ","Arizona",4,"Cochise",3,"04003",60,12528,1975,9999,null,null,"N","Natural Gas",{"$nulls":4},"SCR",{"$nulls":7},0.8,0.0777,0.0777,0.0777,0.0777]
["Apache Station","160_G_GT4",160,"G","GT4",88320,"Combustion Turbine",null,"WECC_AZ","Arizona",4,"Cochise",3,"04003",38,13623,2002,9999,null,null,"N","Natural Gas, Distillate Fuel Oil",{"$nulls":3},"H2O","SCR",{"$nulls":7},0.8,0.03302,0.03302,0.03302,0.03302]
["Turlock Lake","161_G_1",161,"G","1",null,"Hydro",null,"WEC_CALN","California",6,"Stanislaus",99,"06099",1.1,0,1980,9999,null,null,"N","Hydro",{"$nulls":13},0,0,0,0]
["Turlock Lake","161_G_2",161,"G","2",null,"Hydro",null,"WEC_CALN","California",6,"Stanislaus",99,"06099",1.1,0,1980,9999,null,null,"N","Hydro",{"$nulls":13},0,0,0,0]
["Turlock Lake","161_G_3",161,"G","3",null,"Hydro",null,"WEC_CALN","California",6,"Stanislaus",99,"06099",1.1,0,1980,9999,null,null,"N","Hydro",{"$nulls":13},0,0,0,0]
["Hickman","162_G_1",162,"G","1",null,"Hydro",null,"WEC_CALN","California",6,"Stanislaus",99,"06099",0.5,0,1979,9999,null,null,"N","Hydro",{"$nulls":13},0,0,0,0]
["Hickman","162_G_2",162,"G","2",null,"Hydro",null,"WEC_CALN","California",6,"Stanislaus",99,"06099",0.5,0,1979,9999,null,null,"N","Hydro",{"$nulls":13},0,0,0,0]
["GREC","165_B_2",165,"B","2",96,"Coal Steam",null,"SPP_WEST","Oklahoma",40,"Mayes",97,"40097",520,11465,1982,9999,"wall","dry","N","Subbituminous","Dry Scrubber",1986,0.85,"LNB + LNBO",{"$nulls":3},"B","NA","ACI",2015,null,0.6,0.23401,0.23401,0.23401,0.23401,0.1,0.1,0.1,0.9]
["GREC","165_G_3CT",165,"G","3CT",null,"Combined Cycle",null,"SPP_WEST","Oklahoma",40,"Mayes",97,"40097",324.6,6250,2017,9999,null,null,"N","Natural Gas",{"$nulls":4},"SCR",{"$nulls":8},0.011,0.011,0.011,0.011]
["GREC","165_G_3ST",165,"G","3ST",null,"Combined Cycle",null,"SPP_WEST","Oklahoma",40,"Mayes",97,"40097",191.8,6250,2017,9999,null,null,"N","Natural Gas",{"$nulls":4},"SCR",{"$nulls":8},0.011,0.011,0.011,0.011]
["Carpenter","166_G_1",166,"G","1",null,"Hydro",null,"MIS_AR","Arkansas",5,"Garland",51,"05051",31,0,1932,9999,null,null,"N","Hydro",{"$nulls":13},0,0,0,0]
["Carpenter","166_G_2",166,"G","2",null,"Hydro",null,"MIS_AR","Arkansas",5,"Garland",51,"05051",31,0,1932,9999,null,null,"N","Hydro",{"$nulls":13},0,0,0,0]
["Lake Catherine","170_B_4",170,"B","4",107,"O/G Steam",null,"MIS_AR","Arkansas",5,"Hot Spring",59,"05059",520,12048,1970,9999,"wall","dry","N","Natural Gas",{"$nulls":13},0.22684,0.22684,0.22684,0.22684]
["Osceola (AR)","172_G_13",172,"G","13",null,"Combustion Turbine","IC Engine","MIS_AR","Arkansas",5,"Mississippi",93,"05093",1.6,12822,1999,9999,null,null,"N","Distillate Fuel Oil",{"$nulls":13},1.77612,1.77612,1.77612,1.77612]
["Osceola (AR)","172_G_14",172,"G","14",null,"Combustion Turbine","IC Engine","MIS_AR","Arkansas",5,"Mississippi",93,"05093",1.6,12822,1999,9999,null,null,"N","Distillate Fuel Oil",{"$nulls":13},1.77612,1.77612,1.77612,1.77612]
["Osceola (AR)","172_G_9",172,"G","9",null,"Combustion Turbine","IC Engine","MIS_AR","Arkansas",5,"Mississippi",93,"05093",1.6,12822,1992,9999,null,null,"N","Distillate Fuel Oil",{"$nulls":13},1.77612,1.77612,1.77612,1.77612]
["Remmel","174_G_1",174,"G","1",null,"Hydro",null,"MIS_AR","Arkansas",5,"Hot Spring",59,"05059",4,0,1925,9999,null,null,"N","Hydro",{"$nulls":13},0,0,0,0]
["Remmel","174_G_2",174,"G","2",null,"Hydro",null,"MIS_AR","Arkansas",5,"Hot Spring",59,"05059",4,0,1925,9999,null,null,"N","Hydro",{"$nulls":13},0,0,0,0]
["Remmel","174_G_3",174,"G","3",null,"Hydro",null,"MIS_AR","Arkansas",5,"Hot Spring",59,"05059",4,0,1925,9999,null,null,"N","Hydro",{"$nulls":13},0,0,0,0]
["Volta 2","180_G_1",180,"G","1",null,"Hydro",null,"WEC_CALN","California",6,"Shasta",89,"06089",0.9,0,1981,9999,null,null,"N","Hydro",{"$nulls":13},0,0,0,0]
["Beaver Dam","182_G_1",182,"G","1",null,"Hydro",null,"SPP_WEST","Arkansas",5,"Carroll",15,"05015",64.4,0,1965,9999,null,null,"N","Hydro",{"$nulls":13},0,0,0,0]
["Beaver Dam","182_G_2",182,"G","2",null,"Hydro",null,"SPP_WEST","Arkansas",5,"Carroll",15,"05015",64.4,0,1965,9999,null,null,"N","Hydro",{"$nulls":13},0,0,0,0]
["Degray","187_G_1",187,"G","1",null,"Hydro",null,"SPP_WEST","Arkansas",5,"Clark",19,"05019",40,0,1972,9999,null,null,"N","Hydro",{"$nulls":13},0,0,0,0]
["Degray","187_G_2",187,"G","2",null,"Pumped Storage",null,"SPP_WEST","Arkansas",5,"Clark",19,"05019",28,0,1972,9999,null,null,"N","Pumped Storage",{"$nulls":13},0,0,0,0]
["Greers Ferry Lake","188_G_1",188,"G","1",null,"Hydro",null,"SPP_WEST","Arkansas",5,"Cleburne",23,"05023",50,0,1964,9999,null,null,"N","Hydro",{"$nulls":13},0,0,0,0]
["Greers Ferry Lake","188_G_2",188,"G","2",null,"Hydro",null,"SPP_WEST","Arkansas",5,"Cleburne",23,"05023",40,0,1964,9999,null,null,"N","Hydro",{"$nulls":13},0,0,0,0]
["Municipal Light","193_G_1",193,"G","1",null,"Combustion Turbine","IC Engine","SPP_WEST","Arkansas",5,"Clay",21,"05021",2,10745,1963,9999,null,null,"N","Natural Gas, Distillate Fuel Oil",{"$nulls":13},1.77612,1.77612,1.77612,1.77612]
["Municipal Light","193_G_2",193,"G","2",null,"Combustion Turbine","IC Engine","SPP_WEST","Arkansas",5,"Clay",21,"05021",0.6,11858,1952,9999,null,null,"N","Natural Gas, Distillate Fuel Oil",{"$nulls":13},1.77612,1.77612,1.77612,1.77612]
["Municipal Light","193_G_4",193,"G","4",null,"Combustion Turbine","IC Engine","SPP_WEST","Arkansas",5,"Clay",21,"05021",2.2,11094,1976,9999,null,null,"N","Distillate Fuel Oil",{"$nulls":13},1.77612,1.77612,1.77612,1.77612]
["Municipal Light","193_G_6",193,"G","6",null,"Combustion Turbine","IC Engine","SPP_WEST","Arkansas",5,"Clay",21,"05021",1.3,10745,1959,9999,null,null,"N","Natural Gas, Distillate Fuel Oil",{"$nulls":13},1.77612,1.77612,1.77612,1.77612]
["Municipal Light","193_G_7",193,"G","7",null,"Combustion Turbine","IC Engine","SPP_WEST","Arkansas",5,"Clay",21,"05021",1.1,11494,1955,9999,null,null,"N","Natural Gas, Distillate Fuel Oil",{"$nulls":13},1.77612,1.77612,1.77612,1.77612]
["Narrows (AR)","195_G_1",195,"G","1",null,"Hydro",null,"SPP_WEST","Arkansas",5,"Pike",109,"05109",9.7,0,1950,9999,null,null,"N","Hydro",{"$nulls":13},0,0,0,0]
["Narrows (AR)","195_G_3",195,"G","3",null,"Hydro",null,"SPP_WEST","Arkansas",5,"Pike",109,"05109",9.7,0,1969,9999,null,null,"N","Hydro",{"$nulls":13},0,0,0,0]
["Norfork","196_G_1",196,"G","1",null,"Hydro",null,"SPP_WEST","Arkansas",5,"Baxter",5,"05005",40,0,1950,9999,null,null,"N","Hydro",{"$nulls":13},0,0,0,0]
["Norfork","196_G_2",196,"G","2",null,"Hydro",null,"SPP_WEST","Arkansas",5,"Baxter",5,"05005",40,0,1944,9999,null,null,"N","Hydro",{"$nulls":13},0,0,0,0]
["Blakely Mountain","197_G_1",197,"G","1",null,"Hydro",null,"MIS_AR","Arkansas",5,"Garland",51,"05051",37.5,0,1955,9999,null,null,"N","Hydro",{"$nulls":13},0,0,0,0]
["Blakely Mountain","197_G_2",197,"G","2",null,"Hydro",null,"MIS_AR","Arkansas",5,"Garland",51,"05051",37.5,0,1955,9999,null,null,"N","Hydro",{"$nulls":13},0,0,0,0]
["Bull Shoals","198_G_1",198,"G","1",null,"Hydro",null,"SPP_WEST","Arkansas",5,"Marion",89,"05089",45,0,1952,9999,null,null,"N","Hydro",{"$nulls":13},0,0,0,0]
["Bull Shoals","198_G_2",198,"G","2",null,"Hydro",null,"SPP_WEST","Arkansas",5,"Marion",89,"05089",45,0,1952,9999,null,null,"N","Hydro",{"$nulls":13},0,0,0,0]
["Bull Shoals","198_G_3",198,"G","3",null,"Hydro",null,"SPP_WEST","Arkansas",5,"Marion",89,"05089",35,0,1952,9999,null,null,"N","Hydro",{"$nulls":13},0,0,0,0]
["Bull Shoals","198_G_4",198,"G","4",null,"Hydro",null,"SPP_WEST","Arkansas",5,"Marion",89,"05089",45,0,1953,9999,null,null,"N","Hydro",{"$nulls":13},0,0,0,0]
["Bull Shoals","198_G_5",198,"G","5",null,"Hydro",null,"SPP_WEST","Arkansas",5,"Marion",89,"05089",50,0,1962,9999,null,null,"N","Hydro",{"$nulls":13},0,0,0,0]
["Bull Shoals","198_G_6",198,"G","6",null,"Hydro",null,"SPP_WEST","Arkansas",5,"Marion",89,"05089",50,0,1962,9999,null,null,"N","Hydro",{"$nulls":13},0,0,0,0]
["Bull Shoals","198_G_7",198,"G","7",null,"Hydro",null,"SPP_WEST","Arkansas",5,"Marion",89,"05089",50,0,1963,9999,null,null,"N","Hydro",{"$nulls":13},0,0,0,0]
["Bull Shoals","198_G_8",198,"G","8",null,"Hydro",null,"SPP_WEST","Arkansas",5,"Marion",89,"05089",50,0,1963,9999,null,null,"N","Hydro",{"$nulls":13},0,0,0,0]
["Dardanelle","199_G_1",199,"G","1",null,"Hydro",null,"SPP_WEST","Arkansas",5,"Pope",115,"05115",35,0,1965,9999,null,null,"N","Hydro",{"$nulls":13},0,0,0,0]
["Dardanelle","199_G_2",199,"G","2",null,"Hydro",null,"SPP_WEST","Arkansas",5,"Pope",115,"05115",35,0,1965,9999,null,null,"N","Hydro",{"$nulls":13},0,0,0,0]
["Dardanelle","199_G_3",199,"G","3",null,"Hydro",null,"SPP_WEST","Arkansas",5,"Pope",115,"05115",35,0,1965,9999,null,null,"N","Hydro",{"$nulls":13},0,0,0,0]
["Dardanelle","199_G_4",199,"G","4",null,"Hydro",null,"SPP_WEST","Arkansas",5,"Pope",115,"05115",35,0,1966,9999,null,null,"N","Hydro",{"$nulls":13},0,0,0,0]
["Thomas Fitzhugh","201_G_1",201,"G","1",null,"Combined Cycle",null,"SPP_WEST","Arkansas",5,"Franklin",47,"05047",61,8749,1963,9999,null,null,"N","Natural Gas, Distillate Fuel Oil",{"$nulls":3},"DLNB + H2O + LNB",{"$nulls":9},0.09512,0.09512,0.09512,0.09512]
["Thomas Fitzhugh","201_G_2",201,"G","2",88375,"Combined Cycle",null,"SPP_WEST","Arkansas",5,"Franklin",47,"05047",101,8749,2002,9999,null,null,"N","Natural Gas, Distillate Fuel Oil",{"$nulls":3},"DLNB + H2O + LNB",{"$nulls":9},0.09512,0.09512,0.09512,0.09512]
["Carl Bailey","202_B_01",202,"B","01",111,"O/G Steam",null,"MIS_AR","Arkansas",5,"Woodruff",147,"05147",122,12035,1966,9999,"wall","dry","N","Natural Gas, Residual Fuel Oil",{"$nulls":12},3.682,0.17115,0.17115,0.17115,0.17115]
["McClellan (AR)","203_B_01",203,"B","01",112,"O/G Steam",null,"MIS_AR","Arkansas",5,"Ouachita",103,"05103",134,12317,1972,9999,"wall","dry","N","Natural Gas, Residual Fuel Oil",{"$nulls":12},3.682,0.2383,0.2383,0.2383,0.2383]
["Clinton Power Station","204_G_1",204,"G","1",null,"Nuclear",null,"MIS_IL","Illinois",17,"De Witt",39,"17039",1065,10456,1987,2067,null,null,"N","Nuclear Fuel",{"$nulls":13},0,0,0,0]
["Wolf Creek Generating Station","210_G_1",210,"G","1",null,"Nuclear",null,"SPP_N","Kansas",20,"Coffey",31,"20031",1175,10456,1985,2065,null,null,"N","Nuclear Fuel",{"$nulls":13},0,0,0,0]
["Alta Powerhouse","214_G_1",214,"G","1",null,"Hydro",null,"WEC_CALN","California",6,"Placer",61,"06061",1,0,1902,9999,null,null,"N","Hydro",{"$nulls":13},0,0,0,0]
["Angels","215_G_1",215,"G","1",null,"Hydro",null,"WEC_CALN","California",6,"Calaveras",9,"06009",0.7,0,1940,9999,null,null,"N","Hydro",{"$nulls":13},0,0,0,0]
["Balch 1","217_G_1",217,"G","1",null,"Hydro",null,"WEC_CALN","California",6,"Fresno",19,"06019",34,0,1927,9999,null,null,"N","Hydro",{"$nulls":13},0,0,0,0]
["Balch 2","218_G_2",218,"G","2",null,"Hydro","","WEC_CALN","California",6,"Fresno",19,"06019",52.5,0,1958,9999,null,null,"N","Hydro",{"$nulls":13},0,0,0,0]
["Balch 2","218_G_3",218,"G","3",null,"Hydro","","WEC_CALN","California",6,"Fresno",19,"06019",52.5,0,1958,9999,null,null,"N","Hydro",{"$nulls":13},0,0,0,0]
["Belden","219_G_1",219,"G","1",null,"Hydro",null,"WEC_CALN","California",6,"Plumas",63,"06063",125,0,1969,9999,null,null,"N","Hydro",{"$nulls":13},0,0,0,0]
["Bucks Creek","220_G_H1",220,"G","H1",null,"Hydro",null,"WEC_CALN","California",6,"Plumas",63,"06063",32.5,0,1928,9999,null,null,"N","Hydro",{"$nulls":13},0,0,0,0]
["Bucks Creek","220_G_H2",220,"G","H2",null,"Hydro",null,"WEC_CALN","California",6,"Plumas",63,"06063",32.5,0,1928,9999,null,null,"N","Hydro",{"$nulls":13},0,0,0,0]
["Butt Valley","221_G_1",221,"G","1",null,"Hydro",null,"WEC_CALN","California",6,"Plumas",63,"06063",41,0,1958,9999,null,null,"N","Hydro",{"$nulls":13},0,0,0,0]
["Caribou 1","222_G_1",222,"G","1",null,"Hydro",null,"WEC_CALN","California",6,"Plumas",63,"06063",25,0,1921,9999,null,null,"N","Hydro",{"$nulls":13},0,0,0,0]
["Caribou 1","222_G_2",222,"G","2",null,"Hydro",null,"WEC_CALN","California",6,"Plumas",63,"06063",25,0,1921,9999,null,null,"N","Hydro",{"$nulls":13},0,0,0,0]
["Caribou 1","222_G_3",222,"G","3",null,"Hydro",null,"WEC_CALN","California",6,"Plumas",63,"06063",25,0,1924,9999,null,null,"N","Hydro",{"$nulls":13},0,0,0,0]
["Caribou 2","223_G_4",223,"G","4",null,"Hydro",null,"WEC_CALN","California",6,"Plumas",63,"06063",60,0,1958,9999,null,null,"N","Hydro",{"$nulls":13},0,0,0,0]
["Caribou 2","223_G_5",223,"G","5",null,"Hydro",null,"WEC_CALN","California",6,"Plumas",63,"06063",60,0,1958,9999,null,null,"N","Hydro",{"$nulls":13},0,0,0,0]
["Chili Bar","225_G_1",225,"G","1",null,"Hydro",null,"WEC_CALN","California",6,"El Dorado",17,"06017",7,0,1965,9999,null,null,"N","Hydro",{"$nulls":13},0,0,0,0]
["Coleman PH","227_G_1",227,"G","1",null,"Hydro",null,"WEC_CALN","California",6,"Shasta",89,"06089",13,0,1979,9999,null,null,"N","Hydro",{"$nulls":13},0,0,0,0]
["Cresta","231_G_1",231,"G","1",null,"Hydro",null,"WEC_CALN","California",6,"Butte",7,"06007",35,0,1949,9999,null,null,"N","Hydro",{"$nulls":13},0,0,0,0]
["Cresta","231_G_2",231,"G","2",null,"Hydro",null,"WEC_CALN","California",6,"Butte",7,"06007",35,0,1950,9999,null,null,"N","Hydro",{"$nulls":13},0,0,0,0]
["De Sabla","232_G_1",232,"G","1",null,"Hydro",null,"WEC_CALN","California",6,"Butte",7,"06007",18.5,0,1963,9999,null,null,"N","Hydro",{"$nulls":13},0,0,0,0]
["Deer Creek PH","233_G_1",233,"G","1",null,"Hydro",null,"WEC_CALN","California",6,"Nevada",57,"06057",5.7,0,1908,9999,null,null,"N","Hydro",{"$nulls":13},0,0,0,0]
["Drum 1","235_G_1",235,"G","1",null,"Hydro",null,"WEC_CALN","California",6,"Placer",61,"06061",13.2,0,1913,9999,null,null,"N","Hydro",{"$nulls":13},0,0,0,0]
["Drum 1","235_G_2",235,"G","2",null,"Hydro",null,"WEC_CALN","California",6,"Placer",61,"06061",13.2,0,1913,9999,null,null,"N","Hydro",{"$nulls":13},0,0,0,0]
["Drum 1","235_G_3",235,"G","3",null,"Hydro",null,"WEC_CALN","California",6,"Placer",61,"06061",13.2,0,1922,9999,null,null,"N","Hydro",{"$nulls":13},0,0,0,0]
["Drum 1","235_G_4",235,"G","4",null,"Hydro",null,"WEC_CALN","California",6,"Placer",61,"06061",14.4,0,1928,9999,null,null,"N","Hydro",{"$nulls":13},0,0,0,0]
["Drum 2","236_G_5",236,"G","5",null,"Hydro",null,"WEC_CALN","California",6,"Placer",61,"06061",49.5,0,1965,9999,null,null,"N","Hydro",{"$nulls":13},0,0,0,0]
["Dutch Flat","237_G_1",237,"G","1",null,"Hydro",null,"WEC_CALN","California",6,"Placer",61,"06061",22,0,1943,9999,null,null,"N","Hydro",{"$nulls":13},0,0,0,0]
["El Dorado","238_G_1",238,"G","1",null,"Hydro",null,"WEC_CALN","California",6,"El Dorado",17,"06017",10.3,0,1924,9999,null,null,"N","Hydro",{"$nulls":13},0,0,0,0]
["El Dorado","238_G_2",238,"G","2",null,"Hydro",null,"WEC_CALN","California",6,"El Dorado",17,"06017",10.3,0,1924,9999,null,null,"N","Hydro",{"$nulls":13},0,0,0,0]
["Electra","239_G_1",239,"G","1",null,"Hydro",null,"WEC_CALN","California",6,"Amador",5,"06005",30.7,0,1948,9999,null,null,"N","Hydro",{"$nulls":13},0,0,0,0]
["Electra","239_G_2",239,"G","2",null,"Hydro",null,"WEC_CALN","California",6,"Amador",5,"06005",30.7,0,1948,9999,null,null,"N","Hydro",{"$nulls":13},0,0,0,0]
["Electra","239_G_3",239,"G","3",null,"Hydro",null,"WEC_CALN","California",6,"Amador",5,"06005",36.6,0,1948,9999,null,null,"N","Hydro",{"$nulls":13},0,0,0,0]
["Haas","240_G_H1",240,"G","H1",null,"Hydro",null,"WEC_CALN","California",6,"Fresno",19,"06019",72,0,1958,9999,null,null,"N","Hydro",{"$nulls":13},0,0,0,0]
["Haas","240_G_H2",240,"G","H2",null,"Hydro",null,"WEC_CALN","California",6,"Fresno",19,"06019",72,0,1958,9999,null,null,"N","Hydro",{"$nulls":13},0,0,0,0]
["Halsey","241_G_1",241,"G","1",null,"Hydro",null,"WEC_CALN","California",6,"Placer",61,"06061",11,0,1916,9999,null,null,"N","Hydro",{"$nulls":13},0,0,0,0]
["Hamilton Branch","242_G_1",242,"G","1",null,"Hydro",null,"WEC_CALN","California",6,"Plumas",63,"06063",2.4,0,1921,9999,null,null,"N","Hydro",{"$nulls":13},0,0,0,0]
["Hamilton Branch","242_G_2",242,"G","2",null,"Hydro",null,"WEC_CALN","California",6,"Plumas",63,"06063",2.4,0,1921,9999,null,null,"N","Hydro",{"$nulls":13},0,0,0,0]
["Hat Creek 1","243_G_1",243,"G","1",null,"Hydro",null,"WEC_CALN","California",6,"Shasta",89,"06089",8.5,0,1921,9999,null,null,"N","Hydro",{"$nulls":13},0,0,0,0]
["Hat Creek 2","244_G_1",244,"G","1",null,"Hydro",null,"WEC_CALN","California",6,"Shasta",89,"06089",8.5,0,1921,9999,null,null,"N","Hydro",{"$nulls":13},0,0,0,0]
["Humboldt Bay","246_G_IC1",246,"G","IC1",null,"Combustion Turbine","IC Engine","WEC_CALN","California",6,"Humboldt",23,"06023",16.3,10745,2010,9999,null,null,"N","Natural Gas, Distillate Fuel Oil",{"$nulls":13},0.01491,0.01491,0.01491,0.01491]
["Humboldt Bay","246_G_IC10",246,"G","IC10",null,"Combustion Turbine","IC Engine","WEC_CALN","California",6,"Humboldt",23,"06023",16.3,10745,2010,9999,null,null,"N","Natural Gas, Distillate Fuel Oil",{"$nulls":13},0.01491,0.01491,0.01491,0.01491]
["Humboldt Bay","246_G_IC2",246,"G","IC2",null,"Combustion Turbine","IC Engine","WEC_CALN","California",6,"Humboldt",23,"06023",16.3,10745,2010,9999,null,null,"N","Natural Gas, Distillate Fuel Oil",{"$nulls":13},0.01491,0.01491,0.01491,0.01491]
["Humboldt Bay","246_G_IC3",246,"G","IC3",null,"Combustion Turbine","IC Engine","WEC_CALN","California",6,"Humboldt",23,"06023",16.3,10745,2011,9999,null,null,"N","Natural Gas, Distillate Fuel Oil",{"$nulls":13},0.01491,0.01491,0.01491,0.01491]
["Humboldt Bay","246_G_IC4",246,"G","IC4",null,"Combustion Turbine","IC Engine","WEC_CALN","California",6,"Humboldt",23,"06023",16.3,10745,2010,9999,null,null,"N","Natural Gas, Distillate Fuel Oil",{"$nulls":13},0.01491,0.01491,0.01491,0.01491]
["Humboldt Bay","246_G_IC5",246,"G","IC5",null,"Combustion Turbine","IC Engine","WEC_CALN","California",6,"Humboldt",23,"06023",16.3,10745,2010,9999,null,null,"N","Natural Gas, Distillate Fuel Oil",{"$nulls":13},0.01491,0.01491,0.01491,0.01491]
["Humboldt Bay","246_G_IC6",246,"G","IC6",null,"Combustion Turbine","IC Engine","WEC_CALN","California",6,"Humboldt",23,"06023",16.3,10745,2010,9999,null,null,"N","Natural Gas, Distillate Fuel Oil",{"$nulls":13},0.01491,0.01491,0.01491,0.01491]
["Humboldt Bay","246_G_IC7",246,"G","IC7",null,"Combustion Turbine","IC Engine","WEC_CALN","California",6,"Humboldt",23,"06023",16.3,10745,2010,9999,null,null,"N","Natural Gas, Distillate Fuel Oil",{"$nulls":13},0.01491,0.01491,0.01491,0.01491]
["Humboldt Bay","246_G_IC8",246,"G","IC8",null,"Combustion Turbine","IC Engine","WEC_CALN","California",6,"Humboldt",23,"06023",16.3,10745,2010,9999,null,null,"N","Natural Gas, Distillate Fuel Oil",{"$nulls":13},0.01491,0.01491,0.01491,0.01491]
["Humboldt Bay","246_G_IC9",246,"G","IC9",null,"Combustion Turbine","IC Engine","WEC_CALN","California",6,"Humboldt",23,"06023",16.7,10745,2010,9999,null,null,"N","Natural Gas, Distillate Fuel Oil",{"$nulls":13},0.01491,0.01491,0.01491,0.01491]
["Inskip","248_G_1",248,"G","1",null,"Hydro",null,"WEC_CALN","California",6,"Tehama",103,"06103",8,0,1979,9999,null,null,"N","Hydro",{"$nulls":13},0,0,0,0]
["James B Black","249_G_1",249,"G","1",null,"Hydro",null,"WEC_CALN","California",6,"Shasta",89,"06089",86,0,1966,9999,null,null,"N","Hydro",{"$nulls":13},0,0,0,0]
["James B Black","249_G_2",249,"G","2",null,"Hydro",null,"WEC_CALN","California",6,"Shasta",89,"06089",86,0,1965,9999,null,null,"N","Hydro",{"$nulls":13},0,0,0,0]
["Kerckhoff","250_G_H1",250,"G","H1",null,"Hydro",null,"WEC_CALN","California",6,"Fresno",19,"06019",12.6,0,1920,9999,null,null,"N","Hydro",{"$nulls":13},0,0,0,0]
["Kerckhoff","250_G_H3",250,"G","H3",null,"Hydro",null,"WEC_CALN","California",6,"Fresno",19,"06019",12.6,0,1920,9999,null,null,"N","Hydro",{"$nulls":13},0,0,0,0]
["Kings River PH","254_G_H1",254,"G","H1",null,"Hydro",null,"WEC_CALN","California",6,"Fresno",19,"06019",52,0,1962,9999,null,null,"N","Hydro",{"$nulls":13},0,0,0,0]
["Lime Saddle","255_G_1",255,"G","1",null,"Hydro",null,"WEC_CALN","California",6,"Butte",7,"06007",1,0,1906,9999,null,null,"N","Hydro",{"$nulls":13},0,0,0,0]
["Lime Saddle","255_G_2",255,"G","2",null,"Hydro",null,"WEC_CALN","California",6,"Butte",7,"06007",1,0,1906,9999,null,null,"N","Hydro",{"$nulls":13},0,0,0,0]
["Merced Falls","258_G_1",258,"G","1",null,"Hydro",null,"WEC_CALN","California",6,"Merced",47,"06047",3.5,0,1930,9999,null,null,"N","Hydro",{"$nulls":13},0,0,0,0]
["Dynegy Moss Landing Power Plant","260_G_CT1A",260,"G","CT1A",149,"Combined Cycle",null,"WEC_CALN","California",6,"Monterey",53,"06053",165,7175,2002,9999,null,null,"N","Natural Gas",{"$nulls":3},"DLNB","SCR",{"$nulls":8},0.01062,0.01062,0.01062,0.01062]
["Dynegy Moss Landing Power Plant","260_G_CT1B",260,"G","CT1B",150,"Combined Cycle",null,"WEC_CALN","California",6,"Monterey",53,"06053",165,7175,2002,9999,null,null,"N","Natural Gas",{"$nulls":3},"DLNB","SCR",{"$nulls":8},0.01062,0.01062,0.01062,0.01062]
["Dynegy Moss Landing Power Plant","260_G_CT2A",260,"G","CT2A",152,"Combined Cycle",null,"WEC_CALN","California",6,"Monterey",53,"06053",165,7175,2002,9999,null,null,"N","Natural Gas",{"$nulls":3},"DLNB","SCR",{"$nulls":8},0.0096,0.0096,0.0096,0.0096]
["Dynegy Moss Landing Power Plant","260_G_CT2B",260,"G","CT2B",153,"Combined Cycle",null,"WEC_CALN","California",6,"Monterey",53,"06053",165,7175,2002,9999,null,null,"N","Natural Gas",{"$nulls":3},"DLNB","SCR",{"$nulls":8},0.0096,0.0096,0.0096,0.0096]
["Dynegy Moss Landing Power Plant","260_G_ST1",260,"G","ST1",null,"Combined Cycle",null,"WEC_CALN","California",6,"Monterey",53,"06053",180,7175,2002,9999,null,null,"N","Natural Gas",{"$nulls":3},"DLNB + NH3","SCR",2002,{"$nulls":7},0.01062,0.01062,0.01062,0.01062]
["Dynegy Moss Landing Power Plant","260_G_ST2",260,"G","ST2",null,"Combined Cycle",null,"WEC_CALN","California",6,"Monterey",53,"06053",180,7175,2002,9999,null,null,"N","Natural Gas",{"$nulls":3},"DLNB + NH3","SCR",2002,{"$nulls":7},0.0096,0.0096,0.0096,0.0096]
["Murphys","261_G_1",261,"G","1",null,"Hydro",null,"WEC_CALN","California",6,"Calaveras",9,"06009",1.7,0,1954,9999,null,null,"N","Hydro",{"$nulls":13},0,0,0,0]
["Narrows PH","262_G_1",262,"G","1",null,"Hydro",null,"WEC_CALN","California",6,"Nevada",57,"06057",12,0,1942,9999,null,null,"N","Hydro",{"$nulls":13},0,0,0,0]
["Phoenix","264_G_1",264,"G","1",null,"Hydro",null,"WEC_CALN","California",6,"Tuolumne",109,"06109",2,0,1940,9999,null,null,"N","Hydro",{"$nulls":13},0,0,0,0]
["Pit 1","265_G_H1",265,"G","H1",null,"Hydro",null,"WEC_CALN","California",6,"Shasta",89,"06089",30.5,0,1922,9999,null,null,"N","Hydro",{"$nulls":13},0,0,0,0]
["Pit 1","265_G_H2",265,"G","H2",null,"Hydro",null,"WEC_CALN","California",6,"Shasta",89,"06089",30.5,0,1922,9999,null,null,"N","Hydro",{"$nulls":13},0,0,0,0]
["Pit 3","266_G_H1",266,"G","H1",null,"Hydro",null,"WEC_CALN","California",6,"Shasta",89,"06089",23.3,0,1925,9999,null,null,"N","Hydro",{"$nulls":13},0,0,0,0]
["Pit 3","266_G_H2",266,"G","H2",null,"Hydro",null,"WEC_CALN","California",6,"Shasta",89,"06089",23.3,0,1925,9999,null,null,"N","Hydro",{"$nulls":13},0,0,0,0]
["Pit 3","266_G_H3",266,"G","H3",null,"Hydro",null,"WEC_CALN","California",6,"Shasta",89,"06089",23.3,0,1925,9999,null,null,"N","Hydro",{"$nulls":13},0,0,0,0]
["Pit 4","267_G_1",267,"G","1",null,"Hydro",null,"WEC_CALN","California",6,"Shasta",89,"06089",47.5,0,1955,9999,null,null,"N","Hydro",{"$nulls":13},0,0,0,0]
["Pit 4","267_G_2",267,"G","2",null,"Hydro",null,"WEC_CALN","California",6,"Shasta",89,"06089",47.5,0,1955,9999,null,null,"N","Hydro",{"$nulls":13},0,0,0,0]
["Pit 5","268_G_H1",268,"G","H1",null,"Hydro",null,"WEC_CALN","California",6,"Shasta",89,"06089",40,0,1944,9999,null,null,"N","Hydro",{"$nulls":13},0,0,0,0]
["Pit 5","268_G_H2",268,"G","H2",null,"Hydro",null,"WEC_CALN","California",6,"Shasta",89,"06089",40,0,1944,9999,null,null,"N","Hydro",{"$nulls":13},0,0,0,0]
["Pit 5","268_G_H3",268,"G","H3",null,"Hydro",null,"WEC_CALN","California",6,"Shasta",89,"06089",40,0,1944,9999,null,null,"N","Hydro",{"$nulls":13},0,0,0,0]
["Pit 5","268_G_H4",268,"G","H4",null,"Hydro",null,"WEC_CALN","California",6,"Shasta",89,"06089",40,0,1944,9999,null,null,"N","Hydro",{"$nulls":13},0,0,0,0]
["Pit 6","269_G_H1",269,"G","H1",null,"Hydro",null,"WEC_CALN","California",6,"Shasta",89,"06089",40,0,1965,9999,null,null,"N","Hydro",{"$nulls":13},0,0,0,0]
["Pit 6","269_G_H2",269,"G","H2",null,"Hydro",null,"WEC_CALN","California",6,"Shasta",89,"06089",40,0,1965,9999,null,null,"N","Hydro",{"$nulls":13},0,0,0,0]
["Pit 7","270_G_H1",270,"G","H1",null,"Hydro",null,"WEC_CALN","California",6,"Shasta",89,"06089",56,0,1965,9999,null,null,"N","Hydro",{"$nulls":13},0,0,0,0]
["Pit 7","270_G_H2",270,"G","H2",null,"Hydro",null,"WEC_CALN","California",6,"Shasta",89,"06089",57,0,1965,9999,null,null,"N","Hydro",{"$nulls":13},0,0,0,0]
["Poe","272_G_1",272,"G","1",null,"Hydro",null,"WEC_CALN","California",6,"Butte",7,"06007",60,0,1958,9999,null,null,"N","Hydro",{"$nulls":13},0,0,0,0]
["Poe","272_G_2",272,"G","2",null,"Hydro",null,"WEC_CALN","California",6,"Butte",7,"06007",60,0,1958,9999,null,null,"N","Hydro",{"$nulls":13},0,0,0,0]
["Potter Valley","274_G_1",274,"G","1",null,"Hydro",null,"WEC_CALN","California",6,"Mendocino",45,"06045",4.5,0,1939,9999,null,null,"N","Hydro",{"$nulls":13},0,0,0,0]
["Potter Valley","274_G_2",274,"G","2",null,"Hydro",null,"WEC_CALN","California",6,"Mendocino",45,"06045",2,0,1910,9999,null,null,"N","Hydro",{"$nulls":13},0,0,0,0]
["Potter Valley","274_G_3",274,"G","3",null,"Hydro",null,"WEC_CALN","California",6,"Mendocino",45,"06045",2.7,0,1917,9999,null,null,"N","Hydro",{"$nulls":13},0,0,0,0]
["Rock Creek","275_G_H1",275,"G","H1",null,"Hydro",null,"WEC_CALN","California",6,"Plumas",63,"06063",63,0,1950,9999,null,null,"N","Hydro",{"$nulls":13},0,0,0,0]
["Rock Creek","275_G_H2",275,"G","H2",null,"Hydro",null,"WEC_CALN","California",6,"Plumas",63,"06063",63,0,1950,9999,null,null,"N","Hydro",{"$nulls":13},0,0,0,0]
["San Joaquin 2","276_G_1",276,"G","1",null,"Hydro",null,"WEC_CALN","California",6,"Madera",39,"06039",3.2,0,1917,9999,null,null,"N","Hydro",{"$nulls":13},0,0,0,0]
["San Joaquin 3","277_G_3",277,"G","3",null,"Hydro",null,"WEC_CALN","California",6,"Madera",39,"06039",4.2,0,1923,9999,null,null,"N","Hydro",{"$nulls":13},0,0,0,0]
["Salt Springs","279_G_1",279,"G","1",null,"Hydro",null,"WEC_CALN","California",6,"Amador",5,"06005",11,0,1931,9999,null,null,"N","Hydro",{"$nulls":13},0,0,0,0]
["Salt Springs","279_G_2",279,"G","2",null,"Hydro",null,"WEC_CALN","California",6,"Amador",5,"06005",33,0,1953,9999,null,null,"N","Hydro",{"$nulls":13},0,0,0,0]
["South","280_G_1",280,"G","1",null,"Hydro",null,"WEC_CALN","California",6,"Tehama",103,"06103",7,0,1979,9999,null,null,"N","Hydro",{"$nulls":13},0,0,0,0]
["Spaulding 1","281_G_1",281,"G","1",null,"Hydro",null,"WEC_CALN","California",6,"Nevada",57,"06057",7,0,1928,9999,null,null,"N","Hydro",{"$nulls":13},0,0,0,0]
["Spaulding 2","282_G_1",282,"G","1",null,"Hydro",null,"WEC_CALN","California",6,"Nevada",57,"06057",4.4,0,1928,9999,null,null,"N","Hydro",{"$nulls":13},0,0,0,0]
["Spaulding 3","283_G_1",283,"G","1",null,"Hydro",null,"WEC_CALN","California",6,"Nevada",57,"06057",5.8,0,1929,9999,null,null,"N","Hydro",{"$nulls":13},0,0,0,0]
["Spring Gap","284_G_1",284,"G","1",null,"Hydro",null,"WEC_CALN","California",6,"Tuolumne",109,"06109",7,0,1921,9999,null,null,"N","Hydro",{"$nulls":13},0,0,0,0]
["Stanislaus","285_G_HC1",285,"G","HC1",null,"Hydro",null,"WEC_CALN","California",6,"Tuolumne",109,"06109",91,0,1963,9999,null,null,"N","Hydro",{"$nulls":13},0,0,0,0]
["Geysers Unit 5-20","286_G_U11",286,"G","U11",null,"Geothermal",null,"WEC_CALN","California",6,"Sonoma",97,"06097",68,9771,1975,9999,null,null,"N","Geothermal",{"$nulls":13},0,0,0,0,0.3713,0.3713,0.3713]
["Geysers Unit 5-20","286_G_U12",286,"G","U12",null,"Geothermal",null,"WEC_CALN","California",6,"Sonoma",97,"06097",51,9771,1979,9999,null,null,"N","Geothermal",{"$nulls":13},0,0,0,0,0.3713,0.3713,0.3713]
["Geysers Unit 5-20","286_G_U13",286,"G","U13",null,"Geothermal",null,"WEC_CALN","California",6,"Sonoma",97,"06097",65,9771,1980,9999,null,null,"N","Geothermal",{"$nulls":13},0,0,0,0,0.3713,0.3713,0.3713]
["Geysers Unit 5-20","286_G_U14",286,"G","U14",null,"Geothermal",null,"WEC_CALN","California",6,"Sonoma",97,"06097",60,9771,1980,9999,null,null,"N","Geothermal",{"$nulls":13},0,0,0,0,0.3713,0.3713,0.3713]
["Geysers Unit 5-20","286_G_U16",286,"G","U16",null,"Geothermal",null,"WEC_CALN","California",6,"Sonoma",97,"06097",60,9771,1985,9999,null,null,"N","Geothermal",{"$nulls":13},0,0,0,0,0.3713,0.3713,0.3713]
["Geysers Unit 5-20","286_G_U17",286,"G","U17",null,"Geothermal",null,"WEC_CALN","California",6,"Sonoma",97,"06097",60,9771,1982,9999,null,null,"N","Geothermal",{"$nulls":13},0,0,0,0,0.3713,0.3713,0.3713]
["Geysers Unit 5-20","286_G_U18",286,"G","U18",null,"Geothermal",null,"WEC_CALN","California",6,"Sonoma",97,"06097",60,9771,1983,9999,null,null,"N","Geothermal",{"$nulls":13},0,0,0,0,0.3713,0.3713,0.3713]
["Geysers Unit 5-20","286_G_U20",286,"G","U20",null,"Geothermal",null,"WEC_CALN","California",6,"Sonoma",97,"06097",50,9771,1985,9999,null,null,"N","Geothermal",{"$nulls":13},0,0,0,0,0.3713,0.3713,0.3713]
["Geysers Unit 5-20","286_G_U5",286,"G","U5",null,"Geothermal",null,"WEC_CALN","California",6,"Sonoma",97,"06097",45,9771,1971,9999,null,null,"N","Geothermal",{"$nulls":13},0,0,0,0,0.3713,0.3713,0.3713]
["Geysers Unit 5-20","286_G_U6",286,"G","U6",null,"Geothermal",null,"WEC_CALN","California",6,"Sonoma",97,"06097",45,9771,1971,9999,null,null,"N","Geothermal",{"$nulls":13},0,0,0,0,0.3713,0.3713,0.3713]
["Geysers Unit 5-20","286_G_U7",286,"G","U7",null,"Geothermal",null,"WEC_CALN","California",6,"Sonoma",97,"06097",40,9771,1972,9999,null,null,"N","Geothermal",{"$nulls":13},0,0,0,0,0.3713,0.3713,0.3713]
["Geysers Unit 5-20","286_G_U8",286,"G","U8",null,"Geothermal",null,"WEC_CALN","California",6,"Sonoma",97,"06097",40,9771,1972,9999,null,null,"N","Geothermal",{"$nulls":13},0,0,0,0,0.3713,0.3713,0.3713]
["Tiger Creek","287_G_H1",287,"G","H1",null,"Hydro",null,"WEC_CALN","California",6,"Amador",5,"06005",29,0,1931,9999,null,null,"N","Hydro",{"$nulls":13},0,0,0,0]
["Tiger Creek","287_G_H2",287,"G","H2",null,"Hydro",null,"WEC_CALN","California",6,"Amador",5,"06005",29,0,1931,9999,null,null,"N","Hydro",{"$nulls":13},0,0,0,0]
["Tule River","289_G_1",289,"G","1",null,"Hydro",null,"WECC_SCE","California",6,"Tulare",107,"06107",3.2,0,1914,9999,null,null,"N","Hydro",{"$nulls":13},0,0,0,0]
["Tule River","289_G_2",289,"G","2",null,"Hydro",null,"WECC_SCE","California",6,"Tulare",107,"06107",3.2,0,1914,9999,null,null,"N","Hydro",{"$nulls":13},0,0,0,0]
["Volta 1","290_G_1",290,"G","1",null,"Hydro",null,"WEC_CALN","California",6,"Shasta",89,"06089",9,0,1980,9999,null,null,"N","Hydro",{"$nulls":13},0,0,0,0]
["West Point PH","291_G_1",291,"G","1",null,"Hydro",null,"WEC_CALN","California",6,"Amador",5,"06005",14.5,0,1948,9999,null,null,"N","Hydro",{"$nulls":13},0,0,0,0]
["Wise","292_G_1",292,"G","1",null,"Hydro",null,"WEC_CALN","California",6,"Placer",61,"06061",14,0,1917,9999,null,null,"N","Hydro",{"$nulls":13},0,0,0,0]
["Wise","292_G_2",292,"G","2",null,"Hydro",null,"WEC_CALN","California",6,"Placer",61,"06061",3.2,0,1986,9999,null,null,"N","Hydro",{"$nulls":13},0,0,0,0]
["A G Wishon","293_G_1",293,"G","1",null,"Hydro",null,"WEC_CALN","California",6,"Madera",39,"06039",5,0,1910,9999,null,null,"N","Hydro",{"$nulls":13},0,0,0,0]
["A G Wishon","293_G_2",293,"G","2",null,"Hydro",null,"WEC_CALN","California",6,"Madera",39,"06039",5,0,1910,9999,null,null,"N","Hydro",{"$nulls":13},0,0,0,0]
["A G Wishon","293_G_3",293,"G","3",null,"Hydro",null,"WEC_CALN","California",6,"Madera",39,"06039",5,0,1910,9999,null,null,"N","Hydro",{"$nulls":13},0,0,0,0]
["A G Wishon","293_G_4",293,"G","4",null,"Hydro",null,"WEC_CALN","California",6,"Madera",39,"06039",5,0,1910,9999,null,null,"N","Hydro",{"$nulls":13},0,0,0,0]
["Copco 1","294_G_1",294,"G","1",null,"Hydro",null,"WECC_PNW","California",6,"Siskiyou",93,"06093",14,0,1918,9999,null,null,"N","Hydro",{"$nulls":13},0,0,0,0]
["Copco 1","294_G_2",294,"G","2",null,"Hydro",null,"WECC_PNW","California",6,"Siskiyou",93,"06093",14,0,1918,9999,null,null,"N","Hydro",{"$nulls":13},0,0,0,0]
["Copco 2","295_G_1",295,"G","1",null,"Hydro",null,"WECC_PNW","California",6,"Siskiyou",93,"06093",17,0,1925,9999,null,null,"N","Hydro",{"$nulls":13},0,0,0,0]
["Copco 2","295_G_2",295,"G","2",null,"Hydro",null,"WECC_PNW","California",6,"Siskiyou",93,"06093",17,0,1925,9999,null,null,"N","Hydro",{"$nulls":13},0,0,0,0]
["Fall Creek","296_G_1",296,"G","1",null,"Hydro",null,"WECC_PNW","California",6,"Siskiyou",93,"06093",0.4,0,1903,9999,null,null,"N","Hydro",{"$nulls":13},0,0,0,0]
["Fall Creek","296_G_2",296,"G","2",null,"Hydro",null,"WECC_PNW","California",6,"Siskiyou",93,"06093",0.4,0,1907,9999,null,null,"N","Hydro",{"$nulls":13},0,0,0,0]
["Fall Creek","296_G_3",296,"G","3",null,"Hydro",null,"WECC_PNW","California",6,"Siskiyou",93,"06093",1.1,0,1910,9999,null,null,"N","Hydro",{"$nulls":13},0,0,0,0]
["Iron Gate","297_G_1",297,"G","1",null,"Hydro",null,"WECC_PNW","California",6,"Siskiyou",93,"06093",18.8,0,1962,9999,null,null,"N","Hydro",{"$nulls":13},0,0,0,0]
["Limestone","298_B_LIM1",298,"B","LIM1",176,"Coal Steam",null,"ERC_REST","Texas",48,"Limestone",293,"48293",831,10342,1985,9999,"tangential","dry","N","Lignite, Subbituminous","Wet Scrubber",1985,0.9,"LNC3","SNCR",null,"1997","ESPC","No","ACI",2016,null,0.6,0.16546,0.16546,0.16546,0.16546,0.1,0.1,0.1,0.9500000000000001]
["Limestone","298_B_LIM2",298,"B","LIM2",177,"Coal Steam",null,"ERC_REST","Texas",48,"Limestone",293,"48293",858,10301,1986,9999,"tangential","dry","N","Lignite, Subbituminous","Wet Scrubber",1986,0.9,"OFA","SNCR",null,"1997","ESPC","No","ACI",2016,null,0.6,0.18149,0.18149,0.139,0.139,0.1,0.1,0.1,0.9500000000000001]
["Blundell","299_B_1",299,"B","1",null,"Geothermal",null,"WECC_UT","Utah",49,"Beaver",1,"49001",23,9771,1984,9999,null,null,"N","Geothermal",{"$nulls":13},0,0,0,0,0.4563,0.4563,0.4563]
["Blundell","299_B_2",299,"B","2",null,"Geothermal",null,"WECC_UT","Utah",49,"Beaver",1,"49001",11,9771,2007,9999,null,null,"N","Geothermal",{"$nulls":13},0,0,0,0,0.4563,0.4563,0.4563]
["Drop 5","314_G_1",314,"G","1",null,"Hydro",null,"WECC_IID","California",6,"Imperial",25,"06025",1.9,0,1982,9999,null,null,"N","Hydro",{"$nulls":13},0,0,0,0]
["Drop 5","314_G_2",314,"G","2",null,"Hydro",null,"WECC_IID","California",6,"Imperial",25,"06025",1.9,0,1982,9999,null,null,"N","Hydro",{"$nulls":13},0,0,0,0]
["Sepulveda Canyon","316_G_1",316,"G","1",null,"Hydro",null,"WEC_LADW","California",6,"Los Angeles",37,"06037",8.5,0,1982,9999,null,null,"N","Hydro",{"$nulls":13},0,0,0,0]
["Big Creek 1","317_G_1",317,"G","1",null,"Hydro",null,"WECC_SCE","California",6,"Fresno",19,"06019",19.8,0,1913,9999,null,null,"N","Hydro",{"$nulls":13},0,0,0,0]
["Big Creek 1","317_G_2",317,"G","2",null,"Hydro",null,"WECC_SCE","California",6,"Fresno",19,"06019",15.8,0,1913,9999,null,null,"N","Hydro",{"$nulls":13},0,0,0,0]
["Big Creek 1","317_G_3",317,"G","3",null,"Hydro",null,"WECC_SCE","California",6,"Fresno",19,"06019",21.6,0,1923,9999,null,null,"N","Hydro",{"$nulls":13},0,0,0,0]
["Big Creek 1","317_G_4",317,"G","4",null,"Hydro",null,"WECC_SCE","California",6,"Fresno",19,"06019",31.2,0,1925,9999,null,null,"N","Hydro",{"$nulls":13},0,0,0,0]
["Big Creek 2","318_G_3",318,"G","3",null,"Hydro",null,"WECC_SCE","California",6,"Fresno",19,"06019",15.8,0,1913,9999,null,null,"N","Hydro",{"$nulls":13},0,0,0,0]
["Big Creek 2","318_G_4",318,"G","4",null,"Hydro",null,"WECC_SCE","California",6,"Fresno",19,"06019",15.8,0,1914,9999,null,null,"N","Hydro",{"$nulls":13},0,0,0,0]
["Big Creek 2","318_G_5",318,"G","5",null,"Hydro",null,"WECC_SCE","California",6,"Fresno",19,"06019",17.5,0,1921,9999,null,null,"N","Hydro",{"$nulls":13},0,0,0,0]
["Big Creek 2","318_G_6",318,"G","6",null,"Hydro",null,"WECC_SCE","California",6,"Fresno",19,"06019",17.5,0,1925,9999,null,null,"N","Hydro",{"$nulls":13},0,0,0,0]
["Big Creek 3","319_G_1",319,"G","1",null,"Hydro",null,"WECC_SCE","California",6,"Fresno",19,"06019",34,0,1923,9999,null,null,"N","Hydro",{"$nulls":13},0,0,0,0]
["Big Creek 3","319_G_2",319,"G","2",null,"Hydro",null,"WECC_SCE","California",6,"Fresno",19,"06019",34,0,1923,9999,null,null,"N","Hydro",{"$nulls":13},0,0,0,0]
["Big Creek 3","319_G_3",319,"G","3",null,"Hydro",null,"WECC_SCE","California",6,"Fresno",19,"06019",33,0,1923,9999,null,null,"N","Hydro",{"$nulls":13},0,0,0,0]
["Big Creek 3","319_G_4",319,"G","4",null,"Hydro",null,"WECC_SCE","California",6,"Fresno",19,"06019",36,0,1948,9999,null,null,"N","Hydro",{"$nulls":13},0,0,0,0]
["Big Creek 3","319_G_5",319,"G","5",null,"Hydro",null,"WECC_SCE","California",6,"Fresno",19,"06019",36.5,0,1980,9999,null,null,"N","Hydro",{"$nulls":13},0,0,0,0]
["Big Creek 4","320_G_1",320,"G","1",null,"Hydro",null,"WECC_SCE","California",6,"Madera",39,"06039",50,0,1951,9999,null,null,"N","Hydro",{"$nulls":13},0,0,0,0]
["Big Creek 4","320_G_2",320,"G","2",null,"Hydro",null,"WECC_SCE","California",6,"Madera",39,"06039",50,0,1951,9999,null,null,"N","Hydro",{"$nulls":13},0,0,0,0]
["Big Creek 8","321_G_1",321,"G","1",null,"Hydro",null,"WECC_SCE","California",6,"Fresno",19,"06019",25.8,0,1921,9999,null,null,"N","Hydro",{"$nulls":13},0,0,0,0]
["Big Creek 8","321_G_2",321,"G","2",null,"Hydro",null,"WECC_SCE","California",6,"Fresno",19,"06019",45,0,1929,9999,null,null,"N","Hydro",{"$nulls":13},0,0,0,0]
["Big Creek 2A","322_G_1",322,"G","1",null,"Hydro",null,"WECC_SCE","California",6,"Fresno",19,"06019",50,0,1928,9999,null,null,"N","Hydro",{"$nulls":13},0,0,0,0]
["Big Creek 2A","322_G_2",322,"G","2",null,"Hydro",null,"WECC_SCE","California",6,"Fresno",19,"06019",50,0,1928,9999,null,null,"N","Hydro",{"$nulls":13},0,0,0,0]
["Bishop Creek 2","323_G_1",323,"G","1",null,"Hydro",null,"WECC_SCE","California",6,"Inyo",27,"06027",2.5,0,1908,9999,null,null,"N","Hydro",{"$nulls":13},0,0,0,0]
["Bishop Creek 2","323_G_2",323,"G","2",null,"Hydro",null,"WECC_SCE","California",6,"Inyo",27,"06027",2.5,0,1908,9999,null,null,"N","Hydro",{"$nulls":13},0,0,0,0]
["Bishop Creek 2","323_G_3",323,"G","3",null,"Hydro",null,"WECC_SCE","California",6,"Inyo",27,"06027",2.3,0,1911,9999,null,null,"N","Hydro",{"$nulls":13},0,0,0,0]
["Bishop Creek 3","324_G_1",324,"G","1",null,"Hydro",null,"WECC_SCE","California",6,"Inyo",27,"06027",2.8,0,1913,9999,null,null,"N","Hydro",{"$nulls":13},0,0,0,0]
["Bishop Creek 3","324_G_2",324,"G","2",null,"Hydro",null,"WECC_SCE","California",6,"Inyo",27,"06027",2.8,0,1913,9999,null,null,"N","Hydro",{"$nulls":13},0,0,0,0]
["Bishop Creek 3","324_G_3",324,"G","3",null,"Hydro",null,"WECC_SCE","California",6,"Inyo",27,"06027",2.8,0,1913,9999,null,null,"N","Hydro",{"$nulls":13},0,0,0,0]
["Bishop Creek 4","325_G_1",325,"G","1",null,"Hydro",null,"WECC_SCE","California",6,"Inyo",27,"06027",1,0,1905,9999,null,null,"N","Hydro",{"$nulls":13},0,0,0,0]
["Bishop Creek 4","325_G_2",325,"G","2",null,"Hydro",null,"WECC_SCE","California",6,"Inyo",27,"06027",1,0,1905,9999,null,null,"N","Hydro",{"$nulls":13},0,0,0,0]
["Bishop Creek 4","325_G_3",325,"G","3",null,"Hydro",null,"WECC_SCE","California",6,"Inyo",27,"06027",2,0,1906,9999,null,null,"N","Hydro",{"$nulls":13},0,0,0,0]
["Bishop Creek 4","325_G_4",325,"G","4",null,"Hydro",null,"WECC_SCE","California",6,"Inyo",27,"06027",2.2,0,1907,9999,null,null,"N","Hydro",{"$nulls":13},0,0,0,0]
["Bishop Creek 4","325_G_5",325,"G","5",null,"Hydro",null,"WECC_SCE","California",6,"Inyo",27,"06027",2,0,1909,9999,null,null,"N","Hydro",{"$nulls":13},0,0,0,0]
["Bishop Creek 5","326_G_1",326,"G","1",null,"Hydro",null,"WECC_SCE","California",6,"Inyo",27,"06027",2,0,1943,9999,null,null,"N","Hydro",{"$nulls":13},0,0,0,0]
["Bishop Creek 5","326_G_2",326,"G","2",null,"Hydro",null,"WECC_SCE","California",6,"Inyo",27,"06027",1.8,0,1919,9999,null,null,"N","Hydro",{"$nulls":13},0,0,0,0]
["Bishop Creek 6","327_G_1",327,"G","1",null,"Hydro",null,"WECC_SCE","California",6,"Inyo",27,"06027",1.6,0,1913,9999,null,null,"N","Hydro",{"$nulls":13},0,0,0,0]
["Borel","328_G_1",328,"G","1",null,"Hydro",null,"WECC_SCE","California",6,"Kern",29,"06029",2.1,0,1904,9999,null,null,"N","Hydro",{"$nulls":13},0,0,0,0]
["Borel","328_G_2",328,"G","2",null,"Hydro",null,"WECC_SCE","California",6,"Kern",29,"06029",2.5,0,1904,9999,null,null,"N","Hydro",{"$nulls":13},0,0,0,0]
["Borel","328_G_3",328,"G","3",null,"Hydro",null,"WECC_SCE","California",6,"Kern",29,"06029",6,0,1932,9999,null,null,"N","Hydro",{"$nulls":13},0,0,0,0]
["Fontana","332_G_1",332,"G","1",null,"Hydro",null,"WECC_SCE","California",6,"San Bernardino",71,"06071",1.5,0,1917,9999,null,null,"N","Hydro",{"$nulls":13},0,0,0,0]
["Fontana","332_G_2",332,"G","2",null,"Hydro",null,"WECC_SCE","California",6,"San Bernardino",71,"06071",1.5,0,1917,9999,null,null,"N","Hydro",{"$nulls":13},0,0,0,0]
["Kaweah 2","336_G_2",336,"G","2",null,"Hydro",null,"WECC_SCE","California",6,"Tulare",107,"06107",1.8,0,1929,9999,null,null,"N","Hydro",{"$nulls":13},0,0,0,0]
["Kaweah 1","337_G_1",337,"G","1",null,"Hydro",null,"WECC_SCE","California",6,"Tulare",107,"06107",2.3,0,1929,9999,null,null,"N","Hydro",{"$nulls":13},0,0,0,0]
["Kaweah 3","338_G_1",338,"G","1",null,"Hydro",null,"WECC_SCE","California",6,"Tulare",107,"06107",2.4,0,1913,9999,null,null,"N","Hydro",{"$nulls":13},0,0,0,0]
["Kaweah 3","338_G_2",338,"G","2",null,"Hydro",null,"WECC_SCE","California",6,"Tulare",107,"06107",2.1,0,1913,9999,null,null,"N","Hydro",{"$nulls":13},0,0,0,0]
["Kern River 3","339_G_1",339,"G","1",null,"Hydro",null,"WECC_SCE","California",6,"Kern",29,"06029",20.5,0,1921,9999,null,null,"N","Hydro",{"$nulls":13},0,0,0,0]
["Kern River 3","339_G_2",339,"G","2",null,"Hydro",null,"WECC_SCE","California",6,"Kern",29,"06029",19.7,0,1921,9999,null,null,"N","Hydro",{"$nulls":13},0,0,0,0]
["Kern River 1","340_G_1",340,"G","1",null,"Hydro",null,"WECC_SCE","California",6,"Kern",29,"06029",6.6,0,1907,9999,null,null,"N","Hydro",{"$nulls":13},0,0,0,0]
["Kern River 1","340_G_2",340,"G","2",null,"Hydro",null,"WECC_SCE","California",6,"Kern",29,"06029",6.6,0,1907,9999,null,null,"N","Hydro",{"$nulls":13},0,0,0,0]
["Kern River 1","340_G_3",340,"G","3",null,"Hydro",null,"WECC_SCE","California",6,"Kern",29,"06029",6.6,0,1907,9999,null,null,"N","Hydro",{"$nulls":13},0,0,0,0]
["Kern River 1","340_G_4",340,"G","4",null,"Hydro",null,"WECC_SCE","California",6,"Kern",29,"06029",6.6,0,1907,9999,null,null,"N","Hydro",{"$nulls":13},0,0,0,0]
["Long Beach Generation LLC","341_G_CT1",341,"G","CT1",89768,"Combustion Turbine",null,"WECC_SCE","California",6,"Los Angeles",37,"06037",65,16191,1976,9999,null,null,"N","Natural Gas",{"$nulls":3},"H2O","SCR",{"$nulls":8},0.02467,0.02467,0.02467,0.02467]
["Long Beach Generation LLC","341_G_CT2",341,"G","CT2",89769,"Combustion Turbine",null,"WECC_SCE","California",6,"Los Angeles",37,"06037",65,16191,1976,9999,null,null,"N","Natural Gas",{"$nulls":3},"H2O","SCR",{"$nulls":8},0.02651,0.02651,0.02651,0.02651]
["Long Beach Generation LLC","341_G_CT3",341,"G","CT3",89770,"Combustion Turbine",null,"WECC_SCE","California",6,"Los Angeles",37,"06037",65,16191,1976,9999,null,null,"N","Natural Gas",{"$nulls":3},"H2O","SCR",{"$nulls":8},0.02546,0.02546,0.02546,0.02546]
["Long Beach Generation LLC","341_G_CT4",341,"G","CT4",89771,"Combustion Turbine",null,"WECC_SCE","California",6,"Los Angeles",37,"06037",65,16191,1976,9999,null,null,"N","Natural Gas",{"$nulls":3},"H2O","SCR",{"$nulls":8},0.0256,0.0256,0.0256,0.0256]
["Lundy","342_G_1",342,"G","1",null,"Hydro",null,"WECC_SCE","California",6,"Mono",51,"06051",1.5,0,1911,9999,null,null,"N","Hydro",{"$nulls":13},0,0,0,0]
["Lundy","342_G_2",342,"G","2",null,"Hydro",null,"WECC_SCE","California",6,"Mono",51,"06051",1.5,0,1912,9999,null,null,"N","Hydro",{"$nulls":13},0,0,0,0]
["Mammoth Pool","344_G_1",344,"G","1",null,"Hydro",null,"WECC_SCE","California",6,"Madera",39,"06039",80,0,1960,9999,null,null,"N","Hydro",{"$nulls":13},0,0,0,0]
["Mammoth Pool","344_G_2",344,"G","2",null,"Hydro",null,"WECC_SCE","California",6,"Madera",39,"06039",80,0,1960,9999,null,null,"N","Hydro",{"$nulls":13},0,0,0,0]
["Poole","353_G_1",353,"G","1",null,"Hydro",null,"WECC_SCE","California",6,"Mono",51,"06051",11.3,0,1924,9999,null,null,"N","Hydro",{"$nulls":13},0,0,0,0]
["Portal","354_G_1",354,"G","1",null,"Hydro",null,"WECC_SCE","California",6,"Fresno",19,"06019",10.8,0,1956,9999,null,null,"N","Hydro",{"$nulls":13},0,0,0,0]
["Rush Creek","357_G_1",357,"G","1",null,"Hydro",null,"WECC_SCE","California",6,"Mono",51,"06051",5.9,0,1916,9999,null,null,"N","Hydro",{"$nulls":13},0,0,0,0]
["Rush Creek","357_G_2",357,"G","2",null,"Hydro",null,"WECC_SCE","California",6,"Mono",51,"06051",5.5,0,1917,9999,null,null,"N","Hydro",{"$nulls":13},0,0,0,0]
["Mountainview Generating Station","358_G_MV3A",358,"G","MV3A",89500,"Combined Cycle",null,"WECC_SCE","California",6,"San Bernardino",71,"06071",149,7484,2005,9999,null,null,"N","Natural Gas",{"$nulls":3},"DLNB","SCR",2005,{"$nulls":7},0.0056,0.0056,0.0056,0.0056]
["Mountainview Generating Station","358_G_MV3B",358,"G","MV3B",89501,"Combined Cycle",null,"WECC_SCE","California",6,"San Bernardino",71,"06071",149,7484,2005,9999,null,null,"N","Natural Gas",{"$nulls":3},"DLNB","SCR",2005,{"$nulls":7},0.0056,0.0056,0.0056,0.0056]
["Mountainview Generating Station","358_G_MV3C",358,"G","MV3C",null,"Combined Cycle",null,"WECC_SCE","California",6,"San Bernardino",71,"06071",188,7484,2005,9999,null,null,"N","Natural Gas",{"$nulls":3},"DLNB","SCR",2005,{"$nulls":7},0.0056,0.0056,0.0056,0.0056]
["Mountainview Generating Station","358_G_MV4A",358,"G","MV4A",89502,"Combined Cycle",null,"WECC_SCE","California",6,"San Bernardino",71,"06071",149,7484,2006,9999,null,null,"N","Natural Gas",{"$nulls":3},"DLNB","SCR",2005,{"$nulls":7},0.00551,0.00551,0.00551,0.00551]
["Mountainview Generating Station","358_G_MV4B",358,"G","MV4B",89503,"Combined Cycle",null,"WECC_SCE","California",6,"San Bernardino",71,"06071",149,7484,2006,9999,null,null,"N","Natural Gas",{"$nulls":3},"DLNB","SCR",2005,{"$nulls":7},0.00551,0.00551,0.00551,0.00551]
["Mountainview Generating Station","358_G_MV4C",358,"G","MV4C",null,"Combined Cycle",null,"WECC_SCE","California",6,"San Bernardino",71,"06071",188,7484,2006,9999,null,null,"N","Natural Gas",{"$nulls":3},"DLNB","SCR",2005,{"$nulls":7},0.00551,0.00551,0.00551,0.00551]
["Santa Ana 1","361_G_1",361,"G","1",null,"Hydro",null,"WECC_SCE","California",6,"San Bernardino",71,"06071",0.8,0,1899,9999,null,null,"N","Hydro",{"$nulls":13},0,0,0,0]
["Santa Ana 1","361_G_2",361,"G","2",null,"Hydro",null,"WECC_SCE","California",6,"San Bernardino",71,"06071",0.8,0,1899,9999,null,null,"N","Hydro",{"$nulls":13},0,0,0,0]
["Santa Ana 1","361_G_3",361,"G","3",null,"Hydro",null,"WECC_SCE","California",6,"San Bernardino",71,"06071",0.8,0,1899,9999,null,null,"N","Hydro",{"$nulls":13},0,0,0,0]
["Santa Ana 1","361_G_4",361,"G","4",null,"Hydro",null,"WECC_SCE","California",6,"San Bernardino",71,"06071",0.8,0,1899,9999,null,null,"N","Hydro",{"$nulls":13},0,0,0,0]
["Santa Ana 3","363_G_1",363,"G","1",null,"Hydro",null,"WECC_SCE","California",6,"San Bernardino",71,"06071",3.1,0,1999,9999,null,null,"N","Hydro",{"$nulls":13},0,0,0,0]
["Lower Tule River","365_G_1",365,"G","1",null,"Hydro",null,"WECC_SCE","California",6,"Tulare",107,"06107",1.3,0,1909,9999,null,null,"N","Hydro",{"$nulls":13},0,0,0,0]
["Lower Tule River","365_G_2",365,"G","2",null,"Hydro",null,"WECC_SCE","California",6,"Tulare",107,"06107",1.3,0,1909,9999,null,null,"N","Hydro",{"$nulls":13},0,0,0,0]
["Columbia Generating Station","371_G_2",371,"G","2",null,"Nuclear",null,"WECC_PNW","Washington",53,"Benton",5,"53005",1180,10456,1984,2064,null,null,"N","Nuclear Fuel",{"$nulls":13},0,0,0,0]
["Pardee","376_G_1",376,"G","1",null,"Hydro",null,"WEC_CALN","California",6,"Calaveras",9,"06009",8.9,0,1930,9999,null,null,"N","Hydro",{"$nulls":13},0,0,0,0]
["Pardee","376_G_2",376,"G","2",null,"Hydro",null,"WEC_CALN","California",6,"Calaveras",9,"06009",8.9,0,1930,9999,null,null,"N","Hydro",{"$nulls":13},0,0,0,0]
["Pardee","376_G_3",376,"G","3",null,"Hydro",null,"WEC_CALN","California",6,"Calaveras",9,"06009",9.9,0,1983,9999,null,null,"N","Hydro",{"$nulls":13},0,0,0,0]
["Grayson","377_G_1",377,"G","1",null,"Combined Cycle",null,"WEC_LADW","California",6,"Los Angeles",37,"06037",19,9198,1977,9999,null,null,"N","Natural Gas",{"$nulls":4},"SCR",2003,{"$nulls":7},0.02001,0.02001,0.02001,0.02001]
["Grayson","377_G_2",377,"G","2",null,"Combined Cycle",null,"WEC_LADW","California",6,"Los Angeles",37,"06037",19,9198,1977,9999,null,null,"N","Natural Gas",{"$nulls":4},"SCR",2003,{"$nulls":7},0.02001,0.02001,0.02001,0.02001]
["Grayson","377_G_8A",377,"G","8A",null,"Combined Cycle",null,"WEC_LADW","California",6,"Los Angeles",37,"06037",26,9198,1977,9999,"Other","dry","N","Natural Gas",{"$nulls":4},"SCR",2003,{"$nulls":7},0.02001,0.02001,0.02001,0.02001]
["Grayson","377_G_8BC",377,"G","8BC",null,"Combined Cycle",null,"WEC_LADW","California",6,"Los Angeles",37,"06037",46,9198,1977,9999,"Other","dry","N","Natural Gas",{"$nulls":4},"SCR",2003,{"$nulls":7},0.02001,0.02001,0.02001,0.02001]
["Grayson","377_G_9",377,"G","9",89495,"Combustion Turbine",null,"WEC_LADW","California",6,"Los Angeles",37,"06037",48,11118,2004,9999,null,null,"N","Natural Gas",{"$nulls":4},"SCR",{"$nulls":7},0.74,0.02362,0.02362,0.02362,0.02362]
["Prairie River","378_G_1",378,"G","1",null,"Hydro",null,"MIS_MNWI","Minnesota",27,"Itasca",61,"27061",0.5,0,1920,9999,null,null,"N","Hydro",{"$nulls":13},0,0,0,0]
["Prairie River","378_G_2",378,"G","2",null,"Hydro",null,"MIS_MNWI","Minnesota",27,"Itasca",61,"27061",0.2,0,1920,9999,null,null,"N","Hydro",{"$nulls":13},0,0,0,0]
["Dion R Holm","380_G_1",380,"G","1",null,"Hydro",null,"WEC_CALN","California",6,"Tuolumne",109,"06109",78.4,0,1960,9999,null,null,"N","Hydro",{"$nulls":13},0,0,0,0]
["Dion R Holm","380_G_2",380,"G","2",null,"Hydro",null,"WEC_CALN","California",6,"Tuolumne",109,"06109",78.4,0,1960,9999,null,null,"N","Hydro",{"$nulls":13},0,0,0,0]
["Moccasin","381_G_1",381,"G","1",null,"Hydro",null,"WEC_CALN","California",6,"Tuolumne",109,"06109",50,0,1969,9999,null,null,"N","Hydro",{"$nulls":13},0,0,0,0]
["Moccasin","381_G_2",381,"G","2",null,"Hydro",null,"WEC_CALN","California",6,"Tuolumne",109,"06109",50,0,1969,9999,null,null,"N","Hydro",{"$nulls":13},0,0,0,0]
["R C Kirkwood","382_G_1",382,"G","1",null,"Hydro",null,"WEC_CALN","California",6,"Tuolumne",109,"06109",39.5,0,1967,9999,null,null,"N","Hydro",{"$nulls":13},0,0,0,0]
["R C Kirkwood","382_G_2",382,"G","2",null,"Hydro",null,"WEC_CALN","California",6,"Tuolumne",109,"06109",39.5,0,1967,9999,null,null,"N","Hydro",{"$nulls":13},0,0,0,0]
["R C Kirkwood","382_G_3",382,"G","3",null,"Hydro",null,"WEC_CALN","California",6,"Tuolumne",109,"06109",36.5,0,1987,9999,null,null,"N","Hydro",{"$nulls":13},0,0,0,0]
["Joliet 29","384_B_71",384,"B","71",250,"O/G Steam",null,"PJM_COMD","Illinois",17,"Will",197,"17197",259,10809,1965,9999,"tangential","dry","N","Natural Gas",{"$nulls":3},"LNC3","SNCR",null,"2009",{"$nulls":5},1.8,0.06564,0.06564,0.06564,0.06564]
["Joliet 29","384_B_72",384,"B","72",251,"O/G Steam",null,"PJM_COMD","Illinois",17,"Will",197,"17197",259,10809,1965,9999,"tangential","dry","N","Natural Gas",{"$nulls":3},"LNC3","SNCR",null,"2009",{"$nulls":5},1.8,0.06609,0.06609,0.06609,0.06609]
["Joliet 29","384_B_81",384,"B","81",252,"O/G Steam",null,"PJM_COMD","Illinois",17,"Will",197,"17197",259,10800,1965,9999,"tangential","dry","N","Natural Gas",{"$nulls":3},"LNC3","SNCR",null,"2009",{"$nulls":5},1.8,0.07758,0.07758,0.07758,0.07758]
["Joliet 29","384_B_82",384,"B","82",253,"O/G Steam",null,"PJM_COMD","Illinois",17,"Will",197,"17197",259,10800,1965,9999,"tangential","dry","N","Natural Gas",{"$nulls":3},"LNC3","SNCR",null,"2009",{"$nulls":5},1.8,0.07455,0.07455,0.07455,0.07455]
["Drop 2 (CA)","385_G_1",385,"G","1",null,"Hydro",null,"WECC_IID","California",6,"Imperial",25,"06025",4.9,0,1953,9999,null,null,"N","Hydro",{"$nulls":13},0,0,0,0]
["Drop 2 (CA)","385_G_2",385,"G","2",null,"Hydro",null,"WECC_IID","California",6,"Imperial",25,"06025",4.9,0,1953,9999,null,null,"N","Hydro",{"$nulls":13},0,0,0,0]
["Drop 3 (CA)","386_G_1",386,"G","1",null,"Hydro",null,"WECC_IID","California",6,"Imperial",25,"06025",2.7,0,1941,9999,null,null,"N","Hydro",{"$nulls":13},0,0,0,0]
["Drop 3 (CA)","386_G_2",386,"G","2",null,"Hydro",null,"WECC_IID","California",6,"Imperial",25,"06025",4.6,0,1966,9999,null,null,"N","Hydro",{"$nulls":13},0,0,0,0]
["Drop 4","387_G_1",387,"G","1",null,"Hydro",null,"WECC_IID","California",6,"Imperial",25,"06025",8.1,0,1950,9999,null,null,"N","Hydro",{"$nulls":13},0,0,0,0]
["Drop 4","387_G_2",387,"G","2",null,"Hydro",null,"WECC_IID","California",6,"Imperial",25,"06025",11,0,1941,9999,null,null,"N","Hydro",{"$nulls":13},0,0,0,0]
["Pilot Knob","388_G_1",388,"G","1",null,"Hydro",null,"WECC_IID","California",6,"Imperial",25,"06025",10.4,0,1957,9999,null,null,"N","Hydro",{"$nulls":13},0,0,0,0]
["Pilot Knob","388_G_2",388,"G","2",null,"Hydro",null,"WECC_IID","California",6,"Imperial",25,"06025",7.7,0,1957,9999,null,null,"N","Hydro",{"$nulls":13},0,0,0,0]
["El Centro","389_B_4",389,"B","4",257,"O/G Steam",null,"WECC_IID","California",6,"Imperial",25,"06025",70,13106,1968,9999,"wall","dry","N","Natural Gas, Residual Fuel Oil",{"$nulls":4},"SCR",1995,{"$nulls":6},0.74,0.2383,0.06084,0.2383,0.06084]
["El Centro","389_G_2",389,"G","2",null,"Combined Cycle",null,"WECC_IID","California",6,"Imperial",25,"06025",31,8523,1952,9999,null,null,"N","Natural Gas",{"$nulls":4},"SCR",2012,{"$nulls":7},0.03406,0.03406,0.03406,0.03406]
["El Centro","389_G_2A",389,"G","2A",255,"Combined Cycle",null,"WECC_IID","California",6,"Imperial",25,"06025",71,8523,1993,9999,null,null,"N","Natural Gas",{"$nulls":4},"SCR",{"$nulls":8},0.03406,0.03406,0.03406,0.03406]
["El Centro","389_G_30",389,"G","30",null,"Combined Cycle",null,"WECC_IID","California",6,"Imperial",25,"06025",52,8523,2012,9999,null,null,"N","Natural Gas",{"$nulls":3},"DLNB","SCR",1995,{"$nulls":7},0.00506,0.00506,0.00506,0.00506]
["El Centro","389_G_31",389,"G","31",90785,"Combined Cycle",null,"WECC_IID","California",6,"Imperial",25,"06025",45,8523,2012,9999,null,null,"N","Natural Gas",{"$nulls":3},"DLNB","SCR",{"$nulls":8},0.00506,0.00506,0.00506,0.00506]
["El Centro","389_G_32",389,"G","32",90786,"Combined Cycle",null,"WECC_IID","California",6,"Imperial",25,"06025",45,8523,2012,9999,null,null,"N","Natural Gas",{"$nulls":3},"DLNB","SCR",{"$nulls":8},0.00506,0.00506,0.00506,0.00506]
["El Centro","389_G_BESS",389,"G","BESS",null,"Energy Storage",null,"WECC_IID","California",6,"Imperial",25,"06025",28,0,2016,9999,null,null,"N","Energy Storage",{"$nulls":13},0,0,0,0]
["Big Pine Creek","391_G_1",391,"G","1",null,"Hydro",null,"WEC_LADW","California",6,"Inyo",27,"06027",3,0,1925,9999,null,null,"N","Hydro",{"$nulls":13},0,0,0,0]
["Castaic","392_G_1",392,"G","1",null,"Pumped Storage",null,"WEC_LADW","California",6,"Los Angeles",37,"06037",270.5,0,1973,9999,null,null,"N","Pumped Storage",{"$nulls":13},0,0,0,0]
["Castaic","392_G_2",392,"G","2",null,"Pumped Storage",null,"WEC_LADW","California",6,"Los Angeles",37,"06037",270.5,0,1974,9999,null,null,"N","Pumped Storage",{"$nulls":13},0,0,0,0]
["Castaic","392_G_3",392,"G","3",null,"Pumped Storage",null,"WEC_LADW","California",6,"Los Angeles",37,"06037",270.5,0,1977,9999,null,null,"N","Pumped Storage",{"$nulls":13},0,0,0,0]
["Castaic","392_G_4",392,"G","4",null,"Pumped Storage",null,"WEC_LADW","California",6,"Los Angeles",37,"06037",270.5,0,1977,9999,null,null,"N","Pumped Storage",{"$nulls":13},0,0,0,0]
["Castaic","392_G_5",392,"G","5",null,"Pumped Storage",null,"WEC_LADW","California",6,"Los Angeles",37,"06037",270.5,0,1978,9999,null,null,"N","Pumped Storage",{"$nulls":13},0,0,0,0]
["Castaic","392_G_6",392,"G","6",null,"Pumped Storage",null,"WEC_LADW","California",6,"Los Angeles",37,"06037",270.5,0,1978,9999,null,null,"N","Pumped Storage",{"$nulls":13},0,0,0,0]
["Castaic","392_G_7",392,"G","7",null,"Hydro",null,"WEC_LADW","California",6,"Los Angeles",37,"06037",55.9,0,1972,9999,null,null,"N","Hydro",{"$nulls":13},0,0,0,0]
["Control Gorge","393_G_1",393,"G","1",null,"Hydro",null,"WEC_LADW","California",6,"Inyo",27,"06027",37.5,0,1952,9999,null,null,"N","Hydro",{"$nulls":13},0,0,0,0]
["Cottonwood","394_G_1",394,"G","1",null,"Hydro",null,"WEC_LADW","California",6,"Inyo",27,"06027",1.2,0,1908,9999,null,null,"N","Hydro",{"$nulls":13},0,0,0,0]
["Cottonwood","394_G_2",394,"G","2",null,"Hydro",null,"WEC_LADW","California",6,"Inyo",27,"06027",1.2,0,1909,9999,null,null,"N","Hydro",{"$nulls":13},0,0,0,0]
["Foothill","396_G_1",396,"G","1",null,"Hydro",null,"WEC_LADW","California",6,"Los Angeles",37,"06037",8.6,0,1971,9999,null,null,"N","Hydro",{"$nulls":13},0,0,0,0]
["Franklin (CA)","397_G_1",397,"G","1",null,"Hydro",null,"WEC_LADW","California",6,"Los Angeles",37,"06037",2,0,1921,9999,null,null,"N","Hydro",{"$nulls":13},0,0,0,0]
["Haiwee","398_G_1",398,"G","1",null,"Hydro",null,"WEC_LADW","California",6,"Inyo",27,"06027",2.5,0,1927,9999,null,null,"N","Hydro",{"$nulls":13},0,0,0,0]
["Haiwee","398_G_2",398,"G","2",null,"Hydro",null,"WEC_LADW","California",6,"Inyo",27,"06027",2.5,0,1927,9999,null,null,"N","Hydro",{"$nulls":13},0,0,0,0]
["Harbor","399_G_10A",399,"G","10A",259,"Combined Cycle",null,"WEC_LADW","California",6,"Los Angeles",37,"06037",72,11115,1994,9999,null,null,"N","Natural Gas, Distillate Fuel Oil",{"$nulls":3},"NH3","SCR",1994,{"$nulls":7},0.0254,0.0254,0.0254,0.0254]
["Harbor","399_G_10B",399,"G","10B",260,"Combined Cycle",null,"WEC_LADW","California",6,"Los Angeles",37,"06037",72,11115,1994,9999,null,null,"N","Natural Gas, Distillate Fuel Oil",{"$nulls":3},"NH3","SCR",1994,{"$nulls":7},0.0254,0.0254,0.0254,0.0254]
["Harbor","399_G_5",399,"G","5",null,"Combined Cycle",null,"WEC_LADW","California",6,"Los Angeles",37,"06037",56,11115,1949,9999,null,null,"N","Natural Gas, Distillate Fuel Oil",{"$nulls":3},"NH3","SCR",1994,{"$nulls":7},0.0254,0.0254,0.0254,0.0254]
["Harbor","399_G_GT10",399,"G","GT10",262,"Combustion Turbine",null,"WEC_LADW","California",6,"Los Angeles",37,"06037",47.4,10879,2002,9999,null,null,"N","Natural Gas, Distillate Fuel Oil",{"$nulls":4},"SCR",{"$nulls":7},0.74,0.02609,0.02609,0.02609,0.02609]
["Harbor","399_G_GT11",399,"G","GT11",263,"Combustion Turbine",null,"WEC_LADW","California",6,"Los Angeles",37,"06037",47.4,10880,2002,9999,null,null,"N","Natural Gas, Distillate Fuel Oil",{"$nulls":4},"SCR",{"$nulls":7},0.74,0.02344,0.02344,0.02344,0.02344]
["Harbor","399_G_GT12",399,"G","GT12",264,"Combustion Turbine",null,"WEC_LADW","California",6,"Los Angeles",37,"06037",47.4,10880,2002,9999,null,null,"N","Natural Gas, Distillate Fuel Oil",{"$nulls":4},"SCR",{"$nulls":7},0.74,0.0249,0.0249,0.0249,0.0249]
["Harbor","399_G_GT13",399,"G","GT13",265,"Combustion Turbine",null,"WEC_LADW","California",6,"Los Angeles",37,"06037",47.4,10880,2002,9999,null,null,"N","Natural Gas, Distillate Fuel Oil",{"$nulls":4},"SCR",{"$nulls":7},0.74,0.02562,0.02562,0.02562,0.02562]
["Harbor","399_G_GT14",399,"G","GT14",266,"Combustion Turbine",null,"WEC_LADW","California",6,"Los Angeles",37,"06037",47.4,10880,2002,9999,null,null,"N","Natural Gas, Distillate Fuel Oil",{"$nulls":4},"SCR",{"$nulls":7},0.74,0.02842,0.02842,0.02842,0.02842]
["Haynes","400_B_1",400,"B","1",271,"O/G Steam",null,"WEC_LADW","California",6,"Los Angeles",37,"06037",222,11523,2005,9999,"wall","dry","N","Natural Gas, Residual Fuel Oil",{"$nulls":3},"NH3","SCR",1993,{"$nulls":6},0.74,0.00217,0.00217,0.00217,0.00217]
["Haynes","400_B_2",400,"B","2",272,"O/G Steam",null,"WEC_LADW","California",6,"Los Angeles",37,"06037",222,11511,1963,9999,"wall","dry","N","Natural Gas, Residual Fuel Oil",{"$nulls":3},"NH3","SCR",1993,{"$nulls":6},0.74,3.79E-3,3.79E-3,3.79E-3,3.79E-3]
["Haynes","400_G_10",400,"G","10",89434,"Combined Cycle",null,"WEC_LADW","California",6,"Los Angeles",37,"06037",157.5,7243,2005,9999,null,null,"N","Natural Gas, Distillate Fuel Oil",{"$nulls":3},"DLNB","SCR",{"$nulls":8},0.0067,0.0067,0.0067,0.0067]
["Haynes","400_G_11",400,"G","11",90755,"Combustion Turbine",null,"WEC_LADW","California",6,"Los Angeles",37,"06037",96.3,10745,2013,9999,null,null,"N","Natural Gas",{"$nulls":3},"H2O","SCR",{"$nulls":8},0.00948,0.00948,0.00948,0.00948]
["Haynes","400_G_12",400,"G","12",90756,"Combustion Turbine",null,"WEC_LADW","California",6,"Los Angeles",37,"06037",96.3,10745,2013,9999,null,null,"N","Natural Gas",{"$nulls":3},"H2O","SCR",{"$nulls":8},0.00927,0.00927,0.00927,0.00927]
["Haynes","400_G_13",400,"G","13",90757,"Combustion Turbine",null,"WEC_LADW","California",6,"Los Angeles",37,"06037",96.3,10745,2013,9999,null,null,"N","Natural Gas",{"$nulls":3},"H2O","SCR",{"$nulls":8},0.01067,0.01067,0.01067,0.01067]
["Haynes","400_G_14",400,"G","14",90758,"Combustion Turbine",null,"WEC_LADW","California",6,"Los Angeles",37,"06037",96.3,10745,2013,9999,null,null,"N","Natural Gas",{"$nulls":3},"H2O","SCR",{"$nulls":8},0.01,0.01,0.01,0.01]
["Haynes","400_G_15",400,"G","15",90759,"Combustion Turbine",null,"WEC_LADW","California",6,"Los Angeles",37,"06037",96.3,10745,2013,9999,null,null,"N","Natural Gas",{"$nulls":3},"H2O","SCR",{"$nulls":8},0.01081,0.01081,0.01081,0.01081]
["Haynes","400_G_16",400,"G","16",90760,"Combustion Turbine",null,"WEC_LADW","California",6,"Los Angeles",37,"06037",96.3,10745,2013,9999,null,null,"N","Natural Gas",{"$nulls":3},"H2O","SCR",{"$nulls":8},0.01041,0.01041,0.01041,0.01041]
["Haynes","400_G_8",400,"G","8",null,"Combined Cycle",null,"WEC_LADW","California",6,"Los Angeles",37,"06037",235,7243,2005,9999,null,null,"N","Natural Gas, Distillate Fuel Oil",{"$nulls":3},"DLNB + NH3","SCR",2003,{"$nulls":7},0.0067,0.0067,0.0067,0.0067]
["Haynes","400_G_9",400,"G","9",89433,"Combined Cycle",null,"WEC_LADW","California",6,"Los Angeles",37,"06037",157.5,7243,2005,9999,null,null,"N","Natural Gas, Distillate Fuel Oil",{"$nulls":3},"DLNB","SCR",{"$nulls":8},0.0067,0.0067,0.0067,0.0067]
["Middle Gorge","401_G_1",401,"G","1",null,"Hydro",null,"WEC_LADW","California",6,"Mono",51,"06051",37.5,0,1952,9999,null,null,"N","Hydro",{"$nulls":13},0,0,0,0]
["Pleasant Valley Hydro","402_G_1",402,"G","1",null,"Hydro",null,"WEC_LADW","California",6,"Inyo",27,"06027",2.7,0,1958,9999,null,null,"N","Hydro",{"$nulls":13},0,0,0,0]
["San Fernando","403_G_1",403,"G","1",null,"Hydro",null,"WEC_LADW","California",6,"Los Angeles",37,"06037",3.2,0,1922,9999,null,null,"N","Hydro",{"$nulls":13},0,0,0,0]
["San Fernando","403_G_2",403,"G","2",null,"Hydro",null,"WEC_LADW","California",6,"Los Angeles",37,"06037",2.9,0,1922,9999,null,null,"N","Hydro",{"$nulls":13},0,0,0,0]
["Scattergood","404_G_4",404,"G","4",90958,"Combined Cycle",null,"WEC_LADW","California",6,"Los Angeles",37,"06037",204,7050,2016,9999,null,null,"N","Natural Gas",{"$nulls":4},"SCR",{"$nulls":8},0.00674,0.00674,0.00674,0.00674]
["Scattergood","404_G_5",404,"G","5",null,"Combined Cycle",null,"WEC_LADW","California",6,"Los Angeles",37,"06037",102,7050,2016,9999,null,null,"N","Natural Gas",{"$nulls":4},"SCR",{"$nulls":8},0.00674,0.00674,0.00674,0.00674]
["Scattergood","404_G_6",404,"G","6",90959,"Combustion Turbine",null,"WEC_LADW","California",6,"Los Angeles",37,"06037",102,10745,2016,9999,null,null,"N","Natural Gas",{"$nulls":3},"H2O","SCR",{"$nulls":8},0.00944,0.00944,0.00944,0.00944]
["Scattergood","404_G_7",404,"G","7",90960,"Combustion Turbine",null,"WEC_LADW","California",6,"Los Angeles",37,"06037",102,10745,2016,9999,null,null,"N","Natural Gas",{"$nulls":3},"H2O","SCR",{"$nulls":8},0.0094,0.0094,0.0094,0.0094]
["Upper Gorge","407_G_1",407,"G","1",null,"Hydro",null,"WEC_LADW","California",6,"Mono",51,"06051",37.5,0,1953,9999,null,null,"N","Hydro",{"$nulls":13},0,0,0,0]
["Valley (CA)","408_G_5",408,"G","5",284,"Combustion Turbine",null,"WEC_LADW","California",6,"Los Angeles",37,"06037",43,10812,2002,9999,null,null,"N","Natural Gas, Distillate Fuel Oil",{"$nulls":4},"SCR",{"$nulls":7},0.74,0.02822,0.02822,0.02822,0.02822]
["Valley (CA)","408_G_6",408,"G","6",89304,"Combined Cycle",null,"WEC_LADW","California",6,"Los Angeles",37,"06037",156,7392,2004,9999,null,null,"N","Natural Gas, Distillate Fuel Oil",{"$nulls":3},"DLNB + NH3","SCR",2002,{"$nulls":6},0.395,0.01071,0.01071,0.01071,0.01071]
["Valley (CA)","408_G_7",408,"G","7",89305,"Combined Cycle",null,"WEC_LADW","California",6,"Los Angeles",37,"06037",156,7392,2004,9999,null,null,"N","Natural Gas, Distillate Fuel Oil",{"$nulls":3},"DLNB + NH3","SCR",2002,{"$nulls":6},0.395,0.01071,0.01071,0.01071,0.01071]
["Valley (CA)","408_G_8",408,"G","8",null,"Combined Cycle",null,"WEC_LADW","California",6,"Los Angeles",37,"06037",201,7392,2004,9999,null,null,"N","Natural Gas, Distillate Fuel Oil",{"$nulls":3},"DLNB + NH3","SCR",2002,{"$nulls":6},0.395,0.01071,0.01071,0.01071,0.01071]
["Exchequer","409_G_1",409,"G","1",null,"Hydro",null,"WEC_CALN","California",6,"Mariposa",43,"06043",94.5,0,1967,9999,null,null,"N","Hydro",{"$nulls":13},0,0,0,0]
["McSwain","410_G_1",410,"G","1",null,"Hydro",null,"WEC_CALN","California",6,"Mariposa",43,"06043",9,0,1967,9999,null,null,"N","Hydro",{"$nulls":13},0,0,0,0]
["Chicago Park","412_G_2P",412,"G","2P",null,"Hydro",null,"WEC_CALN","California",6,"Nevada",57,"06057",44,0,1965,9999,null,null,"N","Hydro",{"$nulls":13},0,0,0,0]
["Dutch Flat 2","413_G_3P",413,"G","3P",null,"Hydro",null,"WEC_CALN","California",6,"Nevada",57,"06057",27.3,0,1965,9999,null,null,"N","Hydro",{"$nulls":13},0,0,0,0]
["Beardsley","414_G_1",414,"G","1",null,"Hydro",null,"WEC_CALN","California",6,"Tuolumne",109,"06109",11,0,1957,9999,null,null,"N","Hydro",{"$nulls":13},0,0,0,0]
["Donnells","415_G_H1",415,"G","H1",null,"Hydro",null,"WEC_CALN","California",6,"Tuolumne",109,"06109",72,0,1957,9999,null,null,"N","Hydro",{"$nulls":13},0,0,0,0]
["Tulloch","416_G_1",416,"G","1",null,"Hydro",null,"WEC_CALN","California",6,"Tuolumne",109,"06109",9,0,1958,9999,null,null,"N","Hydro",{"$nulls":13},0,0,0,0]
["Tulloch","416_G_2",416,"G","2",null,"Hydro",null,"WEC_CALN","California",6,"Tuolumne",109,"06109",10,0,1958,9999,null,null,"N","Hydro",{"$nulls":13},0,0,0,0]
["Tulloch","416_G_3",416,"G","3",null,"Hydro",null,"WEC_CALN","California",6,"Tuolumne",109,"06109",6.8,0,2012,9999,null,null,"N","Hydro",{"$nulls":13},0,0,0,0]
["Forbestown","417_G_1",417,"G","1",null,"Hydro",null,"WEC_CALN","California",6,"Butte",7,"06007",36,0,1963,9999,null,null,"N","Hydro",{"$nulls":13},0,0,0,0]
["Kelly Ridge","418_G_1",418,"G","1",null,"Hydro",null,"WEC_CALN","California",6,"Butte",7,"06007",9,0,1963,9999,null,null,"N","Hydro",{"$nulls":13},0,0,0,0]
["Woodleaf","419_G_1",419,"G","1",null,"Hydro",null,"WEC_CALN","California",6,"Butte",7,"06007",59,0,1963,9999,null,null,"N","Hydro",{"$nulls":13},0,0,0,0]
["Glenarm","422_G_GT1",422,"G","GT1",null,"Combustion Turbine",null,"WECC_SCE","California",6,"Los Angeles",37,"06037",28.6,11544,1976,9999,null,null,"N","Natural Gas",{"$nulls":4},"SCR",{"$nulls":7},0.74,0.14563,0.14563,0.14563,0.14563]
["Glenarm","422_G_GT2",422,"G","GT2",null,"Combustion Turbine",null,"WECC_SCE","California",6,"Los Angeles",37,"06037",28.6,11544,1976,9999,null,null,"N","Natural Gas",{"$nulls":4},"SCR",{"$nulls":7},0.74,0.14563,0.14563,0.14563,0.14563]
["Glenarm","422_G_GT3",422,"G","GT3",88258,"Combustion Turbine",null,"WECC_SCE","California",6,"Los Angeles",37,"06037",47.2,11539,2004,9999,null,null,"N","Natural Gas",{"$nulls":4},"SCR",{"$nulls":7},0.74,0.02563,0.02563,0.02563,0.02563]
["Glenarm","422_G_GT4",422,"G","GT4",88259,"Combustion Turbine",null,"WECC_SCE","California",6,"Los Angeles",37,"06037",47.2,11539,2004,9999,null,null,"N","Natural Gas",{"$nulls":4},"SCR",{"$nulls":7},0.74,0.03102,0.03102,0.03102,0.03102]
["Glenarm","422_G_GT5",422,"G","GT5",90975,"Combined Cycle",null,"WECC_SCE","California",6,"Los Angeles",37,"06037",68,7050,2016,9999,null,null,"N","Natural Gas",{"$nulls":4},"SCR",{"$nulls":8},0.09857,0.02507,0.09857,0.02507]
["Glenarm","422_G_ST1",422,"G","ST1",null,"Combined Cycle","","WECC_SCE","California",6,"Los Angeles",37,"06037",16,7050,2016,9999,null,null,"N","Natural Gas",{"$nulls":4},"SCR",{"$nulls":8},0.09857,0.02507,0.09857,0.02507]
["French Meadows","424_G_1",424,"G","1",null,"Hydro",null,"WEC_CALN","California",6,"Placer",61,"06061",17,0,1966,9999,null,null,"N","Hydro",{"$nulls":13},0,0,0,0]
["Middle Fork","425_G_1",425,"G","1",null,"Hydro",null,"WEC_CALN","California",6,"Placer",61,"06061",61,0,1966,9999,null,null,"N","Hydro",{"$nulls":13},0,0,0,0]
["Middle Fork","425_G_2",425,"G","2",null,"Hydro",null,"WEC_CALN","California",6,"Placer",61,"06061",61,0,1966,9999,null,null,"N","Hydro",{"$nulls":13},0,0,0,0]
["Oxbow (CA)","426_G_1",426,"G","1",null,"Hydro",null,"WEC_CALN","California",6,"Placer",61,"06061",6,0,1966,9999,null,null,"N","Hydro",{"$nulls":13},0,0,0,0]
["Ralston","427_G_1",427,"G","1",null,"Hydro",null,"WEC_CALN","California",6,"Placer",61,"06061",86.3,0,1966,9999,null,null,"N","Hydro",{"$nulls":13},0,0,0,0]
["Parker","428_G_1",428,"G","1",null,"Hydro",null,"WEC_CALN","California",6,"Merced",47,"06047",2.7,0,1982,9999,null,null,"N","Hydro",{"$nulls":13},0,0,0,0]
["Camino","430_G_H1",430,"G","H1",null,"Hydro",null,"WEC_BANC","California",6,"El Dorado",17,"06017",78.9,0,1963,9999,null,null,"N","Hydro",{"$nulls":13},0,0,0,0]
["Camino","430_G_H2",430,"G","H2",null,"Hydro",null,"WEC_BANC","California",6,"El Dorado",17,"06017",77,0,1968,9999,null,null,"N","Hydro",{"$nulls":13},0,0,0,0]
["Jaybird","431_G_H1",431,"G","H1",null,"Hydro",null,"WEC_BANC","California",6,"El Dorado",17,"06017",78.1,0,1961,9999,null,null,"N","Hydro",{"$nulls":13},0,0,0,0]
["Jaybird","431_G_H2",431,"G","H2",null,"Hydro",null,"WEC_BANC","California",6,"El Dorado",17,"06017",78.1,0,1962,9999,null,null,"N","Hydro",{"$nulls":13},0,0,0,0]
["Loon Lake","432_G_H1",432,"G","H1",null,"Hydro",null,"WEC_BANC","California",6,"El Dorado",17,"06017",74.1,0,1971,9999,null,null,"N","Hydro",{"$nulls":13},0,0,0,0]
["Robbs Peak","433_G_1",433,"G","1",null,"Hydro",null,"WEC_BANC","California",6,"El Dorado",17,"06017",25.5,0,1965,9999,null,null,"N","Hydro",{"$nulls":13},0,0,0,0]
["White Rock/Slab Creek","435_G_H1",435,"G","H1",null,"Hydro",null,"WEC_BANC","California",6,"El Dorado",17,"06017",108,0,1968,9999,null,null,"N","Hydro",{"$nulls":13},0,0,0,0]
["White Rock/Slab Creek","435_G_H2",435,"G","H2",null,"Hydro",null,"WEC_BANC","California",6,"El Dorado",17,"06017",133,0,1968,9999,null,null,"N","Hydro",{"$nulls":13},0,0,0,0]
["White Rock/Slab Creek","435_G_H4",435,"G","H4",null,"Hydro","","WEC_BANC","California",6,"El Dorado",17,"06017",0.5,0,1983,9999,null,null,"N","Hydro",{"$nulls":13},0,0,0,0]
["Devil Canyon","436_G_1",436,"G","1",null,"Hydro",null,"WECC_SCE","California",6,"San Bernardino",71,"06071",57,0,1972,9999,null,null,"N","Hydro",{"$nulls":13},0,0,0,0]
["Devil Canyon","436_G_2",436,"G","2",null,"Hydro",null,"WECC_SCE","California",6,"San Bernardino",71,"06071",57,0,1976,9999,null,null,"N","Hydro",{"$nulls":13},0,0,0,0]
["Devil Canyon","436_G_3",436,"G","3",null,"Hydro",null,"WECC_SCE","California",6,"San Bernardino",71,"06071",74,0,1994,9999,null,null,"N","Hydro",{"$nulls":13},0,0,0,0]
["Devil Canyon","436_G_4",436,"G","4",null,"Hydro",null,"WECC_SCE","California",6,"San Bernardino",71,"06071",74,0,1992,9999,null,null,"N","Hydro",{"$nulls":13},0,0,0,0]
["Edward C Hyatt","437_G_1",437,"G","1",null,"Hydro",null,"WEC_CALN","California",6,"Butte",7,"06007",135.3,0,1968,9999,null,null,"N","Hydro",{"$nulls":13},0,0,0,0]
["Edward C Hyatt","437_G_3",437,"G","3",null,"Hydro",null,"WEC_CALN","California",6,"Butte",7,"06007",135.3,0,1968,9999,null,null,"N","Hydro",{"$nulls":13},0,0,0,0]
["Edward C Hyatt","437_G_5",437,"G","5",null,"Hydro",null,"WEC_CALN","California",6,"Butte",7,"06007",135.3,0,1968,9999,null,null,"N","Hydro",{"$nulls":13},0,0,0,0]
["Don Pedro","439_G_1",439,"G","1",null,"Hydro",null,"WEC_CALN","California",6,"Tuolumne",109,"06109",55,0,1971,9999,null,null,"N","Hydro",{"$nulls":13},0,0,0,0]
["Don Pedro","439_G_2",439,"G","2",null,"Hydro",null,"WEC_CALN","California",6,"Tuolumne",109,"06109",55,0,1971,9999,null,null,"N","Hydro",{"$nulls":13},0,0,0,0]
["Don Pedro","439_G_3",439,"G","3",null,"Hydro",null,"WEC_CALN","California",6,"Tuolumne",109,"06109",55,0,1971,9999,null,null,"N","Hydro",{"$nulls":13},0,0,0,0]
["Don Pedro","439_G_4",439,"G","4",null,"Hydro",null,"WEC_CALN","California",6,"Tuolumne",109,"06109",38.2,0,1989,9999,null,null,"N","Hydro",{"$nulls":13},0,0,0,0]
["La Grange","440_G_1",440,"G","1",null,"Hydro",null,"WEC_CALN","California",6,"Stanislaus",99,"06099",1,0,1924,9999,null,null,"N","Hydro",{"$nulls":13},0,0,0,0]
["La Grange","440_G_2",440,"G","2",null,"Hydro",null,"WEC_CALN","California",6,"Stanislaus",99,"06099",3.3,0,1924,9999,null,null,"N","Hydro",{"$nulls":13},0,0,0,0]
["Folsom","441_G_1",441,"G","1",null,"Hydro",null,"WEC_CALN","California",6,"Sacramento",67,"06067",71.7,0,1955,9999,null,null,"N","Hydro",{"$nulls":13},0,0,0,0]
["Folsom","441_G_2",441,"G","2",null,"Hydro",null,"WEC_CALN","California",6,"Sacramento",67,"06067",71.7,0,1955,9999,null,null,"N","Hydro",{"$nulls":13},0,0,0,0]
["Folsom","441_G_3",441,"G","3",null,"Hydro",null,"WEC_CALN","California",6,"Sacramento",67,"06067",71.7,0,1955,9999,null,null,"N","Hydro",{"$nulls":13},0,0,0,0]
["Judge F Carr","442_G_1",442,"G","1",null,"Hydro",null,"WEC_CALN","California",6,"Shasta",89,"06089",88.7,0,1963,9999,null,null,"N","Hydro",{"$nulls":13},0,0,0,0]
["Judge F Carr","442_G_2",442,"G","2",null,"Hydro",null,"WEC_CALN","California",6,"Shasta",89,"06089",88.7,0,1963,9999,null,null,"N","Hydro",{"$nulls":13},0,0,0,0]
["Keswick","443_G_1",443,"G","1",null,"Hydro",null,"WEC_CALN","California",6,"Shasta",89,"06089",39,0,1950,9999,null,null,"N","Hydro",{"$nulls":13},0,0,0,0]
["Keswick","443_G_2",443,"G","2",null,"Hydro",null,"WEC_CALN","California",6,"Shasta",89,"06089",39,0,1949,9999,null,null,"N","Hydro",{"$nulls":13},0,0,0,0]
["Keswick","443_G_3",443,"G","3",null,"Hydro",null,"WEC_CALN","California",6,"Shasta",89,"06089",39,0,1949,9999,null,null,"N","Hydro",{"$nulls":13},0,0,0,0]
["Nimbus","444_G_1",444,"G","1",null,"Hydro",null,"WEC_CALN","California",6,"Sacramento",67,"06067",8.3,0,1955,9999,null,null,"N","Hydro",{"$nulls":13},0,0,0,0]
["Nimbus","444_G_2",444,"G","2",null,"Hydro",null,"WEC_CALN","California",6,"Sacramento",67,"06067",8.3,0,1955,9999,null,null,"N","Hydro",{"$nulls":13},0,0,0,0]
["Shasta","445_G_1",445,"G","1",null,"Hydro",null,"WEC_CALN","California",6,"Shasta",89,"06089",142,0,1949,9999,null,null,"N","Hydro",{"$nulls":13},0,0,0,0]
["Shasta","445_G_2",445,"G","2",null,"Hydro",null,"WEC_CALN","California",6,"Shasta",89,"06089",142,0,1948,9999,null,null,"N","Hydro",{"$nulls":13},0,0,0,0]
["Shasta","445_G_3",445,"G","3",null,"Hydro",null,"WEC_CALN","California",6,"Shasta",89,"06089",142,0,1944,9999,null,null,"N","Hydro",{"$nulls":13},0,0,0,0]
["Shasta","445_G_4",445,"G","4",null,"Hydro",null,"WEC_CALN","California",6,"Shasta",89,"06089",142,0,1944,9999,null,null,"N","Hydro",{"$nulls":13},0,0,0,0]
["Shasta","445_G_5",445,"G","5",null,"Hydro",null,"WEC_CALN","California",6,"Shasta",89,"06089",142,0,1948,9999,null,null,"N","Hydro",{"$nulls":13},0,0,0,0]
["Shasta","445_G_S1",445,"G","S1",null,"Hydro",null,"WEC_CALN","California",6,"Shasta",89,"06089",2,0,1944,9999,null,null,"N","Hydro",{"$nulls":13},0,0,0,0]
["Shasta","445_G_S2",445,"G","S2",null,"Hydro",null,"WEC_CALN","California",6,"Shasta",89,"06089",2,0,1944,9999,null,null,"N","Hydro",{"$nulls":13},0,0,0,0]
["ONeill","446_G_1",446,"G","1",null,"Pumped Storage",null,"WEC_CALN","California",6,"Merced",47,"06047",2.4,0,1968,9999,null,null,"N","Pumped Storage",{"$nulls":13},0,0,0,0]
["ONeill","446_G_2",446,"G","2",null,"Pumped Storage",null,"WEC_CALN","California",6,"Merced",47,"06047",2.4,0,1968,9999,null,null,"N","Pumped Storage",{"$nulls":13},0,0,0,0]
["ONeill","446_G_3",446,"G","3",null,"Pumped Storage",null,"WEC_CALN","California",6,"Merced",47,"06047",2.4,0,1967,9999,null,null,"N","Pumped Storage",{"$nulls":13},0,0,0,0]
["ONeill","446_G_4",446,"G","4",null,"Pumped Storage",null,"WEC_CALN","California",6,"Merced",47,"06047",2.4,0,1967,9999,null,null,"N","Pumped Storage",{"$nulls":13},0,0,0,0]
["ONeill","446_G_5",446,"G","5",null,"Pumped Storage",null,"WEC_CALN","California",6,"Merced",47,"06047",2.4,0,1968,9999,null,null,"N","Pumped Storage",{"$nulls":13},0,0,0,0]
["ONeill","446_G_6",446,"G","6",null,"Pumped Storage",null,"WEC_CALN","California",6,"Merced",47,"06047",2.4,0,1967,9999,null,null,"N","Pumped Storage",{"$nulls":13},0,0,0,0]
["Parker Dam","447_G_1",447,"G","1",null,"Hydro",null,"WECC_AZ","California",6,"San Bernardino",71,"06071",30,0,1942,9999,null,null,"N","Hydro",{"$nulls":13},0,0,0,0]
["Parker Dam","447_G_2",447,"G","2",null,"Hydro",null,"WECC_AZ","California",6,"San Bernardino",71,"06071",30,0,1943,9999,null,null,"N","Hydro",{"$nulls":13},0,0,0,0]
["Parker Dam","447_G_3",447,"G","3",null,"Hydro",null,"WECC_AZ","California",6,"San Bernardino",71,"06071",30,0,1942,9999,null,null,"N","Hydro",{"$nulls":13},0,0,0,0]
["Parker Dam","447_G_4",447,"G","4",null,"Hydro",null,"WECC_AZ","California",6,"San Bernardino",71,"06071",30,0,1943,9999,null,null,"N","Hydro",{"$nulls":13},0,0,0,0]
["W R Gianelli","448_G_1",448,"G","1",null,"Pumped Storage",null,"WEC_CALN","California",6,"Merced",47,"06047",51,0,1968,9999,null,null,"N","Pumped Storage",{"$nulls":13},0,0,0,0]
["W R Gianelli","448_G_2",448,"G","2",null,"Pumped Storage",null,"WEC_CALN","California",6,"Merced",47,"06047",50,0,1968,9999,null,null,"N","Pumped Storage",{"$nulls":13},0,0,0,0]
["W R Gianelli","448_G_3",448,"G","3",null,"Pumped Storage",null,"WEC_CALN","California",6,"Merced",47,"06047",50,0,1967,9999,null,null,"N","Pumped Storage",{"$nulls":13},0,0,0,0]
["W R Gianelli","448_G_4",448,"G","4",null,"Pumped Storage",null,"WEC_CALN","California",6,"Merced",47,"06047",50,0,1967,9999,null,null,"N","Pumped Storage",{"$nulls":13},0,0,0,0]
["W R Gianelli","448_G_5",448,"G","5",null,"Pumped Storage",null,"WEC_CALN","California",6,"Merced",47,"06047",50,0,1967,9999,null,null,"N","Pumped Storage",{"$nulls":13},0,0,0,0]
["W R Gianelli","448_G_6",448,"G","6",null,"Pumped Storage",null,"WEC_CALN","California",6,"Merced",47,"06047",50,0,1967,9999,null,null,"N","Pumped Storage",{"$nulls":13},0,0,0,0]
["W R Gianelli","448_G_7",448,"G","7",null,"Pumped Storage",null,"WEC_CALN","California",6,"Merced",47,"06047",50,0,1967,9999,null,null,"N","Pumped Storage",{"$nulls":13},0,0,0,0]
["W R Gianelli","448_G_8",448,"G","8",null,"Pumped Storage",null,"WEC_CALN","California",6,"Merced",47,"06047",50,0,1967,9999,null,null,"N","Pumped Storage",{"$nulls":13},0,0,0,0]
["Spring Creek","450_G_1",450,"G","1",null,"Hydro",null,"WEC_CALN","California",6,"Shasta",89,"06089",90,0,1964,9999,null,null,"N","Hydro",{"$nulls":13},0,0,0,0]
["Spring Creek","450_G_2",450,"G","2",null,"Hydro",null,"WEC_CALN","California",6,"Shasta",89,"06089",90,0,1964,9999,null,null,"N","Hydro",{"$nulls":13},0,0,0,0]
["Trinity","451_G_1",451,"G","1",null,"Hydro",null,"WEC_CALN","California",6,"Trinity",105,"06105",70,0,1964,9999,null,null,"N","Hydro",{"$nulls":13},0,0,0,0]
["Trinity","451_G_2",451,"G","2",null,"Hydro",null,"WEC_CALN","California",6,"Trinity",105,"06105",70,0,1964,9999,null,null,"N","Hydro",{"$nulls":13},0,0,0,0]
["Colgate","454_G_1",454,"G","1",null,"Hydro",null,"WEC_CALN","California",6,"Yuba",115,"06115",157.5,0,1969,9999,null,null,"N","Hydro",{"$nulls":13},0,0,0,0]
["Colgate","454_G_2",454,"G","2",null,"Hydro",null,"WEC_CALN","California",6,"Yuba",115,"06115",157.5,0,1969,9999,null,null,"N","Hydro",{"$nulls":13},0,0,0,0]
["Narrows 2","455_G_1",455,"G","1",null,"Hydro",null,"WEC_CALN","California",6,"Yuba",115,"06115",46.7,0,1969,9999,null,null,"N","Hydro",{"$nulls":13},0,0,0,0]
["Bear Valley","457_G_HC1",457,"G","HC1",null,"Hydro",null,"WEC_SDGE","California",6,"San Diego",73,"06073",0.7,0,1986,9999,null,null,"N","Hydro",{"$nulls":13},0,0,0,0]
["Bear Valley","457_G_HC2",457,"G","HC2",null,"Hydro",null,"WEC_SDGE","California",6,"San Diego",73,"06073",0.7,0,1986,9999,null,null,"N","Hydro",{"$nulls":13},0,0,0,0]
["Pueblo","460_G_IC1",460,"G","IC1",null,"Combustion Turbine","IC Engine","WECC_CO","Colorado",8,"Pueblo",101,"08101",2,12822,1964,9999,null,null,"N","Distillate Fuel Oil",{"$nulls":12},1.2,1.77612,1.77612,1.77612,1.77612]
["Pueblo","460_G_IC2",460,"G","IC2",null,"Combustion Turbine","IC Engine","WECC_CO","Colorado",8,"Pueblo",101,"08101",2,12822,1964,9999,null,null,"N","Distillate Fuel Oil",{"$nulls":12},1.2,1.77612,1.77612,1.77612,1.77612]
["Pueblo","460_G_IC3",460,"G","IC3",null,"Combustion Turbine","IC Engine","WECC_CO","Colorado",8,"Pueblo",101,"08101",2,12822,1964,9999,null,null,"N","Distillate Fuel Oil",{"$nulls":12},1.2,1.77612,1.77612,1.77612,1.77612]
["Pueblo","460_G_IC4",460,"G","IC4",null,"Combustion Turbine","IC Engine","WECC_CO","Colorado",8,"Pueblo",101,"08101",2,12822,1964,9999,null,null,"N","Distillate Fuel Oil",{"$nulls":12},1.2,1.77612,1.77612,1.77612,1.77612]
["Pueblo","460_G_IC5",460,"G","IC5",null,"Combustion Turbine","IC Engine","WECC_CO","Colorado",8,"Pueblo",101,"08101",2,12822,1964,9999,null,null,"N","Distillate Fuel Oil",{"$nulls":12},1.2,1.77612,1.77612,1.77612,1.77612]
["Alamosa","464_G_CT1",464,"G","CT1",null,"Combustion Turbine",null,"WECC_CO","Colorado",8,"Alamosa",3,"08003",13,17459,1973,9999,null,null,"N","Natural Gas, Distillate Fuel Oil",{"$nulls":12},0.06,0.40657,0.40657,0.40657,0.40657]
["Alamosa","464_G_CT2",464,"G","CT2",null,"Combustion Turbine",null,"WECC_CO","Colorado",8,"Alamosa",3,"08003",14,17458,1977,9999,null,null,"N","Natural Gas, Distillate Fuel Oil",{"$nulls":12},0.06,0.40657,0.40657,0.40657,0.40657]
["Boulder Canyon Hydro","466_G_1A",466,"G","1A",null,"Hydro",null,"WECC_CO","Colorado",8,"Boulder",13,"08013",5,0,2013,9999,null,null,"N","Hydro",{"$nulls":13},0,0,0,0]
["Cabin Creek","467_G_A",467,"G","A",null,"Pumped Storage",null,"WECC_CO","Colorado",8,"Clear Creek",19,"08019",180.3,0,1967,9999,null,null,"N","Pumped Storage",{"$nulls":13},0,0,0,0]
["Cabin Creek","467_G_B",467,"G","B",null,"Pumped Storage",null,"WECC_CO","Colorado",8,"Clear Creek",19,"08019",180.3,0,1967,9999,null,null,"N","Pumped Storage",{"$nulls":13},0,0,0,0]
["Cherokee","469_B_4",469,"B","4",298,"O/G Steam",null,"WECC_CO","Colorado",8,"Adams",1,"08001",352,10608,1968,9999,"tangential","dry","N","Natural Gas",{"$nulls":3},"LNC3",{"$nulls":8},0.88,0.12,0.12,0.12,0.12,{"$nulls":10},"Yes"]
["Cherokee","469_G_5",469,"G","5",90850,"Combined Cycle",null,"WECC_CO","Colorado",8,"Adams",1,"08001",168,7050,2015,9999,null,null,"N","Natural Gas",{"$nulls":4},"SCR",{"$nulls":8},0.0147,0.0147,0.0147,0.0147]
["Cherokee","469_G_6",469,"G","6",90851,"Combined Cycle",null,"WECC_CO","Colorado",8,"Adams",1,"08001",168,7050,2015,9999,null,null,"N","Natural Gas",{"$nulls":4},"SCR",{"$nulls":8},0.0147,0.0147,0.0147,0.0147]
["Cherokee","469_G_7",469,"G","7",null,"Combined Cycle",null,"WECC_CO","Colorado",8,"Adams",1,"08001",240,7050,2015,9999,null,null,"N","Natural Gas",{"$nulls":4},"SCR",2015,{"$nulls":7},0.0147,0.0147,0.0147,0.0147]
["Comanche (CO)","470_B_1",470,"B","1",299,"Coal Steam",null,"WECC_CO","Colorado",8,"Pueblo",101,"08101",325,10705,1973,9999,"tangential","dry","N","Subbituminous","Dry Scrubber",2008,0.94,"LNC3",{"$nulls":3},"B","NA","ACI",2009,null,0.1,0.11976,0.11976,0.11976,0.11976,0.1,0.1,0.1,0.99,{"$nulls":6},"Yes"]
["Comanche (CO)","470_B_2",470,"B","2",300,"Coal Steam",null,"WECC_CO","Colorado",8,"Pueblo",101,"08101",335,10601,1975,9999,"wall","dry","N","Subbituminous","Dry Scrubber",2008,0.94,"LNBO",{"$nulls":3},"B","NA","ACI",2009,null,0.1,0.15,0.15,0.15,0.15,0.1,0.1,0.1,0.99,{"$nulls":6},"Yes"]
["Comanche (CO)","470_B_3",470,"B","3",89734,"Coal Steam",null,"WECC_CO","Colorado",8,"Pueblo",101,"08101",750,10172,2010,9999,"tangential","dry","N","Subbituminous","Dry Scrubber",2010,0.94,"LNC3","SCR",2010,null,"B","NA","ACI",2010,null,0.1,0.06626,0.06626,0.06626,0.06626,0.1,0.1,0.1,0.99]
["Fruita","471_G_1",471,"G","1",null,"Combustion Turbine",null,"WECC_CO","Colorado",8,"Mesa",77,"08077",14,25000,1973,9999,null,null,"N","Natural Gas, Distillate Fuel Oil",{"$nulls":12},0.06,0.40657,0.40657,0.40657,0.40657]
["Georgetown Hydro","472_G_1",472,"G","1",null,"Hydro",null,"WECC_CO","Colorado",8,"Clear Creek",19,"08019",0.8,0,1906,9999,null,null,"N","Hydro",{"$nulls":13},0,0,0,0]
["Georgetown Hydro","472_G_2",472,"G","2",null,"Hydro",null,"WECC_CO","Colorado",8,"Clear Creek",19,"08019",0.8,0,1908,9999,null,null,"N","Hydro",{"$nulls":13},0,0,0,0]
["Grand Valley Project Power Plant","473_G_1",473,"G","1",null,"Hydro",null,"WECC_CO","Colorado",8,"Mesa",77,"08077",2,0,1932,9999,null,null,"N","Hydro",{"$nulls":13},0,0,0,0]
["Grand Valley Project Power Plant","473_G_2",473,"G","2",null,"Hydro",null,"WECC_CO","Colorado",8,"Mesa",77,"08077",2.1,0,1932,9999,null,null,"N","Hydro",{"$nulls":13},0,0,0,0]
["Salida","474_G_2",474,"G","2",null,"Hydro",null,"WECC_CO","Colorado",8,"Chaffee",15,"08015",0.6,0,1908,9999,null,null,"N","Hydro",{"$nulls":13},0,0,0,0]
["Shoshone (CO)","476_G_A",476,"G","A",null,"Hydro",null,"WECC_CO","Colorado",8,"Garfield",45,"08045",7.5,0,1909,9999,null,null,"N","Hydro",{"$nulls":13},0,0,0,0]
["Shoshone (CO)","476_G_B",476,"G","B",null,"Hydro",null,"WECC_CO","Colorado",8,"Garfield",45,"08045",7.5,0,1909,9999,null,null,"N","Hydro",{"$nulls":13},0,0,0,0]
["Valmont","477_G_6",477,"G","6",null,"Combustion Turbine",null,"WECC_CO","Colorado",8,"Boulder",13,"08013",43,23284,1973,9999,null,null,"N","Natural Gas",{"$nulls":12},1.2,0.40657,0.40657,0.40657,0.40657]
["Temescal","479_G_1",479,"G","1",null,"Hydro",null,"WECC_SCE","California",6,"Riverside",65,"06065",2.8,0,1983,9999,null,null,"N","Hydro",{"$nulls":13},0,0,0,0]
["Corona","480_G_1",480,"G","1",null,"Hydro",null,"WECC_SCE","California",6,"Riverside",65,"06065",2.8,0,1983,9999,null,null,"N","Hydro",{"$nulls":13},0,0,0,0]
["Perris","481_G_1",481,"G","1",null,"Hydro",null,"WECC_SCE","California",6,"Riverside",65,"06065",7.9,0,1983,9999,null,null,"N","Hydro",{"$nulls":13},0,0,0,0]
["Rio Hondo","482_G_1",482,"G","1",null,"Hydro",null,"WECC_SCE","California",6,"Los Angeles",37,"06037",1.9,0,1984,9999,null,null,"N","Hydro",{"$nulls":13},0,0,0,0]
["Coyote Creek","483_G_1",483,"G","1",null,"Hydro",null,"WECC_SCE","California",6,"Orange",59,"06059",3.1,0,1984,9999,null,null,"N","Hydro",{"$nulls":13},0,0,0,0]
["Red Mountain","484_G_1",484,"G","1",null,"Hydro",null,"WEC_SDGE","California",6,"San Diego",73,"06073",5.9,0,1985,9999,null,null,"N","Hydro",{"$nulls":13},0,0,0,0]
["Valley View","487_G_1",487,"G","1",null,"Hydro",null,"WECC_SCE","California",6,"Orange",59,"06059",4.1,0,1985,9999,null,null,"N","Hydro",{"$nulls":13},0,0,0,0]
["Upper Dawson","489_G_1",489,"G","1",null,"Hydro",null,"WEC_CALN","California",6,"Tuolumne",109,"06109",5.5,0,1983,9999,null,null,"N","Hydro",{"$nulls":13},0,0,0,0]
["Center","491_G_3",491,"G","3",null,"Combustion Turbine","IC Engine","WECC_CO","Colorado",8,"Saguache",109,"08109",0.5,12822,1963,9999,null,null,"N","Natural Gas, Distillate Fuel Oil",{"$nulls":12},1.2,1.77612,1.77612,1.77612,1.77612]
["Center","491_G_5",491,"G","5",null,"Combustion Turbine","IC Engine","WECC_CO","Colorado",8,"Saguache",109,"08109",1,12822,1959,9999,null,null,"N","Distillate Fuel Oil",{"$nulls":12},1.2,1.77612,1.77612,1.77612,1.77612]
["Martin Drake","492_B_6",492,"B","6",314,"Coal Steam",null,"WECC_CO","Colorado",8,"El Paso",41,"08041",77,11314,1968,9999,"wall","dry","N","Bituminous, Subbituminous","Wet Scrubber",2016,0.92,"LNB + OFA",{"$nulls":3},"B","NA","ACI",2015,null,0.13,0.21791,0.21791,0.21791,0.21791,0.1,0.1,0.1,0.9700000000000001,{"$nulls":6},"Yes"]
["Martin Drake","492_B_7",492,"B","7",315,"Coal Steam",null,"WECC_CO","Colorado",8,"El Paso",41,"08041",131,11278,1974,9999,"wall","dry","N","Bituminous, Subbituminous","Wet Scrubber",2017,0.92,"LNB + LNBO + OFA",{"$nulls":3},"B","NA","ACI",2015,null,0.13,0.23279,0.23279,0.23279,0.23279,0.1,0.1,0.1,0.9700000000000001,{"$nulls":6},"Yes"]
["George Birdsall","493_B_1",493,"B","1",null,"O/G Steam",null,"WECC_CO","Colorado",8,"El Paso",41,"08041",16,14500,1953,9999,null,null,"N","Natural Gas",{"$nulls":12},1.5,0.23505,0.23505,0.23505,0.23505]
["George Birdsall","493_B_2",493,"B","2",null,"O/G Steam",null,"WECC_CO","Colorado",8,"El Paso",41,"08041",16,14500,1954,9999,null,null,"N","Natural Gas",{"$nulls":12},1.5,0.23505,0.23505,0.23505,0.23505]
["George Birdsall","493_B_3",493,"B","3",null,"O/G Steam",null,"WECC_CO","Colorado",8,"El Paso",41,"08041",23,14500,1957,9999,null,null,"N","Natural Gas",{"$nulls":12},1.5,0.23505,0.23505,0.23505,0.23505]
["Manitou Springs","494_G_1",494,"G","1",null,"Hydro",null,"WECC_CO","Colorado",8,"El Paso",41,"08041",2.5,0,1939,9999,null,null,"N","Hydro",{"$nulls":13},0,0,0,0]
["Manitou Springs","494_G_2",494,"G","2",null,"Hydro",null,"WECC_CO","Colorado",8,"El Paso",41,"08041",2.6,0,1927,9999,null,null,"N","Hydro",{"$nulls":13},0,0,0,0]
["Manitou Springs","494_G_3",494,"G","3",null,"Hydro",null,"WECC_CO","Colorado",8,"El Paso",41,"08041",0.5,0,2006,9999,null,null,"N","Hydro",{"$nulls":13},0,0,0,0]
["Ruxton Park","495_G_1",495,"G","1",null,"Hydro",null,"WECC_CO","Colorado",8,"El Paso",41,"08041",1,0,1925,9999,null,null,"N","Hydro",{"$nulls":13},0,0,0,0]
["Holly","502_G_5",502,"G","5",null,"Combustion Turbine","IC Engine","WECC_CO","Colorado",8,"Prowers",99,"08099",0.3,12140,2000,9999,null,null,"N","Distillate Fuel Oil",{"$nulls":12},1.2,1.77612,1.77612,1.77612,1.77612]
["Holly","502_G_CAT",502,"G","CAT",null,"Combustion Turbine","IC Engine","WECC_CO","Colorado",8,"Prowers",99,"08099",1.7,11725,2007,9999,null,null,"N","Distillate Fuel Oil",{"$nulls":13},1.77612,1.77612,1.77612,1.77612]
["Holly","502_G_EMD",502,"G","EMD",null,"Combustion Turbine","IC Engine","WECC_CO","Colorado",8,"Prowers",99,"08099",0.7,11890,1993,9999,null,null,"N","Distillate Fuel Oil",{"$nulls":12},1.2,1.77612,1.77612,1.77612,1.77612]
["Julesburg","504_G_1",504,"G","1",null,"Combustion Turbine","IC Engine","WECC_CO","Colorado",8,"Sedgwick",115,"08115",0.7,12822,1951,9999,null,null,"N","Distillate Fuel Oil",{"$nulls":12},1.2,1.77612,1.77612,1.77612,1.77612]
["Julesburg","504_G_3",504,"G","3",null,"Combustion Turbine","IC Engine","WECC_CO","Colorado",8,"Sedgwick",115,"08115",0.2,12822,1945,9999,null,null,"N","Distillate Fuel Oil",{"$nulls":12},1.2,1.77612,1.77612,1.77612,1.77612]
["Julesburg","504_G_4",504,"G","4",null,"Combustion Turbine","IC Engine","WECC_CO","Colorado",8,"Sedgwick",115,"08115",1.1,12822,1964,9999,null,null,"N","Distillate Fuel Oil",{"$nulls":12},1.2,1.77612,1.77612,1.77612,1.77612]
["Julesburg","504_G_5",504,"G","5",null,"Combustion Turbine","IC Engine","WECC_CO","Colorado",8,"Sedgwick",115,"08115",0.2,12822,1946,9999,null,null,"N","Distillate Fuel Oil",{"$nulls":12},1.2,1.77612,1.77612,1.77612,1.77612]
["Boysen","505_G_1",505,"G","1",null,"Hydro",null,"WECC_WY","Wyoming",56,"Fremont",13,"56013",8.6,0,1952,9999,null,null,"N","Hydro",{"$nulls":13},0,0,0,0]
["Boysen","505_G_2",505,"G","2",null,"Hydro",null,"WECC_WY","Wyoming",56,"Fremont",13,"56013",8.6,0,1952,9999,null,null,"N","Hydro",{"$nulls":13},0,0,0,0]
["La Junta","506_G_2",506,"G","2",null,"Combustion Turbine","IC Engine","WECC_CO","Colorado",8,"Otero",89,"08089",0.5,12822,1939,9999,null,null,"N","Distillate Fuel Oil",{"$nulls":12},1.2,1.77612,1.77612,1.77612,1.77612]
["La Junta","506_G_3",506,"G","3",null,"Combustion Turbine","IC Engine","WECC_CO","Colorado",8,"Otero",89,"08089",0.4,12822,1939,9999,null,null,"N","Distillate Fuel Oil",{"$nulls":12},1.2,1.77612,1.77612,1.77612,1.77612]
["La Junta","506_G_4",506,"G","4",null,"Combustion Turbine","IC Engine","WECC_CO","Colorado",8,"Otero",89,"08089",1,12822,1942,9999,null,null,"N","Distillate Fuel Oil",{"$nulls":12},1.2,1.77612,1.77612,1.77612,1.77612]
["La Junta","506_G_6",506,"G","6",null,"Combustion Turbine","IC Engine","WECC_CO","Colorado",8,"Otero",89,"08089",2.5,12822,1958,9999,null,null,"N","Natural Gas, Distillate Fuel Oil",{"$nulls":12},1.2,1.77612,1.77612,1.77612,1.77612]
["La Junta","506_G_7",506,"G","7",null,"Combustion Turbine","IC Engine","WECC_CO","Colorado",8,"Otero",89,"08089",3,12822,1962,9999,null,null,"N","Natural Gas, Distillate Fuel Oil",{"$nulls":12},1.2,1.77612,1.77612,1.77612,1.77612]
["La Junta","506_G_8",506,"G","8",null,"Combustion Turbine","IC Engine","WECC_CO","Colorado",8,"Otero",89,"08089",3,12822,1962,9999,null,null,"N","Natural Gas, Distillate Fuel Oil",{"$nulls":12},1.2,1.77612,1.77612,1.77612,1.77612]
["La Junta","506_G_9",506,"G","9",null,"Combustion Turbine","IC Engine","WECC_CO","Colorado",8,"Otero",89,"08089",4,12822,1970,9999,null,null,"N","Natural Gas, Distillate Fuel Oil",{"$nulls":12},1.2,1.77612,1.77612,1.77612,1.77612]
["Las Animas","507_G_1",507,"G","1",null,"Combustion Turbine","IC Engine","WECC_CO","Colorado",8,"Bent",11,"08011",0.3,12822,1941,9999,null,null,"N","Distillate Fuel Oil",{"$nulls":12},1.2,1.77612,1.77612,1.77612,1.77612]
["Las Animas","507_G_2",507,"G","2",null,"Combustion Turbine","IC Engine","WECC_CO","Colorado",8,"Bent",11,"08011",0.3,12822,1941,9999,null,null,"N","Distillate Fuel Oil",{"$nulls":12},1.2,1.77612,1.77612,1.77612,1.77612]
["Las Animas","507_G_4",507,"G","4",null,"Combustion Turbine","IC Engine","WECC_CO","Colorado",8,"Bent",11,"08011",1,12822,1951,9999,null,null,"N","Distillate Fuel Oil",{"$nulls":12},1.2,1.77612,1.77612,1.77612,1.77612]
["Las Animas","507_G_5",507,"G","5",null,"Combustion Turbine","IC Engine","WECC_CO","Colorado",8,"Bent",11,"08011",1,12822,1951,9999,null,null,"N","Distillate Fuel Oil",{"$nulls":12},1.2,1.77612,1.77612,1.77612,1.77612]
["Las Animas","507_G_6",507,"G","6",null,"Combustion Turbine","IC Engine","WECC_CO","Colorado",8,"Bent",11,"08011",2.5,12822,1967,9999,null,null,"N","Distillate Fuel Oil",{"$nulls":12},1.2,1.77612,1.77612,1.77612,1.77612]
["Lamar Plant","508_G_T1-T3",508,"G","T1-T3",null,"Onshore Wind",null,"WECC_CO","Colorado",8,"Prowers",99,"08099",4,0,2004,9999,null,null,"N","Wind",{"$nulls":13},0,0,0,0]
["Lamar Plant","508_G_T4",508,"G","T4",null,"Onshore Wind",null,"WECC_CO","Colorado",8,"Prowers",99,"08099",1.5,0,2004,9999,null,null,"N","Wind",{"$nulls":13},0,0,0,0]
["Sonoma California Geothermal","510_G_1",510,"G","1",null,"Geothermal",null,"WEC_CALN","California",6,"Lake",33,"06033",50,9771,1983,9999,null,null,"N","Geothermal",{"$nulls":13},0,0,0,0,0.3713,0.3713,0.3713]
["Trinidad (CO)","511_G_3",511,"G","3",null,"Combustion Turbine","IC Engine","WECC_CO","Colorado",8,"Las Animas",71,"08071",1.9,14437,1966,9999,null,null,"N","Natural Gas, Distillate Fuel Oil",{"$nulls":12},1.2,0.79266,0.79266,0.79266,0.79266]
["Trinidad (CO)","511_G_4",511,"G","4",null,"Combustion Turbine","IC Engine","WECC_CO","Colorado",8,"Las Animas",71,"08071",1.9,14437,1966,9999,null,null,"N","Natural Gas, Distillate Fuel Oil",{"$nulls":12},1.2,0.79266,0.79266,0.79266,0.79266]
["Trinidad (CO)","511_G_5",511,"G","5",null,"Combustion Turbine","IC Engine","WECC_CO","Colorado",8,"Las Animas",71,"08071",1.8,10745,1999,9999,null,null,"N","Distillate Fuel Oil",{"$nulls":12},1.2,1.77612,1.77612,1.77612,1.77612]
["Trinidad (CO)","511_G_6",511,"G","6",null,"Combustion Turbine","IC Engine","WECC_CO","Colorado",8,"Las Animas",71,"08071",1.8,10745,1999,9999,null,null,"N","Distillate Fuel Oil",{"$nulls":12},1.2,1.77612,1.77612,1.77612,1.77612]
["Trinidad (CO)","511_G_7",511,"G","7",null,"Combustion Turbine","IC Engine","WECC_CO","Colorado",8,"Las Animas",71,"08071",1.8,10745,1999,9999,null,null,"N","Distillate Fuel Oil",{"$nulls":12},1.2,1.77612,1.77612,1.77612,1.77612]
["Blue Mesa","512_G_1",512,"G","1",null,"Hydro",null,"WECC_CO","Colorado",8,"Gunnison",51,"08051",43.2,0,1967,9999,null,null,"N","Hydro",{"$nulls":13},0,0,0,0]
["Blue Mesa","512_G_2",512,"G","2",null,"Hydro",null,"WECC_CO","Colorado",8,"Gunnison",51,"08051",43.2,0,1967,9999,null,null,"N","Hydro",{"$nulls":13},0,0,0,0]
["Estes","513_G_1",513,"G","1",null,"Hydro",null,"WECC_CO","Colorado",8,"Larimer",69,"08069",17.2,0,1950,9999,null,null,"N","Hydro",{"$nulls":13},0,0,0,0]
["Estes","513_G_2",513,"G","2",null,"Hydro",null,"WECC_CO","Colorado",8,"Larimer",69,"08069",17.2,0,1950,9999,null,null,"N","Hydro",{"$nulls":13},0,0,0,0]
["Estes","513_G_3",513,"G","3",null,"Hydro",null,"WECC_CO","Colorado",8,"Larimer",69,"08069",17.2,0,1950,9999,null,null,"N","Hydro",{"$nulls":13},0,0,0,0]
["Morrow Point","514_G_1",514,"G","1",null,"Hydro",null,"WECC_CO","Colorado",8,"Montrose",85,"08085",86.6,0,1970,9999,null,null,"N","Hydro",{"$nulls":13},0,0,0,0]
["Morrow Point","514_G_2",514,"G","2",null,"Hydro",null,"WECC_CO","Colorado",8,"Montrose",85,"08085",86.6,0,1971,9999,null,null,"N","Hydro",{"$nulls":13},0,0,0,0]
["Big Thompson","515_G_1",515,"G","1",null,"Hydro",null,"WECC_CO","Colorado",8,"Larimer",69,"08069",5.2,0,1959,9999,null,null,"N","Hydro",{"$nulls":13},0,0,0,0]
["Green Mountain","516_G_1",516,"G","1",null,"Hydro",null,"WECC_CO","Colorado",8,"Summit",117,"08117",13,0,1943,9999,null,null,"N","Hydro",{"$nulls":13},0,0,0,0]
["Green Mountain","516_G_2",516,"G","2",null,"Hydro",null,"WECC_CO","Colorado",8,"Summit",117,"08117",13,0,1943,9999,null,null,"N","Hydro",{"$nulls":13},0,0,0,0]
["Marys Lake","517_G_1",517,"G","1",null,"Hydro",null,"WECC_CO","Colorado",8,"Larimer",69,"08069",9.3,0,1951,9999,null,null,"N","Hydro",{"$nulls":13},0,0,0,0]
["Flatiron","518_G_1",518,"G","1",null,"Hydro",null,"WECC_CO","Colorado",8,"Larimer",69,"08069",43,0,1954,9999,null,null,"N","Hydro",{"$nulls":13},0,0,0,0]
["Flatiron","518_G_2",518,"G","2",null,"Hydro",null,"WECC_CO","Colorado",8,"Larimer",69,"08069",43,0,1954,9999,null,null,"N","Hydro",{"$nulls":13},0,0,0,0]
["Flatiron","518_G_3",518,"G","3",null,"Pumped Storage",null,"WECC_CO","Colorado",8,"Larimer",69,"08069",8.5,0,1954,9999,null,null,"N","Pumped Storage",{"$nulls":13},0,0,0,0]
["Pole Hill","519_G_1",519,"G","1",null,"Hydro",null,"WECC_CO","Colorado",8,"Larimer",69,"08069",38.2,0,1954,9999,null,null,"N","Hydro",{"$nulls":13},0,0,0,0]
["Lower Molina","520_G_1",520,"G","1",null,"Hydro",null,"WECC_CO","Colorado",8,"Mesa",77,"08077",5.6,0,1962,9999,null,null,"N","Hydro",{"$nulls":13},0,0,0,0]
["Upper Molina","521_G_1",521,"G","1",null,"Hydro",null,"WECC_CO","Colorado",8,"Mesa",77,"08077",9.9,0,1962,9999,null,null,"N","Hydro",{"$nulls":13},0,0,0,0]
["Hayden","525_B_H1",525,"B","H1",317,"Coal Steam",null,"WECC_CO","Colorado",8,"Routt",107,"08107",179,10993,1965,9999,"wall","dry","N","Bituminous","Dry Scrubber",1998,0.87,"LNBO","SCR",2015,null,"B","NA",{"$nulls":3},0.13,0.25112,0.04229,0.25112,0.04229,0.05,0.75,1,0.92,{"$nulls":6},"Yes"]
["Hayden","525_B_H2",525,"B","H2",318,"Coal Steam",null,"WECC_CO","Colorado",8,"Routt",107,"08107",262,10910,1976,9999,"tangential","dry","N","Bituminous","Dry Scrubber",1999,0.85,"LNC3","SCR",2016,null,"B","NA",{"$nulls":3},0.13,0.27396,0.04481,0.27396,0.04481,0.05,0.75,1,0.9,{"$nulls":6},"Yes"]
["Nucla","527_B_1",527,"B","1",319,"Coal Steam",null,"WECC_CO","Colorado",8,"Montrose",85,"08085",100,12463,1991,2023,"FBC","dry","N","Bituminous","Reagent Injection",1991,0.888,"CF","SNCR",null,"2006","B","NA",{"$nulls":3},0.4,0.31867,0.15934,0.31867,0.15934,0.05,0.43,0.43,0.95]
["Camp Far West","531_G_1",531,"G","1",null,"Hydro",null,"WEC_CALN","California",6,"Placer",61,"06061",7.2,0,1985,9999,null,null,"N","Hydro",{"$nulls":13},0,0,0,0]
["McWilliams","533_G_1",533,"G","1",null,"Combined Cycle",null,"S_SOU","Alabama",1,"Covington",39,"01039",9,7610,1954,9999,null,null,"N","Natural Gas, Distillate Fuel Oil",{"$nulls":3},"DLNB + H2O",{"$nulls":9},0.06037,0.06037,0.06037,0.06037]
["McWilliams","533_G_2",533,"G","2",null,"Combined Cycle",null,"S_SOU","Alabama",1,"Covington",39,"01039",9,7610,1954,9999,null,null,"N","Natural Gas, Distillate Fuel Oil",{"$nulls":3},"DLNB + H2O",{"$nulls":9},0.06037,0.06037,0.06037,0.06037]
["McWilliams","533_G_3",533,"G","3",null,"Combined Cycle",null,"S_SOU","Alabama",1,"Covington",39,"01039",22,7610,1959,9999,null,null,"N","Natural Gas, Distillate Fuel Oil",{"$nulls":3},"DLNB + H2O",{"$nulls":9},0.06037,0.06037,0.06037,0.06037]
["McWilliams","533_G_4",533,"G","4",320,"Combined Cycle",null,"S_SOU","Alabama",1,"Covington",39,"01039",108,7610,1996,9999,null,null,"N","Natural Gas, Distillate Fuel Oil",{"$nulls":3},"DLNB + H2O",{"$nulls":9},0.06037,0.06037,0.06037,0.06037]
["McWilliams","533_G_VAN1",533,"G","VAN1",324,"Combined Cycle",null,"S_SOU","Alabama",1,"Covington",39,"01039",171,7610,2002,9999,null,null,"N","Natural Gas",{"$nulls":3},"DLNB","SCR",{"$nulls":8},0.01072,0.01072,0.01072,0.01072]
["McWilliams","533_G_VAN2",533,"G","VAN2",325,"Combined Cycle",null,"S_SOU","Alabama",1,"Covington",39,"01039",168,7610,2002,9999,null,null,"N","Natural Gas",{"$nulls":3},"DLNB","SCR",{"$nulls":8},0.01072,0.01072,0.01072,0.01072]
["McWilliams","533_G_VAN3",533,"G","VAN3",null,"Combined Cycle",null,"S_SOU","Alabama",1,"Covington",39,"01039",176,7610,2002,9999,null,null,"N","Natural Gas",{"$nulls":3},"DLNB","SCR",2002,{"$nulls":7},0.01072,0.01072,0.01072,0.01072]
["Jones Fork","534_G_1",534,"G","1",null,"Hydro",null,"WEC_BANC","California",6,"El Dorado",17,"06017",10,0,1985,9999,null,null,"N","Hydro",{"$nulls":13},0,0,0,0]
["McClellan (CA)","535_G_1",535,"G","1",null,"Combustion Turbine",null,"WEC_BANC","California",6,"Sacramento",67,"06067",77,13021,1986,9999,null,null,"N","Natural Gas",{"$nulls":12},0.74,0.01366,0.01366,0.01366,0.01366]
["Camanche","537_G_1",537,"G","1",null,"Hydro",null,"WEC_CALN","California",6,"San Joaquin",77,"06077",3.5,0,1983,9999,null,null,"N","Hydro",{"$nulls":13},0,0,0,0]
["Camanche","537_G_2",537,"G","2",null,"Hydro",null,"WEC_CALN","California",6,"San Joaquin",77,"06077",3.5,0,1983,9999,null,null,"N","Hydro",{"$nulls":13},0,0,0,0]
["Camanche","537_G_3",537,"G","3",null,"Hydro",null,"WEC_CALN","California",6,"San Joaquin",77,"06077",3.5,0,1983,9999,null,null,"N","Hydro",{"$nulls":13},0,0,0,0]
["Rocky River (CT)","539_G_1",539,"G","1",null,"Pumped Storage",null,"NENG_CT","Connecticut",9,"Litchfield",5,"09005",2,0,1929,9999,null,null,"N","Pumped Storage",{"$nulls":13},0,0,0,0]
["Rocky River (CT)","539_G_2",539,"G","2",null,"Pumped Storage",null,"NENG_CT","Connecticut",9,"Litchfield",5,"09005",2,0,1928,9999,null,null,"N","Pumped Storage",{"$nulls":13},0,0,0,0]
["Rocky River (CT)","539_G_3",539,"G","3",null,"Pumped Storage",null,"NENG_CT","Connecticut",9,"Litchfield",5,"09005",25.4,0,1928,9999,null,null,"N","Pumped Storage",{"$nulls":13},0,0,0,0]
["Branford","540_G_UN10",540,"G","UN10",326,"Combustion Turbine",null,"NENG_CT","Connecticut",9,"New Haven",9,"09009",17.4,13960,1967,9999,null,null,"N","Distillate Fuel Oil",{"$nulls":3},"H2O",{"$nulls":8},0.33,0.15,0.15,0.15,0.15]
["Bulls Bridge","541_G_1",541,"G","1",null,"Hydro",null,"NENG_CT","Connecticut",9,"Litchfield",5,"09005",1.4,0,1903,9999,null,null,"N","Hydro",{"$nulls":13},0,0,0,0]
["Bulls Bridge","541_G_2",541,"G","2",null,"Hydro",null,"NENG_CT","Connecticut",9,"Litchfield",5,"09005",1.4,0,1903,9999,null,null,"N","Hydro",{"$nulls":13},0,0,0,0]
["Bulls Bridge","541_G_3",541,"G","3",null,"Hydro",null,"NENG_CT","Connecticut",9,"Litchfield",5,"09005",1.4,0,1903,9999,null,null,"N","Hydro",{"$nulls":13},0,0,0,0]
["Bulls Bridge","541_G_4",541,"G","4",null,"Hydro",null,"NENG_CT","Connecticut",9,"Litchfield",5,"09005",1.4,0,1903,9999,null,null,"N","Hydro",{"$nulls":13},0,0,0,0]
["Bulls Bridge","541_G_5",541,"G","5",null,"Hydro",null,"NENG_CT","Connecticut",9,"Litchfield",5,"09005",1.4,0,1903,9999,null,null,"N","Hydro",{"$nulls":13},0,0,0,0]
["Bulls Bridge","541_G_6",541,"G","6",null,"Hydro",null,"NENG_CT","Connecticut",9,"Litchfield",5,"09005",1.4,0,1903,9999,null,null,"N","Hydro",{"$nulls":13},0,0,0,0]
["Cos Cob","542_G_UN10",542,"G","UN10",327,"Combustion Turbine",null,"NENG_CT","Connecticut",9,"Fairfield",1,"09001",19.1,15914,1969,9999,null,null,"N","Distillate Fuel Oil",{"$nulls":3},"H2O",{"$nulls":8},2E-3,0.15,0.15,0.15,0.15]
["Cos Cob","542_G_UN11",542,"G","UN11",328,"Combustion Turbine",null,"NENG_CT","Connecticut",9,"Fairfield",1,"09001",18.7,15915,1969,9999,null,null,"N","Distillate Fuel Oil",{"$nulls":3},"H2O",{"$nulls":8},2E-3,0.15,0.15,0.15,0.15]
["Cos Cob","542_G_UN12",542,"G","UN12",329,"Combustion Turbine",null,"NENG_CT","Connecticut",9,"Fairfield",1,"09001",19.1,15914,1969,9999,null,null,"N","Distillate Fuel Oil",{"$nulls":3},"H2O",{"$nulls":8},2E-3,0.15,0.15,0.15,0.15]
["Cos Cob","542_G_UN13",542,"G","UN13",90364,"Combustion Turbine",null,"NENG_CT","Connecticut",9,"Fairfield",1,"09001",19.1,15914,2008,9999,null,null,"N","Distillate Fuel Oil",{"$nulls":3},"H2O",{"$nulls":8},2E-3,0.15,0.15,0.15,0.15]
["Cos Cob","542_G_un14",542,"G","un14",90365,"Combustion Turbine",null,"NENG_CT","Connecticut",9,"Fairfield",1,"09001",19.6,15913,2008,9999,null,null,"N","Distillate Fuel Oil",{"$nulls":3},"H2O",{"$nulls":8},2E-3,0.15,0.15,0.15,0.15]
["Devon Station","544_G_10",544,"G","10",330,"Combustion Turbine",null,"NENG_CT","Connecticut",9,"New Haven",9,"09009",14.4,10863,1985,9999,null,null,"N","Distillate Fuel Oil",{"$nulls":12},0.33,1.20062,1.20062,1.20062,1.20062]
["Devon Station","544_G_11",544,"G","11",331,"Combustion Turbine",null,"NENG_CT","Connecticut",9,"New Haven",9,"09009",29.3,10862,1996,9999,null,null,"N","Natural Gas, Distillate Fuel Oil",{"$nulls":3},"H2O",{"$nulls":8},0.04,0.15,0.15,0.15,0.15]
["Devon Station","544_G_12",544,"G","12",332,"Combustion Turbine",null,"NENG_CT","Connecticut",9,"New Haven",9,"09009",29.2,10862,1996,9999,null,null,"N","Natural Gas, Distillate Fuel Oil",{"$nulls":3},"H2O",{"$nulls":8},0.04,0.15,0.15,0.15,0.15]
["Devon Station","544_G_13",544,"G","13",333,"Combustion Turbine",null,"NENG_CT","Connecticut",9,"New Haven",9,"09009",29.9,10861,1996,9999,null,null,"N","Natural Gas, Distillate Fuel Oil",{"$nulls":3},"H2O",{"$nulls":8},0.04,0.15,0.15,0.15,0.15]
["Devon Station","544_G_14",544,"G","14",334,"Combustion Turbine",null,"NENG_CT","Connecticut",9,"New Haven",9,"09009",29.7,10862,1996,9999,null,null,"N","Natural Gas, Distillate Fuel Oil",{"$nulls":3},"H2O",{"$nulls":8},0.04,0.15,0.15,0.15,0.15]
["Montville Station","546_B_5",546,"B","5",343,"O/G Steam",null,"NENG_CT","Connecticut",9,"New London",11,"09011",81,12367,1954,9999,"tangential","dry","N","Natural Gas, Residual Fuel Oil",{"$nulls":3},"BF",{"$nulls":8},0.3,0.13242,0.13242,0.13242,0.13242]
["Montville Station","546_B_6",546,"B","6",344,"O/G Steam",null,"NENG_CT","Connecticut",9,"New London",11,"09011",410,12985,1971,9999,"tangential","dry","N","Residual Fuel Oil",{"$nulls":3},"BF",{"$nulls":8},0.3,0.15,0.15,0.15,0.15]
["Montville Station","546_G_10",546,"G","10",null,"Combustion Turbine","IC Engine","NENG_CT","Connecticut",9,"New London",11,"09011",2.7,11140,1967,9999,null,null,"N","Distillate Fuel Oil",{"$nulls":12},0.055,2.49798,2.49798,2.49798,2.49798]
["Montville Station","546_G_11",546,"G","11",null,"Combustion Turbine","IC Engine","NENG_CT","Connecticut",9,"New London",11,"09011",2.7,11168,1967,9999,null,null,"N","Distillate Fuel Oil",{"$nulls":12},0.055,2.5514,2.5514,2.5514,2.5514]
["Northfield Mountain","547_G_1",547,"G","1",null,"Pumped Storage",null,"NENGREST","Massachusetts",25,"Franklin",11,"25011",292,0,1973,9999,null,null,"N","Pumped Storage",{"$nulls":13},0,0,0,0]
["Northfield Mountain","547_G_2",547,"G","2",null,"Pumped Storage",null,"NENGREST","Massachusetts",25,"Franklin",11,"25011",292,0,1973,9999,null,null,"N","Pumped Storage",{"$nulls":13},0,0,0,0]
["Northfield Mountain","547_G_3",547,"G","3",null,"Pumped Storage",null,"NENGREST","Massachusetts",25,"Franklin",11,"25011",292,0,1973,9999,null,null,"N","Pumped Storage",{"$nulls":13},0,0,0,0]
["Northfield Mountain","547_G_4",547,"G","4",null,"Pumped Storage",null,"NENGREST","Massachusetts",25,"Franklin",11,"25011",292,0,1972,9999,null,null,"N","Pumped Storage",{"$nulls":13},0,0,0,0]
["Kettle Falls Generating Station","550_B_1",550,"B","1",null,"Biomass",null,"WECC_PNW","Washington",53,"Stevens",65,"53065",50,14125,1984,9999,null,null,"N","Biomass",{"$nulls":7},"ESPH + C","No",{"$nulls":4},0.17502,0.17502,0.17502,0.17502]
["Kettle Falls Generating Station","550_G_2",550,"G","2",null,"Combustion Turbine",null,"WECC_PNW","Washington",53,"Stevens",65,"53065",6.2,11793,2002,9999,null,null,"N","Natural Gas",{"$nulls":12},2.63,0.06287,0.06287,0.06287,0.06287]
["Scotland Dam","551_G_1",551,"G","1",null,"Hydro",null,"NENG_CT","Connecticut",9,"Windham",15,"09015",1.7,0,1937,9999,null,null,"N","Hydro",{"$nulls":13},0,0,0,0]
["Shepaug","552_G_1",552,"G","1",null,"Hydro",null,"NENG_CT","Connecticut",9,"New Haven",9,"09009",41.5,0,1955,9999,null,null,"N","Hydro",{"$nulls":13},0,0,0,0]
["Stevenson","553_G_1",553,"G","1",null,"Hydro",null,"NENG_CT","Connecticut",9,"Fairfield",1,"09001",7.1,0,1919,9999,null,null,"N","Hydro",{"$nulls":13},0,0,0,0]
["Stevenson","553_G_2",553,"G","2",null,"Hydro",null,"NENG_CT","Connecticut",9,"Fairfield",1,"09001",7.1,0,1919,9999,null,null,"N","Hydro",{"$nulls":13},0,0,0,0]
["Stevenson","553_G_3",553,"G","3",null,"Hydro",null,"NENG_CT","Connecticut",9,"Fairfield",1,"09001",7.1,0,1919,9999,null,null,"N","Hydro",{"$nulls":13},0,0,0,0]
["Stevenson","553_G_4",553,"G","4",null,"Hydro",null,"NENG_CT","Connecticut",9,"Fairfield",1,"09001",7.6,0,1936,9999,null,null,"N","Hydro",{"$nulls":13},0,0,0,0]
["Taftville","554_G_1",554,"G","1",null,"Hydro",null,"NENG_CT","Connecticut",9,"New London",11,"09011",0.4,0,1926,9999,null,null,"N","Hydro",{"$nulls":13},0,0,0,0]
["Taftville","554_G_2",554,"G","2",null,"Hydro",null,"NENG_CT","Connecticut",9,"New London",11,"09011",0.4,0,1906,9999,null,null,"N","Hydro",{"$nulls":13},0,0,0,0]
["Taftville","554_G_3",554,"G","3",null,"Hydro",null,"NENG_CT","Connecticut",9,"New London",11,"09011",0.4,0,1906,9999,null,null,"N","Hydro",{"$nulls":13},0,0,0,0]
["Taftville","554_G_4",554,"G","4",null,"Hydro",null,"NENG_CT","Connecticut",9,"New London",11,"09011",0.4,0,1949,9999,null,null,"N","Hydro",{"$nulls":13},0,0,0,0]
["Taftville","554_G_5",554,"G","5",null,"Hydro",null,"NENG_CT","Connecticut",9,"New London",11,"09011",0.4,0,1949,9999,null,null,"N","Hydro",{"$nulls":13},0,0,0,0]
["Tunnel","557_G_1",557,"G","1",null,"Hydro",null,"NENG_CT","Connecticut",9,"New London",11,"09011",0.8,0,1919,9999,null,null,"N","Hydro",{"$nulls":13},0,0,0,0]
["Tunnel","557_G_10",557,"G","10",349,"Combustion Turbine",null,"NENG_CT","Connecticut",9,"New London",11,"09011",16.5,13065,1969,9999,null,null,"N","Distillate Fuel Oil",{"$nulls":12},0.33,0.15,0.15,0.15,0.15]
["Tunnel","557_G_2",557,"G","2",null,"Hydro",null,"NENG_CT","Connecticut",9,"New London",11,"09011",0.8,0,1949,9999,null,null,"N","Hydro",{"$nulls":13},0,0,0,0]
["Rainbow (CT)","559_G_1",559,"G","1",null,"Hydro",null,"NENG_CT","Connecticut",9,"Hartford",3,"09003",4,0,1925,9999,null,null,"N","Hydro",{"$nulls":13},0,0,0,0]
["Rainbow (CT)","559_G_2",559,"G","2",null,"Hydro",null,"NENG_CT","Connecticut",9,"Hartford",3,"09003",4,0,1925,9999,null,null,"N","Hydro",{"$nulls":13},0,0,0,0]
["Falls Village","560_G_1",560,"G","1",null,"Hydro",null,"NENG_CT","Connecticut",9,"Litchfield",5,"09005",3.3,0,1914,9999,null,null,"N","Hydro",{"$nulls":13},0,0,0,0]
["Falls Village","560_G_2",560,"G","2",null,"Hydro",null,"NENG_CT","Connecticut",9,"Litchfield",5,"09005",3.3,0,1914,9999,null,null,"N","Hydro",{"$nulls":13},0,0,0,0]
["Falls Village","560_G_3",560,"G","3",null,"Hydro",null,"NENG_CT","Connecticut",9,"Litchfield",5,"09005",3.3,0,1914,9999,null,null,"N","Hydro",{"$nulls":13},0,0,0,0]
["Franklin Drive","561_G_UN19",561,"G","UN19",350,"Combustion Turbine",null,"NENG_CT","Connecticut",9,"Litchfield",5,"09005",16.1,13939,1968,9999,null,null,"N","Distillate Fuel Oil",{"$nulls":12},0.33,0.15,0.15,0.15,0.15]
["Middletown","562_B_2",562,"B","2",353,"O/G Steam",null,"NENG_CT","Connecticut",9,"Middlesex",7,"09007",117,11609,1958,9999,"wall","dry","N","Natural Gas, Residual Fuel Oil",{"$nulls":3},"OFA","SNCR",null,"2006",{"$nulls":5},0.3,0.10387,0.10387,0.10387,0.10387]
["Middletown","562_B_3",562,"B","3",354,"O/G Steam",null,"NENG_CT","Connecticut",9,"Middlesex",7,"09007",236,11585,1964,9999,"cyclone","dry","N","Natural Gas, Residual Fuel Oil",{"$nulls":3},"H2O","SNCR",null,"1999",{"$nulls":5},0.3,0.39809,0.18927,0.39809,0.18927]
["Middletown","562_B_4",562,"B","4",355,"O/G Steam",null,"NENG_CT","Connecticut",9,"Middlesex",7,"09007",400,11994,1973,9999,"tangential","dry","N","Residual Fuel Oil",{"$nulls":3},"BF + LA",{"$nulls":8},0.3,0.15,0.15,0.15,0.15]
["Middletown","562_G_10",562,"G","10",352,"Combustion Turbine",null,"NENG_CT","Connecticut",9,"Middlesex",7,"09007",17.2,23887,1966,9999,null,null,"N","Distillate Fuel Oil",{"$nulls":12},0.33,0.15,0.15,0.15,0.15]
["South Meadow","563_G_11",563,"G","11",357,"Combustion Turbine",null,"NENG_CT","Connecticut",9,"Hartford",3,"09003",35.7,14923,1970,9999,null,null,"N","Distillate Fuel Oil",{"$nulls":12},0.33,0.15,0.15,0.15,0.15]
["South Meadow","563_G_12",563,"G","12",360,"Combustion Turbine",null,"NENG_CT","Connecticut",9,"Hartford",3,"09003",37.7,14921,1970,9999,null,null,"N","Distillate Fuel Oil",{"$nulls":12},0.33,0.15,0.15,0.15,0.15]
["South Meadow","563_G_13",563,"G","13",363,"Combustion Turbine",null,"NENG_CT","Connecticut",9,"Hartford",3,"09003",38.3,14918,1970,9999,null,null,"N","Distillate Fuel Oil",{"$nulls":12},0.33,0.15,0.15,0.15,0.15]
["South Meadow","563_G_14",563,"G","14",365,"Combustion Turbine",null,"NENG_CT","Connecticut",9,"Hartford",3,"09003",36.7,14923,1970,9999,null,null,"N","Distillate Fuel Oil",{"$nulls":12},0.33,0.15,0.15,0.15,0.15]
["Stanton Energy Center","564_B_1",564,"B","1",368,"Coal Steam",null,"FRCC","Florida",12,"Orange",95,"12095",440,10547,1987,9999,"wall","dry","N","Bituminous","Wet Scrubber",1987,0.962,"LNB + OFA",{"$nulls":3},"ESPC","No","ACI",2015,null,1.14,0.25705,0.25705,0.25705,0.25705,0.1,0.1,0.1,0.99,"Yes",2014]
["Stanton Energy Center","564_B_2",564,"B","2",369,"Coal Steam",null,"FRCC","Florida",12,"Orange",95,"12095",456,10434,1996,9999,"wall","dry","N","Bituminous","Wet Scrubber",1996,0.962,"LNB + OFA","SCR",1996,null,"ESPC","No",{"$nulls":3},0.25,0.14509,0.14509,0.14509,0.14509,0.1,0.84,0.56,0.99,"Yes",2014]
["Stanton Energy Center","564_G_B",564,"G","B",null,"Combined Cycle",null,"FRCC","Florida",12,"Orange",95,"12095",128,7795,2010,9999,null,null,"N","Natural Gas, Distillate Fuel Oil",{"$nulls":3},"DLNB + H2O","SCR",2009,{"$nulls":7},0.00411,0.00411,0.00411,0.00411]
["Stanton Energy Center","564_G_B1",564,"G","B1",90549,"Combined Cycle",null,"FRCC","Florida",12,"Orange",95,"12095",167,7795,2010,9999,null,null,"N","Natural Gas, Distillate Fuel Oil",{"$nulls":3},"DLNB + H2O","SCR",{"$nulls":8},0.00411,0.00411,0.00411,0.00411]
["Torrington Terminal","565_G_UN10",565,"G","UN10",370,"Combustion Turbine",null,"NENG_CT","Connecticut",9,"Litchfield",5,"09005",17.4,14124,1967,9999,null,null,"N","Distillate Fuel Oil",{"$nulls":12},0.33,0.15,0.15,0.15,0.15]
["Millstone","566_G_2",566,"G","2",null,"Nuclear",null,"NENG_CT","Connecticut",9,"New London",11,"09011",867.8,10456,1975,2055,null,null,"N","Nuclear Fuel",{"$nulls":13},0,0,0,0]
["Millstone","566_G_3",566,"G","3",null,"Nuclear",null,"NENG_CT","Connecticut",9,"New London",11,"09011",1220,10456,1986,2066,null,null,"N","Nuclear Fuel",{"$nulls":13},0,0,0,0]
["Bridgeport Station","568_G_4",568,"G","4",null,"Combustion Turbine","","NENG_CT","Connecticut",9,"Fairfield",1,"09001",16.9,15282,1967,9999,null,null,"N","Distillate Fuel Oil",{"$nulls":13},0.15,0.15,0.15,0.15]
["Bridgeport Station","568_G_CC1",568,"B","CC1",null,"Combined Cycle",null,"NENG_CT","Connecticut",9,"Fairfield",1,"09001",485,6250,2019,9999,null,null,"N","Natural Gas",{"$nulls":3},"DLNB + H2O","SCR",2019,{"$nulls":7},0.011,0.011,0.011,0.011]
["Central Hudson High Falls","579_G_1",579,"G","1",null,"Hydro",null,"NY_Z_G-I","New York",36,"Ulster",111,"36111",3.2,0,1986,9999,null,null,"N","Hydro",{"$nulls":13},0,0,0,0]
["North Main Street","581_G_5",581,"G","5",5083,"Combustion Turbine",null,"NENG_CT","Connecticut",9,"New London",11,"09011",15.3,13947,1972,9999,null,null,"N","Distillate Fuel Oil",{"$nulls":12},0.33,0.15,0.15,0.15,0.15]
["Tenth Street","583_G_1",583,"G","1",null,"Hydro",null,"NENG_CT","Connecticut",9,"New London",11,"09011",1,0,1967,9999,null,null,"N","Hydro",{"$nulls":13},0,0,0,0]
["Navajo Dam","584_G_1",584,"G","1",null,"Hydro",null,"WECC_NM","New Mexico",35,"San Juan",45,"35045",15,0,1989,9999,null,null,"N","Hydro",{"$nulls":13},0,0,0,0]
["Navajo Dam","584_G_2",584,"G","2",null,"Hydro",null,"WECC_NM","New Mexico",35,"San Juan",45,"35045",15,0,1989,9999,null,null,"N","Hydro",{"$nulls":13},0,0,0,0]
["Drop 1","585_G_1",585,"G","1",null,"Hydro",null,"WECC_IID","California",6,"Imperial",25,"06025",1.3,0,1984,9999,null,null,"N","Hydro",{"$nulls":13},0,0,0,0]
["Drop 1","585_G_2",585,"G","2",null,"Hydro",null,"WECC_IID","California",6,"Imperial",25,"06025",1.2,0,1984,9999,null,null,"N","Hydro",{"$nulls":13},0,0,0,0]
["Drop 1","585_G_3",585,"G","3",null,"Hydro",null,"WECC_IID","California",6,"Imperial",25,"06025",1.3,0,1984,9999,null,null,"N","Hydro",{"$nulls":13},0,0,0,0]
["East Highline","586_G_1",586,"G","1",null,"Hydro",null,"WECC_IID","California",6,"Imperial",25,"06025",1,0,1984,9999,null,null,"N","Hydro",{"$nulls":13},0,0,0,0]
["J C McNeil","589_B_1",589,"B","1",377,"Biomass",null,"NENGREST","Vermont",50,"Chittenden",7,"50007",52,14740,1984,9999,"other",null,"N","Biomass",{"$nulls":3},"other","SCR",1984,null,"ESPC + C","No",{"$nulls":4},0.06979,0.06979,0.06979,0.06979]
["Christiana","591_G_CH11",591,"G","CH11",378,"Combustion Turbine",null,"PJM_EMAC","Delaware",10,"New Castle",3,"10003",25,25000,1973,9999,null,null,"N","Distillate Fuel Oil",{"$nulls":3},"H2O",{"$nulls":9},0.58739,0.58739,0.58739,0.58739]
["Christiana","591_G_CH14",591,"G","CH14",379,"Combustion Turbine",null,"PJM_EMAC","Delaware",10,"New Castle",3,"10003",25,25000,1973,9999,null,null,"N","Distillate Fuel Oil",{"$nulls":3},"H2O",{"$nulls":9},0.40611,0.40611,0.40611,0.40611]
["Delaware City 10","592_G_DC10",592,"G","DC10",380,"Combustion Turbine",null,"PJM_EMAC","Delaware",10,"New Castle",3,"10003",18,17510,1968,9999,null,null,"N","Distillate Fuel Oil",{"$nulls":3},"H2O",{"$nulls":8},0.3,0.30596,0.30596,0.30596,0.30596]
["Edge Moor","593_B_3",593,"B","3",382,"O/G Steam",null,"PJM_EMAC","Delaware",10,"New Castle",3,"10003",86,11965,1957,9999,"tangential","dry","N","Natural Gas",{"$nulls":3},"LNB","SNCR",null,"1996",{"$nulls":5},0.26,0.06701,0.06701,0.06701,0.06701]
["Edge Moor","593_B_4",593,"B","4",383,"O/G Steam",null,"PJM_EMAC","Delaware",10,"New Castle",3,"10003",174,11626,1966,9999,"tangential","dry","N","Natural Gas",{"$nulls":3},"LNC2","SNCR",null,"2010",{"$nulls":5},0.26,0.05778,0.05778,0.05778,0.05778]
["Edge Moor","593_B_5",593,"B","5",384,"O/G Steam",null,"PJM_EMAC","Delaware",10,"New Castle",3,"10003",450,11569,1973,9999,"wall","dry","N","Natural Gas, Residual Fuel Oil",{"$nulls":3},"LNBO","SNCR",null,"2010",{"$nulls":5},0.5,0.09533,0.06735,0.09533,0.06735]
["Edge Moor","593_G_10",593,"G","10",381,"Combustion Turbine",null,"PJM_EMAC","Delaware",10,"New Castle",3,"10003",15,11368,1963,9999,null,null,"N","Distillate Fuel Oil",{"$nulls":3},"H2O",{"$nulls":8},0.3,0.24022,0.24022,0.24022,0.24022]
["Indian River Generating Station","594_B_4",594,"B","4",389,"Coal Steam",null,"PJM_EMAC","Delaware",10,"Sussex",5,"10005",410,11833,1980,9999,"wall","dry","N","Bituminous","Dry Scrubber",2012,0.954,"LNBO","SCR",2012,null,"ESPC + B","No","ACI",2008,null,0.2,0.3058,0.0837,0.3058,0.0837,0.1,0.1,0.1,0.99]
["Indian River Generating Station","594_G_10",594,"G","10",386,"Combustion Turbine",null,"PJM_EMAC","Delaware",10,"Sussex",5,"10005",16.1,15403,1967,9999,null,null,"N","Distillate Fuel Oil",{"$nulls":3},"H2O",{"$nulls":8},0.3,0.22092,0.22092,0.22092,0.22092]
["West Station (DE)","597_G_WEST",597,"G","WEST",391,"Combustion Turbine",null,"PJM_EMAC","Delaware",10,"New Castle",3,"10003",15,25000,1964,9999,null,null,"N","Distillate Fuel Oil",{"$nulls":3},"H2O",{"$nulls":8},0.3,0.25108,0.25108,0.25108,0.25108]
["McKee Run","599_B_3",599,"B","3",394,"O/G Steam",null,"PJM_EMAC","Delaware",10,"Kent",1,"10001",103,11866,1975,9999,"wall","dry","N","Natural Gas",{"$nulls":3},"LA + LNB + OFA","SNCR",{"$nulls":7},0.05,0.3396,0.20518,0.3396,0.20518]
["Brandon Shores","602_B_1",602,"B","1",395,"Coal Steam",null,"PJM_SMAC","Maryland",24,"Anne Arundel",3,"24003",635,11156,1991,9999,"wall","dry","N","Bituminous","Wet Scrubber",2009,0.98,"AA + LNB + LNBO","SCR",2001,null,"ESPH + B + C","No","ACI",2009,null,1.2,0.4307,0.06711,0.4307,0.06711,0.1,0.1,0.1,0.99]
["Brandon Shores","602_B_2",602,"B","2",396,"Coal Steam",null,"PJM_SMAC","Maryland",24,"Anne Arundel",3,"24003",638,11020,1991,9999,"wall","dry","N","Bituminous","Wet Scrubber",2010,0.98,"BF + LNB + LNBO","SCR",2000,null,"ESPH + B + C","No","ACI",2010,null,1.2,0.2113,0.07891,0.2113,0.07891,0.1,0.1,0.1,0.99]
["Fredonia","607_G_1",607,"G","1",null,"Combustion Turbine",null,"WECC_PNW","Washington",53,"Skagit",57,"53057",93,12907,1984,9999,null,null,"N","Natural Gas, Distillate Fuel Oil",{"$nulls":12},2.63,0.32121,0.32121,0.32121,0.32121]
["Fredonia","607_G_2",607,"G","2",null,"Combustion Turbine",null,"WECC_PNW","Washington",53,"Skagit",57,"53057",93,12907,1984,9999,null,null,"N","Natural Gas, Distillate Fuel Oil",{"$nulls":12},2.63,0.31261,0.31261,0.31261,0.31261]
["Fredonia","607_G_3",607,"G","3",9183,"Combustion Turbine",null,"WECC_PNW","Washington",53,"Skagit",57,"53057",47,12907,2001,9999,null,null,"N","Natural Gas, Distillate Fuel Oil",{"$nulls":3},"H2O","SCR",{"$nulls":7},2.63,0.01769,0.01769,0.01769,0.01769]
["Fredonia","607_G_4",607,"G","4",9184,"Combustion Turbine",null,"WECC_PNW","Washington",53,"Skagit",57,"53057",47,12907,2001,9999,null,null,"N","Natural Gas, Distillate Fuel Oil",{"$nulls":3},"H2O","SCR",{"$nulls":7},2.63,0.0198,0.0198,0.0198,0.0198]
["Cape Canaveral","609_G_3A",609,"G","3A",90801,"Combined Cycle",null,"FRCC","Florida",12,"Brevard",9,"12009",248,7328,2013,9999,null,null,"N","Natural Gas, Distillate Fuel Oil",{"$nulls":3},"DLNB + H2O","SCR",{"$nulls":8},0.00758,0.00758,0.00758,0.00758]
["Cape Canaveral","609_G_3B",609,"G","3B",90802,"Combined Cycle",null,"FRCC","Florida",12,"Brevard",9,"12009",248,7328,2013,9999,null,null,"N","Natural Gas, Distillate Fuel Oil",{"$nulls":3},"DLNB + H2O","SCR",{"$nulls":8},0.00758,0.00758,0.00758,0.00758]
["Cape Canaveral","609_G_3C",609,"G","3C",90803,"Combined Cycle",null,"FRCC","Florida",12,"Brevard",9,"12009",248,7328,2013,9999,null,null,"N","Natural Gas, Distillate Fuel Oil",{"$nulls":3},"DLNB + H2O","SCR",{"$nulls":8},0.00758,0.00758,0.00758,0.00758]
["Cape Canaveral","609_G_3ST",609,"G","3ST",null,"Combined Cycle",null,"FRCC","Florida",12,"Brevard",9,"12009",467,7328,2013,9999,null,null,"N","Natural Gas, Distillate Fuel Oil",{"$nulls":3},"DLNB + H2O","SCR",2013,{"$nulls":7},0.00758,0.00758,0.00758,0.00758]
["Fort Myers","612_G_2A",612,"G","2A",403,"Combined Cycle",null,"FRCC","Florida",12,"Lee",71,"12071",157,7466,2000,9999,null,null,"N","Natural Gas",{"$nulls":3},"DLNB",{"$nulls":8},0.5,0.02544,0.02544,0.02544,0.02544]
["Fort Myers","612_G_2B",612,"G","2B",404,"Combined Cycle",null,"FRCC","Florida",12,"Lee",71,"12071",157,7466,2000,9999,null,null,"N","Natural Gas",{"$nulls":3},"DLNB",{"$nulls":8},0.5,0.02544,0.02544,0.02544,0.02544]
["Fort Myers","612_G_2C",612,"G","2C",405,"Combined Cycle",null,"FRCC","Florida",12,"Lee",71,"12071",157,7466,2000,9999,null,null,"N","Natural Gas",{"$nulls":3},"DLNB",{"$nulls":8},0.5,0.02544,0.02544,0.02544,0.02544]
["Fort Myers","612_G_2D",612,"G","2D",406,"Combined Cycle",null,"FRCC","Florida",12,"Lee",71,"12071",157,7466,2001,9999,null,null,"N","Natural Gas",{"$nulls":3},"DLNB",{"$nulls":8},0.5,0.02936,0.02936,0.02936,0.02936]
["Fort Myers","612_G_2E",612,"G","2E",407,"Combined Cycle",null,"FRCC","Florida",12,"Lee",71,"12071",157,7466,2001,9999,null,null,"N","Natural Gas",{"$nulls":3},"DLNB",{"$nulls":8},0.5,0.02936,0.02936,0.02936,0.02936]
["Fort Myers","612_G_2F",612,"G","2F",408,"Combined Cycle",null,"FRCC","Florida",12,"Lee",71,"12071",157,7466,2001,9999,null,null,"N","Natural Gas",{"$nulls":3},"DLNB",{"$nulls":8},0.5,0.02936,0.02936,0.02936,0.02936]
["Fort Myers","612_G_CT1",612,"G","CT1",411,"Combustion Turbine",null,"FRCC","Florida",12,"Lee",71,"12071",158,11743,2003,9999,null,null,"N","Natural Gas, Distillate Fuel Oil",{"$nulls":3},"DLNB + H2O",{"$nulls":8},0.5,0.04698,0.04698,0.04698,0.04698]
["Fort Myers","612_G_CT2",612,"G","CT2",412,"Combustion Turbine",null,"FRCC","Florida",12,"Lee",71,"12071",158,11743,2003,9999,null,null,"N","Natural Gas, Distillate Fuel Oil",{"$nulls":3},"DLNB + H2O",{"$nulls":8},0.5,0.05117,0.05117,0.05117,0.05117]
["Fort Myers","612_G_PFM3C",612,"G","PFM3C",91055,"Combustion Turbine","","FRCC","Florida",12,"Lee",71,"12071",231,9086,2016,9999,null,null,"N","Natural Gas",{"$nulls":13},0.011,0.011,0.011,0.011]
["Fort Myers","612_G_PFM3D",612,"G","PFM3D",91054,"Combustion Turbine","","FRCC","Florida",12,"Lee",71,"12071",231,9086,2016,9999,null,null,"N","Natural Gas",{"$nulls":13},0.05963,0.05963,0.05963,0.05963]
["Fort Myers","612_G_ST1",612,"G","ST1",null,"Combined Cycle",null,"FRCC","Florida",12,"Lee",71,"12071",130,7466,1958,9999,null,null,"N","Natural Gas",{"$nulls":3},"DLNB",{"$nulls":8},0.5,0.02544,0.02544,0.02544,0.02544]
["Fort Myers","612_G_ST2",612,"G","ST2",null,"Combined Cycle",null,"FRCC","Florida",12,"Lee",71,"12071",363,7466,1969,9999,null,null,"N","Natural Gas",{"$nulls":3},"DLNB",{"$nulls":8},0.5,0.02936,0.02936,0.02936,0.02936]
["Lauderdale","613_G_4GT1",613,"G","4GT1",413,"Combined Cycle",null,"FRCC","Florida",12,"Broward",11,"12011",157,8316,1993,9999,null,null,"N","Natural Gas, Distillate Fuel Oil",{"$nulls":3},"STM",{"$nulls":8},1E-3,0.11615,0.11615,0.11615,0.11615]
["Lauderdale","613_G_4GT2",613,"G","4GT2",414,"Combined Cycle",null,"FRCC","Florida",12,"Broward",11,"12011",157,8316,1993,9999,null,null,"N","Natural Gas, Distillate Fuel Oil",{"$nulls":3},"STM",{"$nulls":8},1E-3,0.11615,0.11615,0.11615,0.11615]
["Lauderdale","613_G_5GT1",613,"G","5GT1",415,"Combined Cycle",null,"FRCC","Florida",12,"Broward",11,"12011",157,8316,1993,9999,null,null,"N","Natural Gas, Distillate Fuel Oil",{"$nulls":3},"STM",{"$nulls":8},1E-3,0.10352,0.10352,0.10352,0.10352]
["Lauderdale","613_G_5GT2",613,"G","5GT2",416,"Combined Cycle",null,"FRCC","Florida",12,"Broward",11,"12011",157,8316,1993,9999,null,null,"N","Natural Gas, Distillate Fuel Oil",{"$nulls":3},"STM",{"$nulls":8},1E-3,0.10352,0.10352,0.10352,0.10352]
["Lauderdale","613_G_6A",613,"G","6A",91056,"Combustion Turbine","","FRCC","Florida",12,"Broward",11,"12011",231,9086,2016,9999,null,null,"N","Natural Gas",{"$nulls":13},0.03659,0.03659,0.03659,0.03659]
["Lauderdale","613_G_6B",613,"G","6B",91057,"Combustion Turbine","","FRCC","Florida",12,"Broward",11,"12011",231,9086,2016,9999,null,null,"N","Natural Gas",{"$nulls":13},0.04323,0.04323,0.04323,0.04323]
["Lauderdale","613_G_6C",613,"G","6C",91058,"Combustion Turbine","","FRCC","Florida",12,"Broward",11,"12011",231,9086,2016,9999,null,null,"N","Natural Gas",{"$nulls":13},0.03609,0.03609,0.03609,0.03609]
["Lauderdale","613_G_6D",613,"G","6D",91059,"Combustion Turbine","","FRCC","Florida",12,"Broward",11,"12011",231,9086,2016,9999,null,null,"N","Natural Gas",{"$nulls":13},0.0578,0.0578,0.0578,0.0578]
["Lauderdale","613_G_6E",613,"G","6E",91060,"Combustion Turbine","","FRCC","Florida",12,"Broward",11,"12011",231,9086,2016,9999,null,null,"N","Natural Gas",{"$nulls":13},0.04634,0.04634,0.04634,0.04634]
["Lauderdale","613_G_ST4",613,"G","ST4",null,"Combined Cycle",null,"FRCC","Florida",12,"Broward",11,"12011",128,8316,1957,9999,null,null,"N","Natural Gas, Distillate Fuel Oil",{"$nulls":3},"STM",{"$nulls":8},1E-3,0.11615,0.11615,0.11615,0.11615]
["Lauderdale","613_G_ST5",613,"G","ST5",null,"Combined Cycle",null,"FRCC","Florida",12,"Broward",11,"12011",128,8316,1958,9999,null,null,"N","Natural Gas, Distillate Fuel Oil",{"$nulls":3},"STM",{"$nulls":8},1E-3,0.10352,0.10352,0.10352,0.10352]
["Port Everglades","617_G_5A",617,"G","5A",91022,"Combined Cycle",null,"FRCC","Florida",12,"Broward",11,"12011",276,7050,2016,9999,null,null,"N","Natural Gas",{"$nulls":3},"DLNB","SCR",{"$nulls":8},0.00785,0.00785,0.00785,0.00785]
["Port Everglades","617_G_5B",617,"G","5B",91023,"Combined Cycle",null,"FRCC","Florida",12,"Broward",11,"12011",276,7050,2016,9999,null,null,"N","Natural Gas",{"$nulls":3},"DLNB","SCR",{"$nulls":8},0.00785,0.00785,0.00785,0.00785]
["Port Everglades","617_G_5C",617,"G","5C",91021,"Combined Cycle",null,"FRCC","Florida",12,"Broward",11,"12011",276,7050,2016,9999,null,null,"N","Natural Gas",{"$nulls":3},"DLNB","SCR",{"$nulls":8},0.00785,0.00785,0.00785,0.00785]
["Port Everglades","617_G_5ST",617,"G","5ST",null,"Combined Cycle",null,"FRCC","Florida",12,"Broward",11,"12011",432,7050,2016,9999,null,null,"N","Natural Gas",{"$nulls":4},"SCR",{"$nulls":8},0.00785,0.00785,0.00785,0.00785]
["Riviera","619_G_5A",619,"G","5A",90798,"Combined Cycle",null,"FRCC","Florida",12,"Palm Beach",99,"12099",248,7050,2014,9999,null,null,"N","Natural Gas, Distillate Fuel Oil",{"$nulls":3},"DLNB + H2O","SCR",{"$nulls":8},0.00761,0.00761,0.00761,0.00761]
["Riviera","619_G_5B",619,"G","5B",90799,"Combined Cycle",null,"FRCC","Florida",12,"Palm Beach",99,"12099",248,7050,2014,9999,null,null,"N","Natural Gas, Distillate Fuel Oil",{"$nulls":3},"DLNB + H2O","SCR",{"$nulls":8},0.00761,0.00761,0.00761,0.00761]
["Riviera","619_G_5C",619,"G","5C",90800,"Combined Cycle",null,"FRCC","Florida",12,"Palm Beach",99,"12099",248,7050,2014,9999,null,null,"N","Natural Gas, Distillate Fuel Oil",{"$nulls":3},"DLNB + H2O","SCR",{"$nulls":8},0.00761,0.00761,0.00761,0.00761]
["Riviera","619_G_5ST",619,"G","5ST",null,"Combined Cycle",null,"FRCC","Florida",12,"Palm Beach",99,"12099",468,7050,2014,9999,null,null,"N","Natural Gas, Distillate Fuel Oil",{"$nulls":3},"DLNB + H2O","SCR",2014,{"$nulls":7},0.00761,0.00761,0.00761,0.00761]
["Sanford","620_G_4",620,"G","4",null,"Combined Cycle",null,"FRCC","Florida",12,"Volusia",127,"12127",351,7480,1969,9999,null,null,"N","Natural Gas",{"$nulls":3},"DLNB","SCR",2003,{"$nulls":6},1E-3,0.03297,0.03297,0.03297,0.03297]
["Sanford","620_G_4A",620,"G","4A",429,"Combined Cycle",null,"FRCC","Florida",12,"Volusia",127,"12127",152,7480,2002,9999,null,null,"N","Natural Gas",{"$nulls":3},"DLNB","SCR",{"$nulls":7},1E-3,0.03297,0.03297,0.03297,0.03297]
["Sanford","620_G_4B",620,"G","4B",430,"Combined Cycle",null,"FRCC","Florida",12,"Volusia",127,"12127",152,7480,2002,9999,null,null,"N","Natural Gas",{"$nulls":3},"DLNB","SCR",{"$nulls":7},1E-3,0.03297,0.03297,0.03297,0.03297]
["Sanford","620_G_4C",620,"G","4C",431,"Combined Cycle",null,"FRCC","Florida",12,"Volusia",127,"12127",152,7480,2002,9999,null,null,"N","Natural Gas",{"$nulls":3},"DLNB","SCR",{"$nulls":7},1E-3,0.03297,0.03297,0.03297,0.03297]
["Sanford","620_G_4D",620,"G","4D",432,"Combined Cycle",null,"FRCC","Florida",12,"Volusia",127,"12127",152,7480,2003,9999,null,null,"N","Natural Gas",{"$nulls":3},"DLNB","SCR",{"$nulls":7},1E-3,0.03297,0.03297,0.03297,0.03297]
["Sanford","620_G_5",620,"G","5",null,"Combined Cycle",null,"FRCC","Florida",12,"Volusia",127,"12127",350,7480,1974,9999,null,null,"N","Natural Gas",{"$nulls":3},"DLNB","SCR",2002,{"$nulls":6},1E-3,0.032,0.032,0.032,0.032]
["Sanford","620_G_5A",620,"G","5A",433,"Combined Cycle",null,"FRCC","Florida",12,"Volusia",127,"12127",151,7480,2002,9999,null,null,"N","Natural Gas",{"$nulls":3},"DLNB","SCR",{"$nulls":7},1E-3,0.032,0.032,0.032,0.032]
["Sanford","620_G_5B",620,"G","5B",434,"Combined Cycle",null,"FRCC","Florida",12,"Volusia",127,"12127",151,7480,2002,9999,null,null,"N","Natural Gas",{"$nulls":3},"DLNB","SCR",{"$nulls":7},1E-3,0.032,0.032,0.032,0.032]
["Sanford","620_G_5C",620,"G","5C",435,"Combined Cycle",null,"FRCC","Florida",12,"Volusia",127,"12127",151,7480,2002,9999,null,null,"N","Natural Gas",{"$nulls":3},"DLNB","SCR",{"$nulls":7},1E-3,0.032,0.032,0.032,0.032]
["Sanford","620_G_5D",620,"G","5D",436,"Combined Cycle",null,"FRCC","Florida",12,"Volusia",127,"12127",151,7480,2002,9999,null,null,"N","Natural Gas",{"$nulls":3},"DLNB","SCR",{"$nulls":7},1E-3,0.032,0.032,0.032,0.032]
["Turkey Point","621_G_3",621,"G","3",null,"Nuclear",null,"FRCC","Florida",12,"Miami Dade",86,"12086",802,10456,1972,2052,null,null,"N","Nuclear Fuel",{"$nulls":13},0,0,0,0]
["Turkey Point","621_G_4",621,"G","4",null,"Nuclear",null,"FRCC","Florida",12,"Miami Dade",86,"12086",802,10456,1973,2053,null,null,"N","Nuclear Fuel",{"$nulls":13},0,0,0,0]
["Turkey Point","621_G_5CA",621,"G","5CA",null,"Combined Cycle",null,"FRCC","Florida",12,"Miami Dade",86,"12086",443,7143,2007,9999,null,null,"N","Natural Gas",{"$nulls":3},"DLNB + H2O + LNB + NH3 + STM","SCR",2007,{"$nulls":7},0.00827,0.00827,0.00827,0.00827]
["Turkey Point","621_G_5CTA",621,"G","5CTA",89540,"Combined Cycle",null,"FRCC","Florida",12,"Miami Dade",86,"12086",176,7143,2007,9999,null,null,"N","Natural Gas",{"$nulls":3},"DLNB + H2O + NH3","SCR",{"$nulls":8},0.00827,0.00827,0.00827,0.00827]
["Turkey Point","621_G_5CTB",621,"G","5CTB",89541,"Combined Cycle",null,"FRCC","Florida",12,"Miami Dade",86,"12086",176,7143,2007,9999,null,null,"N","Natural Gas",{"$nulls":3},"DLNB + H2O + NH3","SCR",{"$nulls":8},0.00827,0.00827,0.00827,0.00827]
["Turkey Point","621_G_5CTC",621,"G","5CTC",89542,"Combined Cycle",null,"FRCC","Florida",12,"Miami Dade",86,"12086",176,7143,2007,9999,null,null,"N","Natural Gas",{"$nulls":3},"DLNB + H2O + NH3","SCR",{"$nulls":8},0.00827,0.00827,0.00827,0.00827]
["Turkey Point","621_G_5CTD",621,"G","5CTD",89543,"Combined Cycle",null,"FRCC","Florida",12,"Miami Dade",86,"12086",176,7143,2007,9999,null,null,"N","Natural Gas",{"$nulls":3},"DLNB + H2O + NH3","SCR",{"$nulls":8},0.00827,0.00827,0.00827,0.00827]
["South Fork Tolt","622_G_1",622,"G","1",null,"Hydro",null,"WECC_PNW","Washington",53,"King",33,"53033",16.8,0,1995,9999,null,null,"N","Hydro",{"$nulls":13},0,0,0,0]
["Upper Mechanicville","625_G_1",625,"G","1",null,"Hydro",null,"NY_Z_F","New York",36,"Saratoga",91,"36091",9.2,0,1983,9999,null,null,"N","Hydro",{"$nulls":13},0,0,0,0]
["Upper Mechanicville","625_G_2",625,"G","2",null,"Hydro",null,"NY_Z_F","New York",36,"Saratoga",91,"36091",9.2,0,1983,9999,null,null,"N","Hydro",{"$nulls":13},0,0,0,0]
["Oak Flat","626_G_1",626,"G","1",null,"Hydro",null,"WEC_CALN","California",6,"Plumas",63,"06063",1.3,0,1985,9999,null,null,"N","Hydro",{"$nulls":13},0,0,0,0]
["Bayboro","627_G_P1",627,"G","P1",89904,"Combustion Turbine",null,"FRCC","Florida",12,"Pinellas",103,"12103",44,14642,1973,9999,null,null,"N","Distillate Fuel Oil",{"$nulls":12},0.501,0.77579,0.77579,0.77579,0.77579]
["Bayboro","627_G_P2",627,"G","P2",89905,"Combustion Turbine",null,"FRCC","Florida",12,"Pinellas",103,"12103",41,14643,1973,9999,null,null,"N","Distillate Fuel Oil",{"$nulls":12},0.501,0.67038,0.67038,0.67038,0.67038]
["Bayboro","627_G_P3",627,"G","P3",89907,"Combustion Turbine",null,"FRCC","Florida",12,"Pinellas",103,"12103",43,14643,1973,9999,null,null,"N","Distillate Fuel Oil",{"$nulls":12},0.501,0.65363,0.65363,0.65363,0.65363]
["Bayboro","627_G_P4",627,"G","P4",89906,"Combustion Turbine",null,"FRCC","Florida",12,"Pinellas",103,"12103",43,14643,1973,9999,null,null,"N","Distillate Fuel Oil",{"$nulls":12},0.501,0.72187,0.72187,0.72187,0.72187]
["Crystal River","628_B_4",628,"B","4",442,"Coal Steam",null,"FRCC","Florida",12,"Citrus",17,"12017",712,10496,1982,9999,"wall","dry","N","Bituminous","Wet Scrubber",2010,0.97,"LNB","SCR",2010,null,"ESPC","No",{"$nulls":3},0.27,0.3859,0.05295,0.3859,0.05295,0.1,0.84,0.56,0.99]
["Crystal River","628_B_5",628,"B","5",443,"Coal Steam",null,"FRCC","Florida",12,"Citrus",17,"12017",710,10468,1984,9999,"wall","dry","N","Bituminous","Wet Scrubber",2009,0.97,"LNB","SCR",2009,null,"ESPC","No",{"$nulls":3},0.27,0.2134,0.05493,0.2134,0.05493,0.1,0.84,0.56,0.99]
["Newcastle","632_G_1",632,"G","1",null,"Hydro",null,"WEC_CALN","California",6,"Placer",61,"06061",11.5,0,1986,9999,null,null,"N","Hydro",{"$nulls":13},0,0,0,0]
["P L Bartow","634_G_4AGT",634,"G","4AGT",90418,"Combined Cycle",null,"FRCC","Florida",12,"Pinellas",103,"12103",183,7521,2009,9999,null,null,"N","Natural Gas, Distillate Fuel Oil",{"$nulls":3},"DLNB + H2O","SCR",{"$nulls":7},0.06,0.02931,0.02931,0.02931,0.02931]
["P L Bartow","634_G_4BGT",634,"G","4BGT",90416,"Combined Cycle",null,"FRCC","Florida",12,"Pinellas",103,"12103",180,7521,2009,9999,null,null,"N","Natural Gas, Distillate Fuel Oil",{"$nulls":3},"DLNB + H2O","SCR",{"$nulls":7},0.06,0.02931,0.02931,0.02931,0.02931]
["P L Bartow","634_G_4CGT",634,"G","4CGT",90417,"Combined Cycle",null,"FRCC","Florida",12,"Pinellas",103,"12103",187,7521,2009,9999,null,null,"N","Natural Gas, Distillate Fuel Oil",{"$nulls":3},"DLNB + H2O","SCR",{"$nulls":7},0.06,0.02931,0.02931,0.02931,0.02931]
["P L Bartow","634_G_4DGT",634,"G","4DGT",90419,"Combined Cycle",null,"FRCC","Florida",12,"Pinellas",103,"12103",184,7521,2009,9999,null,null,"N","Natural Gas, Distillate Fuel Oil",{"$nulls":3},"DLNB + H2O","SCR",{"$nulls":7},0.06,0.02931,0.02931,0.02931,0.02931]
["P L Bartow","634_G_4ST",634,"G","4ST",null,"Combined Cycle",null,"FRCC","Florida",12,"Pinellas",103,"12103",386,7521,2009,9999,null,null,"N","Natural Gas, Distillate Fuel Oil",{"$nulls":3},"DLNB + H2O","SCR",2009,{"$nulls":6},0.06,0.02931,0.02931,0.02931,0.02931]
["P L Bartow","634_G_P1",634,"G","P1",89900,"Combustion Turbine",null,"FRCC","Florida",12,"Pinellas",103,"12103",43,20272,1972,9999,null,null,"N","Distillate Fuel Oil",{"$nulls":12},0.501,0.48923,0.48923,0.48923,0.48923]
["P L Bartow","634_G_P2",634,"G","P2",89901,"Combustion Turbine",null,"FRCC","Florida",12,"Pinellas",103,"12103",42,20378,1972,9999,null,null,"N","Natural Gas, Distillate Fuel Oil",{"$nulls":12},0.501,0.31058,0.31058,0.31058,0.31058]
["P L Bartow","634_G_P3",634,"G","P3",89902,"Combustion Turbine",null,"FRCC","Florida",12,"Pinellas",103,"12103",43,20325,1972,9999,null,null,"N","Distillate Fuel Oil",{"$nulls":12},0.501,0.52317,0.52317,0.52317,0.52317]
["P L Bartow","634_G_P4",634,"G","P4",89903,"Combustion Turbine",null,"FRCC","Florida",12,"Pinellas",103,"12103",47,20419,1972,9999,null,null,"N","Natural Gas, Distillate Fuel Oil",{"$nulls":12},0.501,0.34193,0.34193,0.34193,0.34193]
["Suwannee River","638_G_P1",638,"G","P1",89883,"Combustion Turbine",null,"FRCC","Florida",12,"Suwannee",121,"12121",49,14205,1980,9999,null,null,"N","Natural Gas, Distillate Fuel Oil",{"$nulls":3},"H2O",{"$nulls":8},0.501,0.19261,0.19261,0.19261,0.19261]
["Suwannee River","638_G_P2",638,"G","P2",89884,"Combustion Turbine",null,"FRCC","Florida",12,"Suwannee",121,"12121",50,14205,1980,9999,null,null,"N","Distillate Fuel Oil",{"$nulls":3},"H2O",{"$nulls":8},0.501,0.20207,0.20207,0.20207,0.20207]
["Suwannee River","638_G_P3",638,"G","P3",89885,"Combustion Turbine",null,"FRCC","Florida",12,"Suwannee",121,"12121",50,14205,1980,9999,null,null,"N","Natural Gas, Distillate Fuel Oil",{"$nulls":3},"H2O",{"$nulls":8},0.501,0.2031,0.2031,0.2031,0.2031]
["Crist","641_B_4",641,"B","4",459,"Coal Steam",null,"S_SOU","Florida",12,"Escambia",33,"12033",75,11135,1959,9999,"tangential","dry","N","Bituminous","Wet Scrubber",2009,0.95,"LNB","SNCR",null,"2006","ESPC + ESPH","No",{"$nulls":3},2.4,0.2854,0.2854,0.139,0.139,0.05,0.84,0.56,0.99]
["Crist","641_B_5",641,"B","5",460,"Coal Steam",null,"S_SOU","Florida",12,"Escambia",33,"12033",75,10934,1961,9999,"tangential","dry","N","Bituminous","Wet Scrubber",2009,0.95,"LNB","SNCR",null,"2006","ESPC + ESPH","No",{"$nulls":3},2.4,0.2854,0.2854,0.139,0.139,0.05,0.84,0.56,0.99]
["Crist","641_B_6",641,"B","6",461,"Coal Steam",null,"S_SOU","Florida",12,"Escambia",33,"12033",299,11174,1970,9999,"wall","dry","N","Bituminous","Wet Scrubber",2009,0.95,"LNB","SCR",2012,null,"ESPC","No",{"$nulls":3},2.4,0.075,0.075,0.075,0.075,0.1,0.84,0.56,0.99]
["Crist","641_B_7",641,"B","7",462,"Coal Steam",null,"S_SOU","Florida",12,"Escambia",33,"12033",475,10937,1973,9999,"wall","dry","N","Bituminous","Wet Scrubber",2009,0.95,"LNB","SCR",2005,null,"ESPC","No",{"$nulls":3},2.4,0.075,0.075,0.075,0.075,0.1,0.84,0.56,0.99]
["Lansing Smith","643_G_3A",643,"G","3A",8284,"Combined Cycle",null,"S_SOU","Florida",12,"Bay",5,"12005",12,7205,2002,9999,null,null,"N","Natural Gas",{"$nulls":3},"DLNB",{"$nulls":8},1E-3,0.03613,0.03613,0.03613,0.03613]
["Lansing Smith","643_G_3B",643,"G","3B",8286,"Combined Cycle",null,"S_SOU","Florida",12,"Bay",5,"12005",12,7205,2002,9999,null,null,"N","Natural Gas",{"$nulls":3},"DLNB",{"$nulls":8},1E-3,0.03613,0.03613,0.03613,0.03613]
["Lansing Smith","643_G_3S",643,"G","3S",null,"Combined Cycle",null,"S_SOU","Florida",12,"Bay",5,"12005",481,7205,2002,9999,null,null,"N","Natural Gas",{"$nulls":3},"DLNB",{"$nulls":8},1E-3,0.03613,0.03613,0.03613,0.03613]
["Lansing Smith","643_G_CT1",643,"G","CT1",90260,"Combustion Turbine",null,"S_SOU","Florida",12,"Bay",5,"12005",32,18700,1971,9999,null,null,"N","Distillate Fuel Oil",{"$nulls":12},0.8,0.89192,0.89192,0.89192,0.89192]
["Big Bend","645_B_BB01",645,"B","BB01",467,"Coal Steam",null,"FRCC","Florida",12,"Hillsborough",57,"12057",385,10443,1970,9999,"wall","wet","N","Bituminous, Natural Gas","Wet Scrubber",1999,0.95,"LNB","SCR",2010,null,"ESPC","Yes",{"$nulls":3},6.5,0.5243,0.06329,0.5243,0.06329,0.1,0.84,0.56,0.99]
["Big Bend","645_B_BB02",645,"B","BB02",468,"Coal Steam",null,"FRCC","Florida",12,"Hillsborough",57,"12057",385,10449,1973,9999,"wall","wet","N","Bituminous, Natural Gas","Wet Scrubber",1999,0.95,"LNB","SCR",2009,null,"ESPC","Yes",{"$nulls":3},6.5,0.2041,0.07589,0.2041,0.07589,0.1,0.84,0.56,0.99]
["Big Bend","645_B_BB03",645,"B","BB03",469,"Coal Steam",null,"FRCC","Florida",12,"Hillsborough",57,"12057",395,10439,1976,9999,"wall","wet","N","Bituminous, Natural Gas","Wet Scrubber",2007,0.95,"LNB","SCR",2008,null,"ESPC","Yes",{"$nulls":3},6.5,0.4455,0.08873,0.4455,0.08873,0.1,0.84,0.56,0.99]
["Big Bend","645_B_BB04",645,"B","BB04",470,"Coal Steam",null,"FRCC","Florida",12,"Hillsborough",57,"12057",437,10530,1985,9999,"tangential","dry","N","Bituminous, Natural Gas","Wet Scrubber",1985,0.95,"LNC2","SCR",2007,null,"ESPC","Yes",{"$nulls":3},0.82,0.07583,0.07583,0.07583,0.07583,0.1,0.84,0.56,0.99]
["Big Bend","645_G_1",645,"G","1",null,"Solar PV",null,"FRCC","Florida",12,"Hillsborough",57,"12057",19,0,2017,9999,null,null,"N","Solar",{"$nulls":13},0,0,0,0]
["Big Bend","645_G_GT4",645,"G","GT4",90409,"Combustion Turbine",null,"FRCC","Florida",12,"Hillsborough",57,"12057",56,12426,2009,9999,null,null,"N","Natural Gas, Distillate Fuel Oil",{"$nulls":3},"H2O",{"$nulls":8},0.06,0.08611,0.08611,0.08611,0.08611]
["Vogtle","649_G_1",649,"G","1",null,"Nuclear",null,"S_SOU","Georgia",13,"Burke",33,"13033",1150,10456,1987,2067,null,null,"N","Nuclear Fuel",{"$nulls":13},0,0,0,0]
["Vogtle","649_G_2",649,"G","2",null,"Nuclear",null,"S_SOU","Georgia",13,"Burke",33,"13033",1152,10456,1989,2069,null,null,"N","Nuclear Fuel",{"$nulls":13},0,0,0,0]
["Vogtle","649_G_3",649,"G","3",null,"Nuclear",null,"S_SOU","Georgia",13,"Burke",33,"13033",1100,10479,2022,2102,null,null,"N","Nuclear Fuel",{"$nulls":13},0,0,0,0]
["Vogtle","649_G_4",649,"G","4",null,"Nuclear",null,"S_SOU","Georgia",13,"Burke",33,"13033",1100,10479,2023,2103,null,null,"N","Nuclear Fuel",{"$nulls":13},0,0,0,0]
["Deerhaven Generating Station","663_B_B1",663,"B","B1",486,"O/G Steam",null,"FRCC","Florida",12,"Alachua",1,"12001",75,12269,1972,2023,"wall","dry","N","Natural Gas, Residual Fuel Oil",{"$nulls":12},2.75,0.13099,0.13099,0.13099,0.13099]
["Deerhaven Generating Station","663_B_B2",663,"B","B2",487,"Coal Steam",null,"FRCC","Florida",12,"Alachua",1,"12001",232,11532,1981,9999,"wall","dry","N","Bituminous","Dry Scrubber",2010,0.9,"LNB + OFA","SCR",2010,null,"ESPH + B","No",{"$nulls":3},1.2,0.35443,0.07,0.35443,0.07,0.05,0.75,1,0.9500000000000001,{"$nulls":6},"Yes"]
["Deerhaven Generating Station","663_G_GT1",663,"G","GT1",null,"Combustion Turbine",null,"FRCC","Florida",12,"Alachua",1,"12001",17.5,15835,1976,9999,null,null,"N","Natural Gas, Distillate Fuel Oil",{"$nulls":12},0.8,0.47228,0.47228,0.47228,0.47228]
["Deerhaven Generating Station","663_G_GT2",663,"G","GT2",null,"Combustion Turbine",null,"FRCC","Florida",12,"Alachua",1,"12001",17.5,15835,1976,9999,null,null,"N","Natural Gas, Distillate Fuel Oil",{"$nulls":12},0.8,0.47228,0.47228,0.47228,0.47228]
["Deerhaven Generating Station","663_G_GT3",663,"G","GT3",488,"Combustion Turbine",null,"FRCC","Florida",12,"Alachua",1,"12001",75,15834,1996,9999,null,null,"N","Natural Gas, Distillate Fuel Oil",{"$nulls":3},"DLNB + H2O",{"$nulls":8},0.8,0.02941,0.02941,0.02941,0.02941]
["John R Kelly","664_G_8",664,"G","8",null,"Combined Cycle",null,"FRCC","Florida",12,"Alachua",1,"12001",37,8644,1965,9999,null,null,"N","Natural Gas, Distillate Fuel Oil",{"$nulls":3},"DLNB + H2O",{"$nulls":9},0.02513,0.02513,0.02513,0.02513]
["John R Kelly","664_G_CT04",664,"G","CT04",489,"Combined Cycle",null,"FRCC","Florida",12,"Alachua",1,"12001",75,8644,2001,9999,null,null,"N","Natural Gas, Distillate Fuel Oil",{"$nulls":3},"DLNB + H2O",{"$nulls":9},0.02513,0.02513,0.02513,0.02513]
["G W Ivey","665_G_13",665,"G","13",null,"Combustion Turbine","IC Engine","FRCC","Florida",12,"Miami Dade",86,"12086",1.8,15387,1972,9999,null,null,"N","Natural Gas, Distillate Fuel Oil",{"$nulls":12},0.8,4.35696,4.35696,4.35696,4.35696]
["G W Ivey","665_G_14",665,"G","14",null,"Combustion Turbine","IC Engine","FRCC","Florida",12,"Miami Dade",86,"12086",1.8,15387,1972,9999,null,null,"N","Natural Gas, Distillate Fuel Oil",{"$nulls":12},0.8,3.74477,3.74477,3.74477,3.74477]
["G W Ivey","665_G_15",665,"G","15",null,"Combustion Turbine","IC Engine","FRCC","Florida",12,"Miami Dade",86,"12086",1.8,15387,1972,9999,null,null,"N","Natural Gas, Distillate Fuel Oil",{"$nulls":12},0.8,4.30617,4.30617,4.30617,4.30617]
["G W Ivey","665_G_16",665,"G","16",null,"Combustion Turbine","IC Engine","FRCC","Florida",12,"Miami Dade",86,"12086",1.8,15387,1972,9999,null,null,"N","Natural Gas, Distillate Fuel Oil",{"$nulls":12},0.8,4.30617,4.30617,4.30617,4.30617]
["G W Ivey","665_G_17",665,"G","17",null,"Combustion Turbine","IC Engine","FRCC","Florida",12,"Miami Dade",86,"12086",1.8,15387,1972,9999,null,null,"N","Natural Gas, Distillate Fuel Oil",{"$nulls":12},0.8,4.36378,4.36378,4.36378,4.36378]
["G W Ivey","665_G_19",665,"G","19",null,"Combustion Turbine","IC Engine","FRCC","Florida",12,"Miami Dade",86,"12086",8,15386,1975,9999,null,null,"N","Natural Gas, Distillate Fuel Oil",{"$nulls":12},0.8,4.35547,4.35547,4.35547,4.35547]
["G W Ivey","665_G_2",665,"G","2",null,"Combustion Turbine","IC Engine","FRCC","Florida",12,"Miami Dade",86,"12086",1.8,15387,1970,9999,null,null,"N","Natural Gas, Distillate Fuel Oil",{"$nulls":13},4.30617,4.30617,4.30617,4.30617]
["G W Ivey","665_G_20",665,"G","20",null,"Combustion Turbine","IC Engine","FRCC","Florida",12,"Miami Dade",86,"12086",6,15387,1981,9999,null,null,"N","Natural Gas, Distillate Fuel Oil",{"$nulls":12},0.8,4.32261,4.32261,4.32261,4.32261]
["G W Ivey","665_G_21",665,"G","21",null,"Combustion Turbine","IC Engine","FRCC","Florida",12,"Miami Dade",86,"12086",6,15387,1981,9999,null,null,"N","Natural Gas, Distillate Fuel Oil",{"$nulls":12},0.8,4.35989,4.35989,4.35989,4.35989]
["G W Ivey","665_G_3",665,"G","3",null,"Combustion Turbine","IC Engine","FRCC","Florida",12,"Miami Dade",86,"12086",1.8,15387,1970,9999,null,null,"N","Natural Gas, Distillate Fuel Oil",{"$nulls":13},4.30617,4.30617,4.30617,4.30617]
["J D Kennedy","666_G_GT37",666,"G","GT37",493,"Combustion Turbine",null,"FRCC","Florida",12,"Duval",31,"12031",158.6,12301,2000,9999,null,null,"N","Natural Gas, Distillate Fuel Oil",{"$nulls":3},"DLNB + H2O",{"$nulls":8},0.8,0.0386,0.0386,0.0386,0.0386]
["J D Kennedy","666_G_GT38",666,"G","GT38",90118,"Combustion Turbine",null,"FRCC","Florida",12,"Duval",31,"12031",158.6,12301,2009,9999,null,null,"N","Natural Gas, Distillate Fuel Oil",{"$nulls":3},"DLNB",{"$nulls":9},0.04746,0.04746,0.04746,0.04746]
["Northside Generating Station","667_B_1",667,"B","1",497,"Coal Steam",null,"FRCC","Florida",12,"Duval",31,"12031",293,10514,2002,9999,"FBC","dry","N","Bituminous, Petroleum Coke","Dry Scrubber",2002,0.85,"CF","SNCR",null,"2002","B","NA",{"$nulls":3},1.98,0.05756,0.05756,0.05756,0.05756,0.05,0.43,0.43,0.95,{"$nulls":6},"Yes"]
["Northside Generating Station","667_B_2",667,"B","2",499,"Coal Steam",null,"FRCC","Florida",12,"Duval",31,"12031",293,10441,2002,9999,"FBC","dry","N","Bituminous, Petroleum Coke","Dry Scrubber",2002,0.85,"CF","SNCR",null,"2002","B","NA",{"$nulls":3},1.98,0.05635,0.05635,0.05635,0.05635,0.05,0.43,0.43,0.95,{"$nulls":6},"Yes"]
["Northside Generating Station","667_G_4",667,"G","4",90063,"Combustion Turbine",null,"FRCC","Florida",12,"Duval",31,"12031",53,25000,1975,9999,null,null,"N","Distillate Fuel Oil",{"$nulls":12},0.8,0.35628,0.35628,0.35628,0.35628]
["Northside Generating Station","667_G_5",667,"G","5",90064,"Combustion Turbine",null,"FRCC","Florida",12,"Duval",31,"12031",53,25000,1974,9999,null,null,"N","Distillate Fuel Oil",{"$nulls":12},0.8,0.38642,0.38642,0.38642,0.38642]
["Northside Generating Station","667_G_6",667,"G","6",90065,"Combustion Turbine",null,"FRCC","Florida",12,"Duval",31,"12031",53,25000,1974,9999,null,null,"N","Distillate Fuel Oil",{"$nulls":12},0.8,0.38755,0.38755,0.38755,0.38755]
["Northside Generating Station","667_G_GT3",667,"G","GT3",90062,"Combustion Turbine",null,"FRCC","Florida",12,"Duval",31,"12031",53,25000,1975,9999,null,null,"N","Distillate Fuel Oil",{"$nulls":12},0.8,0.36986,0.36986,0.36986,0.36986]
["Northside Generating Station","667_G_ST3",667,"G","ST3",500,"O/G Steam",null,"FRCC","Florida",12,"Duval",31,"12031",524,10429,1977,9999,"wall","dry","N","Natural Gas",{"$nulls":3},"LNB","SNCR",null,"2002",{"$nulls":6},0.19628,0.19628,0.19628,0.19628]
["Tom G Smith","673_B_S-3",673,"B","S-3",507,"O/G Steam",null,"FRCC","Florida",12,"Palm Beach",99,"12099",22,14500,1967,9999,"wall","dry","N","Natural Gas, Residual Fuel Oil",{"$nulls":3},"AA",{"$nulls":8},2.75,0.23931,0.23931,0.23931,0.23931]
["Tom G Smith","673_G_GT1",673,"G","GT1",90277,"Combustion Turbine",null,"FRCC","Florida",12,"Palm Beach",99,"12099",26,25000,1976,9999,null,null,"N","Distillate Fuel Oil",{"$nulls":12},0.8,1.20009,1.20009,1.20009,1.20009]
["Tom G Smith","673_G_GT2",673,"G","GT2",null,"Combined Cycle",null,"FRCC","Florida",12,"Palm Beach",99,"12099",21,15000,1978,9999,null,null,"N","Natural Gas, Distillate Fuel Oil",{"$nulls":13},0.09795,0.09795,0.09795,0.09795]
["Tom G Smith","673_G_MU1",673,"G","MU1",null,"Combustion Turbine","IC Engine","FRCC","Florida",12,"Palm Beach",99,"12099",2,12822,1965,9999,null,null,"N","Distillate Fuel Oil",{"$nulls":13},3.21364,3.21364,3.21364,3.21364]
["Tom G Smith","673_G_MU2",673,"G","MU2",null,"Combustion Turbine","IC Engine","FRCC","Florida",12,"Palm Beach",99,"12099",2,12822,1965,9999,null,null,"N","Distillate Fuel Oil",{"$nulls":13},3.21364,3.21364,3.21364,3.21364]
["Tom G Smith","673_G_MU3",673,"G","MU3",null,"Combustion Turbine","IC Engine","FRCC","Florida",12,"Palm Beach",99,"12099",2,12822,1965,9999,null,null,"N","Distillate Fuel Oil",{"$nulls":13},3.20789,3.20789,3.20789,3.20789]
["Tom G Smith","673_G_MU4",673,"G","MU4",null,"Combustion Turbine","IC Engine","FRCC","Florida",12,"Palm Beach",99,"12099",2,12822,1965,9999,null,null,"N","Distillate Fuel Oil",{"$nulls":13},3.21364,3.21364,3.21364,3.21364]
["Tom G Smith","673_G_MU5",673,"G","MU5",null,"Combustion Turbine","IC Engine","FRCC","Florida",12,"Palm Beach",99,"12099",2,12822,1965,9999,null,null,"N","Distillate Fuel Oil",{"$nulls":13},3.21364,3.21364,3.21364,3.21364]
["Tom G Smith","673_G_S5",673,"G","S5",null,"Combined Cycle",null,"FRCC","Florida",12,"Palm Beach",99,"12099",9,15000,1978,9999,null,null,"N","Natural Gas, Distillate Fuel Oil",{"$nulls":13},0.09795,0.09795,0.09795,0.09795]
["Larsen Memorial","675_G_2",675,"G","2",null,"Combustion Turbine",null,"FRCC","Florida",12,"Polk",105,"12105",10,19961,1962,9999,null,null,"N","Natural Gas, Distillate Fuel Oil",{"$nulls":13},0.44249,0.44249,0.44249,0.44249]
["Larsen Memorial","675_G_3",675,"G","3",null,"Combustion Turbine",null,"FRCC","Florida",12,"Polk",105,"12105",9,19967,1962,9999,null,null,"N","Natural Gas, Distillate Fuel Oil",{"$nulls":13},0.34159,0.34159,0.34159,0.34159]
["Larsen Memorial","675_G_5",675,"G","5",null,"Combined Cycle",null,"FRCC","Florida",12,"Polk",105,"12105",29,12189,1956,9999,null,null,"N","Natural Gas, Distillate Fuel Oil",{"$nulls":3},"H2O",{"$nulls":9},0.04644,0.04644,0.04644,0.04644]
["Larsen Memorial","675_G_8",675,"G","8",509,"Combined Cycle",null,"FRCC","Florida",12,"Polk",105,"12105",76,12189,1992,9999,null,null,"N","Natural Gas, Distillate Fuel Oil",{"$nulls":3},"H2O",{"$nulls":9},0.04644,0.04644,0.04644,0.04644]
["C D McIntosh Jr","676_B_2",676,"B","2",513,"O/G Steam",null,"FRCC","Florida",12,"Polk",105,"12105",106,14500,1976,9999,"wall","dry","N","Natural Gas, Residual Fuel Oil",{"$nulls":3},"CM",{"$nulls":8},0.8,0.06832,0.06832,0.06832,0.06832]
["C D McIntosh Jr","676_G_GT1",676,"G","GT1",null,"Combustion Turbine",null,"FRCC","Florida",12,"Polk",105,"12105",16,21334,1973,9999,null,null,"N","Natural Gas, Distillate Fuel Oil",{"$nulls":12},0.8,0.31845,0.31845,0.31845,0.31845]
["J Woodruff","690_G_3A",690,"G","3A",null,"Hydro",null,"FRCC","Florida",12,"Gadsden",39,"12039",14.5,0,2001,9999,null,null,"N","Hydro",{"$nulls":13},0,0,0,0]
["Trenton North","698_G_4",698,"G","4",null,"Combustion Turbine","IC Engine","MIS_MO","Missouri",29,"Grundy",79,"29079",2.7,13150,1974,9999,null,null,"N","Distillate Fuel Oil",{"$nulls":12},2.3,1.77612,1.77612,1.77612,1.77612]
["Flint River","706_G_3",706,"G","3",null,"Hydro",null,"S_SOU","Georgia",13,"Dougherty",95,"13095",2.1,0,1925,9999,null,null,"N","Hydro",{"$nulls":13},0,0,0,0]
["Jack McDonough","710_G_6",710,"G","6",null,"Combined Cycle",null,"S_SOU","Georgia",13,"Cobb",67,"13067",375,7050,2012,9999,null,null,"N","Natural Gas, Distillate Fuel Oil",{"$nulls":3},"LNC3","SCR",2013,{"$nulls":7},4.45E-3,4.45E-3,4.45E-3,4.45E-3]
["McManus","715_G_3A",715,"G","3A",90262,"Combustion Turbine",null,"S_SOU","Georgia",13,"Glynn",127,"13127",46,25000,1972,9999,null,null,"N","Distillate Fuel Oil",{"$nulls":12},3.09,1.20004,1.20004,1.20004,1.20004]
["North Highlands","719_G_4",719,"G","4",null,"Hydro",null,"S_SOU","Georgia",13,"Muscogee",215,"13215",2.3,0,1963,9999,null,null,"N","Hydro",{"$nulls":13},0,0,0,0]
["Yonah","729_G_3",729,"G","3",null,"Hydro",null,"S_SOU","Georgia",13,"Stephens",257,"13257",9.5,0,1925,9999,null,null,"N","Hydro",{"$nulls":13},0,0,0,0]
["Lake Blackshear Project","752_G_2",752,"G","2",null,"Hydro",null,"S_SOU","Georgia",13,"Worth",321,"13321",4,0,1930,9999,null,null,"N","Hydro",{"$nulls":13},0,0,0,0]
["Walter F George","761_G_1",761,"G","1",null,"Hydro",null,"S_SOU","Georgia",13,"Clay",61,"13061",42,0,1963,9999,null,null,"N","Hydro",{"$nulls":13},0,0,0,0]
["American Falls","809_G_2",809,"G","2",null,"Hydro",null,"WECC_ID","Idaho",16,"Power",77,"16077",36.8,0,1978,9999,null,null,"N","Hydro",{"$nulls":13},0,0,0,0]
["Lower Salmon","816_G_3",816,"G","3",null,"Hydro",null,"WECC_ID","Idaho",16,"Gooding",47,"16047",17.7,0,1949,9999,null,null,"N","Hydro",{"$nulls":13},0,0,0,0]
["Grace","827_G_4",827,"G","4",null,"Hydro",null,"WECC_ID","Idaho",16,"Caribou",29,"16029",11,0,1923,9999,null,null,"N","Hydro",{"$nulls":13},0,0,0,0]
["Post Falls","835_G_1",835,"G","1",null,"Hydro",null,"WECC_PNW","Idaho",16,"Kootenai",55,"16055",2.8,0,1907,9999,null,null,"N","Hydro",{"$nulls":13},0,0,0,0]
["Coffeen","861_B_01",861,"B","01",573,"Coal Steam",null,"MIS_IL","Illinois",17,"Montgomery",135,"17135",330,11313,1965,9999,"cyclone","wet","N","Bituminous, Subbituminous","Wet Scrubber",2009,0.982,"OFA","SCR",2001,null,"ESPC","Yes",{"$nulls":3},0.04,0.5395,0.07009,0.5395,0.07009,0.1,0.1,0.56,0.99,"Yes",2017]
["Waukegan","883_G_312",883,"G","312",9162,"Combustion Turbine",null,"PJM_COMD","Illinois",17,"Lake",97,"17097",28.5,17939,1968,9999,null,null,"N","Distillate Fuel Oil",{"$nulls":12},1,1.20023,1.20023,1.20023,1.20023]
["Joppa Steam","887_B_5",887,"B","5",609,"Coal Steam",null,"S_C_TVA","Illinois",17,"Massac",127,"17127",156,10559,1955,9999,"tangential","dry","N","Subbituminous",{"$nulls":3},"LNC1",{"$nulls":3},"ESPC","Yes","ACI",2009,null,0.507,0.11103,0.11103,0.11103,0.11103,0.1,0.1,0.1]
["Alamo","905_G_1",905,"G","1",null,"Hydro",null,"WECC_SCE","California",6,"Los Angeles",37,"06037",17,0,1986,9999,null,null,"N","Hydro",{"$nulls":13},0,0,0,0]
["Breese","934_G_IC3",934,"G","IC3",null,"Combustion Turbine","IC Engine","MIS_IL","Illinois",17,"Clinton",27,"17027",3,13316,1968,9999,null,null,"N","Distillate Fuel Oil",{"$nulls":12},1,0.73147,0.73147,0.73147,0.73147]
["Fairfield","940_G_IC7",940,"G","IC7",null,"Combustion Turbine","IC Engine","MIS_IL","Illinois",17,"Wayne",191,"17191",2.7,10898,1979,9999,null,null,"N","Distillate Fuel Oil",{"$nulls":12},1,0.73147,0.73147,0.73147,0.73147]
["Geneseo","944_G_3",944,"G","3",null,"Combustion Turbine","IC Engine","MIS_MIDA","Illinois",17,"Henry",73,"17073",2.8,18000,1966,9999,null,null,"N","Natural Gas, Distillate Fuel Oil",{"$nulls":12},1,0.79266,0.79266,0.79266,0.79266]
["McLeansboro","948_G_2",948,"G","2",null,"Combustion Turbine","IC Engine","MIS_IL","Illinois",17,"Hamilton",65,"17065",0.4,10745,1950,9999,null,null,"N","Distillate Fuel Oil",{"$nulls":12},1,0.73147,0.73147,0.73147,0.73147]
["Peru (IL)","955_G_13",955,"G","13",null,"Combustion Turbine","IC Engine","PJM_COMD","Illinois",17,"Lasalle",99,"17099",2.7,25000,2011,9999,null,null,"N","Distillate Fuel Oil",{"$nulls":13},0.73147,0.73147,0.73147,0.73147]
["Princeton (IL)","957_G_5",957,"G","5",null,"Combustion Turbine","IC Engine","MIS_IL","Illinois",17,"Bureau",11,"17011",4.4,18000,1971,9999,null,null,"N","Natural Gas, Distillate Fuel Oil",{"$nulls":12},1,0.79266,0.79266,0.79266,0.79266]
["North Ninth Street","960_G_10",960,"G","10",null,"Combustion Turbine","IC Engine","PJM_COMD","Illinois",17,"Ogle",141,"17141",2,11620,1989,9999,null,null,"N","Natural Gas, Distillate Fuel Oil",{"$nulls":12},1,0.79266,0.79266,0.79266,0.79266]
["Dallman","963_B_41",963,"B","41",89910,"Coal Steam",null,"MIS_IL","Illinois",17,"Sangamon",167,"17167",208,11394,2009,9999,"wall","wet","N","Bituminous","Wet Scrubber",2009,0.98,"LNB + OFA","SCR",2009,null,"ESPC + B","No","ACI",2009,null,0.2,0.06714,0.06714,0.06714,0.06714,0.1,0.1,0.1,0.99]
["Sullivan (IL)","969_G_13",969,"G","13",null,"Combustion Turbine","IC Engine","MIS_IL","Illinois",17,"Moultrie",139,"17139",2.3,10745,2012,9999,null,null,"N","Distillate Fuel Oil",{"$nulls":13},0.73147,0.73147,0.73147,0.73147]
["Winnetka","972_B_8",972,"B","8",null,"O/G Steam",null,"PJM_COMD","Illinois",17,"Cook",31,"17031",7,14500,1958,9999,null,null,"N","Natural Gas",{"$nulls":12},1,0.23505,0.23505,0.23505,0.23505]
["Twin Branch","989_G_H1W",989,"G","H1W",null,"Hydro",null,"PJM_West","Indiana",18,"St Joseph",141,"18141",0.5,0,1989,9999,null,null,"N","Hydro",{"$nulls":13},0,0,0,0]
["Harding Street","990_G_IC1",990,"G","IC1",null,"Combustion Turbine","IC Engine","MIS_INKY","Indiana",18,"Marion",97,"18097",3,12806,1967,9999,null,null,"N","Distillate Fuel Oil",{"$nulls":12},1.6,1.77612,1.77612,1.77612,1.77612]
["AES Petersburg","994_G_IC2",994,"G","IC2",null,"Combustion Turbine","IC Engine","MIS_INKY","Indiana",18,"Pike",125,"18125",3,11458,1967,9999,null,null,"N","Distillate Fuel Oil",{"$nulls":12},1.6,1.77612,1.77612,1.77612,1.77612]
["Cayuga","1001_G_32",1001,"G","32",null,"Combustion Turbine","IC Engine","MIS_INKY","Indiana",18,"Vermillion",165,"18165",3,11287,1972,9999,null,null,"N","Distillate Fuel Oil",{"$nulls":12},1.6,1.77612,1.77612,1.77612,1.77612]
["Butler-Warner Generation Plant","1016_G_3",1016,"G","3",9624,"Combined Cycle",null,"S_VACA","North Carolina",37,"Cumberland",51,"37051",20,12453,1976,9999,null,null,"N","Natural Gas, Distillate Fuel Oil",{"$nulls":3},"H2O",{"$nulls":9},0.36135,0.36135,0.36135,0.36135]
["Butler-Warner Generation Plant","1016_G_8",1016,"G","8",88321,"Combined Cycle",null,"S_VACA","North Carolina",37,"Cumberland",51,"37051",20,12453,1980,9999,null,null,"N","Natural Gas, Distillate Fuel Oil",{"$nulls":3},"H2O",{"$nulls":9},0.36135,0.36135,0.36135,0.36135]
["Walter Scott Jr Energy Center","1082_B_4",1082,"B","4",89556,"Coal Steam",null,"MIS_MIDA","Iowa",19,"Pottawattamie",155,"19155",814,10111,2007,9999,"wall","dry","N","Subbituminous","Dry Scrubber",2007,0.92,"LNB + OFA","SCR",2007,null,"B","NA","ACI",2007,null,0.1,0.0566,0.0566,0.0566,0.0566,0.1,0.1,0.1,0.99]
["River Hills","1084_G_1",1084,"G","1",null,"Combustion Turbine",null,"MIS_MIDA","Iowa",19,"Polk",153,"19153",14.5,25000,1966,9999,null,null,"N","Natural Gas",{"$nulls":12},0.5,0.3138,0.3138,0.3138,0.3138]
["Anita","1123_G_2",1123,"G","2",null,"Combustion Turbine","IC Engine","MIS_IL","Iowa",19,"Cass",29,"19029",0.1,11540,1939,9999,null,null,"N","Distillate Fuel Oil",{"$nulls":12},2.5,1.77612,1.77612,1.77612,1.77612]
["Anita","1123_G_4",1123,"G","4",null,"Combustion Turbine","IC Engine","MIS_IL","Iowa",19,"Cass",29,"19029",0.2,11547,2000,9999,null,null,"N","Distillate Fuel Oil",{"$nulls":12},2.5,1.77612,1.77612,1.77612,1.77612]
["Bloomfield","1127_G_5",1127,"G","5",null,"Combustion Turbine","IC Engine","MIS_IA","Iowa",19,"Davis",51,"19051",0.8,13112,1951,9999,null,null,"N","Natural Gas, Distillate Fuel Oil",{"$nulls":12},2.5,0.79266,0.79266,0.79266,0.79266]
["Graettinger","1142_G_4",1142,"G","4",null,"Combustion Turbine","IC Engine","MIS_IA","Iowa",19,"Palo Alto",147,"19147",0.5,12539,1957,9999,null,null,"N","Distillate Fuel Oil",{"$nulls":12},2.5,1.77612,1.77612,1.77612,1.77612]
["Grundy Center City Light Plant","1145_G_IC2",1145,"G","IC2",null,"Combustion Turbine","IC Engine","MIS_IA","Iowa",19,"Grundy",75,"19075",3.5,10745,1972,9999,null,null,"N","Natural Gas, Distillate Fuel Oil",{"$nulls":12},2.5,1.77612,1.77612,1.77612,1.77612]
["Lamoni Municipal Utilities","1155_G_5",1155,"G","5",null,"Combustion Turbine","IC Engine","MIS_IA","Iowa",19,"Decatur",53,"19053",1.1,10745,1955,9999,null,null,"N","Natural Gas, Distillate Fuel Oil",{"$nulls":12},2.5,1.77612,1.77612,1.77612,1.77612]
["Manning","1160_G_1",1160,"G","1",null,"Combustion Turbine","IC Engine","MIS_MIDA","Iowa",19,"Carroll",27,"19027",0.2,25000,1928,9999,null,null,"N","Distillate Fuel Oil",{"$nulls":12},2.5,1.77612,1.77612,1.77612,1.77612]
["McGregor","1163_G_3",1163,"G","3",null,"Combustion Turbine","IC Engine","MIS_IA","Iowa",19,"Clayton",43,"19043",0.5,12766,1955,9999,null,null,"N","Distillate Fuel Oil",{"$nulls":12},2.5,1.77612,1.77612,1.77612,1.77612]
["New Hampton","1168_G_5",1168,"G","5",null,"Combustion Turbine","IC Engine","MIS_IA","Iowa",19,"Chickasaw",37,"19037",5,18000,1973,9999,null,null,"N","Natural Gas, Distillate Fuel Oil",{"$nulls":12},1.575,0.79266,0.79266,0.79266,0.79266]
["Ogden","1169_G_6",1169,"G","6",null,"Combustion Turbine","IC Engine","MIS_IA","Iowa",19,"Boone",15,"19015",2.5,12507,1971,9999,null,null,"N","Natural Gas, Distillate Fuel Oil",{"$nulls":12},7.719,1.77612,1.77612,1.77612,1.77612]
["State Center","1187_G_1",1187,"G","1",null,"Combustion Turbine","IC Engine","MIS_IL","Iowa",19,"Marshall",127,"19127",0.6,10745,1995,9999,null,null,"N","Distillate Fuel Oil",{"$nulls":12},2.5,1.77612,1.77612,1.77612,1.77612]
["Stuart (IA)","1190_G_4",1190,"G","4",null,"Combustion Turbine","IC Engine","MIS_IA","Iowa",19,"Guthrie",77,"19077",1,25000,1964,9999,null,null,"N","Natural Gas, Distillate Fuel Oil",{"$nulls":12},2.5,1.77612,1.77612,1.77612,1.77612]
["West Bend","1199_G_3",1199,"G","3",null,"Combustion Turbine","IC Engine","MIS_IA","Iowa",19,"Palo Alto",147,"19147",0.9,12619,1954,9999,null,null,"N","Natural Gas, Distillate Fuel Oil",{"$nulls":12},1.561,1.77612,1.77612,1.77612,1.77612]
["Winterset","1203_G_5",1203,"G","5",null,"Combustion Turbine","IC Engine","MIS_IA","Iowa",19,"Madison",121,"19121",2,18127,2002,9999,null,null,"N","Distillate Fuel Oil",{"$nulls":12},0.141,1.77612,1.77612,1.77612,1.77612]
["Gordon Evans Energy Center","1240_G_5",1240,"G","5",null,"Combustion Turbine","IC Engine","SPP_N","Kansas",20,"Sedgwick",173,"20173",3,12313,1969,9999,null,null,"N","Distillate Fuel Oil",{"$nulls":12},3,2.8335,2.8335,2.8335,2.8335]
["Ashland","1259_G_3",1259,"G","3",null,"Combustion Turbine","IC Engine","SPP_N","Kansas",20,"Clark",25,"20025",1.1,11377,1963,9999,null,null,"N","Distillate Fuel Oil",{"$nulls":13},2.8335,2.8335,2.8335,2.8335]
["Burlingame","1265_G_5",1265,"G","5",null,"Combustion Turbine","IC Engine","SPP_N","Kansas",20,"Osage",139,"20139",0.8,12479,1980,9999,null,null,"N","Natural Gas, Distillate Fuel Oil",{"$nulls":12},3,1.23537,1.23537,1.23537,1.23537]
["Chanute 2","1268_G_8",1268,"G","8",null,"Combustion Turbine","IC Engine","SPP_N","Kansas",20,"Neosho",133,"20133",2,12873,1965,9999,null,null,"N","Natural Gas, Distillate Fuel Oil",{"$nulls":12},3,2.7,2.7,2.7,2.7]
["Ellinwood","1274_G_1",1274,"G","1",null,"Combustion Turbine","IC Engine","SPP_N","Kansas",20,"Barton",9,"20009",1.8,12529,1965,9999,null,null,"N","Natural Gas, Distillate Fuel Oil",{"$nulls":13},2.8335,2.8335,2.8335,2.8335]
["Girard","1279_G_4",1279,"G","4",null,"Combustion Turbine","IC Engine","SPP_N","Kansas",20,"Crawford",37,"20037",1.8,11488,1962,9999,null,null,"N","Natural Gas, Distillate Fuel Oil",{"$nulls":13},1.23537,1.23537,1.23537,1.23537]
["Hill City","1285_G_6",1285,"G","6",null,"Combustion Turbine","IC Engine","SPP_N","Kansas",20,"Graham",65,"20065",1.2,10975,1974,9999,null,null,"N","Natural Gas, Distillate Fuel Oil",{"$nulls":13},1.23537,1.23537,1.23537,1.23537]
["Iola","1291_G_1",1291,"G","1",null,"Combustion Turbine","IC Engine","SPP_N","Kansas",20,"Allen",1,"20001",5,10862,1998,9999,null,null,"N","Natural Gas",{"$nulls":13},1.23537,1.23537,1.23537,1.23537]
["Larned","1299_G_CAT1",1299,"G","CAT1",null,"Combustion Turbine","IC Engine","SPP_N","Kansas",20,"Pawnee",145,"20145",2,25000,2004,9999,null,null,"N","Distillate Fuel Oil",{"$nulls":12},3,2.8335,2.8335,2.8335,2.8335]
["Minneapolis City of","1307_G_7",1307,"G","7",null,"Combustion Turbine","IC Engine","SPP_N","Kansas",20,"Ottawa",143,"20143",1.8,12734,1989,9999,null,null,"N","Distillate Fuel Oil",{"$nulls":12},3,2.8335,2.8335,2.8335,2.8335]
["Osage City","1313_G_IC3",1313,"G","IC3",null,"Combustion Turbine","IC Engine","SPP_N","Kansas",20,"Osage",139,"20139",1.9,12822,2011,9999,null,null,"N","Natural Gas, Distillate Fuel Oil",{"$nulls":13},1.23537,1.23537,1.23537,1.23537]
["Russell Downtown","1319_G_11",1319,"G","11",null,"Combustion Turbine","IC Engine","SPP_N","Kansas",20,"Russell",167,"20167",3.2,11163,1994,9999,null,null,"N","Natural Gas, Distillate Fuel Oil",{"$nulls":12},3,1.23537,1.23537,1.23537,1.23537]
["St Francis","1321_G_2",1321,"G","2",null,"Combustion Turbine","IC Engine","SPP_N","Kansas",20,"Cheyenne",23,"20023",1.5,15781,1964,9999,null,null,"N","Natural Gas, Distillate Fuel Oil",{"$nulls":13},2.8335,2.8335,2.8335,2.8335]
["Stockton","1327_G_2",1327,"G","2",null,"Combustion Turbine","IC Engine","SPP_N","Kansas",20,"Rooks",163,"20163",0.9,18000,1962,9999,null,null,"N","Natural Gas, Distillate Fuel Oil",{"$nulls":12},3,1.23537,1.23537,1.23537,1.23537]
["Washington","1329_G_6",1329,"G","6",null,"Combustion Turbine","IC Engine","SPP_N","Kansas",20,"Washington",201,"20201",1.3,11807,1967,9999,null,null,"N","Natural Gas, Distillate Fuel Oil",{"$nulls":12},3,2.8335,2.8335,2.8335,2.8335]
["Garden City","1336_G_S5",1336,"G","S5",90746,"Combustion Turbine",null,"SPP_N","Kansas",20,"Finney",55,"20055",48.4,21226,1979,9999,null,null,"N","Natural Gas",{"$nulls":3},"H2O",{"$nulls":9},0.16515,0.16515,0.16515,0.16515]
["Cane Run","1363_G_7S",1363,"G","7S",null,"Combined Cycle",null,"S_C_KY","Kentucky",21,"Jefferson",111,"21111",242.4,7050,2015,9999,null,null,"N","Natural Gas",{"$nulls":3},"DLNB","SCR",{"$nulls":8},0.02636,0.02636,0.02636,0.02636]
["Barkley","1371_G_3",1371,"G","3",null,"Hydro",null,"S_C_TVA","Kentucky",21,"Lyon",143,"21143",37,0,1966,9999,null,null,"N","Hydro",{"$nulls":13},0,0,0,0]
["Paradise","1378_B_3",1378,"B","3",915,"Coal Steam",null,"S_C_TVA","Kentucky",21,"Muhlenberg",177,"21177",971,10262,1970,9999,"cyclone","wet","N","Bituminous, Subbituminous","Wet Scrubber",2006,0.98,"OFA","SCR",2003,null,"ESPC","No",{"$nulls":3},1.2,0.22301,0.17789,0.22301,0.17789,0.1,0.1,0.56,0.99,"Yes",2011]
["Wolf Creek","1380_G_5",1380,"G","5",null,"Hydro",null,"S_C_TVA","Kentucky",21,"Russell",207,"21207",52,0,1951,9999,null,null,"N","Hydro",{"$nulls":13},0,0,0,0]
["Louisiana 1","1391_B_3A",1391,"B","3A",938,"O/G Steam",null,"MIS_LA","Louisiana",22,"East Baton Rouge",33,"22033",23.5,11373,1953,9999,"tangential",null,"Y","Natural Gas",{"$nulls":3},"LNC1",{"$nulls":9},0.09609,0.09609,0.09609,0.09609]
["Nine Mile Point","1403_G_6C",1403,"G","6C",null,"Combined Cycle",null,"MIS_AMSO","Louisiana",22,"Jefferson",51,"22051",224,7050,2014,9999,null,null,"N","Natural Gas, Distillate Fuel Oil",{"$nulls":3},"H2O + NH3","SCR",2014,{"$nulls":7},0.01302,0.01302,0.01302,0.01302]
["Lieberman","1417_B_2",1417,"B","2",null,"O/G Steam",null,"SPP_WEST","Louisiana",22,"Caddo",17,"22017",26,14500,1949,9999,"wall",null,"N","Natural Gas",{"$nulls":13},0.23505,0.23505,0.23505,0.23505]
["Stillwater Hydro Station","1478_G_SW04",1478,"G","SW04",null,"Hydro",null,"NENG_ME","Maine",23,"Penobscot",19,"23019",0.6,0,1929,9999,null,null,"N","Hydro",{"$nulls":13},0,0,0,0]
["Deer Rips","1488_G_DR3",1488,"G","DR3",null,"Hydro",null,"NENG_ME","Maine",23,"Androscoggin",1,"23001",0.8,0,1906,9999,null,null,"N","Hydro",{"$nulls":13},0,0,0,0]
["Messalonskee 5","1500_G_1",1500,"G","1",null,"Hydro",null,"NENG_ME","Maine",23,"Kennebec",11,"23011",1.8,0,1935,9999,null,null,"N","Hydro",{"$nulls":13},0,0,0,0]
["West Buxton","1508_G_WB3",1508,"G","WB3",null,"Hydro",null,"NENG_ME","Maine",23,"York",31,"23031",1.1,0,1920,9999,null,null,"N","Hydro",{"$nulls":13},0,0,0,0]
["Caribou Generation Station","1513_G_CD4",1513,"G","CD4",null,"Combustion Turbine","IC Engine","NENG_ME","Maine",23,"Aroostook",3,"23003",1,12822,1948,9999,null,null,"N","Distillate Fuel Oil",{"$nulls":12},2,3.18671,3.18671,3.18671,3.18671]
["Notch Cliff","1555_G_GT1",1555,"G","GT1",null,"Combustion Turbine",null,"PJM_SMAC","Maryland",24,"Baltimore",5,"24005",14,16768,1969,9999,null,null,"N","Natural Gas",{"$nulls":12},1E-3,0.40657,0.40657,0.40657,0.40657]
["Perryman","1556_G_GT3",1556,"G","GT3",1025,"Combustion Turbine",null,"PJM_SMAC","Maryland",24,"Harford",25,"24025",51,12052,1972,9999,null,null,"N","Distillate Fuel Oil",{"$nulls":12},1.053,0.8364,0.8364,0.8364,0.8364]
["Deep Creek","1567_G_2",1567,"G","2",null,"Hydro",null,"PJM_PENE","Maryland",24,"Garrett",23,"24023",9,0,1925,9999,null,null,"N","Hydro",{"$nulls":13},0,0,0,0]
["Morgantown Generating Plant","1573_G_3",1573,"G","3",1069,"Combustion Turbine",null,"PJM_SMAC","Maryland",24,"Charles",17,"24017",48,14314,1973,9999,null,null,"N","Distillate Fuel Oil",{"$nulls":12},0.3,0.54197,0.54197,0.54197,0.54197]
["Easton","1580_G_101",1580,"G","101",null,"Combustion Turbine","IC Engine","PJM_EMAC","Maryland",24,"Talbot",41,"24041",1.5,12121,1995,9999,null,null,"N","Distillate Fuel Oil",{"$nulls":12},0.3,1.77612,1.77612,1.77612,1.77612]
["Oak Bluffs Diesel Generating Facility","1597_G_UN3",1597,"G","UN3",null,"Combustion Turbine","IC Engine","NENGREST","Massachusetts",25,"Dukes",7,"25007",2.8,10745,1972,9999,null,null,"N","Distillate Fuel Oil",{"$nulls":12},0.789,1.92413,1.92413,1.92413,1.92413]
["Chemical","1604_G_1",1604,"G","1",null,"Hydro",null,"NENGREST","Massachusetts",25,"Hampden",13,"25013",0.8,0,1935,9999,null,null,"N","Hydro",{"$nulls":13},0,0,0,0]
["Gardners Falls","1634_G_GF4",1634,"G","GF4",null,"Hydro",null,"NENGREST","Massachusetts",25,"Franklin",11,"25011",0.9,0,1914,9999,null,null,"N","Hydro",{"$nulls":13},0,0,0,0]
["Potter Station 2","1660_G_WAT2",1660,"G","WAT2",90443,"Combustion Turbine",null,"NENGREST","Massachusetts",25,"Norfolk",21,"25021",52.6,10745,2009,9999,null,null,"N","Natural Gas, Distillate Fuel Oil",{"$nulls":3},"H2O + NH3 + AA","SCR",{"$nulls":8},0.0136,0.0136,0.0136,0.0136]
["Allegan Dam","1694_G_2",1694,"G","2",null,"Hydro",null,"MIS_LMI","Michigan",26,"Allegan",5,"26005",0.5,0,1935,9999,null,null,"N","Hydro",{"$nulls":13},0,0,0,0]
["Dan E Karn","1702_B_4",1702,"B","4",1156,"O/G Steam",null,"MIS_LMI","Michigan",26,"Bay",17,"26017",608,12826,1977,9999,"wall","dry","N","Natural Gas, Residual Fuel Oil",{"$nulls":3},"LNB + OFA",{"$nulls":8},1.11,0.16199,0.16199,0.16199,0.16199]
["Ludington","1713_G_1",1713,"G","1",null,"Pumped Storage",null,"MIS_LMI","Michigan",26,"Mason",105,"26105",369,0,1973,9999,null,null,"N","Pumped Storage",{"$nulls":13},0,0,0,0]
["Webber","1722_G_2",1722,"G","2",null,"Hydro",null,"MIS_LMI","Michigan",26,"Ionia",67,"26067",0.5,0,1949,9999,null,null,"N","Hydro",{"$nulls":13},0,0,0,0]
["Monroe (MI)","1733_G_IC5",1733,"G","IC5",null,"Combustion Turbine","IC Engine","MIS_LMI","Michigan",26,"Monroe",115,"26115",3,20985,1969,9999,null,null,"N","Distillate Fuel Oil",{"$nulls":12},1.67,4.1606,4.1606,4.1606,4.1606]
["Oliver","1735_G_2",1735,"G","2",null,"Combustion Turbine","IC Engine","MIS_LMI","Michigan",26,"Huron",63,"26063",3,25000,1970,9999,null,null,"N","Distillate Fuel Oil",{"$nulls":12},1.67,4.1606,4.1606,4.1606,4.1606]
["River Rouge","1740_G_IC4",1740,"G","IC4",null,"Combustion Turbine","IC Engine","MIS_LMI","Michigan",26,"Wayne",163,"26163",3,20711,1967,9999,null,null,"N","Distillate Fuel Oil",{"$nulls":12},1.67,4.1606,4.1606,4.1606,4.1606]
["Superior","1744_G_4",1744,"G","4",null,"Combustion Turbine",null,"MIS_LMI","Michigan",26,"Washtenaw",161,"26161",14,25000,1966,9999,null,null,"N","Distillate Fuel Oil",{"$nulls":12},1.67,0.66593,0.66593,0.66593,0.66593]
["Edison Sault","1751_G_19",1751,"G","19",null,"Hydro",null,"MIS_WUMS","Michigan",26,"Chippewa",33,"26033",0.4,0,1963,9999,null,null,"N","Hydro",{"$nulls":13},0,0,0,0]
["Edison Sault","1751_G_31",1751,"G","31",null,"Hydro",null,"MIS_WUMS","Michigan",26,"Chippewa",33,"26033",0.4,0,1963,9999,null,null,"N","Hydro",{"$nulls":13},0,0,0,0]
["Edison Sault","1751_G_57",1751,"G","57",null,"Hydro",null,"MIS_WUMS","Michigan",26,"Chippewa",33,"26033",0.4,0,1963,9999,null,null,"N","Hydro",{"$nulls":13},0,0,0,0]
["Edison Sault","1751_G_76",1751,"G","76",null,"Hydro",null,"MIS_WUMS","Michigan",26,"Chippewa",33,"26033",0.4,0,1916,9999,null,null,"N","Hydro",{"$nulls":13},0,0,0,0]
["Berrien Springs","1753_G_5",1753,"G","5",null,"Hydro",null,"PJM_West","Michigan",26,"Berrien",21,"26021",0.4,0,1996,9999,null,null,"N","Hydro",{"$nulls":13},0,0,0,0]
["Superior Falls","1757_G_2",1757,"G","2",null,"Hydro",null,"MIS_MNWI","Michigan",26,"Gogebic",53,"26053",0.5,0,1917,9999,null,null,"N","Hydro",{"$nulls":13},0,0,0,0]
["Brule","1775_G_2",1775,"G","2",null,"Hydro",null,"MIS_WUMS","Wisconsin",55,"Florence",37,"55037",2,0,1919,9999,null,null,"N","Hydro",{"$nulls":13},0,0,0,0]
["Grand Rapids","1787_G_4",1787,"G","4",null,"Hydro",null,"MIS_WUMS","Michigan",26,"Menominee",109,"26109",0.9,0,1918,9999,null,null,"N","Hydro",{"$nulls":13},0,0,0,0]
["Plant Four","1840_G_CT1",1840,"G","CT1",null,"Combustion Turbine",null,"MIS_WUMS","Michigan",26,"Marquette",103,"26103",20,25000,1979,9999,null,null,"N","Distillate Fuel Oil",{"$nulls":12},1.67,0.66593,0.66593,0.66593,0.66593]
["Marshall (MI)","1844_G_IC6",1844,"G","IC6",null,"Combustion Turbine","IC Engine","MIS_LMI","Michigan",26,"Calhoun",25,"26025",5.6,18000,1978,9999,null,null,"N","Natural Gas, Distillate Fuel Oil",{"$nulls":12},1.67,2.98109,2.98109,2.98109,2.98109]
["Hydro Plant","1856_G_2",1856,"G","2",null,"Hydro",null,"PJM_West","Michigan",26,"St Joseph",149,"26149",0.4,0,1911,9999,null,null,"N","Hydro",{"$nulls":13},0,0,0,0]
["Zeeland","1867_G_7",1867,"G","7",null,"Combustion Turbine","IC Engine","MIS_LMI","Michigan",26,"Ottawa",139,"26139",2,14185,1957,9999,null,null,"N","Natural Gas, Distillate Fuel Oil",{"$nulls":12},1.67,2.66577,2.66577,2.66577,2.66577]
["Caro","1874_G_6",1874,"G","6",null,"Combustion Turbine","IC Engine","MIS_LMI","Michigan",26,"Tuscola",157,"26157",2,25000,2000,9999,null,null,"N","Distillate Fuel Oil",{"$nulls":12},1.67,4.1606,4.1606,4.1606,4.1606]
["Blanchard","1892_G_1",1892,"G","1",null,"Hydro",null,"MIS_MNWI","Minnesota",27,"Morrison",97,"27097",5.4,0,1925,9999,null,null,"N","Hydro",{"$nulls":13},0,0,0,0]
["Little Falls (MN)","1896_G_3",1896,"G","3",null,"Hydro",null,"MIS_MNWI","Minnesota",27,"Morrison",97,"27097",1,0,1920,9999,null,null,"N","Hydro",{"$nulls":13},0,0,0,0]
["Granite City","1910_G_3",1910,"G","3",null,"Combustion Turbine",null,"MIS_MNWI","Minnesota",27,"Benton",9,"27009",13,25000,1969,9999,null,null,"N","Natural Gas, Distillate Fuel Oil",{"$nulls":12},0.5,0.33145,0.33145,0.33145,0.33145]
["Prairie Island","1925_G_2",1925,"G","2",null,"Nuclear",null,"MIS_MNWI","Minnesota",27,"Goodhue",49,"27049",519,10456,1974,2054,null,null,"N","Nuclear Fuel",{"$nulls":13},0,0,0,0]
["Hoot Lake","1943_G_CT1",1943,"B","CT1",null,"Combustion Turbine",null,"MIS_MAPP","Minnesota",27,"Otter Tail",111,"27111",218,9086,2021,9999,null,null,"N","Natural Gas, Distillate Fuel Oil","","",null,"DLNB","","","",{"$nulls":6},0.011,0.011,0.011,0.011,{"$nulls":4},"",""]
["Blue Earth","1967_G_IC5",1967,"G","IC5",null,"Combustion Turbine","IC Engine","MIS_MNWI","Minnesota",27,"Faribault",43,"27043",1.6,10745,1993,9999,null,null,"N","Distillate Fuel Oil",{"$nulls":13},3.62898,3.62898,3.62898,3.62898]
["Elk River City of","1971_G_3",1971,"G","3",null,"Combustion Turbine","IC Engine","MIS_MNWI","Minnesota",27,"Sherburne",141,"27141",3,24485,1962,9999,null,null,"N","Natural Gas, Distillate Fuel Oil",{"$nulls":13},3.62898,3.62898,3.62898,3.62898]
["Glencoe","1975_G_9",1975,"G","9",null,"Combustion Turbine","IC Engine","MIS_MNWI","Minnesota",27,"Mcleod",85,"27085",5.7,10745,1973,9999,null,null,"N","Natural Gas, Distillate Fuel Oil",{"$nulls":13},3.62898,3.62898,3.62898,3.62898]
["Janesville","1982_G_4",1982,"G","4",null,"Combustion Turbine","IC Engine","MIS_MNWI","Minnesota",27,"Waseca",161,"27161",1.8,12545,1998,9999,null,null,"N","Distillate Fuel Oil",{"$nulls":13},3.62898,3.62898,3.62898,3.62898]
["Lanesboro","1987_G_4",1987,"G","4",null,"Combustion Turbine","IC Engine","MIS_MNWI","Minnesota",27,"Fillmore",45,"27045",2.1,14049,2004,9999,null,null,"N","Distillate Fuel Oil",{"$nulls":13},3.62898,3.62898,3.62898,3.62898]
["New Prague","1999_G_2",1999,"G","2",null,"Combustion Turbine","IC Engine","MIS_MNWI","Minnesota",27,"Le Sueur",79,"27079",4.4,18000,1974,9999,null,null,"N","Natural Gas, Distillate Fuel Oil",{"$nulls":13},0.79266,0.79266,0.79266,0.79266]
["Preston (MN)","2004_G_6",2004,"G","6",null,"Combustion Turbine","IC Engine","MIS_MNWI","Minnesota",27,"Fillmore",45,"27045",2.2,10745,1974,9999,null,null,"N","Natural Gas, Distillate Fuel Oil",{"$nulls":13},0.79266,0.79266,0.79266,0.79266]
["Springfield (MN)","2012_G_5",2012,"G","5",null,"Combustion Turbine","IC Engine","MIS_IA","Minnesota",27,"Brown",15,"27015",1.8,10745,1994,9999,null,null,"N","Distillate Fuel Oil",{"$nulls":13},3.62898,3.62898,3.62898,3.62898]
["Virginia","2018_B_10",2018,"B","10",null,"Biomass",null,"MIS_MNWI","Minnesota",27,"St Louis",137,"27137",6.2,11373,1993,9999,null,null,"Y","Biomass",{"$nulls":3},"FR + LNB",{"$nulls":8},2,0.07086,0.07086,0.07086,0.07086]
["Willmar","2022_G_WTG3",2022,"G","WTG3",null,"Onshore Wind",null,"MIS_MNWI","Minnesota",27,"Kandiyohi",67,"27067",2,0,2009,9999,null,null,"N","Wind",{"$nulls":13},0,0,0,0]
["Elk River","2039_B_3",2039,"B","3",null,"Municipal Solid Waste",null,"MIS_MNWI","Minnesota",27,"Sherburne",141,"27141",15,24303,1961,9999,null,null,"N","MSW","Dry Scrubber",1989,0.9,{"$nulls":4},"B","NA",{"$nulls":4},0.26837,0.26837,0.26837,0.26837,0.08,0.08,0.08]
["Chevron Oil","2047_G_2",2047,"G","2",null,"Combustion Turbine",null,"S_SOU","Mississippi",28,"Jackson",59,"28059",15,11217,1967,9999,null,null,"Y","Natural Gas",{"$nulls":12},4.8,0.40657,0.40657,0.40657,0.40657]
["Yazoo","2067_G_3",2067,"G","3",null,"Combined Cycle",null,"MIS_D_MS","Mississippi",28,"Yazoo",163,"28163",13,15000,1954,9999,null,null,"N","Natural Gas, Distillate Fuel Oil",{"$nulls":12},2.4,0.09795,0.09795,0.09795,0.09795]
["Northeast (MO)","2081_G_15",2081,"G","15",90057,"Combustion Turbine",null,"SPP_N","Missouri",29,"Jackson",95,"29095",52.9,14050,1976,9999,null,null,"N","Distillate Fuel Oil",{"$nulls":12},8,1.20037,1.20037,1.20037,1.20037]
["Osage Dam","2106_G_5",2106,"G","5",null,"Hydro",null,"MIS_MO","Missouri",29,"Miller",131,"29131",32.6,0,1931,9999,null,null,"N","Hydro",{"$nulls":13},0,0,0,0]
["Osage Dam","2106_G_8",2106,"G","8",null,"Hydro",null,"MIS_MO","Missouri",29,"Miller",131,"29131",30.3,0,1953,9999,null,null,"N","Hydro",{"$nulls":13},0,0,0,0]
["Carrollton","2120_G_7",2120,"G","7",null,"Combustion Turbine","IC Engine","SPP_N","Missouri",29,"Carroll",33,"29033",2.5,16980,1959,9999,null,null,"N","Natural Gas, Distillate Fuel Oil",{"$nulls":12},2.3,0.79266,0.79266,0.79266,0.79266]
["Columbia (MO)","2123_G_MBS1",2123,"G","MBS1",null,"Combustion Turbine","IC Engine","MIS_MO","Missouri",29,"Boone",19,"29019",1,14506,2008,9999,null,null,"N","Distillate Fuel Oil",{"$nulls":13},1.77612,1.77612,1.77612,1.77612]
["Fulton (MO)","2126_G_IC1",2126,"G","IC1",null,"Combustion Turbine","IC Engine","MIS_MO","Missouri",29,"Callaway",27,"29027",4.1,14081,1966,9999,null,null,"N","Natural Gas, Distillate Fuel Oil",{"$nulls":12},2.3,1.77612,1.77612,1.77612,1.77612]
["Station H","2135_G_1",2135,"G","1",null,"Combustion Turbine",null,"SPP_N","Missouri",29,"Jackson",95,"29095",19,21748,1972,9999,null,null,"N","Natural Gas, Distillate Fuel Oil",{"$nulls":12},2.3,0.70126,0.70126,0.70126,0.70126]
["Kahoka","2138_G_6",2138,"G","6",null,"Combustion Turbine","IC Engine","MIS_MO","Missouri",29,"Clark",45,"29045",0.7,25000,1952,9999,null,null,"N","Distillate Fuel Oil",{"$nulls":12},2.3,1.77612,1.77612,1.77612,1.77612]
["La Plata","2140_G_2",2140,"G","2",null,"Combustion Turbine","IC Engine","S_D_AECI","Missouri",29,"Macon",121,"29121",1.7,25000,2013,9999,null,null,"N","Distillate Fuel Oil",{"$nulls":13},1.77612,1.77612,1.77612,1.77612]
["Monroe (MO)","2146_G_8",2146,"G","8",null,"Combustion Turbine","IC Engine","S_D_AECI","Missouri",29,"Monroe",137,"29137",1.6,10745,1988,9999,null,null,"N","Distillate Fuel Oil",{"$nulls":12},2.3,1.77612,1.77612,1.77612,1.77612]
["Unionville City of","2164_G_3",2164,"G","3",null,"Combustion Turbine","IC Engine","S_D_AECI","Missouri",29,"Putnam",171,"29171",0.2,18075,1935,9999,null,null,"N","Distillate Fuel Oil",{"$nulls":12},2.3,1.77612,1.77612,1.77612,1.77612]
["Miles City GT","2177_G_1",2177,"G","1",null,"Combustion Turbine",null,"MIS_MAPP","Montana",30,"Custer",17,"30017",23.6,20837,1972,9999,null,null,"N","Natural Gas, Distillate Fuel Oil",{"$nulls":12},1,0.40657,0.40657,0.40657,0.40657]
["Rainbow (MT)","2193_G_RAI9",2193,"G","RAI9",null,"Hydro",null,"WECC_MT","Montana",30,"Cascade",13,"30013",60.5,0,2013,9999,null,null,"N","Hydro",{"$nulls":13},0,0,0,0]
["Thompson Falls","2195_G_TF7",2195,"G","TF7",null,"Hydro",null,"WECC_MT","Montana",30,"Sanders",89,"30089",56,0,1915,9999,null,null,"N","Hydro",{"$nulls":13},0,0,0,0]
["Yellowtail","2204_G_3",2204,"G","3",null,"Hydro",null,"WECC_MT","Montana",30,"Big Horn",3,"30003",71.9,0,1966,9999,null,null,"N","Hydro",{"$nulls":13},0,0,0,0]
["Broken Bow","2221_G_5",2221,"G","5",null,"Combustion Turbine","IC Engine","SPP_NEBR","Nebraska",31,"Custer",41,"31041",1,10956,1951,9999,null,null,"N","Natural Gas, Distillate Fuel Oil",{"$nulls":12},2.5,0.79266,0.79266,0.79266,0.79266]
["Chappell","2230_G_5",2230,"G","5",null,"Combustion Turbine","IC Engine","SPP_NEBR","Nebraska",31,"Deuel",49,"31049",1,13081,1982,9999,null,null,"N","Distillate Fuel Oil",{"$nulls":12},2.5,1.77612,1.77612,1.77612,1.77612]
["Falls City","2237_G_8",2237,"G","8",null,"Combustion Turbine","IC Engine","SPP_NEBR","Nebraska",31,"Richardson",147,"31147",6,18000,1982,9999,null,null,"N","Natural Gas, Distillate Fuel Oil",{"$nulls":12},2.5,0.79266,0.79266,0.79266,0.79266]
["C W Burdick","2241_G_GT1",2241,"G","GT1",null,"Combustion Turbine",null,"SPP_NEBR","Nebraska",31,"Hall",79,"31079",13.6,22421,1968,9999,null,null,"N","Natural Gas, Distillate Fuel Oil",{"$nulls":12},2.5,0.40657,0.40657,0.40657,0.40657]
["Lyons","2253_G_3",2253,"G","3",null,"Combustion Turbine","IC Engine","SPP_NEBR","Nebraska",31,"Burt",21,"31021",0.3,12502,1960,9999,null,null,"N","Distillate Fuel Oil",{"$nulls":12},2.5,1.77612,1.77612,1.77612,1.77612]
["Monroe (NE)","2273_G_1",2273,"G","1",null,"Hydro",null,"SPP_NEBR","Nebraska",31,"Platte",141,"31141",1,0,1936,9999,null,null,"N","Hydro",{"$nulls":13},0,0,0,0]
["Sarpy County","2292_G_BSD",2292,"G","BSD",null,"Combustion Turbine","IC Engine","SPP_NEBR","Nebraska",31,"Sarpy",153,"31153",3.4,13000,1996,9999,null,null,"N","Distillate Fuel Oil",{"$nulls":12},2.5,1.77612,1.77612,1.77612,1.77612]
["Pender","2296_G_2",2296,"G","2",null,"Combustion Turbine","IC Engine","SPP_NEBR","Nebraska",31,"Thurston",173,"31173",2,15246,1973,9999,null,null,"N","Natural Gas, Distillate Fuel Oil",{"$nulls":12},2.5,0.79266,0.79266,0.79266,0.79266]
["Stuart (NE)","2305_G_3",2305,"G","3",null,"Combustion Turbine","IC Engine","SPP_NEBR","Nebraska",31,"Holt",89,"31089",0.2,11143,1952,9999,null,null,"N","Distillate Fuel Oil",{"$nulls":12},2.5,1.77612,1.77612,1.77612,1.77612]
["Wayne IC","2312_G_2",2312,"G","2",null,"Combustion Turbine","IC Engine","SPP_NEBR","Nebraska",31,"Wayne",179,"31179",0.9,20831,1947,9999,null,null,"N","Distillate Fuel Oil",{"$nulls":12},2.5,1.77612,1.77612,1.77612,1.77612]
["Clark (NVE)","2322_G_17",2322,"G","17",89811,"Combustion Turbine",null,"WECC_SNV","Nevada",32,"Clark",3,"32003",52,10745,2008,9999,null,null,"N","Natural Gas",{"$nulls":13},0.02415,0.02415,0.02415,0.02415]
["Tracy","2336_B_3",2336,"B","3",1410,"O/G Steam",null,"WECC_NNV","Nevada",32,"Storey",29,"32029",108,11281,1974,9999,"wall","dry","N","Natural Gas, Residual Fuel Oil",{"$nulls":3},"LNB + OFA",{"$nulls":8},0.8,0.13436,0.13436,0.13436,0.13436]
["S C Moore","2351_G_GEN3",2351,"G","GEN3",null,"Hydro",null,"NENGREST","New Hampshire",33,"Grafton",9,"33009",47.2,0,1957,9999,null,null,"N","Hydro",{"$nulls":13},0,0,0,0]
["Eastman Falls","2356_G_1",2356,"G","1",null,"Hydro",null,"NENGREST","New Hampshire",33,"Merrimack",13,"33013",1.8,0,1937,9999,null,null,"N","Hydro",{"$nulls":13},0,0,0,0]
["Schiller","2367_B_5W",2367,"B","5W",1422,"Biomass",null,"NENGREST","New Hampshire",33,"Rockingham",15,"33015",43,15438,2006,9999,"FBC","dry","N","Biomass",null,null,0.888,"NH3","SNCR",null,"1999","B + C","NA",{"$nulls":3},0.02,0.06759,0.06759,0.06759,0.06759]
["Sayreville","2390_G_GT2",2390,"G","GT2",1461,"Combustion Turbine",null,"PJM_EMAC","New Jersey",34,"Middlesex",23,"34023",50,18562,1972,9999,null,null,"N","Natural Gas, Distillate Fuel Oil",{"$nulls":3},"H2O",{"$nulls":8},1E-3,0.14994,0.14994,0.14994,0.14994]
["PSEG Kearny Generating Station","2404_G_142",2404,"G","142",90782,"Combustion Turbine",null,"PJM_EMAC","New Jersey",34,"Hudson",17,"34017",44.5,10745,2012,9999,null,null,"N","Natural Gas",{"$nulls":3},"H2O","SCR",{"$nulls":8},0.0083,0.0083,0.0083,0.0083]
["PSEG Sewaren Generating Station","2411_G_701",2411,"G","701",null,"Combined Cycle",null,"PJM_EMAC","New Jersey",34,"Middlesex",23,"34023",321,6250,2018,9999,null,null,"N","Natural Gas",{"$nulls":4},"SCR",{"$nulls":8},0.011,0.011,0.011,0.011]
["Cunningham","2454_G_4",2454,"G","4",1603,"Combustion Turbine",null,"SPP_SPS","New Mexico",35,"Lea",25,"35025",106,11982,1998,9999,null,null,"N","Natural Gas",{"$nulls":3},"DLNB",{"$nulls":8},0.74,0.05592,0.05592,0.05592,0.05592]
["Arthur Kill Generating Station","2490_B_30",2490,"B","30",1611,"O/G Steam",null,"NY_Z_J","New York",36,"Richmond",85,"36085",508,11001,1969,9999,"tangential","dry","N","Natural Gas",{"$nulls":3},"LA + LNB + OFA",{"$nulls":8},0.6,0.07796,0.07796,0.07796,0.07796,{"$nulls":10},"Yes"]
["Gowanus Gas Turbines Generating","2494_G_GT16",2494,"G","GT16",1624,"Combustion Turbine",null,"NY_Z_J","New York",36,"Kings",47,"36047",15.6,17321,1971,9999,null,null,"N","Distillate Fuel Oil",{"$nulls":12},0.316,0.4307,0.4307,0.4307,0.4307]
["Gowanus Gas Turbines Generating","2494_G_GT46",2494,"G","GT46",1648,"Combustion Turbine",null,"NY_Z_J","New York",36,"Kings",47,"36047",18,17306,1971,9999,null,null,"N","Distillate Fuel Oil",{"$nulls":12},0.29,0.4307,0.4307,0.4307,0.4307]
["Narrows Gas Turbines Generating","2499_G_NT25",2499,"G","NT25",1671,"Combustion Turbine",null,"NY_Z_J","New York",36,"Kings",47,"36047",17.9,16901,1972,9999,null,null,"N","Natural Gas, Distillate Fuel Oil",{"$nulls":12},0.316,0.33484,0.33484,0.33484,0.33484]
["Ravenswood","2500_B_20",2500,"B","20",1676,"O/G Steam",null,"NY_Z_J","New York",36,"Queens",81,"36081",367,11088,1963,9999,"tangential",null,"N","Natural Gas, Residual Fuel Oil",{"$nulls":3},"OFA",{"$nulls":8},0.6,0.06806,0.06806,0.06806,0.06806,{"$nulls":10},"Yes"]
["E F Barrett","2511_G_9",2511,"G","9",1735,"Combustion Turbine",null,"NY_Z_K","New York",36,"Nassau",59,"36059",40.7,16140,1971,9999,null,null,"N","Natural Gas, Distillate Fuel Oil",{"$nulls":12},1.053,0.4307,0.4307,0.4307,0.4307]
["Port Jefferson","2517_B_3",2517,"B","3",1750,"O/G Steam",null,"NY_Z_K","New York",36,"Suffolk",103,"36103",190,12102,1958,9999,"tangential","dry","N","Natural Gas, Residual Fuel Oil",{"$nulls":3},"OFA + LNC2",{"$nulls":8},0.294,0.09121,0.09121,0.09121,0.09121]
["Kent Falls","2532_G_3",2532,"G","3",null,"Hydro",null,"NY_Z_D","New York",36,"Clinton",19,"36019",6,0,1985,9999,null,null,"N","Hydro",{"$nulls":13},0,0,0,0]
["Bethlehem Energy Center","2539_G_5",2539,"G","5",1771,"Combined Cycle",null,"NY_Z_F","New York",36,"Albany",1,"36001",182.6,7050,2005,9999,null,null,"N","Natural Gas, Distillate Fuel Oil",{"$nulls":3},"DLNB + H2O","SCR",2005,{"$nulls":7},0.00672,0.00672,0.00672,0.00672]
["Colton","2551_G_3",2551,"G","3",null,"Hydro",null,"NY_Z_C&E","New York",36,"St Lawrence",89,"36089",9.5,0,1928,9999,null,null,"N","Hydro",{"$nulls":13},0,0,0,0]
["Eagle","2555_G_3",2555,"G","3",null,"Hydro",null,"NY_Z_C&E","New York",36,"Lewis",49,"36049",1.2,0,1919,9999,null,null,"N","Hydro",{"$nulls":13},0,0,0,0]
["Flat Rock","2563_G_1",2563,"G","1",null,"Hydro",null,"NY_Z_C&E","New York",36,"St Lawrence",89,"36089",2.4,0,1924,9999,null,null,"N","Hydro",{"$nulls":13},0,0,0,0]
["High Dam","2574_G_4",2574,"G","4",null,"Hydro",null,"NY_Z_C&E","New York",36,"Oswego",75,"36075",2.2,0,1949,9999,null,null,"N","Hydro",{"$nulls":13},0,0,0,0]
["Macomb","2583_G_1",2583,"G","1",null,"Hydro",null,"NY_Z_D","New York",36,"Franklin",33,"36033",0.8,0,1940,9999,null,null,"N","Hydro",{"$nulls":13},0,0,0,0]
["South Edwards","2604_G_1",2604,"G","1",null,"Hydro",null,"NY_Z_C&E","New York",36,"St Lawrence",89,"36089",1.2,0,1912,9999,null,null,"N","Hydro",{"$nulls":13},0,0,0,0]
["School Street","2605_G_4",2605,"G","4",null,"Hydro",null,"NY_Z_F","New York",36,"Albany",1,"36001",6.6,0,1922,9999,null,null,"N","Hydro",{"$nulls":13},0,0,0,0]
["Spier Falls","2612_G_8",2612,"G","8",null,"Hydro",null,"NY_Z_F","New York",36,"Saratoga",91,"36091",8.5,0,1924,9999,null,null,"N","Hydro",{"$nulls":13},0,0,0,0]
["Bowline Point","2625_B_1",2625,"B","1",1793,"O/G Steam",null,"NY_Z_G-I","New York",36,"Rockland",87,"36087",575,10968,1972,9999,"tangential","dry","N","Natural Gas, Residual Fuel Oil",{"$nulls":3},"LNC1",{"$nulls":8},0.1,0.08,0.08,0.08,0.08,{"$nulls":10},"Yes"]
["Rochester 5","2641_G_HY3",2641,"G","HY3",null,"Hydro",null,"NY_Z_B","New York",36,"Monroe",55,"36055",18,0,1927,9999,null,null,"N","Hydro",{"$nulls":13},0,0,0,0]
["Crescent","2685_G_1",2685,"G","1",null,"Hydro",null,"NY_Z_F","New York",36,"Albany",1,"36001",2.8,0,1924,9999,null,null,"N","Hydro",{"$nulls":13},0,0,0,0]
["Lewiston Niagara","2692_G_8",2692,"G","8",null,"Pumped Storage",null,"NY_Z_A","New York",36,"Niagara",63,"36063",20,0,1962,9999,null,null,"N","Pumped Storage",{"$nulls":13},0,0,0,0]
["Robert Moses Power Dam","2694_G_20",2694,"G","20",null,"Hydro",null,"NY_Z_D","New York",36,"St Lawrence",89,"36089",64.1,0,1959,9999,null,null,"N","Hydro",{"$nulls":13},0,0,0,0]
["Asheville","2706_G_CT7",2706,"G","CT7",null,"Combined Cycle",null,"S_VACA","North Carolina",37,"Buncombe",21,"37021",191.2,6250,2019,9999,null,null,"N","Natural Gas",{"$nulls":3},"DLNB + H2O","SCR",{"$nulls":8},0.011,0.011,0.011,0.011]
["Blewett","2707_G_6",2707,"G","6",null,"Hydro",null,"S_VACA","North Carolina",37,"Anson",7,"37007",5,0,1912,9999,null,null,"N","Hydro",{"$nulls":13},0,0,0,0]
["Tillery","2714_G_3",2714,"G","3",null,"Hydro",null,"S_VACA","North Carolina",37,"Montgomery",123,"37123",21,0,1928,9999,null,null,"N","Hydro",{"$nulls":13},0,0,0,0]
["Buck","2720_G_ST10",2720,"G","ST10",null,"Combined Cycle",null,"S_VACA","North Carolina",37,"Rowan",159,"37159",312,7104,2011,9999,null,null,"N","Natural Gas, Distillate Fuel Oil",{"$nulls":3},"DLNB","SCR",2011,{"$nulls":7},0.00846,0.00846,0.00846,0.00846]
["Mountain Island","2728_G_2",2728,"G","2",null,"Hydro",null,"S_VACA","North Carolina",37,"Gaston",71,"37071",14,0,1923,9999,null,null,"N","Hydro",{"$nulls":13},0,0,0,0]
["Tuxedo","2736_G_1",2736,"G","1",null,"Hydro",null,"S_VACA","North Carolina",37,"Henderson",89,"37089",3.2,0,1920,9999,null,null,"N","Hydro",{"$nulls":13},0,0,0,0]
["Fontana Dam","2779_G_2",2779,"G","2",null,"Hydro",null,"S_C_TVA","North Carolina",37,"Swain",173,"37173",101.4,0,1945,9999,null,null,"N","Hydro",{"$nulls":13},0,0,0,0]
["Garrison","2815_G_1",2815,"G","1",null,"Hydro",null,"SPP_WAUE","North Dakota",38,"Mercer",57,"38057",102,0,1956,9999,null,null,"N","Hydro",{"$nulls":13},0,0,0,0]
["Miami Fort","2832_G_GT5",2832,"G","GT5",null,"Combustion Turbine",null,"PJM_West","Ohio",39,"Hamilton",61,"39061",14,25000,1971,9999,null,null,"N","Distillate Fuel Oil",{"$nulls":12},0.5,0.87847,0.87847,0.87847,0.87847]
["O H Hutchings","2848_G_7",2848,"G","7",88237,"Combustion Turbine",null,"PJM_West","Ohio",39,"Montgomery",113,"39113",25,25000,1968,9999,null,null,"N","Natural Gas, Distillate Fuel Oil",{"$nulls":12},0.5,0.69965,0.69965,0.69965,0.69965]
["Yankee Street","2854_G_4",2854,"G","4",null,"Combustion Turbine",null,"PJM_West","Ohio",39,"Montgomery",113,"39113",11,17370,1970,9999,null,null,"N","Natural Gas, Distillate Fuel Oil",{"$nulls":12},0.5,0.46769,0.46769,0.46769,0.46769]
["Kyger Creek","2876_B_2",2876,"B","2",1972,"Coal Steam",null,"PJM_West","Ohio",39,"Gallia",53,"39053",192,10199,1955,9999,"wall","wet","N","Bituminous, Subbituminous","Wet Scrubber",2012,0.98,"OFA","SCR",2002,null,"ESPC","Yes",{"$nulls":3},8.2,0.20142,0.12456,0.20142,0.12456,0.1,0.1,0.56,0.99]
["Bryan (OH)","2903_G_6",2903,"G","6",null,"Combustion Turbine",null,"PJM_ATSI","Ohio",39,"Williams",171,"39171",4,23651,1963,9999,null,null,"N","Natural Gas, Distillate Fuel Oil",{"$nulls":12},0.5,0.46769,0.46769,0.46769,0.46769]
["Hamilton (OH)","2917_B_1",2917,"B","1",null,"O/G Steam",null,"PJM_West","Ohio",39,"Butler",17,"39017",1.9,14500,1970,9999,"wall",null,"N","Natural Gas",{"$nulls":12},0.01,0.23505,0.23505,0.23505,0.23505]
["Piqua Power Plant","2937_G_11",2937,"G","11",null,"Combustion Turbine",null,"PJM_West","Ohio",39,"Miami",109,"39109",16.5,25000,1989,9999,null,null,"N","Distillate Fuel Oil",{"$nulls":12},0.5,0.87421,0.87421,0.87421,0.87421]
["Muskogee","2952_B_6",2952,"B","6",2007,"Coal Steam",null,"SPP_WEST","Oklahoma",40,"Muskogee",101,"40101",522,10912,1984,9999,"tangential","dry","N","Subbituminous",{"$nulls":3},"OFA",{"$nulls":3},"ESPC","No","ACI",2016,null,1.2,0.27954,0.27954,0.139,0.139,0.1,0.1,0.1]
["Northeastern","2963_G_IC1",2963,"G","IC1",null,"Combustion Turbine","IC Engine","SPP_WEST","Oklahoma",40,"Rogers",131,"40131",4,12822,1980,9999,null,null,"N","Distillate Fuel Oil",{"$nulls":12},0.8,0.32522,0.32522,0.32522,0.32522]
["Cushing","2975_G_5",2975,"G","5",null,"Combustion Turbine","IC Engine","SPP_WEST","Oklahoma",40,"Payne",119,"40119",0.4,12434,1936,9999,null,null,"N","Natural Gas, Distillate Fuel Oil",{"$nulls":12},0.8,0.32522,0.32522,0.32522,0.32522]
["Pensacola","2981_G_2",2981,"G","2",null,"Hydro",null,"SPP_WEST","Oklahoma",40,"Mayes",97,"40097",21,0,1940,9999,null,null,"N","Hydro",{"$nulls":13},0,0,0,0]
["Mangum","2991_G_1",2991,"G","1",null,"Combustion Turbine","IC Engine","SPP_WEST","Oklahoma",40,"Greer",55,"40055",0.9,10745,1946,9999,null,null,"N","Natural Gas, Distillate Fuel Oil",{"$nulls":12},0.8,0.79266,0.79266,0.79266,0.79266]
["Anadarko Plant","3006_B_2",3006,"B","2",null,"O/G Steam",null,"SPP_WEST","Oklahoma",40,"Caddo",15,"40015",12,14500,1953,9999,"wall",null,"N","Natural Gas",{"$nulls":13},0.37514,0.37514,0.37514,0.37514]
["Anadarko Plant","3006_G_4",3006,"G","4",90966,"Combined Cycle",null,"SPP_WEST","Oklahoma",40,"Caddo",15,"40015",94,9045,1977,9999,"Other",null,"N","Natural Gas",{"$nulls":3},"DLNB + H2O",{"$nulls":9},0.0166,0.0166,0.0166,0.0166]
["Toketee Falls","3040_G_3",3040,"G","3",null,"Hydro",null,"WECC_PNW","Oregon",41,"Douglas",19,"41019",15,0,1950,9999,null,null,"N","Hydro",{"$nulls":13},0,0,0,0]
["River Mill","3049_G_2",3049,"G","2",null,"Hydro",null,"WECC_PNW","Oregon",41,"Clackamas",5,"41005",4.3,0,1911,9999,null,null,"N","Hydro",{"$nulls":13},0,0,0,0]
["Carmen Smith","3067_G_3",3067,"G","3",null,"Hydro",null,"WECC_PNW","Oregon",41,"Linn",43,"41043",3.8,0,1963,9999,null,null,"N","Hydro",{"$nulls":13},0,0,0,0]
["Bonneville","3075_G_5",3075,"G","5",null,"Hydro",null,"WECC_PNW","Oregon",41,"Multnomah",51,"41051",62.1,0,1941,9999,null,null,"N","Hydro",{"$nulls":13},0,0,0,0]
["Cougar","3076_G_1",3076,"G","1",null,"Hydro",null,"WECC_PNW","Oregon",41,"Lane",39,"41039",13,0,1964,9999,null,null,"N","Hydro",{"$nulls":13},0,0,0,0]
["McNary","3084_G_1",3084,"G","1",null,"Hydro",null,"WECC_PNW","Oregon",41,"Umatilla",59,"41059",70,0,1953,9999,null,null,"N","Hydro",{"$nulls":13},0,0,0,0]
["Brunot Island","3096_G_3",3096,"G","3",2034,"Combined Cycle",null,"PJM_West","Pennsylvania",42,"Allegheny",3,"42003",49,11689,1973,9999,null,null,"N","Natural Gas",{"$nulls":3},"H2O","SCR",2002,{"$nulls":6},0.003,0.03006,0.03006,0.03006,0.03006]
["Conemaugh","3118_B_2",3118,"B","2",2066,"Coal Steam",null,"PJM_PENE","Pennsylvania",42,"Indiana",63,"42063",850,9714,1971,9999,"tangential","dry","N","Bituminous","Wet Scrubber",1995,0.95,"LNC3","SCR",2014,null,"ESPC + WS","Yes",{"$nulls":3},0.13,0.31588,0.10395,0.31588,0.10395,0.1,0.84,0.56,0.99]
["Shawville","3131_B_4",3131,"B","4",2081,"O/G Steam",null,"PJM_PENE","Pennsylvania",42,"Clearfield",33,"42033",163,10757,1960,9999,null,null,"N","Natural Gas",{"$nulls":3},"LNC3","SNCR",null,"2005",{"$nulls":5},3.7,0.41835,0.06633,0.41835,0.06633]
["New Castle Plant","3138_B_3",3138,"B","3",2093,"O/G Steam",null,"PJM_ATSI","Pennsylvania",42,"Lawrence",73,"42073",88,11201,1952,9999,"wall","dry","N","Natural Gas",{"$nulls":3},"LNB + LNBO","SNCR",null,"2005",{"$nulls":5},2.8,0.32335,0.07897,0.32335,0.07897]
["TalenEnergy Martin Creek LLC Allentown","3139_G_CTG4",3139,"G","CTG4",null,"Combustion Turbine",null,"PJM_WMAC","Pennsylvania",42,"Lehigh",77,"42077",14,16117,1967,9999,null,null,"N","Distillate Fuel Oil",{"$nulls":12},1.315,0.41347,0.41347,0.41347,0.41347]
["TalenEnergy Holtwood","3145_G_HW3",3145,"G","HW3",null,"Hydro",null,"PJM_WMAC","Pennsylvania",42,"Lancaster",71,"42071",12.7,0,1911,9999,null,null,"N","Hydro",{"$nulls":13},0,0,0,0]
["TalenEnergy HW Wallenpaupack","3153_G_WP1",3153,"G","WP1",null,"Hydro",null,"PJM_WMAC","Pennsylvania",42,"Wayne",127,"42127",22,0,1926,9999,null,null,"N","Hydro",{"$nulls":13},0,0,0,0]
["Eddystone Generating Station","3161_B_4",3161,"B","4",2154,"O/G Steam",null,"PJM_EMAC","Pennsylvania",42,"Delaware",45,"42045",380,14500,1976,9999,"tangential","dry","N","Natural Gas, Residual Fuel Oil",{"$nulls":3},"OFA",{"$nulls":8},1,0.06931,0.06931,0.06931,0.06931]
["Safe Harbor","3175_G_11",3175,"G","11",null,"Hydro",null,"PJM_WMAC","Pennsylvania",42,"Lancaster",71,"42071",37.5,0,1986,9999,null,null,"N","Hydro",{"$nulls":13},0,0,0,0]
["Safe Harbor","3175_G_41",3175,"G","41",null,"Hydro",null,"PJM_WMAC","Pennsylvania",42,"Lancaster",71,"42071",2,0,1931,9999,null,null,"N","Hydro",{"$nulls":13},0,0,0,0]
["Darlington County","3250_G_12",3250,"G","12",2199,"Combustion Turbine",null,"S_VACA","South Carolina",45,"Darlington",31,"45031",118,14477,1997,9999,null,null,"N","Natural Gas",{"$nulls":3},"H2O",{"$nulls":8},3.5,0.1053,0.1053,0.1053,0.1053]
["Fishing Creek","3257_G_5",3257,"G","5",null,"Hydro",null,"S_VACA","South Carolina",45,"Chester",23,"45023",8,0,1916,9999,null,null,"N","Hydro",{"$nulls":13},0,0,0,0]
["Hollidays Bridge Hydro","3261_G_3",3261,"G","3",null,"Hydro",null,"S_VACA","South Carolina",45,"Anderson",7,"45007",1.2,0,1996,9999,null,null,"N","Hydro",{"$nulls":13},0,0,0,0]
["Saluda Dam","3267_G_2",3267,"G","2",null,"Hydro",null,"S_VACA","South Carolina",45,"Greenville",45,"45045",0.6,0,1996,9999,null,null,"N","Hydro",{"$nulls":13},0,0,0,0]
["Lockhart","3275_G_HY3",3275,"G","HY3",null,"Hydro",null,"S_VACA","South Carolina",45,"Union",87,"45087",4.2,0,1921,9999,null,null,"N","Hydro",{"$nulls":13},0,0,0,0]
["McMeekin","3287_B_MCM2",3287,"B","MCM2",2227,"O/G Steam",null,"S_VACA","South Carolina",45,"Lexington",63,"45063",125,9986,1958,9999,"tangential","dry","N","Natural Gas",{"$nulls":3},"LNC2",{"$nulls":8},3.5,0.10158,0.10158,0.10158,0.10158]
["Wateree","3297_B_WAT1",3297,"B","WAT1",2232,"Coal Steam",null,"S_VACA","South Carolina",45,"Richland",79,"45079",342,10374,1970,9999,"wall","dry","N","Bituminous","Wet Scrubber",2010,0.95,"LNB","SCR",2003,null,"ESPC + B","No","ACI",2015,null,3.5,0.4972,0.10987,0.4972,0.10987,0.1,0.1,0.1,0.99]
["Hilton Head","3318_G_1",3318,"G","1",88281,"Combustion Turbine",null,"S_VACA","South Carolina",45,"Beaufort",13,"45013",19,25000,1973,9999,null,null,"N","Distillate Fuel Oil",{"$nulls":12},3.5,1.20028,1.20028,1.20028,1.20028]
["J Strom Thurmond","3323_G_5",3323,"G","5",null,"Hydro",null,"S_VACA","South Carolina",45,"Mccormick",65,"45065",48,0,1954,9999,null,null,"N","Hydro",{"$nulls":13},0,0,0,0]
["Oahe","3356_G_2",3356,"G","2",null,"Hydro",null,"SPP_WAUE","South Dakota",46,"Hughes",65,"46065",102,0,1962,9999,null,null,"N","Hydro",{"$nulls":13},0,0,0,0]
["Big Bend Dam","3375_G_1",3375,"G","1",null,"Hydro",null,"SPP_WAUE","South Dakota",46,"Buffalo",17,"46017",65,0,1964,9999,null,null,"N","Hydro",{"$nulls":13},0,0,0,0]
["Allen Steam Plant","3393_G_G15",3393,"G","G15",null,"Combustion Turbine",null,"S_C_TVA","Tennessee",47,"Shelby",157,"47157",15.1,18970,1971,9999,null,null,"N","Natural Gas, Distillate Fuel Oil",{"$nulls":12},0.5,0.5291,0.5291,0.5291,0.5291]
["Cherokee Dam","3397_G_3",3397,"G","3",null,"Hydro",null,"S_C_TVA","Tennessee",47,"Jefferson",89,"47089",39.8,0,1942,9999,null,null,"N","Hydro",{"$nulls":13},0,0,0,0]
["Fort Loudoun","3402_G_4",3402,"G","4",null,"Hydro",null,"S_C_TVA","Tennessee",47,"Loudon",105,"47105",45.3,0,1949,9999,null,null,"N","Hydro",{"$nulls":13},0,0,0,0]
["Johnsonville","3406_G_G16",3406,"G","G16",88173,"Combustion Turbine",null,"S_C_TVA","Tennessee",47,"Humphreys",85,"47085",47.1,12148,1975,9999,null,null,"N","Natural Gas, Distillate Fuel Oil",{"$nulls":12},3.4,0.43712,0.43712,0.43712,0.43712]
["Johnsonville","3406_G_GT7",3406,"G","GT7",88179,"Combustion Turbine",null,"S_C_TVA","Tennessee",47,"Humphreys",85,"47085",47.1,12148,1975,9999,null,null,"N","Natural Gas, Distillate Fuel Oil",{"$nulls":12},3.4,0.4059,0.4059,0.4059,0.4059]
["Nickajack","3409_G_3",3409,"G","3",null,"Hydro",null,"S_C_TVA","Tennessee",47,"Marion",115,"47115",25,0,1968,9999,null,null,"N","Hydro",{"$nulls":13},0,0,0,0]
["Tims Ford","3417_G_2",3417,"G","2",null,"Hydro",null,"S_C_TVA","Tennessee",47,"Franklin",51,"47051",0.5,0,1987,9999,null,null,"N","Hydro",{"$nulls":13},0,0,0,0]
["Dale Hollow","3424_G_3",3424,"G","3",null,"Hydro",null,"S_C_TVA","Tennessee",47,"Clay",27,"47027",20.7,0,1953,9999,null,null,"N","Hydro",{"$nulls":13},0,0,0,0]
["Laredo","3439_G_5",3439,"G","5",90197,"Combustion Turbine",null,"ERC_REST","Texas",48,"Webb",479,"48479",87.3,10745,2008,9999,null,null,"N","Natural Gas",{"$nulls":3},"H2O","SCR",{"$nulls":7},0.06,0.01081,0.01081,0.01081,0.01081]
["Greens Bayou","3464_G_73",3464,"G","73",89952,"Combustion Turbine",null,"ERC_REST","Texas",48,"Harris",201,"48201",54,16078,1976,9999,null,null,"N","Natural Gas",{"$nulls":3},"H2O",{"$nulls":8},3,0.21369,0.21369,0.21369,0.21369]
["T H Wharton","3469_G_34",3469,"G","34",89961,"Combined Cycle",null,"ERC_REST","Texas",48,"Harris",201,"48201",57,9421,1972,9999,null,null,"N","Natural Gas",{"$nulls":12},0.01,0.01686,0.01686,0.01686,0.01686]
["W A Parish","3470_G_GT1",3470,"G","GT1",null,"Combustion Turbine",null,"ERC_REST","Texas",48,"Fort Bend",157,"48157",13,22997,1967,9999,null,null,"N","Natural Gas",{"$nulls":12},3,0.40657,0.40657,0.40657,0.40657]
["Nichols","3484_G_1",3484,"G","1",2398,"O/G Steam",null,"SPP_SPS","Texas",48,"Potter",375,"48375",107,11795,1960,9999,"tangential",null,"N","Natural Gas",{"$nulls":3},"OFA",{"$nulls":9},0.09536,0.09536,0.09536,0.09536]
["Morgan Creek","3492_G_CT5",3492,"G","CT5",90021,"Combustion Turbine",null,"ERC_WEST","Texas",48,"Mitchell",335,"48335",68,14993,1988,9999,null,null,"N","Natural Gas, Distillate Fuel Oil",{"$nulls":3},"H2O",{"$nulls":8},0.5,0.67744,0.67744,0.67744,0.67744]
["Decker Creek","3548_G_GT2",3548,"G","GT2",89913,"Combustion Turbine",null,"ERC_REST","Texas",48,"Travis",453,"48453",52,13844,1988,9999,null,null,"N","Natural Gas",{"$nulls":3},"H2O",{"$nulls":8},3,0.70015,0.70015,0.70015,0.70015]
["Ray Olinger","3576_B_CE1",3576,"B","CE1",2466,"O/G Steam",null,"ERC_REST","Texas",48,"Collin",85,"48085",75,12882,1967,9999,"tangential",null,"N","Natural Gas",{"$nulls":3},"LNC2",{"$nulls":8},0.006,0.04486,0.04486,0.04486,0.04486]
["H 5","3584_G_1",3584,"G","1",null,"Hydro",null,"ERC_REST","Texas",48,"Gonzales",177,"48177",2.4,0,1931,9999,null,null,"N","Hydro",{"$nulls":13},0,0,0,0]
["Leon Creek","3609_G_CGT3",3609,"G","CGT3",89299,"Combustion Turbine",null,"ERC_REST","Texas",48,"Bexar",29,"48029",44,10779,2004,9999,null,null,"N","Natural Gas",{"$nulls":4},"SCR",{"$nulls":7},3,0.02051,0.02051,0.02051,0.02051]
["Pearsall","3630_G_10A",3630,"G","10A",null,"Combustion Turbine","IC Engine","ERC_REST","Texas",48,"Frio",163,"48163",8.4,10745,2010,9999,null,null,"N","Natural Gas",{"$nulls":13},0.02402,0.02402,0.02402,0.02402]
["Pearsall","3630_G_6A",3630,"G","6A",null,"Combustion Turbine","IC Engine","ERC_REST","Texas",48,"Frio",163,"48163",8.4,10745,2010,9999,null,null,"N","Natural Gas",{"$nulls":13},0.02402,0.02402,0.02402,0.02402]
["Gadsby","3648_G_4",3648,"G","4",9559,"Combustion Turbine",null,"WECC_UT","Utah",49,"Salt Lake",35,"49035",39,13948,2002,9999,null,null,"N","Natural Gas",{"$nulls":3},"H2O","SCR",{"$nulls":7},0.85,0.01514,0.01514,0.01514,0.01514]
["Snake Creek","3658_G_2",3658,"G","2",null,"Hydro",null,"WECC_UT","Utah",49,"Wasatch",51,"49051",0.5,0,1910,9999,null,null,"N","Hydro",{"$nulls":13},0,0,0,0]
["Smith (VT)","3709_G_1",3709,"G","1",null,"Hydro",null,"NENGREST","Vermont",50,"Orange",17,"50017",0.7,0,1982,9999,null,null,"N","Hydro",{"$nulls":13},0,0,0,0]
["Pittsford","3722_G_3",3722,"G","3",null,"Hydro",null,"NENGREST","Vermont",50,"Rutland",21,"50021",0.6,0,1914,9999,null,null,"N","Hydro",{"$nulls":13},0,0,0,0]
["Silver Lake (VT)","3725_G_1",3725,"G","1",null,"Hydro",null,"NENGREST","Vermont",50,"Addison",1,"50001",2.2,0,1917,9999,null,null,"N","Hydro",{"$nulls":13},0,0,0,0]
["Great Falls (VT)","3762_G_3",3762,"G","3",null,"Hydro",null,"NENGREST","Vermont",50,"Caledonia",5,"50005",1.3,0,1979,9999,null,null,"N","Hydro",{"$nulls":13},0,0,0,0]
["Claytor","3774_G_2",3774,"G","2",null,"Hydro",null,"PJM_West","Virginia",51,"Pulaski",155,"51155",14.7,0,1939,9999,null,null,"N","Hydro",{"$nulls":13},0,0,0,0]
["Leesville","3777_G_2",3777,"G","2",null,"Hydro",null,"PJM_West","Virginia",51,"Pittsylvania",143,"51143",25,0,1964,9999,null,null,"N","Hydro",{"$nulls":13},0,0,0,0]
["Bayview","3782_G_BYV5",3782,"G","BYV5",null,"Combustion Turbine","IC Engine","PJM_EMAC","Virginia",51,"Northampton",131,"51131",2.1,13465,1963,9999,null,null,"N","Distillate Fuel Oil",{"$nulls":12},2.64,1.77612,1.77612,1.77612,1.77612]
["Northern Neck","3800_G_GT1",3800,"G","GT1",null,"Combustion Turbine",null,"PJM_Dom","Virginia",51,"Richmond",159,"51159",12,17565,1971,9999,null,null,"N","Distillate Fuel Oil",{"$nulls":12},2.64,0.82155,0.82155,0.82155,0.82155]
["Possum Point","3804_G_GT1",3804,"G","GT1",null,"Combustion Turbine",null,"PJM_Dom","Virginia",51,"Prince William",153,"51153",12,15986,1968,9999,null,null,"N","Distillate Fuel Oil",{"$nulls":12},1.06,0.82155,0.82155,0.82155,0.82155]
["John H Kerr","3833_G_3",3833,"G","3",null,"Hydro",null,"PJM_Dom","Virginia",51,"Mecklenburg",117,"51117",46.8,0,1953,9999,null,null,"N","Hydro",{"$nulls":13},0,0,0,0]
["Swift 1","3850_G_HY13",3850,"G","HY13",null,"Hydro",null,"WECC_PNW","Washington",53,"Skamania",59,"53059",87.9,0,1958,9999,null,null,"N","Hydro",{"$nulls":13},0,0,0,0]
["Long Lake","3867_G_2",3867,"G","2",null,"Hydro",null,"WECC_PNW","Washington",53,"Lincoln",43,"53043",22.5,0,1915,9999,null,null,"N","Hydro",{"$nulls":13},0,0,0,0]
["Wells","3886_G_U-4",3886,"G","U-4",null,"Hydro",null,"WECC_PNW","Washington",53,"Douglas",17,"53017",84,0,1967,9999,null,null,"N","Hydro",{"$nulls":13},0,0,0,0]
["Priest Rapids","3887_G_3",3887,"G","3",null,"Hydro",null,"WECC_PNW","Washington",53,"Grant",25,"53025",95,0,1960,9999,null,null,"N","Hydro",{"$nulls":13},0,0,0,0]
["Box Canyon","3891_G_1",3891,"G","1",null,"Hydro",null,"WECC_PNW","Washington",53,"Pend Oreille",51,"53051",22.5,0,1955,9999,null,null,"N","Hydro",{"$nulls":13},0,0,0,0]
["The Dalles","3895_G_5",3895,"G","5",null,"Hydro",null,"WECC_PNW","Oregon",41,"Wasco",65,"41065",92.7,0,1958,9999,null,null,"N","Hydro",{"$nulls":13},0,0,0,0]
["Cushman 2","3915_G_35",3915,"G","35",null,"Hydro",null,"WECC_PNW","Washington",53,"Mason",45,"53045",1.8,0,2013,9999,null,null,"N","Hydro",{"$nulls":13},0,0,0,0]
["Chief Joseph","3921_G_26",3921,"G","26",null,"Hydro",null,"WECC_PNW","Washington",53,"Douglas",17,"53017",95,0,1979,9999,null,null,"N","Hydro",{"$nulls":13},0,0,0,0]
["Chief Joseph","3921_G_7",3921,"G","7",null,"Hydro",null,"WECC_PNW","Washington",53,"Douglas",17,"53017",88.2,0,1956,9999,null,null,"N","Hydro",{"$nulls":13},0,0,0,0]
["Lower Monumental","3927_G_3",3927,"G","3",null,"Hydro",null,"WECC_PNW","Washington",53,"Walla Walla",71,"53071",135,0,1970,9999,null,null,"N","Hydro",{"$nulls":13},0,0,0,0]
["Du Bay","3972_G_2",3972,"G","2",null,"Hydro",null,"MIS_WUMS","Wisconsin",55,"Portage",97,"55097",2,0,1942,9999,null,null,"N","Hydro",{"$nulls":13},0,0,0,0]
["Wisconsin Rapids","3974_G_4",3974,"G","4",null,"Hydro",null,"MIS_WUMS","Wisconsin",55,"Wood",141,"55141",0.6,0,1903,9999,null,null,"N","Hydro",{"$nulls":13},0,0,0,0]
["Bay Front","3982_B_1",3982,"B","1",2568,"Biomass",null,"MIS_MNWI","Wisconsin",55,"Ashland",3,"55003",18.7,17204,1952,9999,"stoker/SPR",null,"N","Biomass",{"$nulls":3},"OFA","SNCR",null,"2008","ESPC + B","No","ACI",2014,null,0.08,0.3496,0.22034,0.3496,0.22034]
["Arpin Dam","3995_G_3",3995,"G","3",null,"Hydro",null,"MIS_MNWI","Wisconsin",55,"Sawyer",113,"55113",0.2,0,1973,9999,null,null,"N","Hydro",{"$nulls":13},0,0,0,0]
["Holcombe","4007_G_1",4007,"G","1",null,"Hydro",null,"MIS_MNWI","Wisconsin",55,"Chippewa",17,"55017",9.1,0,1950,9999,null,null,"N","Hydro",{"$nulls":13},0,0,0,0]
["Wissota","4015_G_4",4015,"G","4",null,"Hydro",null,"MIS_MNWI","Wisconsin",55,"Chippewa",17,"55017",3,0,1917,9999,null,null,"N","Hydro",{"$nulls":13},0,0,0,0]
["Frederic Diesel","4020_G_10",4020,"G","10",null,"Combustion Turbine","IC Engine","MIS_MNWI","Wisconsin",55,"Polk",95,"55095",2.5,12822,2000,9999,null,null,"N","Distillate Fuel Oil",{"$nulls":12},3,1.77612,1.77612,1.77612,1.77612]
["Port Washington Generating Station","4040_G_2CT2",4040,"G","2CT2",89432,"Combined Cycle",null,"MIS_WUMS","Wisconsin",55,"Ozaukee",89,"55089",185,7050,2005,9999,null,null,"N","Natural Gas",{"$nulls":3},"DLNB","SCR",{"$nulls":8},0.01224,0.01224,0.01224,0.01224]
["Point Beach Nuclear Plant","4046_G_2",4046,"G","2",null,"Nuclear",null,"MIS_WUMS","Wisconsin",55,"Manitowoc",71,"55071",597.9,10456,1972,2052,null,null,"N","Nuclear Fuel",{"$nulls":13},0,0,0,0]
["Alexander","4060_G_1",4060,"G","1",null,"Hydro",null,"MIS_WUMS","Wisconsin",55,"Lincoln",69,"55069",0.7,0,1925,9999,null,null,"N","Hydro",{"$nulls":13},0,0,0,0]
["High Falls (WI)","4065_G_3",4065,"G","3",null,"Hydro",null,"MIS_WUMS","Wisconsin",55,"Marinette",75,"55075",0.3,0,1910,9999,null,null,"N","Hydro",{"$nulls":13},0,0,0,0]
["Weston","4078_B_4",4078,"B","4",89565,"Coal Steam",null,"MIS_WUMS","Wisconsin",55,"Marathon",73,"55073",534,9878,2008,9999,"wall","dry","N","Subbituminous","Dry Scrubber",2008,0.9,"LNB + OFA","SCR",2008,null,"B","NA","ACI",2008,null,0.08,0.05329,0.05329,0.05329,0.05329,0.1,0.1,0.1,0.99]
["Arcadia Electric","4100_G_5",4100,"G","5",null,"Combustion Turbine","IC Engine","MIS_MNWI","Wisconsin",55,"Trempealeau",121,"55121",3,18000,1972,9999,null,null,"N","Natural Gas, Distillate Fuel Oil",{"$nulls":12},3,0.79266,0.79266,0.79266,0.79266]
["Elroy","4113_G_2A",4113,"G","2A",null,"Combustion Turbine","IC Engine","MIS_MNWI","Wisconsin",55,"Juneau",57,"55057",2.2,14745,2005,9999,null,null,"N","Distillate Fuel Oil",{"$nulls":12},5.5,1.77612,1.77612,1.77612,1.77612]
["New Badger","4120_G_4",4120,"G","4",null,"Hydro",null,"MIS_WUMS","Wisconsin",55,"Outagamie",87,"55087",4,0,2014,9999,null,null,"N","Hydro",{"$nulls":13},0,0,0,0]
["Stiles","4147_G_1",4147,"G","1",null,"Hydro",null,"MIS_WUMS","Wisconsin",55,"Oconto",83,"55083",0.3,0,1949,9999,null,null,"N","Hydro",{"$nulls":13},0,0,0,0]
["Fremont Canyon","4176_G_2",4176,"G","2",null,"Hydro",null,"WECC_WY","Wyoming",56,"Natrona",25,"56025",33.4,0,1960,9999,null,null,"N","Hydro",{"$nulls":13},0,0,0,0]
["Powerlane Plant","4195_G_EP3",4195,"G","EP3",null,"Combustion Turbine","IC Engine","ERC_REST","Texas",48,"Hunt",231,"48231",8,12134,2010,9999,null,null,"N","Natural Gas",{"$nulls":13},0.02402,0.02402,0.02402,0.02402]
["Logan City","4251_G_3",4251,"G","3",null,"Combustion Turbine",null,"WECC_UT","Utah",49,"Cache",5,"49005",4.5,25000,2002,9999,null,null,"N","Natural Gas",{"$nulls":12},0.85,0.03787,0.03787,0.03787,0.03787]
["Riverside (OK)","4940_B_1501",4940,"B","1501",2660,"O/G Steam",null,"SPP_WEST","Oklahoma",40,"Tulsa",143,"40143",454,11130,1974,9999,"wall","dry","N","Natural Gas",{"$nulls":3},"LNB + OFA",{"$nulls":8},0.52,0.31956,0.31956,0.31956,0.31956]
["Palo Verde","6008_G_1",6008,"G","1",null,"Nuclear",null,"WECC_AZ","Arizona",4,"Maricopa",13,"04013",1311,10456,1986,2066,null,null,"N","Nuclear Fuel",{"$nulls":13},0,0,0,0]
["Braidwood Generation Station","6022_G_2",6022,"G","2",null,"Nuclear",null,"PJM_COMD","Illinois",17,"Will",197,"17197",1154,10456,1988,2068,null,null,"N","Nuclear Fuel",{"$nulls":13},0,0,0,0]
["Belle River","6034_G_IC1",6034,"G","IC1",null,"Combustion Turbine","IC Engine","MIS_LMI","Michigan",26,"St Clair",147,"26147",2,20789,1981,9999,null,null,"N","Distillate Fuel Oil",{"$nulls":12},1.67,4.1606,4.1606,4.1606,4.1606]
["H L Spurlock","6041_B_2",6041,"B","2",2705,"Coal Steam",null,"PJM_West","Kentucky",21,"Mason",161,"21161",510,10285,1981,9999,"tangential","dry","Y","Bituminous","Wet Scrubber",2008,0.95,"LNC1","SCR",2008,null,"ESPH + WESP","No",{"$nulls":3},1.2,0.2386,0.09017,0.2386,0.09017,0.1,0.8,1,0.99]
["St Lucie","6045_G_2",6045,"G","2",null,"Nuclear",null,"FRCC","Florida",12,"St Lucie",111,"12111",987,10456,1983,2063,null,null,"N","Nuclear Fuel",{"$nulls":13},0,0,0,0]
["Wansley","6052_B_1",6052,"B","1",2722,"Coal Steam",null,"S_SOU","Georgia",13,"Heard",149,"13149",872,9932,1976,9999,"tangential","dry","N","Bituminous","Wet Scrubber",2008,0.95,"LNC3","SCR",2008,null,"ESPC + WS","Yes","ACI",2014,null,5,0.365,0.08521,0.365,0.08521,0.1,0.1,0.1,0.99]
["Cascade Creek","6058_G_1",6058,"G","1",90209,"Combustion Turbine",null,"MIS_MNWI","Minnesota",27,"Olmsted",109,"27109",27.9,10939,1975,9999,null,null,"N","Natural Gas, Distillate Fuel Oil",{"$nulls":3},"H2O",{"$nulls":9},0.69997,0.69997,0.69997,0.69997]
["Victor J Daniel Jr","6073_G_4",6073,"G","4",2748,"Combined Cycle",null,"S_SOU","Mississippi",28,"Jackson",59,"28059",156.8,7094,2001,9999,null,null,"N","Natural Gas",{"$nulls":3},"DLNB","SCR",{"$nulls":7},1E-3,7.11E-3,7.11E-3,7.11E-3,7.11E-3]
["Stony Brook","6081_G_BS#2",6081,"G","BS#2",null,"Combustion Turbine","IC Engine","NENGREST","Massachusetts",25,"Hampden",13,"25013",2,12822,2007,9999,null,null,"N","Natural Gas, Distillate Fuel Oil",{"$nulls":13},2.77276,2.77276,2.77276,2.77276]
["Cornell","6086_G_3",6086,"G","3",null,"Hydro",null,"MIS_MNWI","Wisconsin",55,"Chippewa",17,"55017",6.9,0,1976,9999,null,null,"N","Hydro",{"$nulls":13},0,0,0,0]
["Cornell","6086_G_4",6086,"G","4",null,"Hydro",null,"MIS_MNWI","Wisconsin",55,"Chippewa",17,"55017",0.4,0,1977,9999,null,null,"N","Hydro",{"$nulls":13},0,0,0,0]
["Diablo Canyon","6099_G_2",6099,"G","2",null,"Nuclear",null,"WEC_CALN","California",6,"San Luis Obispo",79,"06079",1118,10456,1986,2026,null,null,"N","Nuclear Fuel",{"$nulls":13},0,0,0,0]
["Fort St Vrain","6112_G_2",6112,"G","2",2779,"Combined Cycle",null,"WECC_CO","Colorado",8,"Weld",123,"08123",123,7766,1996,9999,null,null,"N","Natural Gas",{"$nulls":3},"DLNB","SCR",{"$nulls":7},0.06,0.02429,0.02429,0.02429,0.02429]
["R E Ginna Nuclear Power Plant","6122_G_1",6122,"G","1",null,"Nuclear",null,"NY_Z_B","New York",36,"Wayne",117,"36117",582,10456,1970,2050,null,null,"N","Nuclear Fuel",{"$nulls":13},0,0,0,0]
["Fairfield Pumped Storage","6126_G_6",6126,"G","6",null,"Pumped Storage",null,"S_VACA","South Carolina",45,"Fairfield",39,"45039",72,0,1978,9999,null,null,"N","Pumped Storage",{"$nulls":13},0,0,0,0]
["Richard B Russell","6132_G_3",6132,"G","3",null,"Hydro",null,"S_SOU","Georgia",13,"Elbert",105,"13105",84,0,1985,9999,null,null,"N","Hydro",{"$nulls":13},0,0,0,0]
["Comanche Peak","6145_G_2",6145,"G","2",null,"Nuclear",null,"ERC_REST","Texas",48,"Somervell",425,"48425",1195,10456,1993,2073,null,null,"N","Nuclear Fuel",{"$nulls":13},0,0,0,0]
["Raccoon Mountain","6151_G_4",6151,"G","4",null,"Pumped Storage",null,"S_C_TVA","Tennessee",47,"Hamilton",65,"47065",404,0,1979,9999,null,null,"N","Pumped Storage",{"$nulls":13},0,0,0,0]
["Grand Coulee","6163_G_13",6163,"G","13",null,"Hydro",null,"WECC_PNW","Washington",53,"Grant",25,"53025",125,0,1950,9999,null,null,"N","Hydro",{"$nulls":13},0,0,0,0]
["Grand Coulee","6163_G_PG10",6163,"G","PG10",null,"Pumped Storage",null,"WECC_PNW","Washington",53,"Grant",25,"53025",53.5,0,1983,9999,null,null,"N","Pumped Storage",{"$nulls":13},0,0,0,0]
["Bath County","6167_G_3",6167,"G","3",null,"Pumped Storage",null,"PJM_Dom","Virginia",51,"Bath",17,"51017",502,0,1985,9999,null,null,"N","Pumped Storage",{"$nulls":13},0,0,0,0]
["Lower Granite","6175_G_3",6175,"G","3",null,"Hydro",null,"WECC_PNW","Washington",53,"Whitman",75,"53075",135,0,1975,9999,null,null,"N","Hydro",{"$nulls":13},0,0,0,0]
["Rocky Mountain Hydroelectric Plant","6189_G_3",6189,"G","3",null,"Pumped Storage",null,"S_SOU","Georgia",13,"Floyd",115,"13115",345,0,1995,9999,null,null,"N","Pumped Storage",{"$nulls":13},0,0,0,0]
["Rock Island","6200_G_B-2",6200,"G","B-2",null,"Hydro",null,"WECC_PNW","Washington",53,"Chelan",7,"53007",15,0,1931,9999,null,null,"N","Hydro",{"$nulls":13},0,0,0,0]
["Mount Elbert","6208_G_1",6208,"G","1",null,"Pumped Storage",null,"WECC_CO","Colorado",8,"Lake",65,"08065",115,0,1981,9999,null,null,"N","Pumped Storage",{"$nulls":13},0,0,0,0]
["Durant","6220_G_8",6220,"G","8",null,"Combustion Turbine","IC Engine","MIS_IA","Iowa",19,"Cedar",31,"19031",2.6,12901,2011,9999,null,null,"N","Distillate Fuel Oil",{"$nulls":13},1.77612,1.77612,1.77612,1.77612]
["Winyah","6249_B_2",6249,"B","2",2868,"Coal Steam",null,"S_VACA","South Carolina",45,"Georgetown",43,"45043",285,10735,1977,9999,"wall","dry","N","Bituminous","Wet Scrubber",2007,0.95,"LNB + OFA","SCR",2003,null,"ESPC + WS","No",{"$nulls":3},1.2,0.09167,0.09167,0.09167,0.09167,0.1,0.84,0.56,0.99]
["Wilson","6258_G_5D",6258,"G","5D",89929,"Combustion Turbine",null,"S_SOU","Georgia",13,"Burke",33,"13033",41,25000,1973,9999,null,null,"N","Distillate Fuel Oil",{"$nulls":12},2.578,1.19998,1.19998,1.19998,1.19998]
["Felt","6359_G_5",6359,"G","5",null,"Hydro",null,"WECC_ID","Idaho",16,"Teton",81,"16081",0.7,0,1947,9999,null,null,"N","Hydro",{"$nulls":13},0,0,0,0]
["Swift Creek","6394_G_3",6394,"G","3",null,"Hydro",null,"WECC_WY","Wyoming",56,"Lincoln",23,"56023",0.8,0,2009,9999,null,null,"N","Hydro",{"$nulls":13},0,0,0,0]
["Minidoka","6398_G_7",6398,"G","7",null,"Hydro",null,"WECC_ID","Idaho",16,"Minidoka",67,"16067",5,0,1942,9999,null,null,"N","Hydro",{"$nulls":13},0,0,0,0]
["Roza","6407_G_1",6407,"G","1",null,"Hydro",null,"WECC_PNW","Washington",53,"Yakima",77,"53077",12.9,0,1958,9999,null,null,"N","Hydro",{"$nulls":13},0,0,0,0]
["Eufaula Dam","6419_G_3",6419,"G","3",null,"Hydro",null,"SPP_WEST","Oklahoma",40,"Haskell",61,"40061",34.5,0,1964,9999,null,null,"N","Hydro",{"$nulls":13},0,0,0,0]
["Gorge","6431_G_24",6431,"G","24",null,"Hydro",null,"WECC_PNW","Washington",53,"Whatcom",73,"53073",90,0,1951,9999,null,null,"N","Hydro",{"$nulls":13},0,0,0,0]
["Wilson Dam","6440_G_14",6440,"G","14",null,"Hydro",null,"S_C_TVA","Alabama",1,"Lauderdale",77,"01077",29.4,0,1943,9999,null,null,"N","Hydro",{"$nulls":13},0,0,0,0]
["Proctor","6450_G_1",6450,"G","1",null,"Hydro",null,"NENGREST","Vermont",50,"Rutland",21,"50021",1.6,0,1927,9999,null,null,"N","Hydro",{"$nulls":13},0,0,0,0]
["San Francisquito 1","6479_G_1A",6479,"G","1A",null,"Hydro",null,"WEC_LADW","California",6,"Los Angeles",37,"06037",27,0,1983,9999,null,null,"N","Hydro",{"$nulls":13},0,0,0,0]
["Mcindoes","6483_G_GEN1",6483,"G","GEN1",null,"Hydro",null,"NENGREST","Vermont",50,"Caledonia",5,"50005",2.3,0,1931,9999,null,null,"N","Hydro",{"$nulls":13},0,0,0,0]
["Keowee","6517_G_2",6517,"G","2",null,"Hydro",null,"S_VACA","South Carolina",45,"Pickens",77,"45077",76,0,1971,9999,null,null,"N","Hydro",{"$nulls":13},0,0,0,0]
["Yards Creek","6522_G_2",6522,"G","2",null,"Pumped Storage",null,"PJM_EMAC","New Jersey",34,"Warren",41,"34041",140,0,1965,9999,null,null,"N","Pumped Storage",{"$nulls":13},0,0,0,0]
["Foster","6552_G_1",6552,"G","1",null,"Hydro",null,"WECC_PNW","Oregon",41,"Linn",43,"41043",10,0,1968,9999,null,null,"N","Hydro",{"$nulls":13},0,0,0,0]
["D G Hunter","6558_G_9",6558,"G","9",null,"Combustion Turbine","IC Engine","MIS_LA","Louisiana",22,"Rapides",79,"22079",8.6,10745,2016,9999,null,null,"N","Natural Gas, Distillate Fuel Oil",{"$nulls":13},0.79266,0.79266,0.79266,0.79266]
["Winfield","6562_G_1",6562,"G","1",null,"Hydro",null,"PJM_West","West Virginia",54,"Putnam",79,"54079",8.9,0,1938,9999,null,null,"N","Hydro",{"$nulls":13},0,0,0,0]
["Fort Peck","6623_G_2",6623,"G","2",null,"Hydro",null,"SPP_WAUE","Montana",30,"Mccone",55,"30055",18,0,1948,9999,null,null,"N","Hydro",{"$nulls":13},0,0,0,0]
["Lake Mathews","6644_G_1",6644,"G","1",null,"Hydro",null,"WECC_SCE","California",6,"Riverside",65,"06065",4.9,0,1980,9999,null,null,"N","Hydro",{"$nulls":13},0,0,0,0]
["Mexico","6650_G_1",6650,"G","1",90098,"Combustion Turbine",null,"MIS_MO","Missouri",29,"Audrain",7,"29007",54,13183,1978,9999,null,null,"N","Distillate Fuel Oil",{"$nulls":12},2.02,1.20011,1.20011,1.20011,1.20011]
["Pebbly Beach","6704_G_MT24",6704,"G","MT24",null,"Combustion Turbine",null,"WEC_LADW","California",6,"Los Angeles",37,"06037",0.1,17852,2011,9999,null,null,"N","Natural Gas",{"$nulls":13},0.01719,0.01719,0.01719,0.01719]
["St Stephen","6789_G_1",6789,"G","1",null,"Hydro",null,"S_VACA","South Carolina",45,"Berkeley",15,"45015",28,0,1985,9999,null,null,"N","Hydro",{"$nulls":13},0,0,0,0]
["East 12th Street","7013_B_4",7013,"B","4",2915,"O/G Steam",null,"SPP_N","Kansas",20,"Cowley",35,"20035",26,12671,1971,9999,"wall","dry","N","Natural Gas, Distillate Fuel Oil",{"$nulls":12},3,0.29199,0.29199,0.29199,0.29199]
["Gravel Neck","7032_G_4",7032,"G","4",88239,"Combustion Turbine",null,"PJM_Dom","Virginia",51,"Surry",181,"51181",85,12881,1989,9999,null,null,"N","Natural Gas",{"$nulls":3},"H2O",{"$nulls":8},2.64,0.27616,0.27616,0.27616,0.27616]
["Ellis Hydro","7040_G_3",7040,"G","3",null,"Hydro",null,"SPP_WEST","Arkansas",5,"Crawford",33,"05033",6,0,1988,9999,null,null,"N","Hydro",{"$nulls":13},0,0,0,0]
["St George Red Rock","7080_G_2",7080,"G","2",null,"Combustion Turbine","IC Engine","WECC_UT","Utah",49,"Washington",53,"49053",7,10745,1987,9999,null,null,"N","Distillate Fuel Oil",{"$nulls":12},0.85,0.12657,0.12657,0.12657,0.12657]
["PEC Headworks","7113_G_1",7113,"G","1",null,"Hydro",null,"WECC_PNW","Washington",53,"Grant",25,"53025",6.6,0,1990,9999,null,null,"N","Hydro",{"$nulls":13},0,0,0,0]
["Hoist","7115_G_3",7115,"G","3",null,"Hydro",null,"MIS_WUMS","Michigan",26,"Marquette",103,"26103",1.2,0,1988,9999,null,null,"N","Hydro",{"$nulls":13},0,0,0,0]
["Whillock","7135_G_3",7135,"G","3",null,"Hydro",null,"MIS_AR","Arkansas",5,"Conway",29,"05029",5,0,1993,9999,null,null,"N","Hydro",{"$nulls":13},0,0,0,0]
["Woodsdale","7158_G_GT1",7158,"G","GT1",2973,"Combustion Turbine",null,"PJM_West","Ohio",39,"Butler",17,"39017",78,23597,1993,9999,null,null,"N","Natural Gas",{"$nulls":3},"H2O",{"$nulls":8},0.5,0.09443,0.09443,0.09443,0.09443]
["Waddell","7164_G_PG7",7164,"G","PG7",null,"Pumped Storage",null,"WECC_AZ","Arizona",4,"Maricopa",13,"04013",10,0,1993,9999,null,null,"N","Pumped Storage",{"$nulls":13},0,0,0,0]
["South Fond Du Lac","7203_G_CT4",7203,"G","CT4",3002,"Combustion Turbine",null,"MIS_WUMS","Wisconsin",55,"Fond Du Lac",39,"55039",76.5,15896,1996,9999,null,null,"N","Natural Gas, Distillate Fuel Oil",{"$nulls":3},"H2O",{"$nulls":9},0.06871,0.06871,0.06871,0.06871]
["Cane Island","7238_G_4",7238,"G","4",90643,"Combined Cycle",null,"FRCC","Florida",12,"Osceola",97,"12097",160,7143,2011,9999,null,null,"N","Natural Gas",{"$nulls":3},"DLNB","SCR",{"$nulls":7},1E-3,0.0052,0.0052,0.0052,0.0052]
["Woodland","7266_G_2",7266,"G","2",null,"Combined Cycle",null,"WEC_BANC","California",6,"Stanislaus",99,"06099",37,8782,2003,9999,null,null,"N","Natural Gas",{"$nulls":3},"H2O","SCR",2003,{"$nulls":7},0.00614,0.00614,0.00614,0.00614]
["Lincoln Combustion","7277_G_10",7277,"G","10",3071,"Combustion Turbine",null,"S_VACA","North Carolina",37,"Lincoln",109,"37109",75,13638,1995,9999,null,null,"N","Natural Gas, Distillate Fuel Oil",{"$nulls":3},"H2O",{"$nulls":8},2.3,0.09421,0.09421,0.09421,0.09421]
["O'Shaughnessy Hydro","7279_G_2",7279,"G","2",null,"Hydro",null,"PJM_West","Ohio",39,"Delaware",41,"39041",3.9,0,1988,9999,null,null,"N","Hydro",{"$nulls":13},0,0,0,0]
["Hines Energy Complex","7302_G_2ST",7302,"G","2ST",null,"Combined Cycle",null,"FRCC","Florida",12,"Polk",105,"12105",180,7190,2003,9999,null,null,"N","Natural Gas, Distillate Fuel Oil",{"$nulls":3},"DLNB + H2O","SCR",2003,{"$nulls":6},0.05,0.01049,0.01049,0.01049,0.01049]
["Buffalo Bill","7317_G_3",7317,"G","3",null,"Hydro",null,"WECC_WY","Wyoming",56,"Park",29,"56029",6,0,1992,9999,null,null,"N","Hydro",{"$nulls":13},0,0,0,0]
["Robins","7348_G_1",7348,"G","1",3103,"Combustion Turbine",null,"S_SOU","Georgia",13,"Houston",153,"13153",80,17394,1995,9999,null,null,"N","Natural Gas",{"$nulls":3},"H2O",{"$nulls":8},0.309,0.71088,0.71088,0.71088,0.71088]
["Midulla Generating Station","7380_G_GT5",7380,"G","GT5",89705,"Combustion Turbine",null,"FRCC","Florida",12,"Hardee",49,"12049",54,11720,2006,9999,null,null,"N","Natural Gas, Distillate Fuel Oil",{"$nulls":3},"DLNB + H2O",{"$nulls":8},0.8,0.08304,0.08304,0.08304,0.08304]
["Water Street Station","7398_G_GEN2",7398,"G","GEN2",null,"Combustion Turbine","IC Engine","MIS_LMI","Michigan",26,"Bay",17,"26017",6.5,11885,1984,9999,null,null,"N","Natural Gas, Distillate Fuel Oil",{"$nulls":12},1.67,2.81708,2.81708,2.81708,2.81708]
["Short Mountain","7413_G_1",7413,"G","1",null,"Landfill Gas",null,"WECC_PNW","Oregon",41,"Lane",39,"41039",0.8,13500,1992,9999,null,null,"N","Landfill Gas",{"$nulls":13},0.24082,0.24082,0.24082,0.24082]
["VMEA 1 Credit Gen","7440_G_V5",7440,"G","V5",null,"Combustion Turbine","IC Engine","PJM_Dom","Virginia",51,"Prince William",153,"51153",1.5,11207,1990,9999,null,null,"N","Distillate Fuel Oil",{"$nulls":12},1.06,1.77612,1.77612,1.77612,1.77612]
["Alameda","7450_G_1",7450,"G","1",null,"Combustion Turbine",null,"WEC_CALN","California",6,"Alameda",1,"06001",21.8,15632,1986,9999,null,null,"N","Natural Gas, Distillate Fuel Oil",{"$nulls":12},0.74,0.01238,0.01238,0.01238,0.01238]
["Upper Sterling","7474_G_2",7474,"G","2",null,"Hydro",null,"PJM_COMD","Illinois",17,"Whiteside",195,"17195",1,0,1988,9999,null,null,"N","Hydro",{"$nulls":13},0,0,0,0]
["Arthur Von Rosenberg","7512_G_2",7512,"G","2",2485,"Combined Cycle",null,"ERC_REST","Texas",48,"Bexar",29,"48029",157,7178,2000,9999,null,null,"N","Natural Gas",{"$nulls":3},"DLNB","SCR",2000,{"$nulls":6},0.5,0.02878,0.02878,0.02878,0.02878]
["Wayne County","7538_G_4",7538,"G","4",1828,"Combustion Turbine",null,"S_VACA","North Carolina",37,"Wayne",191,"37191",170,11515,2000,9999,null,null,"N","Natural Gas, Distillate Fuel Oil",{"$nulls":3},"DLNB + H2O",{"$nulls":8},2.3,0.05122,0.05122,0.05122,0.05122]
["Nebraska City # 2","7555_G_13",7555,"G","13",null,"Combustion Turbine","IC Engine","SPP_N","Nebraska",31,"Otoe",131,"31131",4.2,12822,1998,9999,null,null,"N","Distillate Fuel Oil",{"$nulls":12},2.5,1.77612,1.77612,1.77612,1.77612]
["Panora","7584_G_2",7584,"G","2",null,"Combustion Turbine","IC Engine","MIS_IA","Iowa",19,"Guthrie",77,"19077",1,11117,1988,9999,null,null,"N","Distillate Fuel Oil",{"$nulls":12},0.15,1.77612,1.77612,1.77612,1.77612]
["Auglaize Hydro","7657_G_5",7657,"G","5",null,"Hydro",null,"PJM_ATSI","Ohio",39,"Defiance",39,"39039",0.8,0,1988,9999,null,null,"N","Hydro",{"$nulls":13},0,0,0,0]
["H Allen Franklin Combined Cycle","7710_G_ST3",7710,"G","ST3",null,"Combined Cycle",null,"S_SOU","Alabama",1,"Lee",81,"01081",281,7050,2008,9999,null,null,"N","Natural Gas",{"$nulls":3},"DLNB","SCR",2008,{"$nulls":6},1E-3,0.00915,0.00915,0.00915,0.00915]
["Coffin Butte","7725_G_3",7725,"G","3",null,"Landfill Gas",null,"WECC_PNW","Oregon",41,"Benton",3,"41003",0.8,13500,1995,9999,null,null,"N","Landfill Gas",{"$nulls":13},0.24082,0.24082,0.24082,0.24082]
["South Plant","7758_G_4",7758,"G","4",null,"Combustion Turbine","IC Engine","MIS_MIDA","Iowa",19,"Bremer",17,"19017",1.9,10745,2000,9999,null,null,"N","Distillate Fuel Oil",{"$nulls":12},1.406,1.77612,1.77612,1.77612,1.77612]
["Dahlberg","7765_G_3",7765,"G","3",3187,"Combustion Turbine",null,"S_SOU","Georgia",13,"Jackson",157,"13157",74.7,12100,2000,9999,null,null,"N","Natural Gas",{"$nulls":3},"DLNB + H2O",{"$nulls":8},0.052,0.03374,0.03374,0.03374,0.03374]
["Bloomington Power Plant","7767_G_3",7767,"G","3",null,"Combustion Turbine","IC Engine","WECC_UT","Utah",49,"Washington",53,"49053",1.5,10745,1999,9999,null,null,"N","Distillate Fuel Oil",{"$nulls":12},0.85,1.77612,1.77612,1.77612,1.77612]
["Dover Peaking","7777_G_4",7777,"G","4",null,"Combustion Turbine","IC Engine","PJM_West","Ohio",39,"Tuscarawas",157,"39157",1.8,10745,1999,9999,null,null,"N","Distillate Fuel Oil",{"$nulls":12},0.5,3.16,3.16,3.16,3.16]
["Jackson Cntr Peaking","7780_G_1",7780,"G","1",null,"Combustion Turbine","IC Engine","PJM_West","Ohio",39,"Shelby",149,"39149",1.8,10745,1999,9999,null,null,"N","Distillate Fuel Oil",{"$nulls":12},0.5,3.16,3.16,3.16,3.16]
["Dominion/Lo Mar","7797_G_DOM1",7797,"G","DOM1",null,"Combustion Turbine",null,"PJM_Dom","Virginia",51,"Prince William",153,"51153",11.1,18779,1997,9999,null,null,"N","Distillate Fuel Oil",{"$nulls":12},0.8,0.66132,0.66132,0.66132,0.66132]
["Argyle","7810_G_5",7810,"G","5",null,"Combustion Turbine","IC Engine","MIS_MNWI","Wisconsin",55,"Lafayette",65,"55065",2,11442,2004,9999,null,null,"N","Distillate Fuel Oil",{"$nulls":12},3,1.77612,1.77612,1.77612,1.77612]
["Big Quinnesec 92","7820_G_2",7820,"G","2",null,"Hydro",null,"MIS_WUMS","Michigan",26,"Dickinson",43,"26043",8,0,1949,9999,null,null,"N","Hydro",{"$nulls":13},0,0,0,0]
["Smarr Energy Center","7829_G_2",7829,"G","2",3256,"Combustion Turbine",null,"S_SOU","Georgia",13,"Monroe",207,"13207",93.8,12333,1999,9999,null,null,"N","Natural Gas",{"$nulls":3},"DLNB",{"$nulls":8},0.006,0.04019,0.04019,0.04019,0.04019]
["John S Rainey","7834_G_CT3A",7834,"G","CT3A",88287,"Combustion Turbine",null,"S_VACA","South Carolina",45,"Anderson",7,"45007",75,11762,2004,9999,null,null,"N","Natural Gas",{"$nulls":13},0.031,0.031,0.031,0.031]
["Ladysmith","7839_G_1",7839,"G","1",3281,"Combustion Turbine",null,"PJM_Dom","Virginia",51,"Caroline",33,"51033",151,10745,2001,9999,null,null,"N","Natural Gas, Distillate Fuel Oil",{"$nulls":3},"DLNB + H2O",{"$nulls":8},2.64,0.03404,0.03404,0.03404,0.03404]
["Lagoon Creek","7845_G_GT7",7845,"G","GT7",3307,"Combustion Turbine",null,"S_C_TVA","Tennessee",47,"Haywood",75,"47075",73.9,11980,2001,9999,null,null,"N","Natural Gas, Distillate Fuel Oil",{"$nulls":12},5,0.03891,0.03891,0.03891,0.03891]
["Knoxville Industrial","7849_G_2",7849,"G","2",null,"Combustion Turbine","IC Engine","MIS_MIDA","Iowa",19,"Marion",125,"19125",2,25000,2000,9999,null,null,"N","Distillate Fuel Oil",{"$nulls":12},0.05,1.77612,1.77612,1.77612,1.77612]
["Waterloo Lundquist","7851_G_1",7851,"G","1",null,"Combustion Turbine","IC Engine","MIS_MIDA","Iowa",19,"Black Hawk",13,"19013",2,25000,2000,9999,null,null,"N","Distillate Fuel Oil",{"$nulls":12},0.05,1.77612,1.77612,1.77612,1.77612]
["Gilliam South","7857_G_7",7857,"G","7",null,"Combustion Turbine","IC Engine","MIS_MIDA","Iowa",19,"Adair",1,"19001",2.3,25000,2012,9999,null,null,"N","Distillate Fuel Oil",{"$nulls":13},1.77612,1.77612,1.77612,1.77612]
["Encogen","7870_G_CTG3",7870,"G","CTG3",89578,"Combined Cycle",null,"WECC_PNW","Washington",53,"Whatcom",73,"53073",34.5,9225,1993,9999,null,null,"N","Natural Gas, Distillate Fuel Oil",{"$nulls":3},"STM","SCR",{"$nulls":8},0.02809,0.02809,0.02809,0.02809]
["H L Culbreath Bayside Power Station","7873_G_6",7873,"G","6",90405,"Combustion Turbine",null,"FRCC","Florida",12,"Hillsborough",57,"12057",56,11346,2009,9999,null,null,"N","Natural Gas",{"$nulls":3},"H2O",{"$nulls":9},0.08482,0.08482,0.08482,0.08482]
["Powell Valley","7883_G_8",7883,"G","8",null,"Combustion Turbine","IC Engine","S_C_TVA","Tennessee",47,"Hancock",67,"47067",1.8,10745,2000,9999,null,null,"N","Distillate Fuel Oil",{"$nulls":12},5,1.77612,1.77612,1.77612,1.77612]
["Sand Hill","7900_G_SH3",7900,"G","SH3",1151,"Combustion Turbine",null,"ERC_REST","Texas",48,"Travis",453,"48453",47.3,10745,2001,9999,null,null,"N","Natural Gas",{"$nulls":3},"H2O","SCR",{"$nulls":7},3,0.01737,0.01737,0.01737,0.01737]
["Hell Gate","7913_G_HG01",7913,"G","HG01",8392,"Combustion Turbine",null,"NY_Z_J","New York",36,"Bronx",5,"36005",40,10745,2001,9999,null,null,"N","Natural Gas",{"$nulls":4},"SCR",{"$nulls":7},0.316,0.01199,0.01199,0.01199,0.01199]
["Hell Gate","7913_G_HG02",7913,"G","HG02",8394,"Combustion Turbine",null,"NY_Z_J","New York",36,"Bronx",5,"36005",39.9,10745,2001,9999,null,null,"N","Natural Gas",{"$nulls":4},"SCR",{"$nulls":7},0.316,0.01134,0.01134,0.01134,0.01134]
["Seville","7919_G_2",7919,"G","2",null,"Combustion Turbine","IC Engine","PJM_ATSI","Ohio",39,"Medina",103,"39103",1.8,10745,2001,9999,null,null,"N","Distillate Fuel Oil",{"$nulls":12},0.5,3.16,3.16,3.16,3.16]
["Gaylord - Wolverine","7932_G_1",7932,"G","1",null,"Combustion Turbine",null,"MIS_LMI","Michigan",26,"Otsego",137,"26137",20.2,16341,2001,9999,null,null,"N","Natural Gas",{"$nulls":12},1.67,0.40543,0.40543,0.40543,0.40543]
["Industrial Park","7934_G_3",7934,"G","3",null,"Combustion Turbine","IC Engine","PJM_COMD","Illinois",17,"Whiteside",195,"17195",1.8,10745,2001,9999,null,null,"N","Distillate Fuel Oil",{"$nulls":12},1,0.73147,0.73147,0.73147,0.73147]
["Diamond Valley Lake","7942_G_10",7942,"G","10",null,"Hydro",null,"WECC_SCE","California",6,"Riverside",65,"06065",3.3,0,2001,9999,null,null,"N","Hydro",{"$nulls":13},0,0,0,0]
["Lawrence County Station","7948_G_4",7948,"G","4",8416,"Combustion Turbine",null,"MIS_INKY","Indiana",18,"Lawrence",93,"18093",43.9,11364,2005,9999,null,null,"N","Natural Gas",{"$nulls":3},"H2O",{"$nulls":8},0.006,0.09149,0.09149,0.09149,0.09149]
["Horry Land Fill Gas Site","7958_G_HG1",7958,"G","HG1",null,"Landfill Gas",null,"S_VACA","South Carolina",45,"Horry",51,"45051",1.1,13500,2001,9999,null,null,"N","Landfill Gas",{"$nulls":13},0.24082,0.24082,0.24082,0.24082]
["Pella Peaking","7971_G_10",7971,"G","10",null,"Combustion Turbine","IC Engine","MIS_MIDA","Iowa",19,"Marion",125,"19125",1.8,10745,2003,9999,null,null,"N","Distillate Fuel Oil",{"$nulls":12},0.15,1.77612,1.77612,1.77612,1.77612]
["Sharpe","7973_G_1",7973,"G","1",null,"Combustion Turbine","IC Engine","SPP_N","Kansas",20,"Coffey",31,"20031",2,22163,2002,9999,null,null,"N","Distillate Fuel Oil",{"$nulls":13},2.8335,2.8335,2.8335,2.8335]
["Mulvane 2","7976_G_11",7976,"G","11",null,"Combustion Turbine","IC Engine","SPP_N","Kansas",20,"Sedgwick",173,"20173",3.8,10745,2003,9999,null,null,"N","Distillate Fuel Oil",{"$nulls":12},3,2.8335,2.8335,2.8335,2.8335]
["Altamont","7990_G_4",7990,"G","4",null,"Combustion Turbine","IC Engine","MIS_IL","Illinois",17,"Effingham",49,"17049",1.8,10840,2006,9999,null,null,"N","Distillate Fuel Oil",{"$nulls":13},0.73147,0.73147,0.73147,0.73147]
["Airport Industrial","7995_G_IC3",7995,"G","IC3",null,"Combustion Turbine","IC Engine","WECC_CO","Colorado",8,"Pueblo",101,"08101",2.5,12822,2002,9999,null,null,"N","Distillate Fuel Oil",{"$nulls":12},1.2,1.77612,1.77612,1.77612,1.77612]
["Winston","7997_G_WD16",7997,"G","WD16",null,"Combustion Turbine","IC Engine","FRCC","Florida",12,"Polk",105,"12105",2.5,25000,2001,9999,null,null,"N","Distillate Fuel Oil",{"$nulls":13},2.18372,2.18372,2.18372,2.18372]
["Holtsville","8007_G_2",8007,"G","2",3403,"Combustion Turbine",null,"NY_Z_K","New York",36,"Suffolk",103,"36103",55.6,14805,1974,9999,null,null,"N","Distillate Fuel Oil",{"$nulls":3},"H2O",{"$nulls":8},1.053,0.4307,0.4307,0.4307,0.4307]
["Croydon CT Generating Station","8012_G_31",8012,"G","31",3427,"Combustion Turbine",null,"PJM_EMAC","Pennsylvania",42,"Bucks",17,"42017",49,12723,1974,9999,null,null,"N","Distillate Fuel Oil",{"$nulls":12},1,0.41347,0.41347,0.41347,0.41347]
["Boulder Park","8022_G_3",8022,"G","3",null,"Combustion Turbine","IC Engine","WECC_PNW","Washington",53,"Spokane",63,"53063",4.1,10745,2002,9999,null,null,"N","Natural Gas",{"$nulls":12},2.63,0.79266,0.79266,0.79266,0.79266]
["Barber Creek","8030_G_2",8030,"G","2",null,"Combustion Turbine",null,"WECC_WY","Wyoming",56,"Campbell",5,"56005",5,15911,2002,9999,null,null,"N","Natural Gas",{"$nulls":12},0.8,0.0951,0.0951,0.0951,0.0951]
["Intercession City","8049_G_P13",8049,"G","P13",3443,"Combustion Turbine",null,"FRCC","Florida",12,"Osceola",97,"12097",75,13320,2000,9999,null,null,"N","Natural Gas, Distillate Fuel Oil",{"$nulls":3},"DLNB + H2O",{"$nulls":8},0.05,0.03154,0.03154,0.03154,0.03154]
["Waterford 1 & 2","8056_G_4",8056,"G","4",3561,"Combustion Turbine",null,"MIS_AMSO","Louisiana",22,"St Charles",89,"22089",33.1,15920,2009,9999,null,null,"N","Distillate Fuel Oil",{"$nulls":3},"STM",{"$nulls":9},0.1201,0.1201,0.1201,0.1201]
["Santan","8068_G_ST2",8068,"G","ST2",null,"Combined Cycle",null,"WECC_AZ","Arizona",4,"Maricopa",13,"04013",92,9405,1974,9999,null,null,"N","Natural Gas",{"$nulls":3},"LNB",{"$nulls":9},0.06706,0.06706,0.06706,0.06706]
["Beaver","8073_G_5",8073,"G","5",null,"Combined Cycle",null,"WECC_PNW","Oregon",41,"Columbia",9,"41009",54,10697,1974,9999,null,null,"N","Natural Gas, Distillate Fuel Oil",{"$nulls":13},0.11295,0.11295,0.11295,0.11295]
["Stanberry","8110_G_IC5",8110,"G","IC5",null,"Combustion Turbine","IC Engine","S_D_AECI","Missouri",29,"Gentry",75,"29075",0.3,12822,1958,9999,null,null,"N","Distillate Fuel Oil",{"$nulls":12},2.3,1.77612,1.77612,1.77612,1.77612]
["Cheswick Power Plant","8226_B_1",8226,"B","1",3475,"Coal Steam",null,"PJM_West","Pennsylvania",42,"Allegheny",3,"42003",565,10678,1970,9999,"tangential","wet","N","Bituminous, Subbituminous","Wet Scrubber",2010,0.982,"LNC2","SCR",2003,null,"ESPC + B","Yes",{"$nulls":3},2.8,0.38779,0.12,0.38779,0.12,0.1,0.1,0.56,0.99]
["Astoria Generating Station","8906_B_30",8906,"B","30",90457,"O/G Steam",null,"NY_Z_J","New York",36,"Queens",81,"36081",376,12294,1958,9999,"wall","dry","N","Natural Gas, Residual Fuel Oil",{"$nulls":3},"FR + LNB",{"$nulls":8},1.02,0.05185,0.05185,0.05185,0.05185]
["Covanta Warren Energy","10012_B_1",10012,"B","1",null,"Municipal Solid Waste",null,"PJM_EMAC","New Jersey",34,"Warren",41,"34041",5,19791,1988,9999,null,null,"N","MSW","Dry Scrubber",1988,0.95,"other","SNCR",null,"2005","B","NA","ACI",2005,null,null,0.30615,0.22961,0.30615,0.22961,0.08,0.08,0.08]
["RED-Rochester, LLC","10025_G_75TG",10025,"G","75TG",null,"Coal Steam",null,"NY_Z_B","New York",36,"Monroe",55,"36055",2.2,8752,2015,9999,null,null,"N","Bituminous",{"$nulls":8},"NA",{"$nulls":3},1.1,0.07,0.07,0.07,0.07,1,1,1]
["Little Mac Project","10049_G_2",10049,"G","2",null,"Hydro",null,"WECC_ID","Idaho",16,"Twin Falls",83,"16083",0.4,0,1984,9999,null,null,"N","Hydro",{"$nulls":13},0,0,0,0]
["Lockwood Hydroelectric Facility","10066_G_GEN1",10066,"G","GEN1",null,"Hydro",null,"NENG_ME","Maine",23,"Kennebec",11,"23011",0.7,0,1985,9999,null,null,"N","Hydro",{"$nulls":13},0,0,0,0]
["Total Energy Facilities","10091_G_GEN4",10091,"G","GEN4",null,"Non-Fossil Waste",null,"WEC_LADW","California",6,"Los Angeles",37,"06037",7.4,11137,1986,9999,null,null,"Y","Non-Fossil Waste",{"$nulls":13},0,0,0,0]
["Deweys Mill","10137_G_GEN1",10137,"G","GEN1",null,"Hydro",null,"NENGREST","Vermont",50,"Windsor",27,"50027",2.4,0,1989,9999,null,null,"N","Hydro",{"$nulls":13},0,0,0,0]
["Childrens Hospital","10175_G_0799",10175,"G","0799",null,"Combustion Turbine","IC Engine","WEC_SDGE","California",6,"San Diego",73,"06073",2,14397,2000,9999,null,null,"N","Distillate Fuel Oil",{"$nulls":13},0.4671,0.4671,0.4671,0.4671]
["Central Utility Plant","10184_G_TG1",10184,"G","TG1",null,"O/G Steam",null,"ERC_REST","Texas",48,"Travis",453,"48453",2.1,11269,1988,9999,null,null,"Y","Natural Gas, Distillate Fuel Oil",{"$nulls":12},3,0.13201,0.13201,0.13201,0.13201]
["Lower Saranac Hydroelectric Facility","10214_G_GEN1",10214,"G","GEN1",null,"Hydro",null,"NY_Z_D","New York",36,"Clinton",19,"36019",3,0,1990,9999,null,null,"N","Hydro",{"$nulls":13},0,0,0,0]
["Tulare Success Power Project","10222_G_SPP1",10222,"G","SPP1",null,"Hydro",null,"WECC_SCE","California",6,"Tulare",107,"06107",1.4,0,1989,9999,null,null,"N","Hydro",{"$nulls":13},0,0,0,0]
["Kansas River Project","10279_G_6",10279,"G","6",null,"Hydro",null,"SPP_N","Kansas",20,"Douglas",45,"20045",0.4,0,1925,9999,null,null,"N","Hydro",{"$nulls":13},0,0,0,0]
["Bayou Cogen Plant","10298_G_GT3",10298,"G","GT3",88565,"Combustion Turbine",null,"ERC_REST","Texas",48,"Harris",201,"48201",75,9086,2015,9999,null,null,"N","Natural Gas, Distillate Fuel Oil",{"$nulls":3},"DLNB",{"$nulls":9},0.01849,0.01849,0.01849,0.01849]
["Mink Creek Hydro","10325_G_GEN1",10325,"G","GEN1",null,"Hydro",null,"WECC_ID","Idaho",16,"Franklin",41,"16041",2,0,1986,9999,null,null,"N","Hydro",{"$nulls":13},0,0,0,0]
["CPI USA NC Roxboro","10379_B_1A",10379,"B","1A",9913,"Biomass",null,"S_VACA","North Carolina",37,"Person",145,"37145",15.7,13500,1987,9999,"stoker/SPR",null,"N","Biomass",{"$nulls":3},"OFA",{"$nulls":3},"B","NA",{"$nulls":3},2.3,0.20327,0.20327,0.20327,0.20327]
["Pensacola Florida Plant","10416_B_BO6",10416,"B","BO6",null,"O/G Steam",null,"S_SOU","Florida",12,"Escambia",33,"12033",2.7,11668,1957,9999,null,null,"Y","Natural Gas",{"$nulls":13},0.23505,0.23505,0.23505,0.23505]
["ExxonMobil Baytown Refinery","10436_G_GT42",10436,"G","GT42",null,"Combustion Turbine",null,"ERC_REST","Texas",48,"Harris",201,"48201",18,13604,1977,9999,null,null,"Y","Natural Gas, Distillate Fuel Oil",{"$nulls":13},0.40657,0.40657,0.40657,0.40657]
["Muck Valley Hydroelectric","10458_G_GEN1",10458,"G","GEN1",null,"Hydro",null,"WEC_CALN","California",6,"Lassen",35,"06035",29.9,0,1988,9999,null,null,"N","Hydro",{"$nulls":13},0,0,0,0]
["Ples I","10479_G_T101",10479,"G","T101",null,"Geothermal",null,"WECC_SCE","California",6,"Mono",51,"06051",4,9771,1990,9999,null,null,"N","Geothermal",{"$nulls":13},0,0,0,0,0.3713,0.3713,0.3713]
["Sheldon Springs Hydroelectric","10494_G_SG-1",10494,"G","SG-1",null,"Hydro",null,"NENGREST","Vermont",50,"Franklin",11,"50011",9.7,0,1988,9999,null,null,"N","Hydro",{"$nulls":13},0,0,0,0]
["Sheldon Springs Hydroelectric","10494_G_SG-3",10494,"G","SG-3",null,"Hydro",null,"NENGREST","Vermont",50,"Franklin",11,"50011",1,0,1988,9999,null,null,"N","Hydro",{"$nulls":13},0,0,0,0]
["Dayton Hydro","10520_G_2",10520,"G","2",null,"Hydro",null,"MIS_IL","Illinois",17,"Lasalle",99,"17099",1,0,1925,9999,null,null,"N","Hydro",{"$nulls":13},0,0,0,0]
["Beebee Island Hydro Plant","10531_G_2",10531,"G","2",null,"Hydro",null,"NY_Z_C&E","New York",36,"Jefferson",45,"36045",4.3,0,1931,9999,null,null,"N","Hydro",{"$nulls":13},0,0,0,0]
["High Shoals Hydro (NC)","10550_G_GEN1",10550,"G","GEN1",null,"Hydro",null,"S_VACA","North Carolina",37,"Lincoln",109,"37109",1.8,0,1934,9999,null,null,"N","Hydro",{"$nulls":13},0,0,0,0]
["Formosa Utility Venture Ltd","10554_G_TBG1",10554,"G","TBG1",null,"Combined Cycle",null,"ERC_REST","Texas",48,"Calhoun",57,"48057",72,6487,1993,9999,null,null,"Y","Natural Gas",{"$nulls":13},0.11484,0.11484,0.11484,0.11484]
["Errol Hydroelectric Project","10570_G_1",10570,"G","1",null,"Hydro",null,"NENGREST","New Hampshire",33,"Coos",7,"33007",3,0,1986,9999,null,null,"N","Hydro",{"$nulls":13},0,0,0,0]
["Civic Center","10623_G_GEN2",10623,"G","GEN2",null,"Combined Cycle",null,"WEC_LADW","California",6,"Los Angeles",37,"06037",1.5,9330,1989,9999,null,null,"Y","Natural Gas",{"$nulls":3},"LNB",{"$nulls":9},0.02036,0.02036,0.02036,0.02036]
["Hopewell Cogeneration","10633_G_GT2",10633,"G","GT2",88336,"Combined Cycle",null,"PJM_Dom","Virginia",51,"Prince George",149,"51149",94.1,8440,1990,9999,null,null,"Y","Natural Gas, Distillate Fuel Oil",{"$nulls":3},"STM",{"$nulls":9},0.11393,0.11393,0.11393,0.11393]
["Olinda Landfill Gas Recovery Plant","10648_G_GEN3",10648,"G","GEN3",null,"Landfill Gas",null,"WECC_SCE","California",6,"Orange",59,"06059",1.7,13500,1985,9999,null,null,"N","Landfill Gas",{"$nulls":13},0.08623,0.08623,0.08623,0.08623]
["Rapids Energy Center","10686_B_5",10686,"B","5",null,"Biomass",null,"MIS_MNWI","Minnesota",27,"Itasca",61,"27061",10.8,13179,1980,9999,null,null,"Y","Biomass",{"$nulls":7},"ESPC + C","No",{"$nulls":3},1.2,0.24339,0.24339,0.24339,0.24339]
["Selkirk Cogen","10725_G_GEN2",10725,"G","GEN2",null,"Combined Cycle",null,"NY_Z_F","New York",36,"Albany",1,"36001",8.8,8623,1992,9999,null,null,"Y","Natural Gas, Distillate Fuel Oil",{"$nulls":3},"STM","SCR",{"$nulls":8},0.03783,0.03783,0.03783,0.03783]
["Midland Cogeneration Venture","10745_G_GT9",10745,"G","GT9",88573,"Combined Cycle",null,"MIS_LMI","Michigan",26,"Midland",111,"26111",88,7289,1990,9999,null,null,"Y","Natural Gas",{"$nulls":3},"STM",{"$nulls":9},0.10744,0.10744,0.10744,0.10744]
["Covanta Delaware Valley","10746_B_BLR6",10746,"B","BLR6",null,"Municipal Solid Waste",null,"PJM_EMAC","Pennsylvania",42,"Delaware",45,"42045",13.3,19518,1991,9999,null,null,"N","MSW","Dry Scrubber",1991,0.894,{"$nulls":4},"B","NA",{"$nulls":4},0.36536,0.36536,0.36536,0.36536,0.08,0.08,0.08]
["Las Vegas Generating Station","10761_G_GEN6",10761,"G","GEN6",3590,"Combined Cycle",null,"WECC_SNV","Nevada",32,"Clark",3,"32003",45,8374,2003,9999,null,null,"N","Natural Gas",{"$nulls":4},"SCR",{"$nulls":8},0.00888,0.00888,0.00888,0.00888]
["HL Power","10777_B_ZURN1",10777,"B","ZURN1",null,"Biomass",null,"WEC_CALN","California",6,"Lassen",35,"06035",30,14757,1989,9999,null,null,"N","Biomass",{"$nulls":3},"NH3","SNCR",null,"1989","ESPH + C","No",{"$nulls":4},0.06045,0.06045,0.06045,0.06045]
["Crystal Springs","10806_G_GEN1",10806,"G","GEN1",null,"Hydro",null,"WECC_ID","Idaho",16,"Twin Falls",83,"16083",2,0,1988,9999,null,null,"N","Hydro",{"$nulls":13},0,0,0,0]
["Ada Cogeneration LP","10819_G_GEN1",10819,"G","GEN1",null,"Combined Cycle",null,"MIS_LMI","Michigan",26,"Kent",81,"26081",22,5902,1990,9999,null,null,"Y","Natural Gas",{"$nulls":13},0.05194,0.05194,0.05194,0.05194]
["Walden","10848_G_GEN3",10848,"G","GEN3",null,"Hydro",null,"NY_Z_G-I","New York",36,"Orange",71,"36071",0.4,0,1986,9999,null,null,"N","Hydro",{"$nulls":13},0,0,0,0]
["Coso Finance Partners","10873_G_GEN3",10873,"G","GEN3",null,"Geothermal",null,"WECC_SCE","California",6,"Inyo",27,"06027",26.7,9771,1988,9999,null,null,"N","Geothermal",{"$nulls":13},0,0,0,0,0.3713,0.3713,0.3713]
["Bidwell Ditch Project","10880_G_GEN1",10880,"G","GEN1",null,"Hydro",null,"WEC_CALN","California",6,"Shasta",89,"06089",1.8,0,1987,9999,null,null,"N","Hydro",{"$nulls":13},0,0,0,0]
["Pittsfield Generating LP","50002_G_GEN2",50002,"G","GEN2",3628,"Combined Cycle",null,"NENGREST","Massachusetts",25,"Berkshire",3,"25003",35.2,8786,1990,9999,null,null,"Y","Natural Gas, Distillate Fuel Oil",{"$nulls":3},"STM","SCR",{"$nulls":8},0.02638,0.02638,0.02638,0.02638]
["Glen Ferris Hydro","50010_G_GEN5",50010,"G","GEN5",null,"Hydro",null,"PJM_West","West Virginia",54,"Fayette",19,"54019",0.4,0,1912,9999,null,null,"N","Hydro",{"$nulls":13},0,0,0,0]
["Rio Bravo Hydro Project","50037_G_UNT1",50037,"G","UNT1",null,"Hydro",null,"WEC_CALN","California",6,"Kern",29,"06029",6.7,0,1989,9999,null,null,"N","Hydro",{"$nulls":13},0,0,0,0]
["Palm Beach Renewable Energy Facility 1","50071_B_BLR1",50071,"B","BLR1",null,"Municipal Solid Waste",null,"FRCC","Florida",12,"Palm Beach",99,"12099",25,18579,1989,9999,null,null,"N","MSW","Dry Scrubber",1989,0.663,"OFA","SNCR",null,"2010","B","NA","ACI",2010,null,null,0.339,0.25425,0.339,0.25425,0.08,0.08,0.08]
["International Paper Riley Hydro","50081_G_GEN5",50081,"G","GEN5",null,"Hydro",null,"NENG_ME","Maine",23,"Franklin",7,"23007",1.1,0,1981,9999,null,null,"N","Hydro",{"$nulls":13},0,0,0,0]
["Ottauquechee Hydro","50126_G_2",50126,"G","2",null,"Hydro",null,"NENGREST","Vermont",50,"Windsor",27,"50027",0.6,0,1983,9999,null,null,"N","Hydro",{"$nulls":13},0,0,0,0]
["Snider Industries","50141_G_WGN1",50141,"G","WGN1",null,"Biomass",null,"SPP_WEST","Texas",48,"Harrison",203,"48203",5,8763,1983,9999,null,null,"Y","Biomass",{"$nulls":13},0.25617,0.25617,0.25617,0.25617]
["Edenville","50158_G_1",50158,"G","1",null,"Hydro",null,"MIS_LMI","Michigan",26,"Gladwin",51,"26051",2.4,0,1923,9999,null,null,"N","Hydro",{"$nulls":13},0,0,0,0]
["Box Canyon Dam","50179_G_GEN2",50179,"G","GEN2",null,"Hydro",null,"WECC_PNW","California",6,"Siskiyou",93,"06093",2.5,0,1986,9999,null,null,"N","Hydro",{"$nulls":13},0,0,0,0]
["Pinetree Power","50208_B_B1",50208,"B","B1",null,"Biomass",null,"NENGREST","New Hampshire",33,"Grafton",9,"33009",15,16006,1986,9999,null,null,"N","Biomass",{"$nulls":4},"SCR",2008,null,"ESPC","Yes",{"$nulls":4},0.07827,0.07827,0.07827,0.07827]
["Bucksport Generation LLC","50243_G_GEN4",50243,"G","GEN4",4072,"Combustion Turbine",null,"NENG_ME","Maine",23,"Hancock",9,"23009",156.8,9764,2001,9999,null,null,"Y","Natural Gas, Distillate Fuel Oil",{"$nulls":3},"DLNB + H2O",{"$nulls":8},2,0.06996,0.06996,0.06996,0.06996]
["Wintec Energy Ltd","50276_G_EXIS",50276,"G","EXIS",null,"Onshore Wind",null,"WECC_SCE","California",6,"Riverside",65,"06065",5.9,0,1986,9999,null,null,"N","Wind",{"$nulls":13},0,0,0,0]
["Dahowa Hydro","50280_G_GEN1",50280,"G","GEN1",null,"Hydro",null,"NY_Z_F","New York",36,"Washington",115,"36115",1.5,0,1987,9999,null,null,"N","Hydro",{"$nulls":13},0,0,0,0]
["Marco Ranch","50323_G_4",50323,"G","4",null,"Hydro",null,"WECC_ID","Idaho",16,"Jerome",53,"16053",0.3,0,1985,9999,null,null,"N","Hydro",{"$nulls":13},0,0,0,0]
["Penacook Lower Falls","50353_G_1",50353,"G","1",null,"Hydro",null,"NENGREST","New Hampshire",33,"Merrimack",13,"33013",4.6,0,1983,9999,null,null,"N","Hydro",{"$nulls":13},0,0,0,0]
["University of Notre Dame","50366_G_GEN9",50366,"G","GEN9",null,"Combustion Turbine","IC Engine","PJM_West","Indiana",18,"St Joseph",141,"18141",1.7,14397,2006,9999,null,null,"N","Distillate Fuel Oil",{"$nulls":13},1.77612,1.77612,1.77612,1.77612]
["Gregg Falls","50384_G_1",50384,"G","1",null,"Hydro",null,"NENGREST","New Hampshire",33,"Hillsborough",11,"33011",2.1,0,1985,9999,null,null,"N","Hydro",{"$nulls":13},0,0,0,0]
["Friant Hydro Facility","50393_G_RO1",50393,"G","RO1",null,"Hydro",null,"WEC_CALN","California",6,"Fresno",19,"06019",2.3,0,1985,9999,null,null,"N","Hydro",{"$nulls":13},0,0,0,0]
["Olmsted Waste Energy","50413_G_TGI",50413,"G","TGI",null,"Municipal Solid Waste",null,"MIS_MNWI","Minnesota",27,"Olmsted",109,"27109",1.4,12137,1987,9999,null,null,"Y","MSW","Dry Scrubber",1987,0.786,{"$nulls":10},0.42761,0.42761,0.42761,0.42761,0.08,0.08,0.08]
["Ada Dam","50433_G_ADA1",50433,"G","ADA1",null,"Hydro",null,"MIS_LMI","Michigan",26,"Kent",81,"26081",1.4,0,1984,9999,null,null,"N","Hydro",{"$nulls":13},0,0,0,0]
["S D Warren Westbrook","50447_G_GN12",50447,"G","GN12",null,"Hydro",null,"NENG_ME","Maine",23,"Cumberland",5,"23005",0.2,0,1940,9999,null,null,"N","Hydro",{"$nulls":13},0,0,0,0]
["Oxnard","50464_G_GEN1",50464,"G","GEN1",null,"Combustion Turbine",null,"WECC_SCE","California",6,"Ventura",111,"06111",22.4,16297,1982,9999,null,null,"Y","Natural Gas",{"$nulls":12},0.74,0.03831,0.03831,0.03831,0.03831]
["Rocky Mount Mill","50468_G_3",50468,"G","3",null,"Hydro",null,"S_VACA","North Carolina",37,"Nash",127,"37127",0.2,0,1949,9999,null,null,"N","Hydro",{"$nulls":13},0,0,0,0]
["Gas Utilization Facility","50492_G_1",50492,"G","1",null,"Non-Fossil Waste",null,"WEC_SDGE","California",6,"San Diego",73,"06073",2.3,4705,1985,9999,null,null,"Y","Non-Fossil Waste",{"$nulls":13},0,0,0,0]
["Victory Garden (Tehachapi)","50532_G_15SLE",50532,"G","15SLE",null,"Onshore Wind",null,"WECC_SCE","California",6,"Kern",29,"06029",1.5,0,2000,9999,null,null,"N","Wind",{"$nulls":13},0,0,0,0]
["Boltonville Hydro Associates","50539_G_2",50539,"G","2",null,"Hydro",null,"NENGREST","Vermont",50,"Orange",17,"50017",0.3,0,1984,9999,null,null,"N","Hydro",{"$nulls":13},0,0,0,0]
["Rosemary Power Station","50555_G_GEN3",50555,"G","GEN3",null,"Combined Cycle",null,"PJM_Dom","North Carolina",37,"Halifax",83,"37083",54,9673,1990,9999,null,null,"N","Natural Gas, Distillate Fuel Oil",{"$nulls":3},"H2O",{"$nulls":9},0.13829,0.13829,0.13829,0.13829]
["Chestnut Ridge Gas Recovery","50570_G_GEN2",50570,"G","GEN2",null,"Landfill Gas",null,"S_C_TVA","Tennessee",47,"Anderson",1,"47001",0.8,13500,1992,9999,null,null,"N","Landfill Gas",{"$nulls":13},0.24082,0.24082,0.24082,0.24082]
["Chestnut Ridge Gas Recovery","50570_G_GEN5",50570,"G","GEN5",null,"Landfill Gas",null,"S_C_TVA","Tennessee",47,"Anderson",1,"47001",1.6,13500,2011,9999,null,null,"N","Landfill Gas",{"$nulls":13},0.24082,0.24082,0.24082,0.24082]
["Metro Gas Recovery","50576_G_GEN6",50576,"G","GEN6",null,"Landfill Gas",null,"MIS_WUMS","Wisconsin",55,"Milwaukee",79,"55079",0.8,13500,2000,9999,null,null,"N","Landfill Gas",{"$nulls":13},0.24082,0.24082,0.24082,0.24082]
["ExxonMobil Beaumont Refinery","50625_G_TG43",50625,"G","TG43",3681,"Combustion Turbine",null,"MIS_WOTA","Texas",48,"Jefferson",245,"48245",145,11798,2004,9999,null,null,"Y","Natural Gas",{"$nulls":3},"DLNB","SCR",{"$nulls":7},3,0.01361,0.01361,0.01361,0.01361]
["Covanta Marion Inc","50630_B_BLR1",50630,"B","BLR1",null,"Municipal Solid Waste",null,"WECC_PNW","Oregon",41,"Marion",47,"41047",5.8,20137,1986,9999,null,null,"N","MSW","Dry Scrubber",1986,0.9,"NH3 + OFA","SNCR",null,"1998","B","NA","ACI",1998,null,null,0.50462,0.37847,0.50462,0.37847,0.08,0.08,0.08]
["Lyonsdale Associates","50652_G_GEN1",50652,"G","GEN1",null,"Hydro",null,"NY_Z_C&E","New York",36,"Lewis",49,"36049",1.5,0,1984,9999,null,null,"N","Hydro",{"$nulls":13},0,0,0,0]
["Onondaga County Resource Recovery","50662_B_UNIT3",50662,"B","UNIT3",null,"Municipal Solid Waste",null,"NY_Z_C&E","New York",36,"Onondaga",67,"36067",10,19707,1995,9999,null,null,"N","MSW","Dry Scrubber",1995,0.85,"NH3","SNCR",null,"1995","B","NA","ACI",1955,null,null,0.45385,0.34039,0.45385,0.34039,0.08,0.08,0.08]
["Salmon Falls","50702_G_GEN1",50702,"G","GEN1",null,"Hydro",null,"NENG_ME","Maine",23,"York",31,"23031",0.4,0,1986,9999,null,null,"N","Hydro",{"$nulls":13},0,0,0,0]
["Oak Creek Energy Systems I","50754_G_GEN2",50754,"G","GEN2",null,"Onshore Wind",null,"WECC_SCE","California",6,"Kern",29,"06029",4.2,0,1993,9999,null,null,"N","Wind",{"$nulls":13},0,0,0,0]
["Pejepscot Hydroelectric Project","50758_G_GEN2",50758,"G","GEN2",null,"Hydro",null,"NENG_ME","Maine",23,"Sagadahoc",23,"23023",0.4,0,1987,9999,null,null,"N","Hydro",{"$nulls":13},0,0,0,0]
["Telogia Power","50774_B_1",50774,"B","1",null,"Biomass",null,"FRCC","Florida",12,"Liberty",77,"12077",13.7,20458,1986,9999,null,null,"N","Biomass",{"$nulls":7},"ESPC + C","No",{"$nulls":4},0.55576,0.55576,0.55576,0.55576]
["Mojave 17","50822_G_GEN1",50822,"G","GEN1",null,"Onshore Wind",null,"WECC_SCE","California",6,"Kern",29,"06029",25,0,1989,9999,null,null,"N","Wind",{"$nulls":13},0,0,0,0]
["Southeast Resource Recovery","50837_B_UNIT2",50837,"B","UNIT2",null,"Municipal Solid Waste",null,"WECC_SCE","California",6,"Los Angeles",37,"06037",9.3,19463,1988,9999,null,null,"Y","MSW","Wet Scrubber",1988,0.98,"NH3","SNCR",null,"1988","B","NA","ACI",2011,null,null,0.18462,0.13847,0.18462,0.13847,0.08,0.08,0.08]
["Lancaster County Resource Recovery","50859_B_BLR2",50859,"B","BLR2",null,"Municipal Solid Waste",null,"PJM_WMAC","Pennsylvania",42,"Lancaster",71,"42071",6.8,19849,1991,9999,null,null,"N","MSW","Dry Scrubber",1991,0.9,null,"SNCR",null,"1998","B","NA","ACI",1998,null,null,0.46154,0.34616,0.46154,0.34616,0.08,0.08,0.08]
["Wheelabrator Shasta","50881_B_BLR1",50881,"B","BLR1",null,"Biomass",null,"WEC_CALN","California",6,"Shasta",89,"06089",18.8,18337,1987,9999,null,null,"N","Biomass",{"$nulls":4},"SNCR",null,"1987","ESPC","No",{"$nulls":4},0.09082,0.09082,0.09082,0.09082]
["Wheelabrator South Broward","50887_B_BLR2",50887,"B","BLR2",null,"Municipal Solid Waste",null,"FRCC","Florida",12,"Broward",11,"12011",18,19938,1991,9999,null,null,"N","MSW","Dry Scrubber",1991,0.856,null,"SNCR",null,"2001","B","NA","ACI",2009,null,null,0.57527,0.43145,0.57527,0.43145,0.08,0.08,0.08]
["Fox Metro Water Reclamation District","50904_G_RU3",50904,"G","RU3",null,"Combustion Turbine","IC Engine","PJM_COMD","Illinois",17,"Kendall",93,"17093",1.1,8700,1988,9999,null,null,"Y","Natural Gas, Distillate Fuel Oil",{"$nulls":13},0.79266,0.79266,0.79266,0.79266]
["Yellowstone Energy LP","50931_B_BLR2",50931,"B","BLR2",null,"Coal Steam",null,"WECC_MT","Montana",30,"Yellowstone",111,"30111",26,10938,1995,9999,"FBC","dry","Y","Petroleum Coke","Reagent Injection",1995,0.927,"CF + OFA",{"$nulls":3},"B","NA",{"$nulls":3},2,0.10422,0.10422,0.10422,0.10422,0.05,0.43,0.43,0.98,"Yes",1995]
["Amedee Geothermal Venture I","50964_G_SYN",50964,"G","SYN",null,"Geothermal",null,"WEC_CALN","California",6,"Lassen",35,"06035",1.1,9771,1988,9999,null,null,"N","Geothermal",{"$nulls":13},0,0,0,0,0.3713,0.3713,0.3713]
["West Delaware Tunnel Plant","51033_G_GEN1",51033,"G","GEN1",null,"Hydro",null,"NY_Z_G-I","New York",36,"Sullivan",105,"36105",7,0,1988,9999,null,null,"N","Hydro",{"$nulls":13},0,0,0,0]
["Doswell Energy Center","52019_G_GEN4",52019,"G","GEN4",10035,"Combined Cycle",null,"PJM_Dom","Virginia",51,"Hanover",85,"51085",104.7,8348,1992,9999,null,null,"N","Natural Gas, Distillate Fuel Oil",{"$nulls":3},"DLNB + STM","SCR",{"$nulls":8},0.03484,0.03484,0.03484,0.03484]
["Clifton Dam 3 Power Station","52049_G_1H",52049,"G","1H",null,"Hydro",null,"S_VACA","South Carolina",45,"Spartanburg",83,"45083",0.7,0,1987,9999,null,null,"N","Hydro",{"$nulls":13},0,0,0,0]
["UCLA So Campus Cogen Project","52073_G_GEN1",52073,"G","GEN1",null,"Combined Cycle",null,"WEC_LADW","California",6,"Los Angeles",37,"06037",12.5,7590,1993,9999,null,null,"Y","Natural Gas, Distillate Fuel Oil",{"$nulls":4},"SCR",{"$nulls":8},0.00864,0.00864,0.00864,0.00864]
["Elizabeth River Power Station","52087_G_GEN1",52087,"G","GEN1",88298,"Combustion Turbine",null,"PJM_Dom","Virginia",51,"Chesapeake City",550,"51550",116,12323,1992,9999,null,null,"N","Natural Gas, Distillate Fuel Oil",{"$nulls":3},"H2O",{"$nulls":8},2.64,0.16368,0.16368,0.16368,0.16368]
["Aidlin Geothermal Power Plant","52158_G_GEN2",52158,"G","GEN2",null,"Geothermal",null,"WEC_CALN","California",6,"Sonoma",97,"06097",9,9771,1989,9999,null,null,"N","Geothermal",{"$nulls":13},0,0,0,0,0.3713,0.3713,0.3713]
["Riverbay","52168_G_GEN3",52168,"G","GEN3",90513,"Combustion Turbine",null,"NY_Z_J","New York",36,"Bronx",5,"36005",11.1,12445,2011,9999,null,null,"Y","Natural Gas",{"$nulls":3},"DLNB","SCR",{"$nulls":8},0.00736,0.00736,0.00736,0.00736]
["Soda Lake Geothermal No I II","52174_G_OEC3",52174,"G","OEC3",null,"Geothermal",null,"WECC_NNV","Nevada",32,"Churchill",1,"32001",1.3,9771,1990,9999,null,null,"N","Geothermal",{"$nulls":13},0,0,0,0,0.4563,0.4563,0.4563]
["WestRock Southeast, LLC.","54004_B_HRSG",54004,"B","HRSG",null,"Biomass",null,"S_SOU","Georgia",13,"Laurens",175,"13175",22,7904,1989,9999,null,null,"Y","Biomass",{"$nulls":13},0.20009,0.20009,0.20009,0.20009]
["Indeck Olean Energy Center","54076_G_GEN2",54076,"G","GEN2",null,"Combined Cycle",null,"NY_Z_A","New York",36,"Cattaraugus",9,"36009",44.6,8906,1994,9999,null,null,"Y","Natural Gas, Distillate Fuel Oil",{"$nulls":3},"STM","SCR",1994,{"$nulls":7},0.03915,0.03915,0.03915,0.03915]
["Port Edwards Mill","54103_G_JHG3",54103,"G","JHG3",null,"Hydro",null,"MIS_WUMS","Wisconsin",55,"Wood",141,"55141",0.6,0,1939,9999,null,null,"N","Hydro",{"$nulls":13},0,0,0,0]
["Great Lakes Hydro America - ME","54134_G_DOH2",54134,"G","DOH2",null,"Hydro",null,"NENG_ME","Maine",23,"Penobscot",19,"23019",1.3,0,1925,9999,null,null,"N","Hydro",{"$nulls":13},0,0,0,0]
["Great Lakes Hydro America - ME","54134_G_MIH5",54134,"G","MIH5",null,"Hydro",null,"NENG_ME","Maine",23,"Penobscot",19,"23019",4.9,0,1921,9999,null,null,"N","Hydro",{"$nulls":13},0,0,0,0]
["Franklin Heating Station","54224_G_DG5",54224,"G","DG5",null,"Combustion Turbine","IC Engine","MIS_MNWI","Minnesota",27,"Olmsted",109,"27109",2,14397,2011,9999,null,null,"N","Distillate Fuel Oil",{"$nulls":13},3.62898,3.62898,3.62898,3.62898]
["Stockton Biomass","54238_B_BIOMS1",54238,"B","BIOMS1",90649,"Biomass",null,"WEC_CALN","California",6,"San Joaquin",77,"06077",45,11911,2014,9999,"stoker/SPR",null,"Y","Biomass","Wet Scrubber",2014,0.9,null,"SCR",2014,null,"ESPH + C","Yes",{"$nulls":4},0.03927,0.03927,0.03927,0.03927,{"$nulls":4},"Yes"]
["Naval Submarine Base Kings Bay","54239_G_5881",54239,"G","5881",null,"Combustion Turbine","IC Engine","S_SOU","Georgia",13,"Camden",39,"13039",2.5,14410,1988,9999,null,null,"N","Distillate Fuel Oil",{"$nulls":12},0.8,1.77612,1.77612,1.77612,1.77612]
["Colebrook Hydroelectric","54301_G_BK1",54301,"G","BK1",null,"Hydro",null,"NENG_CT","Connecticut",9,"Litchfield",5,"09005",1.4,0,1988,9999,null,null,"N","Hydro",{"$nulls":13},0,0,0,0]
["Goodyear Beaumont Chemical Plant","54321_G_N802",54321,"G","N802",null,"Combustion Turbine",null,"MIS_WOTA","Texas",48,"Jefferson",245,"48245",4,12445,1999,9999,null,null,"Y","Natural Gas",{"$nulls":12},3,0.0951,0.0951,0.0951,0.0951]
["Ocean State Power II","54324_G_GEN1",54324,"G","GEN1",3760,"Combined Cycle",null,"NENGREST","Rhode Island",44,"Providence",7,"44007",71.2,8720,1991,9999,null,null,"N","Natural Gas",{"$nulls":3},"H2O","SCR",{"$nulls":8},0.02054,0.02054,0.02054,0.02054]
["Nevada Cogen Assoc#1 GarnetVly","54350_G_STM",54350,"G","STM",null,"Combined Cycle",null,"WECC_SNV","Nevada",32,"Clark",3,"32003",24,7312,1992,9999,null,null,"Y","Natural Gas",{"$nulls":3},"NH3 + STM","SCR",1992,{"$nulls":7},0.02052,0.02052,0.02052,0.02052]
["Alice Falls Hydro Project","54391_G_1",54391,"G","1",null,"Hydro",null,"NY_Z_D","New York",36,"Clinton",19,"36019",1.5,0,1991,9999,null,null,"N","Hydro",{"$nulls":13},0,0,0,0]
["Rollinsford","54418_G_GEN2",54418,"G","GEN2",null,"Hydro",null,"NENGREST","New Hampshire",33,"Strafford",17,"33017",0.7,0,1995,9999,null,null,"N","Hydro",{"$nulls":13},0,0,0,0]
["Riverwood International Macon Mill","54464_B_B002",54464,"B","B002",null,"Non-Fossil Waste",null,"S_SOU","Georgia",13,"Bibb",21,"13021",13.3,5249,1948,9999,null,null,"Y","Non-Fossil Waste",{"$nulls":13},0.27132,0.27132,0.27132,0.27132]
["Sumas Power Plant","54476_G_GEN2",54476,"G","GEN2",null,"Combined Cycle",null,"WECC_PNW","Washington",53,"Whatcom",73,"53073",40.8,7841,1993,9999,null,null,"Y","Natural Gas",{"$nulls":3},"STM","SCR",{"$nulls":8},0.01913,0.01913,0.01913,0.01913]
["Horseshoe Bend Hydroelectric Co","54524_G_GEN2",54524,"G","GEN2",null,"Hydro",null,"WECC_ID","Idaho",16,"Boise",15,"16015",4.7,0,1995,9999,null,null,"N","Hydro",{"$nulls":13},0,0,0,0]
["Sumpter Energy Associates","54536_G_0440",54536,"G","0440",null,"Landfill Gas",null,"MIS_LMI","Michigan",26,"Wayne",163,"26163",0.8,13500,1992,9999,null,null,"N","Landfill Gas",{"$nulls":13},0.24082,0.24082,0.24082,0.24082]
["Granger Electric Generating Station #1","54549_G_1-3",54549,"G","1-3",null,"Landfill Gas",null,"MIS_LMI","Michigan",26,"Clinton",37,"26037",0.8,13500,1994,9999,null,null,"N","Landfill Gas",{"$nulls":13},0.24082,0.24082,0.24082,0.24082]
["Ingredion Incorporated","54556_B_BLR6",54556,"B","BLR6",10116,"O/G Steam",null,"PJM_COMD","Illinois",17,"Cook",31,"17031",10.6,11269,2003,9999,"other",null,"Y","Natural Gas",{"$nulls":3},"FR + LNB",{"$nulls":8},1.8,0.04765,0.04765,0.04765,0.04765]
["Curtis Palmer Hydroelectric","54580_G_P1",54580,"G","P1",null,"Hydro",null,"NY_Z_F","New York",36,"Saratoga",91,"36091",25,0,1986,9999,null,null,"N","Hydro",{"$nulls":13},0,0,0,0]
["Batavia Power Plant","54593_G_GEN1",54593,"G","GEN1",3784,"Combined Cycle",null,"NY_Z_B","New York",36,"Genesee",37,"36037",34.3,7414,1992,9999,null,null,"N","Natural Gas",{"$nulls":3},"STM",{"$nulls":9},0.11596,0.11596,0.11596,0.11596]
["Berlin Gorham","54639_G_GOR2",54639,"G","GOR2",null,"Hydro",null,"NENGREST","New Hampshire",33,"Coos",7,"33007",1.2,0,1920,9999,null,null,"N","Hydro",{"$nulls":13},0,0,0,0]
["Kanaka","54653_G_KAN1",54653,"G","KAN1",null,"Hydro",null,"WEC_CALN","California",6,"Butte",7,"06007",1.1,0,1988,9999,null,null,"N","Hydro",{"$nulls":13},0,0,0,0]
["Pheasant Run Landfill Gas Recovery","54661_G_GEN5",54661,"G","GEN5",null,"Landfill Gas",null,"MIS_WUMS","Wisconsin",55,"Kenosha",59,"55059",0.8,13500,2000,9999,null,null,"N","Landfill Gas",{"$nulls":13},0.24082,0.24082,0.24082,0.24082]
["Turnkey Landfill Gas Recovery","54663_G_GEN6",54663,"G","GEN6",null,"Landfill Gas",null,"NENGREST","New Hampshire",33,"Strafford",17,"33017",2.9,18439,1997,9999,null,null,"N","Landfill Gas",{"$nulls":12},0.246,0.17929,0.17929,0.17929,0.17929]
["Sidney A Murray Jr Hydroelectric","54678_G_07",54678,"G","07",null,"Hydro",null,"MIS_LA","Louisiana",22,"Concordia",29,"22029",24,0,1990,9999,null,null,"N","Hydro",{"$nulls":13},0,0,0,0]
["Yuma Cogeneration Associates","54694_G_GEN1",54694,"G","GEN1",91085,"Combined Cycle",null,"WECC_AZ","Arizona",4,"Yuma",27,"04027",35.1,7526,1994,9999,null,null,"Y","Natural Gas, Distillate Fuel Oil",{"$nulls":3},"STM",{"$nulls":9},0.09553,0.09553,0.09553,0.09553]
["Alliant SBD 9107 JBS USA","54715_G_4659",54715,"G","4659",null,"Combustion Turbine","IC Engine","MIS_IA","Iowa",19,"Marshall",127,"19127",1.6,18908,1998,9999,null,null,"N","Distillate Fuel Oil",{"$nulls":12},0.15,1.77612,1.77612,1.77612,1.77612]
["Alliant SBD 9106 Rockwell CR","54717_G_2679",54717,"G","2679",null,"Combustion Turbine","IC Engine","MIS_IA","Iowa",19,"Linn",113,"19113",1.6,17256,1992,9999,null,null,"N","Distillate Fuel Oil",{"$nulls":12},2.5,1.77612,1.77612,1.77612,1.77612]
["I 95 Landfill Phase II","54723_G_UNT4",54723,"G","UNT4",null,"Landfill Gas",null,"PJM_Dom","Virginia",51,"Fairfax",59,"51059",0.8,13500,1993,9999,null,null,"N","Landfill Gas",{"$nulls":13},0.6,0.6,0.6,0.6]
["Ottawa Generating Station","54756_G_3-6",54756,"G","3-6",null,"Landfill Gas",null,"MIS_LMI","Michigan",26,"Ottawa",139,"26139",0.8,13500,1994,9999,null,null,"N","Landfill Gas",{"$nulls":13},0.24082,0.24082,0.24082,0.24082]
["Boydton Plank Road Cogen Plant","54766_G_GEN1",54766,"G","GEN1",null,"Fossil Waste",null,"PJM_Dom","Virginia",51,"Dinwiddie",53,"51053",0.3,11355,1993,9999,null,null,"N","Fossil Waste",{"$nulls":12},2.64,0.04795,0.04795,0.04795,0.04795]
["Boydton Plank Road Cogen Plant","54766_G_GEN2",54766,"G","GEN2",null,"Fossil Waste",null,"PJM_Dom","Virginia",51,"Dinwiddie",53,"51053",0.3,12303,1993,9999,null,null,"N","Fossil Waste",{"$nulls":13},0.04795,0.04795,0.04795,0.04795]
["South Glens Falls Hydroelectric","54772_G_GEN2",54772,"G","GEN2",null,"Hydro",null,"NY_Z_F","New York",36,"Saratoga",91,"36091",6.9,0,1994,9999,null,null,"N","Hydro",{"$nulls":13},0,0,0,0]
["Seneca Energy","54782_G_GE13",54782,"G","GE13",null,"Landfill Gas",null,"NY_Z_C&E","New York",36,"Seneca",99,"36099",0.8,13500,1998,9999,null,null,"N","Landfill Gas",{"$nulls":13},0.24082,0.24082,0.24082,0.24082]
["Plymouth State College Cogeneration","54803_G_A",54803,"G","A",null,"Combustion Turbine","IC Engine","NENGREST","New Hampshire",33,"Grafton",9,"33009",1.2,9000,1994,9999,null,null,"Y","Distillate Fuel Oil",{"$nulls":4},"SCR",{"$nulls":7},0.404,1.77612,0.35522,1.77612,0.35522]
["New York University Central Plant","54808_G_T1",54808,"G","T1",null,"Combined Cycle",null,"NY_Z_J","New York",36,"New York",61,"36061",1.8,7849,1984,9999,null,null,"Y","Natural Gas",{"$nulls":13},0.06082,0.06082,0.06082,0.06082]
["Gordonsville Energy LP","54844_G_GOR3",54844,"G","GOR3",null,"Combined Cycle",null,"PJM_Dom","Virginia",51,"Louisa",109,"51109",40.6,9012,1994,9999,null,null,"N","Natural Gas, Distillate Fuel Oil",{"$nulls":3},"DLNB + H2O","SCR",1994,{"$nulls":7},0.03188,0.03188,0.03188,0.03188]
["Milstead","54872_G_GEN1",54872,"G","GEN1",null,"Hydro",null,"S_SOU","Georgia",13,"Rockdale",247,"13247",1,0,1994,9999,null,null,"N","Hydro",{"$nulls":13},0,0,0,0]
["Tuckertown Hydro","54897_G_TT2",54897,"G","TT2",null,"Hydro",null,"S_VACA","North Carolina",37,"Montgomery",123,"37123",13,0,1962,9999,null,null,"N","Hydro",{"$nulls":13},0,0,0,0]
["Cheoah","54899_G_5",54899,"G","5",null,"Hydro",null,"S_C_TVA","North Carolina",37,"Graham",75,"37075",35.7,0,1949,9999,null,null,"N","Hydro",{"$nulls":13},0,0,0,0]
["Twin Bridges LFGTE","54925_G_II-2",54925,"G","II-2",null,"Landfill Gas",null,"MIS_INKY","Indiana",18,"Hendricks",63,"18063",0.8,13500,2002,9999,null,null,"N","Landfill Gas",{"$nulls":13},0.24082,0.24082,0.24082,0.24082]
["Alliant SBD 9403 Aegon DC","54929_G_6111",54929,"G","6111",null,"Combustion Turbine","IC Engine","MIS_IA","Iowa",19,"Linn",113,"19113",1.1,15850,1995,9999,null,null,"N","Distillate Fuel Oil",{"$nulls":12},2.5,1.77612,1.77612,1.77612,1.77612]
["Hudson Falls Hydroelectric Project","54953_G_GEN1",54953,"G","GEN1",null,"Hydro",null,"NY_Z_F","New York",36,"Saratoga",91,"36091",22,0,1995,9999,null,null,"N","Hydro",{"$nulls":13},0,0,0,0]
["Dixon Hydroelectric Dam","54969_G_3",54969,"G","3",null,"Hydro",null,"PJM_COMD","Illinois",17,"Lee",103,"17103",0.6,0,1925,9999,null,null,"N","Hydro",{"$nulls":13},0,0,0,0]
["Ocean County Landfill","54980_G_UNT3",54980,"G","UNT3",null,"Landfill Gas",null,"PJM_EMAC","New Jersey",34,"Ocean",29,"34029",0.8,13500,1997,9999,null,null,"N","Landfill Gas",{"$nulls":13},0.24082,0.24082,0.24082,0.24082]
["Salton Sea Power Gen Co - Unit 4","54996_G_4100",54996,"G","4100",null,"Geothermal",null,"WECC_IID","California",6,"Imperial",25,"06025",44,9771,1996,9999,null,null,"N","Geothermal",{"$nulls":13},0,0,0,0,0.4625,0.4625,0.4625]
["LSP-Cottage Grove LP","55010_G_CTG1",55010,"G","CTG1",3812,"Combined Cycle",null,"MIS_MNWI","Minnesota",27,"Washington",163,"27163",154,7391,1997,9999,null,null,"Y","Natural Gas, Distillate Fuel Oil",{"$nulls":4},"SCR",{"$nulls":8},0.0126,0.0126,0.0126,0.0126]
["Greene Valley Gas Recovery","55014_G_GEN2",55014,"G","GEN2",null,"Landfill Gas",null,"PJM_COMD","Illinois",17,"Dupage",43,"17043",2.9,18109,1996,9999,null,null,"N","Landfill Gas",{"$nulls":13},0.24082,0.24082,0.24082,0.24082]
["Tenaska Georgia Generation Facility","55061_G_GTG2",55061,"G","GTG2",3838,"Combustion Turbine",null,"S_SOU","Georgia",13,"Heard",149,"13149",157.5,11217,2001,9999,null,null,"N","Natural Gas, Distillate Fuel Oil",{"$nulls":3},"DLNB + H2O",{"$nulls":8},0.052,0.03991,0.03991,0.03991,0.03991]
["Batesville Generation Facility","55063_G_STG3",55063,"G","STG3",null,"Combined Cycle",null,"S_C_TVA","Mississippi",28,"Panola",107,"28107",110,7252,2000,9999,null,null,"N","Natural Gas",{"$nulls":3},"LNB","SCR",2000,{"$nulls":7},0.02575,0.02575,0.02575,0.02575]
["Millennium Power","55079_G_CT01",55079,"G","CT01",3862,"Combined Cycle",null,"NENGREST","Massachusetts",25,"Worcester",27,"25027",214.8,7236,2001,9999,null,null,"N","Natural Gas, Distillate Fuel Oil",{"$nulls":3},"H2O","SCR",{"$nulls":8},0.01282,0.01282,0.01282,0.01282]
["Dearborn Industrial Generation","55088_G_GT 1",55088,"G","GT 1",89289,"Combustion Turbine",null,"MIS_LMI","Michigan",26,"Wayne",163,"26163",171.8,9497,2001,9999,null,null,"Y","Natural Gas",{"$nulls":3},"DLNB",{"$nulls":9},0.02587,0.02587,0.02587,0.02587]
["Midlothian Energy Facility","55091_G_STK1",55091,"G","STK1",3873,"Combined Cycle",null,"ERC_REST","Texas",48,"Ellis",139,"48139",249,7715,2000,9999,null,null,"N","Natural Gas",{"$nulls":3},"DLNB + H2O","SCR",{"$nulls":8},0.01496,0.01496,0.01496,0.01496]
["NRG Sterlington Power","55099_G_09",55099,"G","09",null,"Combustion Turbine",null,"MIS_LA","Louisiana",22,"Ouachita",73,"22073",16,18465,2000,9999,null,null,"N","Natural Gas",{"$nulls":12},0.01,0.0951,0.0951,0.0951,0.0951]
["Rhode Island State Energy Center","55107_G_STG1",55107,"G","STG1",null,"Combined Cycle",null,"NENGREST","Rhode Island",44,"Providence",7,"44007",218,7185,2002,9999,null,null,"N","Natural Gas",{"$nulls":3},"DLNB","SCR",2002,{"$nulls":7},0.00685,0.00685,0.00685,0.00685]
["Rocky Road Power LLC","55109_G_TG1",55109,"G","TG1",3908,"Combustion Turbine",null,"PJM_COMD","Illinois",17,"Kane",89,"17089",100,12366,1999,9999,null,null,"N","Natural Gas",{"$nulls":3},"DLNB",{"$nulls":8},1,0.08518,0.08518,0.08518,0.08518]
["Magic Valley Generating Station","55123_G_STG",55123,"G","STG",null,"Combined Cycle",null,"ERC_REST","Texas",48,"Hidalgo",215,"48215",240,7318,2002,9999,null,null,"N","Natural Gas",{"$nulls":4},"SCR",2000,{"$nulls":7},0.01572,0.01572,0.01572,0.01572]
["Walton County Power LLC","55128_G_103G",55128,"G","103G",3962,"Combustion Turbine",null,"S_SOU","Georgia",13,"Walton",297,"13297",151.5,10745,2001,9999,null,null,"N","Natural Gas",{"$nulls":3},"DLNB",{"$nulls":8},0.33,0.04448,0.04448,0.04448,0.04448]
["Alliant Energy Neenah","55135_G_CT02",55135,"G","CT02",3974,"Combustion Turbine",null,"MIS_WUMS","Wisconsin",55,"Winnebago",139,"55139",149.8,11337,2000,9999,null,null,"N","Natural Gas, Distillate Fuel Oil",{"$nulls":3},"DLNB + H2O",{"$nulls":9},0.03593,0.03593,0.03593,0.03593]
["Rio Nogales Power Project","55137_G_CTG1",55137,"G","CTG1",3975,"Combined Cycle",null,"ERC_REST","Texas",48,"Guadalupe",187,"48187",163,7050,2002,9999,null,null,"N","Natural Gas",{"$nulls":3},"DLNB",{"$nulls":9},0.0294,0.0294,0.0294,0.0294]
["Worthington Generation LLC","55148_G_1",55148,"G","1",4017,"Combustion Turbine",null,"MIS_INKY","Indiana",18,"Greene",55,"18055",43.9,12298,2000,9999,null,null,"N","Natural Gas",{"$nulls":3},"H2O",{"$nulls":8},0.06,0.10338,0.10338,0.10338,0.10338]
["Guadalupe Generating Station","55153_G_CTG4",55153,"G","CTG4",4031,"Combined Cycle",null,"ERC_REST","Texas",48,"Guadalupe",187,"48187",148,7354,2000,9999,null,null,"N","Natural Gas",{"$nulls":3},"DLNB",{"$nulls":9},0.03151,0.03151,0.03151,0.03151]
["Bastrop Energy Center","55168_G_0003",55168,"G","0003",null,"Combined Cycle",null,"ERC_REST","Texas",48,"Bastrop",21,"48021",227,7706,2002,9999,null,null,"N","Natural Gas",{"$nulls":3},"DLNB",{"$nulls":9},0.02821,0.02821,0.02821,0.02821]
["Bosque County Peaking","55172_G_GT-1",55172,"G","GT-1",4054,"Combined Cycle",null,"ERC_REST","Texas",48,"Bosque",35,"48035",154,7129,2000,9999,null,null,"N","Natural Gas",{"$nulls":3},"DLNB","SCR",2011,{"$nulls":7},0.41406,0.01625,0.41406,0.01625]
["Dogwood Energy Facility","55178_G_CT-2",55178,"G","CT-2",4070,"Combined Cycle",null,"SPP_N","Missouri",29,"Cass",37,"29037",176,7555,2001,9999,null,null,"N","Natural Gas",{"$nulls":4},"SCR",{"$nulls":8},0.01752,0.01752,0.01752,0.01752]
["Caledonia","55197_G_CTG2",55197,"G","CTG2",4103,"Combined Cycle",null,"S_C_TVA","Mississippi",28,"Lowndes",87,"28087",157,7288,2003,9999,null,null,"N","Natural Gas",{"$nulls":3},"DLNB","SCR",2003,{"$nulls":7},0.01112,0.01112,0.01112,0.01112]
["Elwood Energy LLC","55199_G_GT2",55199,"G","GT2",4116,"Combustion Turbine",null,"PJM_COMD","Illinois",17,"Will",197,"17197",150,11151,1999,9999,null,null,"N","Natural Gas",{"$nulls":3},"DLNB",{"$nulls":8},1,0.03657,0.03657,0.03657,0.03657]
["Pinckneyville","55202_G_5",55202,"G","5",4132,"Combustion Turbine",null,"MIS_IL","Illinois",17,"Perry",145,"17145",35,10938,2001,9999,null,null,"N","Natural Gas",{"$nulls":3},"DLNB",{"$nulls":8},1E-3,0.02735,0.02735,0.02735,0.02735]
["Odessa Ector Generating Station","55215_G_CTG1",55215,"G","CTG1",4149,"Combined Cycle",null,"ERC_WEST","Texas",48,"Ector",135,"48135",148.9,7428,2001,9999,null,null,"N","Natural Gas",{"$nulls":3},"DLNB",{"$nulls":9},0.03202,0.03202,0.03202,0.03202]
["Attala","55220_G_A02",55220,"G","A02",4166,"Combined Cycle",null,"MIS_D_MS","Mississippi",28,"Attala",7,"28007",146,7215,2001,9999,null,null,"N","Natural Gas",{"$nulls":3},"DLNB","SCR",{"$nulls":8},0.01191,0.01191,0.01191,0.01191]
["Oneta Energy Center","55225_G_CTG4",55225,"G","CTG4",4190,"Combined Cycle",null,"SPP_WEST","Oklahoma",40,"Wagoner",145,"40145",149.3,7376,2003,9999,null,null,"N","Natural Gas",{"$nulls":3},"DLNB",{"$nulls":9},0.03377,0.03377,0.03377,0.03377]
["Freestone Energy Center","55226_G_ST3",55226,"G","ST3",null,"Combined Cycle",null,"ERC_REST","Texas",48,"Freestone",161,"48161",177,7196,2002,9999,null,null,"N","Natural Gas",{"$nulls":3},"DLNB",{"$nulls":9},0.03113,0.03113,0.03113,0.03113]
["Liberty Electric Power Plant","55231_G_STG",55231,"G","STG",null,"Combined Cycle",null,"PJM_EMAC","Pennsylvania",42,"Delaware",45,"42045",223.8,7253,2002,9999,null,null,"N","Natural Gas",{"$nulls":3},"DLNB + LNB + NH3","SCR",2002,{"$nulls":7},0.01049,0.01049,0.01049,0.01049]
["Lee Energy Facility","55236_G_CT1",55236,"G","CT1",4266,"Combustion Turbine",null,"PJM_COMD","Illinois",17,"Lee",103,"17103",77,12419,2001,9999,null,null,"N","Natural Gas",{"$nulls":3},"DLNB",{"$nulls":8},1,0.03277,0.03277,0.03277,0.03277]
["Energy Shelby County","55237_G_CTG7",55237,"G","CTG7",4280,"Combustion Turbine",null,"MIS_IL","Illinois",17,"Shelby",173,"17173",42,10745,2001,9999,null,null,"N","Natural Gas",{"$nulls":3},"H2O",{"$nulls":8},1E-3,0.06512,0.06512,0.06512,0.06512]
["Astoria Gas Turbines","55243_G_11",55243,"G","11",null,"Combustion Turbine",null,"NY_Z_J","New York",36,"Queens",81,"36081",17.3,22768,1971,9999,null,null,"N","Distillate Fuel Oil",{"$nulls":12},0.316,0.4307,0.4307,0.4307,0.4307]
["Doyle Energy Facility","55244_G_CTG5",55244,"G","CTG5",4312,"Combustion Turbine",null,"S_SOU","Georgia",13,"Walton",297,"13297",75,13182,2000,9999,null,null,"N","Natural Gas",{"$nulls":12},0.006,0.0339,0.0339,0.0339,0.0339]
["Gleason Generating Facility","55251_G_CTG2",55251,"G","CTG2",4336,"Combustion Turbine",null,"S_C_TVA","Tennessee",47,"Weakley",183,"47183",100,13565,2000,9999,null,null,"N","Natural Gas",{"$nulls":3},"DLNB",{"$nulls":8},5,0.06799,0.06799,0.06799,0.06799]
["TVA Southaven Combined Cycle","55269_G_STG3",55269,"G","STG3",null,"Combined Cycle",null,"S_C_TVA","Mississippi",28,"Desoto",33,"28033",103,7269,2003,9999,null,null,"N","Natural Gas",{"$nulls":3},"DLNB","SCR",2003,{"$nulls":7},0.01283,0.01283,0.01283,0.01283]
["Tenaska Lindsay Hill Generating Station","55271_G_GTG1",55271,"G","GTG1",4383,"Combined Cycle",null,"S_SOU","Alabama",1,"Autauga",1,"01001",152,7232,2002,9999,null,null,"N","Natural Gas, Distillate Fuel Oil",{"$nulls":3},"DLNB + H2O","SCR",{"$nulls":8},0.00945,0.00945,0.00945,0.00945]
["Aurora","55279_G_CTG8",55279,"G","CTG8",4415,"Combustion Turbine",null,"PJM_COMD","Illinois",17,"Dupage",43,"17043",45.5,11294,2001,9999,null,null,"N","Natural Gas",{"$nulls":3},"H2O",{"$nulls":8},1E-3,0.07846,0.07846,0.07846,0.07846]
["Big Sandy Peaker Plant","55284_G_BSG4",55284,"G","BSG4",4427,"Combustion Turbine",null,"PJM_West","West Virginia",54,"Wayne",99,"54099",50,11126,2001,9999,null,null,"N","Natural Gas",{"$nulls":3},"H2O",{"$nulls":8},2.7,0.10577,0.10577,0.10577,0.10577]
["Medway Hydro","55288_G_MW04",55288,"G","MW04",null,"Hydro",null,"NENG_ME","Maine",23,"Penobscot",19,"23019",0.9,0,1925,9999,null,null,"N","Hydro",{"$nulls":13},0,0,0,0]
["Westbrook Energy Center Power Plant","55294_G_GTG1",55294,"G","GTG1",4465,"Combined Cycle",null,"NENG_ME","Maine",23,"Cumberland",5,"23005",160.5,7156,2001,9999,null,null,"N","Natural Gas",{"$nulls":4},"SCR",{"$nulls":8},0.0157,0.0157,0.0157,0.0157]
["Baconton Power Plant","55304_G_CT4",55304,"G","CT4",4485,"Combustion Turbine",null,"S_SOU","Georgia",13,"Mitchell",205,"13205",49,10745,2000,9999,null,null,"N","Natural Gas, Distillate Fuel Oil",{"$nulls":3},"H2O",{"$nulls":8},0.515,0.11575,0.11575,0.11575,0.11575]
["Wise County Power LLC","55320_G_GT2",55320,"G","GT2",8526,"Combined Cycle",null,"ERC_REST","Texas",48,"Wise",497,"48497",225,7398,2004,9999,null,null,"N","Natural Gas",{"$nulls":3},"DLNB","SCR",{"$nulls":8},0.01943,0.01943,0.01943,0.01943]
["Delta Energy Center","55333_G_STG1",55333,"G","STG1",null,"Combined Cycle",null,"WEC_CALN","California",6,"Contra Costa",13,"06013",263.1,7427,2002,9999,null,null,"N","Natural Gas",{"$nulls":3},"LNB + NH3","SCR",2002,{"$nulls":7},0.01068,0.01068,0.01068,0.01068]
["Otay Mesa Generating Project","55345_G_1-01",55345,"G","1-01",4523,"Combined Cycle",null,"WEC_SDGE","California",6,"San Diego",73,"06073",152.8,7283,2009,9999,null,null,"N","Natural Gas",{"$nulls":3},"DLNB","SCR",{"$nulls":8},0.00557,0.00557,0.00557,0.00557]
["Dresden Energy Facility","55350_G_1",55350,"G","1",8528,"Combined Cycle",null,"PJM_West","Ohio",39,"Muskingum",119,"39119",158.3,7050,2012,9999,null,null,"N","Natural Gas, Distillate Fuel Oil",{"$nulls":3},"DLNB","SCR",2012,{"$nulls":7},0.01185,0.01185,0.01185,0.01185]
["Exelon LaPorte Generating Station","55365_G_GT3",55365,"G","GT3",4561,"Combustion Turbine",null,"ERC_REST","Texas",48,"Harris",201,"48201",38,12535,2001,9999,null,null,"N","Natural Gas",{"$nulls":3},"DLNB",{"$nulls":8},3,0.19136,0.19136,0.19136,0.19136]
["Union Power Station","55380_G_CTG3",55380,"G","CTG3",4593,"Combined Cycle",null,"MIS_AR","Arkansas",5,"Union",139,"05139",147,7338,2003,9999,null,null,"N","Natural Gas",{"$nulls":3},"DLNB","SCR",{"$nulls":8},0.01377,0.01377,0.01377,0.01377]
["Union Power Station","55380_G_STG2",55380,"G","STG2",null,"Combined Cycle",null,"MIS_AR","Arkansas",5,"Union",139,"05139",213,7338,2003,9999,null,null,"N","Natural Gas",{"$nulls":3},"DLNB","SCR",2003,{"$nulls":7},0.01377,0.01377,0.01377,0.01377]
["Crossroads Energy Center","55395_G_CT01",55395,"G","CT01",9056,"Combustion Turbine",null,"MIS_D_MS","Mississippi",28,"Coahoma",27,"28027",77,12114,2002,9999,null,null,"N","Natural Gas",{"$nulls":3},"DLNB",{"$nulls":8},4.8,0.03214,0.03214,0.03214,0.03214]
["Renaissance Power Plant","55402_G_CT3",55402,"G","CT3",4676,"Combustion Turbine",null,"MIS_LMI","Michigan",26,"Montcalm",117,"26117",163,11149,2002,9999,null,null,"N","Natural Gas",{"$nulls":3},"DLNB",{"$nulls":8},1.67,0.04144,0.04144,0.04144,0.04144]
["Hillabee Energy Center","55411_G_HEC2",55411,"G","HEC2",4696,"Combined Cycle",null,"S_SOU","Alabama",1,"Tallapoosa",123,"01123",220.5,7050,2010,9999,null,null,"N","Natural Gas",{"$nulls":3},"DLNB","SCR",{"$nulls":8},8.09E-3,8.09E-3,8.09E-3,8.09E-3]
["Hot Spring Generating Facility","55418_G_CT2",55418,"G","CT2",4706,"Combined Cycle",null,"MIS_AR","Arkansas",5,"Hot Spring",59,"05059",169,7433,2002,9999,null,null,"N","Natural Gas",{"$nulls":3},"DLNB","SCR",{"$nulls":8},0.00946,0.00946,0.00946,0.00946]
["Bayou Cove Peaking Power","55433_G_0004",55433,"G","0004",8568,"Combustion Turbine",null,"MIS_WOTA","Louisiana",22,"Acadia",1,"22001",75,13029,2002,9999,null,null,"N","Natural Gas",{"$nulls":3},"DLNB",{"$nulls":8},0.01,0.02905,0.02905,0.02905,0.02905]
["Fountain Valley Power Facility","55453_G_S3",55453,"G","S3",4792,"Combustion Turbine",null,"WECC_CO","Colorado",8,"El Paso",41,"08041",39,10979,2001,9999,null,null,"N","Natural Gas",{"$nulls":3},"H2O",{"$nulls":8},1.2,0.10701,0.10701,0.10701,0.10701]
["Redbud Power Plant","55463_G_ST02",55463,"G","ST02",null,"Combined Cycle",null,"SPP_WEST","Oklahoma",40,"Oklahoma",109,"40109",135,7134,2004,9999,null,null,"N","Natural Gas",{"$nulls":3},"DLNB","SCR",2003,{"$nulls":7},0.01253,0.01253,0.01253,0.01253]
["Deer Park Energy Center","55464_G_CTG2",55464,"G","CTG2",4822,"Combined Cycle",null,"ERC_REST","Texas",48,"Harris",201,"48201",169.8,5703,2003,9999,null,null,"Y","Natural Gas",{"$nulls":3},"DLNB","SCR",{"$nulls":8},0.00865,0.00865,0.00865,0.00865]
["Goldendale Generating Station","55482_G_G2",55482,"G","G2",null,"Combined Cycle",null,"WECC_PNW","Washington",53,"Klickitat",39,"53039",110.6,7082,2004,9999,null,null,"N","Natural Gas",{"$nulls":3},"DLNB + LNB + NH3","SCR",2004,{"$nulls":7},0.01016,0.01016,0.01016,0.01016]
["Kiamichi Energy Facility","55501_G_CTG4",55501,"G","CTG4",4902,"Combined Cycle",null,"SPP_KIAM","Oklahoma",40,"Pittsburg",121,"40121",158.2,7610,2003,9999,null,null,"N","Natural Gas",{"$nulls":3},"DLNB",{"$nulls":9},0.02796,0.02796,0.02796,0.02796]
["Apex Generating Station","55514_G_CTG2",55514,"G","CTG2",4926,"Combined Cycle",null,"WECC_SNV","Nevada",32,"Clark",3,"32003",149.6,7254,2003,9999,null,null,"N","Natural Gas",{"$nulls":3},"DLNB","SCR",{"$nulls":8},0.0102,0.0102,0.0102,0.0102]
["Apex Generating Station","55514_G_STG1",55514,"G","STG1",null,"Combined Cycle",null,"WECC_SNV","Nevada",32,"Clark",3,"32003",195.2,7254,2003,9999,null,null,"N","Natural Gas",{"$nulls":3},"DLNB","SCR",2003,{"$nulls":7},0.0102,0.0102,0.0102,0.0102]
["Sundance","55522_G_CT9",55522,"G","CT9",9959,"Combustion Turbine",null,"WECC_AZ","Arizona",4,"Pinal",21,"04021",41,10745,2002,9999,null,null,"N","Natural Gas",{"$nulls":3},"H2O","SCR",{"$nulls":7},0.8,0.01368,0.01368,0.01368,0.01368]
["Indigo Energy Facility","55541_G_CTG1",55541,"G","CTG1",8640,"Combustion Turbine",null,"WECC_SCE","California",6,"Riverside",65,"06065",46.7,10745,2001,9999,null,null,"N","Natural Gas",{"$nulls":3},"H2O","SCR",{"$nulls":7},0.74,0.02002,0.02002,0.02002,0.02002]
["Combined Locks Energy Center","55558_G_GEN1",55558,"G","GEN1",4988,"Combined Cycle",null,"MIS_WUMS","Wisconsin",55,"Outagamie",87,"55087",45.9,7590,2002,9999,null,null,"Y","Natural Gas",{"$nulls":3},"H2O","SCR",{"$nulls":8},0.0639,0.0639,0.0639,0.0639]
["Llano Estacado Wind Ranch","55579_G_EXIS",55579,"G","EXIS",null,"Onshore Wind",null,"SPP_SPS","Texas",48,"Carson",65,"48065",80,0,2001,9999,null,null,"N","Wind",{"$nulls":13},0,0,0,0]
["MM San Diego-North City","55602_G_UNT2",55602,"G","UNT2",null,"Landfill Gas",null,"WEC_SDGE","California",6,"San Diego",73,"06073",0.9,13500,1999,9999,null,null,"N","Landfill Gas",{"$nulls":13},0.18093,0.18093,0.18093,0.18093]
["University Park North","55640_G_2",55640,"G","2",8668,"Combustion Turbine",null,"PJM_COMD","Illinois",17,"Will",197,"17197",42,10745,2002,9999,null,null,"N","Natural Gas",{"$nulls":3},"H2O","SCR",{"$nulls":7},1,0.01477,0.01477,0.01477,0.01477]
["Riverside Energy Center","55641_G_CTG1",55641,"G","CTG1",8684,"Combined Cycle",null,"MIS_WUMS","Wisconsin",55,"Rock",105,"55105",151.1,7050,2004,9999,null,null,"N","Natural Gas, Distillate Fuel Oil",{"$nulls":3},"DLNB","SCR",2004,{"$nulls":7},0.00627,0.00627,0.00627,0.00627]
["Plains End","55650_G_GE19",55650,"G","GE19",null,"Combustion Turbine","IC Engine","WECC_CO","Colorado",8,"Jefferson",59,"08059",5.7,10745,2002,9999,null,null,"N","Natural Gas",{"$nulls":12},1.2,0.79266,0.79266,0.79266,0.79266]
["Pastoria Energy Facility, LLC","55656_G_CT04",55656,"G","CT04",8774,"Combined Cycle",null,"WECC_SCE","California",6,"Kern",29,"06029",156,7064,2005,9999,null,null,"N","Natural Gas",{"$nulls":3},"DLNB","SCR",{"$nulls":8},0.00658,0.00658,0.00658,0.00658]
["Lower Mount Bethel Energy","55667_G_G3",55667,"G","G3",null,"Combined Cycle",null,"PJM_WMAC","Pennsylvania",42,"Northampton",95,"42095",216.8,7295,2004,9999,null,null,"N","Natural Gas",{"$nulls":3},"DLNB","SCR",2003,{"$nulls":6},0.003,0.00993,0.00993,0.00993,0.00993]
["Mint Farm Generating Station","55700_G_1STG",55700,"G","1STG",null,"Combined Cycle",null,"WECC_PNW","Washington",53,"Cowlitz",15,"53015",125.5,7292,2008,9999,null,null,"N","Natural Gas",{"$nulls":3},"DLNB + NH3","SCR",2008,{"$nulls":7},0.01101,0.01101,0.01101,0.01101]
["Choctaw County","55706_G_CTG2",55706,"G","CTG2",9225,"Combined Cycle",null,"S_C_TVA","Mississippi",28,"Choctaw",19,"28019",164,7261,2003,9999,null,null,"N","Natural Gas",{"$nulls":3},"DLNB","SCR",{"$nulls":7},1E-3,0.08647,0.00821,0.08647,0.00821]
["Hanging Rock Energy Facility","55736_G_1GT1",55736,"G","1GT1",9079,"Combined Cycle",null,"PJM_West","Ohio",39,"Lawrence",87,"39087",181,7678,2003,9999,null,null,"N","Natural Gas",{"$nulls":3},"DLNB","SCR",{"$nulls":8},0.00866,0.00866,0.00866,0.00866]
["Sonoma Central Landfill Phase II","55753_G_P-21",55753,"G","P-21",null,"Landfill Gas",null,"WEC_CALN","California",6,"Sonoma",97,"06097",0.7,14242,1996,9999,null,null,"N","Landfill Gas",{"$nulls":13},0.3144,0.3144,0.3144,0.3144]
["Green Knight Energy Center","55765_G_TG1",55765,"G","TG1",null,"Landfill Gas",null,"PJM_WMAC","Pennsylvania",42,"Northampton",95,"42095",2.4,21440,2001,9999,null,null,"N","Landfill Gas",{"$nulls":13},0.08933,0.08933,0.08933,0.08933]
["Wilmont Hills LLC","55782_G_WH01",55782,"G","WH01",null,"Onshore Wind",null,"MIS_MNWI","Minnesota",27,"Nobles",105,"27105",1.5,0,2001,9999,null,null,"N","Wind",{"$nulls":13},0,0,0,0]
["Kas Brothers Windfarm","55809_G_G1",55809,"G","G1",null,"Onshore Wind",null,"MIS_MNWI","Minnesota",27,"Pipestone",117,"27117",1.5,0,2001,9999,null,null,"N","Wind",{"$nulls":13},0,0,0,0]
["Silverhawk","55841_G_CT2",55841,"G","CT2",89195,"Combined Cycle",null,"WECC_SNV","Nevada",32,"Clark",3,"32003",157,7732,2004,9999,null,null,"N","Natural Gas",{"$nulls":3},"DLNB","SCR",{"$nulls":8},0.00954,0.00954,0.00954,0.00954]
["Ridgeview","55925_G_GEN3",55925,"G","GEN3",null,"Landfill Gas",null,"MIS_WUMS","Wisconsin",55,"Manitowoc",71,"55071",0.8,13500,2002,9999,null,null,"N","Landfill Gas",{"$nulls":13},0.24082,0.24082,0.24082,0.24082]
["Jasper","55927_G_CT3",55927,"G","CT3",10213,"Combined Cycle",null,"S_VACA","South Carolina",45,"Jasper",53,"45053",151,7354,2004,9999,null,null,"N","Natural Gas, Distillate Fuel Oil",{"$nulls":3},"DLNB + H2O + NH3","SCR",{"$nulls":8},0.00814,0.00814,0.00814,0.00814]
["Century Generating Facility","55934_G_C1",55934,"G","C1",null,"Combustion Turbine",null,"WECC_SCE","California",6,"San Bernardino",71,"06071",9.5,15061,2001,9999,null,null,"N","Natural Gas",{"$nulls":12},0.74,0.01719,0.01719,0.01719,0.01719]
["Riverview Energy Center","55963_G_CTG1",55963,"G","CTG1",88362,"Combustion Turbine",null,"WEC_CALN","California",6,"Contra Costa",13,"06013",46.1,11394,2003,9999,null,null,"N","Natural Gas",{"$nulls":3},"NH3","SCR",{"$nulls":7},0.74,0.01935,0.01935,0.01935,0.01935]
["Cosumnes","55970_G_3",55970,"G","3",88366,"Combined Cycle",null,"WEC_BANC","California",6,"Sacramento",67,"06067",166,7050,2006,9999,null,null,"N","Natural Gas",{"$nulls":3},"DLNB","SCR",{"$nulls":8},0.00559,0.00559,0.00559,0.00559]
["Wabuska","55988_G_1",55988,"G","1",null,"Geothermal",null,"WECC_NNV","Nevada",32,"Lyon",19,"32019",0.4,9771,1984,9999,null,null,"N","Geothermal",{"$nulls":13},0,0,0,0,0.4563,0.4563,0.4563]
["Brady","55991_G_OEC",55991,"G","OEC",null,"Geothermal",null,"WECC_NNV","Nevada",32,"Churchill",1,"32001",5.5,9771,2002,9999,null,null,"N","Geothermal",{"$nulls":13},0,0,0,0,0.4563,0.4563,0.4563]
["Minwind","56002_G_1",56002,"G","1",null,"Onshore Wind",null,"MIS_IA","Minnesota",27,"Rock",133,"27133",3.8,0,2002,9999,null,null,"N","Wind",{"$nulls":13},0,0,0,0]
["Donald Von Raesfeld Power Plant","56026_G_CTG2",56026,"G","CTG2",88293,"Combined Cycle",null,"WEC_CALN","California",6,"Santa Clara",85,"06085",50,8563,2005,9999,null,null,"N","Natural Gas",{"$nulls":3},"DLNB + H2O","SCR",2005,{"$nulls":7},0.00668,0.00668,0.00668,0.00668]
["UMCP CHP Plant","56038_G_1",56038,"G","1",null,"Combustion Turbine",null,"PJM_SMAC","Maryland",24,"Prince Georges",33,"24033",9.4,8700,2003,9999,null,null,"Y","Natural Gas, Distillate Fuel Oil",{"$nulls":13},0.0951,0.0951,0.0951,0.0951]
["Casey City of","56053_G_3",56053,"G","3",null,"Combustion Turbine","IC Engine","MIS_IL","Illinois",17,"Clark",23,"17023",1.8,10745,2002,9999,null,null,"N","Distillate Fuel Oil",{"$nulls":12},1,0.73147,0.73147,0.73147,0.73147]
["High Winds LLC","56075_G_2",56075,"G","2",null,"Onshore Wind",null,"WEC_CALN","California",6,"Solano",95,"06095",16.2,0,2003,9999,null,null,"N","Wind",{"$nulls":13},0,0,0,0]
["FPL Energy North Dakota Wind I/II","56099_G_GE15",56099,"G","GE15",null,"Onshore Wind",null,"MIS_MAPP","North Dakota",38,"Lamoure",45,"38045",61.5,0,2003,9999,null,null,"N","Wind",{"$nulls":13},0,0,0,0]
["T J Labbe Electric Generating","56108_G_U-1",56108,"G","U-1",89595,"Combustion Turbine",null,"MIS_LA","Louisiana",22,"Lafayette",55,"22055",47,12650,2005,9999,null,null,"N","Natural Gas",{"$nulls":3},"H2O",{"$nulls":8},5.261,0.09151,0.09151,0.09151,0.09151]
["Lee County Landfill","56120_G_L1",56120,"G","L1",null,"Landfill Gas",null,"S_VACA","South Carolina",45,"Lee",61,"45061",1.8,13500,2005,9999,null,null,"N","Landfill Gas",{"$nulls":13},0.24082,0.24082,0.24082,0.24082]
["Thermal Kem","56129_G_1",56129,"G","1",null,"Combustion Turbine","IC Engine","S_VACA","South Carolina",45,"York",91,"45091",2.4,10745,2003,9999,null,null,"N","Distillate Fuel Oil",{"$nulls":12},3.5,1.77612,1.77612,1.77612,1.77612]
["McIntosh Combined Cycle Facility","56150_G_C10A",56150,"G","C10A",89598,"Combined Cycle",null,"S_SOU","Georgia",13,"Effingham",103,"13103",189.6,7050,2005,9999,null,null,"N","Natural Gas, Distillate Fuel Oil",{"$nulls":3},"DLNB + H2O","SCR",{"$nulls":8},0.00576,0.00576,0.00576,0.00576]
["Kennecott Power Plant","56163_G_SM58",56163,"G","SM58",null,"Non-Fossil Waste",null,"WECC_UT","Utah",49,"Salt Lake",35,"49035",31.8,11414,1995,9999,null,null,"N","Non-Fossil Waste",{"$nulls":13},0,0,0,0]
["Red Bluff","56184_G_IC12",56184,"G","IC12",null,"Combustion Turbine","IC Engine","WEC_CALN","California",6,"Tehama",103,"06103",2.8,10745,2001,9999,null,null,"N","Natural Gas",{"$nulls":12},0.74,0.2046,0.2046,0.2046,0.2046]
["Chowchilla II","56185_G_IC11",56185,"G","IC11",null,"Combustion Turbine","IC Engine","WEC_CALN","California",6,"Madera",39,"06039",3.1,10745,2001,9999,null,null,"N","Natural Gas",{"$nulls":12},0.74,0.2046,0.2046,0.2046,0.2046]
["500MW CC","56196_G_CA01",56196,"G","CA01",null,"Combined Cycle",null,"NY_Z_J","New York",36,"Queens",81,"36081",161.7,7360,2005,9999,null,null,"N","Natural Gas, Distillate Fuel Oil",{"$nulls":3},"DLNB + H2O","SCR",2006,{"$nulls":7},0.008,0.008,0.008,0.008]
["Tofteland Windfarm LLC","56202_G_I",56202,"G","I",null,"Onshore Wind",null,"MIS_MNWI","Minnesota",27,"Pipestone",117,"27117",2,0,2003,9999,null,null,"N","Wind",{"$nulls":13},0,0,0,0]
["Caithness Long Island Energy Center","56234_G_ST01",56234,"G","ST01",null,"Combined Cycle",null,"NY_Z_K","New York",36,"Suffolk",103,"36103",137,7343,2009,9999,null,null,"N","Natural Gas, Distillate Fuel Oil",{"$nulls":3},"DLNB + H2O + NH3","SCR",2009,{"$nulls":7},0.00612,0.00612,0.00612,0.00612]
["West Group Data Center F","56247_G_1",56247,"G","1",null,"Combustion Turbine","IC Engine","MIS_MNWI","Minnesota",27,"Dakota",37,"27037",0.6,14397,2004,9999,null,null,"N","Natural Gas, Distillate Fuel Oil",{"$nulls":13},3.62898,3.62898,3.62898,3.62898]
["Ontario LFGTE","56250_G_GEN5",56250,"G","GEN5",null,"Landfill Gas",null,"NY_Z_C&E","New York",36,"Ontario",69,"36069",0.8,13500,2005,9999,null,null,"N","Landfill Gas",{"$nulls":13},0.24082,0.24082,0.24082,0.24082]
["High Point, Pump Station Rd","56260_G_Unit1",56260,"G","Unit1",null,"Combustion Turbine","IC Engine","S_VACA","North Carolina",37,"Guilford",81,"37081",1.8,18812,2005,9999,null,null,"N","Distillate Fuel Oil",{"$nulls":12},2.3,1.77612,1.77612,1.77612,1.77612]
["IBM West","56269_G_1",56269,"G","1",null,"Combustion Turbine","IC Engine","MIS_MNWI","Minnesota",27,"Olmsted",109,"27109",1.8,11939,2005,9999,null,null,"N","Distillate Fuel Oil",{"$nulls":13},3.62898,3.62898,3.62898,3.62898]
["Helzel & Schwarzhoff 86","56275_G_WGNS",56275,"G","WGNS",null,"Onshore Wind",null,"WECC_SCE","California",6,"Kern",29,"06029",2.4,0,1986,9999,null,null,"N","Wind",{"$nulls":13},0,0,0,0]
["Hargis-Hebert Electric Generating","56283_G_U-1",56283,"G","U-1",89602,"Combustion Turbine",null,"MIS_LA","Louisiana",22,"Lafayette",55,"22055",47,11028,2006,9999,null,null,"N","Natural Gas",{"$nulls":3},"H2O",{"$nulls":8},5.261,0.08819,0.08819,0.08819,0.08819]
["Trimont Area Wind Farm","56296_G_1",56296,"G","1",null,"Onshore Wind",null,"MIS_MNWI","Minnesota",27,"Martin",91,"27091",100.5,0,2005,9999,null,null,"N","Wind",{"$nulls":13},0,0,0,0]
["Trigen St. Louis","56309_B_HRSG2",56309,"B","HRSG2",null,"O/G Steam",null,"MIS_MO","Missouri",29,"St Louis",189,"29189",1.5,8300,1999,9999,null,null,"Y","Natural Gas",{"$nulls":13},0.07082,0.07082,0.07082,0.07082]
["Wild Horse","56322_G_WH2",56322,"G","WH2",null,"Onshore Wind",null,"WECC_PNW","Washington",53,"Kittitas",37,"53037",44,0,2009,9999,null,null,"N","Wind",{"$nulls":13},0,0,0,0]
["Pineville Delivery 1","56345_G_1",56345,"G","1",null,"Combustion Turbine","IC Engine","S_VACA","North Carolina",37,"Mecklenburg",119,"37119",1.8,12822,2006,9999,null,null,"N","Distillate Fuel Oil",{"$nulls":12},2.3,1.77612,1.77612,1.77612,1.77612]
["Bear Valley Power Plant","56346_G_ICE4",56346,"G","ICE4",null,"Combustion Turbine","IC Engine","WECC_SCE","California",6,"San Bernardino",71,"06071",1.2,18000,2005,9999,null,null,"N","Natural Gas",{"$nulls":12},0.74,0.2046,0.2046,0.2046,0.2046]
["Clearwater Power Plant","56356_G_ST1",56356,"G","ST1",null,"Combined Cycle",null,"WECC_SCE","California",6,"Riverside",65,"06065",7,8916,2005,9999,null,null,"Y","Natural Gas",{"$nulls":13},0.02192,0.02192,0.02192,0.02192]
["Electric Avenue Facility","56367_G_3",56367,"G","3",null,"Combustion Turbine","IC Engine","PJM_Dom","Virginia",51,"Culpeper",47,"51047",1.8,12969,2004,9999,null,null,"N","Distillate Fuel Oil",{"$nulls":12},2.64,1.77612,1.77612,1.77612,1.77612]
["Lempster Wind LLC","56399_G_1",56399,"G","1",null,"Onshore Wind",null,"NENGREST","New Hampshire",33,"Sullivan",19,"33019",24,0,2008,9999,null,null,"N","Wind",{"$nulls":13},0,0,0,0]
["West County Energy Center","56407_G_3ST",56407,"G","3ST",null,"Combined Cycle",null,"FRCC","Florida",12,"Palm Beach",99,"12099",523,7050,2011,9999,null,null,"N","Natural Gas, Distillate Fuel Oil",{"$nulls":3},"DLNB + H2O + LNB + NH3","SCR",2011,{"$nulls":7},7.92E-3,7.92E-3,7.92E-3,7.92E-3]
["Beecher Gas Recovery","56419_G_B1",56419,"G","B1",null,"Landfill Gas",null,"PJM_COMD","Illinois",17,"Will",197,"17197",1.1,13500,2006,9999,null,null,"N","Landfill Gas",{"$nulls":13},0.24082,0.24082,0.24082,0.24082]
["Ameresco Delaware Central","56430_G_4C",56430,"G","4C",null,"Landfill Gas",null,"PJM_EMAC","Delaware",10,"Kent",1,"10001",1,13500,2014,9999,null,null,"N","Landfill Gas",{"$nulls":13},0.17654,0.17654,0.17654,0.17654]
["Salmon Falls Wind Park","56441_G_SFWP",56441,"G","SFWP",null,"Onshore Wind",null,"WECC_ID","Idaho",16,"Twin Falls",83,"16083",21,0,2011,9999,null,null,"N","Wind",{"$nulls":13},0,0,0,0]
["Geneva Generation Facility","56462_G_GEN 1",56462,"G","GEN 1",null,"Combustion Turbine","IC Engine","PJM_COMD","Illinois",17,"Kane",89,"17089",5.4,10745,2005,9999,null,null,"N","Natural Gas",{"$nulls":13},0.79266,0.79266,0.79266,0.79266]
["Liberty I & II LFGTE","56465_G_3-II",56465,"G","3-II",null,"Landfill Gas",null,"MIS_INKY","Indiana",18,"White",181,"18181",0.8,13500,2010,9999,null,null,"N","Landfill Gas",{"$nulls":13},0.24082,0.24082,0.24082,0.24082]
["Grapeland Peaker","56472_G_1",56472,"G","1",90070,"Combustion Turbine",null,"WECC_SCE","California",6,"San Bernardino",71,"06071",49,10745,2007,9999,null,null,"N","Natural Gas",{"$nulls":3},"DLNB",{"$nulls":9},0.01156,0.01156,0.01156,0.01156]
["Biglow Canyon Wind Farm","56485_G_1",56485,"G","1",null,"Onshore Wind",null,"WECC_PNW","Oregon",41,"Sherman",55,"41055",125.4,0,2007,9999,null,null,"N","Wind",{"$nulls":13},0,0,0,0]
["Phillips 66 Billings Refinery","56496_G_3701",56496,"G","3701",null,"Fossil Waste",null,"WECC_MT","Montana",30,"Yellowstone",111,"30111",1.5,11724,2007,9999,null,null,"N","Fossil Waste",{"$nulls":13},0.04795,0.04795,0.04795,0.04795]
["Western 102 Power Plant","56500_G_E102",56500,"G","E102",null,"Combustion Turbine","IC Engine","WECC_NNV","Nevada",32,"Storey",29,"32029",7.9,11118,2005,9999,null,null,"N","Natural Gas",{"$nulls":13},0.79266,0.79266,0.79266,0.79266]
["Riley Generating Station","56503_G_5",56503,"G","5",null,"Combustion Turbine","IC Engine","MIS_LMI","Michigan",26,"Ottawa",139,"26139",2,15356,2006,9999,null,null,"N","Natural Gas",{"$nulls":13},2.66577,2.66577,2.66577,2.66577]
["Pennsauken Landfill","56511_G_GEN1",56511,"G","GEN1",null,"Landfill Gas",null,"PJM_EMAC","New Jersey",34,"Camden",7,"34007",0.9,13500,2004,9999,null,null,"N","Landfill Gas",{"$nulls":13},0.24082,0.24082,0.24082,0.24082]
["Plains End II LLC","56516_G_2G14",56516,"G","2G14",null,"Combustion Turbine","IC Engine","WECC_CO","Colorado",8,"Jefferson",59,"08059",8.3,10745,2008,9999,null,null,"N","Natural Gas",{"$nulls":13},0.79266,0.79266,0.79266,0.79266]
["Lake Mills Gas Recovery","56521_G_GEN4",56521,"G","GEN4",null,"Landfill Gas",null,"MIS_IA","Iowa",19,"Winnebago",189,"19189",0.8,13500,2006,9999,null,null,"N","Landfill Gas",{"$nulls":13},0.24082,0.24082,0.24082,0.24082]
["Austin Gas Recovery","56524_G_GEN4",56524,"G","GEN4",null,"Landfill Gas",null,"ERC_REST","Texas",48,"Travis",453,"48453",1.6,13500,2007,9999,null,null,"N","Landfill Gas",{"$nulls":13},0.24082,0.24082,0.24082,0.24082]
["Chaffee Gas Recovery","56526_G_GEN4",56526,"G","GEN4",null,"Landfill Gas",null,"NY_Z_A","New York",36,"Erie",29,"36029",0.8,13500,2007,9999,null,null,"N","Landfill Gas",{"$nulls":13},0.24082,0.24082,0.24082,0.24082]
["Colusa Generating Station","56532_G_B",56532,"G","B",90562,"Combined Cycle",null,"WEC_CALN","California",6,"Colusa",11,"06011",167,7138,2010,9999,null,null,"N","Natural Gas",{"$nulls":3},"DLNB","SCR",{"$nulls":8},0.00515,0.00515,0.00515,0.00515]
["Bostic Delivery No 2","56547_G_1",56547,"G","1",null,"Combustion Turbine","IC Engine","S_VACA","North Carolina",37,"Rutherford",161,"37161",1,12822,2007,9999,null,null,"N","Distillate Fuel Oil",{"$nulls":13},1.77612,1.77612,1.77612,1.77612]
["J Lamar Stall Unit","56565_G_6STG",56565,"G","6STG",null,"Combined Cycle",null,"SPP_WEST","Louisiana",22,"Caddo",17,"22017",187,7135,2010,9999,null,null,"N","Natural Gas",{"$nulls":3},"DLNB","SCR",{"$nulls":8},0.01098,0.01098,0.01098,0.01098]
["Windy Dog I LLC","56579_G_1",56579,"G","1",null,"Onshore Wind",null,"MIS_MNWI","Minnesota",27,"Lincoln",81,"27081",1.3,0,2006,9999,null,null,"N","Wind",{"$nulls":13},0,0,0,0]
["Elm Street Substation Generators","56597_G_EP01",56597,"G","EP01",null,"Combustion Turbine","IC Engine","MIS_MO","Missouri",29,"St Francois",187,"29187",1.3,23191,2002,9999,null,null,"N","Distillate Fuel Oil",{"$nulls":13},1.77612,1.77612,1.77612,1.77612]
["Snyder Wind Farm","56602_G_SNY1",56602,"G","SNY1",null,"Onshore Wind",null,"ERC_WEST","Texas",48,"Scurry",415,"48415",63,0,2007,9999,null,null,"N","Wind",{"$nulls":13},0,0,0,0]
["Noble Clinton Windpark LLC","56618_G_1",56618,"G","1",null,"Onshore Wind",null,"NY_Z_D","New York",36,"Clinton",19,"36019",100.5,0,2008,9999,null,null,"N","Wind",{"$nulls":13},0,0,0,0]
["BC Energy LLC","56624_G_1",56624,"G","1",null,"Onshore Wind",null,"MIS_IA","Minnesota",27,"Jackson",63,"27063",4,0,2008,9999,null,null,"N","Wind",{"$nulls":13},0,0,0,0]
["NIH Cogeneration Facility","56668_G_CGTG",56668,"G","CGTG",null,"Combustion Turbine",null,"PJM_SMAC","Maryland",24,"Montgomery",31,"24031",21.3,12043,2004,9999,null,null,"Y","Natural Gas",{"$nulls":13},0.0951,0.0951,0.0951,0.0951]
["Wicomico","56680_G_16",56680,"G","16",null,"Landfill Gas",null,"PJM_EMAC","Maryland",24,"Wicomico",45,"24045",0.3,13500,2007,9999,null,null,"N","Landfill Gas",{"$nulls":13},0.24082,0.24082,0.24082,0.24082]
["Amelia","56681_G_15",56681,"G","15",null,"Landfill Gas",null,"PJM_Dom","Virginia",51,"Amelia",7,"51007",0.3,13500,2001,9999,null,null,"N","Landfill Gas",{"$nulls":13},0.6,0.6,0.6,0.6]
["Amelia","56681_G_31",56681,"G","31",null,"Landfill Gas",null,"PJM_Dom","Virginia",51,"Amelia",7,"51007",0.3,13500,2001,9999,null,null,"N","Landfill Gas",{"$nulls":13},0.6,0.6,0.6,0.6]
["Amelia","56681_G_4",56681,"G","4",null,"Landfill Gas",null,"PJM_Dom","Virginia",51,"Amelia",7,"51007",0.3,13500,2001,9999,null,null,"N","Landfill Gas",{"$nulls":13},0.6,0.6,0.6,0.6]
["Brunswick Landfill Gas","56682_G_21",56682,"G","21",null,"Landfill Gas",null,"PJM_Dom","Virginia",51,"Brunswick",25,"51025",0.3,13500,2007,9999,null,null,"N","Landfill Gas",{"$nulls":13},0.6,0.6,0.6,0.6]
["Brunswick Landfill Gas","56682_G_4",56682,"G","4",null,"Landfill Gas",null,"PJM_Dom","Virginia",51,"Brunswick",25,"51025",0.3,13500,2007,9999,null,null,"N","Landfill Gas",{"$nulls":13},0.6,0.6,0.6,0.6]
["Brunswick Landfill Gas","56682_G_7",56682,"G","7",null,"Landfill Gas",null,"PJM_Dom","Virginia",51,"Brunswick",25,"51025",0.3,13500,2007,9999,null,null,"N","Landfill Gas",{"$nulls":13},0.6,0.6,0.6,0.6]
["Charles City","56683_G_37",56683,"G","37",null,"Landfill Gas",null,"PJM_Dom","Virginia",51,"Charles City",36,"51036",0.3,13500,2003,9999,null,null,"N","Landfill Gas",{"$nulls":13},0.6,0.6,0.6,0.6]
["Charles City","56683_G_38",56683,"G","38",null,"Landfill Gas",null,"PJM_Dom","Virginia",51,"Charles City",36,"51036",0.3,13500,2003,9999,null,null,"N","Landfill Gas",{"$nulls":13},0.6,0.6,0.6,0.6]
["Chesterfield Landfill Gas","56684_G_22",56684,"G","22",null,"Landfill Gas",null,"PJM_Dom","Virginia",51,"Chesterfield",41,"51041",0.3,13500,2004,9999,null,null,"N","Landfill Gas",{"$nulls":13},0.6,0.6,0.6,0.6]
["Chesterfield Landfill Gas","56684_G_26",56684,"G","26",null,"Landfill Gas",null,"PJM_Dom","Virginia",51,"Chesterfield",41,"51041",0.3,13500,2004,9999,null,null,"N","Landfill Gas",{"$nulls":13},0.6,0.6,0.6,0.6]
["Chesterfield Landfill Gas","56684_G_47",56684,"G","47",null,"Landfill Gas",null,"PJM_Dom","Virginia",51,"Chesterfield",41,"51041",0.3,13500,2004,9999,null,null,"N","Landfill Gas",{"$nulls":13},0.6,0.6,0.6,0.6]
["King & Queen","56686_G_15",56686,"G","15",null,"Landfill Gas",null,"PJM_Dom","Virginia",51,"King And Queen",97,"51097",0.3,13500,2008,9999,null,null,"N","Landfill Gas",{"$nulls":13},0.6,0.6,0.6,0.6]
["King & Queen","56686_G_31",56686,"G","31",null,"Landfill Gas",null,"PJM_Dom","Virginia",51,"King And Queen",97,"51097",0.3,13500,2008,9999,null,null,"N","Landfill Gas",{"$nulls":13},0.6,0.6,0.6,0.6]
["Mountain View","56687_G_13",56687,"G","13",null,"Landfill Gas",null,"PJM_AP","Pennsylvania",42,"Franklin",55,"42055",0.3,13500,2003,9999,null,null,"N","Landfill Gas",{"$nulls":13},0.06265,0.06265,0.06265,0.06265]
["Mountain View","56687_G_30",56687,"G","30",null,"Landfill Gas",null,"PJM_AP","Pennsylvania",42,"Franklin",55,"42055",0.3,13500,2003,9999,null,null,"N","Landfill Gas",{"$nulls":13},0.06265,0.06265,0.06265,0.06265]
["New Bern","56688_G_10",56688,"G","10",null,"Landfill Gas",null,"S_VACA","North Carolina",37,"Craven",49,"37049",0.3,13500,2007,9999,null,null,"N","Landfill Gas",{"$nulls":13},0.24082,0.24082,0.24082,0.24082]
["New Bern","56688_G_3",56688,"G","3",null,"Landfill Gas",null,"S_VACA","North Carolina",37,"Craven",49,"37049",0.3,13500,2007,9999,null,null,"N","Landfill Gas",{"$nulls":13},0.24082,0.24082,0.24082,0.24082]
["Pine Grove","56690_G_2",56690,"G","2",null,"Landfill Gas",null,"PJM_WMAC","Pennsylvania",42,"Schuylkill",107,"42107",0.3,13500,2008,9999,null,null,"N","Landfill Gas",{"$nulls":13},0.06265,0.06265,0.06265,0.06265]
["Rockville 1 & 2","56692_G_1M",56692,"G","1M",null,"Combustion Turbine","IC Engine","PJM_Dom","Virginia",51,"Goochland",75,"51075",0.3,10745,1995,9999,null,null,"N","Distillate Fuel Oil",{"$nulls":13},1.77612,1.77612,1.77612,1.77612]
["Rockville 1 & 2","56692_G_2N",56692,"G","2N",null,"Combustion Turbine","IC Engine","PJM_Dom","Virginia",51,"Goochland",75,"51075",0.3,10745,2000,9999,null,null,"N","Distillate Fuel Oil",{"$nulls":13},1.77612,1.77612,1.77612,1.77612]
["Virginia Beach","56693_G_19",56693,"G","19",null,"Landfill Gas",null,"PJM_Dom","Virginia",51,"Virginia Beach City",810,"51810",0.3,13500,2001,9999,null,null,"N","Landfill Gas",{"$nulls":13},0.6,0.6,0.6,0.6]
["Virginia Beach","56693_G_30",56693,"G","30",null,"Landfill Gas",null,"PJM_Dom","Virginia",51,"Virginia Beach City",810,"51810",0.3,13500,2001,9999,null,null,"N","Landfill Gas",{"$nulls":13},0.6,0.6,0.6,0.6]
["Haworth Water Treatment Plant","56701_G_GEN2",56701,"G","GEN2",null,"Combustion Turbine","IC Engine","PJM_EMAC","New Jersey",34,"Bergen",3,"34003",2,10958,2004,9999,null,null,"N","Natural Gas",{"$nulls":13},0.202,0.202,0.202,0.202]
["Mountain Wind Power II  LLC","56753_G_1",56753,"G","1",null,"Onshore Wind",null,"WECC_WY","Wyoming",56,"Uinta",41,"56041",80,0,2008,9999,null,null,"N","Wind",{"$nulls":13},0,0,0,0]
["Locust Ridge II LLC","56770_G_1",56770,"G","1",null,"Onshore Wind",null,"PJM_WMAC","Pennsylvania",42,"Schuylkill",107,"42107",102,0,2009,9999,null,null,"N","Wind",{"$nulls":13},0,0,0,0]
["Geismar Cogen","56787_G_GTG",56787,"G","GTG",null,"Combustion Turbine",null,"MIS_LA","Louisiana",22,"Ascension",5,"22005",72.5,11373,2000,9999,null,null,"Y","Natural Gas",{"$nulls":13},0.03848,0.03848,0.03848,0.03848]
["Panoche Energy Center","56803_G_1",56803,"G","1",90388,"Combustion Turbine",null,"WEC_CALN","California",6,"Fresno",19,"06019",97,10745,2009,9999,null,null,"N","Natural Gas",{"$nulls":3},"H2O","SCR",{"$nulls":8},0.01119,0.01119,0.01119,0.01119]
["CSU Fresno Solar Project","56813_G_2",56813,"G","2",null,"Solar PV",null,"WEC_CALN","California",6,"Fresno",19,"06019",0.5,0,2007,9999,null,null,"N","Solar",{"$nulls":13},0,0,0,0]
["EXC Wind 9","56837_G_1",56837,"G","1",null,"Onshore Wind",null,"SPP_SPS","Texas",48,"Moore",341,"48341",10,0,2008,9999,null,null,"N","Wind",{"$nulls":13},0,0,0,0]
["CPV St Charles Energy Center","56846_G_GTG2",56846,"G","GTG2",91105,"Combined Cycle",null,"PJM_SMAC","Maryland",24,"Charles",17,"24017",205,6250,2017,9999,null,null,"N","Natural Gas",{"$nulls":4},"SCR",{"$nulls":8},0.00804,0.00804,0.00804,0.00804]
["Wheat Field Wind Power Project","56854_G_GEN1",56854,"G","GEN1",null,"Onshore Wind",null,"WECC_PNW","Oregon",41,"Gilliam",21,"41021",96.6,0,2009,9999,null,null,"N","Wind",{"$nulls":13},0,0,0,0]
["Carbon Limestone","56868_G_11",56868,"G","11",null,"Landfill Gas",null,"PJM_ATSI","Ohio",39,"Mahoning",99,"39099",1.4,13500,2001,9999,null,null,"N","Landfill Gas",{"$nulls":13},0.24082,0.24082,0.24082,0.24082]
["Loraine County Project","56869_G_1",56869,"G","1",null,"Landfill Gas",null,"PJM_ATSI","Ohio",39,"Lorain",93,"39093",1.4,13500,2001,9999,null,null,"N","Landfill Gas",{"$nulls":13},0.24082,0.24082,0.24082,0.24082]
["Taylor","56870_G_1",56870,"G","1",null,"Landfill Gas",null,"S_SOU","Georgia",13,"Taylor",269,"13269",1,13500,2003,9999,null,null,"N","Landfill Gas",{"$nulls":13},0.24082,0.24082,0.24082,0.24082]
["Meldahl Hydroelectric Project","56872_G_1",56872,"G","1",null,"Hydro",null,"S_C_KY","Kentucky",21,"Bracken",23,"21023",35,0,2016,9999,null,null,"N","Hydro",{"$nulls":13},0,0,0,0]
["Pennsauken Solar","56883_G_GEN 8",56883,"G","GEN 8",null,"Solar PV",null,"PJM_EMAC","New Jersey",34,"Camden",7,"34007",0.2,0,2007,9999,null,null,"N","Solar",{"$nulls":13},0,0,0,0]
["Ameresco Ox Mountain","56895_G_3",56895,"G","3",null,"Landfill Gas",null,"WEC_CALN","California",6,"San Mateo",81,"06081",1.8,13500,2008,9999,null,null,"N","Landfill Gas",{"$nulls":13},0.10624,0.10624,0.10624,0.10624]
["Atlantic City Convention Center","56900_G_1",56900,"G","1",null,"Solar PV",null,"PJM_EMAC","New Jersey",34,"Atlantic",1,"34001",0.5,0,2008,9999,null,null,"N","Solar",{"$nulls":13},0,0,0,0]
["Langdon Wind II LLC","56912_G_GE15",56912,"G","GE15",null,"Onshore Wind",null,"MIS_MAPP","North Dakota",38,"Cavalier",19,"38019",40.5,0,2008,9999,null,null,"N","Wind",{"$nulls":13},0,0,0,0]
["FPL Energy Story Wind LLC","56924_G_GE15",56924,"G","GE15",null,"Onshore Wind",null,"MIS_MIDA","Iowa",19,"Story",169,"19169",150,0,2008,9999,null,null,"N","Wind",{"$nulls":13},0,0,0,0]
["CPV Valley Energy Center","56940_G_STG",56940,"G","STG",null,"Combined Cycle",null,"NY_Z_G-I","New York",36,"Orange",71,"36071",308.7,6250,2018,9999,null,null,"N","Natural Gas",{"$nulls":4},"SCR",2017,{"$nulls":7},0.011,0.011,0.011,0.011]
["High Lonesome Mesa  LLC","56945_G_1",56945,"G","1",null,"Onshore Wind",null,"WECC_NM","New Mexico",35,"Torrance",57,"35057",100,0,2009,9999,null,null,"N","Wind",{"$nulls":13},0,0,0,0]
["Pioneer Crossing Energy, LLC","56957_G_LFG3",56957,"G","LFG3",null,"Landfill Gas",null,"PJM_WMAC","Pennsylvania",42,"Berks",11,"42011",1.6,13500,2008,9999,null,null,"N","Landfill Gas",{"$nulls":13},0.06265,0.06265,0.06265,0.06265]
["Bayonne Energy Center","56964_G_GT1",56964,"G","GT1",90481,"Combustion Turbine",null,"NY_Z_J","New Jersey",34,"Hudson",17,"34017",59.9,10745,2012,9999,null,null,"N","Natural Gas, Distillate Fuel Oil",{"$nulls":3},"H2O + NH3","SCR",{"$nulls":8},0.00791,0.00791,0.00791,0.00791]
["Sears Hydroelectric Plant","56978_G_2",56978,"G","2",null,"Hydro",null,"MIS_MIDA","Illinois",17,"Rock Island",161,"17161",0.3,0,1986,9999,null,null,"N","Hydro",{"$nulls":13},0,0,0,0]
["Hyland LFGTE Facility","56987_G_GEN1",56987,"G","GEN1",null,"Landfill Gas",null,"NY_Z_B","New York",36,"Allegany",3,"36003",1.6,13500,2008,9999,null,null,"N","Landfill Gas",{"$nulls":13},0.24082,0.24082,0.24082,0.24082]
["Pueblo Airport Generating Station","56998_G_7",56998,"G","7",90560,"Combined Cycle",null,"WECC_CO","Colorado",8,"Pueblo",101,"08101",37,7693,2012,9999,null,null,"N","Natural Gas",{"$nulls":3},"H2O","SCR",2011,{"$nulls":7},0.00404,0.00404,0.00404,0.00404]
["Kohls San Bernardino Solar Facility","57009_G_1",57009,"G","1",null,"Solar PV",null,"WECC_SCE","California",6,"San Bernardino",71,"06071",0.9,0,2007,9999,null,null,"N","Solar",{"$nulls":13},0,0,0,0]
["Waste Management Crossroads LFGTE","57016_G_GEN1",57016,"G","GEN1",null,"Landfill Gas",null,"NENG_ME","Maine",23,"Somerset",25,"23025",1.6,13500,2009,9999,null,null,"N","Landfill Gas",{"$nulls":13},0.24082,0.24082,0.24082,0.24082]
["Spruce Ridge Gas Recovery","57017_G_GEN4",57017,"G","GEN4",null,"Landfill Gas",null,"MIS_MNWI","Minnesota",27,"Mcleod",85,"27085",0.8,13500,2010,9999,null,null,"N","Landfill Gas",{"$nulls":13},0.24082,0.24082,0.24082,0.24082]
["Waste Management Eco Vista LFGTE","57025_G_GEN1",57025,"G","GEN1",null,"Landfill Gas",null,"SPP_WEST","Arkansas",5,"Washington",143,"05143",0.8,13500,2010,9999,null,null,"N","Landfill Gas",{"$nulls":13},0.24082,0.24082,0.24082,0.24082]
["Langley Gulch Power Plant","57028_G_GTG",57028,"G","GTG",90518,"Combined Cycle",null,"WECC_ID","Idaho",16,"Payette",75,"16075",176.9,7248,2012,9999,null,null,"N","Natural Gas",{"$nulls":3},"DLNB","SCR",{"$nulls":8},0.00702,0.00702,0.00702,0.00702]
["Willmar Municipal SW Substation","57035_G_SW03",57035,"G","SW03",null,"Combustion Turbine","IC Engine","MIS_MNWI","Minnesota",27,"Kandiyohi",67,"27067",2,10813,2000,9999,null,null,"N","Distillate Fuel Oil",{"$nulls":13},3.62898,3.62898,3.62898,3.62898]
["Kemper County IGCC Project","57037_G_1B",57037,"G","1B",90831,"Combined Cycle",null,"S_SOU","Mississippi",28,"Kemper",69,"28069",204.5,10700,2014,9999,null,null,"N","Natural Gas",null,null,0.99,"NDI","SCR",2014,{"$nulls":6},1.2,0.05095,0.05095,0.05095,0.05095,0.1,0.1,0.1,0.99,null,null,"N",0]
["GenConn Devon LLC","57070_G_15",57070,"G","15",90352,"Combustion Turbine",null,"NENG_CT","Connecticut",9,"New Haven",9,"09009",46.9,10745,2010,9999,null,null,"N","Natural Gas, Distillate Fuel Oil",{"$nulls":3},"H2O","SCR",{"$nulls":8},0.0209,0.0209,0.0209,0.0209]
["Steel Winds II","57078_G_1",57078,"G","1",null,"Onshore Wind",null,"NY_Z_A","New York",36,"Erie",29,"36029",15,0,2012,9999,null,null,"N","Wind",{"$nulls":13},0,0,0,0]
["J&A-Santa Maria II LLC","57101_G_1",57101,"G","1",null,"Landfill Gas",null,"WEC_CALN","California",6,"Santa Barbara",83,"06083",1.4,9137,2010,9999,null,null,"Y","Landfill Gas",{"$nulls":13},0.05636,0.05636,0.05636,0.05636]
["UCI Facilities Management Central Plant","57122_G_STG1",57122,"G","STG1",null,"Combined Cycle",null,"WECC_SCE","California",6,"Orange",59,"06059",5.5,7590,2007,9999,null,null,"N","Natural Gas",{"$nulls":13},0.01827,0.01827,0.01827,0.01827]
["OREG 4 Peetz","57134_G_1",57134,"G","1",null,"Non-Fossil Waste",null,"WECC_CO","Colorado",8,"Logan",75,"08075",3.2,9530,2009,9999,null,null,"N","Non-Fossil Waste",{"$nulls":13},0,0,0,0]
["Calabasas Gas to Energy Facility","57163_G_GEN3",57163,"G","GEN3",null,"Landfill Gas",null,"WECC_SCE","California",6,"Los Angeles",37,"06037",3.3,14242,2010,9999,null,null,"N","Landfill Gas",{"$nulls":13},0.03522,0.03522,0.03522,0.03522]
["HSCo CHP","57179_G_1",57179,"G","1",null,"Combustion Turbine",null,"NENG_CT","Connecticut",9,"Hartford",3,"09003",3.5,11675,2009,9999,null,null,"Y","Natural Gas",{"$nulls":13},0.0951,0.0951,0.0951,0.0951]
["Orono Hydro Station","57184_G_2",57184,"G","2",null,"Hydro",null,"NENG_ME","Maine",23,"Penobscot",19,"23019",0.6,0,2009,9999,null,null,"N","Hydro",{"$nulls":13},0,0,0,0]
["Blue Wing Solar Energy Generation","57197_G_1",57197,"G","1",null,"Solar PV",null,"ERC_REST","Texas",48,"Bexar",29,"48029",13.5,0,2010,9999,null,null,"N","Solar",{"$nulls":13},0,0,0,0]
["Thomson Reuters Data Center Bldg H","57208_G_1",57208,"G","1",null,"Combustion Turbine","IC Engine","MIS_MNWI","Minnesota",27,"Dakota",37,"27037",0.6,14397,2007,9999,null,null,"N","Distillate Fuel Oil",{"$nulls":13},3.62898,3.62898,3.62898,3.62898]
["Solar Photovoltaic Project #05","57219_G_S005A",57219,"G","S005A",null,"Solar PV",null,"WECC_SCE","California",6,"San Bernardino",71,"06071",0.5,0,2012,9999,null,null,"N","Solar",{"$nulls":13},0,0,0,0]
["Solar Photovoltaic Project #08","57222_G_S008C",57222,"G","S008C",null,"Solar PV",null,"WECC_SCE","California",6,"San Bernardino",71,"06071",0.5,0,2011,9999,null,null,"N","Solar",{"$nulls":13},0,0,0,0]
["Solar Photovoltaic Project #13","57227_G_S013F",57227,"G","S013F",null,"Solar PV",null,"WECC_SCE","California",6,"San Bernardino",71,"06071",0.5,0,2015,9999,null,null,"N","Solar",{"$nulls":13},0,0,0,0]
["Solar Photovoltaic Project #17","57231_G_S017G",57231,"G","S017G",null,"Solar PV",null,"WECC_SCE","California",6,"San Bernardino",71,"06071",0.5,0,2015,9999,null,null,"N","Solar",{"$nulls":13},0,0,0,0]
["Solar Photovoltaic Project #26","57245_G_S026J",57245,"G","S026J",null,"Solar PV",null,"WECC_SCE","California",6,"San Bernardino",71,"06071",0.5,0,2015,9999,null,null,"N","Solar",{"$nulls":13},0,0,0,0]
["Solar Photovoltaic Project #28","57247_G_S028B",57247,"G","S028B",null,"Solar PV",null,"WECC_SCE","California",6,"San Bernardino",71,"06071",0.5,0,2015,9999,null,null,"N","Solar",{"$nulls":13},0,0,0,0]
["MA Military Reservation Wind Project","57253_G_3",57253,"G","3",null,"Onshore Wind",null,"NENGREST","Massachusetts",25,"Barnstable",1,"25001",1.5,0,2011,9999,null,null,"N","Wind",{"$nulls":13},0,0,0,0]
["Marsh Landing Generating Station","57267_G_1",57267,"G","1",90637,"Combustion Turbine",null,"WEC_CALN","California",6,"Contra Costa",13,"06013",191.8,13496,2013,9999,null,null,"N","Natural Gas",{"$nulls":3},"DLNB","SCR",{"$nulls":8},0.00735,0.00735,0.00735,0.00735]
["Hardscrabble Wind Power LLC","57287_G_1",57287,"G","1",null,"Onshore Wind",null,"NY_Z_C&E","New York",36,"Herkimer",43,"36043",74,0,2011,9999,null,null,"N","Wind",{"$nulls":13},0,0,0,0]
["Cedar Hills","57298_G_1",57298,"G","1",null,"Landfill Gas",null,"WECC_PNW","Washington",53,"King",33,"53033",0.3,13500,2009,9999,null,null,"N","Landfill Gas",{"$nulls":13},0.24082,0.24082,0.24082,0.24082]
["Loraine Windpark Project LLC","57303_G_LWG2",57303,"G","LWG2",null,"Onshore Wind",null,"ERC_WEST","Texas",48,"Mitchell",335,"48335",75,0,2009,9999,null,null,"N","Wind",{"$nulls":13},0,0,0,0]
["Mojave Solar Project","57331_B_MSP1",57331,"B","MSP1",null,"Solar Thermal",null,"WECC_SCE","California",6,"San Bernardino",71,"06071",138,9771,2014,9999,null,null,"N","Solar",{"$nulls":13},0,0,0,0]
["Cargill Dry Creek Biofactory","57344_G_GS2",57344,"G","GS2",null,"Non-Fossil Waste",null,"WECC_ID","Idaho",16,"Twin Falls",83,"16083",0.8,7067,2008,9999,null,null,"Y","Non-Fossil Waste",{"$nulls":13},0,0,0,0]
["Henrico","57356_G_1",57356,"G","1",null,"Landfill Gas",null,"PJM_Dom","Virginia",51,"Henrico",87,"51087",0.3,13500,2010,9999,null,null,"N","Landfill Gas",{"$nulls":13},0.6,0.6,0.6,0.6]
["Sand Drag LLC","57361_G_1",57361,"G","1",null,"Solar PV",null,"WEC_CALN","California",6,"Kings",31,"06031",19,0,2011,9999,null,null,"N","Solar",{"$nulls":13},0,0,0,0]
["Jersey Valley Geothermal Power Plant","57376_G_OEC 2",57376,"G","OEC 2",null,"Geothermal",null,"WECC_NNV","Nevada",32,"Pershing",27,"32027",4,9771,2010,9999,null,null,"N","Geothermal",{"$nulls":13},0,0,0,0,0.4563,0.4563,0.4563]
["Danielson Wind Farms LLC","57396_G_DWF",57396,"G","DWF",null,"Onshore Wind",null,"MIS_MNWI","Minnesota",27,"Kandiyohi",67,"27067",20,0,2011,9999,null,null,"N","Wind",{"$nulls":13},0,0,0,0]
["Willow Island Hydroelectric Plant","57401_G_WIG1",57401,"G","WIG1",null,"Hydro",null,"PJM_AP","West Virginia",54,"Pleasants",73,"54073",22,0,2016,9999,null,null,"N","Hydro",{"$nulls":13},0,0,0,0]
["Knouse Solar Project 1","57412_G_1",57412,"G","1",null,"Solar PV",null,"PJM_WMAC","Pennsylvania",42,"Cumberland",41,"42041",0.4,0,2010,9999,null,null,"N","Solar",{"$nulls":13},0,0,0,0]
["Bellefontaine Gas Producers LLC","57433_G_2",57433,"G","2",null,"Landfill Gas",null,"PJM_West","Ohio",39,"Logan",91,"39091",1.6,13500,2009,9999,null,null,"N","Landfill Gas",{"$nulls":13},0.24082,0.24082,0.24082,0.24082]
["Solar Photovoltaic Project #42","57441_G_S42B",57441,"G","S42B",null,"Solar PV",null,"WECC_SCE","California",6,"Tulare",107,"06107",0.5,0,2012,9999,null,null,"N","Solar",{"$nulls":13},0,0,0,0]
["Pine Tree Acres WM LFGTE","57443_G_GEN8",57443,"G","GEN8",null,"Landfill Gas",null,"MIS_LMI","Michigan",26,"Macomb",99,"26099",1.6,13500,2012,9999,null,null,"N","Landfill Gas",{"$nulls":13},0.24082,0.24082,0.24082,0.24082]
["Tuscarora Geothermal Power Plant","57451_G_G9250",57451,"G","G9250",null,"Geothermal",null,"WECC_NNV","Nevada",32,"Elko",7,"32007",9,9771,2012,9999,null,null,"N","Geothermal",{"$nulls":13},0,0,0,0,0.4563,0.4563,0.4563]
["Dartmouth Solar","57473_G_DSMA",57473,"G","DSMA",null,"Solar PV",null,"NENGREST","Massachusetts",25,"Bristol",5,"25005",1.6,0,2011,9999,null,null,"N","Solar",{"$nulls":13},0,0,0,0]
["Sentinel Energy Center, LLC","57482_G_CTG1",57482,"G","CTG1",90714,"Combustion Turbine",null,"WECC_SCE","California",6,"Riverside",65,"06065",100,10745,2013,9999,null,null,"N","Natural Gas",{"$nulls":3},"H2O","SCR",{"$nulls":8},0.01308,0.01308,0.01308,0.01308]
["Five Points Solar Station","57498_G_1",57498,"G","1",null,"Solar PV",null,"WEC_CALN","California",6,"Fresno",19,"06019",15,0,2011,9999,null,null,"N","Solar",{"$nulls":13},0,0,0,0]
["Walnut Creek Energy Park","57515_G_GT5",57515,"G","GT5",90681,"Combustion Turbine",null,"WEC_LADW","California",6,"Los Angeles",37,"06037",97,10745,2013,9999,null,null,"N","Natural Gas",{"$nulls":3},"H2O","SCR",{"$nulls":8},0.01184,0.01184,0.01184,0.01184]
["Solar Photovoltaic Project #33","57535_G_S33B",57535,"G","S33B",null,"Solar PV",null,"WECC_SCE","California",6,"San Bernardino",71,"06071",0.5,0,2015,9999,null,null,"N","Solar",{"$nulls":13},0,0,0,0]
["Horseshoe Bend Wind LLC","57550_G_HORSE",57550,"G","HORSE",null,"Onshore Wind",null,"WECC_PNW","Oregon",41,"Gilliam",21,"41021",290,0,2012,9999,null,null,"N","Wind",{"$nulls":13},0,0,0,0]
["Hyder Solar","57563_G_PV1",57563,"G","PV1",null,"Solar PV",null,"WECC_AZ","Arizona",4,"Yuma",27,"04027",17,0,2011,9999,null,null,"N","Solar",{"$nulls":13},0,0,0,0]
["Los Lunas Solar Energy Center","57571_G_LMS2",57571,"G","LMS2",null,"Solar PV",null,"WECC_NM","New Mexico",35,"Valencia",61,"35061",2,0,2013,9999,null,null,"N","Solar",{"$nulls":13},0,0,0,0]
["Broken Bow Wind LLC","57593_G_1",57593,"G","1",null,"Onshore Wind",null,"SPP_NEBR","Nebraska",31,"Custer",41,"31041",79.9,0,2012,9999,null,null,"N","Wind",{"$nulls":13},0,0,0,0]
["Teichert Materials-Teichert Vernalis","57594_G_WTG1",57594,"G","WTG1",null,"Onshore Wind",null,"WEC_CALN","California",6,"San Joaquin",77,"06077",1.5,0,2010,9999,null,null,"N","Wind",{"$nulls":13},0,0,0,0]
["Lebanon Pines 1 & 2","57604_G_LP2",57604,"G","LP2",null,"Combustion Turbine","IC Engine","NENG_CT","Connecticut",9,"New London",11,"09011",2.5,10745,2010,9999,null,null,"N","Distillate Fuel Oil",{"$nulls":13},2.52469,2.52469,2.52469,2.52469]
["Bos Dairy, LLC","57625_G_BOS2",57625,"G","BOS2",null,"Non-Fossil Waste",null,"MIS_INKY","Indiana",18,"Jasper",73,"18073",0.6,11414,2011,9999,null,null,"N","Non-Fossil Waste",{"$nulls":13},0,0,0,0]
["Bakersfield College Solar 01","57655_G_BC01",57655,"G","BC01",null,"Solar PV",null,"WEC_CALN","California",6,"Kern",29,"06029",1.1,0,2010,9999,null,null,"N","Solar",{"$nulls":13},0,0,0,0]
["Cimarron Windpower II","57663_G_1",57663,"G","1",null,"Onshore Wind",null,"SPP_N","Kansas",20,"Gray",69,"20069",131,0,2012,9999,null,null,"N","Wind",{"$nulls":13},0,0,0,0]
["Foxwoods CoGen","57666_G_CT2",57666,"G","CT2",null,"Combustion Turbine",null,"NENG_CT","Connecticut",9,"New London",11,"09011",6,11015,2010,9999,null,null,"Y","Natural Gas",{"$nulls":13},0.0951,0.0951,0.0951,0.0951]
["Pioneer Trail Wind Farm, LLC","57675_G_PTWF",57675,"G","PTWF",null,"Onshore Wind",null,"MIS_IL","Illinois",17,"Iroquois",75,"17075",150.4,0,2011,9999,null,null,"N","Wind",{"$nulls":13},0,0,0,0]
["Norden 1-3","57689_G_NORD3",57689,"G","NORD3",null,"Combustion Turbine","IC Engine","NENG_CT","Connecticut",9,"Fairfield",1,"09001",2,10745,2004,9999,null,null,"N","Distillate Fuel Oil",{"$nulls":13},2.52469,2.52469,2.52469,2.52469]
["Topaz Solar Farm","57695_G_TPZ3",57695,"G","TPZ3",null,"Solar PV",null,"WEC_CALN","California",6,"San Luis Obispo",79,"06079",102.1,0,2014,9999,null,null,"N","Solar",{"$nulls":13},0,0,0,0]
["Mesquite Solar 1","57707_G_3",57707,"G","3",null,"Solar PV",null,"WECC_AZ","Arizona",4,"Maricopa",13,"04013",10,0,2011,9999,null,null,"N","Solar",{"$nulls":13},0,0,0,0]
["Watkins Manufacturing Co.","57715_G_GEN2",57715,"G","GEN2",null,"Combustion Turbine","IC Engine","WEC_SDGE","California",6,"San Diego",73,"06073",1,12194,2001,9999,null,null,"N","Natural Gas",{"$nulls":13},0.03561,0.03561,0.03561,0.03561]
["Laurel Hill Wind","57744_G_1",57744,"G","1",null,"Onshore Wind",null,"PJM_WMAC","Pennsylvania",42,"Lycoming",81,"42081",69,0,2012,9999,null,null,"N","Wind",{"$nulls":13},0,0,0,0]
["Los Vientos Wind 1B","57752_G_1",57752,"G","1",null,"Onshore Wind",null,"ERC_REST","Texas",48,"Cameron",61,"48061",201.6,0,2012,9999,null,null,"N","Wind",{"$nulls":13},0,0,0,0]
["Rockland Wind Farm","57766_G_RLWF",57766,"G","RLWF",null,"Onshore Wind",null,"WECC_ID","Idaho",16,"Power",77,"16077",79.2,0,2011,9999,null,null,"N","Wind",{"$nulls":13},0,0,0,0]
["RE Bruceville 1","57783_G_BRU1",57783,"G","BRU1",null,"Solar PV",null,"WEC_BANC","California",6,"Sacramento",67,"06067",5,0,2012,9999,null,null,"N","Solar",{"$nulls":13},0,0,0,0]
["RE Ajo 1 LLC","57795_G_1",57795,"G","1",null,"Solar PV",null,"WECC_AZ","Arizona",4,"Pima",19,"04019",4.5,0,2011,9999,null,null,"N","Solar",{"$nulls":13},0,0,0,0]
["Lockheed Martin Sunnyvale","57808_G_LOK00",57808,"G","LOK00",null,"Fuel Cell",null,"WEC_CALN","California",6,"Santa Clara",85,"06085",1,7191,2011,9999,null,null,"N","Natural Gas",{"$nulls":13},0,0,0,0]
["Rippey Wind Farm","57830_G_NORD",57830,"G","NORD",null,"Onshore Wind",null,"MIS_IA","Iowa",19,"Greene",73,"19073",50,0,2012,9999,null,null,"N","Wind",{"$nulls":13},0,0,0,0]
["SX Landfill Energy LLC","57846_G_UNIT2",57846,"G","UNIT2",null,"Landfill Gas",null,"PJM_EMAC","New Jersey",34,"Sussex",37,"34037",1.5,13500,2011,9999,null,null,"N","Landfill Gas",{"$nulls":13},0.24082,0.24082,0.24082,0.24082]
["North Hollywood","57854_G_2T2",57854,"G","2T2",null,"Hydro",null,"WEC_LADW","California",6,"Los Angeles",37,"06037",1.2,0,1993,9999,null,null,"N","Hydro",{"$nulls":13},0,0,0,0]
["Antelope Station","57865_G_E06",57865,"G","E06",null,"Combustion Turbine","IC Engine","SPP_SPS","Texas",48,"Hale",189,"48189",9.1,10745,2011,9999,null,null,"N","Natural Gas",{"$nulls":13},0.02402,0.02402,0.02402,0.02402]
["Howard Wind Farm","57867_G_2",57867,"G","2",null,"Onshore Wind",null,"NY_Z_C&E","New York",36,"Steuben",101,"36101",4.1,0,2012,9999,null,null,"N","Wind",{"$nulls":13},0,0,0,0]
["Pioneer Generating Station","57881_G_12",57881,"G","12",null,"Combustion Turbine","IC Engine","SPP_WAUE","North Dakota",38,"Williams",105,"38105",9.3,10745,2017,9999,null,null,"N","Natural Gas, Distillate Fuel Oil",{"$nulls":13},0.79266,0.79266,0.79266,0.79266]
["City West Diesel Plant","57886_G_DI1",57886,"G","DI1",null,"Combustion Turbine","IC Engine","S_VACA","South Carolina",45,"Union",87,"45087",1.8,10745,2011,9999,null,null,"N","Distillate Fuel Oil",{"$nulls":13},1.77612,1.77612,1.77612,1.77612]
["Gates Solar Station","57892_G_1",57892,"G","1",null,"Solar PV",null,"WEC_CALN","California",6,"Fresno",19,"06019",20,0,2013,9999,null,null,"N","Solar",{"$nulls":13},0,0,0,0]
["Solar Photovoltaic Project #48","57900_G_S48I",57900,"G","S48I",null,"Solar PV",null,"WECC_SCE","California",6,"San Bernardino",71,"06071",0.5,0,2015,9999,null,null,"N","Solar",{"$nulls":13},0,0,0,0]
["Tule Wind LLC","57913_G_1",57913,"G","1",null,"Onshore Wind",null,"WEC_SDGE","California",6,"San Diego",73,"06073",143,0,2017,9999,null,null,"N","Wind",{"$nulls":13},0,0,0,0]
["Lonesome Creek Station","57943_G_05",57943,"G","05",null,"Combustion Turbine",null,"SPP_WAUE","North Dakota",38,"Mckenzie",53,"38053",40,10745,2017,9999,null,null,"N","Natural Gas, Distillate Fuel Oil",{"$nulls":13},0.011,0.011,0.011,0.011]
["Musselshell Wind Project","57963_G_MS01",57963,"G","MS01",null,"Onshore Wind",null,"WECC_MT","Montana",30,"Wheatland",107,"30107",10,0,2012,9999,null,null,"N","Wind",{"$nulls":13},0,0,0,0]
["High Sierra Cogeneration Plant","57977_G_ENG2",57977,"G","ENG2",null,"Combustion Turbine","IC Engine","WEC_CALN","California",6,"Lassen",35,"06035",2.5,10617,2010,9999,null,null,"Y","Natural Gas",{"$nulls":13},0.2046,0.2046,0.2046,0.2046]
["Desert Sunlight 300, LLC","57993_G_DSL1",57993,"G","DSL1",null,"Solar PV",null,"WECC_SCE","California",6,"Riverside",65,"06065",40.3,0,2013,9999,null,null,"N","Solar",{"$nulls":13},0,0,0,0]
["Anacacho Wind Farm, LLC","58000_G_ANA",58000,"G","ANA",null,"Onshore Wind",null,"ERC_REST","Texas",48,"Kinney",271,"48271",99.8,0,2012,9999,null,null,"N","Wind",{"$nulls":13},0,0,0,0]
["Brea Expansion Plant","58007_G_G5",58007,"G","G5",null,"Landfill Gas",null,"WECC_SCE","California",6,"Orange",59,"06059",10,13500,2012,9999,null,null,"N","Landfill Gas",{"$nulls":13},0.0901,0.0901,0.0901,0.0901]
["Shooting Star","58018_G_1",58018,"G","1",null,"Onshore Wind",null,"SPP_N","Kansas",20,"Kiowa",97,"20097",104,0,2012,9999,null,null,"N","Wind",{"$nulls":13},0,0,0,0]
["Padelford Solar","58032_G_PSMA",58032,"G","PSMA",null,"Solar PV",null,"NENGREST","Massachusetts",25,"Bristol",5,"25005",2.2,0,2012,9999,null,null,"N","Solar",{"$nulls":13},0,0,0,0]
["MillerCoors Shenandoah Brewery","58057_G_WWTP",58057,"G","WWTP",null,"Non-Fossil Waste",null,"PJM_Dom","Virginia",51,"Rockingham",165,"51165",1.4,11414,2012,9999,null,null,"N","Non-Fossil Waste",{"$nulls":13},0,0,0,0]
["Newark Energy Center","58079_G_STG-1",58079,"G","STG-1",null,"Combined Cycle",null,"PJM_EMAC","New Jersey",34,"Essex",13,"34013",285,7050,2015,9999,null,null,"N","Natural Gas",{"$nulls":3},"LNB + NH3","SCR",2015,{"$nulls":7},0.00616,0.00616,0.00616,0.00616]
["Roeder Family Wind Farm LLC","58089_G_1",58089,"G","1",null,"Onshore Wind",null,"MIS_IA","Iowa",19,"Worth",195,"19195",1.6,0,2011,9999,null,null,"N","Wind",{"$nulls":13},0,0,0,0]
["Echo Wind Park","58121_G_GEN1",58121,"G","GEN1",null,"Onshore Wind",null,"MIS_LMI","Michigan",26,"Huron",63,"26063",49.6,0,2014,9999,null,null,"N","Wind",{"$nulls":13},0,0,0,0]
["Kaiser Ontario","58132_G_KSRO1",58132,"G","KSRO1",null,"Fuel Cell",null,"WECC_SCE","California",6,"San Bernardino",71,"06071",0.2,13500,2012,9999,null,null,"N","Natural Gas",{"$nulls":13},0,0,0,0]
["Central Utility Plant - Texas A&M","58151_G_GTG01",58151,"G","GTG01",null,"Combined Cycle",null,"ERC_REST","Texas",48,"Brazos",41,"48041",32.4,7780,2011,9999,null,null,"Y","Natural Gas, Distillate Fuel Oil",{"$nulls":4},"SCR",{"$nulls":8},0.03057,0.03057,0.03057,0.03057]
["CSUF Trigeneration","58169_G_SCPS",58169,"G","SCPS",null,"Solar PV","","WECC_SCE","California",6,"Orange",59,"06059",1,0,2016,9999,null,null,"N","Solar",{"$nulls":13},0,0,0,0]
["180 Raritan Solar","58187_G_1",58187,"G","1",null,"Solar PV",null,"PJM_EMAC","New Jersey",34,"Middlesex",23,"34023",1.9,0,2012,9999,null,null,"N","Solar",{"$nulls":13},0,0,0,0]
["Central Utility Plant at White Oak","58207_G_G9",58207,"G","G9",null,"Combustion Turbine",null,"PJM_SMAC","Maryland",24,"Montgomery",31,"24031",4.5,11605,2014,9999,null,null,"Y","Natural Gas",{"$nulls":13},0.0951,0.0951,0.0951,0.0951]
["Haviland Plastic Products","58220_G_WTGC",58220,"G","WTGC",null,"Onshore Wind",null,"PJM_West","Ohio",39,"Paulding",125,"39125",1.5,0,2013,9999,null,null,"N","Wind",{"$nulls":13},0,0,0,0]
["CCSU Co-Gen-STBY Gen","58224_G_EC#2",58224,"G","EC#2",null,"Combustion Turbine","IC Engine","NENG_CT","Connecticut",9,"Hartford",3,"09003",1.3,11373,2004,9999,null,null,"Y","Natural Gas, Distillate Fuel Oil",{"$nulls":13},0.79266,0.79266,0.79266,0.79266]
["Georgia Mountain Community Wind Farm","58238_G_GMCW",58238,"G","GMCW",null,"Onshore Wind",null,"NENGREST","Vermont",50,"Chittenden",7,"50007",10,0,2012,9999,null,null,"N","Wind",{"$nulls":13},0,0,0,0]
["Central Utilities Plant LAX 2","58258_G_GEN1",58258,"G","GEN1",null,"Combustion Turbine",null,"WEC_LADW","California",6,"Los Angeles",37,"06037",4.2,11088,2015,9999,null,null,"Y","Natural Gas",{"$nulls":13},0.011,0.011,0.011,0.011]
["Brunswick County Power Station","58260_G_CT03",58260,"G","CT03",90890,"Combined Cycle",null,"PJM_Dom","Virginia",51,"Brunswick",25,"51025",263.9,7050,2016,9999,null,null,"N","Natural Gas",{"$nulls":3},"DLNB","SCR",{"$nulls":8},0.00563,0.00563,0.00563,0.00563]
["Port Westward Unit 2","58266_G_7",58266,"G","7",null,"Combustion Turbine","IC Engine","WECC_PNW","Oregon",41,"Columbia",9,"41009",18.7,10745,2014,9999,null,null,"N","Natural Gas",{"$nulls":13},0.79266,0.79266,0.79266,0.79266]
["SREC Bath LFGTE","58295_G_GEN1",58295,"G","GEN1",null,"Landfill Gas",null,"NY_Z_C&E","New York",36,"Steuben",101,"36101",1.6,13500,2010,9999,null,null,"N","Landfill Gas",{"$nulls":13},0.24082,0.24082,0.24082,0.24082]
["Kingsburg Solar","58304_G_1",58304,"G","1",null,"Solar PV",null,"WECC_SCE","California",6,"Tulare",107,"06107",1.5,0,2013,9999,null,null,"N","Solar",{"$nulls":13},0,0,0,0]
["Shannon Farm","58323_G_1",58323,"G","1",null,"Solar PV",null,"S_VACA","North Carolina",37,"Robeson",155,"37155",5,0,2012,9999,null,null,"N","Solar",{"$nulls":13},0,0,0,0]
["PWD Northeast WPCP Biogas Cogen Plant","58326_G_NBG3",58326,"G","NBG3",null,"Non-Fossil Waste",null,"PJM_EMAC","Pennsylvania",42,"Philadelphia",101,"42101",1.4,11414,2013,9999,null,null,"N","Non-Fossil Waste",{"$nulls":13},0,0,0,0]
["Roxboro Farm","58340_G_1",58340,"G","1",null,"Solar PV",null,"S_VACA","North Carolina",37,"Person",145,"37145",5,0,2014,9999,null,null,"N","Solar",{"$nulls":13},0,0,0,0]
["Corcoran Solar","58374_G_CSCA",58374,"G","CSCA",null,"Solar PV",null,"WEC_CALN","California",6,"Kings",31,"06031",20,0,2013,9999,null,null,"N","Solar",{"$nulls":13},0,0,0,0]
["Bryan Solar Field","58381_G_1",58381,"G","1",null,"Solar PV",null,"PJM_ATSI","Ohio",39,"Williams",171,"39171",1.7,0,2012,9999,null,null,"N","Solar",{"$nulls":13},0,0,0,0]
["Solar Star 2","58389_G_AVS2",58389,"G","AVS2",null,"Solar PV",null,"WECC_SCE","California",6,"Kern",29,"06029",19,0,2014,9999,null,null,"N","Solar",{"$nulls":13},0,0,0,0]
["Luther College Wind Project","58407_G_WTG01",58407,"G","WTG01",null,"Onshore Wind",null,"MIS_IA","Iowa",19,"Winneshiek",191,"19191",1.6,0,2011,9999,null,null,"N","Wind",{"$nulls":13},0,0,0,0]
["Panda Patriot Generation Plant","58426_G_GEN2",58426,"G","GEN2",90869,"Combined Cycle",null,"PJM_WMAC","Pennsylvania",42,"Lycoming",81,"42081",382.5,7050,2016,9999,null,null,"N","Natural Gas",{"$nulls":4},"SCR",2016,{"$nulls":7},0.00653,0.00653,0.00653,0.00653]
["Centinela Solar Energy","58430_G_CSE6",58430,"G","CSE6",null,"Solar PV",null,"WECC_IID","California",6,"Imperial",25,"06025",25.6,0,2014,9999,null,null,"N","Solar",{"$nulls":13},0,0,0,0]
["CBS Studio Center","58440_G_9583",58440,"G","9583",null,"Fuel Cell",null,"WEC_LADW","California",6,"Los Angeles",37,"06037",0.4,8429,2013,9999,null,null,"N","Natural Gas",{"$nulls":13},0,0,0,0]
["Ma","58451_G_1",58451,"G","1",null,"Solar PV",null,"WEC_LADW","California",6,"Los Angeles",37,"06037",1.5,0,2013,9999,null,null,"N","Solar",{"$nulls":13},0,0,0,0]
["C-Drop Hydro","58470_G_GEN1",58470,"G","GEN1",null,"Hydro",null,"WECC_PNW","Oregon",41,"Klamath",35,"41035",1.1,0,2012,9999,null,null,"N","Hydro",{"$nulls":13},0,0,0,0]
["LEPA Unit No. 1","58478_G_LEPA1",58478,"G","LEPA1",91024,"Combined Cycle",null,"MIS_LA","Louisiana",22,"St Mary",101,"22101",64,6881,2016,9999,null,null,"N","Natural Gas",{"$nulls":3},"H2O","SCR",{"$nulls":8},0.03762,0.03762,0.03762,0.03762]
["Bryan Solar, LLC","58488_G_1",58488,"G","1",null,"Solar PV",null,"ERC_WEST","Texas",48,"Presidio",377,"48377",10,0,2013,9999,null,null,"N","Solar",{"$nulls":13},0,0,0,0]
["Cornerstone Power Vineland I LLC","58512_G_PV1",58512,"G","PV1",null,"Solar PV",null,"PJM_EMAC","New Jersey",34,"Cumberland",11,"34011",3.1,0,2012,9999,null,null,"N","Solar",{"$nulls":13},0,0,0,0]
["Uwharrie Mountain Renewable","58526_G_4",58526,"G","4",null,"Landfill Gas",null,"S_VACA","North Carolina",37,"Montgomery",123,"37123",1.6,13500,2014,9999,null,null,"N","Landfill Gas",{"$nulls":13},0.24082,0.24082,0.24082,0.24082]
["Pickering Solar","58535_G_1",58535,"G","1",null,"Solar PV",null,"PJM_EMAC","Pennsylvania",42,"Chester",29,"42029",1.4,0,2012,9999,null,null,"N","Solar",{"$nulls":13},0,0,0,0]
["Huerfano River Wind","58548_G_WTG3",58548,"G","WTG3",null,"Onshore Wind",null,"WECC_CO","Colorado",8,"Huerfano",55,"08055",2,0,2013,9999,null,null,"N","Wind",{"$nulls":13},0,0,0,0]
["Merrimac Solar","58561_G_MSMA",58561,"G","MSMA",null,"Solar PV",null,"NENGREST","Massachusetts",25,"Essex",9,"25009",1.5,0,2013,9999,null,null,"N","Solar",{"$nulls":13},0,0,0,0]
["GSE NM1","58576_G_NMP1",58576,"G","NMP1",null,"Solar PV",null,"SPP_SPS","New Mexico",35,"Chaves",5,"35005",1.7,0,2011,9999,null,null,"N","Solar",{"$nulls":13},0,0,0,0]
["Solar Gen 2","58592_G_SONR",58592,"G","SONR",null,"Solar PV",null,"WECC_IID","California",6,"Imperial",25,"06025",50,0,2014,9999,null,null,"N","Solar",{"$nulls":13},0,0,0,0]
["One Market Plaza","58607_G_3",58607,"G","3",null,"Combustion Turbine","IC Engine","WEC_CALN","California",6,"San Francisco",75,"06075",0.5,11787,2003,9999,null,null,"Y","Natural Gas, Distillate Fuel Oil",{"$nulls":13},0.39179,0.39179,0.39179,0.39179]
["Lightning Dock Geothermal HI-01, LLC","58629_G_PB02",58629,"G","PB02",null,"Geothermal",null,"WECC_NM","New Mexico",35,"Hidalgo",23,"35023",0.4,9771,2013,9999,null,null,"N","Geothermal",{"$nulls":13},0,0,0,0,0.3713,0.3713,0.3713]
["Silver State Solar Power South","58644_G_BLK5",58644,"G","BLK5",null,"Solar PV",null,"WECC_SNV","Nevada",32,"Clark",3,"32003",35,0,2016,9999,null,null,"N","Solar",{"$nulls":13},0,0,0,0]
["Stateline Solar","58646_G_STL5",58646,"G","STL5",null,"Solar PV",null,"WECC_SCE","California",6,"San Bernardino",71,"06071",38,0,2016,9999,null,null,"N","Solar",{"$nulls":13},0,0,0,0]
["Braley Road 2","58680_G_PV1",58680,"G","PV1",null,"Solar PV",null,"NENGREST","Massachusetts",25,"Bristol",5,"25005",2.7,0,2015,9999,null,null,"N","Solar",{"$nulls":13},0,0,0,0]
["Apple Blossom Wind Farm","58690_G_APLB1",58690,"G","APLB1",null,"Onshore Wind","","MIS_LMI","Michigan",26,"Huron",63,"26063",100,0,2017,9999,null,null,"N","Wind",{"$nulls":13},0,0,0,0]
["Stevens Mills Hydroelectric Project","58712_G_1G",58712,"G","1G",null,"Hydro",null,"NENGREST","New Hampshire",33,"Merrimack",13,"33013",0.2,0,1985,9999,null,null,"N","Hydro",{"$nulls":13},0,0,0,0]
["Amethyst Solar","58730_G_PV1",58730,"G","PV1",null,"Solar PV",null,"S_VACA","North Carolina",37,"Rutherford",161,"37161",3,0,2016,9999,null,null,"N","Solar",{"$nulls":13},0,0,0,0]
["GreenWhey Energy Inc","58747_G_GEN2",58747,"G","GEN2",null,"Non-Fossil Waste",null,"MIS_MNWI","Wisconsin",55,"Polk",95,"55095",1.6,13500,2013,9999,null,null,"N","Non-Fossil Waste",{"$nulls":13},0,0,0,0]
["Longhorn Wind","58772_G_GEN1",58772,"G","GEN1",null,"Onshore Wind",null,"ERC_PHDL","Texas",48,"Briscoe",45,"48045",200,0,2015,9999,null,null,"N","Wind",{"$nulls":13},0,0,0,0]
["JMB Mcguire-Dix-Lakehurst Solar Project","58793_G_UCIV",58793,"G","UCIV",null,"Solar PV",null,"PJM_EMAC","New Jersey",34,"Burlington",5,"34005",11.4,0,2013,9999,null,null,"N","Solar",{"$nulls":13},0,0,0,0]
["Samarcand Solar Farm, LLC","58805_G_INV4",58805,"G","INV4",null,"Solar PV",null,"S_VACA","North Carolina",37,"Moore",125,"37125",0.5,0,2014,9999,null,null,"N","Solar",{"$nulls":13},0,0,0,0]
["Alpaca","58813_G_1",58813,"G","1",null,"Combustion Turbine","IC Engine","PJM_PENE","Pennsylvania",42,"Bradford",15,"42015",6.8,11118,2017,9999,null,null,"N","Natural Gas, Distillate Fuel Oil",{"$nulls":13},1.18093,1.18093,1.18093,1.18093]
["Millville City Sewer Auth WTP","58822_G_U2DB",58822,"G","U2DB",null,"Solar PV",null,"PJM_EMAC","New Jersey",34,"Cumberland",11,"34011",0.5,0,2013,9999,null,null,"N","Solar",{"$nulls":13},0,0,0,0]
["Kenansville Solar Farm, LLC","58840_G_INV5",58840,"G","INV5",null,"Solar PV",null,"S_VACA","North Carolina",37,"Duplin",61,"37061",0.5,0,2014,9999,null,null,"N","Solar",{"$nulls":13},0,0,0,0]
["Pate Farm","58856_G_1",58856,"G","1",null,"Solar PV",null,"S_VACA","North Carolina",37,"Robeson",155,"37155",5,0,2013,9999,null,null,"N","Solar",{"$nulls":13},0,0,0,0]
["Garrell Solar Farm","58866_G_1",58866,"G","1",null,"Solar PV",null,"S_VACA","North Carolina",37,"Columbus",47,"37047",5,0,2013,9999,null,null,"N","Solar",{"$nulls":13},0,0,0,0]
["Duplin Solar LLC","58879_G_DF",58879,"G","DF",null,"Solar PV",null,"S_VACA","North Carolina",37,"Duplin",61,"37061",4.9,0,2013,9999,null,null,"N","Solar",{"$nulls":13},0,0,0,0]
["Beebe 1B","58908_G_1",58908,"G","1",null,"Onshore Wind",null,"MIS_LMI","Michigan",26,"Gratiot",57,"26057",50.4,0,2014,9999,null,null,"N","Wind",{"$nulls":13},0,0,0,0]
["MCAGCC Cogen Plant","58914_G_CG100",58914,"G","CG100",null,"Combustion Turbine",null,"WECC_SCE","California",6,"San Bernardino",71,"06071",4.6,11814,2014,9999,null,null,"N","Natural Gas",{"$nulls":13},0.01719,0.01719,0.01719,0.01719]
["Napoleon Biogas","58921_G_GEN2",58921,"G","GEN2",null,"Non-Fossil Waste",null,"PJM_ATSI","Ohio",39,"Henry",69,"39069",1.2,13500,2013,9999,null,null,"N","Non-Fossil Waste",{"$nulls":13},0,0,0,0]
["Bristol Myers Squibb Lawrenceville","58947_G_DG101",58947,"G","DG101",null,"Combustion Turbine","IC Engine","PJM_EMAC","New Jersey",34,"Mercer",21,"34021",0.9,12822,1991,9999,null,null,"N","Natural Gas, Distillate Fuel Oil",{"$nulls":13},1.77612,1.77612,1.77612,1.77612]
["Rockville Solar II, LLC","58953_G_RVSII",58953,"G","RVSII",null,"Solar PV",null,"MIS_INKY","Indiana",18,"Marion",97,"18097",2.7,0,2014,9999,null,null,"N","Solar",{"$nulls":13},0,0,0,0]
["Central Valley Ag Power","58978_G_CVAP",58978,"G","CVAP",null,"Non-Fossil Waste",null,"WEC_CALN","California",6,"Stanislaus",99,"06099",1.5,19168,2014,9999,null,null,"N","Non-Fossil Waste",{"$nulls":13},0,0,0,0]
["Goodwell Wind Project LLC","58998_G_GWWP",58998,"G","GWWP",null,"Onshore Wind",null,"SPP_SPS","Oklahoma",40,"Texas",139,"40139",200,0,2015,9999,null,null,"N","Wind",{"$nulls":13},0,0,0,0]
["DC Water CHP","59012_G_TURB1",59012,"G","TURB1",null,"Non-Fossil Waste",null,"PJM_SMAC","District Of Columbia",11,"District Of Columbia",1,"11001",4,13280,2015,9999,null,null,"Y","Non-Fossil Waste",{"$nulls":13},0,0,0,0]
["Ball Mountain Hydro","59040_G_GEN 2",59040,"G","GEN 2",null,"Hydro",null,"NENGREST","Vermont",50,"Windham",25,"50025",0.2,0,2016,9999,null,null,"N","Hydro",{"$nulls":13},0,0,0,0]
["Ball Mountain Hydro","59040_G_GEN12",59040,"G","GEN12",null,"Hydro",null,"NENGREST","Vermont",50,"Windham",25,"50025",0.2,0,2016,9999,null,null,"N","Hydro",{"$nulls":13},0,0,0,0]
["Spring House","59056_G_GEN 1",59056,"G","GEN 1",null,"Combustion Turbine","IC Engine","PJM_EMAC","Pennsylvania",42,"Montgomery",91,"42091",3.8,10745,2013,9999,null,null,"N","Natural Gas, Distillate Fuel Oil",{"$nulls":13},1.22193,1.22193,1.22193,1.22193]
["SC 1 Data Center, Phase 2","59074_G_EG2A",59074,"G","EG2A",null,"Combustion Turbine","IC Engine","WEC_CALN","California",6,"Santa Clara",85,"06085",2.2,19551,2011,9999,null,null,"N","Natural Gas, Distillate Fuel Oil",{"$nulls":13},0.05841,0.05841,0.05841,0.05841]
["SC 1 Data Center, Phase 2","59074_G_EG7B",59074,"G","EG7B",null,"Combustion Turbine","IC Engine","WEC_CALN","California",6,"Santa Clara",85,"06085",2.2,19551,2011,9999,null,null,"N","Natural Gas, Distillate Fuel Oil",{"$nulls":13},0.05841,0.05841,0.05841,0.05841]
["Dennis Landfill","59082_G_DEN1",59082,"G","DEN1",null,"Solar PV",null,"NENGREST","Massachusetts",25,"Barnstable",1,"25001",5,0,2014,9999,null,null,"N","Solar",{"$nulls":13},0,0,0,0]
["Division 2","59095_G_GEN 1",59095,"G","GEN 1",null,"Solar PV",null,"WEC_LADW","California",6,"Los Angeles",37,"06037",1,0,2014,9999,null,null,"N","Solar",{"$nulls":13},0,0,0,0]
["Anderson Farm LLC","59115_G_1",59115,"G","1",null,"Solar PV",null,"S_VACA","North Carolina",37,"Sampson",163,"37163",1.9,0,2014,9999,null,null,"N","Solar",{"$nulls":13},0,0,0,0]
["Brighton PV Solar Plant","59144_G_15755",59144,"G","15755",null,"Solar PV",null,"WECC_CO","Colorado",8,"Adams",1,"08001",1.8,0,2012,9999,null,null,"N","Solar",{"$nulls":13},0,0,0,0]
["Thornton PV1","59152_G_THOR1",59152,"G","THOR1",null,"Solar PV",null,"S_VACA","North Carolina",37,"Greene",79,"37079",5,0,2015,9999,null,null,"N","Solar",{"$nulls":13},0,0,0,0]
["Lewiston Solar","59174_G_5MWPV",59174,"G","5MWPV",null,"Solar PV",null,"PJM_Dom","North Carolina",37,"Bertie",15,"37015",5,0,2014,9999,null,null,"N","Solar",{"$nulls":13},0,0,0,0]
["Univ Minnesota CHP Plant","59197_G_CTG-1",59197,"G","CTG-1",null,"Combustion Turbine",null,"MIS_MNWI","Minnesota",27,"Hennepin",53,"27053",17,10745,2017,9999,null,null,"Y","Natural Gas, Distillate Fuel Oil",{"$nulls":13},0.011,0.011,0.011,0.011]
["Porterville 6 and 7","59219_G_PV1",59219,"G","PV1",null,"Solar PV",null,"WECC_SCE","California",6,"Tulare",107,"06107",1.5,0,2014,9999,null,null,"N","Solar",{"$nulls":13},0,0,0,0]
["Optimum Wind 5 LLC","59223_G_WT1",59223,"G","WT1",null,"Onshore Wind",null,"MIS_MIDA","Iowa",19,"Story",169,"19169",3,0,2017,9999,null,null,"N","Wind",{"$nulls":13},0,0,0,0]
["Johnston LFG Turbine Plant","59254_G_GENS1",59254,"G","GENS1",null,"Landfill Gas",null,"NENGREST","Rhode Island",44,"Providence",7,"44007",8.9,13500,2013,9999,null,null,"N","Landfill Gas",{"$nulls":13},0.24082,0.24082,0.24082,0.24082]
["Victor Mesa Linda B2","59269_G_VMLB2",59269,"G","VMLB2",null,"Solar PV",null,"WECC_SCE","California",6,"San Bernardino",71,"06071",1.5,0,2014,9999,null,null,"N","Solar",{"$nulls":13},0,0,0,0]
["WED Coventry 2","59302_G_COV2A",59302,"G","COV2A",null,"Onshore Wind",null,"NENGREST","Rhode Island",44,"Kent",3,"44003",1.5,0,2016,9999,null,null,"N","Wind",{"$nulls":13},0,0,0,0]
["WED Coventry 6","59314_G_COV6",59314,"G","COV6",null,"Onshore Wind",null,"NENGREST","Rhode Island",44,"Kent",3,"44003",1.5,0,2016,9999,null,null,"N","Wind",{"$nulls":13},0,0,0,0]
["MCCo Solar Generating Facility","59324_G_MCCO1",59324,"G","MCCO1",null,"Solar PV",null,"PJM_ATSI","Ohio",39,"Cuyahoga",35,"39035",0.9,0,2014,9999,null,null,"N","Solar",{"$nulls":13},0,0,0,0]
["Browne Solar LLC","59361_G_PV1",59361,"G","PV1",null,"Solar PV",null,"NENGREST","Massachusetts",25,"Hampden",13,"25013",1.4,0,2014,9999,null,null,"N","Solar",{"$nulls":13},0,0,0,0]
["Paisley Geothermal Generating Plant","59382_G_SVEP1",59382,"G","SVEP1",null,"Geothermal",null,"WECC_PNW","Oregon",41,"Lake",37,"41037",1.8,9760,2015,9999,null,null,"N","Geothermal",{"$nulls":13},0,0,0,0,0.4563,0.4563,0.4563]
["True North","59390_G_TNE1",59390,"G","TNE1",null,"Solar PV",null,"NENGREST","Massachusetts",25,"Essex",9,"25009",4.8,0,2012,9999,null,null,"N","Solar",{"$nulls":13},0,0,0,0]
["Atwell Island West Solar","59414_G_AWCA",59414,"G","AWCA",null,"Solar PV",null,"WECC_SCE","California",6,"Tulare",107,"06107",20,0,2015,9999,null,null,"N","Solar",{"$nulls":13},0,0,0,0]
["Baker Creek Hydroelectric","59428_G_GENE2",59428,"G","GENE2",null,"Hydro",null,"WEC_CALN","California",6,"Humboldt",23,"06023",0.1,0,2014,9999,null,null,"N","Hydro",{"$nulls":13},0,0,0,0]
["COC Surry LFG, LLC","59439_G_UNIT1",59439,"G","UNIT1",null,"Landfill Gas",null,"S_VACA","North Carolina",37,"Surry",171,"37171",1.5,13500,2013,9999,null,null,"N","Landfill Gas",{"$nulls":13},0.24082,0.24082,0.24082,0.24082]
["Hickory Ridge Landfill Solar Project","59459_G_5088",59459,"G","5088",null,"Solar PV",null,"S_SOU","Georgia",13,"Dekalb",89,"13089",1,0,2011,9999,null,null,"N","Solar",{"$nulls":13},0,0,0,0]
["Denver Intl Airport IV Solar","59462_G_DIA4",59462,"G","DIA4",null,"Solar PV",null,"WECC_CO","Colorado",8,"Denver",31,"08031",1,0,2014,9999,null,null,"N","Solar",{"$nulls":13},0,0,0,0]
["Bearford Solar II","59488_G_BEARF",59488,"G","BEARF",null,"Solar PV",null,"S_VACA","North Carolina",37,"Pender",141,"37141",4.9,0,2016,9999,null,null,"N","Solar",{"$nulls":13},0,0,0,0]
["Sun Devil Solar","59505_G_PV1",59505,"G","PV1",null,"Solar PV",null,"S_VACA","North Carolina",37,"Warren",185,"37185",5,0,2015,9999,null,null,"N","Solar",{"$nulls":13},0,0,0,0]
["Happy Solar","59512_G_PV1",59512,"G","PV1",null,"Solar PV",null,"S_VACA","North Carolina",37,"Johnston",101,"37101",4,0,2016,9999,null,null,"N","Solar",{"$nulls":13},0,0,0,0]
["Fowler Ridge IV Wind Farm LLC","59547_G_1",59547,"G","1",null,"Onshore Wind",null,"PJM_West","Indiana",18,"Benton",7,"18007",150,0,2016,9999,null,null,"N","Wind",{"$nulls":13},0,0,0,0]
["Clean Fuel Dane Community Digester","59559_G_GEN#1",59559,"G","GEN#1",null,"Non-Fossil Waste",null,"MIS_WUMS","Wisconsin",55,"Dane",25,"55025",1,9159,2011,9999,null,null,"Y","Non-Fossil Waste",{"$nulls":13},0,0,0,0]
["Sedberry Farm","59592_G_PV1",59592,"G","PV1",null,"Solar PV","","S_VACA","North Carolina",37,"Moore",125,"37125",5,0,2016,9999,null,null,"N","Solar",{"$nulls":13},0,0,0,0]
["Monterey Diesel Generation Facility","59614_G_MDG2",59614,"G","MDG2",null,"Combustion Turbine","IC Engine","PJM_AP","Virginia",51,"Highland",91,"51091",0.6,10745,2016,9999,null,null,"N","Natural Gas, Distillate Fuel Oil",{"$nulls":13},1.77612,1.77612,1.77612,1.77612]
["Monterey Diesel Generation Facility","59614_G_MDG8",59614,"G","MDG8",null,"Combustion Turbine","IC Engine","PJM_AP","Virginia",51,"Highland",91,"51091",0.6,10745,2016,9999,null,null,"N","Natural Gas, Distillate Fuel Oil",{"$nulls":13},1.77612,1.77612,1.77612,1.77612]
["Jericho Rise Wind Farm LLC","59629_G_GEN1",59629,"G","GEN1",null,"Onshore Wind",null,"NY_Z_D","New York",36,"Franklin",33,"36033",77.7,0,2016,9999,null,null,"N","Wind",{"$nulls":13},0,0,0,0]
["Mt Olive Solar 1","59645_G_FLS1",59645,"G","FLS1",null,"Solar PV",null,"S_VACA","North Carolina",37,"Wayne",191,"37191",5,0,2015,9999,null,null,"N","Solar",{"$nulls":13},0,0,0,0]
["Washington City Electric Generation","59660_G_9",59660,"G","9",null,"Combustion Turbine","IC Engine","WECC_UT","Utah",49,"Washington",53,"49053",2,12438,2007,9999,null,null,"N","Natural Gas, Distillate Fuel Oil",{"$nulls":13},0.20283,0.20283,0.20283,0.20283]
["Remington Solar Facility","59685_G_01",59685,"G","01",null,"Solar PV","","PJM_Dom","Virginia",51,"Fauquier",61,"51061",20,0,2017,9999,null,null,"N","Solar",{"$nulls":13},0,0,0,0]
["Wake County LFG Facility","59688_G_E7",59688,"G","E7",null,"Landfill Gas",null,"S_VACA","North Carolina",37,"Wake",183,"37183",0.3,13500,2013,9999,null,null,"N","Landfill Gas",{"$nulls":13},0.24082,0.24082,0.24082,0.24082]
["JC-Biomethane, LLC","59704_G_JCBIO",59704,"G","JCBIO",null,"Non-Fossil Waste",null,"WECC_PNW","Oregon",41,"Lane",39,"41039",1.6,11032,2011,9999,null,null,"Y","Non-Fossil Waste",{"$nulls":13},0,0,0,0]
["Framingham State University Plant","59717_G_LIB",59717,"G","LIB",null,"Combustion Turbine","IC Engine","NENGREST","Massachusetts",25,"Middlesex",17,"25017",0.3,14397,2005,9999,null,null,"N","Natural Gas, Distillate Fuel Oil",{"$nulls":13},2.77276,2.77276,2.77276,2.77276]
["Templeton","59731_G_TEMPL",59731,"G","TEMPL",null,"Solar PV",null,"NENGREST","Massachusetts",25,"Worcester",27,"25027",3,0,2014,9999,null,null,"N","Solar",{"$nulls":13},0,0,0,0]
["River Mountains Solar","59747_G_1",59747,"G","1",null,"Solar PV",null,"WECC_SNV","Nevada",32,"Clark",3,"32003",14.4,0,2016,9999,null,null,"N","Solar",{"$nulls":13},0,0,0,0]
["Carroll County Energy","59773_G_CGT2",59773,"G","CGT2",91033,"Combined Cycle",null,"PJM_ATSI","Ohio",39,"Carroll",19,"39019",197.3,6250,2017,9999,null,null,"Y","Natural Gas",{"$nulls":4},"SCR",{"$nulls":8},0.01237,0.01237,0.01237,0.01237]
["BioTown Ag","59774_G_ENG6",59774,"G","ENG6",null,"Non-Fossil Waste",null,"MIS_INKY","Indiana",18,"White",181,"18181",1,11414,2014,9999,null,null,"Y","Non-Fossil Waste",{"$nulls":13},0,0,0,0]
["Oregon University System Rabbit Field","59790_G_PV1",59790,"G","PV1",null,"Solar PV",null,"WECC_PNW","Oregon",41,"Benton",3,"41003",1.2,0,2014,9999,null,null,"N","Solar",{"$nulls":13},0,0,0,0]
["Dairyland WTE Plant","59810_G_GEN2",59810,"G","GEN2",null,"Non-Fossil Waste",null,"MIS_WUMS","Wisconsin",55,"Brown",9,"55009",0.7,18535,2012,9999,null,null,"N","Non-Fossil Waste",{"$nulls":13},0,0,0,0]
["Mohave Electric at Fort Mohave","59819_G_PV2",59819,"G","PV2",null,"Solar PV",null,"WECC_AZ","Arizona",4,"Mohave",15,"04015",10,0,2016,9999,null,null,"N","Solar",{"$nulls":13},0,0,0,0]
["Milo Wind Project LLC","59838_G_GEN1",59838,"G","GEN1",null,"Onshore Wind",null,"SPP_SPS","New Mexico",35,"Roosevelt",41,"35041",50,0,2016,9999,null,null,"N","Wind",{"$nulls":13},0,0,0,0]
["New River","59845_G_E5",59845,"G","E5",null,"Landfill Gas",null,"PJM_West","Virginia",51,"Pulaski",155,"51155",0.3,13500,2013,9999,null,null,"N","Landfill Gas",{"$nulls":13},0.58809,0.58809,0.58809,0.58809]
["OlivePV","59854_G_OLPV1",59854,"G","OLPV1",null,"Solar PV",null,"PJM_West","Indiana",18,"St Joseph",141,"18141",5,0,2016,9999,null,null,"N","Solar",{"$nulls":13},0,0,0,0]
["SunEnergy1-Scotland Neck, LLC","59898_G_SE1SN",59898,"G","SE1SN",null,"Solar PV",null,"PJM_Dom","North Carolina",37,"Halifax",83,"37083",3,0,2014,9999,null,null,"N","Solar",{"$nulls":13},0,0,0,0]
["Freemont Solar Center LLC","59912_G_FREE",59912,"G","FREE",null,"Solar PV",null,"S_VACA","North Carolina",37,"Lincoln",109,"37109",5,0,2016,9999,null,null,"N","Solar",{"$nulls":13},0,0,0,0]
["FCPC Renewable Generation","59931_G_GEN2",59931,"G","GEN2",null,"Non-Fossil Waste",null,"MIS_WUMS","Wisconsin",55,"Milwaukee",79,"55079",1,11067,2013,9999,null,null,"Y","Non-Fossil Waste",{"$nulls":13},0,0,0,0]
["AES Warrior Run Energy Storage Project","59949_G_BESS1",59949,"G","BESS1",null,"Energy Storage",null,"PJM_AP","Maryland",24,"Allegany",1,"24001",11,0,2015,9999,null,null,"N","Energy Storage",{"$nulls":13},0,0,0,0]
["North Lancaster Ranch","59962_G_NLR",59962,"G","NLR",null,"Solar PV",null,"WEC_LADW","California",6,"Los Angeles",37,"06037",20,0,2016,9999,null,null,"N","Solar",{"$nulls":13},0,0,0,0]
["Golden West Power Partners LLC","59974_G_GW1",59974,"G","GW1",null,"Onshore Wind",null,"WECC_CO","Colorado",8,"El Paso",41,"08041",250,0,2015,9999,null,null,"N","Wind",{"$nulls":13},0,0,0,0]
["Clarkstown Landfill Solar Facility","60004_G_INV#2",60004,"G","INV#2",null,"Solar PV",null,"NY_Z_G-I","New York",36,"Rockland",87,"36087",1,0,2014,9999,null,null,"N","Solar",{"$nulls":13},0,0,0,0]
["MESA 2","60021_G_MESA2",60021,"G","MESA2",null,"Energy Storage",null,"WECC_PNW","Washington",53,"Snohomish",61,"53061",2.4,0,2017,9999,null,null,"N","Energy Storage",{"$nulls":13},0,0,0,0]
["Innovative Solar 63, LLC","60053_G_FLS1",60053,"G","FLS1",null,"Solar PV",null,"S_VACA","North Carolina",37,"Greene",79,"37079",4.9,0,2016,9999,null,null,"N","Solar",{"$nulls":13},0,0,0,0]
["Live Oak Solar, LLC","60063_G_LVEOK",60063,"G","LVEOK",null,"Solar PV",null,"S_SOU","Georgia",13,"Candler",43,"13043",51,0,2016,9999,null,null,"N","Solar",{"$nulls":13},0,0,0,0]
["CED Ducor 4","60081_G_DU4CA",60081,"G","DU4CA",null,"Solar PV",null,"WECC_SCE","California",6,"Tulare",107,"06107",20,0,2016,9999,null,null,"N","Solar",{"$nulls":13},0,0,0,0]
["Town of Chestertown- Chestertown WWTP","60096_G_PV1",60096,"G","PV1",null,"Solar PV",null,"PJM_EMAC","Maryland",24,"Kent",29,"24029",1,0,2015,9999,null,null,"N","Solar",{"$nulls":13},0,0,0,0]
["UDR Glastonbury Fuel Cell","60109_G_UDRFC",60109,"G","UDRFC",null,"Fuel Cell",null,"NENG_CT","Connecticut",9,"Hartford",3,"09003",2.5,9500,2016,9999,null,null,"N","Natural Gas",{"$nulls":13},0,0,0,0]
["Western Michigan Solar Gardens","60117_G_1",60117,"G","1",null,"Solar PV",null,"MIS_LMI","Michigan",26,"Kalamazoo",77,"26077",1,0,2016,9999,null,null,"N","Solar",{"$nulls":13},0,0,0,0]
["Citrus County Combined Cycle Plant","60138_G_1GTB",60138,"G","1GTB",null,"Combined Cycle",null,"FRCC","Florida",12,"Citrus",17,"12017",251.7,6250,2018,9999,null,null,"N","Natural Gas",{"$nulls":4},"SCR",{"$nulls":8},0.011,0.011,0.011,0.011]
["Dulles","60182_G_DULLE",60182,"G","DULLE",null,"Solar PV",null,"WECC_SCE","California",6,"Riverside",65,"06065",2,0,2016,9999,null,null,"N","Solar",{"$nulls":13},0,0,0,0]
["Hemlock Solar","60207_G_HEMLK",60207,"G","HEMLK",null,"Solar PV",null,"PJM_Dom","North Carolina",37,"Northampton",131,"37131",5,0,2017,9999,null,null,"N","Solar",{"$nulls":13},0,0,0,0]
["Bristol Plant","60222_G_B1",60222,"G","B1",null,"Landfill Gas",null,"S_C_TVA","Virginia",51,"Bristol City",520,"51520",0.3,13648,2016,9999,null,null,"N","Landfill Gas",{"$nulls":13},0.58809,0.58809,0.58809,0.58809]
["Bristol Plant","60222_G_C6",60222,"G","C6",null,"Landfill Gas",null,"S_C_TVA","Virginia",51,"Bristol City",520,"51520",0.3,13648,2015,9999,null,null,"N","Landfill Gas",{"$nulls":13},0.58809,0.58809,0.58809,0.58809]
["Valley View Solar","60247_G_VVS",60247,"G","VVS",null,"Solar PV",null,"WECC_CO","Colorado",8,"Weld",123,"08123",4,0,2015,9999,null,null,"N","Solar",{"$nulls":13},0,0,0,0]
["Prairie Breeze II","60262_G_GEN1",60262,"G","GEN1",null,"Onshore Wind",null,"SPP_NEBR","Nebraska",31,"Antelope",3,"31003",73.4,0,2015,9999,null,null,"N","Wind",{"$nulls":13},0,0,0,0]
["Bacliff","60264_G_BCGT3",60264,"G","BCGT3",91271,"Combustion Turbine","","ERC_REST","Texas",48,"Galveston",167,"48167",60,9086,2017,9999,null,null,"N","Natural Gas",{"$nulls":13},0.011,0.011,0.011,0.011]
["Mesquite Solar 3, LLC","60308_G_1",60308,"G","1",null,"Solar PV",null,"WECC_AZ","Arizona",4,"Maricopa",13,"04013",150,0,2016,9999,null,null,"N","Solar",{"$nulls":13},0,0,0,0]
["Hyline Solar Center, LLC","60331_G_HSC1",60331,"G","HSC1",null,"Solar PV",null,"WECC_PNW","Oregon",41,"Malheur",45,"41045",9,0,2016,9999,null,null,"N","Solar",{"$nulls":13},0,0,0,0]
["Turrill Solar Farm","60347_G_1",60347,"G","1",null,"Solar PV",null,"MIS_LMI","Michigan",26,"Lapeer",87,"26087",19.6,0,2017,9999,null,null,"N","Solar",{"$nulls":13},0,0,0,0]
["Panda Hummel Station LLC","60368_G_CTG1",60368,"G","CTG1",null,"Combined Cycle",null,"PJM_WMAC","Pennsylvania",42,"Snyder",109,"42109",226.3,6250,2018,9999,null,null,"N","Natural Gas",{"$nulls":4},"SCR",{"$nulls":8},0.011,0.011,0.011,0.011]
["ILR Landfill","60375_G_ILR1",60375,"G","ILR1",null,"Solar PV",null,"PJM_EMAC","New Jersey",34,"Middlesex",23,"34023",7.7,0,2016,9999,null,null,"N","Solar",{"$nulls":13},0,0,0,0]
["SJA Solar LLC-Solterra Monastery","60391_G_SJAPV",60391,"G","SJAPV",null,"Solar PV",null,"NENGREST","Massachusetts",25,"Worcester",27,"25027",20.1,0,2016,9999,null,null,"N","Solar",{"$nulls":13},0,0,0,0]
["Sullivan Solar, LLC","60410_G_SULPV",60410,"G","SULPV",null,"Solar PV",null,"MIS_INKY","Indiana",18,"Sullivan",153,"18153",5.2,0,2016,9999,null,null,"N","Solar",{"$nulls":13},0,0,0,0]
["Three Peaks Power","60432_G_TPP",60432,"G","TPP",null,"Solar PV",null,"WECC_UT","Utah",49,"Iron",21,"49021",80,0,2016,9999,null,null,"N","Solar",{"$nulls":13},0,0,0,0]
["Cummins, Inc","60453_G_CUMM",60453,"G","CUMM",null,"Solar PV",null,"NY_Z_A","New York",36,"Chautauqua",13,"36013",2,0,2015,9999,null,null,"N","Solar",{"$nulls":13},0,0,0,0]
["Longboat Solar, LLC","60485_G_PV1",60485,"G","PV1",null,"Solar PV",null,"WECC_SCE","California",6,"San Bernardino",71,"06071",20,0,2016,9999,null,null,"N","Solar",{"$nulls":13},0,0,0,0]
["Little Bay","60495_G_1",60495,"G","1",null,"Solar PV",null,"NENGREST","Rhode Island",44,"Providence",7,"44007",1.3,0,2014,9999,null,null,"N","Solar",{"$nulls":13},0,0,0,0]
["Stafford Hill Solar","60518_G_PV1",60518,"G","PV1",null,"Solar PV","","NENGREST","Vermont",50,"Rutland",21,"50021",2,0,2015,9999,null,null,"N","Solar",{"$nulls":13},0,0,0,0]
["Innovative Solar 31","60540_G_IS031",60540,"G","IS031",null,"Solar PV","","S_VACA","North Carolina",37,"Bladen",17,"37017",35,0,2017,9999,null,null,"N","Solar",{"$nulls":13},0,0,0,0]
["Marquette Energy Center","60559_G_MEC1",60559,"G","MEC1",null,"Combustion Turbine","IC Engine","MIS_WUMS","Michigan",26,"Marquette",103,"26103",16.7,11118,2017,9999,null,null,"N","Natural Gas",{"$nulls":13},2.66577,2.66577,2.66577,2.66577]
["Wadesboro Farm 2","60575_G_1",60575,"G","1",null,"Solar PV","","S_VACA","North Carolina",37,"Anson",7,"37007",5,0,2016,9999,null,null,"N","Solar",{"$nulls":13},0,0,0,0]
["Wayne Solar III LLC","60597_G_WYN3",60597,"G","WYN3",null,"Solar PV","","S_VACA","North Carolina",37,"Wayne",191,"37191",5,0,2014,9999,null,null,"N","Solar",{"$nulls":13},0,0,0,0]
["AEP Bluffton NaS","60618_G_1",60618,"G","1",null,"Energy Storage","","PJM_West","Ohio",39,"Allen",3,"39003",2,0,2008,9999,null,null,"N","Energy Storage",{"$nulls":13},0,0,0,0]
["Belchertown","60653_G_PV1",60653,"G","PV1",null,"Solar PV","","NENGREST","Massachusetts",25,"Hampshire",15,"25015",1,0,2015,9999,null,null,"N","Solar",{"$nulls":13},0,0,0,0]
["Baltimore City B","60664_G_PV1",60664,"G","PV1",null,"Solar PV","","PJM_EMAC","Maryland",24,"Harford",25,"24025",2,0,2015,9999,null,null,"N","Solar",{"$nulls":13},0,0,0,0]
["Canyon Del Oro High School Solar","60685_G_CDO1",60685,"G","CDO1",null,"Solar PV","","WECC_AZ","Arizona",4,"Pima",19,"04019",1,0,2016,9999,null,null,"N","Solar",{"$nulls":13},0,0,0,0]
["Wind Colebrook South","60700_G_WCS",60700,"G","WCS",null,"Onshore Wind","","NENG_CT","Connecticut",9,"Litchfield",5,"09005",1.1,0,2015,9999,null,null,"N","Wind",{"$nulls":13},0,0,0,0]
["Chisago Community Solar","60711_G_CCS2",60711,"G","CCS2",null,"Solar PV","","MIS_MNWI","Minnesota",27,"Chisago",25,"27025",0.9,0,2016,9999,null,null,"N","Solar",{"$nulls":13},0,0,0,0]
["Northfield Community Solar","60717_G_NCS3",60717,"G","NCS3",null,"Solar PV","","MIS_MNWI","Minnesota",27,"Dakota",37,"27037",0.9,0,2016,9999,null,null,"N","Solar",{"$nulls":13},0,0,0,0]
["Raritan Solar","60729_G_PV1",60729,"G","PV1",null,"Solar PV","","PJM_EMAC","New Jersey",34,"Hunterdon",19,"34019",7.5,0,2016,9999,null,null,"N","Solar",{"$nulls":13},0,0,0,0]
["SEPV Imperial Dixieland East","60745_G_SESI1",60745,"G","SESI1",null,"Solar PV","","WECC_IID","California",6,"Imperial",25,"06025",1.9,0,2016,9999,null,null,"N","Solar",{"$nulls":13},0,0,0,0]
["Holland Solar","60763_G_PV1",60763,"G","PV1",null,"Solar PV","","PJM_EMAC","New Jersey",34,"Hunterdon",19,"34019",3,0,2015,9999,null,null,"N","Solar",{"$nulls":13},0,0,0,0]
["Hew Fulton Farm, LLC","60778_G_1",60778,"G","1",null,"Solar PV","","S_VACA","North Carolina",37,"Scotland",165,"37165",5,0,2015,9999,null,null,"N","Solar",{"$nulls":13},0,0,0,0]
["ACCC Mays Landing","60802_G_PV1",60802,"G","PV1",null,"Solar PV","","PJM_EMAC","New Jersey",34,"Atlantic",1,"34001",1.4,0,2013,9999,null,null,"N","Solar",{"$nulls":13},0,0,0,0]
["Intel - Ocotillo Campus Solar","60822_G_PV1",60822,"G","PV1",null,"Solar PV","","WECC_AZ","Arizona",4,"Maricopa",13,"04013",2.8,0,2017,9999,null,null,"N","Solar",{"$nulls":13},0,0,0,0]
["River Terminal Development Solar","60843_G_RTD4",60843,"G","RTD4",null,"Solar PV","","PJM_EMAC","New Jersey",34,"Hudson",17,"34017",1,0,2011,9999,null,null,"N","Solar",{"$nulls":13},0,0,0,0]
["Eastern Iowa Solar","60876_G_EIS1",60876,"G","EIS1",null,"Solar PV","","MIS_MIDA","Iowa",19,"Muscatine",139,"19139",1.8,0,2016,9999,null,null,"N","Solar",{"$nulls":13},0,0,0,0]
["Pavant Solar III","60886_G_PSIII",60886,"G","PSIII",null,"Solar PV","","WECC_UT","Utah",49,"Millard",27,"49027",20,0,2016,9999,null,null,"N","Solar",{"$nulls":13},0,0,0,0]
["Oliver Wind III, LLC","60905_G_WT1",60905,"G","WT1",null,"Onshore Wind","","MIS_MAPP","North Dakota",38,"Morton",59,"38059",99.3,0,2017,9999,null,null,"N","Wind",{"$nulls":13},0,0,0,0]
["Red Oak Solar Farm, LLC","60929_G_RDOAK",60929,"G","RDOAK",null,"Solar PV","","S_VACA","North Carolina",37,"Nash",127,"37127",4.9,0,2016,9999,null,null,"N","Solar",{"$nulls":13},0,0,0,0]
["Mapleton Community Solar","60941_G_DMCS1",60941,"G","DMCS1",null,"Solar PV","","MIS_MNWI","Minnesota",27,"Blue Earth",13,"27013",0.9,0,2017,9999,null,null,"N","Solar",{"$nulls":13},0,0,0,0]
["Vega Community Solar","60944_G_NVCS3",60944,"G","NVCS3",null,"Solar PV","","MIS_MNWI","Minnesota",27,"Pope",121,"27121",0.9,0,2017,9999,null,null,"N","Solar",{"$nulls":13},0,0,0,0]
["Lind Solar CSG","60966_G_S0222",60966,"G","S0222",null,"Solar PV","","MIS_MNWI","Minnesota",27,"Carver",19,"27019",4.9,0,2017,9999,null,null,"N","Solar",{"$nulls":13},0,0,0,0]
["Onyx - Lamphear Road","60967_G_10016",60967,"G","10016",null,"Solar PV","","NY_Z_C&E","New York",36,"Oneida",65,"36065",2,0,2016,9999,null,null,"N","Solar",{"$nulls":13},0,0,0,0]
["Michael Solar","60971_G_PV1",60971,"G","PV1",null,"Solar PV","","MIS_MNWI","Minnesota",27,"Stearns",145,"27145",1,0,2017,9999,null,null,"N","Solar",{"$nulls":13},0,0,0,0]
["Michael Solar","60971_G_PV2",60971,"G","PV2",null,"Solar PV","","MIS_MNWI","Minnesota",27,"Stearns",145,"27145",1,0,2017,9999,null,null,"N","Solar",{"$nulls":13},0,0,0,0]
["Michael Solar","60971_G_PV3",60971,"G","PV3",null,"Solar PV","","MIS_MNWI","Minnesota",27,"Stearns",145,"27145",1,0,2017,9999,null,null,"N","Solar",{"$nulls":13},0,0,0,0]
["Glendale Battery Energy Storage System","60974_G_2BESS",60974,"G","2BESS",null,"Energy Storage","","WEC_LADW","California",6,"Los Angeles",37,"06037",2,0,2017,9999,null,null,"N","Energy Storage",{"$nulls":13},0,0,0,0]
["Whitney Point Solar","60975_G_WS532",60975,"G","WS532",null,"Solar PV","","WEC_CALN","California",6,"Fresno",19,"06019",20,0,2017,9999,null,null,"N","Solar",{"$nulls":13},0,0,0,0]
["OSLH, LLC","60976_G_PV1",60976,"G","PV1",null,"Solar PV","","WECC_PNW","Oregon",41,"Deschutes",17,"41017",9.9,0,2016,9999,null,null,"N","Solar",{"$nulls":13},0,0,0,0]
["CSUF State College","60978_G_PV1",60978,"G","PV1",null,"Solar PV","","WECC_SCE","California",6,"Orange",59,"06059",1.1,0,2016,9999,null,null,"N","Solar",{"$nulls":13},0,0,0,0]
["CSUF Nutwood Solar","60979_G_PV1",60979,"G","PV1",null,"Solar PV","","WECC_SCE","California",6,"Orange",59,"06059",2.2,0,2016,9999,null,null,"N","Solar",{"$nulls":13},0,0,0,0]
["ZV Solar 1","60980_G_PV1",60980,"G","PV1",null,"Solar PV","","S_VACA","North Carolina",37,"Robeson",155,"37155",5,0,2016,9999,null,null,"N","Solar",{"$nulls":13},0,0,0,0]
["NextEra Westside PV","60981_G_WS526",60981,"G","WS526",null,"Solar PV","","WEC_CALN","California",6,"Fresno",19,"06019",20,0,2017,9999,null,null,"N","Solar",{"$nulls":13},0,0,0,0]
["Atkinson Farm Solar","60982_G_1",60982,"G","1",null,"Solar PV","","S_VACA","North Carolina",37,"Duplin",61,"37061",5,0,2015,9999,null,null,"N","Solar",{"$nulls":13},0,0,0,0]
["Buckthorn Wind Project","60983_G_BWIND",60983,"G","BWIND",null,"Onshore Wind","","ERC_REST","Texas",48,"Erath",143,"48143",100.5,0,2017,9999,null,null,"N","Wind",{"$nulls":13},0,0,0,0]
["Lindberg Field Solar 2","60984_G_PV1",60984,"G","PV1",null,"Solar PV","","WEC_SDGE","California",6,"San Diego",73,"06073",1.9,0,2017,9999,null,null,"N","Solar",{"$nulls":13},0,0,0,0]
["Elizabethtown Solar","60985_G_ESPV",60985,"G","ESPV",null,"Solar PV","","PJM_EMAC","Pennsylvania",42,"Lancaster",71,"42071",2,0,2016,9999,null,null,"N","Solar",{"$nulls":13},0,0,0,0]
["AIS Solar Project","60986_G_SO212",60986,"G","SO212",null,"Solar PV","","NENGREST","Massachusetts",25,"Worcester",27,"25027",2.5,0,2016,9999,null,null,"N","Solar",{"$nulls":13},0,0,0,0]
["Santa Rita Wind Energy","60987_G_GEN1",60987,"G","GEN1",null,"Onshore Wind","","ERC_WEST","Texas",48,"Reagan",383,"48383",300,0,2018,9999,null,null,"N","Wind",{"$nulls":13},0,0,0,0]
["SolaireHolman Solar Project","60989_G_PV1",60989,"G","PV1",null,"Solar PV","","ERC_WEST","Texas",48,"Brewster",43,"48043",50,0,2017,9999,null,null,"N","Solar",{"$nulls":13},0,0,0,0]
["Florence Solar W3-080, LLC","60990_G_PV1",60990,"G","PV1",null,"Solar PV","","PJM_EMAC","New Jersey",34,"Burlington",5,"34005",7.9,0,2016,9999,null,null,"N","Solar",{"$nulls":13},0,0,0,0]
["Sterling I Wind Farm","60991_G_STER1",60991,"G","STER1",null,"Onshore Wind","","SPP_SPS","New Mexico",35,"Lea",25,"35025",29.9,0,2017,9999,null,null,"N","Wind",{"$nulls":13},0,0,0,0]
["Darlington Solar, LLC","60993_G_PV1",60993,"G","PV1",null,"Solar PV","","S_VACA","South Carolina",45,"Darlington",31,"45031",10,0,2016,9999,null,null,"N","Solar",{"$nulls":13},0,0,0,0]
["French's Landfill PV","60994_G_GEN1",60994,"G","GEN1",null,"Solar PV","","PJM_EMAC","New Jersey",34,"Ocean",29,"34029",0.5,0,2014,9999,null,null,"N","Solar",{"$nulls":13},0,0,0,0]
["Ramona Solar Energy","60995_G_1",60995,"G","1",null,"Solar PV","","WEC_SDGE","California",6,"San Diego",73,"06073",3.8,0,2017,9999,null,null,"N","Solar",{"$nulls":13},0,0,0,0]
["Iron Horse Battery Storage","60996_G_BA1",60996,"G","BA1",null,"Energy Storage","","WECC_AZ","Arizona",4,"Pima",19,"04019",10,0,2017,9999,null,null,"N","Energy Storage",{"$nulls":13},0,0,0,0]
["Iron Horse Battery Storage","60996_G_PV1",60996,"G","PV1",null,"Solar PV","","WECC_AZ","Arizona",4,"Pima",19,"04019",2,0,2017,9999,null,null,"N","Solar",{"$nulls":13},0,0,0,0]
["King Mill","61000_G_1",61000,"G","1",null,"Hydro","","S_SOU","Georgia",13,"Richmond",245,"13245",0.6,0,1944,9999,null,null,"N","Hydro",{"$nulls":13},0,0,0,0]
["King Mill","61000_G_2",61000,"G","2",null,"Hydro","","S_SOU","Georgia",13,"Richmond",245,"13245",1.4,0,1944,9999,null,null,"N","Hydro",{"$nulls":13},0,0,0,0]
["WED Portsmouth One, LLC","61002_G_PORT1",61002,"G","PORT1",null,"Onshore Wind","","NENGREST","Rhode Island",44,"Newport",5,"44005",1.5,0,2016,9999,null,null,"N","Wind",{"$nulls":13},0,0,0,0]
["Musgrave East Solar Farm","61003_G_CMUSW",61003,"G","CMUSW",null,"Solar PV","","NY_Z_C&E","New York",36,"Cayuga",11,"36011",2,0,2016,9999,null,null,"N","Solar",{"$nulls":13},0,0,0,0]
["Whirlpool Corporation - Ottawa Wind Farm","61004_G_W1",61004,"G","W1",null,"Onshore Wind","","PJM_West","Ohio",39,"Putnam",137,"39137",1.5,0,2017,9999,null,null,"N","Wind",{"$nulls":13},0,0,0,0]
["Whirlpool Corporation - Marion Wind Farm","61005_G_W1",61005,"G","W1",null,"Onshore Wind","","PJM_ATSI","Ohio",39,"Marion",101,"39101",1.5,0,2017,9999,null,null,"N","Wind",{"$nulls":13},0,0,0,0]
["Whirlpool Corporation - Marion Wind Farm","61005_G_W2",61005,"G","W2",null,"Onshore Wind","","PJM_ATSI","Ohio",39,"Marion",101,"39101",1.5,0,2017,9999,null,null,"N","Wind",{"$nulls":13},0,0,0,0]
["Whirlpool Corporation - Marion Wind Farm","61005_G_W3",61005,"G","W3",null,"Onshore Wind","","PJM_ATSI","Ohio",39,"Marion",101,"39101",1.5,0,2017,9999,null,null,"N","Wind",{"$nulls":13},0,0,0,0]
["SCDA Solar 1","61006_G_SCAIR",61006,"G","SCAIR",null,"Solar PV","","WEC_BANC","California",6,"Sacramento",67,"06067",7,0,2017,9999,null,null,"N","Solar",{"$nulls":13},0,0,0,0]
["Redbrook Solar 1","61007_G_REDBR",61007,"G","REDBR",null,"Solar PV","","NENGREST","Massachusetts",25,"Plymouth",23,"25023",4,0,2017,9999,null,null,"N","Solar",{"$nulls":13},0,0,0,0]
["Brook Street Solar 1","61008_G_BROOK",61008,"G","BROOK",null,"Solar PV","","NENGREST","Massachusetts",25,"Plymouth",23,"25023",5,0,2017,9999,null,null,"N","Solar",{"$nulls":13},0,0,0,0]
["Spring Street Solar 1 CSG","61009_G_SPRIN",61009,"G","SPRIN",null,"Solar PV","","NENGREST","Massachusetts",25,"Plymouth",23,"25023",2,0,2017,9999,null,null,"N","Solar",{"$nulls":13},0,0,0,0]
["Bullock Road Solar 1","61010_G_BULLO",61010,"G","BULLO",null,"Solar PV","","NENGREST","Massachusetts",25,"Bristol",5,"25005",3.9,0,2017,9999,null,null,"N","Solar",{"$nulls":13},0,0,0,0]
["Mill Seat Renewable Energy Facility","61012_G_GEN1",61012,"G","GEN1",null,"Landfill Gas","","NY_Z_B","New York",36,"Genesee",37,"36037",0.8,14242,2007,9999,null,null,"N","Landfill Gas",{"$nulls":13},0.24082,0.24082,0.24082,0.24082]
["Mill Seat Renewable Energy Facility","61012_G_GEN2",61012,"G","GEN2",null,"Landfill Gas","","NY_Z_B","New York",36,"Genesee",37,"36037",0.8,14242,2007,9999,null,null,"N","Landfill Gas",{"$nulls":13},0.24082,0.24082,0.24082,0.24082]
["Mill Seat Renewable Energy Facility","61012_G_GEN3",61012,"G","GEN3",null,"Landfill Gas","","NY_Z_B","New York",36,"Genesee",37,"36037",0.8,14242,2007,9999,null,null,"N","Landfill Gas",{"$nulls":13},0.24082,0.24082,0.24082,0.24082]
["Musgrave West Solar Farm","61015_G_CMUSW",61015,"G","CMUSW",null,"Solar PV","","NY_Z_C&E","New York",36,"Cayuga",11,"36011",2,0,2016,9999,null,null,"N","Solar",{"$nulls":13},0,0,0,0]
["Stafford St Solar 1","61016_G_STAF1",61016,"G","STAF1",null,"Solar PV","","NENGREST","Massachusetts",25,"Worcester",27,"25027",2,0,2017,9999,null,null,"N","Solar",{"$nulls":13},0,0,0,0]
["Stafford St Solar 2","61017_G_STAF2",61017,"G","STAF2",null,"Solar PV","","NENGREST","Massachusetts",25,"Worcester",27,"25027",2,0,2017,9999,null,null,"N","Solar",{"$nulls":13},0,0,0,0]
["Stafford St Solar 3","61018_G_STAF3",61018,"G","STAF3",null,"Solar PV","","NENGREST","Massachusetts",25,"Worcester",27,"25027",1,0,2017,9999,null,null,"N","Solar",{"$nulls":13},0,0,0,0]
["Siler 421 Farm, LLC","61019_G_SILER",61019,"G","SILER",null,"Solar PV","","S_VACA","North Carolina",37,"Chatham",37,"37037",4.9,0,2016,9999,null,null,"N","Solar",{"$nulls":13},0,0,0,0]
["Indian River Solar Center","61020_G_1",61020,"G","1",null,"Solar PV","","FRCC","Florida",12,"Indian River",61,"12061",74.5,0,2017,9999,null,null,"N","Solar",{"$nulls":13},0,0,0,0]
["Horizon Solar Energy Center","61021_G_1",61021,"G","1",null,"Solar PV","","FRCC","Florida",12,"Putnam",107,"12107",74.5,0,2017,9999,null,null,"N","Solar",{"$nulls":13},0,0,0,0]
["Coral Farms Solar Energy Center","61022_G_1",61022,"G","1",null,"Solar PV","","FRCC","Florida",12,"Putnam",107,"12107",74.5,0,2017,9999,null,null,"N","Solar",{"$nulls":13},0,0,0,0]
["Hammock Solar","61024_G_1",61024,"G","1",null,"Solar PV","","FRCC","Florida",12,"Hendry",51,"12051",74.5,0,2017,9999,null,null,"N","Solar",{"$nulls":13},0,0,0,0]
["Montefiore - Westchester Square","61025_G_EGEN1",61025,"G","EGEN1",null,"Combustion Turbine","IC Engine","NY_Z_J","New York",36,"Bronx",5,"36005",1,14410,1983,9999,null,null,"N","Distillate Fuel Oil",{"$nulls":13},0.4707,0.4707,0.4707,0.4707]
["New York Presbyterian Hospital-168th St","61026_G_CHNY1",61026,"G","CHNY1",null,"Combustion Turbine","IC Engine","NY_Z_J","New York",36,"New York",61,"36061",2,14397,2003,9999,null,null,"N","Distillate Fuel Oil",{"$nulls":13},0.47113,0.47113,0.47113,0.47113]
["New York Presbyterian Hospital-168th St","61026_G_CHNY2",61026,"G","CHNY2",null,"Combustion Turbine","IC Engine","NY_Z_J","New York",36,"New York",61,"36061",2,14397,2003,9999,null,null,"N","Distillate Fuel Oil",{"$nulls":13},0.47113,0.47113,0.47113,0.47113]
["New York Presbyterian Hospital-168th St","61026_G_GARG",61026,"G","GARG",null,"Combustion Turbine","IC Engine","NY_Z_J","New York",36,"New York",61,"36061",0.1,14397,2000,9999,null,null,"N","Distillate Fuel Oil",{"$nulls":13},0.50835,0.50835,0.50835,0.50835]
["New York Presbyterian Hospital-168th St","61026_G_MHB1",61026,"G","MHB1",null,"Combustion Turbine","IC Engine","NY_Z_J","New York",36,"New York",61,"36061",2,14397,2000,9999,null,null,"N","Distillate Fuel Oil",{"$nulls":13},0.47113,0.47113,0.47113,0.47113]
["New York Presbyterian Hospital-168th St","61026_G_MHB2",61026,"G","MHB2",null,"Combustion Turbine","IC Engine","NY_Z_J","New York",36,"New York",61,"36061",1.4,14397,2000,9999,null,null,"N","Distillate Fuel Oil",{"$nulls":13},0.47113,0.47113,0.47113,0.47113]
["New York Presbyterian Hospital-168th St","61026_G_MHB3",61026,"G","MHB3",null,"Combustion Turbine","IC Engine","NY_Z_J","New York",36,"New York",61,"36061",1.4,14397,2000,9999,null,null,"N","Distillate Fuel Oil",{"$nulls":13},0.47113,0.47113,0.47113,0.47113]
["New York Presbyterian Hospital-168th St","61026_G_MHB4",61026,"G","MHB4",null,"Combustion Turbine","IC Engine","NY_Z_J","New York",36,"New York",61,"36061",1.5,14397,2008,9999,null,null,"N","Distillate Fuel Oil",{"$nulls":13},0.47113,0.47113,0.47113,0.47113]
["New York Presbyterian Hospital-168th St","61026_G_MHB5",61026,"G","MHB5",null,"Combustion Turbine","IC Engine","NY_Z_J","New York",36,"New York",61,"36061",1.5,14397,2008,9999,null,null,"N","Distillate Fuel Oil",{"$nulls":13},0.47113,0.47113,0.47113,0.47113]
["Pacific Ethanol Stockton Cogen Plant","61027_G_PESCT",61027,"G","PESCT",null,"Combustion Turbine","","WEC_CALN","California",6,"San Joaquin",77,"06077",3.6,9086,2016,9999,null,null,"N","Natural Gas",{"$nulls":13},0.011,0.011,0.011,0.011]
["Blue Cypress Solar Energy Center","61029_G_1",61029,"G","1",null,"Solar PV","","FRCC","Florida",12,"Indian River",61,"12061",74.5,0,2018,9999,null,null,"N","Solar",{"$nulls":13},0,0,0,0]
["Harford Solar Farm","61030_G_CMUSW",61030,"G","CMUSW",null,"Solar PV","","NY_Z_C&E","New York",36,"Tompkins",109,"36109",2,0,2016,9999,null,null,"N","Solar",{"$nulls":13},0,0,0,0]
["Floyd Road Solar Farm","61031_G_PV1",61031,"G","PV1",null,"Solar PV","","PJM_Dom","North Carolina",37,"Northampton",131,"37131",5,0,2017,9999,null,null,"N","Solar",{"$nulls":13},0,0,0,0]
["Deerfield Wind LLC","61039_G_WT1",61039,"G","WT1",null,"Onshore Wind","","NENGREST","Vermont",50,"Bennington",3,"50003",30,0,2017,9999,null,null,"N","Wind",{"$nulls":13},0,0,0,0]
["Twin Buttes II Wind","61040_G_WT1",61040,"G","WT1",null,"Onshore Wind","","WECC_CO","Colorado",8,"Prowers",99,"08099",75,0,2017,9999,null,null,"N","Wind",{"$nulls":13},0,0,0,0]
["Canandaigua Westbrook Solar Array","61042_G_PV1",61042,"G","PV1",null,"Solar PV","","NY_Z_C&E","New York",36,"Ontario",69,"36069",2,0,2017,9999,null,null,"N","Solar",{"$nulls":13},0,0,0,0]
["Canandaigua Solar Array","61043_G_PV1",61043,"G","PV1",null,"Solar PV","","NY_Z_C&E","New York",36,"Ontario",69,"36069",2,0,2016,9999,null,null,"N","Solar",{"$nulls":13},0,0,0,0]
["La Joya NM","61044_G_WT1",61044,"G","WT1",null,"Onshore Wind","","WECC_NM","New Mexico",35,"Torrance",57,"35057",400,0,2018,9999,null,null,"N","Wind",{"$nulls":13},0,0,0,0]
["Lund Hill","61045_G_WT1",61045,"G","WT1",null,"Onshore Wind","","WECC_PNW","Washington",53,"Klickitat",39,"53039",60,0,2018,9999,null,null,"N","Wind",{"$nulls":13},0,0,0,0]
["Tatanka Ridge","61046_G_WT1",61046,"G","WT1",null,"Onshore Wind","","SPP_WAUE","South Dakota",46,"Deuel",39,"46039",98,0,2019,9999,null,null,"N","Wind",{"$nulls":13},0,0,0,0]
["Gala Solar","61048_G_PV1",61048,"G","PV1",null,"Solar PV","","WECC_PNW","Oregon",41,"Crook",13,"41013",56,0,2018,9999,null,null,"N","Solar",{"$nulls":13},0,0,0,0]
["Wildflower Solar Energy Center","61050_G_1",61050,"G","1",null,"Solar PV","","FRCC","Florida",12,"Desoto",27,"12027",74.5,0,2017,9999,null,null,"N","Solar",{"$nulls":13},0,0,0,0]
["Loggerhead Solar Energy Center","61052_G_1",61052,"G","1",null,"Solar PV","","FRCC","Florida",12,"St Lucie",111,"12111",74.5,0,2018,9999,null,null,"N","Solar",{"$nulls":13},0,0,0,0]
["Greenfield Solar Park","61053_G_SGREE",61053,"G","SGREE",null,"Solar PV","","MIS_INKY","Indiana",18,"Hancock",59,"18059",2.8,0,2017,9999,null,null,"N","Solar",{"$nulls":13},0,0,0,0]
["IMPA Anderson Solar Park 2","61054_G_SAND2",61054,"G","SAND2",null,"Solar PV","","PJM_West","Indiana",18,"Madison",95,"18095",8.1,0,2017,9999,null,null,"N","Solar",{"$nulls":13},0,0,0,0]
["DG AMP Solar Front Royal","61055_G_AMPFR",61055,"G","AMPFR",null,"Solar PV","","PJM_AP","Virginia",51,"Warren",187,"51187",2.5,0,2017,9999,null,null,"N","Solar",{"$nulls":13},0,0,0,0]
["Foundation CDCR LAC","61066_G_WTG1",61066,"G","WTG1",null,"Onshore Wind","","WEC_LADW","California",6,"Los Angeles",37,"06037",1.9,0,2017,9999,null,null,"N","Wind",{"$nulls":13},0,0,0,0]
["Foundation Scheid Vineyards","61067_G_WTG1",61067,"G","WTG1",null,"Onshore Wind","","WEC_CALN","California",6,"Monterey",53,"06053",1.9,0,2017,9999,null,null,"N","Wind",{"$nulls":13},0,0,0,0]
["BWC Wading River One, Two, Three","61069_G_62381",61069,"G","62381",null,"Solar PV","","NENGREST","Massachusetts",25,"Worcester",27,"25027",3,0,2017,9999,null,null,"N","Solar",{"$nulls":13},0,0,0,0]
["Saratoga Wind Farm","61070_G_SWE",61070,"G","SWE",null,"Onshore Wind","","MIS_IA","Iowa",19,"Howard",89,"19089",66,0,2018,9999,null,null,"N","Wind",{"$nulls":13},0,0,0,0]
["Lemond Solar","61072_G_LEMND",61072,"G","LEMND",null,"Solar PV","","MIS_MNWI","Minnesota",27,"Steele",147,"27147",5,0,2017,9999,null,null,"N","Solar",{"$nulls":13},0,0,0,0]
["Pemberton Road I","61073_G_PEMB1",61073,"G","PEMB1",null,"Solar PV","","PJM_EMAC","New Jersey",34,"Burlington",5,"34005",9.9,0,2017,9999,null,null,"N","Solar",{"$nulls":13},0,0,0,0]
["Pemberton Road II","61074_G_PEMB2",61074,"G","PEMB2",null,"Solar PV","","PJM_EMAC","New Jersey",34,"Burlington",5,"34005",9.9,0,2017,9999,null,null,"N","Solar",{"$nulls":13},0,0,0,0]
["City of Shelby Electric Distribution","61076_G_PSG1",61076,"G","PSG1",null,"Combustion Turbine","IC Engine","PJM_West","Ohio",39,"Richland",139,"39139",1.8,14397,2016,9999,null,null,"N","Distillate Fuel Oil",{"$nulls":13},3.16,3.16,3.16,3.16]
["Luning Energy","61084_G_LNING",61084,"G","LNING",null,"Solar PV","","WECC_NNV","Nevada",32,"Mineral",21,"32021",50,0,2017,9999,null,null,"N","Solar",{"$nulls":13},0,0,0,0]
["Stone Solar","61085_G_1",61085,"G","1",null,"Solar PV","","S_VACA","North Carolina",37,"Robeson",155,"37155",5,0,2016,9999,null,null,"N","Solar",{"$nulls":13},0,0,0,0]
["Tripple State Farm","61086_G_1",61086,"G","1",null,"Solar PV","","S_VACA","North Carolina",37,"Iredell",97,"37097",5,0,2016,9999,null,null,"N","Solar",{"$nulls":13},0,0,0,0]
["Wadesboro Farm 1","61087_G_1",61087,"G","1",null,"Solar PV","","S_VACA","North Carolina",37,"Anson",7,"37007",5,0,2015,9999,null,null,"N","Solar",{"$nulls":13},0,0,0,0]
["Delco Farm","61088_G_1",61088,"G","1",null,"Solar PV","","S_VACA","North Carolina",37,"Columbus",47,"37047",5,0,2016,9999,null,null,"N","Solar",{"$nulls":13},0,0,0,0]
["Fisher Solar Farm - NC","61089_G_1",61089,"G","1",null,"Solar PV","","S_VACA","North Carolina",37,"Stanly",167,"37167",5,0,2015,9999,null,null,"N","Solar",{"$nulls":13},0,0,0,0]
["Kinston Davis Farm","61090_G_1",61090,"G","1",null,"Solar PV","","S_VACA","North Carolina",37,"Lenoir",107,"37107",5,0,2015,9999,null,null,"N","Solar",{"$nulls":13},0,0,0,0]
["Laurinburg Farm","61091_G_1",61091,"G","1",null,"Solar PV","","S_VACA","North Carolina",37,"Scotland",165,"37165",5,0,2015,9999,null,null,"N","Solar",{"$nulls":13},0,0,0,0]
["Independence Solar Farm","61092_G_IPL1",61092,"G","IPL1",null,"Solar PV","","SPP_N","Missouri",29,"Jackson",95,"29095",3,0,2017,9999,null,null,"N","Solar",{"$nulls":13},0,0,0,0]
["Mills Anson Farm","61093_G_1",61093,"G","1",null,"Solar PV","","S_VACA","North Carolina",37,"Anson",7,"37007",5,0,2016,9999,null,null,"N","Solar",{"$nulls":13},0,0,0,0]
["Old Wire Farm","61094_G_1",61094,"G","1",null,"Solar PV","","S_VACA","North Carolina",37,"Scotland",165,"37165",5,0,2016,9999,null,null,"N","Solar",{"$nulls":13},0,0,0,0]
["Railroad Farm 2","61095_G_1",61095,"G","1",null,"Solar PV","","S_VACA","North Carolina",37,"Robeson",155,"37155",5,0,2014,9999,null,null,"N","Solar",{"$nulls":13},0,0,0,0]
["Sampson Solar","61096_G_1",61096,"G","1",null,"Solar PV","","S_VACA","North Carolina",37,"Sampson",163,"37163",2,0,2015,9999,null,null,"N","Solar",{"$nulls":13},0,0,0,0]
["Syncarpha Freetown","61097_G_SYNFR",61097,"G","SYNFR",null,"Solar PV","","NENGREST","Massachusetts",25,"Bristol",5,"25005",3.9,0,2016,9999,null,null,"N","Solar",{"$nulls":13},0,0,0,0]
["Pima Community College","61104_G_PV1",61104,"G","PV1",null,"Solar PV","","WECC_AZ","Arizona",4,"Pima",19,"04019",1.3,0,2017,9999,null,null,"N","Solar",{"$nulls":13},0,0,0,0]
["Vanadium Redox Flow Battery Plant","61107_G_VRF",61107,"G","VRF",null,"Energy Storage","","WEC_SDGE","California",6,"San Diego",73,"06073",2,0,2017,9999,null,null,"N","Energy Storage",{"$nulls":13},0,0,0,0]
["Manteca Land PV","61115_G_MANT1",61115,"G","MANT1",null,"Solar PV","","WEC_CALN","California",6,"San Joaquin",77,"06077",1,0,2017,9999,null,null,"N","Solar",{"$nulls":13},0,0,0,0]
["Delano Land 1","61116_G_DELA1",61116,"G","DELA1",null,"Solar PV","","WECC_SCE","California",6,"Kern",29,"06029",1,0,2017,9999,null,null,"N","Solar",{"$nulls":13},0,0,0,0]
["Bakersfield PV 1","61117_G_BAKE1",61117,"G","BAKE1",null,"Solar PV","","WECC_SCE","California",6,"Kern",29,"06029",5.3,0,2017,9999,null,null,"N","Solar",{"$nulls":13},0,0,0,0]
["Bakersfield Industrial PV 1","61118_G_BIND1",61118,"G","BIND1",null,"Solar PV","","WECC_SCE","California",6,"Kern",29,"06029",1,0,2017,9999,null,null,"N","Solar",{"$nulls":13},0,0,0,0]
["Quichapa 1","61119_G_W5519",61119,"G","W5519",null,"Solar PV","","WECC_UT","Utah",49,"Iron",21,"49021",3,0,2016,9999,null,null,"N","Solar",{"$nulls":13},0,0,0,0]
["Quichapa 2","61120_G_W5520",61120,"G","W5520",null,"Solar PV","","WECC_UT","Utah",49,"Iron",21,"49021",3,0,2016,9999,null,null,"N","Solar",{"$nulls":13},0,0,0,0]
["Quichapa 3","61121_G_W5521",61121,"G","W5521",null,"Solar PV","","WECC_UT","Utah",49,"Iron",21,"49021",3,0,2016,9999,null,null,"N","Solar",{"$nulls":13},0,0,0,0]
["Elizabeth Mines Solar 1","61124_G_EMS1",61124,"G","EMS1",null,"Solar PV","","NENGREST","Vermont",50,"Orange",17,"50017",5,0,2017,9999,null,null,"N","Solar",{"$nulls":13},0,0,0,0]
["Nebraska Valley Solar Farm","61125_G_NVSF",61125,"G","NVSF",null,"Solar PV","","NENGREST","Vermont",50,"Lamoille",15,"50015",1,0,2016,9999,null,null,"N","Solar",{"$nulls":13},0,0,0,0]
["Tolson Solar","61131_G_12345",61131,"G","12345",null,"Solar PV","","S_VACA","North Carolina",37,"Edgecombe",65,"37065",3,0,2015,9999,null,null,"N","Solar",{"$nulls":13},0,0,0,0]
["Phelps 158 Solar Farm","61134_G_15800",61134,"G","15800",null,"Solar PV","","PJM_Dom","North Carolina",37,"Northampton",131,"37131",5,0,2017,9999,null,null,"N","Solar",{"$nulls":13},0,0,0,0]
["Lebanon Solar Farm (MO)","61135_G_LSF1",61135,"G","LSF1",null,"Solar PV","","SPP_N","Missouri",29,"Laclede",105,"29105",2.5,0,2017,9999,null,null,"N","Solar",{"$nulls":13},0,0,0,0]
["Brown County LFGTE Power Station","61145_G_GM01",61145,"G","GM01",null,"Landfill Gas","","PJM_West","Ohio",39,"Brown",15,"39015",1.5,18000,2017,9999,null,null,"N","Landfill Gas",{"$nulls":13},0.09,0.09,0.09,0.09]
["Brown County LFGTE Power Station","61145_G_GM02",61145,"G","GM02",null,"Landfill Gas","","PJM_West","Ohio",39,"Brown",15,"39015",1.5,18000,2017,9999,null,null,"N","Landfill Gas",{"$nulls":13},0.09,0.09,0.09,0.09]
["Brown County LFGTE Power Station","61145_G_GM03",61145,"G","GM03",null,"Landfill Gas","","PJM_West","Ohio",39,"Brown",15,"39015",1.5,18000,2017,9999,null,null,"N","Landfill Gas",{"$nulls":13},0.09,0.09,0.09,0.09]
["Intel Folsom Phase 3","61152_G_PV1",61152,"G","PV1",null,"Solar PV","","WEC_BANC","California",6,"Sacramento",67,"06067",5.2,0,2016,9999,null,null,"N","Solar",{"$nulls":13},0,0,0,0]
["AT&T Holger","61153_G_AT057",61153,"G","AT057",null,"Fuel Cell","","WEC_CALN","California",6,"Santa Clara",85,"06085",1.3,8653,2016,9999,null,null,"N","Natural Gas",{"$nulls":13},0,0,0,0]
["AT&T Anaheim","61154_G_AT058",61154,"G","AT058",null,"Fuel Cell","","WECC_SCE","California",6,"Orange",59,"06059",1.3,8653,2016,9999,null,null,"N","Natural Gas",{"$nulls":13},0,0,0,0]
["Big Timber Wind Farm","61155_G_BT-MT",61155,"G","BT-MT",null,"Onshore Wind","","WECC_MT","Montana",30,"Sweet Grass",97,"30097",25,0,2017,9999,null,null,"N","Wind",{"$nulls":13},0,0,0,0]
["St. Pauls Solar 2","61156_G_STPAU",61156,"G","STPAU",null,"Solar PV","","S_VACA","North Carolina",37,"Robeson",155,"37155",5,0,2017,9999,null,null,"N","Solar",{"$nulls":13},0,0,0,0]
["Boaz Farm Solar","61157_G_BOAZF",61157,"G","BOAZF",null,"Solar PV","","S_VACA","North Carolina",37,"Lee",105,"37105",5,0,2017,9999,null,null,"N","Solar",{"$nulls":13},0,0,0,0]
["Bizzell Church Solar 2","61158_G_BIZZE",61158,"G","BIZZE",null,"Solar PV","","S_VACA","North Carolina",37,"Johnston",101,"37101",5,0,2017,9999,null,null,"N","Solar",{"$nulls":13},0,0,0,0]
["MILL SOLAR 1","61160_G_MILL1",61160,"G","MILL1",null,"Solar PV","","S_VACA","North Carolina",37,"Iredell",97,"37097",1.4,0,2015,9999,null,null,"N","Solar",{"$nulls":13},0,0,0,0]
["RB Manufacturing LLC Belle Mead NJ","61162_G_RBBM",61162,"G","RBBM",null,"Solar PV","","PJM_EMAC","New Jersey",34,"Somerset",35,"34035",1.5,0,2016,9999,null,null,"N","Solar",{"$nulls":13},0,0,0,0]
["Onset East Solar Facility","61163_G_ONSE",61163,"G","ONSE",null,"Solar PV","","NENGREST","Massachusetts",25,"Plymouth",23,"25023",1,0,2016,9999,null,null,"N","Solar",{"$nulls":13},0,0,0,0]
["Onset West Solar Facility","61164_G_ONSW",61164,"G","ONSW",null,"Solar PV","","NENGREST","Massachusetts",25,"Plymouth",23,"25023",1,0,2016,9999,null,null,"N","Solar",{"$nulls":13},0,0,0,0]
["Columbus Solar Project","61165_G_88029",61165,"G","88029",null,"Solar PV","","WECC_NM","New Mexico",35,"Luna",29,"35029",1.9,0,2017,9999,null,null,"N","Solar",{"$nulls":13},0,0,0,0]
["IKEA Miami 327","61173_G_PV",61173,"G","PV",null,"Solar PV","","FRCC","Florida",12,"Miami Dade",86,"12086",1,0,2015,9999,null,null,"N","Solar",{"$nulls":13},0,0,0,0]
["Caelum Community Solar","61180_G_PCCS1",61180,"G","PCCS1",null,"Solar PV","","MIS_MNWI","Minnesota",27,"Benton",9,"27009",0.9,0,2017,9999,null,null,"N","Solar",{"$nulls":13},0,0,0,0]
["Caelum Community Solar","61180_G_PCCS2",61180,"G","PCCS2",null,"Solar PV","","MIS_MNWI","Minnesota",27,"Benton",9,"27009",0.9,0,2017,9999,null,null,"N","Solar",{"$nulls":13},0,0,0,0]
["Andromeda Community Solar","61181_G_OACS1",61181,"G","OACS1",null,"Solar PV","","MIS_MNWI","Minnesota",27,"Mcleod",85,"27085",0.9,0,2017,9999,null,null,"N","Solar",{"$nulls":13},0,0,0,0]
["Andromeda Community Solar","61181_G_OACS2",61181,"G","OACS2",null,"Solar PV","","MIS_MNWI","Minnesota",27,"Mcleod",85,"27085",0.9,0,2017,9999,null,null,"N","Solar",{"$nulls":13},0,0,0,0]
["Andromeda Community Solar","61181_G_OACS3",61181,"G","OACS3",null,"Solar PV","","MIS_MNWI","Minnesota",27,"Mcleod",85,"27085",0.9,0,2017,9999,null,null,"N","Solar",{"$nulls":13},0,0,0,0]
["Andromeda Community Solar","61181_G_OACS4",61181,"G","OACS4",null,"Solar PV","","MIS_MNWI","Minnesota",27,"Mcleod",85,"27085",0.9,0,2017,9999,null,null,"N","Solar",{"$nulls":13},0,0,0,0]
["Andromeda Community Solar","61181_G_OACS5",61181,"G","OACS5",null,"Solar PV","","MIS_MNWI","Minnesota",27,"Mcleod",85,"27085",0.9,0,2017,9999,null,null,"N","Solar",{"$nulls":13},0,0,0,0]
["Pfeffers","61185_G_SO147",61185,"G","SO147",null,"Solar PV","","PJM_SMAC","Maryland",24,"Baltimore",5,"24005",1,0,2016,9999,null,null,"N","Solar",{"$nulls":13},0,0,0,0]
["Boston Medical Center CHP Plant","61186_G_COGEN",61186,"G","COGEN",null,"Combustion Turbine","IC Engine","NENGREST","Massachusetts",25,"Suffolk",25,"25025",2,12194,2017,9999,null,null,"N","Natural Gas",{"$nulls":13},1.97725,1.97725,1.97725,1.97725]
["Century Drive Solar Farm","61187_G_CENT1",61187,"G","CENT1",null,"Solar PV","","S_VACA","North Carolina",37,"Wake",183,"37183",1,0,2014,9999,null,null,"N","Solar",{"$nulls":13},0,0,0,0]
["Shavano Falls Hydro","61189_G_GEN1",61189,"G","GEN1",null,"Hydro","","WECC_CO","Colorado",8,"Montrose",85,"08085",2.8,0,2015,9999,null,null,"N","Hydro",{"$nulls":13},0,0,0,0]
["Shavano Falls Hydro Drop 4","61190_G_GEN1",61190,"G","GEN1",null,"Hydro","","WECC_CO","Colorado",8,"Montrose",85,"08085",4.5,0,2015,9999,null,null,"N","Hydro",{"$nulls":13},0,0,0,0]
["Drop 5","61191_G_GEN1",61191,"G","GEN1",null,"Hydro","","WECC_CO","Colorado",8,"Montrose",85,"08085",2.4,0,2017,9999,null,null,"N","Hydro",{"$nulls":13},0,0,0,0]
["IKEA Joliet Rooftop PV System","61192_G_PV",61192,"G","PV",null,"Solar PV","","PJM_COMD","Illinois",17,"Will",197,"17197",2,0,2017,9999,null,null,"N","Solar",{"$nulls":13},0,0,0,0]
["IKEA Las Vegas 462","61193_G_PV",61193,"G","PV",null,"Solar PV","","WECC_SNV","Nevada",32,"Clark",3,"32003",1,0,2016,9999,null,null,"N","Solar",{"$nulls":13},0,0,0,0]
["Pima Energy Storage System","61197_G_PIMA",61197,"G","PIMA",null,"Energy Storage","","WECC_AZ","Arizona",4,"Pima",19,"04019",10,0,2017,9999,null,null,"N","Energy Storage",{"$nulls":13},0,0,0,0]
["Merck - Upper Gwynedd Solar Array","61198_G_SA-1",61198,"G","SA-1",null,"Solar PV","","PJM_EMAC","Pennsylvania",42,"Montgomery",91,"42091",1.5,0,2011,9999,null,null,"N","Solar",{"$nulls":13},0,0,0,0]
["T0588 Phoenix - AZ","61199_G_PV1",61199,"G","PV1",null,"Solar PV","","WECC_AZ","Arizona",4,"Maricopa",13,"04013",1.2,0,2017,9999,null,null,"N","Solar",{"$nulls":13},0,0,0,0]
["Bandera Electric Coop PV","61205_G_PV1",61205,"G","PV1",null,"Solar PV","","ERC_REST","Texas",48,"Real",385,"48385",1.5,0,2017,9999,null,null,"N","Solar",{"$nulls":13},0,0,0,0]
["Onyx - Allen Harim","61206_G_10021",61206,"G","10021",null,"Solar PV","","PJM_EMAC","Delaware",10,"Sussex",5,"10005",1.5,0,2017,9999,null,null,"N","Solar",{"$nulls":13},0,0,0,0]
["Green Island Hydroelectric Station","61207_G_UNIT1",61207,"G","UNIT1",null,"Hydro","","NY_Z_F","New York",36,"Albany",1,"36001",1.5,0,1922,9999,null,null,"N","Hydro",{"$nulls":13},0,0,0,0]
["Green Island Hydroelectric Station","61207_G_UNIT2",61207,"G","UNIT2",null,"Hydro","","NY_Z_F","New York",36,"Albany",1,"36001",1.5,0,1922,9999,null,null,"N","Hydro",{"$nulls":13},0,0,0,0]
["Green Island Hydroelectric Station","61207_G_UNIT3",61207,"G","UNIT3",null,"Hydro","","NY_Z_F","New York",36,"Albany",1,"36001",1.5,0,1922,9999,null,null,"N","Hydro",{"$nulls":13},0,0,0,0]
["Green Island Hydroelectric Station","61207_G_UNIT4",61207,"G","UNIT4",null,"Hydro","","NY_Z_F","New York",36,"Albany",1,"36001",1.5,0,1922,9999,null,null,"N","Hydro",{"$nulls":13},0,0,0,0]
["Gulfport Naval Base CSG PV System","61208_G_PV1",61208,"G","PV1",null,"Solar PV","","S_SOU","Mississippi",28,"Harrison",47,"28047",3.5,0,2017,9999,null,null,"N","Solar",{"$nulls":13},0,0,0,0]
["Sacramento Regional County Sanitation PV","61209_G_PV1",61209,"G","PV1",null,"Solar PV","","WEC_BANC","California",6,"Sacramento",67,"06067",3.5,0,2017,9999,null,null,"N","Solar",{"$nulls":13},0,0,0,0]
["Finger Lakes Solar I","61210_G_FLS1",61210,"G","FLS1",null,"Solar PV","","NY_Z_C&E","New York",36,"Ontario",69,"36069",1.9,0,2016,9999,null,null,"N","Solar",{"$nulls":13},0,0,0,0]
["IKEA Memphis 508","61211_G_PV",61211,"G","PV",null,"Solar PV","","S_C_TVA","Tennessee",47,"Shelby",157,"47157",1.1,0,2016,9999,null,null,"N","Solar",{"$nulls":13},0,0,0,0]
["Head of U Canal Hydro Project","61217_G_HY1",61217,"G","HY1",null,"Hydro","","WECC_ID","Idaho",16,"Jerome",53,"16053",1.2,0,2015,9999,null,null,"N","Hydro",{"$nulls":13},0,0,0,0]
["Spencer Farm, LLC","61220_G_1",61220,"G","1",null,"Solar PV","","S_VACA","North Carolina",37,"Rowan",159,"37159",5,0,2017,9999,null,null,"N","Solar",{"$nulls":13},0,0,0,0]
["Chillicothe Solar Farm","61223_G_CHSF1",61223,"G","CHSF1",null,"Solar PV","","MIS_MO","Missouri",29,"Livingston",117,"29117",2.5,0,2017,9999,null,null,"N","Solar",{"$nulls":13},0,0,0,0]
["350 Clark Solar, NG, LLC","61224_G_5400",61224,"G","5400",null,"Solar PV","","PJM_EMAC","New Jersey",34,"Morris",27,"34027",1.2,0,2011,9999,null,null,"N","Solar",{"$nulls":13},0,0,0,0]
["433 Purchase Solar NG, LLC","61237_G_5402",61237,"G","5402",null,"Solar PV","","NENGREST","Massachusetts",25,"Bristol",5,"25005",2,0,2012,9999,null,null,"N","Solar",{"$nulls":13},0,0,0,0]
["NY - Presbyt. Hospital - 525 E 68TH St","61238_G_ANX1",61238,"G","ANX1",null,"Combustion Turbine","IC Engine","NY_Z_J","New York",36,"New York",61,"36061",2.5,14397,2016,9999,null,null,"N","Distillate Fuel Oil",{"$nulls":13},0.47113,0.47113,0.47113,0.47113]
["NY - Presbyt. Hospital - 525 E 68TH St","61238_G_ANX2",61238,"G","ANX2",null,"Combustion Turbine","IC Engine","NY_Z_J","New York",36,"New York",61,"36061",2.5,14397,2016,9999,null,null,"N","Distillate Fuel Oil",{"$nulls":13},0.47113,0.47113,0.47113,0.47113]
["NY - Presbyt. Hospital - 525 E 68TH St","61238_G_CGTB",61238,"G","CGTB",null,"Combustion Turbine","","NY_Z_J","New York",36,"New York",61,"36061",7.7,12445,2009,9999,null,null,"N","Natural Gas",{"$nulls":13},0.0951,0.0951,0.0951,0.0951]
["NY - Presbyt. Hospital - 525 E 68TH St","61238_G_GRB1",61238,"G","GRB1",null,"Combustion Turbine","IC Engine","NY_Z_J","New York",36,"New York",61,"36061",1.4,14397,1997,9999,null,null,"N","Distillate Fuel Oil",{"$nulls":13},0.47113,0.47113,0.47113,0.47113]
["NY - Presbyt. Hospital - 525 E 68TH St","61238_G_GRB2",61238,"G","GRB2",null,"Combustion Turbine","IC Engine","NY_Z_J","New York",36,"New York",61,"36061",1.4,14397,1997,9999,null,null,"N","Distillate Fuel Oil",{"$nulls":13},0.47113,0.47113,0.47113,0.47113]
["NY - Presbyt. Hospital - 525 E 68TH St","61238_G_GRB3",61238,"G","GRB3",null,"Combustion Turbine","IC Engine","NY_Z_J","New York",36,"New York",61,"36061",1.4,14397,1997,9999,null,null,"N","Distillate Fuel Oil",{"$nulls":13},0.47113,0.47113,0.47113,0.47113]
["NY - Presbyt. Hospital - 525 E 68TH St","61238_G_GRB4",61238,"G","GRB4",null,"Combustion Turbine","IC Engine","NY_Z_J","New York",36,"New York",61,"36061",1.5,14397,2008,9999,null,null,"N","Distillate Fuel Oil",{"$nulls":13},0.47113,0.47113,0.47113,0.47113]
["Victoria City Power LLC","61241_G_VC-1",61241,"G","VC-1",null,"Combustion Turbine","","ERC_REST","Texas",48,"Victoria",469,"48469",43,9086,2017,9999,null,null,"N","Natural Gas",{"$nulls":13},0.011,0.011,0.011,0.011]
["Victoria City Power LLC","61241_G_VC-2",61241,"G","VC-2",null,"Combustion Turbine","","ERC_REST","Texas",48,"Victoria",469,"48469",43,9086,2017,9999,null,null,"N","Natural Gas",{"$nulls":13},0.011,0.011,0.011,0.011]
["Victoria Port Power LLC","61242_G_VP-1",61242,"G","VP-1",null,"Combustion Turbine","","ERC_REST","Texas",48,"Victoria",469,"48469",50,9086,2017,9999,null,null,"N","Natural Gas",{"$nulls":13},0.011,0.011,0.011,0.011]
["Victoria Port Power LLC","61242_G_VP-2",61242,"G","VP-2",null,"Combustion Turbine","","ERC_REST","Texas",48,"Victoria",469,"48469",50,9086,2017,9999,null,null,"N","Natural Gas",{"$nulls":13},0.011,0.011,0.011,0.011]
["Old Wardour Solar","61243_G_5406",61243,"G","5406",null,"Solar PV","","NENGREST","Massachusetts",25,"Worcester",27,"25027",4.3,0,2016,9999,null,null,"N","Solar",{"$nulls":13},0,0,0,0]
["Shuman Solar","61244_G_5404",61244,"G","5404",null,"Solar PV","","NENGREST","Massachusetts",25,"Norfolk",21,"25021",2.5,0,2016,9999,null,null,"N","Solar",{"$nulls":13},0,0,0,0]
["Vuelta Solar","61245_G_5405",61245,"G","5405",null,"Solar PV","","NENGREST","Massachusetts",25,"Worcester",27,"25027",4.7,0,2016,9999,null,null,"N","Solar",{"$nulls":13},0,0,0,0]
["ACE-Stanton PV","61246_G_ASLF1",61246,"G","ASLF1",null,"Solar PV","","FRCC","Florida",12,"Orange",95,"12095",4.8,0,2017,9999,null,null,"N","Solar",{"$nulls":13},0,0,0,0]
["ACE-Stanton A PV","61247_G_ASA1",61247,"G","ASA1",null,"Solar PV","","FRCC","Florida",12,"Orange",95,"12095",4.1,0,2017,9999,null,null,"N","Solar",{"$nulls":13},0,0,0,0]
["Glopak Solar PV Power Plant","61248_G_INV1R",61248,"G","INV1R",null,"Solar PV","","PJM_EMAC","New Jersey",34,"Middlesex",23,"34023",0.5,0,2011,9999,null,null,"N","Solar",{"$nulls":13},0,0,0,0]
["Glopak Solar PV Power Plant","61248_G_INV2G",61248,"G","INV2G",null,"Solar PV","","PJM_EMAC","New Jersey",34,"Middlesex",23,"34023",0.5,0,2012,9999,null,null,"N","Solar",{"$nulls":13},0,0,0,0]
["Westmont 300A","61249_G_W5531",61249,"G","W5531",null,"Solar PV","","WEC_LADW","California",6,"Los Angeles",37,"06037",2.9,0,2017,9999,null,null,"N","Solar",{"$nulls":13},0,0,0,0]
["USPS PV","61250_G_USPS1",61250,"G","USPS1",null,"Solar PV","","WEC_LADW","California",6,"Los Angeles",37,"06037",10.7,0,2017,9999,null,null,"N","Solar",{"$nulls":13},0,0,0,0]
["Haywood Farm Solar, LLC","61255_G_HAY02",61255,"G","HAY02",null,"Solar PV","","S_VACA","North Carolina",37,"Montgomery",123,"37123",4.9,0,2017,9999,null,null,"N","Solar",{"$nulls":13},0,0,0,0]
["Hood Farm Solar, LLC","61256_G_HOF05",61256,"G","HOF05",null,"Solar PV","","S_VACA","North Carolina",37,"Jones",103,"37103",4.9,0,2017,9999,null,null,"N","Solar",{"$nulls":13},0,0,0,0]
["ZV Solar 2, LLC","61257_G_ZV204",61257,"G","ZV204",null,"Solar PV","","S_VACA","North Carolina",37,"Robeson",155,"37155",4.9,0,2017,9999,null,null,"N","Solar",{"$nulls":13},0,0,0,0]
["Innovative Solar 35, LLC","61258_G_ISS35",61258,"G","ISS35",null,"Solar PV","","S_VACA","North Carolina",37,"Duplin",61,"37061",1.9,0,2016,9999,null,null,"N","Solar",{"$nulls":13},0,0,0,0]
["Innovative Solar 59, LLC","61259_G_ISS59",61259,"G","ISS59",null,"Solar PV","","S_VACA","North Carolina",37,"Nash",127,"37127",1.9,0,2016,9999,null,null,"N","Solar",{"$nulls":13},0,0,0,0]
["Innovative Solar 60, LLC","61260_G_ISS60",61260,"G","ISS60",null,"Solar PV","","S_VACA","North Carolina",37,"Nash",127,"37127",1.9,0,2016,9999,null,null,"N","Solar",{"$nulls":13},0,0,0,0]
["Stuttgart Solar","61262_G_STGRT",61262,"G","STGRT",null,"Solar PV","","MIS_AR","Arkansas",5,"Arkansas",1,"05001",81,0,2017,9999,null,null,"N","Solar",{"$nulls":13},0,0,0,0]
["Wolf Run Energy","61263_G_GEN1",61263,"G","GEN1",null,"Combustion Turbine","IC Engine","PJM_PENE","Pennsylvania",42,"Bradford",15,"42015",4.4,12194,2018,9999,null,null,"N","Natural Gas",{"$nulls":13},1.29336,1.29336,1.29336,1.29336]
["Wolf Run Energy","61263_G_GEN2",61263,"G","GEN2",null,"Combustion Turbine","IC Engine","PJM_PENE","Pennsylvania",42,"Bradford",15,"42015",4.4,12194,2018,9999,null,null,"N","Natural Gas",{"$nulls":13},1.29336,1.29336,1.29336,1.29336]
["Wolf Run Energy","61263_G_GEN3",61263,"G","GEN3",null,"Combustion Turbine","IC Engine","PJM_PENE","Pennsylvania",42,"Bradford",15,"42015",4.4,12194,2018,9999,null,null,"N","Natural Gas",{"$nulls":13},1.29336,1.29336,1.29336,1.29336]
["Orme Park Water Treatment Plant","61266_G_ORME",61266,"G","ORME",null,"Combustion Turbine","IC Engine","MIS_INKY","Indiana",18,"Johnson",81,"18081",1.5,14397,1997,9999,null,null,"N","Distillate Fuel Oil",{"$nulls":13},1.77612,1.77612,1.77612,1.77612]
["Hurricane Creek Lift Station","61267_G_HURR",61267,"G","HURR",null,"Combustion Turbine","IC Engine","MIS_INKY","Indiana",18,"Johnson",81,"18081",2,14397,2004,9999,null,null,"N","Distillate Fuel Oil",{"$nulls":13},1.77612,1.77612,1.77612,1.77612]
["Kayenta Solar Project","61268_G_PV1",61268,"G","PV1",null,"Solar PV","","WECC_AZ","Arizona",4,"Navajo",17,"04017",27.3,0,2017,9999,null,null,"N","Solar",{"$nulls":13},0,0,0,0]
["Thunder Ranch Wind Project","61269_G_WT1",61269,"G","WT1",null,"Onshore Wind","","SPP_WEST","Oklahoma",40,"Noble",103,"40103",297.8,0,2017,9999,null,null,"N","Wind",{"$nulls":13},0,0,0,0]
["Red Dirt Wind Project","61270_G_RDDRT",61270,"G","RDDRT",null,"Onshore Wind","","SPP_WEST","Oklahoma",40,"Kingfisher",73,"40073",299.3,0,2017,9999,null,null,"N","Wind",{"$nulls":13},0,0,0,0]
["Biltmore Solar Fields","61271_G_18950",61271,"G","18950",null,"Solar PV","","S_VACA","North Carolina",37,"Buncombe",21,"37021",1.5,0,2012,9999,null,null,"N","Solar",{"$nulls":13},0,0,0,0]
["Wilson Solar Farm 1","61274_G_WISL1",61274,"G","WISL1",null,"Solar PV","","S_VACA","North Carolina",37,"Wilson",195,"37195",3.3,0,2017,9999,null,null,"N","Solar",{"$nulls":13},0,0,0,0]
["Wilson Solar Farm 2","61275_G_WILS2",61275,"G","WILS2",null,"Solar PV","","S_VACA","North Carolina",37,"Wilson",195,"37195",3.8,0,2017,9999,null,null,"N","Solar",{"$nulls":13},0,0,0,0]
["Wilson Solar Farm 3","61276_G_WILS3",61276,"G","WILS3",null,"Solar PV","","S_VACA","North Carolina",37,"Wilson",195,"37195",9,0,2017,9999,null,null,"N","Solar",{"$nulls":13},0,0,0,0]
["Wilson Solar Farm 4","61277_G_WILS4",61277,"G","WILS4",null,"Solar PV","","S_VACA","North Carolina",37,"Wilson",195,"37195",9,0,2017,9999,null,null,"N","Solar",{"$nulls":13},0,0,0,0]
["Wilson Solar Farm 5","61278_G_WILS5",61278,"G","WILS5",null,"Solar PV","","S_VACA","North Carolina",37,"Wilson",195,"37195",9.5,0,2017,9999,null,null,"N","Solar",{"$nulls":13},0,0,0,0]
["Wilson Solar Farm 6","61279_G_WILS6",61279,"G","WILS6",null,"Solar PV","","S_VACA","North Carolina",37,"Wilson",195,"37195",9.7,0,2017,9999,null,null,"N","Solar",{"$nulls":13},0,0,0,0]
["Wilson Solar Farm 7","61280_G_WILS7",61280,"G","WILS7",null,"Solar PV","","S_VACA","North Carolina",37,"Wilson",195,"37195",9.2,0,2017,9999,null,null,"N","Solar",{"$nulls":13},0,0,0,0]
["APG Combined Heat and Power Plant","61282_G_GEN1",61282,"G","GEN1",null,"Combustion Turbine","","PJM_EMAC","Maryland",24,"Harford",25,"24025",6.2,9086,2016,9999,null,null,"N","Natural Gas",{"$nulls":13},0.011,0.011,0.011,0.011]
["Bladenboro Solar, LLC","61283_G_GEN1",61283,"G","GEN1",null,"Solar PV","","S_VACA","North Carolina",37,"Bladen",17,"37017",4.8,0,2015,9999,null,null,"N","Solar",{"$nulls":13},0,0,0,0]
["Lux Solar, LLC","61284_G_GEN1",61284,"G","GEN1",null,"Solar PV","","S_VACA","North Carolina",37,"Cleveland",45,"37045",2,0,2016,9999,null,null,"N","Solar",{"$nulls":13},0,0,0,0]
["Roxboro Solar Farm, LLC","61288_G_GEN1",61288,"G","GEN1",null,"Solar PV","","S_VACA","North Carolina",37,"Granville",77,"37077",5,0,2015,9999,null,null,"N","Solar",{"$nulls":13},0,0,0,0]
["Quest Diagnostics","83001_G_1",83001,"G","1",null,"Combustion Turbine","IC Engine","PJM_Dom","Virginia",51,"Loudoun",107,"51107",4,14397,2016,9999,null,null,"N","Distillate Fuel Oil",{"$nulls":13},1.77612,1.77612,1.77612,1.77612]
["Micron Technology Incorporated","83002_G_1",83002,"G","1",null,"Combustion Turbine","IC Engine","PJM_Dom","Virginia",51,"Prince William",153,"51153",6,11132,2016,9999,null,null,"N","Distillate Fuel Oil",{"$nulls":13},1.77612,1.77612,1.77612,1.77612]
["AOL","83003_G_1",83003,"G","1",null,"Combustion Turbine","IC Engine","PJM_Dom","Virginia",51,"Loudoun",107,"51107",14,11132,2016,9999,null,null,"N","Distillate Fuel Oil",{"$nulls":13},1.77612,1.77612,1.77612,1.77612]
["AOL","83004_G_1",83004,"G","1",null,"Combustion Turbine","IC Engine","PJM_Dom","Virginia",51,"Prince William",153,"51153",25,11132,2016,9999,null,null,"N","Distillate Fuel Oil",{"$nulls":13},1.77612,1.77612,1.77612,1.77612]
["MCI","83005_G_1",83005,"G","1",null,"Combustion Turbine","IC Engine","PJM_Dom","Virginia",51,"Loudoun",107,"51107",32,11132,2016,9999,null,null,"N","Distillate Fuel Oil",{"$nulls":13},1.77612,1.77612,1.77612,1.77612]
["AOL","83006_G_1",83006,"G","1",null,"Combustion Turbine","IC Engine","PJM_Dom","Virginia",51,"Fairfax",59,"51059",44,11132,2016,9999,null,null,"N","Distillate Fuel Oil",{"$nulls":13},1.77612,1.77612,1.77612,1.77612]
["DuPont Fabros","83007_G_1",83007,"G","1",null,"Combustion Turbine","IC Engine","PJM_Dom","Virginia",51,"Loudoun",107,"51107",60,11132,2016,9999,null,null,"N","Distillate Fuel Oil",{"$nulls":13},1.77612,1.77612,1.77612,1.77612]
["Fort Churchill","2330_B_1",2330,"B","1",null,"O/G Steam",null,"WECC_NNV","Nevada",32,"Lyon",19,"32019",113,11763,1968,2026,"wall","dry","N","Natural Gas, Residual Fuel Oil",{"$nulls":3},"LNB",{"$nulls":8},0.8,0.11974,0.11974,0.11974,0.11974]
["Hampshire College","60815_G_BA2",60815,"G","BA2",null,"Energy Storage","","NENGREST","Massachusetts",25,"Hampshire",27,"25027",0.5,0,2017,9999,null,null,"N","Energy Storage",{"$nulls":13},0,0,0,0]
["NRG Elbow Creek Energy Storage Project","61362_G_ECBS",61362,"G","ECBS",null,"Energy Storage","","ERC_WEST","Texas",48,"Howard",487,"48487",2,0,2017,9999,null,null,"N","Energy Storage",{"$nulls":13},0,0,0,0]
["ABEC #2 dba West-Star Dairy","61501_G_GEN1",61501,"G","GEN1",null,"Non-Fossil Waste",null,"WECC_SCE","California",6,"Kern",29,"06029",1,12396,2017,9999,null,null,"Y","Non-Fossil Waste",{"$nulls":13},0,0,0,0]
["ABEC #3 dba Lakeview Dairy","61502_G_GEN1",61502,"G","GEN1",null,"Non-Fossil Waste",null,"WECC_SCE","California",6,"Kern",29,"06029",1,12396,2017,9999,null,null,"Y","Non-Fossil Waste",{"$nulls":13},0,0,0,0]
["ABEC #4 dba CE&S Dairy","61503_G_GEN1",61503,"G","GEN1",null,"Non-Fossil Waste",null,"WECC_SCE","California",6,"Kern",29,"06029",1,12396,2017,9999,null,null,"Y","Non-Fossil Waste",{"$nulls":13},0,0,0,0]
["Beacon BESS 1","61431_G_BCNB1",61431,"G","BCNB1",null,"Energy Storage",null,"WECC_SCE","California",6,"Kern",29,"06029",20,0,2018,9999,null,null,"N","Energy Storage",{"$nulls":13},0,0,0,0]
["Genentech-Oceanside","60231_G_BA1",60231,"G","BA1",null,"Energy Storage",null,"WEC_SDGE","California",6,"San Diego",73,"06073",2,0,2016,9999,null,null,"N","Energy Storage",{"$nulls":13},0,0,0,0]
["Hampshire College","60815_G_BA1",60815,"G","BA1",null,"Energy Storage","","NENGREST","Massachusetts",25,"Hampshire",27,"25027",0.5,0,2017,9999,null,null,"N","Energy Storage",{"$nulls":13},0,0,0,0]
["Pyron Wind Farm LLC","56981_G_PYRBT",56981,"G","PYRBT",null,"Energy Storage","","ERC_WEST","Texas",48,"Fisher",487,"48487",9.9,0,2017,9999,null,null,"N","Energy Storage",{"$nulls":13},0,0,0,0]
["Inadale Wind Farm LLC","56984_G_INABT",56984,"G","INABT",null,"Energy Storage","","ERC_WEST","Texas",48,"Nolan",487,"48487",9.9,0,2017,9999,null,null,"N","Energy Storage",{"$nulls":13},0,0,0,0]
["City of Hayward WWTP","58525_G_COGEN",58525,"G","COGEN",null,"Non-Fossil Waste",null,"WEC_CALN","California",6,"Alameda",1,"06001",1.1,11414,2014,9999,null,null,"Y","Non-Fossil Waste",{"$nulls":13},0,0,0,0]
["MEAN Wind Project","56106_G_1",56106,"G","1",null,"Onshore Wind",null,"WECC_WY","Nebraska",31,"Kimball",105,"31105",30,0,2018,9999,null,null,"N","Wind",{"$nulls":13},0,0,0,0]
["North Omaha","2291_G_1",2291,"G","1",1381,"O/G Steam",null,"SPP_NEBR","Nebraska",31,"Douglas",55,"31055",64.8,11083,1954,2024,"tangential","dry","N","Natural Gas",{"$nulls":12},0.754,0.07307,0.07307,0.07307,0.07307]
["North Omaha","2291_G_2",2291,"G","2",1382,"O/G Steam",null,"SPP_NEBR","Nebraska",31,"Douglas",55,"31055",90.8,10944,1957,2024,"tangential","dry","N","Natural Gas",{"$nulls":3},"LNC1",{"$nulls":9},0.07635,0.07635,0.07635,0.07635]
["North Omaha","2291_G_3",2291,"G","3",1383,"O/G Steam",null,"SPP_NEBR","Nebraska",31,"Douglas",55,"31055",86,10968,1959,2024,"tangential","dry","N","Natural Gas",{"$nulls":3},"LNC1",{"$nulls":9},0.0752,0.0752,0.0752,0.0752]
["North Valmy","8224_B_1",8224,"B","1",3473,"Coal Steam",null,"WECC_NNV","Nevada",32,"Humboldt",13,"32013",254,11129,1981,2026,"wall","dry","N","Bituminous, Subbituminous",null,null,0.5,"LNB + OFA",{"$nulls":3},"B","NA",{"$nulls":3},1.2,0.3609,0.3609,0.3609,0.3609,0.11,0.27,1,0.9,"Yes"]
["FirstEnergy Pleasants Power Station","6004_B_1",6004,"B","1",2673,"Coal Steam",null,"PJM_AP","West Virginia",54,"Pleasants",73,"54073",644,10364,1979,2022,"wall","dry","N","Bituminous","Wet Scrubber",1979,0.9,"LNB","SCR",2003,null,"ESPC + WS","No",{"$nulls":3},1.2,0.25709,0.14888,0.25709,0.14888,0.1,0.84,0.56,0.99]
["FirstEnergy Pleasants Power Station","6004_B_2",6004,"B","2",2674,"Coal Steam",null,"PJM_AP","West Virginia",54,"Pleasants",73,"54073",644,10303,1980,2022,"wall","dry","N","Bituminous","Wet Scrubber",1980,0.9,"LNB + OFA","SCR",2003,null,"ESPC + WS","No",{"$nulls":3},1.2,0.40925,0.16074,0.40925,0.16074,0.1,0.84,0.56,0.99]
["Scattergood","404_B_1",404,"B","1",277,"O/G Steam","","WEC_LADW","California",6,"Los Angeles",37,"06037",111.8,12156,1958,9999,"","","N","Natural Gas","",{"$nulls":3},"SCR",{"$nulls":7},0.74,{"v":1.26383016829634E-3,"d":"0.0013"},{"v":1.26383016829634E-3,"d":"0.0013"},{"v":1.26383016829634E-3,"d":"0.0013"},{"v":1.26383016829634E-3,"d":"0.0013"},{"$nulls":10},""]
["Scattergood","404_B_2",404,"B","2",278,"O/G Steam","","WEC_LADW","California",6,"Los Angeles",37,"06037",156.3,12020,1959,9999,"","","N","Natural Gas","",{"$nulls":3},"SCR",{"$nulls":7},0.74,{"v":0.00376272977634466,"d":"0.0038"},{"v":0.00376272977634466,"d":"0.0038"},{"v":0.00376272977634466,"d":"0.0038"},{"v":0.00376272977634466,"d":"0.0038"},{"$nulls":10},""]
["Salida","474_G_1",474,"G","1",null,"Hydro","","WECC_CO","Colorado",8,"Chaffee",15,"08015",0.8,0,1929,2022,"","","N","Hydro","",{"$nulls":12},{"v":0,"d":"0.0000"},{"v":0,"d":"0.0000"},{"v":0,"d":"0.0000"},{"v":0,"d":"0.0000"},{"$nulls":10},""]
["Burlington","1104_G_GT1",1104,"G","GT1",null,"Combustion Turbine","Combustion Turbine","MIS_IA","Iowa",19,"Des Moines",57,"19057",15.2,24389,1994,9999,"","","N","Natural Gas","",{"$nulls":11},0.00625,{"v":0.37405714285714287,"d":"0.3741"},{"v":0.37405714285714287,"d":"0.3741"},{"v":0.37405714285714287,"d":"0.3741"},{"v":0.37405714285714287,"d":"0.3741"},{"$nulls":10},""]
["Burlington","1104_G_GT2",1104,"G","GT2",null,"Combustion Turbine","Combustion Turbine","MIS_IA","Iowa",19,"Des Moines",57,"19057",13.4,24376,1995,9999,"","","N","Natural Gas","",{"$nulls":11},0.00625,{"v":0.37405714285714287,"d":"0.3741"},{"v":0.37405714285714287,"d":"0.3741"},{"v":0.37405714285714287,"d":"0.3741"},{"v":0.37405714285714287,"d":"0.3741"},{"$nulls":10},""]
["Burlington","1104_G_GT3",1104,"G","GT3",null,"Combustion Turbine","Combustion Turbine","MIS_IA","Iowa",19,"Des Moines",57,"19057",14.2,24382,1996,9999,"","","N","Natural Gas","",{"$nulls":11},0.00625,{"v":0.37405714285714287,"d":"0.3741"},{"v":0.37405714285714287,"d":"0.3741"},{"v":0.37405714285714287,"d":"0.3741"},{"v":0.37405714285714287,"d":"0.3741"},{"$nulls":10},""]
["Burlington","1104_G_GT4",1104,"G","GT4",null,"Combustion Turbine","Combustion Turbine","MIS_IA","Iowa",19,"Des Moines",57,"19057",16.1,24391,1994,9999,"","","N","Natural Gas","",{"$nulls":11},0.00625,{"v":0.37405714285714287,"d":"0.3741"},{"v":0.37405714285714287,"d":"0.3741"},{"v":0.37405714285714287,"d":"0.3741"},{"v":0.37405714285714287,"d":"0.3741"},{"$nulls":10},""]
["Dickerson","1572_G_GT1",1572,"G","GT1",null,"Combustion Turbine","Combustion Turbine","PJM_SMAC","Maryland",24,"Montgomery",31,"24031",18,12177,1967,9999,"","","N","Distillate Fuel Oil","",{"$nulls":11},0.3,{"v":0.7653828280223779,"d":"0.7654"},{"v":0.7653828280223779,"d":"0.7654"},{"v":0.7653828280223779,"d":"0.7654"},{"v":0.7653828280223779,"d":"0.7654"},{"$nulls":10},""]
["Dickerson","1572_G_GT2",1572,"G","GT2",1061,"Combustion Turbine","Combustion Turbine","PJM_SMAC","Maryland",24,"Montgomery",31,"24031",147,12205,1992,9999,"","","N","Natural Gas","",{"$nulls":11},0.3,{"v":0.118625801462508,"d":"0.1186"},{"v":0.118625801462508,"d":"0.1186"},{"v":0.118625801462508,"d":"0.1186"},{"v":0.118625801462508,"d":"0.1186"},{"$nulls":10},""]
["Dickerson","1572_G_GT3",1572,"G","GT3",1062,"Combustion Turbine","Combustion Turbine","PJM_SMAC","Maryland",24,"Montgomery",31,"24031",147,12205,1992,9999,"","","N","Natural Gas","",{"$nulls":11},0.3,{"v":0.0809808847814369,"d":"0.0810"},{"v":0.0809808847814369,"d":"0.0810"},{"v":0.0809808847814369,"d":"0.0810"},{"v":0.0809808847814369,"d":"0.0810"},{"$nulls":10},""]
["Lake Road","2098_G_6",2098,"G","6",null,"Combustion Turbine","Combustion Turbine","SPP_N","Missouri",29,"Buchanan",21,"29021",20.9,25000,1989,9999,"","","N","Natural Gas","",{"$nulls":11},1.43,{"v":0.220208024828495,"d":"0.2202"},{"v":0.220208024828495,"d":"0.2202"},{"v":0.220208024828495,"d":"0.2202"},{"v":0.220208024828495,"d":"0.2202"},{"$nulls":10},""]
["Newman","3456_B_1",3456,"B","1",2329,"O/G Steam","","WECC_NM","Texas",48,"El Paso",141,"48141",74,11662,1960,2023,"","","N","Natural Gas, Distillate Fuel Oil","",{"$nulls":11},1.1573272930232559,{"v":0.188456011913097,"d":"0.1885"},{"v":0.188456011913097,"d":"0.1885"},{"v":0.188456011913097,"d":"0.1885"},{"v":0.188456011913097,"d":"0.1885"},{"$nulls":10},""]
["Newman","3456_B_3",3456,"B","3",2331,"O/G Steam","","WECC_NM","Texas",48,"El Paso",141,"48141",102,11480,1966,9999,"","","N","Natural Gas, Distillate Fuel Oil","",{"$nulls":11},1.1573272930232559,{"v":0.239545186656203,"d":"0.2395"},{"v":0.239545186656203,"d":"0.2395"},{"v":0.239545186656203,"d":"0.2395"},{"v":0.239545186656203,"d":"0.2395"},{"$nulls":10},""]
["Hawkeye Energy Greenport LLC","55969_G_U-01",55969,"G","U-01",88363,"Combustion Turbine","Combustion Turbine","NY_Z_K","New York",36,"SUFFOLK",103,"36103",53.5,11387,2003,9999,"","","N","Distillate Fuel Oil","",{"$nulls":3},"SCR",{"$nulls":7},1.052964094,{"v":0.0281683874120047,"d":"0.0282"},{"v":0.0281683874120047,"d":"0.0282"},{"v":0.0281683874120047,"d":"0.0282"},{"v":0.0281683874120047,"d":"0.0282"},{"$nulls":10},""]
["Rio Grande","2444_G_6",2444,"G",6,1586,"O/G Steam","","WECC_NM","New Mexico",35,"Dona Ana",13,"35013",45,11925,1958,2023,null,null,"N","Natural Gas",{"$nulls":13},{"v":0.177314113653081,"d":"0.1773"},{"v":0.177314113653081,"d":"0.1773"},{"v":0.177314113653081,"d":"0.1773"},{"v":0.177314113653081,"d":"0.1773"}]

{"sheet":"NEEDS v6_Retired_Through2021","index":1,"n_rows":385,"n_cols":50,"rows_kept":385}
["Plant Name","UniqueID_Final","ORIS Plant Code","Boiler/Generator/Committed Unit","Unit ID","CAMD Database UnitID","PlantType","Combustion Turbine/IC Engine","Region Name","State Name","State Code","County","County Code","FIPS5","Capacity (MW)","Heat Rate (Btu/kWh)","On Line Year","Retirement Year","Firing","Bottom","Cogen?","Modeled Fuels","Wet/DryScrubber","Scrubber_Online_Year","Scrubber Efficiency","NOx Comb Control","NOx Post-Comb Control","SCR_Online_Year","SNCR_Online_Year","PM Control","FlueGasConditioning_Flag","Mercury_Controls","ACI_Online_Year","Mercury_Controls Efficiency","SO2 Permit Rate (lbs/mmBtu)","Mode 1 NOx Rate (lbs/mmBtu)","Mode 2 NOx Rate (lbs/mmBtu)","Mode 3 NOx Rate  (lbs/mmBtu)","Mode 4 NOx Rate  (lbs/mmBtu)","Hg EMF for BIT","Hg EMF for SUB","Hg EMF for LIG","HCL Removal","DSI Unit","DSI Online Year","CCS","CCS Removal","C2G","C2G Online Year","BART Affected Unit"]
["Duane Arnold Energy Center","1060_G_1",1060,"G","1",null,"Nuclear",null,"MIS_IA","Iowa",19,"Linn",113,"19113",601.4,10456,1975,2020,null,null,"N","Nuclear Fuel",{"$nulls":13},0,0,0,0]
["Gordon Evans Energy Center","1240_B_1",1240,"B","1",814,"O/G Steam",null,"SPP_N","Kansas",20,"Sedgwick",173,"20173",152,12957,1961,2018,"wall","dry","N","Natural Gas",{"$nulls":12},3,0.19866,0.19866,0.19866,0.19866]
["Gordon Evans Energy Center","1240_B_2",1240,"B","2",815,"O/G Steam",null,"SPP_N","Kansas",20,"Sedgwick",173,"20173",370,12577,1967,2018,"wall","dry","N","Natural Gas",{"$nulls":12},3,0.30776,0.30776,0.30776,0.30776]
["Murray Gill","1242_B_3",1242,"B","3",823,"O/G Steam",null,"SPP_N","Kansas",20,"Sedgwick",173,"20173",93,14500,1956,2018,"wall","dry","N","Natural Gas",{"$nulls":12},3,0.21105,0.21105,0.21105,0.21105]
["Murray Gill","1242_B_4",1242,"B","4",824,"O/G Steam",null,"SPP_N","Kansas",20,"Sedgwick",173,"20173",90,14500,1959,2018,"wall","dry","N","Natural Gas",{"$nulls":12},3,0.24328,0.24328,0.24328,0.24328]
["Tecumseh Energy Center","1252_B_9",1252,"B","9",840,"Coal Steam",null,"SPP_N","Kansas",20,"Shawnee",177,"20177",72,11295,1957,2018,"tangential","dry","N","Subbituminous",{"$nulls":3},"LNC3",{"$nulls":3},"ESPC","No","ACI",2016,null,3,0.12452,0.12452,0.12452,0.12452,0.1,0.1,0.1,{"$nulls":7},"Yes"]
["Willow Glen","1394_B_2",1394,"B","2",952,"O/G Steam",null,"MIS_LA","Louisiana",22,"Iberville",47,"22047",180,11810,1964,2016,"tangential",null,"N","Natural Gas",{"$nulls":12},5.261,0.09847,0.09847,0.09847,0.09847]
["Willow Glen","1394_B_4",1394,"B","4",954,"O/G Steam",null,"MIS_LA","Louisiana",22,"Iberville",47,"22047",482,11356,1973,2016,"wall","dry","N","Natural Gas",{"$nulls":12},5.261,0.25458,0.25458,0.25458,0.25458]
["Teche","1400_B_3",1400,"B","3",962,"O/G Steam",null,"MIS_LA","Louisiana",22,"St Mary",101,"22101",333,12046,1971,2019,"wall","dry","N","Natural Gas, Distillate Fuel Oil",{"$nulls":12},4.94,0.22352,0.22352,0.22352,0.22352]
["Black Dog","1904_G_6",1904,"G","6",null,"Combined Cycle","","MIS_MNWI","Minnesota",27,"Dakota",37,"27037",360,6840,2018,2018,null,null,"N","Natural Gas",{"$nulls":13},0.011,0.011,0.011,0.011]
["B L England","2378_B_2",2378,"B","2",1427,"O/G Steam",null,"PJM_EMAC","New Jersey",34,"Cape May",9,"34009",150,11607,1964,2019,"cyclone","wet","N","Natural Gas",{"$nulls":3},"OFA","SNCR",null,"2000",{"$nulls":5},5.6,0.20407,0.20407,0.20407,0.20407,{"$nulls":10},"Yes"]
["Carlsbad","2453_G_5",2453,"G","5",null,"Combustion Turbine",null,"SPP_SPS","New Mexico",35,"Eddy",15,"35015",10,16336,1977,2017,null,null,"N","Natural Gas",{"$nulls":12},0.74,0.40657,0.40657,0.40657,0.40657]
["FirstEnergy Eastlake","2837_G_6",2837,"G","6",10209,"Combustion Turbine",null,"PJM_ATSI","Ohio",39,"Lake",85,"39085",24,25000,1973,2021,null,null,"N","Distillate Fuel Oil",{"$nulls":12},0.5,1.2,1.2,1.2,1.2]
["Brunner Island","3140_G_BID1",3140,"G","BID1",null,"Combustion Turbine","IC Engine","PJM_WMAC","Pennsylvania",42,"York",133,"42133",2.7,10745,1967,2018,null,null,"N","Distillate Fuel Oil",{"$nulls":12},0.501,1.2079,1.2079,1.2079,1.2079]
["Brunner Island","3140_G_BID2",3140,"G","BID2",null,"Combustion Turbine","IC Engine","PJM_WMAC","Pennsylvania",42,"York",133,"42133",2.7,10745,1967,2018,null,null,"N","Distillate Fuel Oil",{"$nulls":12},0.501,1.2062,1.2062,1.2062,1.2062]
["Brunner Island","3140_G_BID3",3140,"G","BID3",null,"Combustion Turbine","IC Engine","PJM_WMAC","Pennsylvania",42,"York",133,"42133",2,10745,1967,2018,null,null,"N","Distillate Fuel Oil",{"$nulls":12},0.501,1.2066,1.2066,1.2066,1.2066]
["Sam Bertron","3468_B_SRB3",3468,"B","SRB3",null,"O/G Steam",null,"ERC_REST","Texas",48,"Harris",201,"48201",230,10944,1959,2017,"tangential",null,"N","Natural Gas",{"$nulls":3},"FR + LA",{"$nulls":8},0.01,0.13825,0.13825,0.13825,0.13825]
["Sam Bertron","3468_B_SRB4",3468,"B","SRB4",null,"O/G Steam",null,"ERC_REST","Texas",48,"Harris",201,"48201",230,10944,1960,2017,"tangential",null,"N","Natural Gas",{"$nulls":3},"FR + LA",{"$nulls":8},0.01,0.13914,0.13914,0.13914,0.13914]
["Sam Bertron","3468_G_GT2",3468,"G","GT2",null,"Combustion Turbine",null,"ERC_REST","Texas",48,"Harris",201,"48201",13,16581,1967,2017,null,null,"N","Natural Gas",{"$nulls":12},0.01,0.40657,0.40657,0.40657,0.40657]
["Bremo Bluff","3796_B_3",3796,"B","3",2513,"O/G Steam",null,"PJM_Dom","Virginia",51,"Fluvanna",65,"51065",71,11338,1950,2018,"wall","dry","N","Natural Gas",{"$nulls":3},"BF + LNBO",{"$nulls":8},2.64,0.12992,0.12992,0.12992,0.12992]
["Bremo Bluff","3796_B_4",3796,"B","4",2514,"O/G Steam",null,"PJM_Dom","Virginia",51,"Fluvanna",65,"51065",156,11001,1958,2018,"wall","dry","N","Natural Gas",{"$nulls":3},"AA + LNB + OFA",{"$nulls":8},2.64,0.12888,0.12888,0.12888,0.12888]
["Chesterfield","3797_B_3",3797,"B","3",2517,"Coal Steam",null,"PJM_Dom","Virginia",51,"Chesterfield",41,"51041",98,10376,1952,2018,"tangential","dry","N","Bituminous","Wet Scrubber",2011,0.97,"LNB",{"$nulls":3},"ESPC + WS","No",{"$nulls":3},2.64,0.3634,0.3634,0.139,0.139,0.05,0.84,0.56,0.99]
["Chesterfield","3797_B_4",3797,"B","4",2518,"Coal Steam",null,"PJM_Dom","Virginia",51,"Chesterfield",41,"51041",162,10517,1960,2018,"tangential","dry","N","Bituminous","Wet Scrubber",2011,0.97,"LNB","SCR",2002,null,"ESPC + WS","No",{"$nulls":3},2.64,0.0768,0.0545,0.0768,0.0545,0.1,0.84,0.56,0.99]
["Possum Point","3804_B_3",3804,"B","3",2527,"O/G Steam",null,"PJM_Dom","Virginia",51,"Prince William",153,"51153",96,11554,1955,2018,"tangential","dry","N","Natural Gas",{"$nulls":3},"LNC1",{"$nulls":8},1.29,0.11446,0.11446,0.11446,0.11446]
["Possum Point","3804_B_4",3804,"B","4",2528,"O/G Steam",null,"PJM_Dom","Virginia",51,"Prince William",153,"51153",220,11434,1962,2018,"tangential","dry","N","Natural Gas",{"$nulls":3},"LNC1",{"$nulls":8},1.29,0.07303,0.07303,0.07303,0.07303]
["West Spring Street","3823_G_7",3823,"G","7",null,"Combustion Turbine","IC Engine","PJM_Dom","Virginia",51,"Culpeper",47,"51047",1.5,15947,1997,2018,null,null,"N","Natural Gas, Distillate Fuel Oil",{"$nulls":13},1.77612,1.77612,1.77612,1.77612]
["Pulliam","4072_B_7",4072,"B","7",2609,"Coal Steam",null,"MIS_WUMS","Wisconsin",55,"Brown",9,"55009",77,11639,1958,2018,"wall","dry","N","Subbituminous",null,null,0.15,"AA + LNB + OFA",{"$nulls":3},"ESPC","Yes","ACI",2015,null,0.75,0.23282,0.23282,0.23282,0.23282,0.1,0.1,0.1,0.9,"Yes",2015]
["Pulliam","4072_B_8",4072,"B","8",2610,"Coal Steam",null,"MIS_WUMS","Wisconsin",55,"Brown",9,"55009",133,11407,1964,2018,"wall","dry","N","Subbituminous",null,null,0.15,"AA + LNB + OFA",{"$nulls":3},"ESPC","Yes","ACI",2010,null,0.75,0.21967,0.21967,0.21967,0.21967,0.1,0.1,0.1,0.9,"Yes",2015]
["Barney M Davis","4939_B_1",4939,"B","1",2658,"O/G Steam",null,"ERC_REST","Texas",48,"Nueces",355,"48355",330,11750,1974,2017,"tangential",null,"N","Natural Gas",{"$nulls":12},1.157,0.16452,0.16452,0.16452,0.16452]
["Navajo","4941_B_2",4941,"B","2",2663,"Coal Steam",null,"WECC_AZ","Arizona",4,"Coconino",5,"04005",750,10154,1975,2019,"tangential","dry","N","Bituminous","Wet Scrubber",1998,0.92,"LNC3 + other",{"$nulls":3},"ESPH","No","ACI",2016,null,0.1,0.18307,0.18307,0.18307,0.18307,0.1,0.1,0.1,0.99,{"$nulls":6},"Yes"]
["Navajo","4941_B_3",4941,"B","3",2664,"Coal Steam",null,"WECC_AZ","Arizona",4,"Coconino",5,"04005",750,10151,1976,2019,"tangential","dry","N","Bituminous","Wet Scrubber",1997,0.92,"LNC3 + other",{"$nulls":3},"ESPH","No","ACI",2016,null,0.1,0.18945,0.18945,0.18945,0.18945,0.1,0.1,0.1,0.99,{"$nulls":6},"Yes"]
["Perry","6020_G_1",6020,"G","1",null,"Nuclear",null,"PJM_ATSI","Ohio",39,"Lake",85,"39085",1240,10456,1987,2021,null,null,"N","Nuclear Fuel",{"$nulls":13},0,0,0,0]
["Beaver Valley","6040_G_1",6040,"G","1",null,"Nuclear",null,"PJM_West","Pennsylvania",42,"Beaver",7,"42007",907,10456,1976,2021,null,null,"N","Nuclear Fuel",{"$nulls":13},0,0,0,0]
["R D Morrow","6061_B_1",6061,"B","1",2729,"Coal Steam",null,"MIS_D_MS","Mississippi",28,"Lamar",73,"28073",180,11297,1978,2018,"wall","dry","N","Bituminous","Wet Scrubber",2011,0.95,"LNB + OFA","SNCR",null,"2011","ESPH","No","ACI",2016,null,1.2,0.40774,0.30581,0.40774,0.30581,0.1,0.1,0.1,0.99]
["R D Morrow","6061_B_2",6061,"B","2",2730,"Coal Steam",null,"MIS_D_MS","Mississippi",28,"Lamar",73,"28073",180,11425,1978,2018,"wall","dry","N","Bituminous","Wet Scrubber",2011,0.95,"LNB + OFA","SNCR",null,"2011","ESPH","No","ACI",2016,null,1.2,0.34337,0.25753,0.34337,0.25753,0.1,0.1,0.1,0.99]
["FirstEnergy Bruce Mansfield","6094_B_1",6094,"B","1",2770,"Coal Steam",null,"PJM_ATSI","Pennsylvania",42,"Beaver",7,"42007",830,10113,1976,2021,"wall","dry","N","Bituminous","Wet Scrubber",1976,0.95,"LNBO","SCR",2005,null,"WS","NA",{"$nulls":3},0.6,0.328,0.07227,0.328,0.07227,0.1,0.7,1,0.99]
["FirstEnergy Bruce Mansfield","6094_B_2",6094,"B","2",2771,"Coal Steam",null,"PJM_ATSI","Pennsylvania",42,"Beaver",7,"42007",830,9991,1977,2021,"wall","dry","N","Bituminous","Wet Scrubber",1977,0.95,"LNB + LNBO","SCR",2006,null,"WS","NA",{"$nulls":3},0.6,0.4603,0.079,0.4603,0.079,0.1,0.7,1,0.99]
["FirstEnergy Bruce Mansfield","6094_B_3",6094,"B","3",2772,"Coal Steam",null,"PJM_ATSI","Pennsylvania",42,"Beaver",7,"42007",850,9923,1980,2021,"wall","dry","N","Bituminous","Wet Scrubber",1980,0.95,"LNBO","SCR",2007,null,"ESPC + WS","No",{"$nulls":3},0.6,0.2603,0.09301,0.2603,0.09301,0.1,0.84,0.56,0.99]
["Davis Besse","6149_G_1",6149,"G","1",null,"Nuclear",null,"PJM_ATSI","Ohio",39,"Ottawa",123,"39123",894,10456,1977,2020,null,null,"N","Nuclear Fuel",{"$nulls":13},0,0,0,0]
["Colver Power Project","10143_B_ABB01",10143,"B","ABB01",3529,"Coal Steam",null,"PJM_PENE","Pennsylvania",42,"Cambria",21,"42021",110,10810,1995,2020,"FBC","dry","N","Waste Coal","Dry Scrubber",1995,0.878,"NH3","SNCR",null,"1995","B","NA",{"$nulls":3},0.54,0.15538,0.15538,0.15538,0.15538,0.01,0.01,0.01,0.99,"Yes"]
["Florida Power Development","10333_B_1",10333,"B","1",89797,"Biomass",null,"FRCC","Florida",12,"Hernando",53,"12053",66,21638,1988,2018,"stoker/SPR","dry","N","Biomass","Dry Scrubber",2013,0.9,"AA + LNB","SCR",2013,null,"ESPC + C","No",{"$nulls":3},0.31,0.204,0.14639,0.204,0.14639,0.05,0.75,1,null,"Yes"]
["Kline Township Cogen Facility","50039_B_1",50039,"B","1",3636,"Coal Steam",null,"PJM_WMAC","Pennsylvania",42,"Schuylkill",107,"42107",52,14029,1989,2018,"FBC","dry","Y","Waste Coal","Reagent Injection",1989,0.888,"CF",{"$nulls":3},"B + C","NA",{"$nulls":3},0.32,0.0592,0.0592,0.0592,0.0592,0.01,0.01,0.01,0.98,"Yes",1989]
["Ormesa IH","50762_G_OE12",50762,"G","OE12",null,"Geothermal",null,"WECC_IID","California",6,"Imperial",25,"06025",0.6,9771,1989,2017,null,null,"N","Geothermal",{"$nulls":13},0,0,0,0,0.4625,0.4625,0.4625]
["Ormesa IH","50762_G_OE14",50762,"G","OE14",null,"Geothermal",null,"WECC_IID","California",6,"Imperial",25,"06025",0.6,9771,1989,2017,null,null,"N","Geothermal",{"$nulls":13},0,0,0,0,0.4625,0.4625,0.4625]
["Ormesa IH","50762_G_OE15",50762,"G","OE15",null,"Geothermal",null,"WECC_IID","California",6,"Imperial",25,"06025",0.6,9771,1989,2017,null,null,"N","Geothermal",{"$nulls":13},0,0,0,0,0.4625,0.4625,0.4625]
["Ormesa IH","50762_G_OE21",50762,"G","OE21",null,"Geothermal",null,"WECC_IID","California",6,"Imperial",25,"06025",0.6,9771,1989,2017,null,null,"N","Geothermal",{"$nulls":13},0,0,0,0,0.4625,0.4625,0.4625]
["Ormesa IH","50762_G_OE22",50762,"G","OE22",null,"Geothermal",null,"WECC_IID","California",6,"Imperial",25,"06025",0.6,9771,1989,2017,null,null,"N","Geothermal",{"$nulls":13},0,0,0,0,0.4625,0.4625,0.4625]
["Ormesa IH","50762_G_OE24",50762,"G","OE24",null,"Geothermal",null,"WECC_IID","California",6,"Imperial",25,"06025",0.6,9771,1989,2017,null,null,"N","Geothermal",{"$nulls":13},0,0,0,0,0.4625,0.4625,0.4625]
["Ormesa IH","50762_G_OE25",50762,"G","OE25",null,"Geothermal",null,"WECC_IID","California",6,"Imperial",25,"06025",0.6,9771,1989,2017,null,null,"N","Geothermal",{"$nulls":13},0,0,0,0,0.4625,0.4625,0.4625]
["Bellmeade Power Station","50966_G_1",50966,"G","1",3704,"Combined Cycle",null,"PJM_Dom","Virginia",51,"Richmond City",760,"51760",95,8942,1997,2018,null,null,"N","Natural Gas, Distillate Fuel Oil",{"$nulls":3},"STM","SCR",1991,{"$nulls":7},0.02642,0.02642,0.02642,0.02642]
["Bellmeade Power Station","50966_G_2",50966,"G","2",3705,"Combined Cycle",null,"PJM_Dom","Virginia",51,"Richmond City",760,"51760",95,8942,1997,2018,null,null,"N","Natural Gas, Distillate Fuel Oil",{"$nulls":3},"STM","SCR",1991,{"$nulls":7},0.02642,0.02642,0.02642,0.02642]
["Bellmeade Power Station","50966_G_3",50966,"G","3",null,"Combined Cycle",null,"PJM_Dom","Virginia",51,"Richmond City",760,"51760",77,8942,1997,2018,null,null,"N","Natural Gas, Distillate Fuel Oil",{"$nulls":3},"STM","SCR",1991,{"$nulls":7},0.02642,0.02642,0.02642,0.02642]
["Mecklenburg Power Station","52007_B_BLR1",52007,"B","BLR1",10099,"Coal Steam",null,"PJM_Dom","Virginia",51,"Mecklenburg",117,"51117",69,12173,1992,2018,"wall","dry","N","Bituminous","Dry Scrubber",1992,0.92,"LNBO",{"$nulls":3},"B","NA",{"$nulls":3},0.14,0.28268,0.28268,0.28268,0.28268,0.05,0.75,1,0.9700000000000001]
["Mecklenburg Power Station","52007_B_BLR2",52007,"B","BLR2",10100,"Coal Steam",null,"PJM_Dom","Virginia",51,"Mecklenburg",117,"51117",69,12171,1992,2018,"wall","dry","N","Bituminous","Dry Scrubber",1992,0.92,"LNBO",{"$nulls":3},"B","NA",{"$nulls":3},0.14,0.27185,0.27185,0.27185,0.27185,0.05,0.75,1,0.9700000000000001]
["Multitrade of Pittsylvania LP","52118_B_101",52118,"B","101",null,"Biomass",null,"PJM_Dom","Virginia",51,"Pittsylvania",143,"51143",28,16572,1994,2018,null,null,"N","Biomass",{"$nulls":4},"SNCR",null,"1994","ESPC","No",{"$nulls":3},0.016,0.12751,0.12751,0.12751,0.12751]
["Multitrade of Pittsylvania LP","52118_B_102",52118,"B","102",null,"Biomass",null,"PJM_Dom","Virginia",51,"Pittsylvania",143,"51143",28,16572,1994,2018,null,null,"N","Biomass",{"$nulls":4},"SNCR",null,"1994","ESPC","No",{"$nulls":3},0.016,0.12751,0.12751,0.12751,0.12751]
["Multitrade of Pittsylvania LP","52118_B_103",52118,"B","103",null,"Biomass",null,"PJM_Dom","Virginia",51,"Pittsylvania",143,"51143",28,16572,1994,2018,null,null,"N","Biomass",{"$nulls":4},"SNCR",null,"1994","ESPC","No",{"$nulls":3},0.016,0.12751,0.12751,0.12751,0.12751]
["Riverview Energy Systems","54057_G_GEN1",54057,"G","GEN1",null,"Landfill Gas",null,"MIS_LMI","Michigan",26,"Wayne",163,"26163",2.8,19927,1988,2019,null,null,"N","Landfill Gas",{"$nulls":13},0.24082,0.24082,0.24082,0.24082]
["Riverview Energy Systems","54057_G_GEN2",54057,"G","GEN2",null,"Landfill Gas",null,"MIS_LMI","Michigan",26,"Wayne",163,"26163",2.8,19927,1988,2019,null,null,"N","Landfill Gas",{"$nulls":13},0.24082,0.24082,0.24082,0.24082]
["Westwind Trust","54258_G_WIN1",54258,"G","WIN1",null,"Onshore Wind",null,"WECC_SCE","California",6,"Riverside",65,"06065",16,0,1986,2017,null,null,"N","Wind",{"$nulls":13},0,0,0,0]
["Hunterdon Cogen Facility","54707_G_1",54707,"G","1",null,"Combustion Turbine",null,"PJM_EMAC","New Jersey",34,"Hunterdon",19,"34019",4.1,12445,1993,2018,null,null,"Y","Natural Gas, Distillate Fuel Oil",{"$nulls":12},0.32,0.0951,0.0951,0.0951,0.0951]
["Salem Energy Systems LLC","54984_G_UNT1",54984,"G","UNT1",null,"Landfill Gas",null,"S_VACA","North Carolina",37,"Forsyth",67,"37067",3.3,16399,1996,2017,null,null,"N","Landfill Gas",{"$nulls":13},0.24082,0.24082,0.24082,0.24082]
["Montgomery County Oaks LFGE Plant","55885_G_GEJGC",55885,"G","GEJGC",null,"Landfill Gas",null,"PJM_SMAC","Maryland",24,"Montgomery",31,"24031",0.8,13500,2009,2017,null,null,"N","Landfill Gas",{"$nulls":13},0.24082,0.24082,0.24082,0.24082]
["Consumer Products (Camas) LLC","57759_B_3PB",57759,"B","3PB",null,"Non-Fossil Waste",null,"WECC_PNW","Washington",53,"Clark",11,"53011",5.4,11414,1992,2018,null,null,"Y","Non-Fossil Waste",{"$nulls":3},"LNB",{"$nulls":3},"ESPH + C","No",{"$nulls":4},0,0,0,0]
["Consumer Products (Camas) LLC","57759_B_4RF",57759,"B","4RF",null,"Non-Fossil Waste",null,"WECC_PNW","Washington",53,"Clark",11,"53011",5.4,11414,1975,2018,null,null,"Y","Non-Fossil Waste","Wet Scrubber",1984,0.9,"LA",{"$nulls":3},"ESPH","No",{"$nulls":4},0,0,0,0]
["Consumer Products (Camas) LLC","57759_B_5PB",57759,"B","5PB",null,"Non-Fossil Waste",null,"WECC_PNW","Washington",53,"Clark",11,"53011",5.4,11414,1992,2018,null,null,"Y","Non-Fossil Waste","Wet Scrubber",1991,0.98,"FR + LNB",{"$nulls":9},0,0,0,0]
["Chilocco Wind Farm","58406_G_2",58406,"G","2",null,"Onshore Wind",null,"SPP_WEST","Oklahoma",40,"Kay",71,"40071",76.5,0,2018,2018,null,null,"N","Wind",{"$nulls":13},0,0,0,0]
["Tex-Mex Renewable Energy Project, LLC","60269_G_WT1",60269,"G","WT1",null,"Onshore Wind",null,"SPP_SPS","Texas",48,"Bailey",17,"48017",80,0,2018,2018,null,null,"N","Wind",{"$nulls":13},0,0,0,0]
["Hamilton College","61103_G_PV1",61103,"G","PV1",null,"Solar PV","","NY_Z_C&E","New York",36,"Oneida",65,"36065",2,0,2018,2018,null,null,"N","Solar",{"$nulls":13},0,0,0,0]
["Etiwanda Generating Station","331_B_3",331,"B","3",217,"O/G Steam",null,"WECC_SCE","California",6,"San Bernardino",71,"06071",320,12957,1963,2018,"tangential",null,"N","Natural Gas",{"$nulls":3},"FR + SC","SCR",2001,{"$nulls":6},0.65,0.00603,0.00603,0.00603,0.00603]
["Etiwanda Generating Station","331_B_4",331,"B","4",218,"O/G Steam",null,"WECC_SCE","California",6,"San Bernardino",71,"06071",320,13757,1963,2018,"tangential",null,"N","Natural Gas",{"$nulls":3},"FR + SC","SCR",2001,{"$nulls":6},0.65,0.00695,0.00695,0.00695,0.00695]
["Mandalay","345_G_03",345,"G","03",null,"Combustion Turbine",null,"WECC_SCE","California",6,"Ventura",111,"06111",130,18700,1970,2018,null,null,"N","Natural Gas",{"$nulls":12},0.49,0.02053,0.02053,0.02053,0.02053]
["Ormond Beach","350_B_1",350,"B","1",229,"O/G Steam",null,"WECC_SCE","California",6,"Ventura",111,"06111",741,11069,1971,2021,"wall","dry","N","Natural Gas",{"$nulls":3},"FR + LA + NH3","SCR",1994,{"$nulls":6},0.49,0.00747,0.00747,0.00747,0.00747]
["Ormond Beach","350_B_2",350,"B","2",230,"O/G Steam",null,"WECC_SCE","California",6,"Ventura",111,"06111",775,10872,1973,2021,"wall","dry","N","Natural Gas",{"$nulls":3},"FR + LA + NH3","SCR",1994,{"$nulls":6},0.49,0.00838,0.00838,0.00838,0.00838]
["Shoshone Falls","818_G_1",818,"G","1",null,"Hydro",null,"WECC_ID","Idaho",16,"Jerome",53,"16053",0.7,0,1909,2017,null,null,"N","Hydro",{"$nulls":13},0,0,0,0]
["Shoshone Falls","818_G_2",818,"G","2",null,"Hydro",null,"WECC_ID","Idaho",16,"Jerome",53,"16053",0.4,0,1907,2017,null,null,"N","Hydro",{"$nulls":13},0,0,0,0]
["Carlyle","936_G_1",936,"G","1",null,"Combustion Turbine","IC Engine","MIS_IL","Illinois",17,"Clinton",27,"17027",3,12538,1971,2017,null,null,"N","Natural Gas, Distillate Fuel Oil",{"$nulls":12},1,0.73147,0.73147,0.73147,0.73147]
["Rantoul","958_G_7",958,"G","7",null,"Combustion Turbine","IC Engine","MIS_IL","Illinois",17,"Champaign",19,"17019",4.7,12188,1967,2017,null,null,"N","Distillate Fuel Oil",{"$nulls":13},0.73147,0.73147,0.73147,0.73147]
["Rantoul","958_G_8",958,"G","8",null,"Combustion Turbine","IC Engine","MIS_IL","Illinois",17,"Champaign",19,"17019",3,12698,1964,2017,null,null,"N","Distillate Fuel Oil",{"$nulls":13},0.73147,0.73147,0.73147,0.73147]
["Connersville","1002_G_1",1002,"G","1",9097,"Combustion Turbine",null,"MIS_INKY","Indiana",18,"Fayette",41,"18041",37,20253,1972,2018,null,null,"N","Distillate Fuel Oil",{"$nulls":12},1.6,1.19893,1.19893,1.19893,1.19893]
["Connersville","1002_G_2",1002,"G","2",9098,"Combustion Turbine",null,"MIS_INKY","Indiana",18,"Fayette",41,"18041",37,20260,1972,2018,null,null,"N","Distillate Fuel Oil",{"$nulls":12},1.6,1.19942,1.19942,1.19942,1.19942]
["Miami Wabash","1006_G_1",1006,"G","1",null,"Combustion Turbine",null,"MIS_INKY","Indiana",18,"Wabash",169,"18169",14,22320,1968,2018,null,null,"N","Distillate Fuel Oil",{"$nulls":12},1.6,1.19918,1.19918,1.19918,1.19918]
["Miami Wabash","1006_G_2",1006,"G","2",null,"Combustion Turbine",null,"MIS_INKY","Indiana",18,"Wabash",169,"18169",12,22377,1968,2018,null,null,"N","Distillate Fuel Oil",{"$nulls":12},1.6,1.19918,1.19918,1.19918,1.19918]
["Miami Wabash","1006_G_3",1006,"G","3",null,"Combustion Turbine",null,"MIS_INKY","Indiana",18,"Wabash",169,"18169",12,22377,1968,2018,null,null,"N","Distillate Fuel Oil",{"$nulls":12},1.6,1.19918,1.19918,1.19918,1.19918]
["Miami Wabash","1006_G_5",1006,"G","5",null,"Combustion Turbine",null,"MIS_INKY","Indiana",18,"Wabash",169,"18169",14,22377,1969,2018,null,null,"N","Distillate Fuel Oil",{"$nulls":12},1.6,1.19918,1.19918,1.19918,1.19918]
["Miami Wabash","1006_G_6",1006,"G","6",null,"Combustion Turbine",null,"MIS_INKY","Indiana",18,"Wabash",169,"18169",12,22377,1969,2018,null,null,"N","Distillate Fuel Oil",{"$nulls":12},1.6,1.19918,1.19918,1.19918,1.19918]
["Baldwin City Plant No 1","1262_G_3",1262,"G","3",null,"Combustion Turbine","IC Engine","SPP_N","Kansas",20,"Douglas",45,"20045",0.7,25000,1956,2017,null,null,"N","Natural Gas, Distillate Fuel Oil",{"$nulls":13},2.8335,2.8335,2.8335,2.8335]
["Lincoln","1300_G_6",1300,"G","6",null,"Combustion Turbine","IC Engine","SPP_N","Kansas",20,"Lincoln",105,"20105",2.2,11191,1979,2017,null,null,"N","Natural Gas, Distillate Fuel Oil",{"$nulls":12},3,1.23537,1.23537,1.23537,1.23537]
["E W Brown","1355_B_1",1355,"B","1",874,"Coal Steam",null,"S_C_KY","Kentucky",21,"Mercer",167,"21167",106,11857,1957,2019,"wall","dry","N","Bituminous","Wet Scrubber",2010,0.98,"LNBO",{"$nulls":3},"ESPC","Yes","ACI",2016,null,5.15,0.1819,0.1618,0.1819,0.1618,0.1,0.1,0.1,0.99]
["E W Brown","1355_B_2",1355,"B","2",877,"Coal Steam",null,"S_C_KY","Kentucky",21,"Mercer",167,"21167",166,11213,1963,2019,"tangential","dry","N","Bituminous","Wet Scrubber",2010,0.98,"LNC3",{"$nulls":3},"ESPC","No","ACI",2016,null,5.15,0.2166,0.1325,0.2166,0.1325,0.1,0.1,0.1,0.99]
["Minden","1447_B_1",1447,"B","1",null,"O/G Steam",null,"SPP_WEST","Louisiana",22,"Webster",119,"22119",12.5,14500,1967,2017,null,null,"N","Natural Gas",{"$nulls":12},5.261,0.23505,0.23505,0.23505,0.23505]
["Minden","1447_B_2",1447,"B","2",null,"O/G Steam",null,"SPP_WEST","Louisiana",22,"Webster",119,"22119",12.5,14500,1967,2017,null,null,"N","Natural Gas",{"$nulls":12},5.261,0.23505,0.23505,0.23505,0.23505]
["Minden","1447_G_6",1447,"G","6",null,"Combustion Turbine","IC Engine","SPP_WEST","Louisiana",22,"Webster",119,"22119",1.8,12822,1962,2017,null,null,"N","Distillate Fuel Oil",{"$nulls":13},1.77612,1.77612,1.77612,1.77612]
["CP Crane Power, LLC","1552_G_1",1552,"G","1",1004,"Coal Steam","","PJM_SMAC","Maryland",24,"Baltimore",5,"24005",190,11518,1961,2018,"cyclone","wet","N","Bituminous, Subbituminous",{"$nulls":3},"CM + OFA","SNCR",null,"2005","B","NA","ACI",2010,90,0.7,0.50158,0.25706,0.50158,0.25706,0.1,0.1,0.1]
["CP Crane Power, LLC","1552_G_2",1552,"G","2",1005,"Coal Steam","","PJM_SMAC","Maryland",24,"Baltimore",5,"24005",195,11690,1963,2018,"cyclone","wet","N","Bituminous, Subbituminous",{"$nulls":3},"CM + OFA","SNCR",null,"2005","B","NA","ACI",2010,90,0.7,0.61444,0.29379,0.61444,0.29379,0.1,0.1,0.1]
["CP Crane Power, LLC","1552_G_GT1",1552,"G","GT1",null,"Combustion Turbine",null,"PJM_SMAC","Maryland",24,"Baltimore",5,"24005",14,17033,1967,2019,null,null,"N","Distillate Fuel Oil",{"$nulls":12},1.053,0.70321,0.70321,0.70321,0.70321]
["Nantucket","1615_G_12",1615,"G","12",null,"Combustion Turbine",null,"NENGREST","Massachusetts",25,"Nantucket",19,"25019",2.8,15602,1988,2019,null,null,"N","Distillate Fuel Oil",{"$nulls":12},0.74,0.54704,0.54704,0.54704,0.54704]
["Nantucket","1615_G_13",1615,"G","13",null,"Combustion Turbine",null,"NENGREST","Massachusetts",25,"Nantucket",19,"25019",3,15595,1988,2019,null,null,"N","Distillate Fuel Oil",{"$nulls":12},0.74,0.60506,0.60506,0.60506,0.60506]
["Potter Station 2","1660_G_IC1",1660,"G","IC1",null,"Combustion Turbine","IC Engine","NENGREST","Massachusetts",25,"Norfolk",21,"25021",2.3,11566,1963,2014,null,null,"N","Distillate Fuel Oil",{"$nulls":12},0.789,3.0838,3.0838,3.0838,3.0838]
["Grand Haven Diesel Plant","1826_G_1",1826,"G","1",null,"Combustion Turbine","IC Engine","MIS_LMI","Michigan",26,"Ottawa",139,"26139",8.4,18000,1974,2020,null,null,"N","Natural Gas, Distillate Fuel Oil",{"$nulls":12},1.67,2.89931,2.89931,2.89931,2.89931]
["Vestaburg","1881_G_6",1881,"G","6",null,"Combustion Turbine","IC Engine","MIS_LMI","Michigan",26,"Montcalm",117,"26117",3,10745,1959,2017,null,null,"N","Distillate Fuel Oil",{"$nulls":12},1.67,4.18953,4.18953,4.18953,4.18953]
["Vestaburg","1881_G_7",1881,"G","7",null,"Combustion Turbine","IC Engine","MIS_LMI","Michigan",26,"Montcalm",117,"26117",3,10874,1960,2017,null,null,"N","Distillate Fuel Oil",{"$nulls":12},1.67,4.1906,4.1906,4.1906,4.1906]
["Hutchinson Plant #1","1980_G_2",1980,"G","2",null,"Combustion Turbine","IC Engine","MIS_MNWI","Minnesota",27,"Mcleod",85,"27085",2,10745,1958,2017,null,null,"N","Natural Gas, Distillate Fuel Oil",{"$nulls":13},0.79266,0.79266,0.79266,0.79266]
["Truman","2015_G_1",2015,"G","1",null,"Combustion Turbine","IC Engine","MIS_MNWI","Minnesota",27,"Martin",91,"27091",0.2,10795,1938,2017,null,null,"N","Natural Gas, Distillate Fuel Oil",{"$nulls":13},3.62898,3.62898,3.62898,3.62898]
["Truman","2015_G_2",2015,"G","2",null,"Combustion Turbine","IC Engine","MIS_MNWI","Minnesota",27,"Martin",91,"27091",0.2,10795,1938,2017,null,null,"N","Natural Gas, Distillate Fuel Oil",{"$nulls":13},3.62898,3.62898,3.62898,3.62898]
["Truman","2015_G_4",2015,"G","4",null,"Combustion Turbine","IC Engine","MIS_MNWI","Minnesota",27,"Martin",91,"27091",0.7,10745,1954,2017,null,null,"N","Natural Gas, Distillate Fuel Oil",{"$nulls":13},3.62898,3.62898,3.62898,3.62898]
["Truman","2015_G_5",2015,"G","5",null,"Combustion Turbine","IC Engine","MIS_MNWI","Minnesota",27,"Martin",91,"27091",0.8,10745,1961,2017,null,null,"N","Natural Gas, Distillate Fuel Oil",{"$nulls":13},3.62898,3.62898,3.62898,3.62898]
["Baxter Wilson","2050_B_2",2050,"B","2",1294,"O/G Steam",null,"MIS_D_MS","Mississippi",28,"Warren",149,"28149",678,12107,1971,2018,"wall","dry","N","Natural Gas, Residual Fuel Oil",{"$nulls":3},"CM + LNB",{"$nulls":8},3.2,0.04392,0.04392,0.04392,0.04392]
["Rex Brown","2053_B_3",2053,"B","3",1300,"O/G Steam",null,"MIS_D_MS","Mississippi",28,"Hinds",49,"28049",23.5,14500,1951,2018,"wall","dry","N","Natural Gas, Residual Fuel Oil",{"$nulls":12},4.8,0.09297,0.09297,0.09297,0.09297]
["Henderson","2062_G_H10",2062,"G","H10",null,"Combustion Turbine","IC Engine","MIS_D_MS","Mississippi",28,"Leflore",83,"28083",9.3,18000,2001,2018,null,null,"N","Natural Gas",{"$nulls":12},4.8,0.79266,0.79266,0.79266,0.79266]
["Henderson","2062_G_H11",2062,"G","H11",null,"Combustion Turbine","IC Engine","MIS_D_MS","Mississippi",28,"Leflore",83,"28083",9.3,18000,2001,2018,null,null,"N","Natural Gas",{"$nulls":12},4.8,0.79266,0.79266,0.79266,0.79266]
["Henderson","2062_G_H4",2062,"G","H4",null,"Combustion Turbine","IC Engine","MIS_D_MS","Mississippi",28,"Leflore",83,"28083",1.8,17584,2001,2018,null,null,"N","Distillate Fuel Oil",{"$nulls":12},4.8,1.77612,1.77612,1.77612,1.77612]
["Henderson","2062_G_H5",2062,"G","H5",null,"Combustion Turbine","IC Engine","MIS_D_MS","Mississippi",28,"Leflore",83,"28083",1.8,17578,2001,2018,null,null,"N","Distillate Fuel Oil",{"$nulls":12},4.8,1.77612,1.77612,1.77612,1.77612]
["Henderson","2062_G_H6",2062,"G","H6",null,"Combustion Turbine","IC Engine","MIS_D_MS","Mississippi",28,"Leflore",83,"28083",1.8,17578,2001,2018,null,null,"N","Distillate Fuel Oil",{"$nulls":12},4.8,1.77612,1.77612,1.77612,1.77612]
["Henderson","2062_G_H7",2062,"G","H7",null,"Combustion Turbine","IC Engine","MIS_D_MS","Mississippi",28,"Leflore",83,"28083",1.8,17578,2001,2018,null,null,"N","Distillate Fuel Oil",{"$nulls":12},4.8,1.77612,1.77612,1.77612,1.77612]
["Henderson","2062_G_H8",2062,"G","H8",null,"Combustion Turbine","IC Engine","MIS_D_MS","Mississippi",28,"Leflore",83,"28083",1.8,17578,2001,2018,null,null,"N","Distillate Fuel Oil",{"$nulls":12},4.8,1.77612,1.77612,1.77612,1.77612]
["Henderson","2062_G_H9",2062,"G","H9",null,"Combustion Turbine","IC Engine","MIS_D_MS","Mississippi",28,"Leflore",83,"28083",9.3,18000,2001,2018,null,null,"N","Natural Gas",{"$nulls":12},4.8,0.79266,0.79266,0.79266,0.79266]
["Howard Bend","2102_G_1",2102,"G","1",null,"Combustion Turbine",null,"MIS_MO","Missouri",29,"St Louis",189,"29189",39,17072,1973,2015,null,null,"N","Distillate Fuel Oil",{"$nulls":12},0.5,1.20049,1.20049,1.20049,1.20049]
["Albany","2113_G_1",2113,"G","1",null,"Combustion Turbine","IC Engine","S_D_AECI","Missouri",29,"Gentry",75,"29075",2.1,12321,1969,2019,null,null,"N","Distillate Fuel Oil",{"$nulls":12},2.3,1.77612,1.77612,1.77612,1.77612]
["Macon","2141_G_3",2141,"G","3",null,"Combustion Turbine","IC Engine","S_D_AECI","Missouri",29,"Macon",121,"29121",4.6,12185,1971,2018,null,null,"N","Natural Gas, Distillate Fuel Oil",{"$nulls":12},2.3,1.77612,1.77612,1.77612,1.77612]
["Chappell","2230_G_1",2230,"G","1",null,"Combustion Turbine","IC Engine","SPP_NEBR","Nebraska",31,"Deuel",49,"31049",0.1,14417,1940,2016,null,null,"N","Distillate Fuel Oil",{"$nulls":12},2.5,1.77612,1.77612,1.77612,1.77612]
["Fairbury","2236_B_1",2236,"B","1",null,"O/G Steam",null,"SPP_NEBR","Nebraska",31,"Jefferson",95,"31095",18.8,14500,1965,2017,null,null,"N","Natural Gas",{"$nulls":12},2.5,0.23505,0.23505,0.23505,0.23505]
["C W Burdick","2241_B_B-3",2241,"B","B-3",1372,"O/G Steam",null,"SPP_NEBR","Nebraska",31,"Hall",79,"31079",54,14500,1972,2017,"wall","dry","N","Natural Gas, Residual Fuel Oil",{"$nulls":3},"other",{"$nulls":8},2.5,0.19693,0.19693,0.19693,0.19693]
["Laurel","2249_G_3",2249,"G","3",null,"Combustion Turbine","IC Engine","SPP_NEBR","Nebraska",31,"Cedar",27,"31027",0.5,10745,1965,2016,null,null,"N","Natural Gas",{"$nulls":12},2.5,0.79266,0.79266,0.79266,0.79266]
["Darlington County","3250_G_5",3250,"G","5",88105,"Combustion Turbine",null,"S_VACA","South Carolina",45,"Darlington",31,"45031",49,14477,1975,2018,null,null,"N","Natural Gas",{"$nulls":12},3.5,0.75759,0.75759,0.75759,0.75759]
["Great Falls (SC)","3259_G_3",3259,"G","3",null,"Hydro",null,"S_VACA","South Carolina",45,"Chester",23,"45023",3,0,1907,2018,null,null,"N","Hydro",{"$nulls":13},0,0,0,0]
["Great Falls (SC)","3259_G_4",3259,"G","4",null,"Hydro",null,"S_VACA","South Carolina",45,"Chester",23,"45023",3,0,1907,2018,null,null,"N","Hydro",{"$nulls":13},0,0,0,0]
["Great Falls (SC)","3259_G_7",3259,"G","7",null,"Hydro",null,"S_VACA","South Carolina",45,"Chester",23,"45023",3,0,1907,2018,null,null,"N","Hydro",{"$nulls":13},0,0,0,0]
["Great Falls (SC)","3259_G_8",3259,"G","8",null,"Hydro",null,"S_VACA","South Carolina",45,"Chester",23,"45023",3,0,1907,2018,null,null,"N","Hydro",{"$nulls":13},0,0,0,0]
["Rocky Creek","3266_G_1",3266,"G","1",null,"Hydro",null,"S_VACA","South Carolina",45,"Fairfield",39,"45039",2.9,0,1909,2018,null,null,"N","Hydro",{"$nulls":13},0,0,0,0]
["Rocky Creek","3266_G_2",3266,"G","2",null,"Hydro",null,"S_VACA","South Carolina",45,"Fairfield",39,"45039",2.9,0,1909,2018,null,null,"N","Hydro",{"$nulls":13},0,0,0,0]
["Rocky Creek","3266_G_3",3266,"G","3",null,"Hydro",null,"S_VACA","South Carolina",45,"Fairfield",39,"45039",2.9,0,1909,2018,null,null,"N","Hydro",{"$nulls":13},0,0,0,0]
["Rocky Creek","3266_G_4",3266,"G","4",null,"Hydro",null,"S_VACA","South Carolina",45,"Fairfield",39,"45039",2.9,0,1909,2018,null,null,"N","Hydro",{"$nulls":13},0,0,0,0]
["Rocky Creek","3266_G_5",3266,"G","5",null,"Hydro",null,"S_VACA","South Carolina",45,"Fairfield",39,"45039",4.8,0,1909,2018,null,null,"N","Hydro",{"$nulls":13},0,0,0,0]
["Rocky Creek","3266_G_6",3266,"G","6",null,"Hydro",null,"S_VACA","South Carolina",45,"Fairfield",39,"45039",4.8,0,1909,2018,null,null,"N","Hydro",{"$nulls":13},0,0,0,0]
["Rocky Creek","3266_G_7",3266,"G","7",null,"Hydro",null,"S_VACA","South Carolina",45,"Fairfield",39,"45039",2.9,0,1909,2018,null,null,"N","Hydro",{"$nulls":13},0,0,0,0]
["Rocky Creek","3266_G_8",3266,"G","8",null,"Hydro",null,"S_VACA","South Carolina",45,"Fairfield",39,"45039",2.9,0,1909,2018,null,null,"N","Hydro",{"$nulls":13},0,0,0,0]
["Weatherford","3624_G_1",3624,"G","1",null,"Combustion Turbine","IC Engine","ERC_REST","Texas",48,"Parker",367,"48367",0.1,12822,1940,2017,null,null,"N","Distillate Fuel Oil",{"$nulls":12},3,1.77612,1.77612,1.77612,1.77612]
["Weatherford","3624_G_2",3624,"G","2",null,"Combustion Turbine","IC Engine","ERC_REST","Texas",48,"Parker",367,"48367",0.1,12822,1940,2017,null,null,"N","Distillate Fuel Oil",{"$nulls":12},3,1.77612,1.77612,1.77612,1.77612]
["Weatherford","3624_G_3",3624,"G","3",null,"Combustion Turbine","IC Engine","ERC_REST","Texas",48,"Parker",367,"48367",0.1,12822,1940,2017,null,null,"N","Distillate Fuel Oil",{"$nulls":12},3,1.77612,1.77612,1.77612,1.77612]
["Weatherford","3624_G_4",3624,"G","4",null,"Combustion Turbine","IC Engine","ERC_REST","Texas",48,"Parker",367,"48367",0.6,12822,1945,2017,null,null,"N","Distillate Fuel Oil",{"$nulls":12},3,1.77612,1.77612,1.77612,1.77612]
["Weatherford","3624_G_6",3624,"G","6",null,"Combustion Turbine","IC Engine","ERC_REST","Texas",48,"Parker",367,"48367",1.2,12822,1948,2017,null,null,"N","Natural Gas, Distillate Fuel Oil",{"$nulls":12},3,1.77612,1.77612,1.77612,1.77612]
["Weatherford","3624_G_7",3624,"G","7",null,"Combustion Turbine","IC Engine","ERC_REST","Texas",48,"Parker",367,"48367",1.1,12822,1953,2017,null,null,"N","Natural Gas, Distillate Fuel Oil",{"$nulls":12},3,1.77612,1.77612,1.77612,1.77612]
["Weatherford","3624_G_8",3624,"G","8",null,"Combustion Turbine","IC Engine","ERC_REST","Texas",48,"Parker",367,"48367",1.1,12822,1953,2017,null,null,"N","Natural Gas, Distillate Fuel Oil",{"$nulls":12},3,1.77612,1.77612,1.77612,1.77612]
["Sam Rayburn","3631_G_1",3631,"G","1",null,"Combustion Turbine",null,"ERC_REST","Texas",48,"Victoria",469,"48469",10.5,25000,1963,2018,null,null,"N","Natural Gas, Distillate Fuel Oil",{"$nulls":12},3,0.40657,0.40657,0.40657,0.40657]
["Sam Rayburn","3631_G_2",3631,"G","2",null,"Combustion Turbine",null,"ERC_REST","Texas",48,"Victoria",469,"48469",11.5,25000,1963,2018,null,null,"N","Natural Gas, Distillate Fuel Oil",{"$nulls":12},3,0.40657,0.40657,0.40657,0.40657]
["Coal Creek","6030_G_3",6030,"G","3",null,"Combustion Turbine","IC Engine","MIS_MNWI","North Dakota",38,"Mclean",55,"38055",2.1,12822,1979,2016,null,null,"N","Distillate Fuel Oil",{"$nulls":12},3,1.77612,1.77612,1.77612,1.77612]
["Block Island","6567_G_26",6567,"G","26",null,"Combustion Turbine","IC Engine","NENGREST","Rhode Island",44,"Washington",9,"44009",1.8,12273,2012,2017,null,null,"N","Distillate Fuel Oil",{"$nulls":13},1.77612,1.77612,1.77612,1.77612]
["Johnson","6579_G_1",6579,"G","1",null,"Combustion Turbine","IC Engine","SPP_N","Kansas",20,"Stanton",187,"20187",0.6,25000,1959,2017,null,null,"N","Natural Gas, Distillate Fuel Oil",{"$nulls":12},3,2.8335,2.8335,2.8335,2.8335]
["Johnson","6579_G_2",6579,"G","2",null,"Combustion Turbine","IC Engine","SPP_N","Kansas",20,"Stanton",187,"20187",0.7,25000,1963,2017,null,null,"N","Natural Gas, Distillate Fuel Oil",{"$nulls":12},3,2.8335,2.8335,2.8335,2.8335]
["Johnson","6579_G_4",6579,"G","4",null,"Combustion Turbine","IC Engine","SPP_N","Kansas",20,"Stanton",187,"20187",0.5,25000,1954,2017,null,null,"N","Natural Gas, Distillate Fuel Oil",{"$nulls":12},3,2.8335,2.8335,2.8335,2.8335]
["Johnson","6579_G_5",6579,"G","5",null,"Combustion Turbine","IC Engine","SPP_N","Kansas",20,"Stanton",187,"20187",0.3,25000,1950,2017,null,null,"N","Natural Gas, Distillate Fuel Oil",{"$nulls":12},3,2.8335,2.8335,2.8335,2.8335]
["Johnson","6579_G_7",6579,"G","7",null,"Combustion Turbine","IC Engine","SPP_N","Kansas",20,"Stanton",187,"20187",1.2,25000,1983,2017,null,null,"N","Natural Gas, Distillate Fuel Oil",{"$nulls":12},3,2.8335,2.8335,2.8335,2.8335]
["Johnson","6579_G_8",6579,"G","8",null,"Combustion Turbine","IC Engine","SPP_N","Kansas",20,"Stanton",187,"20187",1.1,18000,1993,2017,null,null,"N","Natural Gas",{"$nulls":12},3,1.23537,1.23537,1.23537,1.23537]
["Johnson","6579_G_IC6",6579,"G","IC6",null,"Combustion Turbine","IC Engine","SPP_N","Kansas",20,"Stanton",187,"20187",1.2,25000,1986,2017,null,null,"N","Natural Gas, Distillate Fuel Oil",{"$nulls":12},3,2.8335,2.8335,2.8335,2.8335]
["Edenton Generators","7429_G_1",7429,"G","1",null,"Combustion Turbine","IC Engine","PJM_Dom","North Carolina",37,"Chowan",41,"37041",1.2,12787,1988,2011,null,null,"N","Distillate Fuel Oil",{"$nulls":12},2.3,1.77612,1.77612,1.77612,1.77612]
["Pine Street","7806_G_1",7806,"G","1",null,"Combustion Turbine","IC Engine","MIS_LMI","Michigan",26,"Huron",63,"26063",1,14498,1969,2018,null,null,"N","Natural Gas, Distillate Fuel Oil",{"$nulls":12},1.67,2.66577,2.66577,2.66577,2.66577]
["Pine Street","7806_G_2",7806,"G","2",null,"Combustion Turbine","IC Engine","MIS_LMI","Michigan",26,"Huron",63,"26063",1,14498,1969,2018,null,null,"N","Natural Gas, Distillate Fuel Oil",{"$nulls":12},1.67,2.66577,2.66577,2.66577,2.66577]
["Pine Street","7806_G_3",7806,"G","3",null,"Combustion Turbine","IC Engine","MIS_LMI","Michigan",26,"Huron",63,"26063",1,14498,1988,2018,null,null,"N","Distillate Fuel Oil",{"$nulls":12},1.67,4.1606,4.1606,4.1606,4.1606]
["Pine Street","7806_G_4",7806,"G","4",null,"Combustion Turbine","IC Engine","MIS_LMI","Michigan",26,"Huron",63,"26063",1,14498,1988,2018,null,null,"N","Distillate Fuel Oil",{"$nulls":12},1.67,4.1606,4.1606,4.1606,4.1606]
["Pine Street","7806_G_5",7806,"G","5",null,"Combustion Turbine","IC Engine","MIS_LMI","Michigan",26,"Huron",63,"26063",1.2,13123,1996,2018,null,null,"N","Natural Gas, Distillate Fuel Oil",{"$nulls":12},1.67,2.66577,2.66577,2.66577,2.66577]
["Pine Street","7806_G_6",7806,"G","6",null,"Combustion Turbine","IC Engine","MIS_LMI","Michigan",26,"Huron",63,"26063",1.2,14554,1996,2018,null,null,"N","Natural Gas, Distillate Fuel Oil",{"$nulls":12},1.67,2.66577,2.66577,2.66577,2.66577]
["Ellwood","8076_G_01",8076,"G","01",null,"Combustion Turbine",null,"WECC_SCE","California",6,"Santa Barbara",83,"06083",54,13535,1974,2018,null,null,"N","Natural Gas",{"$nulls":12},0.013,0.0134,0.0134,0.0134,0.0134]
["Commerce Refuse To Energy","10090_B_SMB001",10090,"B","SMB001",null,"Municipal Solid Waste",null,"WECC_SCE","California",6,"Los Angeles",37,"06037",10,16076,1986,2018,null,null,"N","MSW","Wet Scrubber",1986,0.98,"OFA","SNCR",null,"1986","B + C","NA",{"$nulls":4},0.18554,0.18554,0.18554,0.18554,0.08,0.08,0.08]
["Greenleaf 2 Power Plant","10349_G_GEN1",10349,"G","GEN1",8436,"Combustion Turbine",null,"WEC_CALN","California",6,"Sutter",101,"06101",49.5,8700,1989,2019,null,null,"Y","Natural Gas",{"$nulls":4},"SCR",{"$nulls":7},0.74,0.04552,0.04552,0.04552,0.04552]
["Greenleaf 1 Power Plant","10350_G_GEN1",10350,"G","GEN1",90712,"Combined Cycle",null,"WEC_CALN","California",6,"Sutter",101,"06101",42,6014,1989,2019,null,null,"Y","Natural Gas",{"$nulls":3},"DLNB + STM","SNCR",{"$nulls":8},0.11463,0.11463,0.11463,0.11463]
["Greenleaf 1 Power Plant","10350_G_GEN2",10350,"G","GEN2",null,"Combined Cycle",null,"WEC_CALN","California",6,"Sutter",101,"06101",8,6014,1989,2019,null,null,"Y","Natural Gas",{"$nulls":3},"DLNB + STM","SNCR",null,"1989",{"$nulls":6},0.11463,0.11463,0.11463,0.11463]
["GRS Coyote Canyon","10395_B_1",10395,"B","1",null,"Landfill Gas",null,"WECC_SCE","California",6,"Orange",59,"06059",17,20911,1989,2016,null,null,"N","Landfill Gas",{"$nulls":13},0.08623,0.08623,0.08623,0.08623]
["Corona Energy Partners, Ltd","10635_G_GEN1",10635,"G","GEN1",null,"Combustion Turbine",null,"WECC_SCE","California",6,"Riverside",65,"06065",40,8700,1988,2017,null,null,"Y","Natural Gas",{"$nulls":12},0.74,0.01636,0.01636,0.01636,0.01636]
["Central Power Plant","50621_G_GEN4",50621,"G","GEN4",null,"O/G Steam",null,"NENGREST","Rhode Island",44,"Providence",7,"44007",2,11907,1958,2015,null,null,"Y","Natural Gas, Distillate Fuel Oil",{"$nulls":12},4.99,0.1967,0.1967,0.1967,0.1967]
["Warren Lumber Mill","50640_B_BLR1",50640,"B","BLR1",null,"Biomass",null,"MIS_AR","Arkansas",5,"Bradley",11,"05011",10,6099,1990,2013,null,null,"Y","Biomass",{"$nulls":3},"FR + H2O + OFA",{"$nulls":3},"ESPH + C","No",{"$nulls":4},0.17466,0.17466,0.17466,0.17466]
["Toyon Power Station","54327_G_TOY4",54327,"G","TOY4",null,"Landfill Gas",null,"WEC_LADW","California",6,"Los Angeles",37,"06037",1.7,15378,1986,2015,null,null,"N","Landfill Gas",{"$nulls":13},0.08623,0.08623,0.08623,0.08623]
["Toyon Power Station","54327_G_TOY5",54327,"G","TOY5",null,"Landfill Gas",null,"WEC_LADW","California",6,"Los Angeles",37,"06037",1.7,15380,1986,2017,null,null,"N","Landfill Gas",{"$nulls":13},0.08623,0.08623,0.08623,0.08623]
["Sierra Pacific Sonora","54517_G_GEN2",54517,"G","GEN2",null,"Biomass",null,"WEC_CALN","California",6,"Tuolumne",109,"06109",6,6154,2001,2018,null,null,"Y","Biomass",{"$nulls":13},0.23415,0.23415,0.23415,0.23415]
["Graphic Packaging International","54561_G_GT-G",54561,"G","GT-G",null,"Combined Cycle",null,"WEC_CALN","California",6,"Santa Clara",85,"06085",23,5668,1985,2017,null,null,"Y","Natural Gas",{"$nulls":13},0.04938,0.04938,0.04938,0.04938]
["Graphic Packaging International","54561_G_ST-G",54561,"G","ST-G",null,"Combined Cycle",null,"WEC_CALN","California",6,"Santa Clara",85,"06085",3,5668,1986,2017,null,null,"Y","Natural Gas",{"$nulls":13},0.04938,0.04938,0.04938,0.04938]
["MM Lopez Energy","55161_G_UNT2",55161,"G","UNT2",null,"Landfill Gas",null,"WECC_SCE","California",6,"Los Angeles",37,"06037",2.7,13500,1998,2016,null,null,"N","Landfill Gas",{"$nulls":13},0.1509,0.1509,0.1509,0.1509]
["Atascosita","55526_G_GEN1",55526,"G","GEN1",null,"Landfill Gas",null,"ERC_REST","Texas",48,"Harris",201,"48201",1.7,13500,2003,2018,null,null,"N","Landfill Gas",{"$nulls":13},0.24082,0.24082,0.24082,0.24082]
["Atascosita","55526_G_GEN2",55526,"G","GEN2",null,"Landfill Gas",null,"ERC_REST","Texas",48,"Harris",201,"48201",1.7,13500,2003,2018,null,null,"N","Landfill Gas",{"$nulls":13},0.24082,0.24082,0.24082,0.24082]
["Atascosita","55526_G_GEN3",55526,"G","GEN3",null,"Landfill Gas",null,"ERC_REST","Texas",48,"Harris",201,"48201",1.7,13500,2003,2018,null,null,"N","Landfill Gas",{"$nulls":13},0.24082,0.24082,0.24082,0.24082]
["Atascosita","55526_G_GEN4",55526,"G","GEN4",null,"Landfill Gas",null,"ERC_REST","Texas",48,"Harris",201,"48201",1.7,13500,2003,2018,null,null,"N","Landfill Gas",{"$nulls":13},0.24082,0.24082,0.24082,0.24082]
["Atascosita","55526_G_GEN5",55526,"G","GEN5",null,"Landfill Gas",null,"ERC_REST","Texas",48,"Harris",201,"48201",1.7,13500,2003,2018,null,null,"N","Landfill Gas",{"$nulls":13},0.24082,0.24082,0.24082,0.24082]
["Atascosita","55526_G_GEN6",55526,"G","GEN6",null,"Landfill Gas",null,"ERC_REST","Texas",48,"Harris",201,"48201",1.7,13500,2004,2018,null,null,"N","Landfill Gas",{"$nulls":13},0.24082,0.24082,0.24082,0.24082]
["Coastal Plains","55554_G_UNT2",55554,"G","UNT2",null,"Landfill Gas",null,"ERC_REST","Texas",48,"Galveston",167,"48167",1.7,13500,2003,2018,null,null,"N","Landfill Gas",{"$nulls":13},0.24082,0.24082,0.24082,0.24082]
["GRS Sunset Farms","55588_G_1",55588,"G","1",null,"Landfill Gas",null,"ERC_REST","Texas",48,"Travis",453,"48453",0.9,13500,1996,2016,null,null,"N","Landfill Gas",{"$nulls":13},0.24082,0.24082,0.24082,0.24082]
["GRS Sunset Farms","55588_G_2",55588,"G","2",null,"Landfill Gas",null,"ERC_REST","Texas",48,"Travis",453,"48453",0.9,13500,1996,2016,null,null,"N","Landfill Gas",{"$nulls":13},0.24082,0.24082,0.24082,0.24082]
["GRS Sunset Farms","55588_G_3",55588,"G","3",null,"Landfill Gas",null,"ERC_REST","Texas",48,"Travis",453,"48453",0.9,13500,1996,2016,null,null,"N","Landfill Gas",{"$nulls":13},0.24082,0.24082,0.24082,0.24082]
["GRS Sunset Farms","55588_G_4",55588,"G","4",null,"Landfill Gas",null,"ERC_REST","Texas",48,"Travis",453,"48453",0.9,13500,2004,2016,null,null,"N","Landfill Gas",{"$nulls":13},0.24082,0.24082,0.24082,0.24082]
["Mallard Lake Electric","55592_G_1",55592,"G","1",null,"Landfill Gas",null,"PJM_COMD","Illinois",17,"Dupage",43,"17043",3.8,13500,1997,2018,null,null,"N","Landfill Gas",{"$nulls":13},0.24082,0.24082,0.24082,0.24082]
["Mallard Lake Electric","55592_G_2",55592,"G","2",null,"Landfill Gas",null,"PJM_COMD","Illinois",17,"Dupage",43,"17043",3.8,13500,1997,2018,null,null,"N","Landfill Gas",{"$nulls":13},0.24082,0.24082,0.24082,0.24082]
["Mallard Lake Electric","55592_G_4",55592,"G","4",null,"Landfill Gas",null,"PJM_COMD","Illinois",17,"Dupage",43,"17043",7.6,13500,1997,2018,null,null,"N","Landfill Gas",{"$nulls":12},1.8,0.24082,0.24082,0.24082,0.24082]
["Dixon/Lee Energy Partners LLC","55763_G_DX1",55763,"G","DX1",null,"Landfill Gas",null,"PJM_COMD","Illinois",17,"Lee",103,"17103",0.9,13500,1999,2017,null,null,"N","Landfill Gas",{"$nulls":13},0.24082,0.24082,0.24082,0.24082]
["Dixon/Lee Energy Partners LLC","55763_G_DX2",55763,"G","DX2",null,"Landfill Gas",null,"PJM_COMD","Illinois",17,"Lee",103,"17103",0.9,13500,1999,2017,null,null,"N","Landfill Gas",{"$nulls":13},0.24082,0.24082,0.24082,0.24082]
["Dixon/Lee Energy Partners LLC","55763_G_DX3",55763,"G","DX3",null,"Landfill Gas",null,"PJM_COMD","Illinois",17,"Lee",103,"17103",0.9,13500,1999,2017,null,null,"N","Landfill Gas",{"$nulls":13},0.24082,0.24082,0.24082,0.24082]
["Dixon/Lee Energy Partners LLC","55763_G_DX4",55763,"G","DX4",null,"Landfill Gas",null,"PJM_COMD","Illinois",17,"Lee",103,"17103",0.9,13500,1999,2017,null,null,"N","Landfill Gas",{"$nulls":13},0.24082,0.24082,0.24082,0.24082]
["Morris Genco LLC","55774_G_MO4",55774,"G","MO4",null,"Landfill Gas",null,"PJM_COMD","Illinois",17,"Grundy",63,"17063",1,13500,2012,2018,null,null,"N","Landfill Gas",{"$nulls":13},0.24082,0.24082,0.24082,0.24082]
["Morris Genco LLC","55774_G_MO5",55774,"G","MO5",null,"Landfill Gas",null,"PJM_COMD","Illinois",17,"Grundy",63,"17063",1,13500,2012,2018,null,null,"N","Landfill Gas",{"$nulls":13},0.24082,0.24082,0.24082,0.24082]
["Barre","55776_G_BA1",55776,"G","BA1",null,"Landfill Gas",null,"NENGREST","Massachusetts",25,"Worcester",27,"25027",0.4,13682,1996,2017,null,null,"N","Landfill Gas",{"$nulls":13},0.13831,0.13831,0.13831,0.13831]
["Barre","55776_G_BA2",55776,"G","BA2",null,"Landfill Gas",null,"NENGREST","Massachusetts",25,"Worcester",27,"25027",0.4,13684,1996,2017,null,null,"N","Landfill Gas",{"$nulls":13},0.13831,0.13831,0.13831,0.13831]
["RCWMD Badlands Landfill Gas Project","55820_G_GEN1",55820,"G","GEN1",null,"Landfill Gas",null,"WECC_SCE","California",6,"Riverside",65,"06065",1,14242,2001,2017,null,null,"N","Landfill Gas",{"$nulls":13},0.11822,0.11822,0.11822,0.11822]
["Auburndale Peaker Energy Center","55833_G_CTP",55833,"G","CTP",8444,"Combustion Turbine",null,"FRCC","Florida",12,"Polk",105,"12105",117,12070,2002,2018,null,null,"N","Natural Gas, Distillate Fuel Oil",{"$nulls":3},"H2O",{"$nulls":8},0.8,0.08926,0.08926,0.08926,0.08926]
["Seven Mile Creek LFG","56149_G_1",56149,"G","1",null,"Landfill Gas",null,"MIS_MNWI","Wisconsin",55,"Eau Claire",35,"55035",0.8,13500,2004,2017,null,null,"N","Landfill Gas",{"$nulls":13},0.24082,0.24082,0.24082,0.24082]
["Seven Mile Creek LFG","56149_G_2",56149,"G","2",null,"Landfill Gas",null,"MIS_MNWI","Wisconsin",55,"Eau Claire",35,"55035",0.8,13500,2004,2017,null,null,"N","Landfill Gas",{"$nulls":13},0.24082,0.24082,0.24082,0.24082]
["Seven Mile Creek LFG","56149_G_3",56149,"G","3",null,"Landfill Gas",null,"MIS_MNWI","Wisconsin",55,"Eau Claire",35,"55035",0.8,13500,2004,2017,null,null,"N","Landfill Gas",{"$nulls":13},0.24082,0.24082,0.24082,0.24082]
["Seven Mile Creek LFG","56149_G_4",56149,"G","4",null,"Landfill Gas",null,"MIS_MNWI","Wisconsin",55,"Eau Claire",35,"55035",1,13500,2008,2017,null,null,"N","Landfill Gas",{"$nulls":13},0.24082,0.24082,0.24082,0.24082]
["DOE Golden NWTC Turbine Side","57693_G_ALSTO",57693,"G","ALSTO",null,"Onshore Wind",null,"WECC_CO","Colorado",8,"Jefferson",59,"08059",3,0,2011,2018,null,null,"N","Wind",{"$nulls":13},0,0,0,0]
["FC Landfill Energy","57786_G_UNIT1",57786,"G","UNIT1",null,"Landfill Gas",null,"PJM_AP","Maryland",24,"Frederick",21,"24021",1,14795,2010,2018,null,null,"N","Landfill Gas",{"$nulls":13},0.24082,0.24082,0.24082,0.24082]
["FC Landfill Energy","57786_G_UNIT2",57786,"G","UNIT2",null,"Landfill Gas",null,"PJM_AP","Maryland",24,"Frederick",21,"24021",1,14797,2010,2018,null,null,"N","Landfill Gas",{"$nulls":13},0.24082,0.24082,0.24082,0.24082]
["Evergreen Community Power","58023_B_1",58023,"B","1",null,"Biomass",null,"PJM_WMAC","Pennsylvania",42,"Berks",11,"42011",25,15296,2009,2018,null,null,"Y","Biomass",null,null,0.889,null,"SCR",2009,null,"ESPH","No",{"$nulls":4},0.03799,0.03799,0.03799,0.03799,{"$nulls":4},"Yes"]
["Portable Generator 1","59196_G_IC1",59196,"G","IC1",null,"Combustion Turbine","IC Engine","MIS_MAPP","North Dakota",38,"Mckenzie",53,"38053",2,10745,2005,2018,null,null,"N","Natural Gas, Distillate Fuel Oil",{"$nulls":13},1.77612,1.77612,1.77612,1.77612]
["Helios Plaza CHP Plant","59378_G_GEN1",59378,"G","GEN1",null,"Combustion Turbine",null,"ERC_REST","Texas",48,"Harris",201,"48201",4.3,14116,2010,2017,null,null,"Y","Natural Gas, Distillate Fuel Oil",{"$nulls":13},0.0951,0.0951,0.0951,0.0951]
["Jack Watson","2049_B_3",2049,"B","3",null,"O/G Steam",null,"S_SOU","Mississippi",28,"Harrison",47,"28047",107,10546,1962,2018,"wall","dry","N","Natural Gas",{"$nulls":3},"LNB + OFA",{"$nulls":8},4.8,0.11508,0.11508,0.11508,0.11508]
["GREC","165_B_1",165,"B","1",95,"O/G Steam",null,"SPP_WEST","Oklahoma",40,"Mayes",97,"40097",490,11485,1982,2017,null,null,"N","Natural Gas",{"$nulls":3},"LNB",{"$nulls":8},1.2,0.16077,0.16077,0.16077,0.16077]
["St Clair","1743_B_4",1743,"B","4",1192,"Coal Steam",null,"MIS_LMI","Michigan",26,"St Clair",147,"26147",151,11233,1954,2017,"wall","dry","N","Bituminous, Subbituminous",null,null,0.5,"LNB + LNCB",{"$nulls":3},"ESPC","No","ACI",2016,null,1.67,0.30171,0.30171,0.1549,0.1549,0.1,0.1,0.1,0.9,"Yes"]
["Paulding","2071_G_1",2071,"G","1",null,"Combustion Turbine",null,"MIS_D_MS","Mississippi",28,"Jasper",61,"28061",16,25000,1972,2017,null,null,"N","Distillate Fuel Oil",{"$nulls":12},4.8,0.82155,0.82155,0.82155,0.82155]
["Horseshoe Lake","2951_B_7",2951,"B","7",2001,"O/G Steam",null,"SPP_WEST","Oklahoma",40,"Oklahoma",109,"40109",214,11232,1963,2017,"wall",null,"N","Natural Gas",{"$nulls":13},0.16815,0.16815,0.16815,0.16815]
["Urquhart","3295_G_3",3295,"G","3",2230,"O/G Steam",null,"S_VACA","South Carolina",45,"Aiken",3,"45003",95,10475,1955,2018,"tangential",null,"N","Natural Gas",{"$nulls":3},"LNC2",{"$nulls":9},0.09815,0.09815,0.09815,0.09815]
["Greens Bayou","3464_B_GBY5",3464,"B","GBY5",2359,"O/G Steam",null,"ERC_REST","Texas",48,"Harris",201,"48201",406,13369,1973,2017,"tangential",null,"N","Natural Gas",{"$nulls":3},"FR",{"$nulls":8},0.395,0.05384,0.05384,0.05384,0.05384]
["Pearsall","3630_B_1",3630,"B","1",null,"O/G Steam",null,"ERC_REST","Texas",48,"Frio",163,"48163",23,14500,1961,2017,null,null,"N","Natural Gas, Distillate Fuel Oil",{"$nulls":12},1.157,0.13201,0.13201,0.13201,0.13201]
["Pearsall","3630_B_2",3630,"B","2",null,"O/G Steam",null,"ERC_REST","Texas",48,"Frio",163,"48163",23,14500,1961,2017,null,null,"N","Natural Gas, Distillate Fuel Oil",{"$nulls":12},1.157,0.13201,0.13201,0.13201,0.13201]
["Pearsall","3630_B_3",3630,"B","3",null,"O/G Steam",null,"ERC_REST","Texas",48,"Frio",163,"48163",23,14500,1961,2017,null,null,"N","Natural Gas, Distillate Fuel Oil",{"$nulls":12},1.157,0.13201,0.13201,0.13201,0.13201]
["Carson Cogeneration","10169_G_GEN1",10169,"G","GEN1",89366,"Combined Cycle",null,"WECC_SCE","California",6,"Los Angeles",37,"06037",41.3,8902,1989,2017,null,null,"Y","Natural Gas",{"$nulls":3},"H2O","SCR",{"$nulls":8},0.07306,0.07306,0.07306,0.07306]
["Carson Cogeneration","10169_G_GEN2",10169,"G","GEN2",null,"Combined Cycle",null,"WECC_SCE","California",6,"Los Angeles",37,"06037",8,8902,1990,2017,null,null,"Y","Natural Gas",{"$nulls":3},"H2O","SCR",{"$nulls":8},0.07306,0.07306,0.07306,0.07306]
["Huntington Falls","50713_G_GEN1",50713,"G","GEN1",null,"Hydro",null,"NENGREST","Vermont",50,"Addison",1,"50001",0.8,0,1988,2017,null,null,"N","Hydro",{"$nulls":13},0,0,0,0]
["Huntington Falls","50713_G_GEN2",50713,"G","GEN2",null,"Hydro",null,"NENGREST","Vermont",50,"Addison",1,"50001",0.8,0,1988,2017,null,null,"N","Hydro",{"$nulls":13},0,0,0,0]
["Inland Empire Energy Center","55853_G_2",55853,"G","2",89653,"Combined Cycle",null,"WECC_SCE","California",6,"Riverside",65,"06065",345,7050,2010,2017,null,null,"N","Natural Gas",{"$nulls":3},"DLNB + NH3","SCR",2010,{"$nulls":7},0.00784,0.00784,0.00784,0.00784]
["AES ES Tait","58826_G_TTES",58826,"G","TTES",null,"Energy Storage",null,"PJM_West","Ohio",39,"Montgomery",113,"39113",20,0,2013,2017,null,null,"N","Energy Storage",{"$nulls":13},0,0,0,0]
["Gantt","53_G_3",53,"G","3",null,"Hydro",null,"S_SOU","Alabama",1,"Covington",39,"01039",1,0,1926,2015,null,null,"N","Hydro",{"$nulls":13},0,0,0,0]
["Ocotillo","116_G_1",116,"G","1",66,"O/G Steam",null,"WECC_AZ","Arizona",4,"Maricopa",13,"04013",110,12185,1960,2018,"tangential",null,"N","Natural Gas",{"$nulls":13},0.1242,0.1242,0.1242,0.1242]
["Ocotillo","116_G_2",116,"G","2",67,"O/G Steam",null,"WECC_AZ","Arizona",4,"Maricopa",13,"04013",110,11861,1960,2018,"tangential",null,"N","Natural Gas",{"$nulls":13},0.12668,0.12668,0.12668,0.12668]
["Grayson","377_G_3",377,"G","3",null,"Landfill Gas",null,"WEC_LADW","California",6,"Los Angeles",37,"06037",18,16548,1953,2016,"wall","dry","N","Landfill Gas",{"$nulls":3},"FR + LA + LNB",{"$nulls":9},0.08623,0.08623,0.08623,0.08623]
["Grayson","377_G_4",377,"G","4",248,"Landfill Gas",null,"WEC_LADW","California",6,"Los Angeles",37,"06037",40,14538,1959,2016,"wall","dry","N","Landfill Gas",{"$nulls":3},"FR + LA + LNB",{"$nulls":9},0.03671,0.03671,0.03671,0.03671]
["Grayson","377_G_5",377,"G","5",249,"O/G Steam",null,"WEC_LADW","California",6,"Los Angeles",37,"06037",40,14500,1964,2016,"wall","dry","N","Natural Gas",{"$nulls":3},"FR + LA + LNB","SNCR",null,"2003",{"$nulls":6},0.03005,0.03005,0.03005,0.03005]
["Bridgeport Station","568_B_BHB3",568,"B","BHB3",373,"Coal Steam",null,"NENG_CT","Connecticut",9,"Fairfield",1,"09001",383,11096,1968,2021,"tangential","dry","N","Subbituminous",null,null,0.5,"LNC2",{"$nulls":3},"ESPC + B","No","ACI",2008,null,0.33,0.14416,0.14416,0.139,0.139,0.1,0.1,0.1,0.9,"Yes"]
["Lauderdale","613_G_23",613,"G","23",90179,"Combustion Turbine",null,"FRCC","Florida",12,"Broward",11,"12011",35,17925,1972,2016,null,null,"N","Natural Gas, Distillate Fuel Oil",{"$nulls":12},0.8,0.55332,0.55332,0.55332,0.55332]
["Lauderdale","613_G_24",613,"G","24",90180,"Combustion Turbine",null,"FRCC","Florida",12,"Broward",11,"12011",35,17925,1972,2016,null,null,"N","Natural Gas, Distillate Fuel Oil",{"$nulls":12},0.8,0.53829,0.53829,0.53829,0.53829]
["Turkey Point","621_B_PTP1",621,"B","PTP1",437,"O/G Steam",null,"FRCC","Florida",12,"Miami Dade",86,"12086",396,12930,1967,2016,"wall","dry","N","Natural Gas, Residual Fuel Oil",{"$nulls":3},"LNB",{"$nulls":8},1,0.23585,0.23585,0.23585,0.23585]
["Turkey Point","621_B_PTP2",621,"B","PTP2",437,"O/G Steam",null,"FRCC","Florida",12,"Miami Dade",86,"12086",392,12119,1968,2013,"wall","dry","N","Natural Gas",{"$nulls":3},"LNB",{"$nulls":8},1,0.23585,0.23585,0.23585,0.23585]
["Baldwin Energy Complex","889_B_1",889,"B","1",611,"Coal Steam",null,"MIS_IL","Illinois",17,"Randolph",157,"17157",576,10239,1973,2017,"cyclone","wet","N","Subbituminous","Dry Scrubber",2011,0.9,"OFA","SCR",2000,null,"ESPC + B","No","ACI",2009,null,0.075,0.08205,0.08205,0.08205,0.08205,0.1,0.1,0.1,0.99]
["Baldwin Energy Complex","889_B_3",889,"B","3",613,"Coal Steam",null,"MIS_IL","Illinois",17,"Randolph",157,"17157",621,10103,1975,2017,"tangential","dry","N","Subbituminous","Dry Scrubber",2010,0.9,"LNC2",{"$nulls":3},"ESPC + B","Yes","ACI",2010,null,0.1,0.09118,0.09118,0.09118,0.09118,0.1,0.1,0.1,0.99,"Yes"]
["Bailly","995_B_7",995,"B","7",696,"Coal Steam",null,"MIS_INKY","Indiana",18,"Porter",127,"18127",160,11317,1962,2018,"cyclone","wet","N","Bituminous","Wet Scrubber",1991,0.97,"OFA","SCR",2008,null,"ESPC","No","ACI",2015,null,0.1,0.1179,0.1179,0.1179,0.1179,0.1,0.1,0.1,0.99]
["Bailly","995_B_8",995,"B","8",697,"Coal Steam",null,"MIS_INKY","Indiana",18,"Porter",127,"18127",320,10927,1968,2018,"cyclone","wet","N","Bituminous","Wet Scrubber",1991,0.97,"OFA","SCR",2003,null,"ESPC","No","ACI",2015,null,0.1,0.1107,0.1107,0.1107,0.1107,0.1,0.1,0.1,0.99]
["Prairie Creek","1073_B_1",1073,"B","1",null,"Coal Steam",null,"MIS_IA","Iowa",19,"Linn",113,"19113",1.7,13522,1950,2021,"stoker/SPR","dry","Y","Bituminous, Subbituminous",{"$nulls":3},"OFA",{"$nulls":3},"ESPC","No",{"$nulls":3},1,0.37948,0.37948,0.37948,0.37948,0.64,0.97,1,{"$nulls":5},"C2G","2025"]
["Prairie Creek","1073_B_2",1073,"B","2",null,"Coal Steam",null,"MIS_IA","Iowa",19,"Linn",113,"19113",2,13522,1950,2010,"stoker/SPR","dry","Y","Bituminous, Subbituminous",{"$nulls":7},"ESPC","No",{"$nulls":3},5,0.58175,0.58175,0.58175,0.58175,0.64,0.97,1]
["Hutchinson Energy Center","1248_G_GT4",1248,"G","GT4",90751,"Combustion Turbine",null,"SPP_N","Kansas",20,"Reno",155,"20155",71,24323,1975,2015,null,null,"N","Distillate Fuel Oil",{"$nulls":12},3,1.20015,1.20015,1.20015,1.20015]
["Howland Hydro Station","1472_G_HL01",1472,"G","HL01",null,"Hydro",null,"NENG_ME","Maine",23,"Penobscot",19,"23019",0.6,0,1921,2015,null,null,"N","Hydro",{"$nulls":13},0,0,0,0]
["Howland Hydro Station","1472_G_HL02",1472,"G","HL02",null,"Hydro",null,"NENG_ME","Maine",23,"Penobscot",19,"23019",0.6,0,1916,2015,null,null,"N","Hydro",{"$nulls":13},0,0,0,0]
["Howland Hydro Station","1472_G_HL03",1472,"G","HL03",null,"Hydro",null,"NENG_ME","Maine",23,"Penobscot",19,"23019",0.6,0,1916,2015,null,null,"N","Hydro",{"$nulls":13},0,0,0,0]
["James De Young","1830_B_4",1830,"B","4",null,"Coal Steam",null,"MIS_LMI","Michigan",26,"Ottawa",139,"26139",20.5,13403,1962,2017,null,null,"N","Bituminous, Subbituminous",{"$nulls":7},"ESPC","No",{"$nulls":3},1.67,0.76996,0.76996,0.76996,0.76996,0.64,0.97,1]
["James De Young","1830_B_5",1830,"B","5",1214,"Coal Steam",null,"MIS_LMI","Michigan",26,"Ottawa",139,"26139",27,14500,1969,2016,"wall","dry","N","Bituminous, Subbituminous",{"$nulls":3},"LNB",{"$nulls":3},"ESPC","No",{"$nulls":3},1.67,0.09713,0.09713,0.09713,0.09713,0.64,0.97,1]
["Eckert Station","1831_B_1",1831,"B","1",1215,"Coal Steam",null,"MIS_LMI","Michigan",26,"Ingham",65,"26065",33,12744,1954,2015,"wall","dry","N","Subbituminous",{"$nulls":3},"LNBO",{"$nulls":3},"ESPC","No",{"$nulls":3},1.67,0.20362,0.20362,0.20362,0.20362,0.64,0.97,1]
["Eckert Station","1831_B_3",1831,"B","3",1217,"Coal Steam",null,"MIS_LMI","Michigan",26,"Ingham",65,"26065",31,12343,1961,2015,"tangential","dry","N","Subbituminous",{"$nulls":3},"LNC2 + OFA",{"$nulls":3},"ESPC","No",{"$nulls":3},1.67,0.13174,0.13174,0.13174,0.13174,0.64,0.97,1]
["Eckert Station","1831_B_4",1831,"B","4",1218,"Coal Steam",null,"MIS_LMI","Michigan",26,"Ingham",65,"26065",64,12216,1964,2020,"wall","dry","N","Subbituminous",{"$nulls":3},"LNBO",{"$nulls":3},"ESPC","No","ACI",2016,null,1.67,0.22225,0.22225,0.22225,0.22225,0.1,0.1,0.1]
["Eckert Station","1831_B_5",1831,"B","5",1219,"Coal Steam",null,"MIS_LMI","Michigan",26,"Ingham",65,"26065",63,12041,1968,2020,"wall","dry","N","Subbituminous",{"$nulls":3},"LNBO",{"$nulls":3},"ESPC","No","ACI",2016,null,1.67,0.20968,0.20968,0.20968,0.20968,0.1,0.1,0.1]
["Eckert Station","1831_B_6",1831,"B","6",1220,"Coal Steam",null,"MIS_LMI","Michigan",26,"Ingham",65,"26065",63,12333,1970,2020,"wall","dry","N","Subbituminous",{"$nulls":3},"LNBO",{"$nulls":3},"ESPC","No","ACI",2016,null,1.67,0.20322,0.20322,0.20322,0.20322,0.1,0.1,0.1]
["Hoot Lake","1943_B_2",1943,"B","2",1253,"Coal Steam",null,"MIS_MAPP","Minnesota",27,"Otter Tail",111,"27111",58,11453,1959,2021,"tangential",null,"N","Subbituminous",{"$nulls":3},"LNC3",{"$nulls":3},"ESPC","No",{"$nulls":3},3,0.31179,0.31179,0.31179,0.31179,0.64,0.97,1]
["Hoot Lake","1943_B_3",1943,"B","3",1254,"Coal Steam",null,"MIS_MAPP","Minnesota",27,"Otter Tail",111,"27111",80,11483,1964,2021,"wall","dry","N","Subbituminous",{"$nulls":3},"LNBO",{"$nulls":3},"ESPC","No",{"$nulls":3},3,0.18236,0.18236,0.18236,0.18236,0.64,0.97,1]
["Jack Watson","2049_G_A",2049,"G","A",90051,"Combustion Turbine",null,"S_SOU","Mississippi",28,"Harrison",47,"28047",33,18045,1970,2016,null,null,"N","Natural Gas",{"$nulls":12},4.8,0.70004,0.70004,0.70004,0.70004]
["Henderson","2062_B_H1",2062,"B","H1",null,"O/G Steam",null,"MIS_D_MS","Mississippi",28,"Leflore",83,"28083",3.7,14500,1960,2017,null,null,"N","Natural Gas",{"$nulls":12},4.8,0.23505,0.23505,0.23505,0.23505]
["Henderson","2062_B_H3",2062,"B","H3",null,"O/G Steam",null,"MIS_D_MS","Mississippi",28,"Leflore",83,"28083",21.6,13881,1960,2017,null,null,"N","Natural Gas",{"$nulls":12},4.8,0.23505,0.23505,0.23505,0.23505]
["Henderson","2062_B_HRSG",2062,"B","HRSG",null,"O/G Steam",null,"MIS_D_MS","Mississippi",28,"Leflore",83,"28083",3.7,14500,1960,2017,null,null,"N","Natural Gas",{"$nulls":13},0.23505,0.23505,0.23505,0.23505]
["Moselle","2070_G_1",2070,"G","1",null,"Combined Cycle",null,"MIS_D_MS","Mississippi",28,"Jones",67,"28067",59,8307,1970,2012,"wall",null,"N","Natural Gas",{"$nulls":4},"SCR",{"$nulls":8},0.30754,0.01279,0.30754,0.01279]
["Moselle","2070_G_2",2070,"G","2",null,"Combined Cycle",null,"MIS_D_MS","Mississippi",28,"Jones",67,"28067",59,8307,1970,2012,"wall",null,"N","Natural Gas",{"$nulls":4},"SCR",{"$nulls":8},0.01663,0.01459,0.01663,0.01459]
["Montrose","2080_B_2",2080,"B","2",1321,"O/G Steam",null,"SPP_N","Missouri",29,"Henry",83,"29083",158,11111,1960,2019,"tangential","dry","N","Natural Gas","","","","other","","","",{"$nulls":5},1.3,0.18804,0.18804,0.18804,0.18804]
["Montrose","2080_B_3",2080,"B","3",1322,"O/G Steam",null,"SPP_N","Missouri",29,"Henry",83,"29083",177,11073,1964,2019,"tangential","dry","N","Natural Gas","","","","other","","","",{"$nulls":5},1.3,0.16954,0.16954,0.16954,0.16954]
["Sibley","2094_B_1",2094,"B","1",1323,"O/G Steam",null,"SPP_N","Missouri",29,"Jackson",95,"29095",47,10929,1960,2019,"cyclone","wet","N","Natural Gas","","","","OFA","SNCR","",2008,{"$nulls":5},9,0.29369,0.14194,0.29369,0.14194]
["Sibley","2094_B_2",2094,"B","2",1324,"O/G Steam",null,"SPP_N","Missouri",29,"Jackson",95,"29095",46,11016,1962,2019,"cyclone","wet","N","Natural Gas","","","","OFA","SNCR","",2008,{"$nulls":5},9,0.33171,0.24531,0.33171,0.24531]
["Lake Road (MO)","2098_B_4",2098,"B","4",null,"O/G Steam",null,"SPP_N","Missouri",29,"Buchanan",21,"29021",12.4,14500,1951,2020,"wall",null,"Y","Natural Gas, Distillate Fuel Oil",{"$nulls":12},8.6,0.23505,0.23505,0.23505,0.23505]
["Lake Road (MO)","2098_B_6",2098,"B","6",1327,"O/G Steam",null,"SPP_N","Missouri",29,"Buchanan",21,"29021",92,14500,1967,2020,"cyclone","wet","N","Natural Gas","","","","OFA","","","",{"$nulls":5},1.43,0.22021,0.22021,0.22021,0.22021]
["Columbia (MO)","2123_G_6",2123,"G","6",null,"Combustion Turbine",null,"MIS_MO","Missouri",29,"Boone",19,"29019",12.5,25000,1963,2016,null,null,"N","Natural Gas, Distillate Fuel Oil",{"$nulls":3},"BOOS",{"$nulls":3},"B","NA",{"$nulls":3},2.3,0.31175,0.31175,0.31175,0.31175]
["James River Power Station","2161_B_1",2161,"B","1",null,"O/G Steam",null,"SPP_N","Missouri",29,"Greene",77,"29077",21,12269,1957,2017,"tangential","dry","N","Natural Gas",{"$nulls":12},1.5,0.23505,0.23505,0.23505,0.23505]
["James River Power Station","2161_B_2",2161,"B","2",null,"O/G Steam",null,"SPP_N","Missouri",29,"Greene",77,"29077",21,11730,1957,2017,"tangential","dry","N","Natural Gas",{"$nulls":12},1.5,0.23505,0.23505,0.23505,0.23505]
["James River Power Station","2161_B_3",2161,"B","3",1351,"O/G Steam",null,"SPP_N","Missouri",29,"Greene",77,"29077",41,11894,1960,2017,"wall","dry","N","Natural Gas",{"$nulls":3},"LNBO","SNCR",null,"2008",{"$nulls":5},1.5,0.1274,0.1274,0.1274,0.1274]
["James River Power Station","2161_B_4",2161,"B","4",1352,"O/G Steam",null,"SPP_N","Missouri",29,"Greene",77,"29077",56,11515,1964,2018,"wall","dry","N","Natural Gas",{"$nulls":3},"LNBO","SNCR",null,"2008",{"$nulls":5},1.5,0.3166,0.13001,0.3166,0.13001]
["James River Power Station","2161_B_5",2161,"B","5",1353,"O/G Steam",null,"SPP_N","Missouri",29,"Greene",77,"29077",97,11620,1970,2018,"wall","dry","N","Natural Gas",{"$nulls":3},"LNBO","SNCR",null,"2009",{"$nulls":5},2,0.16339,0.09105,0.16339,0.09105]
["C W Burdick","2241_B_B-1",2241,"B","B-1",null,"O/G Steam",null,"SPP_NEBR","Nebraska",31,"Hall",79,"31079",16.5,14500,1957,2016,null,null,"N","Natural Gas, Residual Fuel Oil",{"$nulls":3},"other",{"$nulls":8},2.5,0.13026,0.13026,0.13026,0.13026]
["C W Burdick","2241_B_B-2",2241,"B","B-2",null,"O/G Steam",null,"SPP_NEBR","Nebraska",31,"Hall",79,"31079",22,14500,1963,2016,null,null,"N","Natural Gas, Residual Fuel Oil",{"$nulls":3},"other",{"$nulls":8},2.5,0.13026,0.13026,0.13026,0.13026]
["Sidney (NE)","2302_G_4",2302,"G","4",null,"Combustion Turbine","IC Engine","SPP_NEBR","Nebraska",31,"Cheyenne",33,"31033",0.8,13772,1947,2013,null,null,"N","Natural Gas, Distillate Fuel Oil",{"$nulls":12},2.5,0.79266,0.79266,0.79266,0.79266]
["Indian Point 2","2497_G_2",2497,"G","2",null,"Nuclear",null,"NY_Z_G-I","New York",36,"Westchester",119,"36119",1012.1,10456,1973,2021,null,null,"N","Nuclear Fuel",{"$nulls":13},0,0,0,0]
["Cayuga Operating Company","2535_B_1",2535,"B","1",1768,"Coal Steam",null,"NY_Z_C&E","New York",36,"Tompkins",109,"36109",154,11218,1955,2016,"tangential","dry","N","Bituminous","Wet Scrubber",1995,0.95,"LNC3","SCR",2001,null,"ESPC","No",{"$nulls":3},3.4,0.22288,0.1968,0.22288,0.1968,0.1,0.84,0.56,0.99]
["Cayuga Operating Company","2535_B_2",2535,"B","2",1769,"Coal Steam",null,"NY_Z_C&E","New York",36,"Tompkins",109,"36109",151,11055,1958,2016,"tangential","dry","N","Bituminous","Wet Scrubber",1995,0.95,"LNC3",{"$nulls":3},"ESPC","No","ACI",2016,null,3.4,0.30044,0.30044,0.30044,0.30044,0.1,0.1,0.1,0.99]
["Avon Lake","2836_G_10",2836,"G","10",10208,"Combustion Turbine",null,"PJM_ATSI","Ohio",39,"Lorain",93,"39093",30,25000,1968,2016,"tangential","dry","N","Distillate Fuel Oil",{"$nulls":7},"ESPC","No",{"$nulls":3},0.5,1.19927,1.19927,1.19927,1.19927]
["FirstEnergy W H Sammis","2866_B_1",2866,"B","1",1956,"Coal Steam",null,"PJM_ATSI","Ohio",39,"Jefferson",81,"39081",180,10925,1959,2020,"wall","dry","N","Bituminous, Subbituminous","Wet Scrubber",2010,0.98,"LNB + LNBO","SNCR",null,"2006","B","NA",{"$nulls":3},1.1,0.23268,0.23268,0.23268,0.23268,0.1,0.27,0.56,0.99]
["FirstEnergy W H Sammis","2866_B_2",2866,"B","2",1957,"Coal Steam",null,"PJM_ATSI","Ohio",39,"Jefferson",81,"39081",180,10912,1960,2020,"wall","dry","N","Bituminous, Subbituminous","Wet Scrubber",2010,0.98,"LNBO","SNCR",null,"2000","B","NA",{"$nulls":3},1.1,0.2172,0.2172,0.2172,0.2172,0.1,0.27,0.56,0.99]
["FirstEnergy W H Sammis","2866_B_3",2866,"B","3",1958,"Coal Steam",null,"PJM_ATSI","Ohio",39,"Jefferson",81,"39081",180,11138,1961,2020,"wall","dry","N","Bituminous, Subbituminous","Wet Scrubber",2010,0.98,"LNBO","SNCR",null,"2005","B","NA",{"$nulls":3},1.1,0.22535,0.14067,0.22535,0.14067,0.1,0.27,0.56,0.99]
["FirstEnergy W H Sammis","2866_B_4",2866,"B","4",1959,"Coal Steam",null,"PJM_ATSI","Ohio",39,"Jefferson",81,"39081",180,10987,1962,2020,"wall","dry","N","Bituminous, Subbituminous","Wet Scrubber",2010,0.98,"LNBO","SNCR",null,"2006","B","NA",{"$nulls":3},1.1,0.16991,0.16991,0.16991,0.16991,0.1,0.27,0.56,0.99]
["Southwestern","2964_B_801N",2964,"B","801N",2023,"O/G Steam",null,"SPP_WEST","Oklahoma",40,"Caddo",15,"40015",39,13074,1952,2021,"wall","dry","N","Natural Gas",{"$nulls":12},0.74,0.21782,0.21782,0.21782,0.21782]
["Southwestern","2964_B_801S",2964,"B","801S",2024,"O/G Steam",null,"SPP_WEST","Oklahoma",40,"Caddo",15,"40015",39,13074,1952,2021,"wall","dry","N","Natural Gas",{"$nulls":12},0.74,0.23467,0.23467,0.23467,0.23467]
["Ben French","3325_G_1",3325,"G","1",null,"Combustion Turbine","IC Engine","WECC_WY","South Dakota",46,"Pennington",103,"46103",2,12822,1965,2014,null,null,"N","Distillate Fuel Oil",{"$nulls":3},"other",{"$nulls":8},3,1.77612,1.77612,1.77612,1.77612]
["Allen Steam Plant","3393_B_1",3393,"B","1",2248,"Coal Steam",null,"S_C_TVA","Tennessee",47,"Shelby",157,"47157",247,10652,1959,2019,"cyclone","wet","N","Bituminous, Subbituminous",{"$nulls":3},"OFA","SCR",2002,null,"ESPC","No",{"$nulls":3},4,0.7959,0.08489,0.7959,0.08489,0.64,0.97,1]
["Allen Steam Plant","3393_B_2",3393,"B","2",2249,"Coal Steam",null,"S_C_TVA","Tennessee",47,"Shelby",157,"47157",247,10610,1959,2019,"cyclone","wet","N","Bituminous, Subbituminous",{"$nulls":3},"OFA","SCR",2002,null,"ESPC","No",{"$nulls":3},4,0.7796,0.07817,0.7796,0.07817,0.64,0.97,1]
["Allen Steam Plant","3393_B_3",3393,"B","3",2250,"Coal Steam",null,"S_C_TVA","Tennessee",47,"Shelby",157,"47157",247,10623,1959,2019,"cyclone","wet","N","Bituminous, Subbituminous",{"$nulls":3},"OFA","SCR",2001,null,"ESPC","No",{"$nulls":3},4,0.8478,0.08996,0.8478,0.08996,0.64,0.97,1]
["Big Brown","3497_B_1",3497,"B","1",2423,"Coal Steam",null,"ERC_REST","Texas",48,"Freestone",161,"48161",606,11260,1971,2018,"tangential","dry","N","Lignite, Subbituminous",{"$nulls":3},"LNC2","SNCR",null,"2008","ESPC + B","Yes","ACI",2009,null,3,0.13453,0.13453,0.13453,0.13453,0.1,0.1,0.1]
["Big Brown","3497_B_2",3497,"B","2",2424,"Coal Steam",null,"ERC_REST","Texas",48,"Freestone",161,"48161",602,11198,1972,2018,"tangential","dry","N","Lignite, Subbituminous",{"$nulls":3},"LNC2","SNCR",null,"2008","ESPC + B","Yes","ACI",2009,null,3,0.14303,0.14303,0.139,0.139,0.1,0.1,0.1]
["V C Summer","6127_G_2",6127,"G","2",null,"Nuclear",null,"S_VACA","South Carolina",45,"Fairfield",39,"45039",1100,10479,2019,2019,null,null,"N","Nuclear Fuel",{"$nulls":13},0,0,0,0]
["V C Summer","6127_G_3",6127,"G","3",null,"Nuclear",null,"S_VACA","South Carolina",45,"Fairfield",39,"45039",1100,10479,2020,2020,null,null,"N","Nuclear Fuel",{"$nulls":13},0,0,0,0]
["Gibbons Creek","6136_B_1",6136,"B","1",2796,"Coal Steam",null,"ERC_REST","Texas",48,"Grimes",185,"48185",470,10300,1983,2018,"tangential","dry","N","Subbituminous","Wet Scrubber",1983,0.98,"LNC1",{"$nulls":3},"ESPC","No",{"$nulls":3},1.2,0.10921,0.10921,0.10921,0.10921,0.34,0.84,0.56,0.99]
["Monticello","6147_B_1",6147,"B","1",2807,"Coal Steam",null,"ERC_REST","Texas",48,"Titus",449,"48449",535,11505,1974,2018,"tangential","dry","N","Lignite, Subbituminous",{"$nulls":3},"LNC2","SNCR",null,"2009","ESPC + B","Yes","ACI",2009,null,3,0.14401,0.14401,0.139,0.139,0.1,0.1,0.1]
["Monticello","6147_B_2",6147,"B","2",2808,"Coal Steam",null,"ERC_REST","Texas",48,"Titus",449,"48449",535,11532,1975,2018,"tangential","dry","N","Lignite, Subbituminous",{"$nulls":3},"LNC2","SNCR",null,"2008","ESPC + B","Yes","ACI",2009,null,3,0.15183,0.15183,0.139,0.139,0.1,0.1,0.1]
["Monticello","6147_B_3",6147,"B","3",2809,"Coal Steam",null,"ERC_REST","Texas",48,"Titus",449,"48449",795,11504,1978,2018,"wall","dry","N","Lignite, Subbituminous","Wet Scrubber",1978,0.95,"LNBO","SNCR",null,"2008","ESPC","Yes","ACI",2009,null,1.2,0.142,0.142,0.142,0.142,0.1,0.1,0.1,0.99]
["D G Hunter","6558_B_3",6558,"B","3",2890,"O/G Steam",null,"MIS_LA","Louisiana",22,"Rapides",79,"22079",50,14500,1965,2016,"tangential","dry","N","Natural Gas, Distillate Fuel Oil",{"$nulls":12},1.2,0.23505,0.23505,0.23505,0.23505]
["D G Hunter","6558_B_4",6558,"B","4",null,"O/G Steam",null,"MIS_LA","Louisiana",22,"Rapides",79,"22079",80,12486,1974,2016,"tangential","dry","N","Natural Gas, Distillate Fuel Oil",{"$nulls":12},1.2,1.2,1.2,1.2,1.2]
["Block Island","6567_G_22",6567,"G","22",null,"Combustion Turbine","IC Engine","NENGREST","Rhode Island",44,"Washington",9,"44009",1.2,12132,1999,2016,null,null,"N","Distillate Fuel Oil",{"$nulls":4},"SCR",{"$nulls":7},1.121,1.77612,0.35522,1.77612,0.35522]
["Sandow No 4","6648_B_4",6648,"B","4",2900,"Coal Steam",null,"ERC_REST","Texas",48,"Milam",331,"48331",600,10977,1981,2018,"tangential","dry","N","Lignite","Wet Scrubber",1981,0.92,"LNC2","SCR",2010,null,"ESPC","No","ACI",2009,null,1.2,0.2078,0.06601,0.2078,0.06601,0.1,0.1,0.1,0.99]
["Lawrence County Station","7948_G_2",7948,"G","2",8412,"Combustion Turbine",null,"MIS_INKY","Indiana",18,"Lawrence",93,"18093",45.5,11363,2005,2015,null,null,"N","Natural Gas",{"$nulls":3},"H2O",{"$nulls":8},0.006,0.08421,0.08421,0.08421,0.08421]
["Indian Point 3","8907_G_3",8907,"G","3",null,"Nuclear",null,"NY_Z_G-I","New York",36,"Westchester",119,"36119",1039.4,10456,1976,2021,null,null,"N","Nuclear Fuel",{"$nulls":13},0,0,0,0]
["James River Genco LLC","10377_B_1A",10377,"B","1A",10070,"Coal Steam",null,"PJM_Dom","Virginia",51,"Hopewell City",670,"51670",15.4,9398,1987,2019,"stoker/SPR","dry","Y","Bituminous","Dry Scrubber",2008,0.9,"FR + OFA + MR",{"$nulls":3},"B","NA",{"$nulls":3},0.96,0.4221,0.4221,0.4221,0.4221,0.05,0.75,1,0.9500000000000001]
["James River Genco LLC","10377_B_1B",10377,"B","1B",10071,"Coal Steam",null,"PJM_Dom","Virginia",51,"Hopewell City",670,"51670",15.4,9398,1987,2019,"stoker/SPR","dry","Y","Bituminous","Dry Scrubber",2008,0.9,"FR + OFA + MR",{"$nulls":3},"B","NA",{"$nulls":3},0.96,0.42379,0.42379,0.42379,0.42379,0.05,0.75,1,0.9500000000000001]
["James River Genco LLC","10377_B_1C",10377,"B","1C",10072,"Coal Steam",null,"PJM_Dom","Virginia",51,"Hopewell City",670,"51670",15.4,9398,1987,2019,"stoker/SPR","dry","Y","Bituminous","Dry Scrubber",2008,0.9,"FR + OFA + MR",{"$nulls":3},"B","NA",{"$nulls":3},0.96,0.4236,0.4236,0.4236,0.4236,0.05,0.75,1,0.9500000000000001]
["James River Genco LLC","10377_B_2A",10377,"B","2A",10073,"Coal Steam",null,"PJM_Dom","Virginia",51,"Hopewell City",670,"51670",15.4,9398,1987,2019,"stoker/SPR","dry","Y","Bituminous","Dry Scrubber",2008,0.9,"FR + OFA + MR",{"$nulls":3},"B","NA",{"$nulls":3},0.96,0.40939,0.40939,0.40939,0.40939,0.05,0.75,1,0.9500000000000001]
["James River Genco LLC","10377_B_2B",10377,"B","2B",10074,"Coal Steam",null,"PJM_Dom","Virginia",51,"Hopewell City",670,"51670",15.4,9398,1987,2019,"stoker/SPR","dry","Y","Bituminous","Dry Scrubber",2008,0.9,"FR + OFA + MR",{"$nulls":3},"B","NA",{"$nulls":3},0.96,0.40224,0.40224,0.40224,0.40224,0.05,0.75,1,0.9500000000000001]
["James River Genco LLC","10377_B_2C",10377,"B","2C",10075,"Coal Steam",null,"PJM_Dom","Virginia",51,"Hopewell City",670,"51670",15.4,9398,1987,2019,"stoker/SPR","dry","Y","Bituminous","Dry Scrubber",2008,0.9,"FR + OFA + MR",{"$nulls":3},"B","NA",{"$nulls":3},0.96,0.40145,0.40145,0.40145,0.40145,0.05,0.75,1,0.9500000000000001]
["Edgecombe Genco LLC","10384_B_1A",10384,"B","1A",9927,"Coal Steam",null,"PJM_Dom","North Carolina",37,"Edgecombe",65,"37065",29,14439,1990,2020,"stoker/SPR","dry","Y","Bituminous","Dry Scrubber",1990,0.954,"AA + OFA",{"$nulls":3},"B","NA",{"$nulls":3},0.31,0.51044,0.51044,0.51044,0.51044,0.05,0.75,1,0.99]
["Edgecombe Genco LLC","10384_B_1B",10384,"B","1B",9928,"Coal Steam",null,"PJM_Dom","North Carolina",37,"Edgecombe",65,"37065",29,14439,1990,2020,"stoker/SPR","dry","Y","Bituminous","Dry Scrubber",1990,0.953,"AA + OFA",{"$nulls":3},"B","NA",{"$nulls":3},0.31,0.50834,0.50834,0.50834,0.50834,0.05,0.75,1,0.99]
["Edgecombe Genco LLC","10384_B_2A",10384,"B","2A",9929,"Coal Steam",null,"PJM_Dom","North Carolina",37,"Edgecombe",65,"37065",29,14439,1990,2020,"stoker/SPR","dry","Y","Bituminous","Dry Scrubber",1990,0.954,"AA + OFA",{"$nulls":3},"B","NA",{"$nulls":3},0.31,0.52487,0.52487,0.52487,0.52487,0.05,0.75,1,0.99]
["Edgecombe Genco LLC","10384_B_2B",10384,"B","2B",9930,"Coal Steam",null,"PJM_Dom","North Carolina",37,"Edgecombe",65,"37065",29,14439,1990,2020,"stoker/SPR","dry","Y","Bituminous","Dry Scrubber",1990,0.947,"AA + OFA",{"$nulls":3},"B","NA",{"$nulls":3},0.31,0.51675,0.51675,0.51675,0.51675,0.05,0.75,1,0.99]
["Puente Hills Energy Recovery","10472_G_GEN3",10472,"G","GEN3",null,"Landfill Gas",null,"WECC_SCE","California",6,"Los Angeles",37,"06037",2.7,14242,2006,2016,null,null,"N","Landfill Gas",{"$nulls":13},0.08623,0.08623,0.08623,0.08623]
["Puente Hills Energy Recovery","10472_G_GEN4",10472,"G","GEN4",null,"Landfill Gas",null,"WECC_SCE","California",6,"Los Angeles",37,"06037",2.7,14242,2006,2016,null,null,"N","Landfill Gas",{"$nulls":13},0.08623,0.08623,0.08623,0.08623]
["Puente Hills Energy Recovery","10472_G_GEN5",10472,"G","GEN5",null,"Landfill Gas",null,"WECC_SCE","California",6,"Los Angeles",37,"06037",2.7,14242,2006,2016,null,null,"N","Landfill Gas",{"$nulls":13},0.08623,0.08623,0.08623,0.08623]
["Argus Cogen Plant","10684_B_BLR25",10684,"B","BLR25",null,"Coal Steam",null,"WECC_SCE","California",6,"San Bernardino",71,"06071",27,10428,1978,2015,null,null,"Y","Bituminous","Wet Scrubber",1978,0.982,"LNB + OFA","SNCR",null,"1978","ESPC","Yes",{"$nulls":3},0.526,0.25846,0.25846,0.25846,0.25846,0.34,0.84,0.56,0.99]
["Argus Cogen Plant","10684_B_BLR26",10684,"B","BLR26",null,"Coal Steam",null,"WECC_SCE","California",6,"San Bernardino",71,"06071",27,10428,1978,2015,null,null,"Y","Bituminous","Wet Scrubber",1978,0.982,"LNB + OFA","SNCR",null,"1978","ESPC","Yes",{"$nulls":3},0.526,0.25846,0.25846,0.25846,0.25846,0.34,0.84,0.56,0.99]
["Chalk Cliff Limited","50003_G_GEN1",50003,"G","GEN1",null,"Combustion Turbine",null,"WEC_CALN","California",6,"Kern",29,"06029",46,8700,1990,2015,null,null,"Y","Natural Gas",{"$nulls":12},0.74,0.01719,0.01719,0.01719,0.01719]
["Veolia Energy Trenton L.P.","50094_G_7214",50094,"G","7214",null,"Combustion Turbine","IC Engine","PJM_EMAC","New Jersey",34,"Mercer",21,"34021",5.8,14252,1983,2021,null,null,"Y","Natural Gas, Distillate Fuel Oil",{"$nulls":12},0.21,0.3245,0.3245,0.3245,0.3245]
["WPS Power Niagara","50202_B_1",50202,"B","1",3641,"Biomass",null,"NY_Z_A","New York",36,"Niagara",63,"36063",41,17239,2014,2016,"FBC",null,"N","Biomass","Reagent Injection",2014,0.888,null,"SNCR",null,"2000","B","NA",{"$nulls":3},3.8,0.12839,0.12839,0.12839,0.12839]
["Bucksport Generation LLC","50243_B_5",50243,"B","5",null,"Biomass",null,"NENG_ME","Maine",23,"Hancock",9,"23009",22.8,11668,1966,2017,"wall","dry","Y","Biomass",{"$nulls":3},"LNB",{"$nulls":9},0.21763,0.21763,0.21763,0.21763]
["Ormesa IH","50762_G_OE11",50762,"G","OE11",null,"Geothermal",null,"WECC_IID","California",6,"Imperial",25,"06025",0.6,9771,1989,2016,null,null,"N","Geothermal",{"$nulls":13},0,0,0,0,0.4625,0.4625,0.4625]
["Winnebago County Landfill Gas","50936_G_EG1",50936,"G","EG1",null,"Landfill Gas",null,"MIS_WUMS","Wisconsin",55,"Winnebago",139,"55139",0.9,13500,2000,2016,null,null,"N","Landfill Gas",{"$nulls":13},0.24082,0.24082,0.24082,0.24082]
["Indiantown Cogeneration LP","50976_B_AAB01",50976,"B","AAB01",89972,"Coal Steam",null,"FRCC","Florida",12,"Martin",85,"12085",330,9173,1995,2016,"wall","dry","Y","Bituminous","Dry Scrubber",1995,0.7,"LNB + LNBO","SCR",1995,null,"B","NA",{"$nulls":3},1.2,0.2342,0.07,0.2342,0.07,0.05,0.75,1,0.75]
["Sandow No 5","52071_B_5A",52071,"B","5A",89920,"Coal Steam",null,"ERC_REST","Texas",48,"Milam",331,"48331",300,10808,2010,2018,"FBC","dry","N","Lignite","Dry Scrubber",2009,0.954,"CF","SNCR",null,"2009","B","NA","ACI",2010,null,0.15,0.0696,0.0696,0.0696,0.0696,0.1,0.1,0.1,0.95]
["Sandow No 5","52071_B_5B",52071,"B","5B",89921,"Coal Steam",null,"ERC_REST","Texas",48,"Milam",331,"48331",300,10808,2010,2018,"FBC","dry","N","Lignite","Dry Scrubber",2009,0.954,"CF","SNCR",null,"2009","B","NA","ACI",2010,null,0.15,0.06948,0.06948,0.06948,0.06948,0.1,0.1,0.1,0.95]
["Spruance Genco LLC","54081_B_1A",54081,"B","1A",88188,"Coal Steam",null,"PJM_Dom","Virginia",51,"Richmond City",760,"51760",26,12227,1992,2017,"stoker/SPR","dry","Y","Bituminous","Dry Scrubber",1992,0.954,"FR + OFA","SNCR",null,"2015","B","NA",{"$nulls":3},0.13,0.3043,0.2993,0.3043,0.2993,0.05,0.75,1,0.99]
["Spruance Genco LLC","54081_B_1B",54081,"B","1B",88189,"Coal Steam",null,"PJM_Dom","Virginia",51,"Richmond City",760,"51760",26,12227,1992,2017,"stoker/SPR","dry","Y","Bituminous","Dry Scrubber",1992,0.954,"FR + OFA","SNCR",null,"2015","B","NA",{"$nulls":3},0.13,0.3059,0.2974,0.3059,0.2974,0.05,0.75,1,0.99]
["Spruance Genco LLC","54081_B_2A",54081,"B","2A",88190,"Coal Steam",null,"PJM_Dom","Virginia",51,"Richmond City",760,"51760",26,12227,1992,2017,"stoker/SPR","dry","Y","Bituminous","Dry Scrubber",1992,0.954,"FR + OFA","SNCR",null,"2015","B","NA",{"$nulls":3},0.13,0.31818,0.29516,0.31818,0.29516,0.05,0.75,1,0.99]
["Spruance Genco LLC","54081_B_2B",54081,"B","2B",88191,"Coal Steam",null,"PJM_Dom","Virginia",51,"Richmond City",760,"51760",26,12227,1992,2017,"stoker/SPR","dry","Y","Bituminous","Dry Scrubber",1992,0.954,"FR + OFA","SNCR",null,"2015","B","NA",{"$nulls":3},0.13,0.302,0.30138,0.302,0.30138,0.05,0.75,1,0.99]
["Spruance Genco LLC","54081_B_3A",54081,"B","3A",88192,"Coal Steam",null,"PJM_Dom","Virginia",51,"Richmond City",760,"51760",21.2,12227,1992,2017,"stoker/SPR","dry","Y","Bituminous","Dry Scrubber",1992,0.954,"FR + OFA","SNCR",null,"2001","B","NA",{"$nulls":3},0.13,0.3015,0.28423,0.3015,0.28423,0.05,0.75,1,0.99]
["Spruance Genco LLC","54081_B_3B",54081,"B","3B",88193,"Coal Steam",null,"PJM_Dom","Virginia",51,"Richmond City",760,"51760",21.2,12227,1992,2017,"stoker/SPR","dry","Y","Bituminous","Dry Scrubber",1992,0.954,"FR + OFA","SNCR",null,"2001","B","NA",{"$nulls":3},0.13,0.28373,0.28373,0.28373,0.28373,0.05,0.75,1,0.99]
["Spruance Genco LLC","54081_B_4A",54081,"B","4A",88194,"Coal Steam",null,"PJM_Dom","Virginia",51,"Richmond City",760,"51760",21.2,12227,1992,2017,"stoker/SPR","dry","Y","Bituminous","Dry Scrubber",1992,0.954,"FR + OFA","SNCR",null,"2001","B","NA",{"$nulls":3},0.13,0.29734,0.29734,0.29734,0.29734,0.05,0.75,1,0.99]
["Spruance Genco LLC","54081_B_4B",54081,"B","4B",88195,"Coal Steam",null,"PJM_Dom","Virginia",51,"Richmond City",760,"51760",21.2,12227,1992,2017,"stoker/SPR","dry","Y","Bituminous","Dry Scrubber",1992,0.954,"FR + OFA","SNCR",null,"2001","B","NA",{"$nulls":3},0.13,0.29681,0.29681,0.29681,0.29681,0.05,0.75,1,0.99]
["Harris Energy Realty","54981_G_ALBA",54981,"G","ALBA",null,"Hydro",null,"NENGREST","Massachusetts",25,"Hampden",13,"25013",0.3,0,1999,2019,null,null,"N","Hydro",{"$nulls":13},0,0,0,0]
["Harris Energy Realty","54981_G_ALBD",54981,"G","ALBD",null,"Hydro",null,"NENGREST","Massachusetts",25,"Hampden",13,"25013",0.4,0,1982,2019,null,null,"N","Hydro",{"$nulls":13},0,0,0,0]
["Two Elk Generating Station","55360_B_1",55360,"B","1",null,"Coal Steam",null,"WECC_WY","Wyoming",56,"Campbell",5,"56005",275,8752,2016,2016,"tangential","dry","N","Waste Coal","Dry Scrubber",2020,0.85,"LNC3","SCR",2016,null,"B","NA","ACI",2016,null,0.132,0.28379,0.28379,0.28379,0.28379,0.01,0.01,0.01,0.99]
["Washington Parish Energy Center","55486_G_CTG1",55486,"G","CTG1",null,"Combined Cycle",null,"MIS_AMSO","Louisiana",22,"Washington",117,"22117",172,6250,2019,2019,null,null,"N","Natural Gas",{"$nulls":4},"SCR",{"$nulls":8},0.07141,0.07141,0.07141,0.07141]
["Washington Parish Energy Center","55486_G_CTG2",55486,"G","CTG2",null,"Combined Cycle",null,"MIS_AMSO","Louisiana",22,"Washington",117,"22117",172,6250,2019,2019,null,null,"N","Natural Gas",{"$nulls":4},"SCR",{"$nulls":8},0.07141,0.07141,0.07141,0.07141]
["Washington Parish Energy Center","55486_G_ST1",55486,"G","ST1",null,"Combined Cycle",null,"MIS_AMSO","Louisiana",22,"Washington",117,"22117",215,6250,2019,2019,null,null,"N","Natural Gas",{"$nulls":4},"SCR",2017,{"$nulls":7},0.07141,0.07141,0.07141,0.07141]
["Tri Center Naniwa Energy","55494_G_CT3",55494,"G","CT3",null,"Combustion Turbine",null,"WECC_NNV","Nevada",32,"Storey",29,"32029",50,16581,2001,2017,null,null,"N","Natural Gas",{"$nulls":3},"H2O","SCR",2001,{"$nulls":6},1.4,0.01963,0.01963,0.01963,0.01963]
["Tri Center Naniwa Energy","55494_G_CT4",55494,"G","CT4",null,"Combustion Turbine",null,"WECC_NNV","Nevada",32,"Storey",29,"32029",50,16581,2001,2017,null,null,"N","Natural Gas",{"$nulls":3},"H2O","SCR",2001,{"$nulls":6},1.4,0.01963,0.01963,0.01963,0.01963]
["Tri Center Naniwa Energy","55494_G_CT5",55494,"G","CT5",null,"Combustion Turbine",null,"WECC_NNV","Nevada",32,"Storey",29,"32029",50,16581,2001,2017,null,null,"N","Natural Gas",{"$nulls":3},"H2O","SCR",2001,{"$nulls":6},1.4,0.01963,0.01963,0.01963,0.01963]
["Tri Center Naniwa Energy","55494_G_CT6",55494,"G","CT6",null,"Combustion Turbine",null,"WECC_NNV","Nevada",32,"Storey",29,"32029",50,16581,2001,2017,null,null,"N","Natural Gas",{"$nulls":3},"H2O","SCR",2001,{"$nulls":6},1.4,0.01963,0.01963,0.01963,0.01963]
["Equus Freeport Power","56032_G_001",56032,"G","001",89349,"Combustion Turbine",null,"NY_Z_K","New York",36,"Nassau",59,"36059",48.1,10800,2004,2004,null,null,"N","Natural Gas, Distillate Fuel Oil",{"$nulls":3},"H2O","SCR",{"$nulls":8},0.01255,0.01255,0.01255,0.01255]
["Galena 3 Geothermal Power Plant","56541_G_GEN2",56541,"G","GEN2",null,"Geothermal",null,"WECC_NNV","Nevada",32,"Washoe",31,"32031",7.9,9771,2008,2015,null,null,"N","Geothermal",{"$nulls":13},0,0,0,0,0.4563,0.4563,0.4563]
["WC Landfill Energy LLC","57848_G_GEN1",57848,"G","GEN1",null,"Landfill Gas",null,"PJM_EMAC","New Jersey",34,"Warren",41,"34041",1.8,13500,2006,2016,null,null,"N","Landfill Gas",{"$nulls":13},0.24082,0.24082,0.24082,0.24082]
["Mesa Solar Array","58466_G_MSA1",58466,"G","MSA1",null,"Solar PV",null,"WECC_AZ","Arizona",4,"Maricopa",13,"04013",4,0,2013,2016,null,null,"N","Solar",{"$nulls":13},0,0,0,0]
["IDE 1 LLC","58967_G_UNIT1",58967,"G","UNIT1",null,"Non-Fossil Waste",null,"WECC_ID","Idaho",16,"Jerome",53,"16053",0.8,13500,2012,2015,null,null,"N","Non-Fossil Waste",{"$nulls":13},0,0,0,0]
["IDE 1 LLC","58967_G_UNIT2",58967,"G","UNIT2",null,"Non-Fossil Waste",null,"WECC_ID","Idaho",16,"Jerome",53,"16053",0.8,13500,2012,2015,null,null,"N","Non-Fossil Waste",{"$nulls":13},0,0,0,0]
["IDE 1 LLC","58967_G_UNIT3",58967,"G","UNIT3",null,"Non-Fossil Waste",null,"WECC_ID","Idaho",16,"Jerome",53,"16053",0.8,13500,2012,2015,null,null,"N","Non-Fossil Waste",{"$nulls":13},0,0,0,0]
["IDE 2 LLC","58968_G_UNIT1",58968,"G","UNIT1",null,"Non-Fossil Waste",null,"WECC_ID","Idaho",16,"Jerome",53,"16053",1.5,40000,2012,2015,null,null,"N","Non-Fossil Waste",{"$nulls":13},0,0,0,0]
["IDE 2 LLC","58968_G_UNIT2",58968,"G","UNIT2",null,"Non-Fossil Waste",null,"WECC_ID","Idaho",16,"Jerome",53,"16053",1.5,40000,2012,2015,null,null,"N","Non-Fossil Waste",{"$nulls":13},0,0,0,0]
["IDE 2 LLC","58968_G_UNIT3",58968,"G","UNIT3",null,"Non-Fossil Waste",null,"WECC_ID","Idaho",16,"Jerome",53,"16053",1.5,40000,2012,2015,null,null,"N","Non-Fossil Waste",{"$nulls":13},0,0,0,0]
["IDE 3 LLC","58969_G_UNIT1",58969,"G","UNIT1",null,"Non-Fossil Waste",null,"WECC_ID","Idaho",16,"Gooding",47,"16047",0.8,40000,2012,2015,null,null,"N","Non-Fossil Waste",{"$nulls":13},0,0,0,0]
["IDE 3 LLC","58969_G_UNIT2",58969,"G","UNIT2",null,"Non-Fossil Waste",null,"WECC_ID","Idaho",16,"Gooding",47,"16047",0.8,40000,2012,2015,null,null,"N","Non-Fossil Waste",{"$nulls":13},0,0,0,0]
["IDE 4 LLC","58970_G_UNIT1",58970,"G","UNIT1",null,"Non-Fossil Waste",null,"WECC_ID","Idaho",16,"Jerome",53,"16053",1.1,13500,2013,2015,null,null,"N","Non-Fossil Waste",{"$nulls":13},0,0,0,0]
["IDE 4 LLC","58970_G_UNIT2",58970,"G","UNIT2",null,"Non-Fossil Waste",null,"WECC_ID","Idaho",16,"Jerome",53,"16053",1.1,13500,2013,2015,null,null,"N","Non-Fossil Waste",{"$nulls":13},0,0,0,0]
["IDE 4 LLC","58970_G_UNIT3",58970,"G","UNIT3",null,"Non-Fossil Waste",null,"WECC_ID","Idaho",16,"Jerome",53,"16053",1.1,13500,2013,2015,null,null,"N","Non-Fossil Waste",{"$nulls":13},0,0,0,0]
["California Dairy Energy I LLC","58971_G_UNIT1",58971,"G","UNIT1",null,"Non-Fossil Waste",null,"WECC_SCE","California",6,"Tulare",107,"06107",1.1,13500,2012,2015,null,null,"N","Non-Fossil Waste",{"$nulls":13},0,0,0,0]
["California Dairy Energy I LLC","58971_G_UNIT2",58971,"G","UNIT2",null,"Non-Fossil Waste",null,"WECC_SCE","California",6,"Tulare",107,"06107",1.1,13500,2012,2015,null,null,"N","Non-Fossil Waste",{"$nulls":13},0,0,0,0]
["California Dairy Energy I LLC","58971_G_UNIT3",58971,"G","UNIT3",null,"Non-Fossil Waste",null,"WECC_SCE","California",6,"Tulare",107,"06107",1.1,13500,2012,2015,null,null,"N","Non-Fossil Waste",{"$nulls":13},0,0,0,0]
["Hidden View Dairy, LLC","59260_G_HV2",59260,"G","HV2",null,"Non-Fossil Waste",null,"MIS_INKY","Indiana",18,"Jasper",73,"18073",0.3,11414,2007,2016,null,null,"N","Non-Fossil Waste",{"$nulls":13},0,0,0,0]
["SunE Redlands","60031_G_RDNDS",60031,"G","RDNDS",null,"Solar PV",null,"WECC_SCE","California",6,"San Bernardino",71,"06071",1.5,0,2016,2016,null,null,"N","Solar",{"$nulls":13},0,0,0,0]
["Rio Bravo Jasmin","10768_B_CFB",10768,"B","CFB",null,"Biomass",null,"WECC_SCE","California",6,"Kern",29,"06029",33,11686,1989,2014,"FBC","dry","Y","Biomass","Reagent Injection",1990,0.888,"CF + NH3","SNCR",null,"1989","B","NA",{"$nulls":3},5.26,0.15272,0.15272,0.15272,0.15272,0.05,0.43,0.43,0.95,"Yes"]
["Mid Valley Plant","56170_G_UNT1",56170,"G","UNT1",null,"Landfill Gas",null,"WECC_SCE","California",6,"San Bernardino",71,"06071",1.3,15155,2003,2016,null,null,"N","Landfill Gas",{"$nulls":13},0.08623,0.08623,0.08623,0.08623]
["Mid Valley Plant","56170_G_UNT2",56170,"G","UNT2",null,"Landfill Gas",null,"WECC_SCE","California",6,"San Bernardino",71,"06071",1.3,15155,2003,2016,null,null,"N","Landfill Gas",{"$nulls":13},0.08623,0.08623,0.08623,0.08623]
["Silver Creek Lift Station","56892_G_1255",56892,"G","1255",null,"Combustion Turbine","IC Engine","S_VACA","North Carolina",37,"Burke",23,"37023",0.2,25000,2008,2017,null,null,"N","Distillate Fuel Oil",{"$nulls":13},1.77612,1.77612,1.77612,1.77612]
["Aspen Biomass Power Plant","56931_B_BoilA",56931,"B","BoilA",null,"Biomass",null,"ERC_REST","Texas",48,"Angelina",5,"48005",50,13500,2011,2015,null,null,"N","Biomass",{"$nulls":4},"SCR",2011,null,"ESPH","No",{"$nulls":4},0.05794,0.05794,0.05794,0.05794]
["Matrix Buildings A&B (Perth Amboy) Solar","57384_G_SWC1",57384,"G","SWC1",null,"Solar PV",null,"PJM_EMAC","New Jersey",34,"Middlesex",23,"34023",3.5,0,2012,2017,null,null,"N","Solar",{"$nulls":13},0,0,0,0]
["Tulsa LFG  LLC","57828_G_GEN2",57828,"G","GEN2",null,"Landfill Gas",null,"SPP_WEST","Oklahoma",40,"Osage",113,"40113",1.4,13500,2013,2016,null,null,"N","Landfill Gas",{"$nulls":13},0.24082,0.24082,0.24082,0.24082]
["Kenansville Solar 2, LLC","58803_G_INV2",58803,"G","INV2",null,"Solar PV",null,"S_VACA","North Carolina",37,"Duplin",61,"37061",0.5,0,2016,2017,null,null,"N","Solar",{"$nulls":13},0,0,0,0]
["Kenansville Solar 2, LLC","58803_G_INV3",58803,"G","INV3",null,"Solar PV",null,"S_VACA","North Carolina",37,"Duplin",61,"37061",0.5,0,2016,2017,null,null,"N","Solar",{"$nulls":13},0,0,0,0]
["Kenansville Solar 2, LLC","58803_G_INV4",58803,"G","INV4",null,"Solar PV",null,"S_VACA","North Carolina",37,"Duplin",61,"37061",0.5,0,2016,2017,null,null,"N","Solar",{"$nulls":13},0,0,0,0]
["Caprock Solar 2 LLC","59846_G_PV1",59846,"G","PV1",null,"Solar PV","","SPP_SPS","New Mexico",35,"Quay",37,"35037",30,0,2018,2018,null,null,"N","Solar",{"$nulls":13},0,0,0,0]
["ESS Lewes","60216_G_ESSLS",60216,"G","ESSLS",null,"Energy Storage",null,"PJM_EMAC","Delaware",10,"Sussex",5,"10005",8,0,2017,2017,null,null,"N","Energy Storage",{"$nulls":13},0,0,0,0]
["Milton L Kapp","1048_B_2",1048,"B","2",740,"O/G Steam",null,"MIS_IA","Iowa",19,"Clinton",45,"19045",112,11199,1967,2018,"tangential","dry","N","Natural Gas",{"$nulls":3},"LNC1",{"$nulls":9},0.11335,0.11335,0.11335,0.11335]
["Pleasant Prairie","6170_B_1",6170,"B","1",2821,"Coal Steam",null,"MIS_WUMS","Wisconsin",55,"Kenosha",59,"55059",594,11201,1980,2018,"wall","dry","N","Subbituminous","Wet Scrubber",2006,0.95,"LNB","SCR",2006,null,"ESPC","Yes","ACI",2016,null,0.1,0.06709,0.06709,0.06709,0.06709,0.1,0.1,0.1,0.99]
["Pleasant Prairie","6170_B_2",6170,"B","2",2822,"Coal Steam",null,"MIS_WUMS","Wisconsin",55,"Kenosha",59,"55059",594,11175,1985,2018,"wall","dry","N","Subbituminous","Wet Scrubber",2007,0.95,"LNB","SCR",2003,null,"ESPC","Yes","ACI",2015,null,0.1,0.06618,0.06618,0.06618,0.06618,0.1,0.1,0.1,0.99]
["Pleasant Prairie","6170_G_3",6170,"G","3",null,"Combustion Turbine","IC Engine","MIS_WUMS","Wisconsin",55,"Kenosha",59,"55059",2,12822,1985,2018,null,null,"N","Distillate Fuel Oil",{"$nulls":12},3,1.77612,1.77612,1.77612,1.77612]

{"sheet":"Key to Emission Control","index":2,"n_rows":136,"n_cols":17,"rows_kept":136}
["Key to Emission Controls in NEEDS v6"]
[]
["NOx Comb Control","Definition",null,"NOx Post-Comb Control","Definition",null,"PM Control","Definition",null,"Mercury_Controls","Definition",null,"HCL_Controls","Definition",null,"CO2_Controls","Definition"]
["AA","Advanced Overfire Air",null,"SCR","Selective Catalytic Reduction",null,"B","Baghouse",null,"ACI","Activated Carbon Injection",null,"DSI","Dry Sobent Injection",null,"CCS","Carbon Capture and Storage"]
["AA + DLNB + NH3","Advanced Overfire Air + Dry Low NOx Burners + Ammonia Injection",null,"SNCR","Selective Non-catalytic Reduction",null,"B + C","Baghouse + Cyclone"]
["AA + FU + LNB","Advanced Overfire Air + Fuel Reburning + Low NOx Burner Technology",{"$nulls":4},"B + WS","Baghouse + Wet Scrubber"]
["AA + LNB","Advanced Overfire Air + Low NOx Burner Technology",{"$nulls":4},"C","Cyclone"]
["AA + LNB + LNBO","Advanced Overfire Air + Low NOx Burner Technology + Low NOx Burner Technology w/ Overfire Air",{"$nulls":4},"C + WS","Cyclone + Wet Scrubber"]
["AA + LNB + LNBO + OFA","Advanced Overfire Air + Low NOx Burner Technology + Low NOx Burner Technology w/ Overfire Air + Overfire Air",{"$nulls":4},"ESPC","Electrostatic precipitator, cold side"]
["AA + LNB + NH3","Advanced Overfire Air + Low NOx Burners + Ammonia Injection",{"$nulls":4},"ESPC + B","Electrostatic precipitator, cold side + Baghouse"]
["AA + LNB + OFA","Advanced Overfire Air + Low NOx Burner Technology + Overfire Air",{"$nulls":4},"ESPC + B + WS","Electrostatic precipitator, cold side + Baghouse + Wet Scrubber"]
["AA + LNCB","Advanced Overfire Air + Low NOx Cell Burner",{"$nulls":4},"ESPC + C","Electrostatic precipitator, cold side + Cyclone"]
["AA + NH3","Advanced Overfire Air + Ammonia Injection",{"$nulls":4},"ESPC + C + WS","Electrostatic precipitator, cold side + Cyclone + Wet Scrubber"]
["AA + OFA","Advanced Overfire Air + Overfire Air",{"$nulls":4},"ESPC + ESPH","Electrostatic precipitator, cold side + Electrostatic precipitator, hot side"]
["BF","Biased Firing (alternative burners)",{"$nulls":4},"ESPC + WESP","Electrostatic precipitator, cold side + Electrostatic precipitator, wet side"]
["BF + CM + FR + OFA","Biased Firing (alternative burners) + Combustion Modification + Flue Gas Recirculation + Overfire Air",{"$nulls":4},"ESPC + WS","Electrostatic precipitator, cold side + Wet Scrubber"]
["BF + FR + LA + LNB + OFA","Biased Firing (alternative burners) + Flue Gas Recirculation + Low excess air + Low NOx Burner Technology + Overfire Air",{"$nulls":4},"ESPH","Electrostatic precipitator, hot side"]
["BF + LA","Biased Firing (alternative burners) + Low excess air",{"$nulls":4},"ESPH + B","Electrostatic precipitator, hot side + Baghouse"]
["BF + LA + OFA","Biased Firing (alternative burners) + Low excess air + Overfire Air",{"$nulls":4},"ESPH + B + C","Electrostatic precipitator, hot side + Baghouse + Cyclone"]
["BF + LNB","Biased Firing (alternative burners) + Low NOx Burner Technology",{"$nulls":4},"ESPH + B + WS","Electrostatic precipitator, hot side + Baghouse + Wet Scrubber"]
["BF + LNB + LNBO","Biased Firing (alternative burners) + Low NOx Burner Technology + Low NOx Burner Technology w/ Overfire Air",{"$nulls":4},"ESPH + C","Electrostatic precipitator, hot side + Cyclone"]
["BF + LNB + OFA","Biased Firing (alternative burners) + Low NOx Burner Technology + Overfire Air",{"$nulls":4},"ESPH + C + WS","Electrostatic precipitator, hot side + Cyclone + Wet Scrubber"]
["BF + LNBO","Biased Firing (alternative burners) + Low NOx Burner Technology w/ Overfire Air",{"$nulls":4},"ESPH + WESP","Electrostatic precipitator, hot side + Electrostatic precipitator, wet side"]
["BOOS","Burners-Out-Of-Service",{"$nulls":4},"WESP + B","Electrostatic precipitator, wet side + Baghouse"]
["CF","Fluidized Bed Combustor",{"$nulls":4},"WS","Wet Scrubber"]
["CF + CM","Fluidized Bed Combustor + Combustion Modification"]
["CF + CM + NH3","Fluidized Bed Combustor + Combustion Modification + Ammonia Injection"]
["CF + FR + NH3","Fluidized Bed Combustor + Flue Gas Recirculation + Ammonia Injection"]
["CF + FU + LA","Fluidized Bed Combustor + Fuel Reburning + Low excess air"]
["CF + LA + NH3","Fluidized Bed Combustor + Low excess air + Ammonia Injection"]
["CF + LA + OFA","Fluidized Bed Combustor + Low excess air + Overfire Air"]
["CF + LNB + NH3","Fluidized Bed Combustor + Low NOx Burner Technology + Ammonia Injection"]
["CF + NH3","Fluidized Bed Combustor + Ammonia Injection"]
["CF + NH3 + OFA","Fluidized Bed Combustor + Ammonia Injection + Overfire Air"]
["CF + OFA","Fluidized Bed Combustor + Overfire Air"]
["CM","Combustion Modification"]
["CM + FR","Combustion Modification + Flue Gas Recirculation"]
["CM + FR + LNB + NH3","Combustion Modification + Flue Gas Recirculation + Low NOx Burner Technology + Ammonia Injection"]
["CM + FR + LNB + OFA","Combustion Modification + Flue Gas Recirculation + Low NOx Burner Technology + Overfire Air"]
["CM + FU + LA","Combustion Modification + Fuel Reburning + Low excess air"]
["CM + LNB","Combustion Modification + Low NOx Burner Technology"]
["CM + LNB + LNCB","Combustion Modification + Low NOx Burner Technology + Low NOx Cell Burner"]
["CM + LNB + OFA","Combustion Modification + Low NOx Burner Technology + Overfire Air"]
["CM + LNB + STM","Combustion Modification + Low NOx Burner Technology + Steam Injection"]
["CM + NH3","Combustion Modification + Ammonia Injection"]
["CM + OFA","Combustion Modification + Overfire Air"]
["CO","Combustion Optimization"]
["DLNB","Dry Low NOx Burners"]
["DLNB + FR + H2O + OFA","Dry Low NOx Burners + Flue Gas Recirculation + Water Injection + Overfire Air"]
["DLNB + FR + LNB","Dry Low NOx Burners + Flue Gas Recirculation + Low NOx Burner Technology"]
["DLNB + H2O","Dry Low NOx Burners + Water Injection"]
["DLNB + H2O + LNB","Dry Low NOx Burners + Water Injection + Low NOx Burner Technology"]
["DLNB + H2O + LNB + NH3","Dry Low NOx Burners + Water Injection + Low NOx Burner Technology + Ammonia Injection"]
["DLNB + H2O + LNB + NH3 + STM","Dry Low NOx Burners + Water Injection + Low NOx Burner Technology + Ammonia Injection + Steam Injection"]
["DLNB + H2O + NH3","Dry Low NOx Burners + Water Injection + Ammonia Injection"]
["DLNB + H2O + STM","Dry Low NOx Burners + Water Injection + Steam Injection"]
["DLNB + LNB + NH3","Dry Low NOx Burners + Low NOx Burner Technology + Ammonia Injection"]
["DLNB + LNB + NH3 + STM","Dry Low NOx Burners + Low NOx Burner Technology + Ammonia Injection + Steam Injection"]
["DLNB + NH3","Dry Low NOx Burners + Ammonia Injection"]
["DLNB + NH3 + STM","Dry Low NOx Burners + Ammonia Injection + Steam Injection"]
["DLNB + STM","Dry Low NOx Burners + Steam Injection"]
["FR","Flue Gas Recirculation "]
["FR + FU","Flue Gas Recirculation + Fuel Reburning"]
["FR + H2O + LNB","Flue Gas Recirculation  + Water Injection + Low NOx Burner Technology"]
["FR + H2O + OFA","Flue Gas Recirculation  + Water Injection + Overfire Air"]
["FR + LA","Flue Gas Recirculation  + Low excess air"]
["FR + LA + LNB","Flue Gas Recirculation  + Low excess air + Low NOx Burner Technology"]
["FR + LA + NH3","Flue Gas Recirculation  + Low excess air + Ammonia Injection"]
["FR + LA + OFA","Flue Gas Recirculation  + Low excess air + Overfire Air"]
["FR + LNB","Flue Gas Recirculation  + Low NOx Burner Technology"]
["FR + LNB + LNBO + OFA","Flue Gas Recirculation  + Low NOx Burner Technology + Low NOx Burner Technology w/ Overfire Air + Overfire Air"]
["FR + LNB + OFA","Flue Gas Recirculation  + Low NOx Burner Technology + Overfire Air"]
["FR + LNBO + OFA","Flue Gas Recirculation  + Low NOx Burner Technology w/ Overfire Air + Overfire Air"]
["FR + NH3","Flue Gas Recirculation  + Ammonia Injection"]
["FR + NH3 + OFA","Flue Gas Recirculation  + Ammonia Injection + Overfire Air"]
["FR + OFA","Flue Gas Recirculation  + Overfire Air"]
["FR + OFA + MR","Flue Gas Recirculation  + Overfire Air + Combustion Modification/Fuel Reburning"]
["FR + SC","Flue Gas Recirculation  + Slagging"]
["FU + LA","Fuel Reburning + Low excess air"]
["FU + LNB + OFA","Fuel Reburning + Low NOx Burner Technology + Overfire Air"]
["H2O","Water Injection"]
["H2O + LNB","Water Injection + Low NOx Burner Technology"]
["H2O + LNB + NH3","Water Injection + Low NOx Burner Technology + Ammonia Injection"]
["H2O + LNB + STM","Water Injection + Low NOx Burner Technology + Steam Injection"]
["H2O + NH3","Water Injection + Ammonia Injection"]
["H2O + NH3 + AA","Water Injection + Ammonia Injection + Advanced Overfire Air"]
["H2O + OFA","Water Injection + Overfire Air"]
["H2O + STM","Water Injection + Steam Injection"]
["LA","Low excess air"]
["LA + LNB","Low excess air + Low NOx Burner Technology"]
["LA + LNB + NH3 + OFA","Low excess air + Low NOx Burner Technology + Ammonia Injection + Overfire Air"]
["LA + LNB + OFA","Low excess air + Low NOx Burner Technology + Overfire Air"]
["LA + NH3","Low excess air + Ammonia Injection"]
["LA + NH3 + STM","Low excess air + Ammonia Injection + Steam Injection"]
["LA + OFA","Low excess air + Overfire Air"]
["LNB","Low NOx Burner Technology"]
["LNB + BOOS + OFA","Low NOx Burner Technology + Burners-Out-Of-Service + Overfire Air"]
["LNB + LNBO","Low NOx Burner Technology + Low NOx Burner Technology w/ Overfire Air"]
["LNB + LNBO + OFA","Low NOx Burner Technology + Low NOx Burner Technology w/ Overfire Air + Overfire Air"]
["LNB + LNCB","Low NOx Burner Technology + Low NOx Cell Burner"]
["LNB + LNCB + OFA","Low NOx Burner Technology + Low NOx Cell Burner + Overfire Air"]
["LNB + NH3","Low NOx Burner Technology + Ammonia Injection"]
["LNB + NH3 + OFA","Low NOx Burner Technology + Ammonia Injection + Overfire Air"]
["LNB + OFA","Low NOx Burner Technology + Overfire Air"]
["LNB + OFA + NH3 + other","Low NOx Burner Technology + Overfire Air + Ammonia Injection + other"]
["LNB + OFA + STC","Low NOx Burner Technology + Overfire Air + Staged Combustion"]
["LNB + STM","Low NOx Burner Technology + Steam Injection"]
["LNBO","Low NOx Burner Technology w/ Overfire Air"]
["LNBO + NH3","Low NOx Burner Technology w/ Overfire Air + Ammonia Injection"]
["LNBO + OFA","Low NOx Burner Technology w/ Overfire Air + Overfire Air"]
["LNC1","Low NOx Burner Technology w/ Closed-coupled OFA"]
["LNC2","Low NOx Burner Technology w/ Separated OFA"]
["LNC2 + CM","Low NOx Burner Technology w/ Separated OFA + Combustion Modification"]
["LNC2 + H2O","Low NOx Burner Technology w/ Separated OFA + Water Injection"]
["LNC2 + LNC1","Low NOx Burner Technology w/ Separated OFA + Low NOx Burner Technology w/ Closed-coupled OFA"]
["LNC2 + NH3","Low NOx Burner Technology w/ Separated OFA + Ammonia Injection"]
["LNC2 + NH3 + OFA","Low NOx Burner Technology w/ Separated OFA + Ammonia Injection + Overfire Air"]
["LNC2 + OFA","Low NOx Burner Technology w/ Separated OFA + Overfire Air"]
["LNC2 + other","Low NOx Burner Technology w/ Separated OFA + other"]
["LNC3","Low NOx Burner Technology w/ Closed-coupled/Separated OFA"]
["LNC3 + NH3","Low NOx Burner Technology w/ Closed-coupled/Separated OFA + Ammonia Injection"]
["LNC3 + OFA","Low NOx Burner Technology w/ Closed-coupled/Separated OFA + Overfire Air"]
["LNC3 + other","Low NOx Burner Technology w/ Closed-coupled/Separated OFA + other"]
["LNCB","Low NOx Cell Burner"]
["LNCB + OFA","Low NOx Cell Burner + Overfire Air"]
["NDI","Nitrogen Diluent Injection"]
["NH3","Ammonia Injection"]
["NH3 + OFA","Ammonia Injection + Overfire Air"]
["NH3 + STM","Ammonia Injection + Steam Injection"]
["OFA","Overfire Air"]
["OFA + LNC1","Overfire Air + Low NOx Burner Technology w/ Closed-coupled OFA"]
["OFA + LNC2","Overfire Air + Low NOx Burner Technology w/ Separated OFA"]
["other","Other"]
["ROFA","Rotating Opposed Fired Air"]
["STC","Staged Combustion"]
["STM","Steam Injection"]