{"text_format":"3","workbook":"xlsx","n_sheets":5,"sheets":["NEEDS v6_active","NEEDS v6_Retired_Through2021","NEEDS v6_New_Capacity_Hardwired","NEEDS v6_Capacity_Dropped_fr860","Key to Emission Control"],"not_rendered":{"external_links":3,"defined_names":303,"comments":1},"read":"whole","date_system":"1900"}

{"sheet":"NEEDS v6_active","index":0,"n_rows":18252,"n_cols":50,"rows_kept":2250,"cut":true,"bounds":{"rows_first":1000,"rows_last":250,"rows_between":1000,"halvings":1}}
["Plant Name","UniqueID_Final","ORIS Plant Code","Boiler/Generator/Committed Unit","Unit ID","CAMD Database UnitID","PlantType","Combustion Turbine/IC Engine","Region Name","State Name","State Code","County","County Code","FIPS5","Capacity (MW)","Heat Rate (Btu/kWh)","On Line Year","Retirement Year","Firing","Bottom","Cogen?","Modeled Fuels","Wet/DryScrubber","Scrubber_Online_Year","Scrubber Efficiency","NOx Comb Control","NOx Post-Comb Control","SCR_Online_Year","SNCR_Online_Year","PM Control","FlueGasConditioning_Flag","Mercury_Controls","ACI_Online_Year","Mercury_Controls Efficiency","SO2 Permit Rate (lbs/mmBtu)","Mode 1 NOx Rate (lbs/mmBtu)","Mode 2 NOx Rate (lbs/mmBtu)","Mode 3 NOx Rate  (lbs/mmBtu)","Mode 4 NOx Rate  (lbs/mmBtu)","Hg EMF for BIT","Hg EMF for SUB","Hg EMF for LIG","HCL Removal","DSI Unit","DSI Online Year","CCS","CCS Removal","C2G","C2G Online Year","BART Affected Unit"]
["Greene County","10_B_1",10,"B","1",19,"O/G Steam",null,"S_SOU","Alabama",1,"Greene",63,"01063",254,10120,1965,9999,"cell","dry","N","Natural Gas",{"$nulls":3},"LNCB",{"$nulls":8},4,0.11743,0.11743,0.11743,0.11743]
["Greene County","10_B_2",10,"B","2",20,"O/G Steam",null,"S_SOU","Alabama",1,"Greene",63,"01063",254,10018,1966,9999,"wall","dry","N","Natural Gas",{"$nulls":3},"LNB + OFA",{"$nulls":8},4,0.12492,0.12492,0.12492,0.12492]
["Greene County","10_G_GT10",10,"G","GT10",21,"Combustion Turbine",null,"S_SOU","Alabama",1,"Greene",63,"01063",85,14380,1996,9999,null,null,"N","Natural Gas",{"$nulls":3},"H2O",{"$nulls":8},1E-3,0.08305,0.08305,0.08305,0.08305]
["Greene County","10_G_GT2",10,"G","GT2",22,"Combustion Turbine",null,"S_SOU","Alabama",1,"Greene",63,"01063",84,14380,1996,9999,null,null,"N","Natural Gas",{"$nulls":3},"H2O",{"$nulls":8},1E-3,0.08205,0.08205,0.08205,0.08205]
["Greene County","10_G_GT3",10,"G","GT3",23,"Combustion Turbine",null,"S_SOU","Alabama",1,"Greene",63,"01063",82,14380,1995,9999,null,null,"N","Natural Gas",{"$nulls":3},"H2O",{"$nulls":8},1E-3,0.07156,0.07156,0.07156,0.07156]
["Greene County","10_G_GT4",10,"G","GT4",24,"Combustion Turbine",null,"S_SOU","Alabama",1,"Greene",63,"01063",81,14380,1995,9999,null,null,"N","Natural Gas",{"$nulls":3},"H2O",{"$nulls":8},1E-3,0.08209,0.08209,0.08209,0.08209]
["Greene County","10_G_GT5",10,"G","GT5",25,"Combustion Turbine",null,"S_SOU","Alabama",1,"Greene",63,"01063",82,14380,1995,9999,null,null,"N","Natural Gas",{"$nulls":3},"H2O",{"$nulls":8},1E-3,0.06637,0.06637,0.06637,0.06637]
["Greene County","10_G_GT6",10,"G","GT6",26,"Combustion Turbine",null,"S_SOU","Alabama",1,"Greene",63,"01063",81,14380,1995,9999,null,null,"N","Natural Gas",{"$nulls":3},"H2O",{"$nulls":8},1E-3,0.06733,0.06733,0.06733,0.06733]
["Greene County","10_G_GT7",10,"G","GT7",27,"Combustion Turbine",null,"S_SOU","Alabama",1,"Greene",63,"01063",80,14380,1995,9999,null,null,"N","Natural Gas",{"$nulls":3},"H2O",{"$nulls":8},1E-3,0.08372,0.08372,0.08372,0.08372]
["Greene County","10_G_GT8",10,"G","GT8",28,"Combustion Turbine",null,"S_SOU","Alabama",1,"Greene",63,"01063",83,14380,1996,9999,null,null,"N","Natural Gas",{"$nulls":3},"H2O",{"$nulls":8},1E-3,0.07815,0.07815,0.07815,0.07815]
["Greene County","10_G_GT9",10,"G","GT9",29,"Combustion Turbine",null,"S_SOU","Alabama",1,"Greene",63,"01063",82,14380,1996,9999,null,null,"N","Natural Gas",{"$nulls":3},"H2O",{"$nulls":8},1E-3,0.07458,0.07458,0.07458,0.07458]
["South Consolidated","100_G_SC1",100,"G","SC1",null,"Hydro",null,"WECC_AZ","Arizona",4,"Maricopa",13,"04013",1.4,0,1981,9999,null,null,"N","Hydro",{"$nulls":13},0,0,0,0]
["Colorado Energy Nations Company","10003_B_BLR1",10003,"B","BLR1",null,"O/G Steam",null,"WECC_CO","Colorado",8,"Jefferson",59,"08059",10,8300,1967,9999,null,null,"Y","Natural Gas",{"$nulls":12},1.5,0.23505,0.23505,0.23505,0.23505]
["Colorado Energy Nations Company","10003_B_BLR2",10003,"B","BLR2",null,"O/G Steam",null,"WECC_CO","Colorado",8,"Jefferson",59,"08059",10,8300,1967,9999,null,null,"Y","Natural Gas",{"$nulls":12},1.5,0.23505,0.23505,0.23505,0.23505]
["Colorado Energy Nations Company","10003_B_BLR4",10003,"B","BLR4",null,"O/G Steam",null,"WECC_CO","Colorado",8,"Jefferson",59,"08059",10,8300,1974,9999,null,null,"Y","Natural Gas",{"$nulls":12},1,0.23505,0.23505,0.23505,0.23505]
["Colorado Energy Nations Company","10003_B_BLR5",10003,"B","BLR5",null,"O/G Steam",null,"WECC_CO","Colorado",8,"Jefferson",59,"08059",10,8300,1979,9999,null,null,"Y","Natural Gas",{"$nulls":3},"other",{"$nulls":8},1,0.13026,0.13026,0.13026,0.13026]
["Mosaic South Pierce Operations","10004_G_TG1",10004,"G","TG1",null,"Non-Fossil Waste",null,"FRCC","Florida",12,"Polk",105,"12105",4,9319,1978,9999,null,null,"Y","Non-Fossil Waste",{"$nulls":13},0,0,0,0]
["Mosaic South Pierce Operations","10004_G_TG2",10004,"G","TG2",null,"Non-Fossil Waste",null,"FRCC","Florida",12,"Polk",105,"12105",33,9319,1992,9999,null,null,"Y","Non-Fossil Waste",{"$nulls":13},0,0,0,0]
["Baptist Medical Center","10008_G_TG-2",10008,"G","TG-2",null,"Combustion Turbine",null,"FRCC","Florida",12,"Duval",31,"12031",2.2,16297,1983,9999,null,null,"Y","Natural Gas, Distillate Fuel Oil",{"$nulls":12},0.8,0.47228,0.47228,0.47228,0.47228]
["Baptist Medical Center","10008_G_TG-3",10008,"G","TG-3",null,"Combustion Turbine",null,"FRCC","Florida",12,"Duval",31,"12031",2.7,16297,1986,9999,null,null,"Y","Natural Gas, Distillate Fuel Oil",{"$nulls":12},0.8,0.47228,0.47228,0.47228,0.47228]
["Baptist Medical Center","10008_G_TG-4",10008,"G","TG-4",null,"Combustion Turbine",null,"FRCC","Florida",12,"Duval",31,"12031",3.2,12445,1993,9999,null,null,"Y","Natural Gas, Distillate Fuel Oil",{"$nulls":12},0.8,0.08473,0.08473,0.08473,0.08473]
["Cayuga","1001_B_1",1001,"B","1",706,"Coal Steam",null,"MIS_INKY","Indiana",18,"Vermillion",165,"18165",500,10337,1970,9999,"tangential","dry","N","Bituminous","Wet Scrubber",2008,0.97,"LNC2","SCR",2015,null,"ESPC","No",{"$nulls":3},4.4,0.37681,0.08448,0.37681,0.08448,0.1,0.84,0.56,0.99,"Yes"]
["Cayuga","1001_B_2",1001,"B","2",707,"Coal Steam",null,"MIS_INKY","Indiana",18,"Vermillion",165,"18165",495,10397,1972,9999,"tangential","dry","N","Bituminous","Wet Scrubber",2008,0.97,"LNC2","SCR",2015,null,"ESPC","No",{"$nulls":3},4.4,0.34788,0.0901,0.34788,0.0901,0.1,0.84,0.56,0.99]
["Cayuga","1001_G_31",1001,"G","31",null,"Combustion Turbine","IC Engine","MIS_INKY","Indiana",18,"Vermillion",165,"18165",3,11293,1972,9999,null,null,"N","Distillate Fuel Oil",{"$nulls":12},1.6,1.77612,1.77612,1.77612,1.77612]
["Cayuga","1001_G_32",1001,"G","32",null,"Combustion Turbine","IC Engine","MIS_INKY","Indiana",18,"Vermillion",165,"18165",3,11287,1972,9999,null,null,"N","Distillate Fuel Oil",{"$nulls":12},1.6,1.77612,1.77612,1.77612,1.77612]
["Cayuga","1001_G_33",1001,"G","33",null,"Combustion Turbine","IC Engine","MIS_INKY","Indiana",18,"Vermillion",165,"18165",2,11267,1972,9999,null,null,"N","Distillate Fuel Oil",{"$nulls":12},1.6,1.77612,1.77612,1.77612,1.77612]
["Cayuga","1001_G_34",1001,"G","34",null,"Combustion Turbine","IC Engine","MIS_INKY","Indiana",18,"Vermillion",165,"18165",2,11267,1972,9999,null,null,"N","Distillate Fuel Oil",{"$nulls":12},1.6,1.77612,1.77612,1.77612,1.77612]
["Cayuga","1001_G_4",1001,"G","4",708,"Combustion Turbine",null,"MIS_INKY","Indiana",18,"Vermillion",165,"18165",80,13800,1993,9999,null,null,"N","Natural Gas, Distillate Fuel Oil",{"$nulls":3},"DLNB",{"$nulls":8},1.6,0.08415,0.08415,0.08415,0.08415]
["Covanta Hennepin Energy","10013_B_1",10013,"B","1",null,"Municipal Solid Waste",null,"MIS_MNWI","Minnesota",27,"Hennepin",53,"27053",16.8,19550,1989,9999,null,null,"N","MSW","Dry Scrubber",1989,0.95,"AA","SNCR",null,"2015","B","NA","ACI",1994,null,null,0.22,0.165,0.22,0.165,0.08,0.08,0.08]
["Covanta Hennepin Energy","10013_B_2",10013,"B","2",null,"Municipal Solid Waste",null,"MIS_MNWI","Minnesota",27,"Hennepin",53,"27053",16.8,19550,1989,9999,null,null,"N","MSW","Dry Scrubber",1989,0.95,"AA","SNCR",null,"2015","B","NA","ACI",1994,null,null,0.22,0.165,0.22,0.165,0.08,0.08,0.08]
["Lucky Peak Power Plant Project","10014_G_U131",10014,"G","U131",null,"Hydro",null,"WECC_ID","Idaho",16,"Ada",1,"16001",36.2,0,1988,9999,null,null,"N","Hydro",{"$nulls":13},0,0,0,0]
["Lucky Peak Power Plant Project","10014_G_U132",10014,"G","U132",null,"Hydro",null,"WECC_ID","Idaho",16,"Ada",1,"16001",36.2,0,1988,9999,null,null,"N","Hydro",{"$nulls":13},0,0,0,0]
["Lucky Peak Power Plant Project","10014_G_U133",10014,"G","U133",null,"Hydro",null,"WECC_ID","Idaho",16,"Ada",1,"16001",10.6,0,1988,9999,null,null,"N","Hydro",{"$nulls":13},0,0,0,0]
["Desert Peak Power Plant","10018_G_GEN2",10018,"G","GEN2",null,"Geothermal",null,"WECC_NNV","Nevada",32,"Lyon",19,"32019",10,9771,2006,9999,null,null,"N","Geothermal",{"$nulls":13},0,0,0,0,0.4563,0.4563,0.4563]
["Desert Peak Power Plant","10018_G_OEC2",10018,"G","OEC2",null,"Geothermal",null,"WECC_NNV","Nevada",32,"Lyon",19,"32019",7.5,9771,2006,9999,null,null,"N","Geothermal",{"$nulls":13},0,0,0,0,0.4563,0.4563,0.4563]
["RED-Rochester, LLC","10025_B_41",10025,"B","41",3518,"O/G Steam",null,"NY_Z_B","New York",36,"Monroe",55,"36055",27,10428,1964,9999,"cyclone","wet","Y","Natural Gas",{"$nulls":3},"FU + LA",{"$nulls":3},"ESPH","Yes",{"$nulls":3},1.1,0.06,0.06,0.06,0.06,0.9,0.94,1]
["RED-Rochester, LLC","10025_B_42",10025,"B","42",3516,"O/G Steam",null,"NY_Z_B","New York",36,"Monroe",55,"36055",27,10428,1968,9999,"cyclone","wet","Y","Natural Gas",{"$nulls":3},"CM + FU + LA",{"$nulls":3},"ESPH","Yes",{"$nulls":3},1.1,0.06,0.06,0.06,0.06,0.9,0.94,1]
["RED-Rochester, LLC","10025_B_43",10025,"B","43",3517,"O/G Steam",null,"NY_Z_B","New York",36,"Monroe",55,"36055",37,10428,1969,9999,"cyclone","wet","Y","Natural Gas",{"$nulls":3},"CM + FU + LA",{"$nulls":3},"ESPH","Yes",{"$nulls":3},1.1,0.06,0.06,0.06,0.06,0.9,0.94,1]
["RED-Rochester, LLC","10025_B_44",10025,"B","44",3518,"O/G Steam",null,"NY_Z_B","New York",36,"Monroe",55,"36055",37,10428,1987,9999,"tangential","dry","Y","Natural Gas",{"$nulls":3},"FU + LA",{"$nulls":3},"ESPH","Yes",{"$nulls":3},1.1,0.06,0.06,0.06,0.06,0.9,0.94,1]
["RED-Rochester, LLC","10025_B_PB1",10025,"B","PB1",null,"O/G Steam",null,"NY_Z_B","New York",36,"Monroe",55,"36055",0.54,11907,1966,9999,"wall",null,"Y","Residual Fuel Oil",{"$nulls":3},"LA",{"$nulls":8},4.99,0.08,0.08,0.08,0.08]
["RED-Rochester, LLC","10025_B_PB2",10025,"B","PB2",null,"O/G Steam",null,"NY_Z_B","New York",36,"Monroe",55,"36055",0.54,11907,1966,9999,"wall",null,"Y","Residual Fuel Oil",{"$nulls":3},"LA",{"$nulls":8},4.99,0.08,0.08,0.08,0.08]
["RED-Rochester, LLC","10025_B_PB3",10025,"B","PB3",null,"O/G Steam",null,"NY_Z_B","New York",36,"Monroe",55,"36055",0.54,11907,1966,9999,"wall",null,"Y","Residual Fuel Oil",{"$nulls":3},"LA",{"$nulls":8},4.99,0.08,0.08,0.08,0.08]
["RED-Rochester, LLC","10025_B_PB4",10025,"B","PB4",null,"O/G Steam",null,"NY_Z_B","New York",36,"Monroe",55,"36055",0.54,11907,1966,9999,"wall",null,"Y","Residual Fuel Oil",{"$nulls":3},"LA",{"$nulls":8},4.99,0.08,0.08,0.08,0.08]
["RED-Rochester, LLC","10025_G_75TG",10025,"G","75TG",null,"O/G Steam",null,"NY_Z_B","New York",36,"Monroe",55,"36055",2.2,8752,2015,9999,null,null,"N","Natural Gas",{"$nulls":8},"NA",{"$nulls":3},1.1,0.035,0.035,0.035,0.035,1,1,1]
["RED-Rochester, LLC","10025_G_KPR1",10025,"G","KPR1",null,"Hydro",null,"NY_Z_B","New York",36,"Monroe",55,"36055",0.4,0,1957,9999,null,null,"N","Hydro",{"$nulls":13},0,0,0,0]
["Felt Hydroelectric Plant","10028_G_GEN1",10028,"G","GEN1",null,"Hydro",null,"WECC_ID","Idaho",16,"Teton",81,"16081",2.3,0,1985,9999,null,null,"N","Hydro",{"$nulls":13},0,0,0,0]
["Felt Hydroelectric Plant","10028_G_GEN2",10028,"G","GEN2",null,"Hydro",null,"WECC_ID","Idaho",16,"Teton",81,"16081",2.3,0,1985,9999,null,null,"N","Hydro",{"$nulls":13},0,0,0,0]
["Felt Hydroelectric Plant","10028_G_GEN3",10028,"G","GEN3",null,"Hydro",null,"WECC_ID","Idaho",16,"Teton",81,"16081",0.8,0,1986,9999,null,null,"N","Hydro",{"$nulls":13},0,0,0,0]
["Felt Hydroelectric Plant","10028_G_GEN4",10028,"G","GEN4",null,"Hydro",null,"WECC_ID","Idaho",16,"Teton",81,"16081",0.5,0,1986,9999,null,null,"N","Hydro",{"$nulls":13},0,0,0,0]
["NRG Energy Center Dover","10030_G_COG1",10030,"G","COG1",null,"Combined Cycle",null,"PJM_EMAC","Delaware",10,"Kent",1,"10001",16,8313,1985,9999,null,null,"Y","Natural Gas, Distillate Fuel Oil",{"$nulls":4},"SCR",{"$nulls":8},0.01019,0.00841,0.01019,0.00841]
["NRG Energy Center Dover","10030_G_KD-1",10030,"G","KD-1",5046,"Combined Cycle",null,"PJM_EMAC","Delaware",10,"Kent",1,"10001",44,8313,2001,9999,null,null,"N","Natural Gas, Distillate Fuel Oil",{"$nulls":3},"H2O","SCR",2013,{"$nulls":6},0.81,0.01019,0.00841,0.01019,0.00841]
["NRG Energy Center Dover","10030_G_KD-2",10030,"G","KD-2",5047,"Combustion Turbine",null,"PJM_EMAC","Delaware",10,"Kent",1,"10001",44,10745,2001,9999,null,null,"N","Natural Gas, Distillate Fuel Oil",{"$nulls":3},"H2O",{"$nulls":8},0.81,0.07861,0.07861,0.07861,0.07861]
["Greater Detroit Resource Recovery","10033_B_11",10033,"B","11",null,"Municipal Solid Waste",null,"MIS_LMI","Michigan",26,"Wayne",163,"26163",21.2,9390,1988,9999,null,null,"Y","MSW","Dry Scrubber",1995,0.9,{"$nulls":4},"B","NA",{"$nulls":4},0.29769,0.29769,0.29769,0.29769,0.08,0.08,0.08]
["Greater Detroit Resource Recovery","10033_B_12",10033,"B","12",null,"Municipal Solid Waste",null,"MIS_LMI","Michigan",26,"Wayne",163,"26163",21.2,9390,1988,9999,null,null,"Y","MSW","Dry Scrubber",1993,0.891,{"$nulls":4},"B","NA",{"$nulls":4},0.29769,0.29769,0.29769,0.29769,0.08,0.08,0.08]
["Greater Detroit Resource Recovery","10033_B_13",10033,"B","13",null,"Municipal Solid Waste",null,"MIS_LMI","Michigan",26,"Wayne",163,"26163",21.2,9390,1988,9999,null,null,"Y","MSW","Dry Scrubber",1994,0.921,{"$nulls":4},"B","NA",{"$nulls":4},0.29769,0.29769,0.29769,0.29769,0.08,0.08,0.08]
["Gilroy Power Plant","10034_G_GEN1",10034,"G","GEN1",89552,"Combined Cycle",null,"WEC_CALN","California",6,"Santa Clara",85,"06085",85,8375,1987,9999,null,null,"Y","Natural Gas",{"$nulls":13},0.02487,0.02487,0.02487,0.02487]
["Gilroy Power Plant","10034_G_GEN2",10034,"G","GEN2",null,"Combined Cycle",null,"WEC_CALN","California",6,"Santa Clara",85,"06085",30,8375,1987,9999,null,null,"Y","Natural Gas",{"$nulls":13},0.02487,0.02487,0.02487,0.02487]
["Hillsborough Hosiery","10036_G_GEN1",10036,"G","GEN1",null,"Hydro",null,"NENGREST","New Hampshire",33,"Hillsborough",11,"33011",0.6,0,1989,9999,null,null,"N","Hydro",{"$nulls":13},0,0,0,0]
["Hillsborough Hosiery","10036_G_GEN2",10036,"G","GEN2",null,"Hydro",null,"NENGREST","New Hampshire",33,"Hillsborough",11,"33011",0.6,0,1989,9999,null,null,"N","Hydro",{"$nulls":13},0,0,0,0]
["Edwardsport","1004_G_CT1",1004,"G","CT1",90673,"IGCC",null,"MIS_INKY","Indiana",18,"Knox",83,"18083",175,11444,2013,9999,null,null,"N","Bituminous",null,null,0.95,"NDI","SCR",{"$nulls":7},1.2,0.05971,0.05971,0.05971,0.05971,0.1,0.1,0.1,0.99]
["Edwardsport","1004_G_CT2",1004,"G","CT2",90674,"IGCC",null,"MIS_INKY","Indiana",18,"Knox",83,"18083",175,11444,2013,9999,null,null,"N","Bituminous",null,null,0.95,"NDI","SCR",{"$nulls":7},1.2,0.05407,0.05407,0.05407,0.05407,0.1,0.1,0.1,0.99]
["Edwardsport","1004_G_ST",1004,"G","ST",null,"IGCC",null,"MIS_INKY","Indiana",18,"Knox",83,"18083",245,11444,2013,9999,null,null,"N","Bituminous",null,null,0.95,"NDI","SCR",2013,{"$nulls":6},1.2,0.05689,0.05689,0.05689,0.05689,0.1,0.1,0.1,0.99]
["Logan Generating Company LP","10043_B_B01",10043,"B","B01",3524,"Coal Steam",null,"PJM_EMAC","New Jersey",34,"Gloucester",15,"34015",219,10954,1994,9999,"wall","dry","Y","Bituminous","Dry Scrubber",1994,0.93,"LNBO","SCR",1994,null,"B","NA",{"$nulls":3},0.16,0.11239,0.11239,0.11239,0.11239,0.05,0.75,1,0.9800000000000001]
["Little Mac Project","10049_G_1",10049,"G","1",null,"Hydro",null,"WECC_ID","Idaho",16,"Twin Falls",83,"16083",0.3,0,1984,9999,null,null,"N","Hydro",{"$nulls":13},0,0,0,0]
["Little Mac Project","10049_G_2",10049,"G","2",null,"Hydro",null,"WECC_ID","Idaho",16,"Twin Falls",83,"16083",0.4,0,1984,9999,null,null,"N","Hydro",{"$nulls":13},0,0,0,0]
["Little Mac Project","10049_G_3",10049,"G","3",null,"Hydro",null,"WECC_ID","Idaho",16,"Twin Falls",83,"16083",0.4,0,1984,9999,null,null,"N","Hydro",{"$nulls":13},0,0,0,0]
["Little Mac Project","10049_G_4",10049,"G","4",null,"Hydro",null,"WECC_ID","Idaho",16,"Twin Falls",83,"16083",0.4,0,1984,9999,null,null,"N","Hydro",{"$nulls":13},0,0,0,0]
["Markland","1005_G_1",1005,"G","1",null,"Hydro",null,"MIS_INKY","Indiana",18,"Switzerland",155,"18155",15,0,1967,9999,null,null,"N","Hydro",{"$nulls":13},0,0,0,0]
["Markland","1005_G_2",1005,"G","2",null,"Hydro",null,"MIS_INKY","Indiana",18,"Switzerland",155,"18155",15,0,1967,9999,null,null,"N","Hydro",{"$nulls":13},0,0,0,0]
["Markland","1005_G_3",1005,"G","3",null,"Hydro",null,"MIS_INKY","Indiana",18,"Switzerland",155,"18155",15,0,1967,9999,null,null,"N","Hydro",{"$nulls":13},0,0,0,0]
["Fourche Creek Wastewater","10050_G_4",10050,"G","4",null,"Non-Fossil Waste",null,"MIS_AR","Arkansas",5,"Pulaski",119,"05119",1.3,11414,2009,9999,null,null,"Y","Non-Fossil Waste",{"$nulls":13},0,0,0,0]
["Lockville Hydropower","10051_G_GEN1",10051,"G","GEN1",null,"Hydro",null,"S_VACA","North Carolina",37,"Chatham",37,"37037",0.6,0,1985,9999,null,null,"N","Hydro",{"$nulls":13},0,0,0,0]
["Lockville Hydropower","10051_G_GEN2",10051,"G","GEN2",null,"Hydro",null,"S_VACA","North Carolina",37,"Chatham",37,"37037",0.6,0,1985,9999,null,null,"N","Hydro",{"$nulls":13},0,0,0,0]
["Fairhaven Power","10052_B_BLR1",10052,"B","BLR1",null,"Biomass",null,"WEC_CALN","California",6,"Humboldt",23,"06023",16,17439,1986,9999,null,null,"N","Biomass",{"$nulls":3},"AA + LNB + OFA",{"$nulls":3},"ESPH","No",{"$nulls":4},0.12268,0.12268,0.12268,0.12268]
["MARS Chocolate North American LLC","10061_G_GEN1",10061,"G","GEN1",null,"Combined Cycle",null,"PJM_EMAC","New Jersey",34,"Warren",41,"34041",10,9436,1989,9999,null,null,"Y","Natural Gas",{"$nulls":13},0.09795,0.09795,0.09795,0.09795]
["MARS Chocolate North American LLC","10061_G_GEN2",10061,"G","GEN2",null,"Combined Cycle",null,"PJM_EMAC","New Jersey",34,"Warren",41,"34041",0.7,9436,1984,9999,null,null,"Y","Natural Gas",{"$nulls":13},0.09795,0.09795,0.09795,0.09795]
["Miami Dade County Resource Recovery Fac","10062_B_BLR1",10062,"B","BLR1",null,"Municipal Solid Waste",null,"FRCC","Florida",12,"Miami Dade",86,"12086",17.9,25797,1983,9999,null,null,"N","MSW","Dry Scrubber",2000,0.389,"other","SNCR",null,"2000","B","NA","ACI",2000,null,null,0.35385,0.26539,0.35385,0.26539,0.08,0.08,0.08]
["Miami Dade County Resource Recovery Fac","10062_B_BLR2",10062,"B","BLR2",null,"Municipal Solid Waste",null,"FRCC","Florida",12,"Miami Dade",86,"12086",17.9,25797,1983,9999,null,null,"N","MSW","Dry Scrubber",2000,0.771,"other","SNCR",null,"2000","B","NA","ACI",2000,null,null,0.35385,0.26539,0.35385,0.26539,0.08,0.08,0.08]
["Miami Dade County Resource Recovery Fac","10062_B_BLR3",10062,"B","BLR3",null,"Municipal Solid Waste",null,"FRCC","Florida",12,"Miami Dade",86,"12086",17.9,25797,1983,9999,null,null,"N","MSW","Dry Scrubber",2000,0.69,"other","SNCR",null,"2000","B","NA","ACI",2000,null,null,0.35385,0.26539,0.35385,0.26539,0.08,0.08,0.08]
["Miami Dade County Resource Recovery Fac","10062_B_BLR4",10062,"B","BLR4",null,"Municipal Solid Waste",null,"FRCC","Florida",12,"Miami Dade",86,"12086",17.9,25797,1983,9999,null,null,"N","MSW","Dry Scrubber",2000,0.869,"other","SNCR",null,"2000","B","NA","ACI",2000,null,null,0.35385,0.26539,0.35385,0.26539,0.08,0.08,0.08]
["Derby Hydro","10063_G_GEN1",10063,"G","GEN1",null,"Hydro",null,"NENG_CT","Connecticut",9,"Fairfield",1,"09001",4,0,1989,9999,null,null,"N","Hydro",{"$nulls":13},0,0,0,0]
["Derby Hydro","10063_G_GEN2",10063,"G","GEN2",null,"Hydro",null,"NENG_CT","Connecticut",9,"Fairfield",1,"09001",4,0,1989,9999,null,null,"N","Hydro",{"$nulls":13},0,0,0,0]
["Derby Hydro","10063_G_GEN3",10063,"G","GEN3",null,"Hydro",null,"NENG_CT","Connecticut",9,"Fairfield",1,"09001",0.3,0,1989,9999,null,null,"N","Hydro",{"$nulls":13},0,0,0,0]
["Derby Hydro","10063_G_GEN4",10063,"G","GEN4",null,"Hydro",null,"NENG_CT","Connecticut",9,"Fairfield",1,"09001",0.3,0,1989,9999,null,null,"N","Hydro",{"$nulls":13},0,0,0,0]
["Lockwood Hydroelectric Facility","10066_G_GEN1",10066,"G","GEN1",null,"Hydro",null,"NENG_ME","Maine",23,"Kennebec",11,"23011",0.7,0,1985,9999,null,null,"N","Hydro",{"$nulls":13},0,0,0,0]
["Lockwood Hydroelectric Facility","10066_G_GEN2",10066,"G","GEN2",null,"Hydro",null,"NENG_ME","Maine",23,"Kennebec",11,"23011",0.7,0,1985,9999,null,null,"N","Hydro",{"$nulls":13},0,0,0,0]
["Lockwood Hydroelectric Facility","10066_G_GEN3",10066,"G","GEN3",null,"Hydro",null,"NENG_ME","Maine",23,"Kennebec",11,"23011",0.7,0,1985,9999,null,null,"N","Hydro",{"$nulls":13},0,0,0,0]
["Lockwood Hydroelectric Facility","10066_G_GEN4",10066,"G","GEN4",null,"Hydro",null,"NENG_ME","Maine",23,"Kennebec",11,"23011",0.7,0,1985,9999,null,null,"N","Hydro",{"$nulls":13},0,0,0,0]
["Lockwood Hydroelectric Facility","10066_G_GEN5",10066,"G","GEN5",null,"Hydro",null,"NENG_ME","Maine",23,"Kennebec",11,"23011",0.7,0,1985,9999,null,null,"N","Hydro",{"$nulls":13},0,0,0,0]
["Lockwood Hydroelectric Facility","10066_G_GEN6",10066,"G","GEN6",null,"Hydro",null,"NENG_ME","Maine",23,"Kennebec",11,"23011",0.7,0,1985,9999,null,null,"N","Hydro",{"$nulls":13},0,0,0,0]
["Lockwood Hydroelectric Facility","10066_G_GEN7",10066,"G","GEN7",null,"Hydro",null,"NENG_ME","Maine",23,"Kennebec",11,"23011",2.2,0,1988,9999,null,null,"N","Hydro",{"$nulls":13},0,0,0,0]
["Noblesville","1007_G_1",1007,"G","1",null,"Combined Cycle",null,"MIS_INKY","Indiana",18,"Hamilton",57,"18057",43,9102,1950,9999,null,null,"N","Natural Gas",{"$nulls":3},"DLNB","SCR",2003,{"$nulls":7},0.0141,0.0141,0.0141,0.0141]
["Noblesville","1007_G_2",1007,"G","2",null,"Combined Cycle",null,"MIS_INKY","Indiana",18,"Hamilton",57,"18057",44,9102,1950,9999,null,null,"N","Natural Gas",{"$nulls":3},"DLNB","SCR",2003,{"$nulls":7},0.0141,0.0141,0.0141,0.0141]
["Noblesville","1007_G_3",1007,"G","3",8288,"Combined Cycle",null,"MIS_INKY","Indiana",18,"Hamilton",57,"18057",59,9102,2003,9999,null,null,"N","Natural Gas",{"$nulls":3},"DLNB","SCR",{"$nulls":8},0.0141,0.0141,0.0141,0.0141]
["Noblesville","1007_G_4",1007,"G","4",8290,"Combined Cycle",null,"MIS_INKY","Indiana",18,"Hamilton",57,"18057",60,9102,2003,9999,null,null,"N","Natural Gas",{"$nulls":3},"DLNB","SCR",{"$nulls":8},0.0141,0.0141,0.0141,0.0141]
["Noblesville","1007_G_5",1007,"G","5",8292,"Combined Cycle",null,"MIS_INKY","Indiana",18,"Hamilton",57,"18057",58,9102,2003,9999,null,null,"N","Natural Gas",{"$nulls":3},"DLNB","SCR",{"$nulls":8},0.0141,0.0141,0.0141,0.0141]
["Foothills Hydro Plant","10070_G_GEN1",10070,"G","GEN1",null,"Hydro",null,"WECC_CO","Colorado",8,"Douglas",35,"08035",3.1,0,1985,9999,null,null,"N","Hydro",{"$nulls":13},0,0,0,0]
["Engineered Carbons Borger Cogen","10072_B_WHBOIL",10072,"B","WHBOIL",null,"Fossil Waste",null,"SPP_SPS","Texas",48,"Hutchinson",233,"48233",18.8,11724,1982,9999,null,null,"N","Fossil Waste",{"$nulls":12},1.09,0.02195,0.02195,0.02195,0.02195]
["Taconite Harbor Energy Center","10075_B_1",10075,"B","1",9003,"Coal Steam",null,"MIS_MNWI","Minnesota",27,"Cook",31,"27031",79,11469,1957,9999,"tangential","dry","N","Subbituminous","Dry Scrubber",2008,0.65,"LNB + OFA","SNCR",null,"2008","ESPC","Yes","ACI",2014,null,0.78,0.4213,0.11737,0.139,0.1,0.1,0.1,0.1,0.7000000000000001,"Yes",2008]
["Taconite Harbor Energy Center","10075_B_2",10075,"B","2",9004,"Coal Steam",null,"MIS_MNWI","Minnesota",27,"Cook",31,"27031",76,11507,1957,9999,"tangential","dry","N","Subbituminous","Dry Scrubber",2007,0.65,"LNB + OFA","SNCR",null,"2007","ESPC","Yes","ACI",2013,null,0.45,0.12783,0.12783,0.12783,0.12783,0.1,0.1,0.1,0.7000000000000001,"Yes",2007]
["R Gallagher","1008_B_2",1008,"B","2",717,"Coal Steam",null,"MIS_INKY","Indiana",18,"Floyd",43,"18043",140,11587,1958,9999,"wall","dry","N","Bituminous",null,null,0.6,"LNBO",{"$nulls":3},"B","NA","ACI",2015,null,0.662,0.35162,0.35162,0.35162,0.35162,0.1,0.1,0.1,0.9,"Yes",2010]
["R Gallagher","1008_B_4",1008,"B","4",719,"Coal Steam",null,"MIS_INKY","Indiana",18,"Floyd",43,"18043",140,11717,1961,9999,"wall","dry","N","Bituminous",null,null,0.6,"LNBO",{"$nulls":3},"B","NA","ACI",2015,null,0.634,0.32716,0.32716,0.32716,0.32716,0.1,0.1,0.1,0.9,"Yes",2010]
["Strontia Springs Hydro Plant","10081_G_GEN1",10081,"G","GEN1",null,"Hydro",null,"WECC_CO","Colorado",8,"Douglas",35,"08035",1,0,1986,9999,null,null,"N","Hydro",{"$nulls":13},0,0,0,0]
["Total Energy Facilities","10091_G_G2",10091,"G","G2",null,"Non-Fossil Waste",null,"WEC_LADW","California",6,"Los Angeles",37,"06037",8,11137,2003,9999,null,null,"Y","Non-Fossil Waste",{"$nulls":13},0,0,0,0]
["Total Energy Facilities","10091_G_G3",10091,"G","G3",null,"Non-Fossil Waste",null,"WEC_LADW","California",6,"Los Angeles",37,"06037",8,11137,2001,9999,null,null,"Y","Non-Fossil Waste",{"$nulls":13},0,0,0,0]
["Total Energy Facilities","10091_G_GEN1",10091,"G","GEN1",null,"Non-Fossil Waste",null,"WEC_LADW","California",6,"Los Angeles",37,"06037",8,11137,1986,9999,null,null,"Y","Non-Fossil Waste",{"$nulls":13},0,0,0,0]
["Total Energy Facilities","10091_G_GEN4",10091,"G","GEN4",null,"Non-Fossil Waste",null,"WEC_LADW","California",6,"Los Angeles",37,"06037",7.4,11137,1986,9999,null,null,"Y","Non-Fossil Waste",{"$nulls":13},0,0,0,0]
["Pedricktown Cogeneration Company LP","10099_G_GEN1",10099,"G","GEN1",3525,"Combined Cycle",null,"PJM_EMAC","New Jersey",34,"Salem",33,"34033",80.3,8428,1992,9999,null,null,"N","Natural Gas, Distillate Fuel Oil",{"$nulls":3},"NH3 + STM","SCR",{"$nulls":8},0.03697,0.03697,0.03697,0.03697]
["Pedricktown Cogeneration Company LP","10099_G_GEN2",10099,"G","GEN2",null,"Combined Cycle",null,"PJM_EMAC","New Jersey",34,"Salem",33,"34033",37,8428,1992,9999,null,null,"N","Natural Gas, Distillate Fuel Oil",{"$nulls":3},"NH3 + STM","SCR",{"$nulls":8},0.03697,0.03697,0.03697,0.03697]
["Franklin Industrial Complex","10109_G_1",10109,"G","1",null,"Hydro",null,"NENGREST","New Hampshire",33,"Merrimack",13,"33013",0.6,0,1985,9999,null,null,"N","Hydro",{"$nulls":13},0,0,0,0]
["Franklin Industrial Complex","10109_G_2",10109,"G","2",null,"Hydro",null,"NENGREST","New Hampshire",33,"Merrimack",13,"33013",0.2,0,1982,9999,null,null,"N","Hydro",{"$nulls":13},0,0,0,0]
["Frito-Lay Cogen Plant","10110_G_GEN1",10110,"G","GEN1",null,"Combustion Turbine",null,"WEC_CALN","California",6,"Kern",29,"06029",5.5,16297,1986,9999,null,null,"Y","Natural Gas",{"$nulls":12},0.74,0.05871,0.05871,0.05871,0.05871]
["John B Rich Memorial Power Station","10113_B_CFB1",10113,"B","CFB1",3527,"Coal Steam",null,"PJM_WMAC","Pennsylvania",42,"Schuylkill",107,"42107",40,8300,1988,9999,"FBC","dry","Y","Waste Coal","Reagent Injection",1988,0.888,"OFA",{"$nulls":3},"B","NA",{"$nulls":3},4,0.09418,0.09418,0.09418,0.09418,0.01,0.01,0.01,0.98,"Yes",1988]
["John B Rich Memorial Power Station","10113_B_CFB2",10113,"B","CFB2",3528,"Coal Steam",null,"PJM_WMAC","Pennsylvania",42,"Schuylkill",107,"42107",40,8300,1988,9999,"FBC","dry","Y","Waste Coal","Reagent Injection",1988,0.888,"OFA",{"$nulls":3},"B","NA",{"$nulls":3},4,0.09368,0.09368,0.09368,0.09368,0.01,0.01,0.01,0.98,"Yes",1988]
["Hampshire Paper","10116_G_05",10116,"G","05",null,"Hydro",null,"NY_Z_C&E","New York",36,"St Lawrence",89,"36089",1.8,0,1987,9999,null,null,"N","Hydro",{"$nulls":13},0,0,0,0]
["Harrisburg Facility","10118_B_1",10118,"B","1",null,"Municipal Solid Waste",null,"PJM_WMAC","Pennsylvania",42,"Dauphin",43,"42043",6.9,6029,2005,9999,null,null,"Y","MSW","Dry Scrubber",2006,0.813,"FR + NH3 + OFA","SNCR",null,"2006","B","NA","ACI",2006,null,null,0.1993,0.1993,0.1993,0.1993,0.08,0.08,0.08,null,"Yes"]
["Harrisburg Facility","10118_B_2",10118,"B","2",null,"Municipal Solid Waste",null,"PJM_WMAC","Pennsylvania",42,"Dauphin",43,"42043",6.9,6029,2005,9999,null,null,"Y","MSW","Dry Scrubber",2006,0.813,"FR + NH3 + OFA","SNCR",null,"2006","B","NA","ACI",2006,null,null,0.09,0.09,0.09,0.09,0.08,0.08,0.08,null,"Yes"]
["Harrisburg Facility","10118_B_3",10118,"B","3",null,"Municipal Solid Waste",null,"PJM_WMAC","Pennsylvania",42,"Dauphin",43,"42043",6.9,6029,2005,9999,null,null,"Y","MSW","Dry Scrubber",2006,0.813,"FR + NH3 + OFA","SNCR",null,"2006","B","NA","ACI",2006,null,null,0.09,0.09,0.09,0.09,0.08,0.08,0.08,null,"Yes"]
["F B Culley","1012_B_2",1012,"B","2",727,"Coal Steam",null,"MIS_INKY","Indiana",18,"Warrick",173,"18173",90,11758,1966,9999,"wall","dry","N","Bituminous","Wet Scrubber",1995,0.95,"LNB","SCR",2003,null,"ESPC","No",{"$nulls":3},0.25,0.20563,0.15707,0.20563,0.15707,0.1,0.84,0.56,0.99,"Yes",2016]
["F B Culley","1012_B_3",1012,"B","3",728,"Coal Steam",null,"MIS_INKY","Indiana",18,"Warrick",173,"18173",270,10862,1973,9999,"wall","dry","N","Bituminous","Wet Scrubber",1995,0.95,"LNB","SCR",2003,null,"B","NA","ACI",2015,null,0.25,0.10764,0.10764,0.10764,0.10764,0.1,0.1,0.1,0.99,"Yes",2016]
["High Shoals Hydro (GA)","10121_G_GEN1",10121,"G","GEN1",null,"Hydro",null,"S_SOU","Georgia",13,"Morgan",211,"13211",1.4,0,1988,9999,null,null,"N","Hydro",{"$nulls":13},0,0,0,0]
["Hollow Dam Power Partnership","10124_G_HY1",10124,"G","HY1",null,"Hydro",null,"NY_Z_C&E","New York",36,"St Lawrence",89,"36089",0.3,0,1987,9999,null,null,"N","Hydro",{"$nulls":13},0,0,0,0]
["Hollow Dam Power Partnership","10124_G_HY2",10124,"G","HY2",null,"Hydro",null,"NY_Z_C&E","New York",36,"St Lawrence",89,"36089",0.3,0,1987,9999,null,null,"N","Hydro",{"$nulls":13},0,0,0,0]
["Gosselin Hydro Plant","10128_G_GEN1",10128,"G","GEN1",null,"Hydro",null,"WEC_CALN","California",6,"Trinity",105,"06105",0.2,0,1983,9999,null,null,"N","Hydro",{"$nulls":13},0,0,0,0]
["Gosselin Hydro Plant","10128_G_GEN2",10128,"G","GEN2",null,"Hydro",null,"WEC_CALN","California",6,"Trinity",105,"06105",0.2,0,1983,9999,null,null,"N","Hydro",{"$nulls":13},0,0,0,0]
["Indiana University of Pennsylvania","10129_G_GEN1",10129,"G","GEN1",null,"Combustion Turbine","IC Engine","PJM_PENE","Pennsylvania",42,"Indiana",63,"42063",6,9456,1988,9999,null,null,"Y","Natural Gas, Distillate Fuel Oil",{"$nulls":12},3.7,1.3579,1.3579,1.3579,1.3579]
["Indiana University of Pennsylvania","10129_G_GEN2",10129,"G","GEN2",null,"Combustion Turbine","IC Engine","PJM_PENE","Pennsylvania",42,"Indiana",63,"42063",6,9456,1988,9999,null,null,"Y","Natural Gas, Distillate Fuel Oil",{"$nulls":12},3.7,1.3579,1.3579,1.3579,1.3579]
["Indiana University of Pennsylvania","10129_G_GEN3",10129,"G","GEN3",null,"Combustion Turbine","IC Engine","PJM_PENE","Pennsylvania",42,"Indiana",63,"42063",6,9456,1988,9999,null,null,"Y","Natural Gas, Distillate Fuel Oil",{"$nulls":12},3.7,1.3579,1.3579,1.3579,1.3579]
["Indiana University of Pennsylvania","10129_G_GEN4",10129,"G","GEN4",null,"Combustion Turbine","IC Engine","PJM_PENE","Pennsylvania",42,"Indiana",63,"42063",6,9456,1988,9999,null,null,"Y","Natural Gas, Distillate Fuel Oil",{"$nulls":12},3.7,1.3579,1.3579,1.3579,1.3579]
["Deweys Mill","10137_G_GEN1",10137,"G","GEN1",null,"Hydro",null,"NENGREST","Vermont",50,"Windsor",27,"50027",2.4,0,1989,9999,null,null,"N","Hydro",{"$nulls":13},0,0,0,0]
["Deweys Mill","10137_G_GEN2",10137,"G","GEN2",null,"Hydro",null,"NENGREST","Vermont",50,"Windsor",27,"50027",0.5,0,1989,9999,null,null,"N","Hydro",{"$nulls":13},0,0,0,0]
["South Dry Creek Hydro","10138_G_1",10138,"G","1",null,"Hydro",null,"WECC_MT","Montana",30,"Carbon",9,"30009",2,0,1985,9999,null,null,"N","Hydro",{"$nulls":13},0,0,0,0]
["Isabella Hydro Project","10139_G_GEN1",10139,"G","GEN1",null,"Hydro",null,"WECC_SCE","California",6,"Kern",29,"06029",5.9,0,1990,9999,null,null,"N","Hydro",{"$nulls":13},0,0,0,0]
["Isabella Hydro Project","10139_G_GEN2",10139,"G","GEN2",null,"Hydro",null,"WECC_SCE","California",6,"Kern",29,"06029",5.9,0,1990,9999,null,null,"N","Hydro",{"$nulls":13},0,0,0,0]
["Birch Creek Power","10140_G_GEN1",10140,"G","GEN1",null,"Hydro",null,"WECC_ID","Idaho",16,"Clark",33,"16033",2.6,0,1986,9999,null,null,"N","Hydro",{"$nulls":13},0,0,0,0]
["Sierra Pacific Lincoln Facility","10144_B_BLR3",10144,"B","BLR3",null,"Biomass",null,"WEC_CALN","California",6,"Placer",61,"06061",17.5,5743,2005,9999,null,null,"Y","Biomass",{"$nulls":4},"SNCR",null,"2005","ESPC + C","No",{"$nulls":4},0.1256,0.1256,0.1256,0.1256]
["Grant Town Power Plant","10151_B_BLR1A",10151,"B","BLR1A",10068,"Coal Steam",null,"PJM_AP","West Virginia",54,"Marion",49,"54049",40,13334,1993,9999,"FBC","dry","N","Waste Coal","Reagent Injection",1992,0.92,"CF + CM + NH3","SNCR",null,"2003","B","NA",{"$nulls":3},0.83,0.3234,0.1617,0.3234,0.1617,0.01,0.01,0.01,0.98,"Yes",1992]
["Grant Town Power Plant","10151_B_BLR1B",10151,"B","BLR1B",10069,"Coal Steam",null,"PJM_AP","West Virginia",54,"Marion",49,"54049",40,13334,1993,9999,"FBC","dry","N","Waste Coal","Reagent Injection",1992,0.92,"CF + CM + NH3","SNCR",null,"2003","B","NA",{"$nulls":3},0.83,0.32246,0.16123,0.32246,0.16123,0.01,0.01,0.01,0.98,"Yes",1992]
["Warrior Ridge Hydro","10152_G_L-1",10152,"G","L-1",null,"Hydro",null,"PJM_PENE","Pennsylvania",42,"Huntingdon",61,"42061",0.7,0,1985,9999,null,null,"N","Hydro",{"$nulls":13},0,0,0,0]
["Warrior Ridge Hydro","10152_G_L-2",10152,"G","L-2",null,"Hydro",null,"PJM_PENE","Pennsylvania",42,"Huntingdon",61,"42061",0.7,0,1985,9999,null,null,"N","Hydro",{"$nulls":13},0,0,0,0]
["Warrior Ridge Hydro","10152_G_L-4",10152,"G","L-4",null,"Hydro",null,"PJM_PENE","Pennsylvania",42,"Huntingdon",61,"42061",0.7,0,1985,9999,null,null,"N","Hydro",{"$nulls":13},0,0,0,0]
["Warrior Ridge Hydro","10152_G_L-5",10152,"G","L-5",null,"Hydro",null,"PJM_PENE","Pennsylvania",42,"Huntingdon",61,"42061",0.7,0,1985,9999,null,null,"N","Hydro",{"$nulls":13},0,0,0,0]
["Brasfield","10155_G_1",10155,"G","1",null,"Hydro",null,"PJM_Dom","Virginia",51,"Chesterfield",41,"51041",2.9,0,1993,9999,null,null,"N","Hydro",{"$nulls":13},0,0,0,0]
["Fresno Cogen Partners","10156_G_GEN2",10156,"G","GEN2",null,"Combined Cycle",null,"WEC_CALN","California",6,"Fresno",19,"06019",6,8548,1990,9999,null,null,"Y","Natural Gas",{"$nulls":3},"H2O","SCR",{"$nulls":8},0.01234,0.01234,0.01234,0.01234]
["Fresno Cogen Partners","10156_G_GEN3",10156,"G","GEN3",null,"Combustion Turbine",null,"WEC_CALN","California",6,"Fresno",19,"06019",21.9,15779,2001,9999,null,null,"N","Natural Gas",{"$nulls":4},"SCR",{"$nulls":8},0.06597,0.06597,0.06597,0.06597]
["Fresno Cogen Partners","10156_G_GEN4",10156,"G","GEN4",89509,"Combined Cycle",null,"WEC_CALN","California",6,"Fresno",19,"06019",45,8548,2004,9999,null,null,"Y","Natural Gas",{"$nulls":3},"H2O","SCR",{"$nulls":8},0.01234,0.01234,0.01234,0.01234]
["Butler-Warner Generation Plant","1016_G_1",1016,"G","1",9622,"Combined Cycle",null,"S_VACA","North Carolina",37,"Cumberland",51,"37051",20,12453,1976,9999,null,null,"N","Natural Gas, Distillate Fuel Oil",{"$nulls":3},"H2O",{"$nulls":9},0.36135,0.36135,0.36135,0.36135]
["Butler-Warner Generation Plant","1016_G_2",1016,"G","2",9623,"Combined Cycle",null,"S_VACA","North Carolina",37,"Cumberland",51,"37051",20,12453,1976,9999,null,null,"N","Natural Gas, Distillate Fuel Oil",{"$nulls":3},"H2O",{"$nulls":9},0.36135,0.36135,0.36135,0.36135]
["Butler-Warner Generation Plant","1016_G_3",1016,"G","3",9624,"Combined Cycle",null,"S_VACA","North Carolina",37,"Cumberland",51,"37051",20,12453,1976,9999,null,null,"N","Natural Gas, Distillate Fuel Oil",{"$nulls":3},"H2O",{"$nulls":9},0.36135,0.36135,0.36135,0.36135]
["Butler-Warner Generation Plant","1016_G_4",1016,"G","4",9625,"Combustion Turbine",null,"S_VACA","North Carolina",37,"Cumberland",51,"37051",20,16276,1976,9999,null,null,"N","Natural Gas, Distillate Fuel Oil",{"$nulls":3},"H2O",{"$nulls":8},2.3,0.23454,0.23454,0.23454,0.23454]
["Butler-Warner Generation Plant","1016_G_5",1016,"G","5",9626,"Combustion Turbine",null,"S_VACA","North Carolina",37,"Cumberland",51,"37051",20,16297,1977,9999,null,null,"N","Natural Gas, Distillate Fuel Oil",{"$nulls":3},"H2O",{"$nulls":8},2.3,0.22837,0.22837,0.22837,0.22837]
["Butler-Warner Generation Plant","1016_G_6",1016,"G","6",9627,"Combined Cycle",null,"S_VACA","North Carolina",37,"Cumberland",51,"37051",20,12453,1978,9999,null,null,"N","Natural Gas, Distillate Fuel Oil",{"$nulls":3},"H2O",{"$nulls":9},0.36135,0.36135,0.36135,0.36135]
["Butler-Warner Generation Plant","1016_G_7",1016,"G","7",9628,"Combined Cycle",null,"S_VACA","North Carolina",37,"Cumberland",51,"37051",20,12453,1979,9999,null,null,"N","Natural Gas, Distillate Fuel Oil",{"$nulls":3},"H2O",{"$nulls":9},0.36135,0.36135,0.36135,0.36135]
["Butler-Warner Generation Plant","1016_G_8",1016,"G","8",88321,"Combined Cycle",null,"S_VACA","North Carolina",37,"Cumberland",51,"37051",20,12453,1980,9999,null,null,"N","Natural Gas, Distillate Fuel Oil",{"$nulls":3},"H2O",{"$nulls":9},0.36135,0.36135,0.36135,0.36135]
["Butler-Warner Generation Plant","1016_G_9",1016,"G","9",null,"Combined Cycle",null,"S_VACA","North Carolina",37,"Cumberland",51,"37051",65,12453,1988,9999,null,null,"N","Natural Gas, Distillate Fuel Oil",{"$nulls":3},"H2O",{"$nulls":9},0.36135,0.36135,0.36135,0.36135]
["Whitewater Hydro Plant","10162_G_WWHI",10162,"G","WWHI",null,"Hydro",null,"WECC_SCE","California",6,"Riverside",65,"06065",1.3,0,1986,9999,null,null,"N","Hydro",{"$nulls":13},0,0,0,0]
["Seadrift Coke LP","10167_G_GEN1",10167,"G","GEN1",null,"Coal Steam",null,"ERC_REST","Texas",48,"Calhoun",57,"48057",7.6,10428,1983,9999,null,null,"Y","Petroleum Coke",{"$nulls":8},"NA",{"$nulls":3},0.79,0.76996,0.76996,0.76996,0.76996,1,1,1,0.98]
["Cherokee Falls","10173_G_T-1",10173,"G","T-1",null,"Hydro",null,"S_VACA","South Carolina",45,"Cherokee",21,"45021",1,0,1985,9999,null,null,"N","Hydro",{"$nulls":13},0,0,0,0]
["Childrens Hospital","10175_G_0799",10175,"G","0799",null,"Combustion Turbine","IC Engine","WEC_SDGE","California",6,"San Diego",73,"06073",2,14397,2000,9999,null,null,"N","Distillate Fuel Oil",{"$nulls":13},0.4671,0.4671,0.4671,0.4671]
["Childrens Hospital","10175_G_1711",10175,"G","1711",null,"Combustion Turbine",null,"WEC_SDGE","California",6,"San Diego",73,"06073",3.5,12284,2004,9999,null,null,"Y","Natural Gas",{"$nulls":13},0.01719,0.01719,0.01719,0.01719]
["Childrens Hospital","10175_G_5083",10175,"G","5083",null,"Combustion Turbine","IC Engine","WEC_SDGE","California",6,"San Diego",73,"06073",1.5,14397,2010,9999,null,null,"N","Distillate Fuel Oil",{"$nulls":13},0.4671,0.4671,0.4671,0.4671]
["Childrens Hospital","10175_G_5084",10175,"G","5084",null,"Combustion Turbine","IC Engine","WEC_SDGE","California",6,"San Diego",73,"06073",1.5,14397,2010,9999,null,null,"N","Distillate Fuel Oil",{"$nulls":13},0.4671,0.4671,0.4671,0.4671]
["Childrens Hospital","10175_G_5085",10175,"G","5085",null,"Combustion Turbine","IC Engine","WEC_SDGE","California",6,"San Diego",73,"06073",1.5,14397,2010,9999,null,null,"N","Distillate Fuel Oil",{"$nulls":13},0.4671,0.4671,0.4671,0.4671]
["M Street Jet","10176_G_NO.6",10176,"G","NO.6",3530,"Combustion Turbine",null,"NENGREST","Massachusetts",25,"Suffolk",25,"25025",50,13866,1979,9999,null,null,"N","Distillate Fuel Oil",{"$nulls":3},"H2O",{"$nulls":8},1.2,0.13889,0.13889,0.13889,0.13889]
["Metro Wastewater Reclamation District","10180_G_1",10180,"G","1",null,"Non-Fossil Waste",null,"WECC_CO","Colorado",8,"Denver",31,"08031",1.2,6182,1985,9999,null,null,"Y","Non-Fossil Waste",{"$nulls":13},0,0,0,0]
["Metro Wastewater Reclamation District","10180_G_2",10180,"G","2",null,"Non-Fossil Waste",null,"WECC_CO","Colorado",8,"Denver",31,"08031",1.2,6182,1985,9999,null,null,"Y","Non-Fossil Waste",{"$nulls":13},0,0,0,0]
["Metro Wastewater Reclamation District","10180_G_3",10180,"G","3",null,"Non-Fossil Waste",null,"WECC_CO","Colorado",8,"Denver",31,"08031",1.2,6182,1985,9999,null,null,"Y","Non-Fossil Waste",{"$nulls":13},0,0,0,0]
["Metro Wastewater Reclamation District","10180_G_4",10180,"G","4",null,"Non-Fossil Waste",null,"WECC_CO","Colorado",8,"Denver",31,"08031",1.2,6182,1985,9999,null,null,"Y","Non-Fossil Waste",{"$nulls":13},0,0,0,0]
["Metro Wastewater Reclamation District","10180_G_5",10180,"G","5",null,"Non-Fossil Waste",null,"WECC_CO","Colorado",8,"Denver",31,"08031",2.5,6182,2000,9999,null,null,"Y","Non-Fossil Waste",{"$nulls":13},0,0,0,0]
["Metro Wastewater Reclamation District","10180_G_6",10180,"G","6",null,"Non-Fossil Waste",null,"WECC_CO","Colorado",8,"Denver",31,"08031",2.5,6182,2000,9999,null,null,"Y","Non-Fossil Waste",{"$nulls":13},0,0,0,0]
["Mine Falls Generating Station","10183_G_GEN1",10183,"G","GEN1",null,"Hydro",null,"NENGREST","New Hampshire",33,"Hillsborough",11,"33011",1.5,0,1985,9999,null,null,"N","Hydro",{"$nulls":13},0,0,0,0]
["Mine Falls Generating Station","10183_G_GEN2",10183,"G","GEN2",null,"Hydro",null,"NENGREST","New Hampshire",33,"Hillsborough",11,"33011",1.7,0,1985,9999,null,null,"N","Hydro",{"$nulls":13},0,0,0,0]
["Central Utility Plant","10184_G_EG1",10184,"G","EG1",null,"Combustion Turbine","IC Engine","ERC_REST","Texas",48,"Travis",453,"48453",2.2,11699,1988,9999,null,null,"Y","Natural Gas, Distillate Fuel Oil",{"$nulls":12},3,0.02402,0.02402,0.02402,0.02402]
["Central Utility Plant","10184_G_EG2",10184,"G","EG2",null,"Combustion Turbine","IC Engine","ERC_REST","Texas",48,"Travis",453,"48453",2.8,11699,1988,9999,null,null,"Y","Natural Gas, Distillate Fuel Oil",{"$nulls":12},3,0.02402,0.02402,0.02402,0.02402]
["Central Utility Plant","10184_G_TG1",10184,"G","TG1",null,"O/G Steam",null,"ERC_REST","Texas",48,"Travis",453,"48453",2.1,11269,1988,9999,null,null,"Y","Natural Gas, Distillate Fuel Oil",{"$nulls":12},3,0.13201,0.13201,0.13201,0.13201]
["Engineered Carbons Echo Cogeneration","10187_B_COBOIL",10187,"B","COBOIL",null,"Fossil Waste",null,"MIS_WOTA","Texas",48,"Orange",361,"48361",8.9,11724,1985,9999,null,null,"N","Fossil Waste",{"$nulls":13},0.02195,0.02195,0.02195,0.02195]
["Castleton Energy Center","10190_G_GEN1",10190,"G","GEN1",3532,"Combined Cycle",null,"NY_Z_F","New York",36,"Rensselaer",83,"36083",45.8,9546,1992,9999,null,null,"N","Natural Gas, Distillate Fuel Oil",{"$nulls":3},"STM",{"$nulls":9},0.08299,0.08299,0.08299,0.08299]
["Castleton Energy Center","10190_G_GEN2",10190,"G","GEN2",null,"Combined Cycle",null,"NY_Z_F","New York",36,"Rensselaer",83,"36083",24.4,9546,1992,9999,null,null,"N","Natural Gas, Distillate Fuel Oil",{"$nulls":3},"STM",{"$nulls":9},0.08299,0.08299,0.08299,0.08299]
["Tehachapi Wind Resource I","10191_G_EXIS",10191,"G","EXIS",null,"Onshore Wind",null,"WECC_SCE","California",6,"Kern",29,"06029",8.7,0,1984,9999,null,null,"N","Wind",{"$nulls":13},0,0,0,0]
["Moose River","10196_G_GEN1",10196,"G","GEN1",null,"Hydro",null,"NY_Z_C&E","New York",36,"Lewis",49,"36049",12.3,0,1987,9999,null,null,"N","Hydro",{"$nulls":13},0,0,0,0]
["Philadlephia","10197_G_GEN1",10197,"G","GEN1",null,"Hydro",null,"NY_Z_C&E","New York",36,"Jefferson",45,"36045",2,0,1986,9999,null,null,"N","Hydro",{"$nulls":13},0,0,0,0]
["Mosaic Phosphates Uncle Sam","10198_G_GEN2",10198,"G","GEN2",null,"Non-Fossil Waste",null,"MIS_AMSO","Louisiana",22,"St James",93,"22093",11,9319,1968,9999,null,null,"Y","Non-Fossil Waste",{"$nulls":13},0,0,0,0]
["Mosaic Phosphates Uncle Sam","10198_G_GEN3",10198,"G","GEN3",null,"Non-Fossil Waste",null,"MIS_AMSO","Louisiana",22,"St James",93,"22093",15,9319,2016,9999,null,null,"Y","Non-Fossil Waste",{"$nulls":13},0,0,0,0]
["Manti Lower","1020_G_2",1020,"G","2",null,"Hydro",null,"WECC_UT","Utah",49,"Sanpete",39,"49039",0.5,0,1989,9999,null,null,"N","Hydro",{"$nulls":13},0,0,0,0]
["Manti Lower","1020_G_HC1",1020,"G","HC1",null,"Hydro",null,"WECC_UT","Utah",49,"Sanpete",39,"49039",0.5,0,1989,9999,null,null,"N","Hydro",{"$nulls":13},0,0,0,0]
["Mosaic Co Tampa Facility","10204_G_GEN1",10204,"G","GEN1",null,"Non-Fossil Waste",null,"FRCC","Florida",12,"Hillsborough",57,"12057",34.4,9319,1988,9999,null,null,"Y","Non-Fossil Waste",{"$nulls":13},0,0,0,0]
["Mosaic Co Tampa Facility","10204_G_GEN3",10204,"G","GEN3",null,"Non-Fossil Waste",null,"FRCC","Florida",12,"Hillsborough",57,"12057",41.5,9319,1999,9999,null,null,"Y","Non-Fossil Waste",{"$nulls":13},0,0,0,0]
["El Segundo Cogen","10213_G_GEN1",10213,"G","GEN1",null,"Combined Cycle",null,"WEC_LADW","California",6,"Los Angeles",37,"06037",38.7,8726,1987,9999,null,null,"Y","Natural Gas",{"$nulls":4},"SCR",{"$nulls":8},0.02503,0.02503,0.02503,0.02503]
["El Segundo Cogen","10213_G_GEN2",10213,"G","GEN2",null,"Combined Cycle",null,"WEC_LADW","California",6,"Los Angeles",37,"06037",38.7,8726,1987,9999,null,null,"Y","Natural Gas",{"$nulls":4},"SCR",{"$nulls":8},0.02503,0.02503,0.02503,0.02503]
["El Segundo Cogen","10213_G_GEN5",10213,"G","GEN5",null,"Combined Cycle",null,"WEC_LADW","California",6,"Los Angeles",37,"06037",39.2,8726,1996,9999,null,null,"Y","Natural Gas",{"$nulls":4},"SCR",{"$nulls":8},0.02503,0.02503,0.02503,0.02503]
["El Segundo Cogen","10213_G_GEN6",10213,"G","GEN6",null,"Combined Cycle",null,"WEC_LADW","California",6,"Los Angeles",37,"06037",9.1,8726,1996,9999,null,null,"Y","Natural Gas",{"$nulls":3},"LNB + NH3","SCR",1987,{"$nulls":7},0.02503,0.02503,0.02503,0.02503]
["El Segundo Cogen","10213_G_GEN7",10213,"G","GEN7",null,"Combined Cycle",null,"WEC_LADW","California",6,"Los Angeles",37,"06037",40.7,7590,2013,9999,null,null,"Y","Natural Gas",{"$nulls":4},"SCR",{"$nulls":8},0.009,0.009,0.009,0.009]
["El Segundo Cogen","10213_G_GEN8",10213,"G","GEN8",null,"Combined Cycle",null,"WEC_LADW","California",6,"Los Angeles",37,"06037",5.2,7590,2013,9999,null,null,"N","Natural Gas",{"$nulls":3},"STM","SCR",1987,{"$nulls":7},0.009,0.009,0.009,0.009]
["Lower Saranac Hydroelectric Facility","10214_G_GEN1",10214,"G","GEN1",null,"Hydro",null,"NY_Z_D","New York",36,"Clinton",19,"36019",3,0,1990,9999,null,null,"N","Hydro",{"$nulls":13},0,0,0,0]
["Lower Saranac Hydroelectric Facility","10214_G_GEN2",10214,"G","GEN2",null,"Hydro",null,"NY_Z_D","New York",36,"Clinton",19,"36019",3,0,1990,9999,null,null,"N","Hydro",{"$nulls":13},0,0,0,0]
["Lower Saranac Hydroelectric Facility","10214_G_GEN3",10214,"G","GEN3",null,"Hydro",null,"NY_Z_D","New York",36,"Clinton",19,"36019",0.3,0,1990,9999,null,null,"N","Hydro",{"$nulls":13},0,0,0,0]
["Snowbird Power Plant","10215_G_1367",10215,"G","1367",null,"Combustion Turbine","IC Engine","WECC_UT","Utah",49,"Salt Lake",35,"49035",0.6,14252,1986,9999,null,null,"Y","Natural Gas",{"$nulls":12},0.85,0.20283,0.20283,0.20283,0.20283]
["Snowbird Power Plant","10215_G_1391",10215,"G","1391",null,"Combustion Turbine","IC Engine","WECC_UT","Utah",49,"Salt Lake",35,"49035",0.6,14252,1986,9999,null,null,"Y","Natural Gas",{"$nulls":12},0.85,0.20283,0.20283,0.20283,0.20283]
["Snowbird Power Plant","10215_G_1392",10215,"G","1392",null,"Combustion Turbine","IC Engine","WECC_UT","Utah",49,"Salt Lake",35,"49035",0.6,14252,1986,9999,null,null,"Y","Natural Gas",{"$nulls":12},0.85,0.20283,0.20283,0.20283,0.20283]
["Alabama River Pulp","10216_B_PB1",10216,"B","PB1",null,"Non-Fossil Waste",null,"S_SOU","Alabama",1,"Monroe",99,"01099",21.8,6279,1978,9999,null,null,"Y","Non-Fossil Waste","Wet Scrubber",1978,0.87,{"$nulls":10},0,0,0,0]
["Alabama River Pulp","10216_B_RB1",10216,"B","RB1",null,"Non-Fossil Waste",null,"S_SOU","Alabama",1,"Monroe",99,"01099",21.8,6279,1978,9999,null,null,"Y","Non-Fossil Waste",{"$nulls":7},"ESPC","No",{"$nulls":4},0,0,0,0]
["Warrensburg Hydroelectric","10218_G_HY1",10218,"G","HY1",null,"Hydro",null,"NY_Z_F","New York",36,"Warren",113,"36113",2.9,0,1988,9999,null,null,"N","Hydro",{"$nulls":13},0,0,0,0]
["Middle Falls Hydro","10219_G_HY1",10219,"G","HY1",null,"Hydro",null,"NY_Z_F","New York",36,"Washington",115,"36115",1.1,0,1989,9999,null,null,"N","Hydro",{"$nulls":13},0,0,0,0]
["Middle Falls Hydro","10219_G_HY2",10219,"G","HY2",null,"Hydro",null,"NY_Z_F","New York",36,"Washington",115,"36115",1.1,0,1989,9999,null,null,"N","Hydro",{"$nulls":13},0,0,0,0]
["Sissonville Hydro","10220_G_HY1",10220,"G","HY1",null,"Hydro",null,"NY_Z_C&E","New York",36,"St Lawrence",89,"36089",3,0,1990,9999,null,null,"N","Hydro",{"$nulls":13},0,0,0,0]
["New York State Dam Hydro","10221_G_GEN1",10221,"G","GEN1",null,"Hydro",null,"NY_Z_F","New York",36,"Saratoga",91,"36091",5.7,0,1990,9999,null,null,"N","Hydro",{"$nulls":13},0,0,0,0]
["New York State Dam Hydro","10221_G_GEN2",10221,"G","GEN2",null,"Hydro",null,"NY_Z_F","New York",36,"Saratoga",91,"36091",5.7,0,1990,9999,null,null,"N","Hydro",{"$nulls":13},0,0,0,0]
["Tulare Success Power Project","10222_G_SPP1",10222,"G","SPP1",null,"Hydro",null,"WECC_SCE","California",6,"Tulare",107,"06107",1.4,0,1989,9999,null,null,"N","Hydro",{"$nulls":13},0,0,0,0]
["Leaf River Cellulose LLC","10233_B_PB",10233,"B","PB",null,"Non-Fossil Waste",null,"S_SOU","Mississippi",28,"Perry",111,"28111",26,6447,1984,9999,null,null,"Y","Non-Fossil Waste",{"$nulls":7},"ESPH","No",{"$nulls":4},0,0,0,0]
["Leaf River Cellulose LLC","10233_B_RB",10233,"B","RB",null,"Non-Fossil Waste",null,"S_SOU","Mississippi",28,"Perry",111,"28111",26,6447,1984,9999,null,null,"Y","Non-Fossil Waste",{"$nulls":7},"ESPH","No",{"$nulls":4},0,0,0,0]
["Diana Hydroelectric","10237_G_GEN1",10237,"G","GEN1",null,"Hydro",null,"NY_Z_C&E","New York",36,"Lewis",49,"36049",1.7,0,1985,9999,null,null,"N","Hydro",{"$nulls":13},0,0,0,0]
["Dolgeville Hydro","10238_G_GEN1",10238,"G","GEN1",null,"Hydro",null,"NY_Z_C&E","New York",36,"Herkimer",43,"36043",5,0,1985,9999,null,null,"N","Hydro",{"$nulls":13},0,0,0,0]
["Crawfordsville Power Plant","1024_B_5",1024,"B","5",null,"Coal Steam",null,"MIS_INKY","Indiana",18,"Montgomery",107,"18107",10.6,14500,1956,9999,"stoker/SPR",null,"N","Bituminous",{"$nulls":7},"C","NA",{"$nulls":3},6,0.58175,0.58175,0.58175,0.58175,1,1,1]
["Crawfordsville Power Plant","1024_B_6",1024,"B","6",null,"Coal Steam",null,"MIS_INKY","Indiana",18,"Montgomery",107,"18107",12.6,14500,1965,9999,"stoker/SPR",null,"N","Bituminous",{"$nulls":7},"ESPC + C","No",{"$nulls":3},6,0.58175,0.58175,0.58175,0.58175,0.64,0.97,1]
["Crawfordsville Power Plant","1024_G_D1",1024,"G","D1",null,"Combustion Turbine","IC Engine","MIS_INKY","Indiana",18,"Montgomery",107,"18107",0.9,20500,1994,9999,null,null,"N","Distillate Fuel Oil",{"$nulls":12},1.6,1.77612,1.77612,1.77612,1.77612]
["Ticona Polymers Inc","10243_G_GEN5",10243,"G","GEN5",null,"Combustion Turbine",null,"ERC_REST","Texas",48,"Nueces",355,"48355",32.5,16297,1989,9999,null,null,"Y","Natural Gas",{"$nulls":13},0.40657,0.40657,0.40657,0.40657]
["Bay County Waste to Energy","10250_B_1",10250,"B","1",null,"Municipal Solid Waste",null,"S_SOU","Florida",12,"Bay",5,"12005",5,22033,1986,9999,null,null,"N","MSW","Dry Scrubber",2005,0.95,"LA",{"$nulls":3},"B","NA","ACI",2005,null,null,0.47052,0.47052,0.47052,0.47052,0.08,0.08,0.08]
["Bay County Waste to Energy","10250_B_2",10250,"B","2",null,"Municipal Solid Waste",null,"S_SOU","Florida",12,"Bay",5,"12005",5,22033,1986,9999,null,null,"N","MSW","Dry Scrubber",2005,0.95,"LA",{"$nulls":3},"B","NA","ACI",2005,null,null,0.47052,0.47052,0.47052,0.47052,0.08,0.08,0.08]
["Haypress","10253_G_LGEN",10253,"G","LGEN",null,"Hydro",null,"WEC_CALN","California",6,"Sierra",91,"06091",5,0,1989,9999,null,null,"N","Hydro",{"$nulls":13},0,0,0,0]
["Haypress","10253_G_UGEN",10253,"G","UGEN",null,"Hydro",null,"WEC_CALN","California",6,"Sierra",91,"06091",5,0,1988,9999,null,null,"N","Hydro",{"$nulls":13},0,0,0,0]
["West Enfield Hydro","10255_G_GEN1",10255,"G","GEN1",null,"Hydro",null,"NENG_ME","Maine",23,"Penobscot",19,"23019",4.4,0,1988,9999,null,null,"N","Hydro",{"$nulls":13},0,0,0,0]
["West Enfield Hydro","10255_G_GEN2",10255,"G","GEN2",null,"Hydro",null,"NENG_ME","Maine",23,"Penobscot",19,"23019",5.1,0,1988,9999,null,null,"N","Hydro",{"$nulls":13},0,0,0,0]
["Haw River Hydro","10258_G_1",10258,"G","1",null,"Hydro",null,"S_VACA","North Carolina",37,"Alamance",1,"37001",1,0,1981,9999,null,null,"N","Hydro",{"$nulls":13},0,0,0,0]
["Haw River Hydro","10258_G_2",10258,"G","2",null,"Hydro",null,"S_VACA","North Carolina",37,"Alamance",1,"37001",0.5,0,1982,9999,null,null,"N","Hydro",{"$nulls":13},0,0,0,0]
["Clement Dam Hydro LLC","10276_G_0049",10276,"G","0049",null,"Hydro",null,"NENGREST","New Hampshire",33,"Belknap",1,"33001",2.3,0,1984,9999,null,null,"N","Hydro",{"$nulls":13},0,0,0,0]
["Kansas River Project","10279_G_1",10279,"G","1",null,"Hydro",null,"SPP_N","Kansas",20,"Douglas",45,"20045",0.3,0,1920,9999,null,null,"N","Hydro",{"$nulls":13},0,0,0,0]
["Kansas River Project","10279_G_10",10279,"G","10",null,"Hydro",null,"SPP_N","Kansas",20,"Douglas",45,"20045",1.3,0,2012,9999,null,null,"N","Hydro",{"$nulls":13},0,0,0,0]
["Kansas River Project","10279_G_11",10279,"G","11",null,"Hydro",null,"SPP_N","Kansas",20,"Douglas",45,"20045",1,0,2012,9999,null,null,"N","Hydro",{"$nulls":13},0,0,0,0]
["Kansas River Project","10279_G_2",10279,"G","2",null,"Hydro",null,"SPP_N","Kansas",20,"Douglas",45,"20045",0.3,0,1922,9999,null,null,"N","Hydro",{"$nulls":13},0,0,0,0]
["Kansas River Project","10279_G_3",10279,"G","3",null,"Hydro",null,"SPP_N","Kansas",20,"Douglas",45,"20045",0.3,0,1922,9999,null,null,"N","Hydro",{"$nulls":13},0,0,0,0]
["Kansas River Project","10279_G_4",10279,"G","4",null,"Hydro",null,"SPP_N","Kansas",20,"Douglas",45,"20045",0.3,0,1922,9999,null,null,"N","Hydro",{"$nulls":13},0,0,0,0]
["Kansas River Project","10279_G_5",10279,"G","5",null,"Hydro",null,"SPP_N","Kansas",20,"Douglas",45,"20045",0.4,0,1922,9999,null,null,"N","Hydro",{"$nulls":13},0,0,0,0]
["Kansas River Project","10279_G_6",10279,"G","6",null,"Hydro",null,"SPP_N","Kansas",20,"Douglas",45,"20045",0.4,0,1925,9999,null,null,"N","Hydro",{"$nulls":13},0,0,0,0]
["Kansas River Project","10279_G_7",10279,"G","7",null,"Hydro",null,"SPP_N","Kansas",20,"Douglas",45,"20045",0.4,0,1925,9999,null,null,"N","Hydro",{"$nulls":13},0,0,0,0]
["Kansas River Project","10279_G_8",10279,"G","8",null,"Hydro",null,"SPP_N","Kansas",20,"Douglas",45,"20045",1,0,2012,9999,null,null,"N","Hydro",{"$nulls":13},0,0,0,0]
["Kansas River Project","10279_G_9",10279,"G","9",null,"Hydro",null,"SPP_N","Kansas",20,"Douglas",45,"20045",1.3,0,2012,9999,null,null,"N","Hydro",{"$nulls":13},0,0,0,0]
["Big Creek Water Works","10282_G_BCHY",10282,"G","BCHY",null,"Hydro",null,"WEC_CALN","California",6,"Trinity",105,"06105",4.8,0,1987,9999,null,null,"N","Hydro",{"$nulls":13},0,0,0,0]
["Townsend Hydro","10285_G_GEN1",10285,"G","GEN1",null,"Hydro",null,"PJM_West","Pennsylvania",42,"Beaver",7,"42007",2.1,0,1987,9999,null,null,"N","Hydro",{"$nulls":13},0,0,0,0]
["Townsend Hydro","10285_G_GEN2",10285,"G","GEN2",null,"Hydro",null,"PJM_West","Pennsylvania",42,"Beaver",7,"42007",2.1,0,1987,9999,null,null,"N","Hydro",{"$nulls":13},0,0,0,0]
["Beowawe Power","10287_G_GEN1",10287,"G","GEN1",null,"Geothermal",null,"WECC_NNV","Nevada",32,"Lander",15,"32015",12.8,9771,1985,9999,null,null,"N","Geothermal",{"$nulls":13},0,0,0,0,0.4563,0.4563,0.4563]
["Beowawe Power","10287_G_GEN2",10287,"G","GEN2",null,"Geothermal",null,"WECC_NNV","Nevada",32,"Lander",15,"32015",1.3,9771,2011,9999,null,null,"N","Geothermal",{"$nulls":13},0,0,0,0,0.4563,0.4563,0.4563]
["Bridgewater Power LP","10290_B_EU1",10290,"B","EU1",null,"Biomass",null,"NENGREST","New Hampshire",33,"Grafton",9,"33009",16,15660,1987,9999,null,null,"N","Biomass",{"$nulls":3},"LA + OFA","SCR",2007,null,"B + C","NA",{"$nulls":3},0.067,0.06032,0.06032,0.06032,0.06032]
["King City Power Plant","10294_G_GTG",10294,"G","GTG",8434,"Combined Cycle",null,"WEC_CALN","California",6,"Monterey",53,"06053",73,8513,1989,9999,null,null,"Y","Natural Gas",{"$nulls":3},"DLNB + H2O + NH3","SCR",{"$nulls":8},0.01487,0.01487,0.01487,0.01487]
["King City Power Plant","10294_G_STG",10294,"G","STG",null,"Combined Cycle",null,"WEC_CALN","California",6,"Monterey",53,"06053",38,8513,1989,9999,null,null,"Y","Natural Gas",{"$nulls":3},"DLNB + H2O + NH3","SCR",{"$nulls":8},0.01487,0.01487,0.01487,0.01487]
["South Forks Hydro","10296_G_GEN1",10296,"G","GEN1",null,"Hydro",null,"WECC_ID","Idaho",16,"Twin Falls",83,"16083",4,0,1984,9999,null,null,"N","Hydro",{"$nulls":13},0,0,0,0]
["South Forks Hydro","10296_G_GEN2",10296,"G","GEN2",null,"Hydro",null,"WECC_ID","Idaho",16,"Twin Falls",83,"16083",4,0,1984,9999,null,null,"N","Hydro",{"$nulls":13},0,0,0,0]
["Bayou Cogen Plant","10298_G_GEN4",10298,"G","GEN4",88566,"Combustion Turbine",null,"ERC_REST","Texas",48,"Harris",201,"48201",65,16297,1985,9999,null,null,"Y","Natural Gas",{"$nulls":3},"DLNB",{"$nulls":8},3,0.01869,0.01869,0.01869,0.01869]
["Bayou Cogen Plant","10298_G_GT1",10298,"G","GT1",88564,"Combustion Turbine",null,"ERC_REST","Texas",48,"Harris",201,"48201",75,12445,2014,9999,null,null,"N","Natural Gas, Distillate Fuel Oil",{"$nulls":3},"DLNB",{"$nulls":9},0.01927,0.01927,0.01927,0.01927]
["Bayou Cogen Plant","10298_G_GT2",10298,"G","GT2",88564,"Combustion Turbine",null,"ERC_REST","Texas",48,"Harris",201,"48201",75,9086,2015,9999,null,null,"N","Natural Gas, Distillate Fuel Oil",{"$nulls":3},"DLNB",{"$nulls":9},0.02005,0.02005,0.02005,0.02005]
["Bayou Cogen Plant","10298_G_GT3",10298,"G","GT3",88565,"Combustion Turbine",null,"ERC_REST","Texas",48,"Harris",201,"48201",75,9086,2015,9999,null,null,"N","Natural Gas, Distillate Fuel Oil",{"$nulls":3},"DLNB",{"$nulls":9},0.01849,0.01849,0.01849,0.01849]
["Desert View Power","10300_B_BLR1",10300,"B","BLR1",null,"Biomass",null,"WECC_IID","California",6,"Riverside",65,"06065",23.5,16167,1992,9999,null,null,"N","Biomass","Dry Scrubber",1992,0.92,null,"SNCR",null,"1991","B","NA",{"$nulls":4},0.07882,0.07882,0.07882,0.07882,{"$nulls":4},"Yes"]
["Desert View Power","10300_B_BLR2",10300,"B","BLR2",null,"Biomass",null,"WECC_IID","California",6,"Riverside",65,"06065",23.5,16167,1992,9999,null,null,"N","Biomass","Dry Scrubber",1992,0.92,null,"SNCR",null,"1991","B","NA",{"$nulls":4},0.07882,0.07882,0.07882,0.07882,{"$nulls":4},"Yes"]
["Dutchess Cnty Resource Recovery Facility","10305_G_GEN1",10305,"G","GEN1",null,"Municipal Solid Waste",null,"NY_Z_G-I","New York",36,"Dutchess",27,"36027",7.2,15144,1987,9999,null,null,"Y","MSW",{"$nulls":13},0.41449,0.41449,0.41449,0.41449,0.08,0.08,0.08]
["Bellingham Cogeneration Facility","10307_G_CT1",10307,"G","CT1",3537,"Combined Cycle",null,"NENGREST","Massachusetts",25,"Norfolk",21,"25021",102,8056,1991,9999,null,null,"N","Natural Gas, Distillate Fuel Oil",{"$nulls":3},"STM",{"$nulls":9},0.07877,0.07877,0.07877,0.07877]
["Bellingham Cogeneration Facility","10307_G_CT2",10307,"G","CT2",3538,"Combined Cycle",null,"NENGREST","Massachusetts",25,"Norfolk",21,"25021",102,8056,1991,9999,null,null,"N","Natural Gas, Distillate Fuel Oil",{"$nulls":3},"STM",{"$nulls":9},0.07877,0.07877,0.07877,0.07877]
["Bellingham Cogeneration Facility","10307_G_ST1",10307,"G","ST1",null,"Combined Cycle",null,"NENGREST","Massachusetts",25,"Norfolk",21,"25021",60,8056,1991,9999,null,null,"N","Natural Gas, Distillate Fuel Oil",{"$nulls":3},"STM",{"$nulls":9},0.07877,0.07877,0.07877,0.07877]
["Sayreville Cogeneration Facility","10308_G_CT1",10308,"G","CT1",3539,"Combined Cycle",null,"PJM_EMAC","New Jersey",34,"Middlesex",23,"34023",112,8456,1991,9999,null,null,"N","Natural Gas",{"$nulls":3},"STM",{"$nulls":9},0.07898,0.07898,0.07898,0.07898]
["Sayreville Cogeneration Facility","10308_G_CT2",10308,"G","CT2",3540,"Combined Cycle",null,"PJM_EMAC","New Jersey",34,"Middlesex",23,"34023",112,8456,1991,9999,null,null,"N","Natural Gas",{"$nulls":3},"STM",{"$nulls":9},0.07898,0.07898,0.07898,0.07898]
["Sayreville Cogeneration Facility","10308_G_ST1",10308,"G","ST1",null,"Combined Cycle",null,"PJM_EMAC","New Jersey",34,"Middlesex",23,"34023",68,8456,1991,9999,null,null,"N","Natural Gas",{"$nulls":3},"STM",{"$nulls":9},0.07898,0.07898,0.07898,0.07898]
["Copper Dam Plant","10323_G_TURGO",10323,"G","TURGO",null,"Hydro",null,"WECC_PNW","Oregon",41,"Hood River",27,"41027",1,0,2015,9999,null,null,"N","Hydro",{"$nulls":13},0,0,0,0]
["Peters Drive Plant","10324_G_GEN3",10324,"G","GEN3",null,"Hydro",null,"WECC_PNW","Oregon",41,"Hood River",27,"41027",0.3,0,1987,9999,null,null,"N","Hydro",{"$nulls":13},0,0,0,0]
["Mink Creek Hydro","10325_G_GEN1",10325,"G","GEN1",null,"Hydro",null,"WECC_ID","Idaho",16,"Franklin",41,"16041",2,0,1986,9999,null,null,"N","Hydro",{"$nulls":13},0,0,0,0]
["T B Simon Power Plant","10328_B_BLR1",10328,"B","BLR1",89142,"O/G Steam",null,"MIS_LMI","Michigan",26,"Ingham",65,"26065",17,11668,1965,9999,"wall","dry","Y","Natural Gas",{"$nulls":3},"LNB + NH3 + OFA","SNCR",null,"2003",{"$nulls":5},1.67,0.14539,0.14539,0.14539,0.14539]
["T B Simon Power Plant","10328_B_BLR2",10328,"B","BLR2",89143,"O/G Steam",null,"MIS_LMI","Michigan",26,"Ingham",65,"26065",17,11668,1965,9999,"wall","dry","Y","Natural Gas",{"$nulls":3},"LNB + NH3 + OFA","SNCR",null,"2003",{"$nulls":5},1.67,0.10603,0.10603,0.10603,0.10603]
["T B Simon Power Plant","10328_B_BLR3",10328,"B","BLR3",89144,"O/G Steam",null,"MIS_LMI","Michigan",26,"Ingham",65,"26065",17,11668,1973,9999,"wall","dry","Y","Natural Gas",{"$nulls":3},"LNB + NH3 + OFA","SNCR",null,"2003",{"$nulls":5},1.67,0.13078,0.13078,0.13078,0.13078]
["T B Simon Power Plant","10328_B_BLR4",10328,"B","BLR4",89145,"O/G Steam",null,"MIS_LMI","Michigan",26,"Ingham",65,"26065",17,11844,1990,9999,"FBC","dry","Y","Natural Gas",{"$nulls":3},"CF + NH3","SNCR",null,"1993",{"$nulls":5},1.67,0.03104,0.03104,0.03104,0.03104]
["T B Simon Power Plant","10328_B_BLR6",10328,"B","BLR6",89142,"O/G Steam",null,"MIS_LMI","Michigan",26,"Ingham",65,"26065",17,11269,2004,9999,"wall","dry","Y","Natural Gas",{"$nulls":3},"LNB + OFA","SNCR",null,"2007",{"$nulls":5},1.67,0.14539,0.14539,0.14539,0.14539]
["T B Simon Power Plant","10328_G_GEN6",10328,"G","GEN6",null,"Combustion Turbine",null,"MIS_LMI","Michigan",26,"Ingham",65,"26065",12.6,12445,2006,9999,null,null,"N","Natural Gas",{"$nulls":13},0.02706,0.02706,0.02706,0.02706]
["Florida Power Development","10333_B_1",10333,"B","1",89797,"Biomass",null,"FRCC","Florida",12,"Hernando",53,"12053",66,21638,1988,9999,"stoker/SPR","dry","N","Biomass","Dry Scrubber",2013,0.9,"AA + LNB","SCR",2013,null,"ESPC + C","No",{"$nulls":3},0.31,0.204,0.14639,0.204,0.14639,0.05,0.75,1,null,"Yes"]
["Southside Water Reclamation Plant","10339_G_GEN1",10339,"G","GEN1",null,"Combustion Turbine","IC Engine","WECC_NM","New Mexico",35,"Bernalillo",1,"35001",2.1,8700,2002,9999,null,null,"Y","Natural Gas, Distillate Fuel Oil",{"$nulls":13},0.79266,0.79266,0.79266,0.79266]
["Southside Water Reclamation Plant","10339_G_GEN2",10339,"G","GEN2",null,"Combustion Turbine","IC Engine","WECC_NM","New Mexico",35,"Bernalillo",1,"35001",2.1,8700,2002,9999,null,null,"Y","Natural Gas, Distillate Fuel Oil",{"$nulls":13},0.79266,0.79266,0.79266,0.79266]
["Southside Water Reclamation Plant","10339_G_GEN3",10339,"G","GEN3",null,"Non-Fossil Waste",null,"WECC_NM","New Mexico",35,"Bernalillo",1,"35001",1.1,7110,1987,9999,null,null,"Y","Non-Fossil Waste",{"$nulls":13},0,0,0,0]
["Southside Water Reclamation Plant","10339_G_GEN4",10339,"G","GEN4",null,"Non-Fossil Waste",null,"WECC_NM","New Mexico",35,"Bernalillo",1,"35001",1.1,7110,1987,9999,null,null,"Y","Non-Fossil Waste",{"$nulls":13},0,0,0,0]
["Foster Wheeler Martinez","10342_G_TG1",10342,"G","TG1",null,"Combined Cycle",null,"WEC_CALN","California",6,"Contra Costa",13,"06013",35,8417,1987,9999,null,null,"Y","Natural Gas",{"$nulls":13},0.02775,0.02775,0.02775,0.02775]
["Foster Wheeler Martinez","10342_G_TG2",10342,"G","TG2",null,"Combined Cycle",null,"WEC_CALN","California",6,"Contra Costa",13,"06013",35,8417,1987,9999,null,null,"Y","Natural Gas",{"$nulls":13},0.02775,0.02775,0.02775,0.02775]
["Foster Wheeler Martinez","10342_G_TG3",10342,"G","TG3",null,"Combined Cycle",null,"WEC_CALN","California",6,"Contra Costa",13,"06013",33.5,8417,1987,9999,null,null,"Y","Natural Gas",{"$nulls":13},0.02775,0.02775,0.02775,0.02775]
["Foster Wheeler Mt Carmel Cogen","10343_B_SG-101",10343,"B","SG-101",3542,"Coal Steam",null,"PJM_WMAC","Pennsylvania",42,"Northumberland",97,"42097",43,12065,1990,9999,"FBC","dry","Y","Waste Coal","Dry Scrubber",1990,0.91,"CF",{"$nulls":3},"B","NA",{"$nulls":3},0.24,0.06183,0.06183,0.06183,0.06183,0.01,0.01,0.01,0.99,"Yes",1990]
["Hillman Power LLC","10346_B_BOIL01",10346,"B","BOIL01",null,"Biomass",null,"MIS_LMI","Michigan",26,"Montmorency",119,"26119",17.7,13500,1987,9999,null,null,"N","Biomass",{"$nulls":3},"NH3","SCR",1998,null,"ESPC + C","No",{"$nulls":4},0.14958,0.14958,0.14958,0.14958]
["ReEnergy Livermore Falls","10354_B_1",10354,"B","1",null,"Biomass",null,"NENG_ME","Maine",23,"Androscoggin",1,"23001",36,13500,1992,9999,null,null,"N","Biomass",{"$nulls":3},"NH3","SNCR",null,"1992","ESPH + C","Yes",{"$nulls":4},0.06903,0.06903,0.06903,0.06903]
["ReEnergy Ashland","10356_B_BOIL1",10356,"B","BOIL1",null,"Biomass",null,"NENG_ME","Maine",23,"Aroostook",3,"23003",37,13551,1993,9999,null,null,"N","Biomass",{"$nulls":4},"SNCR",null,"1993","ESPH","No",{"$nulls":3},2.106,0.05437,0.05437,0.05437,0.05437]
["Peru (IN)","1037_G_D1",1037,"G","D1",null,"Combustion Turbine","IC Engine","MIS_INKY","Indiana",18,"Miami",103,"18103",1.8,11075,2002,9999,null,null,"N","Distillate Fuel Oil",{"$nulls":12},1.6,1.77612,1.77612,1.77612,1.77612]
["CPI USA NC Southport","10378_B_1A",10378,"B","1A",9907,"Biomass",null,"S_VACA","North Carolina",37,"Brunswick",19,"37019",16,12782,1987,9999,"stoker/SPR","wet","Y","Biomass",{"$nulls":3},"OFA",{"$nulls":3},"B","NA",{"$nulls":3},1.47,0.2418,0.2418,0.2418,0.2418,0.11,0.27,1]
["CPI USA NC Southport","10378_B_1B",10378,"B","1B",9908,"Biomass",null,"S_VACA","North Carolina",37,"Brunswick",19,"37019",16,12782,1987,9999,"stoker/SPR","wet","Y","Biomass",{"$nulls":3},"OFA",{"$nulls":3},"B","NA",{"$nulls":3},1.47,0.23951,0.23951,0.23951,0.23951,0.11,0.27,1]
["CPI USA NC Southport","10378_B_1C",10378,"B","1C",9909,"Biomass",null,"S_VACA","North Carolina",37,"Brunswick",19,"37019",16,12782,1987,9999,"stoker/SPR","wet","Y","Biomass",{"$nulls":3},"OFA",{"$nulls":3},"B","NA",{"$nulls":3},1.47,0.24147,0.24147,0.24147,0.24147,0.11,0.27,1]
["CPI USA NC Southport","10378_B_2A",10378,"B","2A",9910,"Biomass",null,"S_VACA","North Carolina",37,"Brunswick",19,"37019",16,12782,1987,9999,"stoker/SPR","wet","Y","Biomass",{"$nulls":3},"OFA",{"$nulls":3},"B","NA",{"$nulls":3},1.47,0.2375,0.2375,0.2375,0.2375,0.11,0.27,1]
["CPI USA NC Southport","10378_B_2B",10378,"B","2B",9911,"Biomass",null,"S_VACA","North Carolina",37,"Brunswick",19,"37019",16,12782,1987,9999,"stoker/SPR","wet","Y","Biomass",{"$nulls":3},"OFA",{"$nulls":3},"B","NA",{"$nulls":3},1.47,0.23807,0.23807,0.23807,0.23807,0.11,0.27,1]
["CPI USA NC Southport","10378_B_2C",10378,"B","2C",9912,"Biomass",null,"S_VACA","North Carolina",37,"Brunswick",19,"37019",16,12782,1987,9999,"stoker/SPR","wet","Y","Biomass",{"$nulls":3},"OFA",{"$nulls":3},"B","NA",{"$nulls":3},1.47,0.23847,0.23847,0.23847,0.23847,0.11,0.27,1]
["CPI USA NC Roxboro","10379_B_1A",10379,"B","1A",9913,"Biomass",null,"S_VACA","North Carolina",37,"Person",145,"37145",15.7,13500,1987,9999,"stoker/SPR",null,"N","Biomass",{"$nulls":3},"OFA",{"$nulls":3},"B","NA",{"$nulls":3},2.3,0.20327,0.20327,0.20327,0.20327]
["CPI USA NC Roxboro","10379_B_1B",10379,"B","1B",9914,"Biomass",null,"S_VACA","North Carolina",37,"Person",145,"37145",15.7,13500,1987,9999,"stoker/SPR",null,"N","Biomass",{"$nulls":3},"OFA",{"$nulls":3},"B","NA",{"$nulls":3},2.3,0.20224,0.20224,0.20224,0.20224]
["CPI USA NC Roxboro","10379_B_1C",10379,"B","1C",9915,"Biomass",null,"S_VACA","North Carolina",37,"Person",145,"37145",15.7,13500,1987,9999,"stoker/SPR",null,"N","Biomass",{"$nulls":3},"OFA",{"$nulls":3},"B","NA",{"$nulls":3},2.3,0.20398,0.20398,0.20398,0.20398]
["Rensselaer City Light Plant","1038_G_10",1038,"G","10",null,"Combustion Turbine","IC Engine","MIS_INKY","Indiana",18,"Jasper",73,"18073",1.9,10745,1971,9999,null,null,"N","Distillate Fuel Oil",{"$nulls":12},1.6,1.77612,1.77612,1.77612,1.77612]
["Rensselaer City Light Plant","1038_G_11",1038,"G","11",null,"Combustion Turbine","IC Engine","MIS_INKY","Indiana",18,"Jasper",73,"18073",1.9,10745,1971,9999,null,null,"N","Distillate Fuel Oil",{"$nulls":12},1.6,1.77612,1.77612,1.77612,1.77612]
["Rensselaer City Light Plant","1038_G_14",1038,"G","14",null,"Combustion Turbine","IC Engine","MIS_INKY","Indiana",18,"Jasper",73,"18073",4.8,10745,1994,9999,null,null,"N","Natural Gas, Distillate Fuel Oil",{"$nulls":12},1.6,0.79266,0.79266,0.79266,0.79266]
["Rensselaer City Light Plant","1038_G_15",1038,"G","15",null,"Combustion Turbine","IC Engine","MIS_INKY","Indiana",18,"Jasper",73,"18073",8.3,10745,2006,9999,null,null,"N","Natural Gas, Distillate Fuel Oil",{"$nulls":12},0.5,0.79266,0.79266,0.79266,0.79266]
["Rensselaer City Light Plant","1038_G_5",1038,"G","5",null,"Combustion Turbine","IC Engine","MIS_INKY","Indiana",18,"Jasper",73,"18073",1.8,10745,1950,9999,null,null,"N","Distillate Fuel Oil",{"$nulls":12},1.6,1.77612,1.77612,1.77612,1.77612]
["Rensselaer City Light Plant","1038_G_6",1038,"G","6",null,"Combustion Turbine","IC Engine","MIS_INKY","Indiana",18,"Jasper",73,"18073",2.4,10745,1957,9999,null,null,"N","Distillate Fuel Oil",{"$nulls":12},1.6,1.77612,1.77612,1.77612,1.77612]
["Lumberton","10382_B_UNIT1",10382,"B","UNIT1",3545,"Biomass",null,"S_VACA","North Carolina",37,"Robeson",155,"37155",17.4,11274,2015,9999,"stoker/SPR","dry","Y","Biomass",{"$nulls":3},"OFA","SNCR",null,"2007","B","NA",{"$nulls":3},2.3,0.4414,0.11952,0.4414,0.11952,0.11,0.27,1]
["Lumberton","10382_B_UNIT2",10382,"B","UNIT2",3546,"Biomass",null,"S_VACA","North Carolina",37,"Robeson",155,"37155",17.4,11274,2015,9999,"stoker/SPR","dry","Y","Biomass",{"$nulls":3},"OFA","SNCR",null,"2007","B","NA",{"$nulls":3},2.3,0.4474,0.12155,0.4474,0.12155,0.11,0.27,1]
["Sycamore Energy 1","10387_G_1A",10387,"G","1A",null,"Landfill Gas",null,"WEC_SDGE","California",6,"San Diego",73,"06073",1.2,23915,2011,9999,null,null,"N","Landfill Gas",{"$nulls":13},0.07368,0.07368,0.07368,0.07368]
["Sycamore Energy 1","10387_G_2A",10387,"G","2A",null,"Landfill Gas",null,"WEC_SDGE","California",6,"San Diego",73,"06073",1.2,23915,2011,9999,null,null,"N","Landfill Gas",{"$nulls":13},0.07368,0.07368,0.07368,0.07368]
["Sycamore Energy 1","10387_G_3",10387,"G","3",null,"Landfill Gas",null,"WEC_SDGE","California",6,"San Diego",73,"06073",2.8,23995,2004,9999,null,null,"N","Landfill Gas",{"$nulls":13},0.07368,0.07368,0.07368,0.07368]
["ArcelorMittal Indiana Harbor West","10397_B_5HPB",10397,"B","5HPB",null,"Fossil Waste",null,"MIS_INKY","Indiana",18,"Lake",89,"18089",10.3,4976,1952,9999,"wall",null,"Y","Fossil Waste",{"$nulls":13},0.04795,0.04795,0.04795,0.04795]
["ArcelorMittal Indiana Harbor West","10397_B_6HPB",10397,"B","6HPB",null,"Fossil Waste",null,"MIS_INKY","Indiana",18,"Lake",89,"18089",10.3,4976,1956,9999,"wall",null,"Y","Fossil Waste",{"$nulls":13},0.04795,0.04795,0.04795,0.04795]
["ArcelorMittal Indiana Harbor West","10397_B_7HPB",10397,"B","7HPB",null,"Fossil Waste",null,"MIS_INKY","Indiana",18,"Lake",89,"18089",10.3,4976,1956,9999,"wall",null,"Y","Fossil Waste",{"$nulls":13},0.04795,0.04795,0.04795,0.04795]
["ArcelorMittal Indiana Harbor West","10397_B_8HPB",10397,"B","8HPB",null,"Fossil Waste",null,"MIS_INKY","Indiana",18,"Lake",89,"18089",22.4,4976,1967,9999,"tangential",null,"Y","Fossil Waste",{"$nulls":13},0.04795,0.04795,0.04795,0.04795]
["ArcelorMittal Indiana Harbor West","10397_B_9HPB",10397,"B","9HPB",null,"Fossil Waste",null,"MIS_INKY","Indiana",18,"Lake",89,"18089",15.8,4976,2000,9999,"wall",null,"Y","Fossil Waste",{"$nulls":13},0.04795,0.04795,0.04795,0.04795]
["J S Eastwood","104_G_1",104,"G","1",null,"Pumped Storage",null,"WEC_CALN","California",6,"Fresno",19,"06019",199.8,0,1987,9999,null,null,"N","Pumped Storage",{"$nulls":13},0,0,0,0]
["Whitewater Valley","1040_B_1",1040,"B","1",729,"Coal Steam",null,"PJM_West","Indiana",18,"Wayne",177,"18177",35,12647,1955,9999,"wall","dry","N","Bituminous",null,null,0.5,"LA + LNB + NH3 + OFA","SNCR",null,"2004","ESPC + B","No","ACI",2016,null,6,0.34175,0.25631,0.34175,0.25631,0.1,0.1,0.1,0.9,"Yes"]
["Whitewater Valley","1040_B_2",1040,"B","2",730,"Coal Steam",null,"PJM_West","Indiana",18,"Wayne",177,"18177",65,12648,1973,9999,"tangential","dry","N","Bituminous","Dry Scrubber",2006,0.35,"LNC2 + NH3 + OFA","SNCR",null,"2003","ESPC + B","No","ACI",2016,null,6,0.36654,0.27491,0.139,0.10425,0.1,0.1,0.1,0.9,"Yes"]
["Kingsburg Cogen","10405_G_GEN1",10405,"G","GEN1",90775,"Combined Cycle",null,"WEC_CALN","California",6,"Fresno",19,"06019",22,9979,1990,9999,null,null,"Y","Natural Gas",{"$nulls":4},"SCR",{"$nulls":8},0.01232,0.01232,0.01232,0.01232]
["Kingsburg Cogen","10405_G_GEN2",10405,"G","GEN2",null,"Combined Cycle",null,"WEC_CALN","California",6,"Fresno",19,"06019",11.8,9979,1990,9999,null,null,"Y","Natural Gas",{"$nulls":4},"SCR",1989,{"$nulls":7},0.01232,0.01232,0.01232,0.01232]
["Pensacola Florida Plant","10416_B_BO4",10416,"B","BO4",null,"O/G Steam",null,"S_SOU","Florida",12,"Escambia",33,"12033",2.7,12340,1953,9999,null,null,"Y","Natural Gas",{"$nulls":13},0.23505,0.23505,0.23505,0.23505]
["Pensacola Florida Plant","10416_B_BO5",10416,"B","BO5",null,"O/G Steam",null,"S_SOU","Florida",12,"Escambia",33,"12033",2.7,11668,1957,9999,null,null,"Y","Natural Gas",{"$nulls":13},0.23505,0.23505,0.23505,0.23505]
["Pensacola Florida Plant","10416_B_BO6",10416,"B","BO6",null,"O/G Steam",null,"S_SOU","Florida",12,"Escambia",33,"12033",2.7,11668,1957,9999,null,null,"Y","Natural Gas",{"$nulls":13},0.23505,0.23505,0.23505,0.23505]
["Pensacola Florida Plant","10416_B_BO7",10416,"B","BO7",null,"O/G Steam",null,"S_SOU","Florida",12,"Escambia",33,"12033",2.7,12340,1953,9999,null,null,"Y","Natural Gas",{"$nulls":13},0.23505,0.23505,0.23505,0.23505]
["Pensacola Florida Plant","10416_B_BO8",10416,"B","BO8",null,"O/G Steam",null,"S_SOU","Florida",12,"Escambia",33,"12033",2.7,12340,1953,9999,null,null,"Y","Natural Gas",{"$nulls":13},0.23505,0.23505,0.23505,0.23505]
["Pensacola Florida Plant","10416_B_BO9",10416,"B","BO9",null,"O/G Steam",null,"S_SOU","Florida",12,"Escambia",33,"12033",2.7,11269,2007,9999,null,null,"Y","Natural Gas",{"$nulls":13},0.07082,0.07082,0.07082,0.07082]
["Pensacola Florida Plant","10416_G_GEN4",10416,"G","GEN4",null,"Combustion Turbine",null,"S_SOU","Florida",12,"Escambia",33,"12033",82,11798,1993,9999,null,null,"Y","Natural Gas",{"$nulls":13},0.06023,0.06023,0.06023,0.06023]
["Dillon Hydro Plant","10421_G_GEN1",10421,"G","GEN1",null,"Hydro",null,"WECC_CO","Colorado",8,"Summit",117,"08117",1.8,0,1987,9999,null,null,"N","Hydro",{"$nulls":13},0,0,0,0]
["Williams Fork Hydro Plant","10422_G_GEN1",10422,"G","GEN1",null,"Hydro",null,"WECC_CO","Colorado",8,"Grand",49,"08049",3,0,1959,9999,null,null,"N","Hydro",{"$nulls":13},0,0,0,0]
["Williams Fork Hydro Plant","10422_G_GEN2",10422,"G","GEN2",null,"Hydro",null,"WECC_CO","Colorado",8,"Grand",49,"08049",0.5,0,2012,9999,null,null,"N","Hydro",{"$nulls":13},0,0,0,0]
["North Fork Hydro Plant","10423_G_GEN1",10423,"G","GEN1",null,"Hydro",null,"WECC_CO","Colorado",8,"Park",93,"08093",5.5,0,1988,9999,null,null,"N","Hydro",{"$nulls":13},0,0,0,0]
["Gross Hydro Plant","10424_G_GEN1",10424,"G","GEN1",null,"Hydro",null,"WECC_CO","Colorado",8,"Jefferson",59,"08059",7.8,0,2007,9999,null,null,"N","Hydro",{"$nulls":13},0,0,0,0]
["Mosaic New Wales Operations","10434_G_TG2",10434,"G","TG2",null,"Non-Fossil Waste",null,"FRCC","Florida",12,"Polk",105,"12105",48,9319,1984,9999,null,null,"Y","Non-Fossil Waste",{"$nulls":13},0,0,0,0]
["Mosaic New Wales Operations","10434_G_TG3",10434,"G","TG3",null,"Non-Fossil Waste",null,"FRCC","Florida",12,"Polk",105,"12105",32,9319,1982,9999,null,null,"Y","Non-Fossil Waste",{"$nulls":13},0,0,0,0]
["Mosaic New Wales Operations","10434_G_TG4",10434,"G","TG4",null,"Non-Fossil Waste",null,"FRCC","Florida",12,"Polk",105,"12105",24,11414,2014,9999,null,null,"N","Non-Fossil Waste",{"$nulls":13},0,0,0,0]
["Camden Resource Recovery Facility","10435_B_SG101A",10435,"B","SG101A",null,"Municipal Solid Waste",null,"PJM_EMAC","New Jersey",34,"Camden",7,"34007",11,22934,1991,9999,null,null,"N","MSW","Dry Scrubber",1991,0.8,null,"SNCR",null,"2011","ESPC","No","ACI",1995,null,null,0.3,0.225,0.3,0.225,0.08,0.08,0.08]
["Camden Resource Recovery Facility","10435_B_SG101B",10435,"B","SG101B",null,"Municipal Solid Waste",null,"PJM_EMAC","New Jersey",34,"Camden",7,"34007",11,22934,1991,9999,null,null,"N","MSW","Dry Scrubber",1991,0.8,null,"SNCR",null,"2011","ESPC","No","ACI",1995,null,null,0.3,0.225,0.3,0.225,0.08,0.08,0.08]
["Camden Resource Recovery Facility","10435_B_SG101C",10435,"B","SG101C",null,"Municipal Solid Waste",null,"PJM_EMAC","New Jersey",34,"Camden",7,"34007",11,22934,1991,9999,null,null,"N","MSW","Dry Scrubber",1991,0.8,null,"SNCR",null,"2011","ESPC","No","ACI",1995,null,null,0.3,0.225,0.3,0.225,0.08,0.08,0.08]
["ExxonMobil Baytown Refinery","10436_G_GT38",10436,"G","GT38",null,"Combustion Turbine",null,"ERC_REST","Texas",48,"Harris",201,"48201",31,13604,1989,9999,null,null,"Y","Natural Gas, Distillate Fuel Oil",{"$nulls":13},0.40657,0.40657,0.40657,0.40657]
["ExxonMobil Baytown Refinery","10436_G_GT41",10436,"G","GT41",null,"Combustion Turbine",null,"ERC_REST","Texas",48,"Harris",201,"48201",18,13604,1977,9999,null,null,"Y","Natural Gas, Distillate Fuel Oil",{"$nulls":13},0.40657,0.40657,0.40657,0.40657]
["ExxonMobil Baytown Refinery","10436_G_GT42",10436,"G","GT42",null,"Combustion Turbine",null,"ERC_REST","Texas",48,"Harris",201,"48201",18,13604,1977,9999,null,null,"Y","Natural Gas, Distillate Fuel Oil",{"$nulls":13},0.40657,0.40657,0.40657,0.40657]
["ExxonMobil Baytown Refinery","10436_G_GT43",10436,"G","GT43",null,"Combustion Turbine",null,"ERC_REST","Texas",48,"Harris",201,"48201",18,13604,1977,9999,null,null,"Y","Natural Gas, Distillate Fuel Oil",{"$nulls":13},0.40657,0.40657,0.40657,0.40657]
["ExxonMobil Baytown Refinery","10436_G_GT44",10436,"G","GT44",null,"Combustion Turbine",null,"ERC_REST","Texas",48,"Harris",201,"48201",18,13604,1977,9999,null,null,"Y","Natural Gas, Distillate Fuel Oil",{"$nulls":13},0.40657,0.40657,0.40657,0.40657]
["ExxonMobil Baytown Refinery","10436_G_GT45",10436,"G","GT45",null,"Combustion Turbine",null,"ERC_REST","Texas",48,"Harris",201,"48201",31,13604,1988,9999,null,null,"Y","Natural Gas, Distillate Fuel Oil",{"$nulls":13},0.40657,0.40657,0.40657,0.40657]
["ExxonMobil Baytown Refinery","10436_G_ST34",10436,"G","ST34",null,"Non-Fossil Waste",null,"ERC_REST","Texas",48,"Harris",201,"48201",7.5,11414,1952,9999,null,null,"N","Non-Fossil Waste",{"$nulls":13},0,0,0,0]
["Sunray 2","10437_G_SUN2",10437,"G","SUN2",null,"Solar PV","","WECC_SCE","California",6,"San Bernardino",71,"06071",20,0,2017,9999,null,null,"N","Solar",{"$nulls":13},0,0,0,0]
["Sunray 3","10438_G_SUN3",10438,"G","SUN3",null,"Solar PV","","WECC_SCE","California",6,"San Bernardino",71,"06071",13.8,0,2017,9999,null,null,"N","Solar",{"$nulls":13},0,0,0,0]
["SEGS III","10439_B_3U100",10439,"B","3U100",null,"Solar Thermal",null,"WECC_SCE","California",6,"San Bernardino",71,"06071",36,9771,1987,9999,null,null,"N","Solar",{"$nulls":13},0,0,0,0]
["SEGS IV","10440_B_4U100",10440,"B","4U100",null,"Solar Thermal",null,"WECC_SCE","California",6,"San Bernardino",71,"06071",36,9771,1987,9999,null,null,"N","Solar",{"$nulls":13},0,0,0,0]
["SEGS V","10441_B_5U100",10441,"B","5U100",null,"Solar Thermal",null,"WECC_SCE","California",6,"San Bernardino",71,"06071",36,9771,1987,9999,null,null,"N","Solar",{"$nulls":13},0,0,0,0]
["SEGS VI","10442_B_6U100",10442,"B","6U100",null,"Solar Thermal",null,"WECC_SCE","California",6,"San Bernardino",71,"06071",36,9771,1988,9999,null,null,"N","Solar",{"$nulls":13},0,0,0,0]
["SEGS VII","10443_B_7U100",10443,"B","7U100",null,"Solar Thermal",null,"WECC_SCE","California",6,"San Bernardino",71,"06071",36,9771,1988,9999,null,null,"N","Solar",{"$nulls":13},0,0,0,0]
["SEGS VIII","10444_B_HTFHTR",10444,"B","HTFHTR",null,"Solar Thermal",null,"WECC_SCE","California",6,"San Bernardino",71,"06071",88,9771,1989,9999,null,null,"N","Solar",{"$nulls":13},0,0,0,0]
["SEGS IX","10446_B_HTFHTR",10446,"B","HTFHTR",null,"Solar Thermal",null,"WECC_SCE","California",6,"San Bernardino",71,"06071",88,9771,1990,9999,null,null,"N","Solar",{"$nulls":13},0,0,0,0]
["LAC Courte Oreilles Hydroelect","10453_G_U1",10453,"G","U1",null,"Hydro",null,"MIS_MNWI","Wisconsin",55,"Sawyer",113,"55113",0.2,0,1986,9999,null,null,"N","Hydro",{"$nulls":13},0,0,0,0]
["LAC Courte Oreilles Hydroelect","10453_G_U2",10453,"G","U2",null,"Hydro",null,"MIS_MNWI","Wisconsin",55,"Sawyer",113,"55113",1.5,0,1986,9999,null,null,"N","Hydro",{"$nulls":13},0,0,0,0]
["LAC Courte Oreilles Hydroelect","10453_G_U3",10453,"G","U3",null,"Hydro",null,"MIS_MNWI","Wisconsin",55,"Sawyer",113,"55113",1.5,0,1986,9999,null,null,"N","Hydro",{"$nulls":13},0,0,0,0]
["Muck Valley Hydroelectric","10458_G_GEN1",10458,"G","GEN1",null,"Hydro",null,"WEC_CALN","California",6,"Lassen",35,"06035",29.9,0,1988,9999,null,null,"N","Hydro",{"$nulls":13},0,0,0,0]
["ReEnergy Black River","10464_B_E0001",10464,"B","E0001",3547,"Biomass",null,"NY_Z_C&E","New York",36,"Jefferson",45,"36045",18.3,17096,2013,9999,"FBC","dry","N","Biomass","Wet Scrubber",1989,0.98,"CF",{"$nulls":3},"B + C","NA",{"$nulls":3},3.8,0.13775,0.13775,0.13775,0.13775,0.05,0.43,0.43]
["ReEnergy Black River","10464_B_E0002",10464,"B","E0002",3548,"Biomass",null,"NY_Z_C&E","New York",36,"Jefferson",45,"36045",18.3,17096,2013,9999,"FBC","dry","N","Biomass","Wet Scrubber",1989,0.98,"CF",{"$nulls":3},"B + C","NA",{"$nulls":3},3.8,0.13824,0.13824,0.13824,0.13824,0.05,0.43,0.43]
["ReEnergy Black River","10464_B_E0003",10464,"B","E0003",3549,"Biomass",null,"NY_Z_C&E","New York",36,"Jefferson",45,"36045",18.3,17096,2013,9999,"FBC","dry","N","Biomass","Wet Scrubber",1989,0.98,"CF",{"$nulls":3},"B + C","NA",{"$nulls":3},3.8,0.13713,0.13713,0.13713,0.13713,0.05,0.43,0.43]
["Fourth Branch Hydroelectric Facility","10467_G_1",10467,"G","1",null,"Hydro",null,"NY_Z_F","New York",36,"Saratoga",91,"36091",3.3,0,1987,9999,null,null,"N","Hydro",{"$nulls":13},0,0,0,0]
["Lansing","1047_B_4",1047,"B","4",739,"Coal Steam",null,"MIS_IA","Iowa",19,"Allamakee",5,"19005",229,12117,1977,9999,"wall","dry","N","Bituminous, Subbituminous","Dry Scrubber",2015,0.98,"LNB + NH3","SCR",2010,null,"ESPH + B","No","ACI",2010,null,0.075,0.4151,0.04317,0.4151,0.04317,0.1,0.1,0.1,0.99]
["Puente Hills Energy Recovery","10472_B_B300",10472,"B","B300",null,"Landfill Gas",null,"WECC_SCE","California",6,"Los Angeles",37,"06037",22.5,14242,1986,9999,null,null,"N","Landfill Gas",{"$nulls":3},"FR",{"$nulls":9},0.08623,0.08623,0.08623,0.08623]
["Puente Hills Energy Recovery","10472_B_B400",10472,"B","B400",null,"Landfill Gas",null,"WECC_SCE","California",6,"Los Angeles",37,"06037",22.5,14242,1986,9999,null,null,"N","Landfill Gas",{"$nulls":3},"FR",{"$nulls":9},0.08623,0.08623,0.08623,0.08623]
["Wisconsin Rapids Pulp Mill","10477_B_P1",10477,"B","P1",null,"Non-Fossil Waste",null,"MIS_WUMS","Wisconsin",55,"Wood",141,"55141",10.8,5425,1966,9999,null,null,"Y","Non-Fossil Waste",{"$nulls":7},"ESPC + C","No",{"$nulls":3},3.2,0,0,0,0]
["Wisconsin Rapids Pulp Mill","10477_B_P2",10477,"B","P2",null,"Non-Fossil Waste",null,"MIS_WUMS","Wisconsin",55,"Wood",141,"55141",10.8,5425,1966,9999,null,null,"Y","Non-Fossil Waste",{"$nulls":7},"ESPC + C","No",{"$nulls":3},3.2,0,0,0,0]
["Wisconsin Rapids Pulp Mill","10477_B_P3",10477,"B","P3",null,"Non-Fossil Waste",null,"MIS_WUMS","Wisconsin",55,"Wood",141,"55141",10.8,5425,1991,9999,null,null,"Y","Non-Fossil Waste",{"$nulls":12},0.789,0,0,0,0]
["Wisconsin Rapids Pulp Mill","10477_B_R1",10477,"B","R1",null,"Non-Fossil Waste",null,"MIS_WUMS","Wisconsin",55,"Wood",141,"55141",10.8,5425,1966,9999,null,null,"Y","Non-Fossil Waste",{"$nulls":7},"ESPC","No",{"$nulls":4},0,0,0,0]
["Wisconsin Rapids Pulp Mill","10477_B_R2",10477,"B","R2",null,"Non-Fossil Waste",null,"MIS_WUMS","Wisconsin",55,"Wood",141,"55141",10.8,5425,1975,9999,null,null,"Y","Non-Fossil Waste",{"$nulls":7},"ESPC","No",{"$nulls":4},0,0,0,0]
["Wisconsin Rapids Pulp Mill","10477_B_R3",10477,"B","R3",null,"Non-Fossil Waste",null,"MIS_WUMS","Wisconsin",55,"Wood",141,"55141",10.8,5425,1989,9999,null,null,"Y","Non-Fossil Waste",{"$nulls":7},"ESPC","No",{"$nulls":4},0,0,0,0]
["Ples I","10479_G_T101",10479,"G","T101",null,"Geothermal",null,"WECC_SCE","California",6,"Mono",51,"06051",4,9771,1990,9999,null,null,"N","Geothermal",{"$nulls":13},0,0,0,0,0.3713,0.3713,0.3713]
["Ples I","10479_G_T102",10479,"G","T102",null,"Geothermal",null,"WECC_SCE","California",6,"Mono",51,"06051",4,9771,1990,9999,null,null,"N","Geothermal",{"$nulls":13},0,0,0,0,0.3713,0.3713,0.3713]
["Ples I","10479_G_T103",10479,"G","T103",null,"Geothermal",null,"WECC_SCE","California",6,"Mono",51,"06051",4,9771,1990,9999,null,null,"N","Geothermal",{"$nulls":13},0,0,0,0,0.3713,0.3713,0.3713]
["Mammoth Pacific I","10480_G_GEN1",10480,"G","GEN1",null,"Geothermal",null,"WECC_SCE","California",6,"Mono",51,"06051",3.2,9771,1984,9999,null,null,"N","Geothermal",{"$nulls":13},0,0,0,0,0.3713,0.3713,0.3713]
["Mammoth Pacific I","10480_G_GEN2",10480,"G","GEN2",null,"Geothermal",null,"WECC_SCE","California",6,"Mono",51,"06051",3.2,9771,1984,9999,null,null,"N","Geothermal",{"$nulls":13},0,0,0,0,0.3713,0.3713,0.3713]
["Mammoth Pacific II","10481_G_1",10481,"G","1",null,"Geothermal",null,"WECC_SCE","California",6,"Mono",51,"06051",3,9771,1990,9999,null,null,"N","Geothermal",{"$nulls":13},0,0,0,0,0.3713,0.3713,0.3713]
["Mammoth Pacific II","10481_G_2",10481,"G","2",null,"Geothermal",null,"WECC_SCE","California",6,"Mono",51,"06051",3,9771,1990,9999,null,null,"N","Geothermal",{"$nulls":13},0,0,0,0,0.3713,0.3713,0.3713]
["Mammoth Pacific II","10481_G_3",10481,"G","3",null,"Geothermal",null,"WECC_SCE","California",6,"Mono",51,"06051",3,9771,1990,9999,null,null,"N","Geothermal",{"$nulls":13},0,0,0,0,0.3713,0.3713,0.3713]
["Upper Beaver Falls Project","10490_G_1G",10490,"G","1G",null,"Hydro",null,"NY_Z_C&E","New York",36,"Lewis",49,"36049",1.5,0,1985,9999,null,null,"N","Hydro",{"$nulls":13},0,0,0,0]
["Rumford Falls Hydro Facility","10493_G_GEN1",10493,"G","GEN1",null,"Hydro",null,"NENG_ME","Maine",23,"Oxford",17,"23017",8.1,0,1918,9999,null,null,"N","Hydro",{"$nulls":13},0,0,0,0]
["Rumford Falls Hydro Facility","10493_G_GEN2",10493,"G","GEN2",null,"Hydro",null,"NENG_ME","Maine",23,"Oxford",17,"23017",8.1,0,1918,9999,null,null,"N","Hydro",{"$nulls":13},0,0,0,0]
["Rumford Falls Hydro Facility","10493_G_GEN3",10493,"G","GEN3",null,"Hydro",null,"NENG_ME","Maine",23,"Oxford",17,"23017",8.8,0,1926,9999,null,null,"N","Hydro",{"$nulls":13},0,0,0,0]
["Rumford Falls Hydro Facility","10493_G_GEN4",10493,"G","GEN4",null,"Hydro",null,"NENG_ME","Maine",23,"Oxford",17,"23017",4.3,0,1950,9999,null,null,"N","Hydro",{"$nulls":13},0,0,0,0]
["Rumford Falls Hydro Facility","10493_G_GEN5",10493,"G","GEN5",null,"Hydro",null,"NENG_ME","Maine",23,"Oxford",17,"23017",7.6,0,1954,9999,null,null,"N","Hydro",{"$nulls":13},0,0,0,0]
["Rumford Falls Hydro Facility","10493_G_GEN6",10493,"G","GEN6",null,"Hydro",null,"NENG_ME","Maine",23,"Oxford",17,"23017",7.6,0,1954,9999,null,null,"N","Hydro",{"$nulls":13},0,0,0,0]
["Sheldon Springs Hydroelectric","10494_G_IG-1",10494,"G","IG-1",null,"Hydro",null,"NENGREST","Vermont",50,"Franklin",11,"50011",1.7,0,1988,9999,null,null,"N","Hydro",{"$nulls":13},0,0,0,0]
["Sheldon Springs Hydroelectric","10494_G_IG-2",10494,"G","IG-2",null,"Hydro",null,"NENGREST","Vermont",50,"Franklin",11,"50011",1.7,0,1988,9999,null,null,"N","Hydro",{"$nulls":13},0,0,0,0]
["Sheldon Springs Hydroelectric","10494_G_IG-3",10494,"G","IG-3",null,"Hydro",null,"NENGREST","Vermont",50,"Franklin",11,"50011",0.2,0,1988,9999,null,null,"N","Hydro",{"$nulls":13},0,0,0,0]
["Sheldon Springs Hydroelectric","10494_G_SG-1",10494,"G","SG-1",null,"Hydro",null,"NENGREST","Vermont",50,"Franklin",11,"50011",9.7,0,1988,9999,null,null,"N","Hydro",{"$nulls":13},0,0,0,0]
["Sheldon Springs Hydroelectric","10494_G_SG-2",10494,"G","SG-2",null,"Hydro",null,"NENGREST","Vermont",50,"Franklin",11,"50011",9.7,0,1988,9999,null,null,"N","Hydro",{"$nulls":13},0,0,0,0]
["Sheldon Springs Hydroelectric","10494_G_SG-3",10494,"G","SG-3",null,"Hydro",null,"NENGREST","Vermont",50,"Franklin",11,"50011",1,0,1988,9999,null,null,"N","Hydro",{"$nulls":13},0,0,0,0]
["Rumford Cogeneration","10495_B_6",10495,"B","6",null,"Tires",null,"NENG_ME","Maine",23,"Oxford",17,"23017",26,5158,1990,9999,"FBC","dry","Y","Tires","Reagent Injection",1990,0.888,"CF",{"$nulls":3},"ESPH","Yes",{"$nulls":3},1.92,0.28495,0.28495,0.28495,0.28495,{"$nulls":4},"Yes",1990]
["Rumford Cogeneration","10495_B_7",10495,"B","7",null,"Tires",null,"NENG_ME","Maine",23,"Oxford",17,"23017",26,5158,1990,9999,"FBC","dry","Y","Tires","Reagent Injection",1990,0.888,"CF",{"$nulls":3},"ESPH","Yes",{"$nulls":3},1.92,0.28496,0.28496,0.28496,0.28496,{"$nulls":4},"Yes",1990]
["Rumford Cogeneration","10495_B_CRECV",10495,"B","CRECV",null,"Non-Fossil Waste",null,"NENG_ME","Maine",23,"Oxford",17,"23017",34,5155,1981,9999,"FBC","dry","Y","Non-Fossil Waste",null,null,0.888,{"$nulls":10},0,0,0,0]
["Kern River Cogeneration","10496_G_GTAG",10496,"G","GTAG",null,"Combustion Turbine",null,"WECC_SCE","California",6,"Kern",29,"06029",72,8700,1985,9999,null,null,"Y","Natural Gas",{"$nulls":12},0.74,0.01178,0.01178,0.01178,0.01178]
["Kern River Cogeneration","10496_G_GTBG",10496,"G","GTBG",null,"Combustion Turbine",null,"WECC_SCE","California",6,"Kern",29,"06029",72,8700,1985,9999,null,null,"Y","Natural Gas",{"$nulls":12},0.74,0.01178,0.01178,0.01178,0.01178]
["Kern River Cogeneration","10496_G_GTCG",10496,"G","GTCG",null,"Combustion Turbine",null,"WECC_SCE","California",6,"Kern",29,"06029",72,8700,1985,9999,null,null,"Y","Natural Gas",{"$nulls":12},0.74,0.01178,0.01178,0.01178,0.01178]
["Kern River Cogeneration","10496_G_GTDG",10496,"G","GTDG",null,"Combustion Turbine",null,"WECC_SCE","California",6,"Kern",29,"06029",72,8700,1985,9999,null,null,"Y","Natural Gas",{"$nulls":12},0.74,0.01178,0.01178,0.01178,0.01178]
["Mid-Set Cogeneration","10501_G_K100",10501,"G","K100",null,"Combustion Turbine",null,"WEC_CALN","California",6,"Kern",29,"06029",36,8700,1989,9999,null,null,"Y","Natural Gas",{"$nulls":12},0.74,0.01259,0.01259,0.01259,0.01259]
["Wheelabrator Hudson Falls","10503_B_SG201A",10503,"B","SG201A",null,"Municipal Solid Waste",null,"NY_Z_F","New York",36,"Washington",115,"36115",5.8,21012,1996,9999,null,null,"N","MSW","Dry Scrubber",1992,0.95,{"$nulls":4},"ESPC","Yes","ACI",2001,null,null,0.52,0.52,0.52,0.52,0.08,0.08,0.08]
["Wheelabrator Hudson Falls","10503_B_SG201B",10503,"B","SG201B",null,"Municipal Solid Waste",null,"NY_Z_F","New York",36,"Washington",115,"36115",5.8,21012,1996,9999,null,null,"N","MSW","Dry Scrubber",1992,0.95,{"$nulls":4},"ESPC","Yes","ACI",2001,null,null,0.52,0.52,0.52,0.52,0.08,0.08,0.08]
["Milton Hydro","10519_G_1",10519,"G","1",null,"Hydro",null,"NENGREST","New Hampshire",33,"Strafford",17,"33017",0.1,0,1914,9999,null,null,"N","Hydro",{"$nulls":13},0,0,0,0]
["Milton Hydro","10519_G_2",10519,"G","2",null,"Hydro",null,"NENGREST","New Hampshire",33,"Strafford",17,"33017",0.2,0,1914,9999,null,null,"N","Hydro",{"$nulls":13},0,0,0,0]
["Milton Hydro","10519_G_3",10519,"G","3",null,"Hydro",null,"NENGREST","New Hampshire",33,"Strafford",17,"33017",0.1,0,1984,9999,null,null,"N","Hydro",{"$nulls":13},0,0,0,0]
["Milton Hydro","10519_G_4",10519,"G","4",null,"Hydro",null,"NENGREST","New Hampshire",33,"Strafford",17,"33017",0.3,0,1987,9999,null,null,"N","Hydro",{"$nulls":13},0,0,0,0]
["Dayton Hydro","10520_G_1",10520,"G","1",null,"Hydro",null,"MIS_IL","Illinois",17,"Lasalle",99,"17099",1.6,0,1925,9999,null,null,"N","Hydro",{"$nulls":13},0,0,0,0]
["Dayton Hydro","10520_G_2",10520,"G","2",null,"Hydro",null,"MIS_IL","Illinois",17,"Lasalle",99,"17099",1,0,1925,9999,null,null,"N","Hydro",{"$nulls":13},0,0,0,0]
["Dayton Hydro","10520_G_3",10520,"G","3",null,"Hydro",null,"MIS_IL","Illinois",17,"Lasalle",99,"17099",1,0,1925,9999,null,null,"N","Hydro",{"$nulls":13},0,0,0,0]
["Lederle Laboratories","10521_G_3A",10521,"G","3A",null,"Combined Cycle",null,"NY_Z_G-I","New York",36,"Rockland",87,"36087",1.5,7716,1998,9999,null,null,"Y","Natural Gas",{"$nulls":13},0.02644,0.02644,0.02644,0.02644]
["Lederle Laboratories","10521_G_GEN1",10521,"G","GEN1",null,"Combined Cycle",null,"NY_Z_G-I","New York",36,"Rockland",87,"36087",8.3,7716,1991,9999,null,null,"Y","Natural Gas",{"$nulls":13},0.02644,0.02644,0.02644,0.02644]
["Lederle Laboratories","10521_G_GEN2",10521,"G","GEN2",null,"Combined Cycle",null,"NY_Z_G-I","New York",36,"Rockland",87,"36087",8.3,7716,1991,9999,null,null,"Y","Natural Gas",{"$nulls":13},0.02644,0.02644,0.02644,0.02644]
["Lederle Laboratories","10521_G_GEN3",10521,"G","GEN3",null,"Combined Cycle",null,"NY_Z_G-I","New York",36,"Rockland",87,"36087",2.2,7716,1990,9999,null,null,"Y","Natural Gas",{"$nulls":13},0.02644,0.02644,0.02644,0.02644]
["Lederle Laboratories","10521_G_TG4",10521,"G","TG4",null,"Combined Cycle",null,"NY_Z_G-I","New York",36,"Rockland",87,"36087",1.1,7716,1997,9999,null,null,"Y","Natural Gas",{"$nulls":13},0.02644,0.02644,0.02644,0.02644]
["Benton Falls Associates","10523_G_GEN1",10523,"G","GEN1",null,"Hydro",null,"NENG_ME","Maine",23,"Kennebec",11,"23011",3.3,0,1987,9999,null,null,"N","Hydro",{"$nulls":13},0,0,0,0]
["Benton Falls Associates","10523_G_GEN2",10523,"G","GEN2",null,"Hydro",null,"NENG_ME","Maine",23,"Kennebec",11,"23011",0.7,0,1987,9999,null,null,"N","Hydro",{"$nulls":13},0,0,0,0]
["Craven County Wood Energy LP","10525_B_4A",10525,"B","4A",89655,"Biomass",null,"S_VACA","North Carolina",37,"Craven",49,"37049",47,14287,1990,9999,"stoker/SPR",null,"N","Biomass",{"$nulls":7},"ESPC + C","No",{"$nulls":4},0.23246,0.23246,0.23246,0.23246]
["Dodge Falls Associates","10526_G_1UNI",10526,"G","1UNI",null,"Hydro",null,"NENGREST","New Hampshire",33,"Grafton",9,"33009",5,0,1990,9999,null,null,"N","Hydro",{"$nulls":13},0,0,0,0]
["Feeder Dam Hydro Plant","10530_G_1",10530,"G","1",null,"Hydro",null,"NY_Z_F","New York",36,"Saratoga",91,"36091",0.9,0,1924,9999,null,null,"N","Hydro",{"$nulls":13},0,0,0,0]
["Feeder Dam Hydro Plant","10530_G_2",10530,"G","2",null,"Hydro",null,"NY_Z_F","New York",36,"Saratoga",91,"36091",0.9,0,1924,9999,null,null,"N","Hydro",{"$nulls":13},0,0,0,0]
["Feeder Dam Hydro Plant","10530_G_3",10530,"G","3",null,"Hydro",null,"NY_Z_F","New York",36,"Saratoga",91,"36091",1,0,1924,9999,null,null,"N","Hydro",{"$nulls":13},0,0,0,0]
["Feeder Dam Hydro Plant","10530_G_4",10530,"G","4",null,"Hydro",null,"NY_Z_F","New York",36,"Saratoga",91,"36091",0.9,0,1924,9999,null,null,"N","Hydro",{"$nulls":13},0,0,0,0]
["Feeder Dam Hydro Plant","10530_G_5",10530,"G","5",null,"Hydro",null,"NY_Z_F","New York",36,"Saratoga",91,"36091",1,0,1924,9999,null,null,"N","Hydro",{"$nulls":13},0,0,0,0]
["Beebee Island Hydro Plant","10531_G_1",10531,"G","1",null,"Hydro",null,"NY_Z_C&E","New York",36,"Jefferson",45,"36045",4.3,0,1931,9999,null,null,"N","Hydro",{"$nulls":13},0,0,0,0]
["Beebee Island Hydro Plant","10531_G_2",10531,"G","2",null,"Hydro",null,"NY_Z_C&E","New York",36,"Jefferson",45,"36045",4.3,0,1931,9999,null,null,"N","Hydro",{"$nulls":13},0,0,0,0]
["Granger Electric Generating Station #2","10532_G_2-1",10532,"G","2-1",null,"Landfill Gas",null,"MIS_LMI","Michigan",26,"Clinton",37,"26037",0.8,13500,1991,9999,null,null,"N","Landfill Gas",{"$nulls":13},0.24082,0.24082,0.24082,0.24082]
["Granger Electric Generating Station #2","10532_G_2-3",10532,"G","2-3",null,"Landfill Gas",null,"MIS_LMI","Michigan",26,"Clinton",37,"26037",0.8,13500,1991,9999,null,null,"N","Landfill Gas",{"$nulls":13},0.24082,0.24082,0.24082,0.24082]
["Granger Electric Generating Station #2","10532_G_2-4",10532,"G","2-4",null,"Landfill Gas",null,"MIS_LMI","Michigan",26,"Clinton",37,"26037",0.8,13500,1996,9999,null,null,"N","Landfill Gas",{"$nulls":13},0.24082,0.24082,0.24082,0.24082]
["Granger Electric Generating Station #2","10532_G_2-5",10532,"G","2-5",null,"Landfill Gas",null,"MIS_LMI","Michigan",26,"Clinton",37,"26037",0.8,13500,1997,9999,null,null,"N","Landfill Gas",{"$nulls":13},0.24082,0.24082,0.24082,0.24082]
["Dexter Plant","10538_G_GEN1",10538,"G","GEN1",null,"Hydro",null,"NY_Z_C&E","New York",36,"Jefferson",45,"36045",0.5,0,1931,9999,null,null,"N","Hydro",{"$nulls":13},0,0,0,0]
["Dexter Plant","10538_G_GEN2",10538,"G","GEN2",null,"Hydro",null,"NY_Z_C&E","New York",36,"Jefferson",45,"36045",0.5,0,1931,9999,null,null,"N","Hydro",{"$nulls":13},0,0,0,0]
["Dexter Plant","10538_G_GEN3",10538,"G","GEN3",null,"Hydro",null,"NY_Z_C&E","New York",36,"Jefferson",45,"36045",0.2,0,1958,9999,null,null,"N","Hydro",{"$nulls":13},0,0,0,0]
["Dexter Plant","10538_G_GEN4",10538,"G","GEN4",null,"Hydro",null,"NY_Z_C&E","New York",36,"Jefferson",45,"36045",0.2,0,1986,9999,null,null,"N","Hydro",{"$nulls":13},0,0,0,0]
["Dexter Plant","10538_G_GEN5",10538,"G","GEN5",null,"Hydro",null,"NY_Z_C&E","New York",36,"Jefferson",45,"36045",0.2,0,1986,9999,null,null,"N","Hydro",{"$nulls":13},0,0,0,0]
["Dexter Plant","10538_G_GEN6",10538,"G","GEN6",null,"Hydro",null,"NY_Z_C&E","New York",36,"Jefferson",45,"36045",1.2,0,1988,9999,null,null,"N","Hydro",{"$nulls":13},0,0,0,0]
["Dexter Plant","10538_G_GEN7",10538,"G","GEN7",null,"Hydro",null,"NY_Z_C&E","New York",36,"Jefferson",45,"36045",1.2,0,1988,9999,null,null,"N","Hydro",{"$nulls":13},0,0,0,0]
["Theresa Plant","10539_G_GEN1",10539,"G","GEN1",null,"Hydro",null,"NY_Z_C&E","New York",36,"Jefferson",45,"36045",1,0,1929,9999,null,null,"N","Hydro",{"$nulls":13},0,0,0,0]
["Theresa Plant","10539_G_GEN2",10539,"G","GEN2",null,"Hydro",null,"NY_Z_C&E","New York",36,"Jefferson",45,"36045",0.3,0,1927,9999,null,null,"N","Hydro",{"$nulls":13},0,0,0,0]
["Diamond Island Plant","10540_G_GEN1",10540,"G","GEN1",null,"Hydro",null,"NY_Z_C&E","New York",36,"Jefferson",45,"36045",0.4,0,1914,9999,null,null,"N","Hydro",{"$nulls":13},0,0,0,0]
["Diamond Island Plant","10540_G_GEN2",10540,"G","GEN2",null,"Hydro",null,"NY_Z_C&E","New York",36,"Jefferson",45,"36045",0.4,0,1914,9999,null,null,"N","Hydro",{"$nulls":13},0,0,0,0]
["Diamond Island Plant","10540_G_GEN3",10540,"G","GEN3",null,"Hydro",null,"NY_Z_C&E","New York",36,"Jefferson",45,"36045",0.4,0,1914,9999,null,null,"N","Hydro",{"$nulls":13},0,0,0,0]
["Hailesboro 4 Plant","10544_G_GEN1",10544,"G","GEN1",null,"Hydro",null,"NY_Z_C&E","New York",36,"St Lawrence",89,"36089",0.8,0,1922,9999,null,null,"N","Hydro",{"$nulls":13},0,0,0,0]
["Hailesboro 4 Plant","10544_G_GEN2",10544,"G","GEN2",null,"Hydro",null,"NY_Z_C&E","New York",36,"St Lawrence",89,"36089",0.6,0,1922,9999,null,null,"N","Hydro",{"$nulls":13},0,0,0,0]
["Copenhagen Plant","10545_G_GEN1",10545,"G","GEN1",null,"Hydro",null,"NY_Z_C&E","New York",36,"Lewis",49,"36049",1.4,0,1984,9999,null,null,"N","Hydro",{"$nulls":13},0,0,0,0]
["Copenhagen Plant","10545_G_GEN2",10545,"G","GEN2",null,"Hydro",null,"NY_Z_C&E","New York",36,"Lewis",49,"36049",1.4,0,1984,9999,null,null,"N","Hydro",{"$nulls":13},0,0,0,0]
["Copenhagen Plant","10545_G_GEN3",10545,"G","GEN3",null,"Hydro",null,"NY_Z_C&E","New York",36,"Lewis",49,"36049",0.3,0,1984,9999,null,null,"N","Hydro",{"$nulls":13},0,0,0,0]
["Beaver Valley Patterson Dam","10546_G_GEN1",10546,"G","GEN1",null,"Hydro",null,"PJM_West","Pennsylvania",42,"Beaver",7,"42007",0.4,0,1982,9999,null,null,"N","Hydro",{"$nulls":13},0,0,0,0]
["Beaver Valley Patterson Dam","10546_G_GEN2",10546,"G","GEN2",null,"Hydro",null,"PJM_West","Pennsylvania",42,"Beaver",7,"42007",0.4,0,1982,9999,null,null,"N","Hydro",{"$nulls":13},0,0,0,0]
["Beaver Valley Patterson Dam","10546_G_GEN3",10546,"G","GEN3",null,"Hydro",null,"PJM_West","Pennsylvania",42,"Beaver",7,"42007",0.4,0,1982,9999,null,null,"N","Hydro",{"$nulls":13},0,0,0,0]
["Pyrites Plant","10547_G_GEN1",10547,"G","GEN1",null,"Hydro",null,"NY_Z_C&E","New York",36,"St Lawrence",89,"36089",1.1,0,1949,9999,null,null,"N","Hydro",{"$nulls":13},0,0,0,0]
["Pyrites Plant","10547_G_GEN2",10547,"G","GEN2",null,"Hydro",null,"NY_Z_C&E","New York",36,"St Lawrence",89,"36089",3.3,0,1985,9999,null,null,"N","Hydro",{"$nulls":13},0,0,0,0]
["Pyrites Plant","10547_G_GEN3",10547,"G","GEN3",null,"Hydro",null,"NY_Z_C&E","New York",36,"St Lawrence",89,"36089",3.3,0,1985,9999,null,null,"N","Hydro",{"$nulls":13},0,0,0,0]
["San Jose Cogeneration","10548_G_GEN1",10548,"G","GEN1",null,"Combustion Turbine",null,"WEC_CALN","California",6,"Santa Clara",85,"06085",5.6,16297,1984,9999,null,null,"Y","Natural Gas, Distillate Fuel Oil",{"$nulls":12},0.74,0.07812,0.07812,0.07812,0.07812]
["Al Turi","10549_G_2",10549,"G","2",null,"Landfill Gas",null,"NY_Z_G-I","New York",36,"Orange",71,"36071",0.8,13500,2011,9999,null,null,"N","Landfill Gas",{"$nulls":13},0.24082,0.24082,0.24082,0.24082]
["Al Turi","10549_G_3",10549,"G","3",null,"Landfill Gas",null,"NY_Z_G-I","New York",36,"Orange",71,"36071",0.8,13500,2011,9999,null,null,"N","Landfill Gas",{"$nulls":13},0.24082,0.24082,0.24082,0.24082]
["High Shoals Hydro (NC)","10550_G_GEN1",10550,"G","GEN1",null,"Hydro",null,"S_VACA","North Carolina",37,"Lincoln",109,"37109",1.8,0,1934,9999,null,null,"N","Hydro",{"$nulls":13},0,0,0,0]
["Formosa Utility Venture Ltd","10554_G_BO3",10554,"G","BO3",null,"Combined Cycle",null,"ERC_REST","Texas",48,"Calhoun",57,"48057",32,6487,1987,9999,null,null,"Y","Natural Gas",{"$nulls":13},0.11484,0.11484,0.11484,0.11484]
["Formosa Utility Venture Ltd","10554_G_ST1",10554,"G","ST1",null,"Combined Cycle",null,"ERC_REST","Texas",48,"Calhoun",57,"48057",28.5,6487,1994,9999,null,null,"Y","Natural Gas",{"$nulls":3},"STM",{"$nulls":9},0.11484,0.11484,0.11484,0.11484]
["Formosa Utility Venture Ltd","10554_G_ST2",10554,"G","ST2",null,"Combined Cycle",null,"ERC_REST","Texas",48,"Calhoun",57,"48057",57.5,6487,1994,9999,null,null,"Y","Natural Gas",{"$nulls":3},"STM",{"$nulls":9},0.0694,0.0694,0.0694,0.0694]
["Formosa Utility Venture Ltd","10554_G_ST3",10554,"G","ST3",null,"Combined Cycle",null,"ERC_REST","Texas",48,"Calhoun",57,"48057",47.3,6487,2002,9999,null,null,"Y","Natural Gas",{"$nulls":3},"STM",{"$nulls":9},0.08253,0.08253,0.08253,0.08253]
["Formosa Utility Venture Ltd","10554_G_TBG1",10554,"G","TBG1",null,"Combined Cycle",null,"ERC_REST","Texas",48,"Calhoun",57,"48057",72,6487,1993,9999,null,null,"Y","Natural Gas",{"$nulls":13},0.11484,0.11484,0.11484,0.11484]
["Formosa Utility Venture Ltd","10554_G_TBG2",10554,"G","TBG2",null,"Combined Cycle",null,"ERC_REST","Texas",48,"Calhoun",57,"48057",72,6487,1993,9999,null,null,"Y","Natural Gas",{"$nulls":13},0.0694,0.0694,0.0694,0.0694]
["Formosa Utility Venture Ltd","10554_G_TBG3",10554,"G","TBG3",null,"Combined Cycle",null,"ERC_REST","Texas",48,"Calhoun",57,"48057",72,6487,1993,9999,null,null,"Y","Natural Gas",{"$nulls":13},0.0694,0.0694,0.0694,0.0694]
["Formosa Utility Venture Ltd","10554_G_TBG4",10554,"G","TBG4",null,"Combined Cycle",null,"ERC_REST","Texas",48,"Calhoun",57,"48057",72,6487,1994,9999,null,null,"Y","Natural Gas",{"$nulls":13},0.0694,0.0694,0.0694,0.0694]
["Formosa Utility Venture Ltd","10554_G_TBG5",10554,"G","TBG5",null,"Combined Cycle",null,"ERC_REST","Texas",48,"Calhoun",57,"48057",72,6487,1994,9999,null,null,"Y","Natural Gas",{"$nulls":13},0.08253,0.08253,0.08253,0.08253]
["Formosa Utility Venture Ltd","10554_G_TBG6",10554,"G","TBG6",null,"Combined Cycle",null,"ERC_REST","Texas",48,"Calhoun",57,"48057",72,6487,2003,9999,null,null,"Y","Natural Gas",{"$nulls":13},0.08253,0.08253,0.08253,0.08253]
["Brassua Hydroelectric Project","10555_G_1",10555,"G","1",null,"Hydro",null,"NENG_ME","Maine",23,"Somerset",25,"23025",3.6,0,1989,9999,null,null,"N","Hydro",{"$nulls":13},0,0,0,0]
["Boott Hydropower","10556_G_GEN1",10556,"G","GEN1",null,"Hydro",null,"NENGREST","Massachusetts",25,"Middlesex",17,"25017",7.1,0,1985,9999,null,null,"N","Hydro",{"$nulls":13},0,0,0,0]
["Boott Hydropower","10556_G_GEN2",10556,"G","GEN2",null,"Hydro",null,"NENGREST","Massachusetts",25,"Middlesex",17,"25017",7.1,0,1985,9999,null,null,"N","Hydro",{"$nulls":13},0,0,0,0]
["Boott Hydropower","10556_G_GEN3",10556,"G","GEN3",null,"Hydro",null,"NENGREST","Massachusetts",25,"Middlesex",17,"25017",7.5,0,1985,9999,null,null,"N","Hydro",{"$nulls":13},0,0,0,0]
["Fernandina Plant","10562_B_PB6",10562,"B","PB6",null,"Biomass",null,"FRCC","Florida",12,"Nassau",89,"12089",21,4890,2006,9999,null,null,"Y","Biomass",{"$nulls":3},"CF + FR + NH3","SNCR",null,"2007","ESPH","Yes",{"$nulls":4},0.10744,0.10744,0.10744,0.10744]
["Fernandina Plant","10562_B_REC5",10562,"B","REC5",null,"Biomass",null,"FRCC","Florida",12,"Nassau",89,"12089",21,4890,1976,9999,null,null,"Y","Biomass",{"$nulls":7},"WS","NA",{"$nulls":4},1.29,1.29,1.29,1.29]
["Chambers Cogeneration LP","10566_B_BOIL1",10566,"B","BOIL1",3554,"Coal Steam",null,"PJM_EMAC","New Jersey",34,"Salem",33,"34033",122,10813,1994,9999,"wall","dry","Y","Bituminous","Dry Scrubber",1994,0.93,"LNB + OFA","SCR",1994,null,"B","NA",{"$nulls":3},0.263,0.12356,0.12356,0.12356,0.12356,0.05,0.75,1,0.9800000000000001]
["Chambers Cogeneration LP","10566_B_BOIL2",10566,"B","BOIL2",3555,"Coal Steam",null,"PJM_EMAC","New Jersey",34,"Salem",33,"34033",122,10813,1994,9999,"wall","dry","Y","Bituminous","Dry Scrubber",1994,0.93,"LNB + OFA","SCR",1994,null,"B","NA",{"$nulls":3},0.263,0.12601,0.12601,0.12601,0.12601,0.05,0.75,1,0.9800000000000001]
["Algonquin Windsor Locks","10567_G_GTG",10567,"G","GTG",3556,"Combined Cycle",null,"NENG_CT","Connecticut",9,"Hartford",3,"09003",35,7008,1990,9999,null,null,"Y","Natural Gas, Distillate Fuel Oil",{"$nulls":3},"STM",{"$nulls":8},0.28,0.14691,0.14691,0.14691,0.14691]
["Algonquin Windsor Locks","10567_G_GTG2",10567,"G","GTG2",null,"Combined Cycle",null,"NENG_CT","Connecticut",9,"Hartford",3,"09003",13,7008,2012,9999,null,null,"Y","Natural Gas, Distillate Fuel Oil",{"$nulls":13},0.14691,0.14691,0.14691,0.14691]
["Algonquin Windsor Locks","10567_G_STG",10567,"G","STG",null,"Combined Cycle",null,"NENG_CT","Connecticut",9,"Hartford",3,"09003",16,7008,1990,9999,null,null,"Y","Natural Gas, Distillate Fuel Oil",{"$nulls":3},"STM",{"$nulls":8},0.28,0.14691,0.14691,0.14691,0.14691]
["Errol Hydroelectric Project","10570_G_1",10570,"G","1",null,"Hydro",null,"NENGREST","New Hampshire",33,"Coos",7,"33007",3,0,1986,9999,null,null,"N","Hydro",{"$nulls":13},0,0,0,0]
["Cameron Ridge LLC","10586_G_EXIS",10586,"G","EXIS",null,"Onshore Wind",null,"WECC_SCE","California",6,"Kern",29,"06029",59.6,0,1984,9999,null,null,"N","Wind",{"$nulls":13},0,0,0,0]
["Agrilectric Power Partners Ltd","10593_B_BLR1",10593,"B","BLR1",null,"Biomass",null,"MIS_WOTA","Louisiana",22,"Calcasieu",19,"22019",10.9,16473,1984,9999,null,null,"N","Biomass",{"$nulls":7},"B","NA",{"$nulls":4},0.25617,0.25617,0.25617,0.25617]
["Ridgetop Energy LLC","10597_G_WGN1",10597,"G","WGN1",null,"Onshore Wind",null,"WECC_SCE","California",6,"Kern",29,"06029",29,0,1984,9999,null,null,"N","Wind",{"$nulls":13},0,0,0,0]
["Tesoro Wilmington Calciner","10601_G_GEN1",10601,"G","GEN1",null,"Non-Fossil Waste",null,"WECC_SCE","California",6,"Los Angeles",37,"06037",30.7,9319,1982,9999,null,null,"Y","Non-Fossil Waste",{"$nulls":12},0.79,0,0,0,0]
["Ebensburg Power","10603_B_031",10603,"B","031",3557,"Coal Steam",null,"PJM_PENE","Pennsylvania",42,"Cambria",21,"42021",50,14500,1991,9999,"FBC","dry","Y","Waste Coal","Reagent Injection",1991,0.9,"CF",{"$nulls":3},"B","NA",{"$nulls":3},1,0.09915,0.09915,0.09915,0.09915,0.01,0.01,0.01,0.98,"Yes",1991]
["Gilman Mill","10608_G_GEN1",10608,"G","GEN1",null,"Hydro",null,"NENGREST","Vermont",50,"Essex",9,"50009",2.1,0,1986,9999,null,null,"N","Hydro",{"$nulls":13},0,0,0,0]
["Gilman Mill","10608_G_GEN2",10608,"G","GEN2",null,"Hydro",null,"NENGREST","Vermont",50,"Essex",9,"50009",0.9,0,1966,9999,null,null,"N","Hydro",{"$nulls":13},0,0,0,0]
["Gilman Mill","10608_G_GEN3",10608,"G","GEN3",null,"Hydro",null,"NENGREST","Vermont",50,"Essex",9,"50009",0.7,0,1941,9999,null,null,"N","Hydro",{"$nulls":13},0,0,0,0]
["Gilman Mill","10608_G_GEN4",10608,"G","GEN4",null,"Hydro",null,"NENGREST","Vermont",50,"Essex",9,"50009",0.6,0,1941,9999,null,null,"N","Hydro",{"$nulls":13},0,0,0,0]
["Domtar - Woodland Mill","10613_B_3RB",10613,"B","3RB",null,"Non-Fossil Waste",null,"NENG_ME","Maine",23,"Washington",29,"23029",23,4924,1989,9999,null,null,"Y","Non-Fossil Waste",{"$nulls":3},"other",{"$nulls":3},"ESPH","No",{"$nulls":3},2.106,0,0,0,0]
["Domtar - Woodland Mill","10613_B_9PB",10613,"B","9PB",null,"Non-Fossil Waste",null,"NENG_ME","Maine",23,"Washington",29,"23029",23,4924,1969,9999,null,null,"Y","Non-Fossil Waste","Wet Scrubber",1989,0.98,"other",{"$nulls":9},0,0,0,0]
["Domtar - Woodland Mill","10613_G_HG1",10613,"G","HG1",null,"Hydro",null,"NENG_ME","Maine",23,"Washington",29,"23029",2.9,0,1912,9999,null,null,"N","Hydro",{"$nulls":13},0,0,0,0]
["Domtar - Woodland Mill","10613_G_HG10",10613,"G","HG10",null,"Hydro",null,"NENG_ME","Maine",23,"Washington",29,"23029",1.1,0,1970,9999,null,null,"N","Hydro",{"$nulls":13},0,0,0,0]
["Domtar - Woodland Mill","10613_G_HG2",10613,"G","HG2",null,"Hydro",null,"NENG_ME","Maine",23,"Washington",29,"23029",2.9,0,1912,9999,null,null,"N","Hydro",{"$nulls":13},0,0,0,0]
["Domtar - Woodland Mill","10613_G_HG3",10613,"G","HG3",null,"Hydro",null,"NENG_ME","Maine",23,"Washington",29,"23029",3.1,0,1929,9999,null,null,"N","Hydro",{"$nulls":13},0,0,0,0]
["Domtar - Woodland Mill","10613_G_HG4",10613,"G","HG4",null,"Hydro",null,"NENG_ME","Maine",23,"Washington",29,"23029",0.8,0,1906,9999,null,null,"N","Hydro",{"$nulls":13},0,0,0,0]
["Domtar - Woodland Mill","10613_G_HG5",10613,"G","HG5",null,"Hydro",null,"NENG_ME","Maine",23,"Washington",29,"23029",0.8,0,1906,9999,null,null,"N","Hydro",{"$nulls":13},0,0,0,0]
["Domtar - Woodland Mill","10613_G_HG6",10613,"G","HG6",null,"Hydro",null,"NENG_ME","Maine",23,"Washington",29,"23029",0.8,0,1906,9999,null,null,"N","Hydro",{"$nulls":13},0,0,0,0]
["Domtar - Woodland Mill","10613_G_HG7",10613,"G","HG7",null,"Hydro",null,"NENG_ME","Maine",23,"Washington",29,"23029",1.5,0,1970,9999,null,null,"N","Hydro",{"$nulls":13},0,0,0,0]
["Domtar - Woodland Mill","10613_G_HG8",10613,"G","HG8",null,"Hydro",null,"NENG_ME","Maine",23,"Washington",29,"23029",1.9,0,1970,9999,null,null,"N","Hydro",{"$nulls":13},0,0,0,0]
["Domtar - Woodland Mill","10613_G_HG9",10613,"G","HG9",null,"Hydro",null,"NENG_ME","Maine",23,"Washington",29,"23029",1.9,0,1970,9999,null,null,"N","Hydro",{"$nulls":13},0,0,0,0]
["CH Resources Beaver Falls","10617_G_GEN1",10617,"G","GEN1",3560,"Combined Cycle",null,"NY_Z_C&E","New York",36,"Lewis",49,"36049",50.2,9740,1995,9999,null,null,"Y","Natural Gas, Distillate Fuel Oil",{"$nulls":3},"STM","SCR",{"$nulls":8},0.2271,0.03233,0.2271,0.03233]
["CH Resources Beaver Falls","10617_G_GEN2",10617,"G","GEN2",null,"Combined Cycle",null,"NY_Z_C&E","New York",36,"Lewis",49,"36049",31,9740,1995,9999,null,null,"Y","Natural Gas, Distillate Fuel Oil",{"$nulls":3},"STM","SCR",1998,{"$nulls":7},0.2271,0.03233,0.2271,0.03233]
["Carthage Energy LLC","10620_G_GEN1",10620,"G","GEN1",3563,"Combined Cycle",null,"NY_Z_C&E","New York",36,"Jefferson",45,"36045",38.2,9669,1991,9999,null,null,"N","Natural Gas, Distillate Fuel Oil",{"$nulls":3},"STM",{"$nulls":9},0.12554,0.12554,0.12554,0.12554]
["Carthage Energy LLC","10620_G_GEN2",10620,"G","GEN2",null,"Combined Cycle",null,"NY_Z_C&E","New York",36,"Jefferson",45,"36045",21,9669,1991,9999,null,null,"N","Natural Gas, Distillate Fuel Oil",{"$nulls":3},"STM",{"$nulls":9},0.12554,0.12554,0.12554,0.12554]
["CH Resources Syracuse","10621_G_GEN1",10621,"G","GEN1",3564,"Combined Cycle",null,"NY_Z_C&E","New York",36,"Onondaga",67,"36067",52.2,8486,1994,9999,null,null,"N","Natural Gas, Distillate Fuel Oil",{"$nulls":3},"STM","SCR",1997,{"$nulls":7},0.05456,0.05456,0.05456,0.05456]
["CH Resources Syracuse","10621_G_GEN2",10621,"G","GEN2",null,"Combined Cycle",null,"NY_Z_C&E","New York",36,"Onondaga",67,"36067",32.2,8486,1994,9999,null,null,"N","Natural Gas, Distillate Fuel Oil",{"$nulls":3},"STM","SCR",1997,{"$nulls":7},0.05456,0.05456,0.05456,0.05456]
["Civic Center","10623_G_GEN1",10623,"G","GEN1",null,"Combined Cycle",null,"WEC_LADW","California",6,"Los Angeles",37,"06037",22.1,9330,1989,9999,null,null,"Y","Natural Gas",{"$nulls":13},0.02036,0.02036,0.02036,0.02036]
["Civic Center","10623_G_GEN2",10623,"G","GEN2",null,"Combined Cycle",null,"WEC_LADW","California",6,"Los Angeles",37,"06037",1.5,9330,1989,9999,null,null,"Y","Natural Gas",{"$nulls":3},"LNB",{"$nulls":9},0.02036,0.02036,0.02036,0.02036]
["Wheelabrator Baltimore Refuse","10629_B_BLR1",10629,"B","BLR1",null,"Municipal Solid Waste",null,"PJM_SMAC","Maryland",24,"Baltimore City",510,"24510",20.4,20232,1985,9999,null,null,"Y","MSW","Dry Scrubber",2000,0.9,null,"SNCR",null,"1997","ESPH","Yes","ACI",2000,null,null,0.47692,0.35769,0.47692,0.35769,0.08,0.08,0.08]
["Wheelabrator Baltimore Refuse","10629_B_BLR2",10629,"B","BLR2",null,"Municipal Solid Waste",null,"PJM_SMAC","Maryland",24,"Baltimore City",510,"24510",20.4,20232,1985,9999,null,null,"Y","MSW","Dry Scrubber",2000,0.9,null,"SNCR",null,"1997","ESPH","Yes","ACI",2000,null,null,0.47692,0.35769,0.47692,0.35769,0.08,0.08,0.08]
["Wheelabrator Baltimore Refuse","10629_B_BLR3",10629,"B","BLR3",null,"Municipal Solid Waste",null,"PJM_SMAC","Maryland",24,"Baltimore City",510,"24510",20.4,20232,1985,9999,null,null,"Y","MSW","Dry Scrubber",2000,0.9,null,"SNCR",null,"1997","ESPH","Yes","ACI",2000,null,null,0.47692,0.35769,0.47692,0.35769,0.08,0.08,0.08]
["CE Leathers","10631_G_GEN1",10631,"G","GEN1",null,"Geothermal",null,"WECC_IID","California",6,"Imperial",25,"06025",42,9771,1989,9999,null,null,"N","Geothermal",{"$nulls":13},0,0,0,0,0.4625,0.4625,0.4625]
["Del Ranch Company","10632_G_GEN1",10632,"G","GEN1",null,"Geothermal",null,"WECC_IID","California",6,"Imperial",25,"06025",42,9771,1988,9999,null,null,"N","Geothermal",{"$nulls":13},0,0,0,0,0.4625,0.4625,0.4625]
["Hopewell Cogeneration","10633_G_GT1",10633,"G","GT1",88335,"Combined Cycle",null,"PJM_Dom","Virginia",51,"Prince George",149,"51149",94.1,8440,1990,9999,null,null,"Y","Natural Gas, Distillate Fuel Oil",{"$nulls":3},"STM",{"$nulls":9},0.11393,0.11393,0.11393,0.11393]
["Hopewell Cogeneration","10633_G_GT2",10633,"G","GT2",88336,"Combined Cycle",null,"PJM_Dom","Virginia",51,"Prince George",149,"51149",94.1,8440,1990,9999,null,null,"Y","Natural Gas, Distillate Fuel Oil",{"$nulls":3},"STM",{"$nulls":9},0.11393,0.11393,0.11393,0.11393]
["Hopewell Cogeneration","10633_G_GT3",10633,"G","GT3",88337,"Combined Cycle",null,"PJM_Dom","Virginia",51,"Prince George",149,"51149",94.1,8440,1990,9999,null,null,"Y","Natural Gas, Distillate Fuel Oil",{"$nulls":3},"STM",{"$nulls":9},0.11393,0.11393,0.11393,0.11393]
["Hopewell Cogeneration","10633_G_ST1",10633,"G","ST1",null,"Combined Cycle",null,"PJM_Dom","Virginia",51,"Prince George",149,"51149",96,8440,1990,9999,null,null,"Y","Natural Gas, Distillate Fuel Oil",{"$nulls":3},"STM",{"$nulls":9},0.11393,0.11393,0.11393,0.11393]
["Elmore Company","10634_G_GEN1",10634,"G","GEN1",null,"Geothermal",null,"WECC_IID","California",6,"Imperial",25,"06025",42,9771,1988,9999,null,null,"N","Geothermal",{"$nulls":13},0,0,0,0,0.4625,0.4625,0.4625]
["Covanta Hempstead","10642_B_1",10642,"B","1",null,"Municipal Solid Waste",null,"NY_Z_K","New York",36,"Nassau",59,"36059",23.9,17889,1989,9999,null,null,"N","MSW","Dry Scrubber",1989,0.85,"LA","SNCR",null,"2000","B","NA",{"$nulls":4},0.44615,0.33461,0.44615,0.33461,0.08,0.08,0.08]
["Covanta Hempstead","10642_B_2",10642,"B","2",null,"Municipal Solid Waste",null,"NY_Z_K","New York",36,"Nassau",59,"36059",23.9,17889,1989,9999,null,null,"N","MSW","Dry Scrubber",1989,0.85,"LA","SNCR",null,"2000","B","NA",{"$nulls":4},0.44615,0.33461,0.44615,0.33461,0.08,0.08,0.08]
["Covanta Hempstead","10642_B_3",10642,"B","3",null,"Municipal Solid Waste",null,"NY_Z_K","New York",36,"Nassau",59,"36059",23.9,17889,1989,9999,null,null,"N","MSW","Dry Scrubber",1989,0.85,null,"SNCR",null,"2000","B","NA",{"$nulls":4},0.44615,0.33461,0.44615,0.33461,0.08,0.08,0.08]
["Covanta Essex Company","10643_B_1",10643,"B","1",null,"Municipal Solid Waste",null,"PJM_EMAC","New Jersey",34,"Essex",13,"34013",20,15535,1990,9999,null,null,"N","MSW","Dry Scrubber",1990,0.7,"NH3","SNCR",null,"1994","ESPC + B","No","ACI",1995,null,null,0.22308,0.16731,0.22308,0.16731,0.08,0.08,0.08]
["Covanta Essex Company","10643_B_2",10643,"B","2",null,"Municipal Solid Waste",null,"PJM_EMAC","New Jersey",34,"Essex",13,"34013",20,15535,1990,9999,null,null,"N","MSW","Dry Scrubber",1990,0.7,"NH3","SNCR",null,"1994","ESPC + B","No","ACI",1995,null,null,0.22769,0.17077,0.22769,0.17077,0.08,0.08,0.08]
["Covanta Essex Company","10643_B_3",10643,"B","3",null,"Municipal Solid Waste",null,"PJM_EMAC","New Jersey",34,"Essex",13,"34013",20,15535,1990,9999,null,null,"N","MSW","Dry Scrubber",1990,0.7,"NH3","SNCR",null,"1994","ESPC + B","No","ACI",1995,null,null,0.22615,0.16961,0.22615,0.16961,0.08,0.08,0.08]
["Covanta Southeastern Connecticut Company","10646_B_BLR1",10646,"B","BLR1",null,"Municipal Solid Waste",null,"NENG_CT","Connecticut",9,"New London",11,"09011",8.2,19866,1991,9999,null,null,"N","MSW","Dry Scrubber",1992,0.75,null,"SNCR",null,"2004","B","NA","ACI",2002,null,null,0.48,0.36,0.48,0.36,0.08,0.08,0.08]
["Covanta Southeastern Connecticut Company","10646_B_BLR2",10646,"B","BLR2",null,"Municipal Solid Waste",null,"NENG_CT","Connecticut",9,"New London",11,"09011",8.2,19866,1991,9999,null,null,"N","MSW","Dry Scrubber",1992,0.75,null,"SNCR",null,"2004","B","NA","ACI",2002,null,null,0.48,0.36,0.48,0.36,0.08,0.08,0.08]
["Bear Mountain Limited","10649_G_GEN1",10649,"G","GEN1",null,"Combustion Turbine",null,"WEC_CALN","California",6,"Kern",29,"06029",46,8700,1995,9999,null,null,"Y","Natural Gas",{"$nulls":12},0.74,0.01146,0.01146,0.01146,0.01146]
["Badger Creek Limited","10650_G_GEN1",10650,"G","GEN1",null,"Combustion Turbine",null,"WEC_CALN","California",6,"Kern",29,"06029",46,8700,1991,9999,null,null,"Y","Natural Gas",{"$nulls":12},0.74,0.01117,0.01117,0.01117,0.01117]
["Burney Forest Products","10652_B_BLR1",10652,"B","BLR1",null,"Biomass",null,"WEC_CALN","California",6,"Shasta",89,"06089",15.5,15755,1989,9999,null,null,"Y","Biomass",{"$nulls":3},"NH3","SNCR",null,"1989","ESPH","No",{"$nulls":4},0.06045,0.06045,0.06045,0.06045]
["Burney Forest Products","10652_B_BLR2",10652,"B","BLR2",null,"Biomass",null,"WEC_CALN","California",6,"Shasta",89,"06089",15.5,15755,1989,9999,null,null,"Y","Biomass",{"$nulls":3},"NH3","SNCR",null,"1989","ESPH","No",{"$nulls":4},0.06045,0.06045,0.06045,0.06045]
["Collins Pine Project","10661_B_4",10661,"B","4",null,"Biomass",null,"WEC_CALN","California",6,"Plumas",63,"06063",12,9393,1985,9999,null,null,"Y","Biomass",{"$nulls":7},"C + WS","NA",{"$nulls":4},0.25617,0.25617,0.25617,0.25617]
["Iowa Hydro LLC","1067_G_1",1067,"G","1",null,"Hydro",null,"MIS_IA","Iowa",19,"Jackson",97,"19097",0.6,0,1924,9999,null,null,"N","Hydro",{"$nulls":13},0,0,0,0]
["Iowa Hydro LLC","1067_G_2",1067,"G","2",null,"Hydro",null,"MIS_IA","Iowa",19,"Jackson",97,"19097",0.6,0,1924,9999,null,null,"N","Hydro",{"$nulls":13},0,0,0,0]
["AES Shady Point LLC","10671_B_1A",10671,"B","1A",90961,"Coal Steam",null,"SPP_WEST","Oklahoma",40,"Le Flore",79,"40079",80,11774,1991,9999,"FBC","dry","Y","Bituminous, Subbituminous","Reagent Injection",1991,0.852,"CF",{"$nulls":3},"B","NA",{"$nulls":3},1.2,0.09093,0.09093,0.09093,0.09093,0.05,0.1,0.43,0.95,"Yes",1991]
["AES Shady Point LLC","10671_B_1B",10671,"B","1B",90962,"Coal Steam",null,"SPP_WEST","Oklahoma",40,"Le Flore",79,"40079",80,11774,1991,9999,"FBC","dry","Y","Bituminous, Subbituminous","Reagent Injection",1991,0.847,"CF",{"$nulls":3},"B","NA",{"$nulls":3},1.2,0.09111,0.09111,0.09111,0.09111,0.05,0.1,0.43,0.95,"Yes",1991]
["AES Shady Point LLC","10671_B_2A",10671,"B","2A",90963,"Coal Steam",null,"SPP_WEST","Oklahoma",40,"Le Flore",79,"40079",80,11774,1991,9999,"FBC","dry","Y","Bituminous, Subbituminous","Reagent Injection",1991,0.829,"CF",{"$nulls":3},"B","NA",{"$nulls":3},1.2,0.09325,0.09325,0.09325,0.09325,0.05,0.1,0.43,0.95,"Yes",1991]
["AES Shady Point LLC","10671_B_2B",10671,"B","2B",90964,"Coal Steam",null,"SPP_WEST","Oklahoma",40,"Le Flore",79,"40079",80,11774,1991,9999,"FBC","dry","Y","Bituminous, Subbituminous","Reagent Injection",1991,0.846,"CF",{"$nulls":3},"B","NA",{"$nulls":3},1.2,0.09106,0.09106,0.09106,0.09106,0.05,0.1,0.43,0.95,"Yes",1991]
["AES Warrior Run Cogeneration Facility","10678_B_BLR1",10678,"B","BLR1",3575,"Coal Steam",null,"PJM_AP","Maryland",24,"Allegany",1,"24001",180,10854,2000,9999,"FBC","dry","Y","Bituminous, Waste Coal","Reagent Injection",2000,0.95,"NH3","SNCR",null,"2000","B","NA",{"$nulls":3},0.42,0.06872,0.06872,0.06872,0.06872,0.05,0.43,0.43,0.95,"Yes",2000]
["Marshalltown","1068_G_1",1068,"G","1",89836,"Combustion Turbine",null,"MIS_IA","Iowa",19,"Marshall",127,"19127",54,14207,1978,9999,null,null,"N","Natural Gas",{"$nulls":13},0.22693,0.22693,0.22693,0.22693]
["Marshalltown","1068_G_2",1068,"G","2",89842,"Combustion Turbine",null,"MIS_IA","Iowa",19,"Marshall",127,"19127",54.1,14205,1978,9999,null,null,"N","Natural Gas",{"$nulls":13},0.25575,0.25575,0.25575,0.25575]
["Marshalltown","1068_G_3",1068,"G","3",89844,"Combustion Turbine",null,"MIS_IA","Iowa",19,"Marshall",127,"19127",52.7,14211,1978,9999,null,null,"N","Natural Gas",{"$nulls":13},0.2734,0.2734,0.2734,0.2734]
["Brush Generation Facility","10682_G_GT1",10682,"G","GT1",null,"Combined Cycle",null,"WECC_CO","Colorado",8,"Morgan",87,"08087",25,9946,1990,9999,null,null,"N","Natural Gas",{"$nulls":13},0.06649,0.06649,0.06649,0.06649]
["Brush Generation Facility","10682_G_GT2",10682,"G","GT2",3576,"Combustion Turbine",null,"WECC_CO","Colorado",8,"Morgan",87,"08087",25,15408,1990,9999,null,null,"N","Natural Gas",{"$nulls":3},"H2O",{"$nulls":9},0.09963,0.09963,0.09963,0.09963]
["Brush Generation Facility","10682_G_GT3",10682,"G","GT3",null,"Combined Cycle",null,"WECC_CO","Colorado",8,"Morgan",87,"08087",32,9946,1994,9999,null,null,"N","Natural Gas",{"$nulls":13},0.06698,0.06698,0.06698,0.06698]
["Brush Generation Facility","10682_G_GT4",10682,"G","GT4",4142,"Combined Cycle",null,"WECC_CO","Colorado",8,"Morgan",87,"08087",25,9946,1999,9999,null,null,"N","Natural Gas",{"$nulls":3},"H2O",{"$nulls":9},0.08462,0.08462,0.08462,0.08462]
["Brush Generation Facility","10682_G_GT5",10682,"G","GT5",4143,"Combined Cycle",null,"WECC_CO","Colorado",8,"Morgan",87,"08087",25,9946,1999,9999,null,null,"N","Natural Gas",{"$nulls":3},"H2O",{"$nulls":9},0.08462,0.08462,0.08462,0.08462]
["Brush Generation Facility","10682_G_ST1",10682,"G","ST1",null,"Combined Cycle",null,"WECC_CO","Colorado",8,"Morgan",87,"08087",30,9946,1990,9999,null,null,"N","Natural Gas",{"$nulls":3},"LNB",{"$nulls":9},0.06649,0.06649,0.06649,0.06649]
["Brush Generation Facility","10682_G_ST2",10682,"G","ST2",null,"Combined Cycle",null,"WECC_CO","Colorado",8,"Morgan",87,"08087",40,9946,1994,9999,null,null,"N","Natural Gas",{"$nulls":3},"LNB",{"$nulls":9},0.06698,0.06698,0.06698,0.06698]
["Brush Generation Facility","10682_G_ST4",10682,"G","ST4",null,"Combined Cycle",null,"WECC_CO","Colorado",8,"Morgan",87,"08087",90,9946,2002,9999,null,null,"N","Natural Gas",{"$nulls":3},"H2O + LNB",{"$nulls":9},0.08462,0.08462,0.08462,0.08462]
["Argus Cogen Plant","10684_B_BLR22",10684,"B","BLR22",null,"O/G Steam",null,"WECC_SCE","California",6,"San Bernardino",71,"06071",2.3,11668,1967,9999,null,null,"Y","Natural Gas",{"$nulls":13},0.23505,0.23505,0.23505,0.23505]
["Rapids Energy Center","10686_B_5",10686,"B","5",null,"Biomass",null,"MIS_MNWI","Minnesota",27,"Itasca",61,"27061",10.8,13179,1980,9999,null,null,"Y","Biomass",{"$nulls":7},"ESPC + C","No",{"$nulls":3},1.2,0.24339,0.24339,0.24339,0.24339]
["Rapids Energy Center","10686_B_6",10686,"B","6",null,"Biomass",null,"MIS_MNWI","Minnesota",27,"Itasca",61,"27061",10.8,13179,1980,9999,null,null,"Y","Biomass",{"$nulls":7},"ESPC + C","No",{"$nulls":3},1.2,0.26126,0.26126,0.26126,0.26126]
["Rapids Energy Center","10686_B_7",10686,"B","7",null,"Biomass",null,"MIS_MNWI","Minnesota",27,"Itasca",61,"27061",3.3,13179,2001,9999,null,null,"Y","Biomass",{"$nulls":3},"FR + LNB",{"$nulls":3},"ESPC + C","No",{"$nulls":3},4,0.0093,0.0093,0.0093,0.0093]
["Rapids Energy Center","10686_B_8",10686,"B","8",null,"Biomass",null,"MIS_MNWI","Minnesota",27,"Itasca",61,"27061",3.3,13179,2001,9999,null,null,"Y","Biomass",{"$nulls":3},"FR + LNB",{"$nulls":8},4,0.02875,0.02875,0.02875,0.02875]
["Rapids Energy Center","10686_G_HYD",10686,"G","HYD",null,"Hydro",null,"MIS_MNWI","Minnesota",27,"Itasca",61,"27061",0.8,0,1943,9999,null,null,"N","Hydro",{"$nulls":13},0,0,0,0]
["Black River Hydro Associates","10687_G_DE1",10687,"G","DE1",null,"Hydro",null,"NY_Z_C&E","New York",36,"Lewis",49,"36049",1.5,0,1984,9999,null,null,"N","Hydro",{"$nulls":13},0,0,0,0]
["Black River Hydro Associates","10687_G_PL1",10687,"G","PL1",null,"Hydro",null,"NY_Z_C&E","New York",36,"Lewis",49,"36049",2.1,0,1984,9999,null,null,"N","Hydro",{"$nulls":13},0,0,0,0]
["Black River Hydro Associates","10687_G_RI1",10687,"G","RI1",null,"Hydro",null,"NY_Z_C&E","New York",36,"Lewis",49,"36049",1.8,0,1984,9999,null,null,"N","Hydro",{"$nulls":13},0,0,0,0]
["Pepperell Hydro Power Plant","10694_G_2121",10694,"G","2121",null,"Hydro",null,"NENGREST","Massachusetts",25,"Middlesex",17,"25017",0.8,0,1920,9999,null,null,"N","Hydro",{"$nulls":13},0,0,0,0]
["Pepperell Hydro Power Plant","10694_G_8281",10694,"G","8281",null,"Hydro",null,"NENGREST","Massachusetts",25,"Middlesex",17,"25017",0.8,0,1920,9999,null,null,"N","Hydro",{"$nulls":13},0,0,0,0]
["Pepperell Hydro Power Plant","10694_G_G3",10694,"G","G3",null,"Hydro",null,"NENGREST","Massachusetts",25,"Middlesex",17,"25017",0.6,0,2006,9999,null,null,"N","Hydro",{"$nulls":13},0,0,0,0]
["Burney Creek","10706_G_GEN1",10706,"G","GEN1",null,"Hydro",null,"WEC_CALN","California",6,"Shasta",89,"06089",3,0,1990,9999,null,null,"N","Hydro",{"$nulls":13},0,0,0,0]
["Cove Hydroelectric","10707_G_GEN1",10707,"G","GEN1",null,"Hydro",null,"WEC_CALN","California",6,"Shasta",89,"06089",5,0,1990,9999,null,null,"N","Hydro",{"$nulls":13},0,0,0,0]
["Lost Creek I","10708_G_GEN1",10708,"G","GEN1",null,"Hydro",null,"WEC_CALN","California",6,"Shasta",89,"06089",1.1,0,1989,9999,null,null,"N","Hydro",{"$nulls":13},0,0,0,0]
["Ponderosa Bailey Creek","10709_G_GEN1",10709,"G","GEN1",null,"Hydro",null,"WEC_CALN","California",6,"Tehama",103,"06103",1.1,0,1990,9999,null,null,"N","Hydro",{"$nulls":13},0,0,0,0]
["Karen Avenue Wind Farm","10718_G_WND",10718,"G","WND",null,"Onshore Wind",null,"WECC_SCE","California",6,"Riverside",65,"06065",11.7,0,1985,9999,null,null,"N","Wind",{"$nulls":13},0,0,0,0]
["Selkirk Cogen","10725_G_GEN1",10725,"G","GEN1",3577,"Combined Cycle",null,"NY_Z_F","New York",36,"Albany",1,"36001",69.4,8623,1992,9999,null,null,"Y","Natural Gas, Distillate Fuel Oil",{"$nulls":3},"STM","SCR",{"$nulls":8},0.03783,0.03783,0.03783,0.03783]
["Selkirk Cogen","10725_G_GEN2",10725,"G","GEN2",null,"Combined Cycle",null,"NY_Z_F","New York",36,"Albany",1,"36001",8.8,8623,1992,9999,null,null,"Y","Natural Gas, Distillate Fuel Oil",{"$nulls":3},"STM","SCR",{"$nulls":8},0.03783,0.03783,0.03783,0.03783]
["Selkirk Cogen","10725_G_GEN3",10725,"G","GEN3",3578,"Combined Cycle",null,"NY_Z_F","New York",36,"Albany",1,"36001",77.9,8623,1994,9999,null,null,"Y","Natural Gas, Distillate Fuel Oil",{"$nulls":3},"STM","SCR",{"$nulls":8},0.03783,0.03783,0.03783,0.03783]
["Selkirk Cogen","10725_G_GEN4",10725,"G","GEN4",3579,"Combined Cycle",null,"NY_Z_F","New York",36,"Albany",1,"36001",77.9,8623,1994,9999,null,null,"Y","Natural Gas, Distillate Fuel Oil",{"$nulls":3},"STM","SCR",{"$nulls":8},0.03783,0.03783,0.03783,0.03783]
["Selkirk Cogen","10725_G_GEN5",10725,"G","GEN5",null,"Combined Cycle",null,"NY_Z_F","New York",36,"Albany",1,"36001",121,8623,1994,9999,null,null,"Y","Natural Gas, Distillate Fuel Oil",{"$nulls":3},"STM","SCR",1994,{"$nulls":7},0.03783,0.03783,0.03783,0.03783]
["Masspower","10726_G_GEN1",10726,"G","GEN1",3580,"Combined Cycle",null,"NENGREST","Massachusetts",25,"Hampden",13,"25013",83,8493,1993,9999,null,null,"Y","Natural Gas, Distillate Fuel Oil",{"$nulls":3},"STM","SCR",{"$nulls":8},0.03172,0.03172,0.03172,0.03172]
["Masspower","10726_G_GEN2",10726,"G","GEN2",3581,"Combined Cycle",null,"NENGREST","Massachusetts",25,"Hampden",13,"25013",83,8493,1993,9999,null,null,"Y","Natural Gas, Distillate Fuel Oil",{"$nulls":3},"STM","SCR",{"$nulls":8},0.03172,0.03172,0.03172,0.03172]
["Masspower","10726_G_GEN3",10726,"G","GEN3",null,"Combined Cycle",null,"NENGREST","Massachusetts",25,"Hampden",13,"25013",79,8493,1993,9999,null,null,"Y","Natural Gas, Distillate Fuel Oil",{"$nulls":3},"STM","SCR",{"$nulls":8},0.03172,0.03172,0.03172,0.03172]
["Barker Lower","10728_G_GEN1",10728,"G","GEN1",null,"Hydro",null,"NENG_ME","Maine",23,"Androscoggin",1,"23001",1.5,0,1986,9999,null,null,"N","Hydro",{"$nulls":13},0,0,0,0]
["Prairie Creek","1073_B_1",1073,"B","1",null,"Coal Steam",null,"MIS_IA","Iowa",19,"Linn",113,"19113",1.7,13522,1950,2026,"stoker/SPR","dry","Y","Bituminous, Subbituminous",{"$nulls":3},"OFA",{"$nulls":3},"ESPC","No",{"$nulls":3},1,0.37948,0.37948,0.37948,0.37948,0.64,0.97,1,{"$nulls":5},"C2G","2025"]
["Prairie Creek","1073_B_3",1073,"B","3",746,"Coal Steam",null,"MIS_IA","Iowa",19,"Linn",113,"19113",37,13522,1958,9999,"wall","dry","Y","Bituminous, Subbituminous",{"$nulls":3},"OFA",{"$nulls":3},"ESPC","Yes","ACI",2014,null,0.7,0.32163,0.32163,0.1549,0.1549,0.1,0.1,0.1,{"$nulls":5},"C2G","2025"]
["Prairie Creek","1073_B_4",1073,"B","4",747,"Coal Steam",null,"MIS_IA","Iowa",19,"Linn",113,"19113",123,11998,1967,9999,"wall","dry","Y","Bituminous, Subbituminous",{"$nulls":3},"LNB + OFA",{"$nulls":3},"ESPC","Yes","ACI",2014,null,0.7,0.25788,0.25788,0.25788,0.25788,0.1,0.1,0.1,{"$nulls":5},"C2G",2018]
["Barber Dam","10735_G_GEN1",10735,"G","GEN1",null,"Hydro",null,"WECC_ID","Idaho",16,"Ada",1,"16001",4,0,1990,9999,null,null,"N","Hydro",{"$nulls":13},0,0,0,0]
["Sprague Hydro","10737_G_GEN1",10737,"G","GEN1",null,"Hydro",null,"WECC_PNW","Oregon",41,"Klamath",35,"41035",1,0,1989,9999,null,null,"N","Hydro",{"$nulls":13},0,0,0,0]
["Magic Dam Hydroelectric Project","10740_G_GEN1",10740,"G","GEN1",null,"Hydro",null,"WECC_ID","Idaho",16,"Blaine",13,"16013",2.9,0,1989,9999,null,null,"N","Hydro",{"$nulls":13},0,0,0,0]
["Magic Dam Hydroelectric Project","10740_G_GEN2",10740,"G","GEN2",null,"Hydro",null,"WECC_ID","Idaho",16,"Blaine",13,"16013",2.9,0,1989,9999,null,null,"N","Hydro",{"$nulls":13},0,0,0,0]
["Magic Dam Hydroelectric Project","10740_G_GEN3",10740,"G","GEN3",null,"Hydro",null,"WECC_ID","Idaho",16,"Blaine",13,"16013",2.9,0,1989,9999,null,null,"N","Hydro",{"$nulls":13},0,0,0,0]
["Midland Cogeneration Venture","10745_G_1G12",10745,"G","1G12",null,"Combustion Turbine","IC Engine","MIS_LMI","Michigan",26,"Midland",111,"26111",5.2,9184,1990,9999,null,null,"Y","Distillate Fuel Oil",{"$nulls":12},1.67,4.1606,4.1606,4.1606,4.1606]
["Midland Cogeneration Venture","10745_G_BP15",10745,"G","BP15",null,"Combined Cycle",null,"MIS_LMI","Michigan",26,"Midland",111,"26111",13.4,7289,1998,9999,null,null,"Y","Natural Gas",{"$nulls":13},0.10744,0.10744,0.10744,0.10744]
["Midland Cogeneration Venture","10745_G_GT10",10745,"G","GT10",88574,"Combined Cycle",null,"MIS_LMI","Michigan",26,"Midland",111,"26111",88,7289,1990,9999,null,null,"Y","Natural Gas",{"$nulls":3},"STM",{"$nulls":9},0.10744,0.10744,0.10744,0.10744]
["Midland Cogeneration Venture","10745_G_GT11",10745,"G","GT11",88575,"Combined Cycle",null,"MIS_LMI","Michigan",26,"Midland",111,"26111",88,7289,1990,9999,null,null,"Y","Natural Gas",{"$nulls":3},"STM",{"$nulls":9},0.10744,0.10744,0.10744,0.10744]
["Midland Cogeneration Venture","10745_G_GT12",10745,"G","GT12",88576,"Combined Cycle",null,"MIS_LMI","Michigan",26,"Midland",111,"26111",88,7289,1990,9999,null,null,"Y","Natural Gas",{"$nulls":3},"DLNB",{"$nulls":9},0.10744,0.10744,0.10744,0.10744]
["Midland Cogeneration Venture","10745_G_GT13",10745,"G","GT13",88577,"Combined Cycle",null,"MIS_LMI","Michigan",26,"Midland",111,"26111",88,7289,1990,9999,null,null,"Y","Natural Gas",{"$nulls":3},"STM",{"$nulls":9},0.10744,0.10744,0.10744,0.10744]
["Midland Cogeneration Venture","10745_G_GT14",10745,"G","GT14",88578,"Combined Cycle",null,"MIS_LMI","Michigan",26,"Midland",111,"26111",88,7289,1990,9999,null,null,"Y","Natural Gas",{"$nulls":3},"STM",{"$nulls":9},0.10744,0.10744,0.10744,0.10744]
["Midland Cogeneration Venture","10745_G_GT3",10745,"G","GT3",88567,"Combined Cycle",null,"MIS_LMI","Michigan",26,"Midland",111,"26111",88,7289,1989,9999,null,null,"Y","Natural Gas",{"$nulls":3},"STM",{"$nulls":9},0.10055,0.10055,0.10055,0.10055]
["Midland Cogeneration Venture","10745_G_GT4",10745,"G","GT4",88568,"Combined Cycle",null,"MIS_LMI","Michigan",26,"Midland",111,"26111",88,7289,1989,9999,null,null,"Y","Natural Gas",{"$nulls":3},"STM",{"$nulls":9},0.10055,0.10055,0.10055,0.10055]
["Midland Cogeneration Venture","10745_G_GT5",10745,"G","GT5",88569,"Combined Cycle",null,"MIS_LMI","Michigan",26,"Midland",111,"26111",88,7289,1989,9999,null,null,"Y","Natural Gas",{"$nulls":3},"STM",{"$nulls":9},0.10055,0.10055,0.10055,0.10055]
["Midland Cogeneration Venture","10745_G_GT6",10745,"G","GT6",88570,"Combined Cycle",null,"MIS_LMI","Michigan",26,"Midland",111,"26111",88,7289,1989,9999,null,null,"Y","Natural Gas",{"$nulls":3},"STM",{"$nulls":9},0.10055,0.10055,0.10055,0.10055]
["Midland Cogeneration Venture","10745_G_GT7",10745,"G","GT7",88571,"Combined Cycle",null,"MIS_LMI","Michigan",26,"Midland",111,"26111",88,7289,1989,9999,null,null,"Y","Natural Gas",{"$nulls":3},"STM",{"$nulls":9},0.10055,0.10055,0.10055,0.10055]
["Midland Cogeneration Venture","10745_G_GT8",10745,"G","GT8",88572,"Combined Cycle",null,"MIS_LMI","Michigan",26,"Midland",111,"26111",88,7289,1989,9999,null,null,"Y","Natural Gas",{"$nulls":3},"STM",{"$nulls":9},0.10055,0.10055,0.10055,0.10055]
["Midland Cogeneration Venture","10745_G_GT9",10745,"G","GT9",88573,"Combined Cycle",null,"MIS_LMI","Michigan",26,"Midland",111,"26111",88,7289,1990,9999,null,null,"Y","Natural Gas",{"$nulls":3},"STM",{"$nulls":9},0.10744,0.10744,0.10744,0.10744]
["Midland Cogeneration Venture","10745_G_ST1",10745,"G","ST1",null,"Combined Cycle",null,"MIS_LMI","Michigan",26,"Midland",111,"26111",410,7289,1990,9999,null,null,"Y","Natural Gas",{"$nulls":3},"STM",{"$nulls":9},0.10055,0.10055,0.10055,0.10055]
["Midland Cogeneration Venture","10745_G_ST2",10745,"G","ST2",null,"Combined Cycle",null,"MIS_LMI","Michigan",26,"Midland",111,"26111",380,7289,1990,9999,null,null,"Y","Natural Gas",{"$nulls":3},"STM",{"$nulls":9},0.10744,0.10744,0.10744,0.10744]
["Covanta Delaware Valley","10746_B_BLR1",10746,"B","BLR1",null,"Municipal Solid Waste",null,"PJM_EMAC","Pennsylvania",42,"Delaware",45,"42045",13.3,19518,1991,9999,null,null,"N","MSW","Dry Scrubber",1991,0.895,{"$nulls":4},"B","NA",{"$nulls":4},0.35016,0.35016,0.35016,0.35016,0.08,0.08,0.08]
["Covanta Delaware Valley","10746_B_BLR2",10746,"B","BLR2",null,"Municipal Solid Waste",null,"PJM_EMAC","Pennsylvania",42,"Delaware",45,"42045",13.3,19518,1991,9999,null,null,"N","MSW","Dry Scrubber",1991,0.921,{"$nulls":4},"B","NA",{"$nulls":4},0.37871,0.37871,0.37871,0.37871,0.08,0.08,0.08]
["Covanta Delaware Valley","10746_B_BLR3",10746,"B","BLR3",null,"Municipal Solid Waste",null,"PJM_EMAC","Pennsylvania",42,"Delaware",45,"42045",13.3,19518,1991,9999,null,null,"N","MSW","Dry Scrubber",1991,0.912,{"$nulls":4},"B","NA",{"$nulls":4},0.28241,0.28241,0.28241,0.28241,0.08,0.08,0.08]
["Covanta Delaware Valley","10746_B_BLR4",10746,"B","BLR4",null,"Municipal Solid Waste",null,"PJM_EMAC","Pennsylvania",42,"Delaware",45,"42045",13.3,19518,1991,9999,null,null,"N","MSW","Dry Scrubber",1991,0.906,{"$nulls":4},"B","NA",{"$nulls":4},0.35046,0.35046,0.35046,0.35046,0.08,0.08,0.08]
["Covanta Delaware Valley","10746_B_BLR5",10746,"B","BLR5",null,"Municipal Solid Waste",null,"PJM_EMAC","Pennsylvania",42,"Delaware",45,"42045",13.3,19518,1991,9999,null,null,"N","MSW","Dry Scrubber",1991,0.924,{"$nulls":4},"B","NA",{"$nulls":4},0.29946,0.29946,0.29946,0.29946,0.08,0.08,0.08]
["Covanta Delaware Valley","10746_B_BLR6",10746,"B","BLR6",null,"Municipal Solid Waste",null,"PJM_EMAC","Pennsylvania",42,"Delaware",45,"42045",13.3,19518,1991,9999,null,null,"N","MSW","Dry Scrubber",1991,0.894,{"$nulls":4},"B","NA",{"$nulls":4},0.36536,0.36536,0.36536,0.36536,0.08,0.08,0.08]
["Marina Landfill Gas","10748_G_U1C06",10748,"G","U1C06",null,"Landfill Gas",null,"WEC_CALN","California",6,"Monterey",53,"06053",1.6,14242,2006,9999,null,null,"N","Landfill Gas",{"$nulls":13},0.08623,0.08623,0.08623,0.08623]
["Marina Landfill Gas","10748_G_U2J02",10748,"G","U2J02",null,"Landfill Gas",null,"WEC_CALN","California",6,"Monterey",53,"06053",1,14242,2002,9999,null,null,"N","Landfill Gas",{"$nulls":13},0.08623,0.08623,0.08623,0.08623]
["Marina Landfill Gas","10748_G_U3J16",10748,"G","U3J16",null,"Landfill Gas",null,"WEC_CALN","California",6,"Monterey",53,"06053",0.9,18000,2017,9999,null,null,"N","Landfill Gas",{"$nulls":13},0.09,0.09,0.09,0.09]
["Marina Landfill Gas","10748_G_U4J16",10748,"G","U4J16",null,"Landfill Gas",null,"WEC_CALN","California",6,"Monterey",53,"06053",1.2,18000,2016,9999,null,null,"N","Landfill Gas",{"$nulls":13},0.08623,0.08623,0.08623,0.08623]
["Camden Plant Holding LLC","10751_G_GEN1",10751,"G","GEN1",3583,"Combined Cycle",null,"PJM_EMAC","New Jersey",34,"Camden",7,"34007",87.9,8787,1993,9999,null,null,"N","Natural Gas, Distillate Fuel Oil",{"$nulls":3},"STM","SCR",{"$nulls":8},0.04272,0.04272,0.04272,0.04272]
["Camden Plant Holding LLC","10751_G_GEN2",10751,"G","GEN2",null,"Combined Cycle",null,"PJM_EMAC","New Jersey",34,"Camden",7,"34007",57.1,8787,1993,9999,null,null,"N","Natural Gas, Distillate Fuel Oil",{"$nulls":3},"NH3 + STM","SCR",{"$nulls":8},0.04272,0.04272,0.04272,0.04272]
["Lachute Hydro Lower","10752_G_GEN1",10752,"G","GEN1",null,"Hydro",null,"NY_Z_F","New York",36,"Essex",31,"36031",3.6,0,1987,9999,null,null,"N","Hydro",{"$nulls":13},0,0,0,0]
["Lachute Hydro Upper","10753_G_GEN1",10753,"G","GEN1",null,"Hydro",null,"NY_Z_F","New York",36,"Essex",31,"36031",4.9,0,1987,9999,null,null,"N","Hydro",{"$nulls":13},0,0,0,0]
["Rifle Generating Station","10755_G_GT2",10755,"G","GT2",null,"Combined Cycle",null,"WECC_CO","Colorado",8,"Garfield",45,"08045",13,8912,1987,9999,null,null,"Y","Natural Gas",{"$nulls":13},0.16855,0.16855,0.16855,0.16855]
["Rifle Generating Station","10755_G_GT3",10755,"G","GT3",null,"Combined Cycle",null,"WECC_CO","Colorado",8,"Garfield",45,"08045",13,8912,1987,9999,null,null,"Y","Natural Gas",{"$nulls":13},0.16855,0.16855,0.16855,0.16855]
["Rifle Generating Station","10755_G_GT4",10755,"G","GT4",null,"Combined Cycle",null,"WECC_CO","Colorado",8,"Garfield",45,"08045",13,8912,1987,9999,null,null,"Y","Natural Gas",{"$nulls":13},0.16855,0.16855,0.16855,0.16855]
["Rifle Generating Station","10755_G_ST1",10755,"G","ST1",null,"Combined Cycle",null,"WECC_CO","Colorado",8,"Garfield",45,"08045",34,8912,1987,9999,null,null,"N","Natural Gas",{"$nulls":3},"LNB",{"$nulls":9},0.16855,0.16855,0.16855,0.16855]
["Salton Sea Power Gen Co - Unit 3","10759_G_GEN1",10759,"G","GEN1",null,"Geothermal",null,"WECC_IID","California",6,"Imperial",25,"06025",47.5,9771,1989,9999,null,null,"N","Geothermal",{"$nulls":13},0,0,0,0,0.4625,0.4625,0.4625]
["Las Vegas Generating Station","10761_G_GEN1",10761,"G","GEN1",90316,"Combined Cycle",null,"WECC_SNV","Nevada",32,"Clark",3,"32003",41,8374,1994,9999,null,null,"N","Natural Gas",{"$nulls":4},"SCR",{"$nulls":8},0.0187,0.0187,0.0187,0.0187]
["Las Vegas Generating Station","10761_G_GEN2",10761,"G","GEN2",null,"Combined Cycle",null,"WECC_SNV","Nevada",32,"Clark",3,"32003",9,8374,1994,9999,null,null,"N","Natural Gas",{"$nulls":4},"SCR",{"$nulls":8},0.0187,0.0187,0.0187,0.0187]
["Las Vegas Generating Station","10761_G_GEN3",10761,"G","GEN3",3587,"Combined Cycle",null,"WECC_SNV","Nevada",32,"Clark",3,"32003",45,8374,2003,9999,null,null,"N","Natural Gas",{"$nulls":4},"SCR",{"$nulls":8},0.00871,0.00871,0.00871,0.00871]
["Las Vegas Generating Station","10761_G_GEN4",10761,"G","GEN4",3588,"Combined Cycle",null,"WECC_SNV","Nevada",32,"Clark",3,"32003",45,8374,2003,9999,null,null,"N","Natural Gas",{"$nulls":4},"SCR",{"$nulls":8},0.00871,0.00871,0.00871,0.00871]
["Las Vegas Generating Station","10761_G_GEN5",10761,"G","GEN5",3589,"Combined Cycle",null,"WECC_SNV","Nevada",32,"Clark",3,"32003",45,8374,2003,9999,null,null,"N","Natural Gas",{"$nulls":4},"SCR",{"$nulls":8},0.00888,0.00888,0.00888,0.00888]
["Las Vegas Generating Station","10761_G_GEN6",10761,"G","GEN6",3590,"Combined Cycle",null,"WECC_SNV","Nevada",32,"Clark",3,"32003",45,8374,2003,9999,null,null,"N","Natural Gas",{"$nulls":4},"SCR",{"$nulls":8},0.00888,0.00888,0.00888,0.00888]
["Las Vegas Generating Station","10761_G_GEN7",10761,"G","GEN7",null,"Combined Cycle",null,"WECC_SNV","Nevada",32,"Clark",3,"32003",26,8374,2003,9999,null,null,"N","Natural Gas",{"$nulls":4},"SCR",{"$nulls":8},0.00871,0.00871,0.00871,0.00871]
["Las Vegas Generating Station","10761_G_GEN8",10761,"G","GEN8",null,"Combined Cycle",null,"WECC_SNV","Nevada",32,"Clark",3,"32003",26,8374,2003,9999,null,null,"N","Natural Gas",{"$nulls":4},"SCR",{"$nulls":8},0.00888,0.00888,0.00888,0.00888]
["Geo East Mesa III","10763_G_GBU",10763,"G","GBU",null,"Geothermal",null,"WECC_IID","California",6,"Imperial",25,"06025",3.2,9771,2007,9999,null,null,"N","Geothermal",{"$nulls":13},0,0,0,0,0.4625,0.4625,0.4625]
["Geo East Mesa III","10763_G_GEN1",10763,"G","GEN1",null,"Geothermal",null,"WECC_IID","California",6,"Imperial",25,"06025",13.5,9771,1989,9999,null,null,"N","Geothermal",{"$nulls":13},0,0,0,0,0.4625,0.4625,0.4625]
["Blue Lake Power LLC","10764_B_Zurn",10764,"B","Zurn",null,"Biomass",null,"WEC_CALN","California",6,"Humboldt",23,"06023",11.5,20291,1985,9999,null,null,"N","Biomass",{"$nulls":3},"OFA",{"$nulls":3},"ESPH","No",{"$nulls":4},0.15198,0.15198,0.15198,0.15198]
["Indeck Jonesboro Energy Center","10765_B_CFB002",10765,"B","CFB002",null,"Biomass",null,"NENG_ME","Maine",23,"Washington",29,"23029",20.2,17658,1987,9999,null,null,"N","Biomass",{"$nulls":3},"CF",{"$nulls":3},"ESPH","No",{"$nulls":4},0.12072,0.12072,0.12072,0.12072]
["Indeck West Enfield Energy Center","10766_B_CFB001",10766,"B","CFB001",null,"Biomass",null,"NENG_ME","Maine",23,"Penobscot",19,"23019",20.4,17001,1987,9999,null,null,"N","Biomass",{"$nulls":3},"CF",{"$nulls":3},"ESPH","No",{"$nulls":4},0.10884,0.10884,0.10884,0.10884]
["Rio Bravo Fresno","10767_B_CFB",10767,"B","CFB",null,"Biomass",null,"WEC_CALN","California",6,"Fresno",19,"06019",24.3,14465,1988,9999,null,null,"N","Biomass",{"$nulls":4},"SNCR",null,"1988","ESPC","No",{"$nulls":4},0.08296,0.08296,0.08296,0.08296]
["Hopewell Power Station","10771_B_1",10771,"B","1",3591,"Biomass",null,"PJM_Dom","Virginia",51,"Hopewell City",670,"51670",26,15286,1992,9999,"stoker/SPR","dry","N","Biomass","Dry Scrubber",1992,0.92,"OFA","SNCR",null,"1991","B","NA",{"$nulls":3},0.162,0.3061,0.11106,0.3061,0.11106,0.05,0.05,0.05]
["Hopewell Power Station","10771_B_2",10771,"B","2",3592,"Biomass",null,"PJM_Dom","Virginia",51,"Hopewell City",670,"51670",26,15286,1992,9999,"stoker/SPR","dry","N","Biomass","Dry Scrubber",1992,0.92,"OFA","SNCR",null,"1991","B","NA",{"$nulls":3},0.162,0.3108,0.11133,0.3108,0.11133,0.05,0.05,0.05]
["Rio Bravo Rocklin","10772_B_CFB",10772,"B","CFB",null,"Biomass",null,"WEC_CALN","California",6,"Placer",61,"06061",24.4,14661,1990,9999,null,null,"N","Biomass",{"$nulls":3},"NH3","SNCR",null,"1989","ESPC","No",{"$nulls":4},0.06045,0.06045,0.06045,0.06045]
["Altavista Power Station","10773_B_1",10773,"B","1",3593,"Biomass",null,"PJM_West","Virginia",51,"Campbell",31,"51031",26,14729,1992,9999,"stoker/SPR","dry","N","Biomass","Dry Scrubber",1992,0.92,"LA + OFA","SNCR",null,"1992","B","NA",{"$nulls":3},0.187,0.11689,0.11689,0.11689,0.11689,0.05,0.05,0.05]
["Altavista Power Station","10773_B_2",10773,"B","2",3594,"Biomass",null,"PJM_West","Virginia",51,"Campbell",31,"51031",26,14729,1992,9999,"stoker/SPR","dry","N","Biomass","Dry Scrubber",1992,0.92,"LA + OFA","SNCR",null,"1992","B","NA",{"$nulls":3},0.187,0.11648,0.11648,0.11648,0.11648,0.05,0.05,0.05]
["Southampton Power Station","10774_B_1",10774,"B","1",3595,"Biomass",null,"PJM_Dom","Virginia",51,"Southampton",175,"51175",26,12210,2013,9999,null,null,"Y","Biomass",null,null,0.92,"OFA","SNCR",null,"1992","B","NA",{"$nulls":3},0.162,0.3811,0.11358,0.3811,0.11358,0.05,0.05,0.05]
["Southampton Power Station","10774_B_2",10774,"B","2",3596,"Biomass",null,"PJM_Dom","Virginia",51,"Southampton",175,"51175",26,12210,2013,9999,null,null,"Y","Biomass",null,null,0.92,"OFA","SNCR",null,"1992","B","NA",{"$nulls":3},0.162,0.3836,0.11355,0.3836,0.11355,0.05,0.05,0.05]
["E F Oxnard Energy Facility","10776_G_GTG",10776,"G","GTG",null,"Combustion Turbine",null,"WECC_SCE","California",6,"Ventura",111,"06111",48.5,8700,1990,9999,null,null,"Y","Natural Gas",{"$nulls":12},0.74,0.01719,0.01719,0.01719,0.01719]
["HL Power","10777_B_ZURN1",10777,"B","ZURN1",null,"Biomass",null,"WEC_CALN","California",6,"Lassen",35,"06035",30,14757,1989,9999,null,null,"N","Biomass",{"$nulls":3},"NH3","SNCR",null,"1989","ESPH + C","No",{"$nulls":4},0.06045,0.06045,0.06045,0.06045]
["Koyle Ranch Hydroelectric Project","10781_G_GEN1",10781,"G","GEN1",null,"Hydro",null,"WECC_ID","Idaho",16,"Gooding",47,"16047",0.2,0,1983,9999,null,null,"N","Hydro",{"$nulls":13},0,0,0,0]
["Koyle Ranch Hydroelectric Project","10781_G_GEN2",10781,"G","GEN2",null,"Hydro",null,"WECC_ID","Idaho",16,"Gooding",47,"16047",0.3,0,1983,9999,null,null,"N","Hydro",{"$nulls":13},0,0,0,0]
["Koyle Ranch Hydroelectric Project","10781_G_GEN3",10781,"G","GEN3",null,"Hydro",null,"WECC_ID","Idaho",16,"Gooding",47,"16047",0.8,0,1983,9999,null,null,"N","Hydro",{"$nulls":13},0,0,0,0]
["Colstrip Energy LP","10784_B_BLR1",10784,"B","BLR1",null,"Coal Steam",null,"WECC_MT","Montana",30,"Rosebud",87,"30087",35,13813,1990,9999,"FBC","dry","N","Waste Coal","Reagent Injection",1990,0.839,"CF + OFA",{"$nulls":3},"B","NA","ACI",2009,null,2,0.10422,0.10422,0.10422,0.10422,0.01,0.01,0.01,0.98,"Yes",1990]
["Piedmont Hydro Power Project","10787_G_GEN1",10787,"G","GEN1",null,"Hydro",null,"S_VACA","South Carolina",45,"Greenville",45,"45045",1,0,1989,9999,null,null,"N","Hydro",{"$nulls":13},0,0,0,0]
["Coralville GT","1079_G_1",1079,"G","1",null,"Combustion Turbine",null,"MIS_MIDA","Iowa",19,"Johnson",103,"19103",16.3,25000,1970,9999,null,null,"N","Natural Gas",{"$nulls":12},1.24,0.31959,0.31959,0.31959,0.31959]
["Coralville GT","1079_G_2",1079,"G","2",null,"Combustion Turbine",null,"MIS_MIDA","Iowa",19,"Johnson",103,"19103",16.9,25000,1970,9999,null,null,"N","Natural Gas",{"$nulls":12},1.24,0.31509,0.31509,0.31509,0.31509]
["Coralville GT","1079_G_3",1079,"G","3",null,"Combustion Turbine",null,"MIS_MIDA","Iowa",19,"Johnson",103,"19103",16.5,25000,1970,9999,null,null,"N","Natural Gas",{"$nulls":12},1.24,0.31826,0.31826,0.31826,0.31826]
["Coralville GT","1079_G_4",1079,"G","4",null,"Combustion Turbine",null,"MIS_MIDA","Iowa",19,"Johnson",103,"19103",16.2,25000,1970,9999,null,null,"N","Natural Gas",{"$nulls":12},1.24,0.31778,0.31778,0.31778,0.31778]
["Victoria Texas Plant","10790_G_GEN1",10790,"G","GEN1",null,"Combustion Turbine",null,"ERC_REST","Texas",48,"Victoria",469,"48469",75,16297,1987,9999,null,null,"Y","Natural Gas",{"$nulls":13},0.34622,0.34622,0.34622,0.34622]
["Fries Hydroelectric Project","10798_G_GEN1",10798,"G","GEN1",null,"Hydro",null,"PJM_West","Virginia",51,"Grayson",77,"51077",2,0,1933,9999,null,null,"N","Hydro",{"$nulls":13},0,0,0,0]
["Fries Hydroelectric Project","10798_G_GEN2",10798,"G","GEN2",null,"Hydro",null,"PJM_West","Virginia",51,"Grayson",77,"51077",0.8,0,1933,9999,null,null,"N","Hydro",{"$nulls":13},0,0,0,0]
["Fries Hydroelectric Project","10798_G_GEN3",10798,"G","GEN3",null,"Hydro",null,"PJM_West","Virginia",51,"Grayson",77,"51077",0.2,0,1933,9999,null,null,"N","Hydro",{"$nulls":13},0,0,0,0]
["Fries Hydroelectric Project","10798_G_GEN4",10798,"G","GEN4",null,"Hydro",null,"PJM_West","Virginia",51,"Grayson",77,"51077",2,0,1981,9999,null,null,"N","Hydro",{"$nulls":13},0,0,0,0]
["Pelzer Upper","10799_G_GEN1",10799,"G","GEN1",null,"Hydro",null,"S_VACA","South Carolina",45,"Anderson",7,"45007",1.9,0,1989,9999,null,null,"N","Hydro",{"$nulls":13},0,0,0,0]
["Holcomb","108_B_SGU1",108,"B","SGU1",60,"Coal Steam",null,"SPP_N","Kansas",20,"Finney",55,"20055",359,11151,1983,9999,"wall","dry","N","Subbituminous","Dry Scrubber",1983,0.8,"LNB + OFA + STC",{"$nulls":3},"B","NA","ACI",2016,null,0.48,0.18754,0.18754,0.18754,0.18754,0.1,0.1,0.1,0.8500000000000001]
["Pelzer Lower","10800_G_GEN1",10800,"G","GEN1",null,"Hydro",null,"S_VACA","South Carolina",45,"Anderson",7,"45007",3.1,0,1989,9999,null,null,"N","Hydro",{"$nulls":13},0,0,0,0]
["Ware Shoals Hydro Project","10801_G_GEN1",10801,"G","GEN1",null,"Hydro",null,"S_VACA","South Carolina",45,"Laurens",59,"45059",3,0,1939,9999,null,null,"N","Hydro",{"$nulls":13},0,0,0,0]
["Ware Shoals Hydro Project","10801_G_GEN2",10801,"G","GEN2",null,"Hydro",null,"S_VACA","South Carolina",45,"Laurens",59,"45059",3,0,1986,9999,null,null,"N","Hydro",{"$nulls":13},0,0,0,0]
["Kenilworth Energy Facility","10805_G_GEN1",10805,"G","GEN1",3600,"Combined Cycle",null,"PJM_EMAC","New Jersey",34,"Union",39,"34039",20,10508,1989,9999,null,null,"Y","Natural Gas, Distillate Fuel Oil",{"$nulls":3},"H2O",{"$nulls":9},0.11971,0.11971,0.11971,0.11971]
["Kenilworth Energy Facility","10805_G_GEN2",10805,"G","GEN2",null,"Combined Cycle",null,"PJM_EMAC","New Jersey",34,"Union",39,"34039",4.5,10508,1989,9999,null,null,"Y","Natural Gas, Distillate Fuel Oil",{"$nulls":3},"H2O",{"$nulls":9},0.11971,0.11971,0.11971,0.11971]
["Crystal Springs","10806_G_GEN1",10806,"G","GEN1",null,"Hydro",null,"WECC_ID","Idaho",16,"Twin Falls",83,"16083",2,0,1988,9999,null,null,"N","Hydro",{"$nulls":13},0,0,0,0]
["Dietrich Drop","10807_G_GEN1",10807,"G","GEN1",null,"Hydro",null,"WECC_ID","Idaho",16,"Lincoln",63,"16063",4.8,0,1990,9999,null,null,"N","Hydro",{"$nulls":13},0,0,0,0]
["Low Line Rapids","10808_G_GEN1",10808,"G","GEN1",null,"Hydro",null,"WECC_ID","Idaho",16,"Twin Falls",83,"16083",2.7,0,1990,9999,null,null,"N","Hydro",{"$nulls":13},0,0,0,0]
["Rock Creek II","10809_G_GEN1",10809,"G","GEN1",null,"Hydro",null,"WECC_ID","Idaho",16,"Twin Falls",83,"16083",1.8,0,1990,9999,null,null,"N","Hydro",{"$nulls":13},0,0,0,0]
["Riverside","1081_B_9",1081,"B","9",753,"O/G Steam",null,"MIS_MIDA","Iowa",19,"Scott",163,"19163",125,11873,1961,9999,"tangential","dry","N","Natural Gas",{"$nulls":3},"LNC2",{"$nulls":8},0.006,0.156,0.156,0.156,0.156]
["Port Leyden Hydroelectric Project","10817_G_GEN1",10817,"G","GEN1",null,"Hydro",null,"NY_Z_C&E","New York",36,"Lewis",49,"36049",0.5,0,1985,9999,null,null,"N","Hydro",{"$nulls":13},0,0,0,0]
["Port Leyden Hydroelectric Project","10817_G_GEN2",10817,"G","GEN2",null,"Hydro",null,"NY_Z_C&E","New York",36,"Lewis",49,"36049",0.5,0,1985,9999,null,null,"N","Hydro",{"$nulls":13},0,0,0,0]
["Ada Cogeneration LP","10819_G_GEN1",10819,"G","GEN1",null,"Combined Cycle",null,"MIS_LMI","Michigan",26,"Kent",81,"26081",22,5902,1990,9999,null,null,"Y","Natural Gas",{"$nulls":13},0.05194,0.05194,0.05194,0.05194]
["Ada Cogeneration LP","10819_G_GEN2",10819,"G","GEN2",null,"Combined Cycle",null,"MIS_LMI","Michigan",26,"Kent",81,"26081",8,5902,1990,9999,null,null,"Y","Natural Gas",{"$nulls":3},"H2O",{"$nulls":9},0.05194,0.05194,0.05194,0.05194]
["Walter Scott Jr Energy Center","1082_B_3",1082,"B","3",756,"Coal Steam",null,"MIS_MIDA","Iowa",19,"Pottawattamie",155,"19155",704,10042,1978,9999,"wall","dry","Y","Subbituminous","Dry Scrubber",2009,0.936,"AA + LNB + LNBO",{"$nulls":3},"ESPC + B","Yes","ACI",2015,null,0.4,0.22531,0.22531,0.22531,0.22531,0.1,0.1,0.1,0.9860000000000001]
["Walter Scott Jr Energy Center","1082_B_4",1082,"B","4",89556,"Coal Steam",null,"MIS_MIDA","Iowa",19,"Pottawattamie",155,"19155",814,10111,2007,9999,"wall","dry","N","Subbituminous","Dry Scrubber",2007,0.92,"LNB + OFA","SCR",2007,null,"B","NA","ACI",2007,null,0.1,0.0566,0.0566,0.0566,0.0566,0.1,0.1,0.1,0.99]
["Grayling Generating Station","10822_B_BOIL1",10822,"B","BOIL1",90210,"Biomass",null,"MIS_LMI","Michigan",26,"Crawford",39,"26039",38,14734,1992,9999,"stoker/SPR",null,"N","Biomass",{"$nulls":4},"SNCR",null,"1992","ESPC + C","No",{"$nulls":4},0.12872,0.12872,0.12872,0.12872]
["Deer Island Treatment Plant","10823_B_B101",10823,"B","B101",null,"Non-Fossil Waste",null,"NENGREST","Massachusetts",25,"Suffolk",25,"25025",4.5,11414,1997,9999,null,null,"Y","Non-Fossil Waste",{"$nulls":3},"FR + LNB",{"$nulls":9},0,0,0,0]
["Deer Island Treatment Plant","10823_B_B201",10823,"B","B201",null,"Non-Fossil Waste",null,"NENGREST","Massachusetts",25,"Suffolk",25,"25025",4.5,11414,1997,9999,null,null,"Y","Non-Fossil Waste",{"$nulls":3},"FR + LNB",{"$nulls":9},0,0,0,0]
["Deer Island Treatment Plant","10823_G_G101",10823,"G","G101",3602,"Combustion Turbine",null,"NENGREST","Massachusetts",25,"Suffolk",25,"25025",22,13133,1995,9999,null,null,"N","Natural Gas, Distillate Fuel Oil",{"$nulls":3},"H2O",{"$nulls":9},0.50431,0.50431,0.50431,0.50431]
["Deer Island Treatment Plant","10823_G_G201",10823,"G","G201",3603,"Combustion Turbine",null,"NENGREST","Massachusetts",25,"Suffolk",25,"25025",22,13133,1995,9999,null,null,"N","Natural Gas, Distillate Fuel Oil",{"$nulls":3},"H2O",{"$nulls":9},1.01274,1.01274,1.01274,1.01274]
["Deer Island Treatment Plant","10823_G_H101",10823,"G","H101",null,"Hydro",null,"NENGREST","Massachusetts",25,"Suffolk",25,"25025",1,0,2001,9999,null,null,"N","Hydro",{"$nulls":13},0,0,0,0]
["Deer Island Treatment Plant","10823_G_H201",10823,"G","H201",null,"Hydro",null,"NENGREST","Massachusetts",25,"Suffolk",25,"25025",1,0,2001,9999,null,null,"N","Hydro",{"$nulls":13},0,0,0,0]
["Deer Island Treatment Plant","10823_G_PV101",10823,"G","PV101",null,"Solar PV",null,"NENGREST","Massachusetts",25,"Suffolk",25,"25025",0.1,0,2008,9999,null,null,"N","Solar",{"$nulls":13},0,0,0,0]
["Deer Island Treatment Plant","10823_G_WT101",10823,"G","WT101",null,"Onshore Wind",null,"NENGREST","Massachusetts",25,"Suffolk",25,"25025",0.6,0,2009,9999,null,null,"N","Wind",{"$nulls":13},0,0,0,0]
["Deer Island Treatment Plant","10823_G_WT102",10823,"G","WT102",null,"Onshore Wind",null,"NENGREST","Massachusetts",25,"Suffolk",25,"25025",0.6,0,2009,9999,null,null,"N","Wind",{"$nulls":13},0,0,0,0]
["Oakdale Power Station","10824_G_OAKD",10824,"G","OAKD",null,"Hydro",null,"NENGREST","Massachusetts",25,"Worcester",27,"25027",3,0,1951,9999,null,null,"N","Hydro",{"$nulls":13},0,0,0,0]
["Cosgrove Intake and Power Station","10825_G_UNI1",10825,"G","UNI1",null,"Hydro",null,"NENGREST","Massachusetts",25,"Worcester",27,"25027",1,0,1969,9999,null,null,"N","Hydro",{"$nulls":13},0,0,0,0]
["Cosgrove Intake and Power Station","10825_G_UNI2",10825,"G","UNI2",null,"Hydro",null,"NENGREST","Massachusetts",25,"Worcester",27,"25027",1,0,1969,9999,null,null,"N","Hydro",{"$nulls":13},0,0,0,0]
["Woodland Biomass Power Ltd","10836_B_BLR1",10836,"B","BLR1",null,"Biomass",null,"WEC_CALN","California",6,"Yolo",113,"06113",25,18100,1989,9999,null,null,"N","Biomass",null,null,0.5,"CF + NH3","SNCR",null,"1988","B","NA",{"$nulls":4},0.06505,0.06505,0.06505,0.06505,{"$nulls":4},"Yes"]
["Covanta Mendota","10837_B_B1",10837,"B","B1",null,"Biomass",null,"WEC_CALN","California",6,"Fresno",19,"06019",25,15521,1986,9999,null,null,"N","Biomass",{"$nulls":3},"CF + NH3","SNCR",null,"1989","B","NA",{"$nulls":4},0.15272,0.15272,0.15272,0.15272]
["Springfield Power LLC","10838_B_BLR1",10838,"B","BLR1",null,"Biomass",null,"NENGREST","New Hampshire",33,"Sullivan",19,"33019",16.1,13916,1987,9999,null,null,"N","Biomass",{"$nulls":3},"LA + OFA","SCR",2008,null,"ESPH + C","No",{"$nulls":3},0.025,0.06299,0.06299,0.06299,0.06299]
["DG Whitefield LLC","10839_B_BLR1",10839,"B","BLR1",null,"Biomass",null,"NENGREST","New Hampshire",33,"Coos",7,"33007",17,13569,1986,9999,null,null,"N","Biomass",{"$nulls":4},"SCR",2004,null,"ESPC + C","No",{"$nulls":3},0.025,0.05794,0.05794,0.05794,0.05794]
["River Hills","1084_G_1",1084,"G","1",null,"Combustion Turbine",null,"MIS_MIDA","Iowa",19,"Polk",153,"19153",14.5,25000,1966,9999,null,null,"N","Natural Gas",{"$nulls":12},0.5,0.3138,0.3138,0.3138,0.3138]
["River Hills","1084_G_2",1084,"G","2",null,"Combustion Turbine",null,"MIS_MIDA","Iowa",19,"Polk",153,"19153",14.7,25000,1966,9999,null,null,"N","Natural Gas",{"$nulls":12},0.5,0.31792,0.31792,0.31792,0.31792]
["River Hills","1084_G_3",1084,"G","3",null,"Combustion Turbine",null,"MIS_MIDA","Iowa",19,"Polk",153,"19153",14.3,25000,1966,9999,null,null,"N","Natural Gas",{"$nulls":12},0.5,0.31288,0.31288,0.31288,0.31288]
["River Hills","1084_G_4",1084,"G","4",null,"Combustion Turbine",null,"MIS_MIDA","Iowa",19,"Polk",153,"19153",15.1,25000,1966,9999,null,null,"N","Natural Gas",{"$nulls":12},0.5,0.3138,0.3138,0.3138,0.3138]
["River Hills","1084_G_5",1084,"G","5",null,"Combustion Turbine",null,"MIS_MIDA","Iowa",19,"Polk",153,"19153",14.7,25000,1967,9999,null,null,"N","Natural Gas",{"$nulls":12},0.5,0.32331,0.32331,0.32331,0.32331]
["River Hills","1084_G_6",1084,"G","6",null,"Combustion Turbine",null,"MIS_MIDA","Iowa",19,"Polk",153,"19153",14.5,25000,1967,9999,null,null,"N","Natural Gas",{"$nulls":12},0.5,0.31709,0.31709,0.31709,0.31709]
["River Hills","1084_G_7",1084,"G","7",null,"Combustion Turbine",null,"MIS_MIDA","Iowa",19,"Polk",153,"19153",14,25000,1968,9999,null,null,"N","Natural Gas",{"$nulls":12},0.5,0.31639,0.31639,0.31639,0.31639]
["River Hills","1084_G_8",1084,"G","8",null,"Combustion Turbine",null,"MIS_MIDA","Iowa",19,"Polk",153,"19153",15.1,25000,1968,9999,null,null,"N","Natural Gas",{"$nulls":12},0.5,0.31643,0.31643,0.31643,0.31643]
["Covanta Delano Energy","10840_B_U1",10840,"B","U1",null,"Biomass",null,"WECC_SCE","California",6,"Kern",29,"06029",27,13565,1989,9999,null,null,"N","Biomass","Wet Scrubber",1989,0.9,null,"SNCR",null,"1989","B","NA",{"$nulls":4},0.09082,0.09082,0.09082,0.09082,{"$nulls":4},"Yes"]
["Covanta Delano Energy","10840_B_U2",10840,"B","U2",null,"Biomass",null,"WECC_SCE","California",6,"Kern",29,"06029",22,13644,1994,9999,null,null,"N","Biomass","Wet Scrubber",1994,0.9,null,"SNCR",null,"1994","B","NA",{"$nulls":4},0.09082,0.09082,0.09082,0.09082,{"$nulls":4},"Yes"]
["Walden","10848_G_GEN1",10848,"G","GEN1",null,"Hydro",null,"NY_Z_G-I","New York",36,"Orange",71,"36071",1.1,0,1986,9999,null,null,"N","Hydro",{"$nulls":13},0,0,0,0]
["Walden","10848_G_GEN2",10848,"G","GEN2",null,"Hydro",null,"NY_Z_G-I","New York",36,"Orange",71,"36071",0.8,0,1986,9999,null,null,"N","Hydro",{"$nulls":13},0,0,0,0]
["Walden","10848_G_GEN3",10848,"G","GEN3",null,"Hydro",null,"NY_Z_G-I","New York",36,"Orange",71,"36071",0.4,0,1986,9999,null,null,"N","Hydro",{"$nulls":13},0,0,0,0]
["Silver Bay Power","10849_B_BLR1",10849,"B","BLR1",89908,"Coal Steam",null,"MIS_MNWI","Minnesota",27,"Lake",75,"27075",36,10110,1955,9999,"wall","dry","Y","Subbituminous",{"$nulls":7},"B","NA",{"$nulls":3},1.5,0.29759,0.29759,0.1549,0.1549,0.11,0.1,1]
["Silver Bay Power","10849_B_BLR2",10849,"B","BLR2",89909,"Coal Steam",null,"MIS_MNWI","Minnesota",27,"Lake",75,"27075",69,10110,1963,9999,"wall","dry","Y","Subbituminous",{"$nulls":7},"B","NA",{"$nulls":3},1.5,0.61744,0.61744,0.1549,0.1549,0.11,0.1,1]
["Archer Daniels Midland Cedar Rapids","10864_B_1",10864,"B","1",null,"Coal Steam",null,"MIS_IA","Iowa",19,"Linn",113,"19113",40,11844,1988,9999,"FBC","dry","Y","Bituminous, Subbituminous",null,null,0.9,null,"SNCR",null,"2012","B","NA",{"$nulls":3},0.7,0.07043,0.07043,0.07043,0.07043,0.05,0.1,0.43,0.95,"Yes",1988]
["Archer Daniels Midland Cedar Rapids","10864_B_2",10864,"B","2",null,"Coal Steam",null,"MIS_IA","Iowa",19,"Linn",113,"19113",40,11844,1988,9999,"FBC","dry","Y","Bituminous, Subbituminous",null,null,0.9,null,"SNCR",null,"2012","B","NA",{"$nulls":3},0.7,0.06734,0.06734,0.06734,0.06734,0.05,0.1,0.43,0.95,"Yes",1988]
["Archer Daniels Midland Cedar Rapids","10864_B_3",10864,"B","3",null,"Coal Steam",null,"MIS_IA","Iowa",19,"Linn",113,"19113",40,11844,1989,9999,"FBC","dry","Y","Bituminous, Subbituminous",null,null,0.9,null,"SNCR",null,"2012","B","NA",{"$nulls":3},0.7,0.06587,0.06587,0.06587,0.06587,0.05,0.1,0.43,0.95,"Yes",1989]
["Archer Daniels Midland Cedar Rapids","10864_B_4",10864,"B","4",null,"Coal Steam",null,"MIS_IA","Iowa",19,"Linn",113,"19113",40,11844,1994,9999,"FBC","wet","Y","Bituminous, Subbituminous",null,null,0.9,null,"SNCR",null,"1994","B","NA",{"$nulls":3},0.7,0.06556,0.06556,0.06556,0.06556,0.05,0.1,0.43,0.95,"Yes",1994]
["Archer Daniels Midland Cedar Rapids","10864_B_5",10864,"B","5",null,"Coal Steam",null,"MIS_IA","Iowa",19,"Linn",113,"19113",100,11844,2001,9999,"FBC","dry","Y","Bituminous, Subbituminous",null,null,0.92,null,"SNCR",null,"2001","B","NA",{"$nulls":3},0.7,0.06257,0.06257,0.06257,0.06257,0.05,0.1,0.43,0.95,"Yes",2001]
["Archer Daniels Midland Cedar Rapids","10864_G_GEN7",10864,"G","GEN7",null,"Combustion Turbine",null,"MIS_IA","Iowa",19,"Linn",113,"19113",35,9086,2016,9999,null,null,"N","Natural Gas, Distillate Fuel Oil",{"$nulls":13},0.011,0.011,0.011,0.011]
["Biomass One LP","10869_B_NORTH",10869,"B","NORTH",null,"Biomass",null,"WECC_PNW","Oregon",41,"Jackson",29,"41029",18.2,18373,1985,9999,null,null,"N","Biomass",{"$nulls":7},"ESPH + C","No",{"$nulls":4},0.25617,0.25617,0.25617,0.25617]
["Biomass One LP","10869_B_SOUTH",10869,"B","SOUTH",null,"Biomass",null,"WECC_PNW","Oregon",41,"Jackson",29,"41029",18.2,18372,1985,9999,null,null,"N","Biomass",{"$nulls":7},"ESPH + C","No",{"$nulls":4},0.25617,0.25617,0.25617,0.25617]
["Hazelton","10870_G_GEN1",10870,"G","GEN1",3605,"Combustion Turbine",null,"PJM_WMAC","Pennsylvania",42,"Luzerne",79,"42079",58.9,13306,1989,9999,null,null,"N","Natural Gas",{"$nulls":3},"H2O",{"$nulls":8},4,0.18686,0.18686,0.18686,0.18686]
["Hazelton","10870_G_GEN2",10870,"G","GEN2",9579,"Combustion Turbine",null,"PJM_WMAC","Pennsylvania",42,"Luzerne",79,"42079",28.3,13319,2002,9999,null,null,"N","Natural Gas, Distillate Fuel Oil",{"$nulls":3},"H2O",{"$nulls":8},4,0.08824,0.08824,0.08824,0.08824]
["Hazelton","10870_G_GEN3",10870,"G","GEN3",9580,"Combustion Turbine",null,"PJM_WMAC","Pennsylvania",42,"Luzerne",79,"42079",29.3,13323,2002,9999,null,null,"N","Natural Gas, Distillate Fuel Oil",{"$nulls":3},"H2O",{"$nulls":8},4,0.08226,0.08226,0.08226,0.08226]
["Hazelton","10870_G_GEN4",10870,"G","GEN4",9581,"Combustion Turbine",null,"PJM_WMAC","Pennsylvania",42,"Luzerne",79,"42079",29.1,13315,2002,9999,null,null,"N","Natural Gas, Distillate Fuel Oil",{"$nulls":3},"H2O",{"$nulls":8},4,0.08314,0.08314,0.08314,0.08314]
["Coso Finance Partners","10873_G_GEN1",10873,"G","GEN1",null,"Geothermal",null,"WECC_SCE","California",6,"Inyo",27,"06027",27.5,9771,1987,9999,null,null,"N","Geothermal",{"$nulls":13},0,0,0,0,0.3713,0.3713,0.3713]
["Coso Finance Partners","10873_G_GEN2",10873,"G","GEN2",null,"Geothermal",null,"WECC_SCE","California",6,"Inyo",27,"06027",27,9771,1988,9999,null,null,"N","Geothermal",{"$nulls":13},0,0,0,0,0.3713,0.3713,0.3713]
["Coso Finance Partners","10873_G_GEN3",10873,"G","GEN3",null,"Geothermal",null,"WECC_SCE","California",6,"Inyo",27,"06027",26.7,9771,1988,9999,null,null,"N","Geothermal",{"$nulls":13},0,0,0,0,0.3713,0.3713,0.3713]
["Coso Power Developers","10874_G_GEN4",10874,"G","GEN4",null,"Geothermal",null,"WECC_SCE","California",6,"Inyo",27,"06027",30,9771,1989,9999,null,null,"N","Geothermal",{"$nulls":13},0,0,0,0,0.3713,0.3713,0.3713]
["Coso Power Developers","10874_G_GEN5",10874,"G","GEN5",null,"Geothermal",null,"WECC_SCE","California",6,"Inyo",27,"06027",23.4,9771,1989,9999,null,null,"N","Geothermal",{"$nulls":13},0,0,0,0,0.3713,0.3713,0.3713]
["Coso Power Developers","10874_G_GEN6",10874,"G","GEN6",null,"Geothermal",null,"WECC_SCE","California",6,"Inyo",27,"06027",26.9,9771,1989,9999,null,null,"N","Geothermal",{"$nulls":13},0,0,0,0,0.3713,0.3713,0.3713]
["Coso Energy Developers","10875_G_GEN7",10875,"G","GEN7",null,"Geothermal",null,"WECC_SCE","California",6,"Inyo",27,"06027",21.8,9771,1988,9999,null,null,"N","Geothermal",{"$nulls":13},0,0,0,0,0.3713,0.3713,0.3713]
["Coso Energy Developers","10875_G_GEN8",10875,"G","GEN8",null,"Geothermal",null,"WECC_SCE","California",6,"Inyo",27,"06027",22.5,9771,1988,9999,null,null,"N","Geothermal",{"$nulls":13},0,0,0,0,0.3713,0.3713,0.3713]
["Coso Energy Developers","10875_G_GEN9",10875,"G","GEN9",null,"Geothermal",null,"WECC_SCE","California",6,"Inyo",27,"06027",23.5,9771,1989,9999,null,null,"N","Geothermal",{"$nulls":13},0,0,0,0,0.3713,0.3713,0.3713]
["Salton Sea Power Gen Co Unit 1","10878_G_EE11",10878,"G","EE11",null,"Geothermal",null,"WECC_IID","California",6,"Imperial",25,"06025",10,9771,1982,9999,null,null,"N","Geothermal",{"$nulls":13},0,0,0,0,0.4625,0.4625,0.4625]
["Salton Sea Power Gen Co - Unit 2","10879_G_GEN1",10879,"G","GEN1",null,"Geothermal",null,"WECC_IID","California",6,"Imperial",25,"06025",10,9771,1990,9999,null,null,"N","Geothermal",{"$nulls":13},0,0,0,0,0.4625,0.4625,0.4625]
["Salton Sea Power Gen Co - Unit 2","10879_G_GEN2",10879,"G","GEN2",null,"Geothermal",null,"WECC_IID","California",6,"Imperial",25,"06025",4,9771,1990,9999,null,null,"N","Geothermal",{"$nulls":13},0,0,0,0,0.4625,0.4625,0.4625]
["Salton Sea Power Gen Co - Unit 2","10879_G_GEN3",10879,"G","GEN3",null,"Geothermal",null,"WECC_IID","California",6,"Imperial",25,"06025",2.1,9771,1990,9999,null,null,"N","Geothermal",{"$nulls":13},0,0,0,0,0.4625,0.4625,0.4625]
["Bidwell Ditch Project","10880_G_GEN1",10880,"G","GEN1",null,"Hydro",null,"WEC_CALN","California",6,"Shasta",89,"06089",1.8,0,1987,9999,null,null,"N","Hydro",{"$nulls":13},0,0,0,0]
["Roaring Creek Water Power","10881_G_GEN1",10881,"G","GEN1",null,"Hydro",null,"WEC_CALN","California",6,"Shasta",89,"06089",2,0,1986,9999,null,null,"N","Hydro",{"$nulls":13},0,0,0,0]
["Hatchet Creek Project","10882_G_GEN1",10882,"G","GEN1",null,"Hydro",null,"WEC_CALN","California",6,"Shasta",89,"06089",6.8,0,1986,9999,null,null,"N","Hydro",{"$nulls":13},0,0,0,0]
["Medical Area Total Energy Plant","10883_B_GTHSG1",10883,"B","GTHSG1",null,"O/G Steam",null,"NENGREST","Massachusetts",25,"Suffolk",25,"25025",3.1,11269,2004,9999,null,null,"Y","Natural Gas",{"$nulls":4},"SCR",2004,{"$nulls":6},0.74,0.00639,0.00639,0.00639,0.00639]
["Medical Area Total Energy Plant","10883_B_GTHSG2",10883,"B","GTHSG2",null,"O/G Steam",null,"NENGREST","Massachusetts",25,"Suffolk",25,"25025",3.1,11269,2004,9999,null,null,"Y","Natural Gas",{"$nulls":4},"SCR",2004,{"$nulls":6},0.74,0.00634,0.00634,0.00634,0.00634]
["Medical Area Total Energy Plant","10883_B_HSG1",10883,"B","HSG1",null,"O/G Steam",null,"NENGREST","Massachusetts",25,"Suffolk",25,"25025",3.1,11668,1979,9999,null,null,"Y","Natural Gas",{"$nulls":4},"SCR",2004,{"$nulls":6},0.74,0.07074,0.07074,0.07074,0.07074]
["Medical Area Total Energy Plant","10883_B_HSG2",10883,"B","HSG2",null,"O/G Steam",null,"NENGREST","Massachusetts",25,"Suffolk",25,"25025",3.1,11668,1979,9999,null,null,"Y","Natural Gas",{"$nulls":4},"SCR",2004,{"$nulls":6},0.74,0.06666,0.06666,0.06666,0.06666]
["Medical Area Total Energy Plant","10883_B_PSG1",10883,"B","PSG1",null,"O/G Steam",null,"NENGREST","Massachusetts",25,"Suffolk",25,"25025",3.1,11269,2010,9999,null,null,"Y","Natural Gas",{"$nulls":12},0.74,0.01508,0.01508,0.01508,0.01508]
["Medical Area Total Energy Plant","10883_B_PSG2",10883,"B","PSG2",null,"O/G Steam",null,"NENGREST","Massachusetts",25,"Suffolk",25,"25025",3.1,11269,2004,9999,null,null,"Y","Natural Gas",{"$nulls":12},0.74,0.10025,0.10025,0.10025,0.10025]
["Medical Area Total Energy Plant","10883_B_PSG3",10883,"B","PSG3",null,"O/G Steam",null,"NENGREST","Massachusetts",25,"Suffolk",25,"25025",3.1,11269,2004,9999,null,null,"Y","Natural Gas",{"$nulls":12},0.74,0.09713,0.09713,0.09713,0.09713]
["Medical Area Total Energy Plant","10883_G_CT1",10883,"G","CT1",null,"Combustion Turbine",null,"NENGREST","Massachusetts",25,"Suffolk",25,"25025",12.5,12445,2003,9999,null,null,"Y","Natural Gas, Distillate Fuel Oil",{"$nulls":12},0.789,0.0951,0.0951,0.0951,0.0951]
["Medical Area Total Energy Plant","10883_G_CT2",10883,"G","CT2",null,"Combustion Turbine",null,"NENGREST","Massachusetts",25,"Suffolk",25,"25025",12.5,12445,2003,9999,null,null,"Y","Natural Gas, Distillate Fuel Oil",{"$nulls":12},0.789,0.0951,0.0951,0.0951,0.0951]
["Medical Area Total Energy Plant","10883_G_CT3",10883,"G","CT3",null,"Combustion Turbine","","NENGREST","Massachusetts",25,"Suffolk",25,"25025",12.8,9086,2017,9999,null,null,"Y","Natural Gas",{"$nulls":13},0.011,0.011,0.011,0.011]
["Medical Area Total Energy Plant","10883_G_DEG1",10883,"G","DEG1",null,"Combustion Turbine","IC Engine","NENGREST","Massachusetts",25,"Suffolk",25,"25025",6,13629,1985,9999,null,null,"Y","Distillate Fuel Oil",{"$nulls":4},"SCR",{"$nulls":7},0.789,1.7672,0.35344,1.7672,0.35344]
["Medical Area Total Energy Plant","10883_G_DEG2",10883,"G","DEG2",null,"Combustion Turbine","IC Engine","NENGREST","Massachusetts",25,"Suffolk",25,"25025",6,13629,1985,9999,null,null,"Y","Distillate Fuel Oil",{"$nulls":4},"SCR",{"$nulls":7},0.789,1.87097,0.37419,1.87097,0.37419]
["Medical Area Total Energy Plant","10883_G_DEG3",10883,"G","DEG3",null,"Combustion Turbine","IC Engine","NENGREST","Massachusetts",25,"Suffolk",25,"25025",6,13629,1985,9999,null,null,"Y","Distillate Fuel Oil",{"$nulls":4},"SCR",{"$nulls":7},0.789,1.67061,0.33412,1.67061,0.33412]
["Medical Area Total Energy Plant","10883_G_DEG4",10883,"G","DEG4",null,"Combustion Turbine","IC Engine","NENGREST","Massachusetts",25,"Suffolk",25,"25025",6,13629,1985,9999,null,null,"Y","Distillate Fuel Oil",{"$nulls":4},"SCR",{"$nulls":7},0.789,1.67381,0.33476,1.67381,0.33476]
["Medical Area Total Energy Plant","10883_G_DEG5",10883,"G","DEG5",null,"Combustion Turbine","IC Engine","NENGREST","Massachusetts",25,"Suffolk",25,"25025",6,13629,1985,9999,null,null,"Y","Distillate Fuel Oil",{"$nulls":4},"SCR",{"$nulls":7},0.789,1.76391,0.35278,1.76391,0.35278]
["Medical Area Total Energy Plant","10883_G_DEG6",10883,"G","DEG6",null,"Combustion Turbine","IC Engine","NENGREST","Massachusetts",25,"Suffolk",25,"25025",6,13629,1986,9999,null,null,"Y","Distillate Fuel Oil",{"$nulls":4},"SCR",{"$nulls":7},0.789,1.74309,0.34862,1.74309,0.34862]
["Olive View Medical Center","10884_G_CTC1",10884,"G","CTC1",null,"Combustion Turbine",null,"WEC_LADW","California",6,"Los Angeles",37,"06037",2.7,16297,1987,9999,null,null,"Y","Natural Gas, Distillate Fuel Oil",{"$nulls":13},0.09426,0.09426,0.09426,0.09426]
["Olive View Medical Center","10884_G_CTC2",10884,"G","CTC2",null,"Combustion Turbine",null,"WEC_LADW","California",6,"Los Angeles",37,"06037",2.7,16297,1987,9999,null,null,"Y","Natural Gas, Distillate Fuel Oil",{"$nulls":13},0.09426,0.09426,0.09426,0.09426]
["Victory Mills","10902_G_GEN1",10902,"G","GEN1",null,"Hydro",null,"NY_Z_C&E","New York",36,"Cayuga",11,"36011",1.6,0,1986,9999,null,null,"N","Hydro",{"$nulls":13},0,0,0,0]
["Lockport Powerhouse","10903_G_1GEN",10903,"G","1GEN",null,"Hydro",null,"PJM_COMD","Illinois",17,"Will",197,"17197",6,0,1999,9999,null,null,"N","Hydro",{"$nulls":13},0,0,0,0]
["Lockport Powerhouse","10903_G_2GEN",10903,"G","2GEN",null,"Hydro",null,"PJM_COMD","Illinois",17,"Will",197,"17197",6,0,2001,9999,null,null,"N","Hydro",{"$nulls":13},0,0,0,0]
["George Neal North","1091_B_3",1091,"B","3",762,"Coal Steam",null,"MIS_MIDA","Iowa",19,"Woodbury",193,"19193",500,10599,1975,9999,"wall","dry","N","Subbituminous","Dry Scrubber",2014,0.9,"LNBO","SNCR",null,"2014","ESPC + B","No","ACI",2015,null,1.2,0.2048,0.2048,0.2048,0.2048,0.1,0.1,0.1,0.9500000000000001]
["Merle Parr","1097_G_1",1097,"G","1",null,"Combustion Turbine",null,"MIS_MIDA","Iowa",19,"Floyd",67,"19067",16.6,25000,1969,9999,null,null,"N","Natural Gas",{"$nulls":12},2.5,0.31646,0.31646,0.31646,0.31646]
["Merle Parr","1097_G_2",1097,"G","2",null,"Combustion Turbine",null,"MIS_MIDA","Iowa",19,"Floyd",67,"19067",16,25000,1969,9999,null,null,"N","Natural Gas",{"$nulls":12},2.5,0.32941,0.32941,0.32941,0.32941]
["H Neely Henry Dam","11_G_1",11,"G","1",null,"Hydro",null,"S_SOU","Alabama",1,"Calhoun",15,"01015",23.3,0,1966,9999,null,null,"N","Hydro",{"$nulls":13},0,0,0,0]
["H Neely Henry Dam","11_G_2",11,"G","2",null,"Hydro",null,"S_SOU","Alabama",1,"Calhoun",15,"01015",23.3,0,1966,9999,null,null,"N","Hydro",{"$nulls":13},0,0,0,0]
["H Neely Henry Dam","11_G_3",11,"G","3",null,"Hydro",null,"S_SOU","Alabama",1,"Calhoun",15,"01015",23.4,0,1966,9999,null,null,"N","Hydro",{"$nulls":13},0,0,0,0]
["Burlington (IA)","1104_B_1",1104,"B","1",764,"Coal Steam",null,"MIS_IA","Iowa",19,"Des Moines",57,"19057",214,10991,1968,2022,"tangential","wet","N","Subbituminous",{"$nulls":3},"LNB + OFA",{"$nulls":3},"ESPC","Yes","ACI",2014,null,0.75,0.14427,0.14427,0.139,0.139,0.1,0.1,0.1,{"$nulls":5},"C2G/Retire","2022"]
["Burlington","1104_G_GT1",1104,"G","GT1",null,"Combustion Turbine","Combustion Turbine","MIS_IA","Iowa",19,"Des Moines",57,"19057",15.2,24389,1994,9999,"","","N","Natural Gas","",{"$nulls":11},0.00625,{"v":0.37405714285714287,"d":"0.3741"},{"v":0.37405714285714287,"d":"0.3741"},{"v":0.37405714285714287,"d":"0.3741"},{"v":0.37405714285714287,"d":"0.3741"},{"$nulls":10},""]
["Burlington","1104_G_GT2",1104,"G","GT2",null,"Combustion Turbine","Combustion Turbine","MIS_IA","Iowa",19,"Des Moines",57,"19057",13.4,24376,1995,9999,"","","N","Natural Gas","",{"$nulls":11},0.00625,{"v":0.37405714285714287,"d":"0.3741"},{"v":0.37405714285714287,"d":"0.3741"},{"v":0.37405714285714287,"d":"0.3741"},{"v":0.37405714285714287,"d":"0.3741"},{"$nulls":10},""]
["Burlington","1104_G_GT3",1104,"G","GT3",null,"Combustion Turbine","Combustion Turbine","MIS_IA","Iowa",19,"Des Moines",57,"19057",14.2,24382,1996,9999,"","","N","Natural Gas","",{"$nulls":11},0.00625,{"v":0.37405714285714287,"d":"0.3741"},{"v":0.37405714285714287,"d":"0.3741"},{"v":0.37405714285714287,"d":"0.3741"},{"v":0.37405714285714287,"d":"0.3741"},{"$nulls":10},""]
["Burlington","1104_G_GT4",1104,"G","GT4",null,"Combustion Turbine","Combustion Turbine","MIS_IA","Iowa",19,"Des Moines",57,"19057",16.1,24391,1994,9999,"","","N","Natural Gas","",{"$nulls":11},0.00625,{"v":0.37405714285714287,"d":"0.3741"},{"v":0.37405714285714287,"d":"0.3741"},{"v":0.37405714285714287,"d":"0.3741"},{"v":0.37405714285714287,"d":"0.3741"},{"$nulls":10},""]
["Keokuk","1109_G_1",1109,"G","1",null,"Hydro",null,"MIS_MO","Iowa",19,"Lee",111,"19111",9.9,0,1913,9999,null,null,"N","Hydro",{"$nulls":13},0,0,0,0]
["Keokuk","1109_G_10",1109,"G","10",null,"Hydro",null,"MIS_MO","Iowa",19,"Lee",111,"19111",9.9,0,1913,9999,null,null,"N","Hydro",{"$nulls":13},0,0,0,0]
["Keokuk","1109_G_11",1109,"G","11",null,"Hydro",null,"MIS_MO","Iowa",19,"Lee",111,"19111",9.9,0,1913,9999,null,null,"N","Hydro",{"$nulls":13},0,0,0,0]
["Keokuk","1109_G_12",1109,"G","12",null,"Hydro",null,"MIS_MO","Iowa",19,"Lee",111,"19111",9.9,0,1913,9999,null,null,"N","Hydro",{"$nulls":13},0,0,0,0]
["Keokuk","1109_G_13",1109,"G","13",null,"Hydro",null,"MIS_MO","Iowa",19,"Lee",111,"19111",9.9,0,1913,9999,null,null,"N","Hydro",{"$nulls":13},0,0,0,0]
["Keokuk","1109_G_14",1109,"G","14",null,"Hydro",null,"MIS_MO","Iowa",19,"Lee",111,"19111",7.9,0,1913,9999,null,null,"N","Hydro",{"$nulls":13},0,0,0,0]
["Keokuk","1109_G_15",1109,"G","15",null,"Hydro",null,"MIS_MO","Iowa",19,"Lee",111,"19111",7.9,0,1913,9999,null,null,"N","Hydro",{"$nulls":13},0,0,0,0]
["Keokuk","1109_G_2",1109,"G","2",null,"Hydro",null,"MIS_MO","Iowa",19,"Lee",111,"19111",9.9,0,1913,9999,null,null,"N","Hydro",{"$nulls":13},0,0,0,0]
["Keokuk","1109_G_3",1109,"G","3",null,"Hydro",null,"MIS_MO","Iowa",19,"Lee",111,"19111",9.9,0,1913,9999,null,null,"N","Hydro",{"$nulls":13},0,0,0,0]
["Keokuk","1109_G_4",1109,"G","4",null,"Hydro",null,"MIS_MO","Iowa",19,"Lee",111,"19111",9.9,0,1913,9999,null,null,"N","Hydro",{"$nulls":13},0,0,0,0]
["Keokuk","1109_G_5",1109,"G","5",null,"Hydro",null,"MIS_MO","Iowa",19,"Lee",111,"19111",7.9,0,1913,9999,null,null,"N","Hydro",{"$nulls":13},0,0,0,0]
["Keokuk","1109_G_6",1109,"G","6",null,"Hydro",null,"MIS_MO","Iowa",19,"Lee",111,"19111",7.9,0,1913,9999,null,null,"N","Hydro",{"$nulls":13},0,0,0,0]
["Keokuk","1109_G_7",1109,"G","7",null,"Hydro",null,"MIS_MO","Iowa",19,"Lee",111,"19111",9.9,0,1913,9999,null,null,"N","Hydro",{"$nulls":13},0,0,0,0]
["Keokuk","1109_G_8",1109,"G","8",null,"Hydro",null,"MIS_MO","Iowa",19,"Lee",111,"19111",9.9,0,1913,9999,null,null,"N","Hydro",{"$nulls":13},0,0,0,0]
["Keokuk","1109_G_9",1109,"G","9",null,"Hydro",null,"MIS_MO","Iowa",19,"Lee",111,"19111",9.9,0,1913,9999,null,null,"N","Hydro",{"$nulls":13},0,0,0,0]
["Algona","1120_G_6",1120,"G","6",null,"Combustion Turbine","IC Engine","MIS_MIDA","Iowa",19,"Kossuth",109,"19109",3.2,10885,1965,9999,null,null,"N","Natural Gas, Distillate Fuel Oil",{"$nulls":12},2.5,1.77612,1.77612,1.77612,1.77612]
["Algona","1120_G_7",1120,"G","7",null,"Combustion Turbine","IC Engine","MIS_MIDA","Iowa",19,"Kossuth",109,"19109",4.1,10849,1970,9999,null,null,"N","Natural Gas, Distillate Fuel Oil",{"$nulls":12},2.5,1.77612,1.77612,1.77612,1.77612]
["Algona","1120_G_8",1120,"G","8",null,"Combustion Turbine","IC Engine","MIS_MIDA","Iowa",19,"Kossuth",109,"19109",4.4,10913,1994,9999,null,null,"N","Distillate Fuel Oil",{"$nulls":12},2.5,1.77612,1.77612,1.77612,1.77612]
["Algona","1120_G_9",1120,"G","9",null,"Combustion Turbine","IC Engine","MIS_MIDA","Iowa",19,"Kossuth",109,"19109",4.4,10867,1994,9999,null,null,"N","Distillate Fuel Oil",{"$nulls":12},2.5,1.77612,1.77612,1.77612,1.77612]
["Alta Municipal Utilities","1121_G_1",1121,"G","1",null,"Combustion Turbine","IC Engine","MIS_MIDA","Iowa",19,"Buena Vista",21,"19021",0.9,11874,1947,9999,null,null,"N","Distillate Fuel Oil",{"$nulls":12},2.5,1.77612,1.77612,1.77612,1.77612]
["Ames Electric Services Power Plant","1122_B_7",1122,"B","7",767,"O/G Steam",null,"MIS_MIDA","Iowa",19,"Story",169,"19169",37,12728,1968,9999,"tangential","dry","N","Natural Gas",{"$nulls":3},"LNC1",{"$nulls":8},1.2,0.12655,0.12655,0.12655,0.12655]
["Ames Electric Services Power Plant","1122_B_8",1122,"B","8",768,"O/G Steam",null,"MIS_MIDA","Iowa",19,"Story",169,"19169",68,12498,1982,9999,"wall","dry","N","Natural Gas",{"$nulls":3},"LNBO",{"$nulls":8},1.2,0.11905,0.11905,0.11905,0.11905]
["Anita","1123_G_2",1123,"G","2",null,"Combustion Turbine","IC Engine","MIS_IL","Iowa",19,"Cass",29,"19029",0.1,11540,1939,9999,null,null,"N","Distillate Fuel Oil",{"$nulls":12},2.5,1.77612,1.77612,1.77612,1.77612]
["Anita","1123_G_3",1123,"G","3",null,"Combustion Turbine","IC Engine","MIS_IL","Iowa",19,"Cass",29,"19029",0.2,11547,1951,9999,null,null,"N","Distillate Fuel Oil",{"$nulls":12},2.5,1.77612,1.77612,1.77612,1.77612]
["Anita","1123_G_4",1123,"G","4",null,"Combustion Turbine","IC Engine","MIS_IL","Iowa",19,"Cass",29,"19029",0.2,11547,2000,9999,null,null,"N","Distillate Fuel Oil",{"$nulls":12},2.5,1.77612,1.77612,1.77612,1.77612]
["Anita","1123_G_5",1123,"G","5",null,"Combustion Turbine","IC Engine","MIS_IL","Iowa",19,"Cass",29,"19029",0.2,11547,2000,9999,null,null,"N","Distillate Fuel Oil",{"$nulls":12},2.5,1.77612,1.77612,1.77612,1.77612]
["Anita","1123_G_6",1123,"G","6",null,"Combustion Turbine","IC Engine","MIS_IL","Iowa",19,"Cass",29,"19029",2,11548,2003,9999,null,null,"N","Distillate Fuel Oil",{"$nulls":12},2.5,1.77612,1.77612,1.77612,1.77612]
["Atlantic","1124_G_6",1124,"G","6",null,"Combustion Turbine",null,"MIS_MIDA","Iowa",19,"Cass",29,"19029",9.8,13399,1999,9999,null,null,"N","Natural Gas, Distillate Fuel Oil",{"$nulls":12},2.5,0.0951,0.0951,0.0951,0.0951]
["Bancroft","1125_G_5",1125,"G","5",null,"Combustion Turbine","IC Engine","MIS_MIDA","Iowa",19,"Kossuth",109,"19109",0.5,17308,1954,9999,null,null,"N","Distillate Fuel Oil",{"$nulls":12},2.5,1.77612,1.77612,1.77612,1.77612]
["Bancroft","1125_G_6",1125,"G","6",null,"Combustion Turbine","IC Engine","MIS_MIDA","Iowa",19,"Kossuth",109,"19109",1.8,12791,2001,9999,null,null,"N","Distillate Fuel Oil",{"$nulls":12},2.5,1.77612,1.77612,1.77612,1.77612]
["Bancroft","1125_G_7",1125,"G","7",null,"Combustion Turbine","IC Engine","MIS_MIDA","Iowa",19,"Kossuth",109,"19109",1.8,15863,2001,9999,null,null,"N","Distillate Fuel Oil",{"$nulls":12},2.5,1.77612,1.77612,1.77612,1.77612]
["Bellevue","1126_G_2",1126,"G","2",null,"Combustion Turbine","IC Engine","MIS_IA","Iowa",19,"Jackson",97,"19097",1.6,12042,1992,9999,null,null,"N","Distillate Fuel Oil",{"$nulls":12},2.5,1.77612,1.77612,1.77612,1.77612]
["Bellevue","1126_G_3",1126,"G","3",null,"Combustion Turbine","IC Engine","MIS_IA","Iowa",19,"Jackson",97,"19097",1.7,11937,2001,9999,null,null,"N","Distillate Fuel Oil",{"$nulls":12},2.5,1.77612,1.77612,1.77612,1.77612]
["Bellevue","1126_G_4",1126,"G","4",null,"Combustion Turbine","IC Engine","MIS_IA","Iowa",19,"Jackson",97,"19097",0.6,11692,1963,9999,null,null,"N","Distillate Fuel Oil",{"$nulls":12},2.5,1.77612,1.77612,1.77612,1.77612]
["Bellevue","1126_G_5",1126,"G","5",null,"Combustion Turbine","IC Engine","MIS_IA","Iowa",19,"Jackson",97,"19097",0.7,12182,1953,9999,null,null,"N","Distillate Fuel Oil",{"$nulls":12},2.5,1.77612,1.77612,1.77612,1.77612]
["Bellevue","1126_G_6",1126,"G","6",null,"Combustion Turbine","IC Engine","MIS_IA","Iowa",19,"Jackson",97,"19097",2.4,12319,1971,9999,null,null,"N","Distillate Fuel Oil",{"$nulls":12},2.5,1.77612,1.77612,1.77612,1.77612]
["Bloomfield","1127_G_1",1127,"G","1",null,"Combustion Turbine","IC Engine","MIS_IA","Iowa",19,"Davis",51,"19051",2.3,12563,1975,9999,null,null,"N","Natural Gas, Distillate Fuel Oil",{"$nulls":12},2.5,0.79266,0.79266,0.79266,0.79266]
["Bloomfield","1127_G_2",1127,"G","2",null,"Combustion Turbine","IC Engine","MIS_IA","Iowa",19,"Davis",51,"19051",0.2,13326,1945,9999,null,null,"N","Distillate Fuel Oil",{"$nulls":12},2.5,1.77612,1.77612,1.77612,1.77612]
["Bloomfield","1127_G_3",1127,"G","3",null,"Combustion Turbine","IC Engine","MIS_IA","Iowa",19,"Davis",51,"19051",2.2,12815,1964,9999,null,null,"N","Natural Gas, Distillate Fuel Oil",{"$nulls":12},2.5,0.79266,0.79266,0.79266,0.79266]
["Bloomfield","1127_G_4",1127,"G","4",null,"Combustion Turbine","IC Engine","MIS_IA","Iowa",19,"Davis",51,"19051",0.2,13326,1946,9999,null,null,"N","Distillate Fuel Oil",{"$nulls":12},2.5,1.77612,1.77612,1.77612,1.77612]
["Bloomfield","1127_G_5",1127,"G","5",null,"Combustion Turbine","IC Engine","MIS_IA","Iowa",19,"Davis",51,"19051",0.8,13112,1951,9999,null,null,"N","Natural Gas, Distillate Fuel Oil",{"$nulls":12},2.5,0.79266,0.79266,0.79266,0.79266]
["Bloomfield","1127_G_6",1127,"G","6",null,"Combustion Turbine","IC Engine","MIS_IA","Iowa",19,"Davis",51,"19051",1.2,12741,1958,9999,null,null,"N","Natural Gas, Distillate Fuel Oil",{"$nulls":12},2.5,0.79266,0.79266,0.79266,0.79266]
["Brooklyn","1128_G_7",1128,"G","7",null,"Combustion Turbine","IC Engine","MIS_IA","Iowa",19,"Poweshiek",157,"19157",2,10745,2012,9999,null,null,"N","Distillate Fuel Oil",{"$nulls":13},1.77612,1.77612,1.77612,1.77612]
["Cascade","1129_G_1",1129,"G","1",null,"Combustion Turbine","IC Engine","MIS_IA","Iowa",19,"Dubuque",61,"19061",0.7,10745,1957,9999,null,null,"N","Natural Gas, Distillate Fuel Oil",{"$nulls":12},2.5,1.77612,1.77612,1.77612,1.77612]
["Cascade","1129_G_2",1129,"G","2",null,"Combustion Turbine","IC Engine","MIS_IA","Iowa",19,"Dubuque",61,"19061",1.9,10745,1971,9999,null,null,"N","Natural Gas, Distillate Fuel Oil",{"$nulls":12},2.5,1.77612,1.77612,1.77612,1.77612]
["Cascade","1129_G_3A",1129,"G","3A",null,"Combustion Turbine","IC Engine","MIS_IA","Iowa",19,"Dubuque",61,"19061",1.8,10745,1998,9999,null,null,"N","Distillate Fuel Oil",{"$nulls":12},2.5,1.77612,1.77612,1.77612,1.77612]
["Cascade","1129_G_4",1129,"G","4",null,"Combustion Turbine","IC Engine","MIS_IA","Iowa",19,"Dubuque",61,"19061",0.5,10745,1951,9999,null,null,"N","Natural Gas, Distillate Fuel Oil",{"$nulls":12},2.5,1.77612,1.77612,1.77612,1.77612]
["Cholla","113_B_1",113,"B","1",62,"Coal Steam",null,"WECC_AZ","Arizona",4,"Navajo",17,"04017",116,10525,1962,9999,"tangential","dry","N","Bituminous, Subbituminous","Wet Scrubber",1973,0.9,"LNB + OFA",{"$nulls":3},"B","NA","ACI",2016,null,1,0.16318,0.16318,0.139,0.139,0.1,0.1,0.1,0.9500000000000001,{"$nulls":6},"Yes"]
["Cholla","113_B_3",113,"B","3",64,"Coal Steam",null,"WECC_AZ","Arizona",4,"Navajo",17,"04017",271,10661,1980,9999,"tangential","dry","N","Bituminous, Subbituminous","Wet Scrubber",2009,0.94,"LNC3",{"$nulls":3},"B","NA","ACI",2016,null,0.8,0.18555,0.18555,0.18555,0.18555,0.1,0.1,0.1,0.99,{"$nulls":6},"Yes"]
["Cholla","113_B_4",113,"B","4",65,"Coal Steam",null,"WECC_AZ","Arizona",4,"Navajo",17,"04017",380,10541,1981,9999,"tangential","dry","N","Bituminous, Subbituminous","Wet Scrubber",2008,0.94,"LNC3",{"$nulls":3},"B","NA","ACI",2016,null,0.15,0.17467,0.17467,0.17467,0.17467,0.1,0.1,0.1,0.99,{"$nulls":4},"C2G/Retire","2025","Yes"]
["Gas Turbine (IA)","1130_G_1",1130,"G","1",null,"Combustion Turbine",null,"MIS_MIDA","Iowa",19,"Black Hawk",13,"19013",18.4,22336,1968,9999,null,null,"N","Natural Gas, Distillate Fuel Oil",{"$nulls":12},2.5,0.31779,0.31779,0.31779,0.31779]
["Gas Turbine (IA)","1130_G_2",1130,"G","2",null,"Combustion Turbine",null,"MIS_MIDA","Iowa",19,"Black Hawk",13,"19013",16.3,23047,2000,9999,null,null,"N","Natural Gas, Distillate Fuel Oil",{"$nulls":12},2.5,0.0951,0.0951,0.0951,0.0951]
["Streeter Station","1131_B_6",1131,"B","6",null,"Coal Steam",null,"MIS_MIDA","Iowa",19,"Black Hawk",13,"19013",16.1,14500,1963,9999,null,null,"N","Bituminous, Subbituminous",null,null,0.5,{"$nulls":4},"B + C","NA",{"$nulls":3},6,0.57654,0.57654,0.57654,0.57654,0.11,0.27,1,0.9,"Yes",2017]
["Streeter Station","1131_B_7",1131,"B","7",772,"O/G Steam",null,"MIS_MIDA","Iowa",19,"Black Hawk",13,"19013",37,14500,1973,9999,"wall","dry","N","Natural Gas",{"$nulls":12},6,0.26428,0.26428,0.26428,0.26428]
["Coggon","1132_G_IC5",1132,"G","IC5",null,"Combustion Turbine","IC Engine","MIS_IL","Iowa",19,"Linn",113,"19113",1.8,25000,2003,9999,null,null,"N","Distillate Fuel Oil",{"$nulls":12},2.5,1.77612,1.77612,1.77612,1.77612]
["Corning","1134_G_5",1134,"G","5",null,"Combustion Turbine","IC Engine","MIS_IA","Iowa",19,"Adams",3,"19003",2.8,11018,1975,9999,null,null,"N","Distillate Fuel Oil",{"$nulls":12},2.5,1.77612,1.77612,1.77612,1.77612]
["Corning","1134_G_6",1134,"G","6",null,"Combustion Turbine","IC Engine","MIS_IA","Iowa",19,"Adams",3,"19003",2,11419,2006,9999,null,null,"N","Distillate Fuel Oil",{"$nulls":12},2.5,1.77612,1.77612,1.77612,1.77612]
["Corning","1134_G_7",1134,"G","7",null,"Combustion Turbine","IC Engine","MIS_IA","Iowa",19,"Adams",3,"19003",2,11419,2006,9999,null,null,"N","Distillate Fuel Oil",{"$nulls":12},2.5,1.77612,1.77612,1.77612,1.77612]
["Dayton (IA)","1135_G_5",1135,"G","5",null,"Combustion Turbine","IC Engine","MIS_IA","Iowa",19,"Webster",187,"19187",1.8,10745,2000,9999,null,null,"N","Distillate Fuel Oil",{"$nulls":12},2.5,1.77612,1.77612,1.77612,1.77612]
["Estherville","1137_G_2",1137,"G","2",null,"Combustion Turbine","IC Engine","MIS_IA","Iowa",19,"Emmet",63,"19063",1.1,10745,1946,9999,null,null,"N","Distillate Fuel Oil",{"$nulls":12},2.5,1.77612,1.77612,1.77612,1.77612]
["Estherville","1137_G_3",1137,"G","3",null,"Combustion Turbine","IC Engine","MIS_IA","Iowa",19,"Emmet",63,"19063",2.7,10745,1960,9999,null,null,"N","Natural Gas, Distillate Fuel Oil",{"$nulls":12},2.5,0.79266,0.79266,0.79266,0.79266]
["Estherville","1137_G_4",1137,"G","4",null,"Combustion Turbine","IC Engine","MIS_IA","Iowa",19,"Emmet",63,"19063",3.6,10745,1969,9999,null,null,"N","Natural Gas, Distillate Fuel Oil",{"$nulls":12},2.5,0.79266,0.79266,0.79266,0.79266]
["Estherville","1137_G_5",1137,"G","5",null,"Combustion Turbine","IC Engine","MIS_IA","Iowa",19,"Emmet",63,"19063",3.6,10745,1969,9999,null,null,"N","Natural Gas, Distillate Fuel Oil",{"$nulls":12},2.5,0.79266,0.79266,0.79266,0.79266]
["Estherville","1137_G_7",1137,"G","7",null,"Combustion Turbine","IC Engine","MIS_IA","Iowa",19,"Emmet",63,"19063",2.7,10745,1960,9999,null,null,"N","Natural Gas, Distillate Fuel Oil",{"$nulls":12},2.5,0.79266,0.79266,0.79266,0.79266]
["Forest City Light Plant","1138_G_1",1138,"G","1",null,"Combustion Turbine","IC Engine","MIS_MNWI","Iowa",19,"Winnebago",189,"19189",1.3,10745,1958,9999,null,null,"N","Distillate Fuel Oil",{"$nulls":12},2.5,1.77612,1.77612,1.77612,1.77612]
["Forest City Light Plant","1138_G_2",1138,"G","2",null,"Combustion Turbine","IC Engine","MIS_MNWI","Iowa",19,"Winnebago",189,"19189",2.2,10745,1965,9999,null,null,"N","Distillate Fuel Oil",{"$nulls":12},2.5,1.77612,1.77612,1.77612,1.77612]
["Forest City Light Plant","1138_G_3",1138,"G","3",null,"Combustion Turbine","IC Engine","MIS_MNWI","Iowa",19,"Winnebago",189,"19189",3.3,10745,1968,9999,null,null,"N","Distillate Fuel Oil",{"$nulls":12},2.5,1.77612,1.77612,1.77612,1.77612]
["Forest City Light Plant","1138_G_4",1138,"G","4",null,"Combustion Turbine","IC Engine","MIS_MNWI","Iowa",19,"Winnebago",189,"19189",6.1,10745,1976,9999,null,null,"N","Distillate Fuel Oil",{"$nulls":12},2.5,1.77612,1.77612,1.77612,1.77612]
["Forest City Light Plant","1138_G_5",1138,"G","5",null,"Combustion Turbine","IC Engine","MIS_MNWI","Iowa",19,"Winnebago",189,"19189",0.7,10745,1950,9999,null,null,"N","Distillate Fuel Oil",{"$nulls":12},2.5,1.77612,1.77612,1.77612,1.77612]
["Forest City Light Plant","1138_G_6",1138,"G","6",null,"Combustion Turbine","IC Engine","MIS_MNWI","Iowa",19,"Winnebago",189,"19189",7.6,10745,2000,9999,null,null,"N","Distillate Fuel Oil",{"$nulls":12},2.5,1.77612,1.77612,1.77612,1.77612]
["Douglas","114_G_1",114,"G","1",null,"Combustion Turbine",null,"WECC_AZ","Arizona",4,"Cochise",3,"04003",15,22978,1972,9999,null,null,"N","Distillate Fuel Oil",{"$nulls":12},1,0.82155,0.82155,0.82155,0.82155]
["Gowrie","1141_G_3",1141,"G","3",null,"Combustion Turbine","IC Engine","MIS_IA","Iowa",19,"Webster",187,"19187",2.2,11499,2013,9999,null,null,"N","Distillate Fuel Oil",{"$nulls":13},1.77612,1.77612,1.77612,1.77612]
["Graettinger","1142_G_4",1142,"G","4",null,"Combustion Turbine","IC Engine","MIS_IA","Iowa",19,"Palo Alto",147,"19147",0.5,12539,1957,9999,null,null,"N","Distillate Fuel Oil",{"$nulls":12},2.5,1.77612,1.77612,1.77612,1.77612]
["Graettinger","1142_G_5",1142,"G","5",null,"Combustion Turbine","IC Engine","MIS_IA","Iowa",19,"Palo Alto",147,"19147",1.1,12323,1990,9999,null,null,"N","Distillate Fuel Oil",{"$nulls":12},0.107,1.77612,1.77612,1.77612,1.77612]
["Graettinger","1142_G_6",1142,"G","6",null,"Combustion Turbine","IC Engine","MIS_IA","Iowa",19,"Palo Alto",147,"19147",2,11557,2002,9999,null,null,"N","Distillate Fuel Oil",{"$nulls":12},2.5,1.77612,1.77612,1.77612,1.77612]
["Grand Junction","1143_G_2",1143,"G","2",null,"Combustion Turbine","IC Engine","MIS_IA","Iowa",19,"Greene",73,"19073",1.6,11451,1994,9999,null,null,"N","Distillate Fuel Oil",{"$nulls":12},2.5,1.77612,1.77612,1.77612,1.77612]
["Grundy Center City Light Plant","1145_G_IC1",1145,"G","IC1",null,"Combustion Turbine","IC Engine","MIS_IA","Iowa",19,"Grundy",75,"19075",2.2,10745,1963,9999,null,null,"N","Natural Gas, Distillate Fuel Oil",{"$nulls":12},2.5,1.77612,1.77612,1.77612,1.77612]
["Grundy Center City Light Plant","1145_G_IC2",1145,"G","IC2",null,"Combustion Turbine","IC Engine","MIS_IA","Iowa",19,"Grundy",75,"19075",3.5,10745,1972,9999,null,null,"N","Natural Gas, Distillate Fuel Oil",{"$nulls":12},2.5,1.77612,1.77612,1.77612,1.77612]
["Grundy Center City Light Plant","1145_G_IC3",1145,"G","IC3",null,"Combustion Turbine","IC Engine","MIS_IA","Iowa",19,"Grundy",75,"19075",3,10745,1990,9999,null,null,"N","Natural Gas, Distillate Fuel Oil",{"$nulls":12},2.5,1.77612,1.77612,1.77612,1.77612]
["Harlan","1146_G_HMU1",1146,"G","HMU1",null,"Combustion Turbine","IC Engine","MIS_MIDA","Iowa",19,"Shelby",165,"19165",1.6,10745,2001,9999,null,null,"N","Distillate Fuel Oil",{"$nulls":12},2.5,1.77612,1.77612,1.77612,1.77612]
["Harlan","1146_G_HMU2",1146,"G","HMU2",null,"Combustion Turbine","IC Engine","MIS_MIDA","Iowa",19,"Shelby",165,"19165",1.6,10745,2001,9999,null,null,"N","Distillate Fuel Oil",{"$nulls":12},2.5,1.77612,1.77612,1.77612,1.77612]
["Indianola","1150_G_5",1150,"G","5",null,"Combustion Turbine","IC Engine","MIS_MIDA","Iowa",19,"Warren",181,"19181",4,12822,1966,9999,null,null,"N","Natural Gas, Distillate Fuel Oil",{"$nulls":12},2.5,1.77612,1.77612,1.77612,1.77612]
["Indianola","1150_G_6",1150,"G","6",null,"Combustion Turbine","IC Engine","MIS_MIDA","Iowa",19,"Warren",181,"19181",5,12822,1970,9999,null,null,"N","Natural Gas, Distillate Fuel Oil",{"$nulls":12},2.5,1.77612,1.77612,1.77612,1.77612]
["Indianola","1150_G_7",1150,"G","7",null,"Combustion Turbine",null,"MIS_MIDA","Iowa",19,"Warren",181,"19181",19.4,25000,1977,9999,null,null,"N","Distillate Fuel Oil",{"$nulls":12},2.5,0.82155,0.82155,0.82155,0.82155]
["Indianola","1150_G_8",1150,"G","8",null,"Combustion Turbine",null,"MIS_MIDA","Iowa",19,"Warren",181,"19181",22.8,25000,2000,9999,null,null,"N","Distillate Fuel Oil",{"$nulls":12},2.5,0.66132,0.66132,0.66132,0.66132]
["Lake Park","1153_G_3",1153,"G","3",null,"Combustion Turbine","IC Engine","MIS_IA","Iowa",19,"Dickinson",59,"19059",2,10745,2005,9999,null,null,"N","Distillate Fuel Oil",{"$nulls":12},2.5,1.77612,1.77612,1.77612,1.77612]
["Lake Park","1153_G_G2",1153,"G","G2",null,"Combustion Turbine","IC Engine","MIS_IA","Iowa",19,"Dickinson",59,"19059",2,10745,2005,9999,null,null,"N","Distillate Fuel Oil",{"$nulls":12},2.5,1.77612,1.77612,1.77612,1.77612]
["Lake Mills","1154_G_1A",1154,"G","1A",null,"Combustion Turbine","IC Engine","MIS_IA","Iowa",19,"Winnebago",189,"19189",3,10745,1969,9999,null,null,"N","Natural Gas, Distillate Fuel Oil",{"$nulls":12},2.5,1.77612,1.77612,1.77612,1.77612]
["Lake Mills","1154_G_4",1154,"G","4",null,"Combustion Turbine","IC Engine","MIS_IA","Iowa",19,"Winnebago",189,"19189",1.3,10745,1962,9999,null,null,"N","Natural Gas, Distillate Fuel Oil",{"$nulls":12},2.5,1.77612,1.77612,1.77612,1.77612]
["Lake Mills","1154_G_5",1154,"G","5",null,"Combustion Turbine","IC Engine","MIS_IA","Iowa",19,"Winnebago",189,"19189",0.9,10745,1956,9999,null,null,"N","Natural Gas, Distillate Fuel Oil",{"$nulls":12},2.5,1.77612,1.77612,1.77612,1.77612]
["Lake Mills","1154_G_6",1154,"G","6",null,"Combustion Turbine","IC Engine","MIS_IA","Iowa",19,"Winnebago",189,"19189",5.7,10745,1979,9999,null,null,"N","Distillate Fuel Oil",{"$nulls":12},2.5,1.77612,1.77612,1.77612,1.77612]
["Lake Mills","1154_G_7",1154,"G","7",null,"Combustion Turbine","IC Engine","MIS_IA","Iowa",19,"Winnebago",189,"19189",7.6,10745,1999,9999,null,null,"N","Distillate Fuel Oil",{"$nulls":12},2.5,1.77612,1.77612,1.77612,1.77612]
["Lamoni Municipal Utilities","1155_G_1",1155,"G","1",null,"Combustion Turbine","IC Engine","MIS_IA","Iowa",19,"Decatur",53,"19053",2.7,10745,1973,9999,null,null,"N","Natural Gas, Distillate Fuel Oil",{"$nulls":12},2.5,1.77612,1.77612,1.77612,1.77612]
["Lamoni Municipal Utilities","1155_G_2",1155,"G","2",null,"Combustion Turbine","IC Engine","MIS_IA","Iowa",19,"Decatur",53,"19053",0.2,10745,1940,9999,null,null,"N","Distillate Fuel Oil",{"$nulls":12},2.5,1.77612,1.77612,1.77612,1.77612]
["Lamoni Municipal Utilities","1155_G_3",1155,"G","3",null,"Combustion Turbine","IC Engine","MIS_IA","Iowa",19,"Decatur",53,"19053",0.3,10745,1941,9999,null,null,"N","Distillate Fuel Oil",{"$nulls":12},2.5,1.77612,1.77612,1.77612,1.77612]
["Lamoni Municipal Utilities","1155_G_4",1155,"G","4",null,"Combustion Turbine","IC Engine","MIS_IA","Iowa",19,"Decatur",53,"19053",0.6,10745,1948,9999,null,null,"N","Distillate Fuel Oil",{"$nulls":12},2.5,1.77612,1.77612,1.77612,1.77612]
["Lamoni Municipal Utilities","1155_G_5",1155,"G","5",null,"Combustion Turbine","IC Engine","MIS_IA","Iowa",19,"Decatur",53,"19053",1.1,10745,1955,9999,null,null,"N","Natural Gas, Distillate Fuel Oil",{"$nulls":12},2.5,1.77612,1.77612,1.77612,1.77612]
["Lamoni Municipal Utilities","1155_G_6",1155,"G","6",null,"Combustion Turbine","IC Engine","MIS_IA","Iowa",19,"Decatur",53,"19053",0.5,10745,1993,9999,null,null,"N","Distillate Fuel Oil",{"$nulls":12},2.5,1.77612,1.77612,1.77612,1.77612]
["Lamoni Municipal Utilities","1155_G_7",1155,"G","7",null,"Combustion Turbine","IC Engine","MIS_IA","Iowa",19,"Decatur",53,"19053",2.3,10745,2011,9999,null,null,"N","Distillate Fuel Oil",{"$nulls":13},1.77612,1.77612,1.77612,1.77612]
["Lamoni Municipal Utilities","1155_G_8",1155,"G","8",null,"Combustion Turbine","IC Engine","MIS_IA","Iowa",19,"Decatur",53,"19053",2.3,10745,2011,9999,null,null,"N","Distillate Fuel Oil",{"$nulls":13},1.77612,1.77612,1.77612,1.77612]
["La Porte","1156_G_3A",1156,"G","3A",null,"Combustion Turbine","IC Engine","MIS_IL","Iowa",19,"Black Hawk",13,"19013",1.8,17723,2000,9999,null,null,"N","Distillate Fuel Oil",{"$nulls":12},0.03,1.77612,1.77612,1.77612,1.77612]
["La Porte","1156_G_4A",1156,"G","4A",null,"Combustion Turbine","IC Engine","MIS_IL","Iowa",19,"Black Hawk",13,"19013",1.8,17669,2000,9999,null,null,"N","Distillate Fuel Oil",{"$nulls":12},0.048,1.77612,1.77612,1.77612,1.77612]
["La Porte","1156_G_6",1156,"G","6",null,"Combustion Turbine","IC Engine","MIS_IL","Iowa",19,"Black Hawk",13,"19013",1.8,11903,2013,9999,null,null,"N","Natural Gas, Distillate Fuel Oil",{"$nulls":13},1.77612,1.77612,1.77612,1.77612]
["Laurens","1157_G_3",1157,"G","3",null,"Combustion Turbine","IC Engine","MIS_MIDA","Iowa",19,"Pocahontas",151,"19151",0.7,13147,1952,9999,null,null,"N","Distillate Fuel Oil",{"$nulls":12},2.5,1.77612,1.77612,1.77612,1.77612]
["Laurens","1157_G_4",1157,"G","4",null,"Combustion Turbine","IC Engine","MIS_MIDA","Iowa",19,"Pocahontas",151,"19151",0.7,13268,1951,9999,null,null,"N","Distillate Fuel Oil",{"$nulls":12},2.5,1.77612,1.77612,1.77612,1.77612]
["Laurens","1157_G_5",1157,"G","5",null,"Combustion Turbine","IC Engine","MIS_MIDA","Iowa",19,"Pocahontas",151,"19151",2.3,10745,2013,9999,null,null,"N","Natural Gas, Distillate Fuel Oil",{"$nulls":13},1.77612,1.77612,1.77612,1.77612]
["Laurens","1157_G_6",1157,"G","6",null,"Combustion Turbine","IC Engine","MIS_MIDA","Iowa",19,"Pocahontas",151,"19151",2.3,13307,2013,9999,null,null,"N","Natural Gas, Distillate Fuel Oil",{"$nulls":13},1.77612,1.77612,1.77612,1.77612]
["Laurens","1157_G_7",1157,"G","7",null,"Combustion Turbine","IC Engine","MIS_MIDA","Iowa",19,"Pocahontas",151,"19151",2.3,13307,2013,9999,null,null,"N","Natural Gas, Distillate Fuel Oil",{"$nulls":13},1.77612,1.77612,1.77612,1.77612]
["Lenox","1158_G_1",1158,"G","1",null,"Combustion Turbine","IC Engine","MIS_IA","Iowa",19,"Taylor",173,"19173",0.3,17842,1948,9999,null,null,"N","Distillate Fuel Oil",{"$nulls":12},2.5,1.77612,1.77612,1.77612,1.77612]
["Lenox","1158_G_2",1158,"G","2",null,"Combustion Turbine","IC Engine","MIS_IA","Iowa",19,"Taylor",173,"19173",1.1,17555,1965,9999,null,null,"N","Distillate Fuel Oil",{"$nulls":12},2.5,1.77612,1.77612,1.77612,1.77612]
["Lenox","1158_G_3",1158,"G","3",null,"Combustion Turbine","IC Engine","MIS_IA","Iowa",19,"Taylor",173,"19173",0.9,17682,1966,9999,null,null,"N","Distillate Fuel Oil",{"$nulls":12},2.5,1.77612,1.77612,1.77612,1.77612]
["Lenox","1158_G_4",1158,"G","4",null,"Combustion Turbine","IC Engine","MIS_IA","Iowa",19,"Taylor",173,"19173",1.7,17486,2001,9999,null,null,"N","Distillate Fuel Oil",{"$nulls":12},2.5,1.77612,1.77612,1.77612,1.77612]
["Lenox","1158_G_5",1158,"G","5",null,"Combustion Turbine","IC Engine","MIS_IA","Iowa",19,"Taylor",173,"19173",1.8,10745,2016,9999,null,null,"N","Natural Gas, Distillate Fuel Oil",{"$nulls":13},1.77612,1.77612,1.77612,1.77612]
["Ocotillo","116_G_GT1",116,"G","GT1",null,"Combustion Turbine",null,"WECC_AZ","Arizona",4,"Maricopa",13,"04013",50,23362,1972,9999,null,null,"N","Natural Gas, Distillate Fuel Oil",{"$nulls":12},0.8,0.27549,0.27549,0.27549,0.27549]
["Ocotillo","116_G_GT2",116,"G","GT2",null,"Combustion Turbine",null,"WECC_AZ","Arizona",4,"Maricopa",13,"04013",50,23364,1973,9999,null,null,"N","Natural Gas, Distillate Fuel Oil",{"$nulls":12},0.8,0.27549,0.27549,0.27549,0.27549]
["Manning","1160_G_1",1160,"G","1",null,"Combustion Turbine","IC Engine","MIS_MIDA","Iowa",19,"Carroll",27,"19027",0.2,25000,1928,9999,null,null,"N","Distillate Fuel Oil",{"$nulls":12},2.5,1.77612,1.77612,1.77612,1.77612]
["Manning","1160_G_2",1160,"G","2",null,"Combustion Turbine","IC Engine","MIS_MIDA","Iowa",19,"Carroll",27,"19027",0.2,25000,1928,9999,null,null,"N","Distillate Fuel Oil",{"$nulls":12},2.5,1.77612,1.77612,1.77612,1.77612]
["Manning","1160_G_4",1160,"G","4",null,"Combustion Turbine","IC Engine","MIS_MIDA","Iowa",19,"Carroll",27,"19027",0.6,25000,1949,9999,null,null,"N","Distillate Fuel Oil",{"$nulls":12},2.5,1.77612,1.77612,1.77612,1.77612]
["Manning","1160_G_M1",1160,"G","M1",null,"Combustion Turbine","IC Engine","MIS_MIDA","Iowa",19,"Carroll",27,"19027",2.3,25000,2012,9999,null,null,"N","Distillate Fuel Oil",{"$nulls":13},1.77612,1.77612,1.77612,1.77612]
["Manning","1160_G_M2",1160,"G","M2",null,"Combustion Turbine","IC Engine","MIS_MIDA","Iowa",19,"Carroll",27,"19027",2.3,25000,2012,9999,null,null,"N","Distillate Fuel Oil",{"$nulls":13},1.77612,1.77612,1.77612,1.77612]
["Manning","1160_G_M3",1160,"G","M3",null,"Combustion Turbine","IC Engine","MIS_MIDA","Iowa",19,"Carroll",27,"19027",2.3,25000,2012,9999,null,null,"N","Distillate Fuel Oil",{"$nulls":13},1.77612,1.77612,1.77612,1.77612]
["Maquoketa 1","1162_G_1A",1162,"G","1A",null,"Combustion Turbine","IC Engine","MIS_IA","Iowa",19,"Jackson",97,"19097",2.8,18000,2004,9999,null,null,"N","Natural Gas, Distillate Fuel Oil",{"$nulls":12},2.5,0.79266,0.79266,0.79266,0.79266]
["Maquoketa 1","1162_G_2A",1162,"G","2A",null,"Combustion Turbine","IC Engine","MIS_IA","Iowa",19,"Jackson",97,"19097",2.8,18000,2004,9999,null,null,"N","Natural Gas, Distillate Fuel Oil",{"$nulls":12},2.5,0.79266,0.79266,0.79266,0.79266]
["Maquoketa 1","1162_G_3",1162,"G","3",null,"Combustion Turbine","IC Engine","MIS_IA","Iowa",19,"Jackson",97,"19097",1.8,18000,1969,9999,null,null,"N","Natural Gas, Distillate Fuel Oil",{"$nulls":12},2.5,0.79266,0.79266,0.79266,0.79266]
["Maquoketa 1","1162_G_4A",1162,"G","4A",null,"Combustion Turbine","IC Engine","MIS_IA","Iowa",19,"Jackson",97,"19097",1.7,25000,1999,9999,null,null,"N","Distillate Fuel Oil",{"$nulls":12},2.5,1.77612,1.77612,1.77612,1.77612]
["Maquoketa 1","1162_G_5",1162,"G","5",null,"Combustion Turbine","IC Engine","MIS_IA","Iowa",19,"Jackson",97,"19097",1.4,18000,1956,9999,null,null,"N","Natural Gas, Distillate Fuel Oil",{"$nulls":12},2.5,0.79266,0.79266,0.79266,0.79266]
["Maquoketa 1","1162_G_6",1162,"G","6",null,"Combustion Turbine","IC Engine","MIS_IA","Iowa",19,"Jackson",97,"19097",2.1,18000,1962,9999,null,null,"N","Natural Gas, Distillate Fuel Oil",{"$nulls":12},2.5,0.79266,0.79266,0.79266,0.79266]
["Maquoketa 1","1162_G_7",1162,"G","7",null,"Combustion Turbine","IC Engine","MIS_IA","Iowa",19,"Jackson",97,"19097",6,18000,1982,9999,null,null,"N","Natural Gas, Distillate Fuel Oil",{"$nulls":12},2.5,0.79266,0.79266,0.79266,0.79266]
["Maquoketa 1","1162_G_8",1162,"G","8",null,"Combustion Turbine","IC Engine","MIS_IA","Iowa",19,"Jackson",97,"19097",1.7,25000,1996,9999,null,null,"N","Distillate Fuel Oil",{"$nulls":12},2.5,1.77612,1.77612,1.77612,1.77612]
["Maquoketa 1","1162_G_9",1162,"G","9",null,"Combustion Turbine","IC Engine","MIS_IA","Iowa",19,"Jackson",97,"19097",1.7,25000,2000,9999,null,null,"N","Distillate Fuel Oil",{"$nulls":12},2.5,1.77612,1.77612,1.77612,1.77612]
["McGregor","1163_G_1",1163,"G","1",null,"Combustion Turbine","IC Engine","MIS_IA","Iowa",19,"Clayton",43,"19043",1.2,12605,1977,9999,null,null,"N","Distillate Fuel Oil",{"$nulls":12},2.5,1.77612,1.77612,1.77612,1.77612]
["McGregor","1163_G_2",1163,"G","2",null,"Combustion Turbine","IC Engine","MIS_IA","Iowa",19,"Clayton",43,"19043",0.3,13533,1941,9999,null,null,"N","Distillate Fuel Oil",{"$nulls":12},2.5,1.77612,1.77612,1.77612,1.77612]
["Milford","1164_G_1",1164,"G","1",null,"Combustion Turbine","IC Engine","MIS_IA","Iowa",19,"Dickinson",59,"19059",0.6,14410,1954,9999,null,null,"N","Distillate Fuel Oil",{"$nulls":13},1.77612,1.77612,1.77612,1.77612]
["Milford","1164_G_4",1164,"G","4",null,"Combustion Turbine","IC Engine","MIS_IA","Iowa",19,"Dickinson",59,"19059",0.5,14410,1949,9999,null,null,"N","Distillate Fuel Oil",{"$nulls":13},1.77612,1.77612,1.77612,1.77612]
["Milford","1164_G_5",1164,"G","5",null,"Combustion Turbine","IC Engine","MIS_IA","Iowa",19,"Dickinson",59,"19059",1.8,14110,1997,9999,null,null,"N","Distillate Fuel Oil",{"$nulls":12},1.559,1.77612,1.77612,1.77612,1.77612]
["Milford","1164_G_6",1164,"G","6",null,"Combustion Turbine","IC Engine","MIS_IA","Iowa",19,"Dickinson",59,"19059",1.8,15116,1997,9999,null,null,"N","Distillate Fuel Oil",{"$nulls":12},1.559,1.77612,1.77612,1.77612,1.77612]
["Milford","1164_G_7",1164,"G","7",null,"Combustion Turbine","IC Engine","MIS_IA","Iowa",19,"Dickinson",59,"19059",1.8,15116,1997,9999,null,null,"N","Distillate Fuel Oil",{"$nulls":12},1.559,1.77612,1.77612,1.77612,1.77612]
["Montezuma","1165_G_1",1165,"G","1",null,"Combustion Turbine","IC Engine","MIS_MIDA","Iowa",19,"Poweshiek",157,"19157",0.2,11191,1940,9999,null,null,"N","Distillate Fuel Oil",{"$nulls":12},2.5,1.77612,1.77612,1.77612,1.77612]
["Montezuma","1165_G_10",1165,"G","10",null,"Combustion Turbine","IC Engine","MIS_MIDA","Iowa",19,"Poweshiek",157,"19157",0.2,11191,2003,9999,null,null,"N","Distillate Fuel Oil",{"$nulls":13},1.77612,1.77612,1.77612,1.77612]
["Montezuma","1165_G_4",1165,"G","4",null,"Combustion Turbine","IC Engine","MIS_MIDA","Iowa",19,"Poweshiek",157,"19157",0.5,11229,1947,9999,null,null,"N","Distillate Fuel Oil",{"$nulls":12},0.174,1.77612,1.77612,1.77612,1.77612]
["Montezuma","1165_G_5",1165,"G","5",null,"Combustion Turbine","IC Engine","MIS_MIDA","Iowa",19,"Poweshiek",157,"19157",1,11203,1959,9999,null,null,"N","Distillate Fuel Oil",{"$nulls":12},0.173,1.77612,1.77612,1.77612,1.77612]
["Montezuma","1165_G_6",1165,"G","6",null,"Combustion Turbine","IC Engine","MIS_MIDA","Iowa",19,"Poweshiek",157,"19157",1.6,11203,1967,9999,null,null,"N","Natural Gas, Distillate Fuel Oil",{"$nulls":12},0.171,0.79266,0.79266,0.79266,0.79266]
["Montezuma","1165_G_7",1165,"G","7",null,"Combustion Turbine","IC Engine","MIS_MIDA","Iowa",19,"Poweshiek",157,"19157",2.3,11187,1974,9999,null,null,"N","Natural Gas, Distillate Fuel Oil",{"$nulls":12},0.171,0.79266,0.79266,0.79266,0.79266]
["Montezuma","1165_G_8",1165,"G","8",null,"Combustion Turbine","IC Engine","MIS_MIDA","Iowa",19,"Poweshiek",157,"19157",1.8,11219,1998,9999,null,null,"N","Distillate Fuel Oil",{"$nulls":12},0.172,1.77612,1.77612,1.77612,1.77612]
["Montezuma","1165_G_9",1165,"G","9",null,"Combustion Turbine","IC Engine","MIS_MIDA","Iowa",19,"Poweshiek",157,"19157",1.8,11219,2000,9999,null,null,"N","Distillate Fuel Oil",{"$nulls":12},0.172,1.77612,1.77612,1.77612,1.77612]
["Mt Pleasant","1166_G_1",1166,"G","1",null,"Combustion Turbine","IC Engine","MIS_IA","Iowa",19,"Henry",87,"19087",2,10745,2002,9999,null,null,"N","Distillate Fuel Oil",{"$nulls":12},0.146,1.77612,1.77612,1.77612,1.77612]
["Mt Pleasant","1166_G_10",1166,"G","10",null,"Combustion Turbine","IC Engine","MIS_IA","Iowa",19,"Henry",87,"19087",2,10745,2002,9999,null,null,"N","Distillate Fuel Oil",{"$nulls":12},0.146,1.77612,1.77612,1.77612,1.77612]
["Mt Pleasant","1166_G_11",1166,"G","11",null,"Combustion Turbine","IC Engine","MIS_IA","Iowa",19,"Henry",87,"19087",2,10745,2002,9999,null,null,"N","Distillate Fuel Oil",{"$nulls":12},0.146,1.77612,1.77612,1.77612,1.77612]
["Mt Pleasant","1166_G_12",1166,"G","12",null,"Combustion Turbine","IC Engine","MIS_IA","Iowa",19,"Henry",87,"19087",2,10745,2002,9999,null,null,"N","Distillate Fuel Oil",{"$nulls":12},0.146,1.77612,1.77612,1.77612,1.77612]
["Mt Pleasant","1166_G_2",1166,"G","2",null,"Combustion Turbine","IC Engine","MIS_IA","Iowa",19,"Henry",87,"19087",2,10745,2002,9999,null,null,"N","Distillate Fuel Oil",{"$nulls":12},0.146,1.77612,1.77612,1.77612,1.77612]
["Mt Pleasant","1166_G_3",1166,"G","3",null,"Combustion Turbine","IC Engine","MIS_IA","Iowa",19,"Henry",87,"19087",2,10745,2002,9999,null,null,"N","Distillate Fuel Oil",{"$nulls":12},0.146,1.77612,1.77612,1.77612,1.77612]
["Mt Pleasant","1166_G_4A",1166,"G","4A",null,"Combustion Turbine","IC Engine","MIS_IA","Iowa",19,"Henry",87,"19087",2,10745,2002,9999,null,null,"N","Distillate Fuel Oil",{"$nulls":12},0.146,1.77612,1.77612,1.77612,1.77612]
["Mt Pleasant","1166_G_5A",1166,"G","5A",null,"Combustion Turbine","IC Engine","MIS_IA","Iowa",19,"Henry",87,"19087",2,10745,2002,9999,null,null,"N","Distillate Fuel Oil",{"$nulls":12},0.146,1.77612,1.77612,1.77612,1.77612]
["Mt Pleasant","1166_G_6",1166,"G","6",null,"Combustion Turbine","IC Engine","MIS_IA","Iowa",19,"Henry",87,"19087",2,10745,2002,9999,null,null,"N","Distillate Fuel Oil",{"$nulls":12},0.146,1.77612,1.77612,1.77612,1.77612]
["Mt Pleasant","1166_G_7",1166,"G","7",null,"Combustion Turbine","IC Engine","MIS_IA","Iowa",19,"Henry",87,"19087",2,10745,2002,9999,null,null,"N","Distillate Fuel Oil",{"$nulls":12},0.146,1.77612,1.77612,1.77612,1.77612]
["Mt Pleasant","1166_G_8",1166,"G","8",null,"Combustion Turbine","IC Engine","MIS_IA","Iowa",19,"Henry",87,"19087",2,10745,2002,9999,null,null,"N","Distillate Fuel Oil",{"$nulls":12},0.146,1.77612,1.77612,1.77612,1.77612]
["Mt Pleasant","1166_G_9",1166,"G","9",null,"Combustion Turbine","IC Engine","MIS_IA","Iowa",19,"Henry",87,"19087",2,10745,2002,9999,null,null,"N","Distillate Fuel Oil",{"$nulls":12},0.146,1.77612,1.77612,1.77612,1.77612]
["Muscatine Plant #1","1167_B_7",1167,"B","7",null,"Coal Steam",null,"MIS_IA","Iowa",19,"Muscatine",139,"19139",21.1,13108,1958,9999,"stoker/SPR","dry","N","Subbituminous",{"$nulls":7},"ESPC","No",{"$nulls":3},6,0.34894,0.34894,0.34894,0.34894,0.64,0.97,1]
["Muscatine Plant #1","1167_B_8",1167,"B","8",787,"Coal Steam",null,"MIS_IA","Iowa",19,"Muscatine",139,"19139",44,10965,1969,9999,"cyclone","wet","Y","Subbituminous",{"$nulls":3},"LA + OFA",{"$nulls":3},"ESPC","No","ACI",2016,null,6,0.83842,0.83842,0.83842,0.83842,0.1,0.1,0.1]
["Muscatine Plant #1","1167_B_9",1167,"B","9",788,"Coal Steam",null,"MIS_IA","Iowa",19,"Muscatine",139,"19139",158,12402,1983,9999,"tangential","dry","N","Subbituminous","Wet Scrubber",1983,0.96,"LNB + OFA",{"$nulls":3},"ESPC","No","ACI",2016,null,0.45,0.13863,0.13863,0.13863,0.13863,0.1,0.1,0.1,0.99]
["New Hampton","1168_G_3",1168,"G","3",null,"Combustion Turbine","IC Engine","MIS_IA","Iowa",19,"Chickasaw",37,"19037",3.5,18000,1967,9999,null,null,"N","Natural Gas, Distillate Fuel Oil",{"$nulls":12},1.558,0.79266,0.79266,0.79266,0.79266]
["New Hampton","1168_G_4",1168,"G","4",null,"Combustion Turbine","IC Engine","MIS_IA","Iowa",19,"Chickasaw",37,"19037",5,18000,1973,9999,null,null,"N","Natural Gas, Distillate Fuel Oil",{"$nulls":12},1.575,0.79266,0.79266,0.79266,0.79266]
["New Hampton","1168_G_5",1168,"G","5",null,"Combustion Turbine","IC Engine","MIS_IA","Iowa",19,"Chickasaw",37,"19037",5,18000,1973,9999,null,null,"N","Natural Gas, Distillate Fuel Oil",{"$nulls":12},1.575,0.79266,0.79266,0.79266,0.79266]
["New Hampton","1168_G_7",1168,"G","7",null,"Combustion Turbine","IC Engine","MIS_IA","Iowa",19,"Chickasaw",37,"19037",5.3,10745,1999,9999,null,null,"N","Distillate Fuel Oil",{"$nulls":12},1.564,1.77612,1.77612,1.77612,1.77612]
["New Hampton","1168_G_8",1168,"G","8",null,"Combustion Turbine","IC Engine","MIS_IA","Iowa",19,"Chickasaw",37,"19037",5.3,10745,1999,9999,null,null,"N","Distillate Fuel Oil",{"$nulls":12},1.564,1.77612,1.77612,1.77612,1.77612]
["Ogden","1169_G_4",1169,"G","4",null,"Combustion Turbine","IC Engine","MIS_IA","Iowa",19,"Boone",15,"19015",0.5,12665,1951,9999,null,null,"N","Natural Gas, Distillate Fuel Oil",{"$nulls":12},7.637,1.77612,1.77612,1.77612,1.77612]
["Ogden","1169_G_5",1169,"G","5",null,"Combustion Turbine","IC Engine","MIS_IA","Iowa",19,"Boone",15,"19015",1,12654,1958,9999,null,null,"N","Natural Gas, Distillate Fuel Oil",{"$nulls":12},3.812,1.77612,1.77612,1.77612,1.77612]
["Ogden","1169_G_6",1169,"G","6",null,"Combustion Turbine","IC Engine","MIS_IA","Iowa",19,"Boone",15,"19015",2.5,12507,1971,9999,null,null,"N","Natural Gas, Distillate Fuel Oil",{"$nulls":12},7.719,1.77612,1.77612,1.77612,1.77612]
["West Phoenix","117_G_1B",117,"G","1B",null,"Combined Cycle",null,"WECC_AZ","Arizona",4,"Maricopa",13,"04013",85,11404,1976,9999,"Other",null,"N","Natural Gas, Distillate Fuel Oil",{"$nulls":13},0.10585,0.10585,0.10585,0.10585]
["West Phoenix","117_G_2B",117,"G","2B",null,"Combined Cycle",null,"WECC_AZ","Arizona",4,"Maricopa",13,"04013",85,11392,1976,9999,"Other",null,"N","Natural Gas, Distillate Fuel Oil",{"$nulls":13},0.10585,0.10585,0.10585,0.10585]
["West Phoenix","117_G_3B",117,"G","3B",null,"Combined Cycle",null,"WECC_AZ","Arizona",4,"Maricopa",13,"04013",85,11363,1976,9999,"Other",null,"N","Natural Gas, Distillate Fuel Oil",{"$nulls":13},0.10585,0.10585,0.10585,0.10585]
["West Phoenix","117_G_C4-1",117,"G","C4-1",70,"Combined Cycle",null,"WECC_AZ","Arizona",4,"Maricopa",13,"04013",68,8062,2001,9999,null,null,"N","Natural Gas",{"$nulls":3},"DLNB",{"$nulls":9},0.03074,0.03074,0.03074,0.03074]
["West Phoenix","117_G_C4-2",117,"G","C4-2",null,"Combined Cycle",null,"WECC_AZ","Arizona",4,"Maricopa",13,"04013",39,8062,2001,9999,null,null,"N","Natural Gas",{"$nulls":3},"DLNB",{"$nulls":9},0.03074,0.03074,0.03074,0.03074]
["West Phoenix","117_G_C5-1",117,"G","C5-1",71,"Combined Cycle",null,"WECC_AZ","Arizona",4,"Maricopa",13,"04013",160,8062,2003,9999,null,null,"N","Natural Gas",{"$nulls":3},"DLNB","SCR",{"$nulls":8},0.01717,0.01717,0.01717,0.01717]
["West Phoenix","117_G_C5-2",117,"G","C5-2",88097,"Combined Cycle",null,"WECC_AZ","Arizona",4,"Maricopa",13,"04013",160,8062,2003,9999,null,null,"N","Natural Gas",{"$nulls":3},"DLNB","SCR",{"$nulls":8},0.01717,0.01717,0.01717,0.01717]
["West Phoenix","117_G_C5-3",117,"G","C5-3",null,"Combined Cycle",null,"WECC_AZ","Arizona",4,"Maricopa",13,"04013",150,8062,2003,9999,null,null,"N","Natural Gas",{"$nulls":3},"DLNB + NH3","SCR",2003,{"$nulls":7},0.01717,0.01717,0.01717,0.01717]
["West Phoenix","117_G_GT1",117,"G","GT1",null,"Combustion Turbine",null,"WECC_AZ","Arizona",4,"Maricopa",13,"04013",50,25000,1972,9999,null,null,"N","Natural Gas, Distillate Fuel Oil",{"$nulls":12},0.8,0.27549,0.27549,0.27549,0.27549]
["West Phoenix","117_G_GT2",117,"G","GT2",null,"Combustion Turbine",null,"WECC_AZ","Arizona",4,"Maricopa",13,"04013",50,25000,1973,9999,null,null,"N","Natural Gas, Distillate Fuel Oil",{"$nulls":12},0.8,0.27549,0.27549,0.27549,0.27549]
["Osage (IA)","1172_G_5",1172,"G","5",null,"Combustion Turbine","IC Engine","MIS_IA","Iowa",19,"Mitchell",131,"19131",3.1,16129,1963,9999,null,null,"N","Natural Gas, Distillate Fuel Oil",{"$nulls":12},1.558,0.79266,0.79266,0.79266,0.79266]
["Osage (IA)","1172_G_6",1172,"G","6",null,"Combustion Turbine","IC Engine","MIS_IA","Iowa",19,"Mitchell",131,"19131",6,16041,1973,9999,null,null,"N","Natural Gas, Distillate Fuel Oil",{"$nulls":12},1.563,0.79266,0.79266,0.79266,0.79266]
["Osage (IA)","1172_G_7",1172,"G","7",null,"Combustion Turbine","IC Engine","MIS_IA","Iowa",19,"Mitchell",131,"19131",3.6,16079,1996,9999,null,null,"N","Distillate Fuel Oil",{"$nulls":12},1.559,1.77612,1.77612,1.77612,1.77612]
["Osage (IA)","1172_G_8",1172,"G","8",null,"Combustion Turbine","IC Engine","MIS_IA","Iowa",19,"Mitchell",131,"19131",3.6,16079,1998,9999,null,null,"N","Distillate Fuel Oil",{"$nulls":12},7.713,1.77612,1.77612,1.77612,1.77612]
["Osage (IA)","1172_G_SO",1172,"G","SO",null,"Solar PV","","MIS_IA","Iowa",19,"Mitchell",131,"19131",0.8,0,2016,9999,null,null,"N","Solar",{"$nulls":13},0,0,0,0]
["Osage (IA)","1172_G_W1",1172,"G","W1",null,"Onshore Wind",null,"MIS_IA","Iowa",19,"Mitchell",131,"19131",0.5,0,2009,9999,null,null,"N","Wind",{"$nulls":13},0,0,0,0]
["Ottumwa City of","1173_G_2",1173,"G","2",null,"Hydro",null,"MIS_IA","Iowa",19,"Wapello",179,"19179",1.2,0,1931,9999,null,null,"N","Hydro",{"$nulls":13},0,0,0,0]
["Ottumwa City of","1173_G_3",1173,"G","3",null,"Hydro",null,"MIS_IA","Iowa",19,"Wapello",179,"19179",1,0,1931,9999,null,null,"N","Hydro",{"$nulls":13},0,0,0,0]
["Preston (IA)","1176_G_1",1176,"G","1",null,"Combustion Turbine","IC Engine","MIS_IA","Iowa",19,"Jackson",97,"19097",0.7,10745,1968,9999,null,null,"N","Natural Gas, Distillate Fuel Oil",{"$nulls":12},1.556,1.77612,1.77612,1.77612,1.77612]
["Preston (IA)","1176_G_2",1176,"G","2",null,"Combustion Turbine","IC Engine","MIS_IA","Iowa",19,"Jackson",97,"19097",0.7,10745,1968,9999,null,null,"N","Natural Gas, Distillate Fuel Oil",{"$nulls":12},1.572,1.77612,1.77612,1.77612,1.77612]
["Preston (IA)","1176_G_4",1176,"G","4",null,"Combustion Turbine","IC Engine","MIS_IA","Iowa",19,"Jackson",97,"19097",1.8,10745,1980,9999,null,null,"N","Natural Gas, Distillate Fuel Oil",{"$nulls":12},1.558,0.79266,0.79266,0.79266,0.79266]
["Primghar","1177_G_4",1177,"G","4",null,"Combustion Turbine","IC Engine","MIS_MIDA","Iowa",19,"O'Brien",141,"19141",0.6,12822,1972,9999,null,null,"N","Distillate Fuel Oil",{"$nulls":12},2.5,1.77612,1.77612,1.77612,1.77612]
["Primghar","1177_G_5",1177,"G","5",null,"Combustion Turbine","IC Engine","MIS_MIDA","Iowa",19,"O'Brien",141,"19141",0.9,12822,1992,9999,null,null,"N","Distillate Fuel Oil",{"$nulls":12},2.5,1.77612,1.77612,1.77612,1.77612]
["Saguaro","118_G_GE1",118,"G","GE1",8250,"Combustion Turbine",null,"WECC_AZ","Arizona",4,"Pinal",21,"04021",76,15225,2002,9999,null,null,"N","Natural Gas",{"$nulls":3},"DLNB",{"$nulls":8},0.8,0.04126,0.04126,0.04126,0.04126]
["Saguaro","118_G_GT1",118,"G","GT1",null,"Combustion Turbine",null,"WECC_AZ","Arizona",4,"Pinal",21,"04021",50,15225,1972,9999,null,null,"N","Natural Gas, Distillate Fuel Oil",{"$nulls":12},0.8,0.32,0.32,0.32,0.32]
["Saguaro","118_G_GT2",118,"G","GT2",null,"Combustion Turbine",null,"WECC_AZ","Arizona",4,"Pinal",21,"04021",50,15225,1973,9999,null,null,"N","Natural Gas, Distillate Fuel Oil",{"$nulls":12},0.8,0.32,0.32,0.32,0.32]
["Rockford","1180_G_1",1180,"G","1",null,"Combustion Turbine","IC Engine","MIS_MIDA","Iowa",19,"Floyd",67,"19067",0.4,12671,1951,9999,null,null,"N","Distillate Fuel Oil",{"$nulls":12},1.562,1.77612,1.77612,1.77612,1.77612]
["Rockford","1180_G_5",1180,"G","5",null,"Combustion Turbine","IC Engine","MIS_MIDA","Iowa",19,"Floyd",67,"19067",0.9,13387,1961,9999,null,null,"N","Distillate Fuel Oil",{"$nulls":12},1.564,1.77612,1.77612,1.77612,1.77612]
["Rockford","1180_G_6",1180,"G","6",null,"Combustion Turbine","IC Engine","MIS_MIDA","Iowa",19,"Floyd",67,"19067",1.6,13331,1999,9999,null,null,"N","Distillate Fuel Oil",{"$nulls":12},1.424,1.77612,1.77612,1.77612,1.77612]
["Rock Rapids","1181_G_1",1181,"G","1",null,"Combustion Turbine","IC Engine","MIS_IA","Iowa",19,"Lyon",119,"19119",2.5,16940,1968,9999,null,null,"N","Distillate Fuel Oil",{"$nulls":12},2.5,1.77612,1.77612,1.77612,1.77612]
["Sibley One","1184_G_2",1184,"G","2",null,"Combustion Turbine","IC Engine","MIS_IL","Iowa",19,"Osceola",143,"19143",1.9,10745,1971,9999,null,null,"N","Natural Gas, Distillate Fuel Oil",{"$nulls":12},2.5,1.77612,1.77612,1.77612,1.77612]
["Sibley One","1184_G_3",1184,"G","3",null,"Combustion Turbine","IC Engine","MIS_IL","Iowa",19,"Osceola",143,"19143",1.1,10745,1987,9999,null,null,"N","Distillate Fuel Oil",{"$nulls":12},2.5,1.77612,1.77612,1.77612,1.77612]
["Sibley One","1184_G_5",1184,"G","5",null,"Combustion Turbine","IC Engine","MIS_IL","Iowa",19,"Osceola",143,"19143",1.8,10745,2000,9999,null,null,"N","Distillate Fuel Oil",{"$nulls":12},2.5,1.77612,1.77612,1.77612,1.77612]
["Spencer Gas Turbine","1186_G_GT1",1186,"G","GT1",null,"Combustion Turbine",null,"SPP_WAUE","Iowa",19,"Clay",41,"19041",17,25000,1970,9999,null,null,"N","Distillate Fuel Oil",{"$nulls":12},2.5,0.82155,0.82155,0.82155,0.82155]
["State Center","1187_G_1",1187,"G","1",null,"Combustion Turbine","IC Engine","MIS_IL","Iowa",19,"Marshall",127,"19127",0.6,10745,1995,9999,null,null,"N","Distillate Fuel Oil",{"$nulls":12},2.5,1.77612,1.77612,1.77612,1.77612]
["State Center","1187_G_2",1187,"G","2",null,"Combustion Turbine","IC Engine","MIS_IL","Iowa",19,"Marshall",127,"19127",0.6,10745,1995,9999,null,null,"N","Distillate Fuel Oil",{"$nulls":12},2.5,1.77612,1.77612,1.77612,1.77612]
["State Center","1187_G_3",1187,"G","3",null,"Combustion Turbine","IC Engine","MIS_IL","Iowa",19,"Marshall",127,"19127",1.3,10745,1995,9999,null,null,"N","Distillate Fuel Oil",{"$nulls":12},2.5,1.77612,1.77612,1.77612,1.77612]
["State Center","1187_G_4",1187,"G","4",null,"Combustion Turbine","IC Engine","MIS_IL","Iowa",19,"Marshall",127,"19127",1.3,10745,1995,9999,null,null,"N","Distillate Fuel Oil",{"$nulls":12},2.5,1.77612,1.77612,1.77612,1.77612]
["State Center","1187_G_6",1187,"G","6",null,"Combustion Turbine","IC Engine","MIS_IL","Iowa",19,"Marshall",127,"19127",2.5,10745,1972,9999,null,null,"N","Natural Gas, Distillate Fuel Oil",{"$nulls":12},2.5,0.79266,0.79266,0.79266,0.79266]
["Story City","1188_G_1",1188,"G","1",null,"Combustion Turbine","IC Engine","MIS_IL","Iowa",19,"Story",169,"19169",1.3,10745,1964,9999,null,null,"N","Natural Gas, Distillate Fuel Oil",{"$nulls":12},2.5,1.77612,1.77612,1.77612,1.77612]
["Story City","1188_G_2",1188,"G","2",null,"Combustion Turbine","IC Engine","MIS_IL","Iowa",19,"Story",169,"19169",2,10745,1972,9999,null,null,"N","Natural Gas, Distillate Fuel Oil",{"$nulls":12},2.5,1.77612,1.77612,1.77612,1.77612]
["Story City","1188_G_4A",1188,"G","4A",null,"Combustion Turbine","IC Engine","MIS_IL","Iowa",19,"Story",169,"19169",3.1,10745,2003,9999,null,null,"N","Natural Gas, Distillate Fuel Oil",{"$nulls":12},2.5,1.77612,1.77612,1.77612,1.77612]
["Story City","1188_G_5A",1188,"G","5A",null,"Combustion Turbine","IC Engine","MIS_IL","Iowa",19,"Story",169,"19169",3.1,10745,1993,9999,null,null,"N","Natural Gas, Distillate Fuel Oil",{"$nulls":12},2.5,1.77612,1.77612,1.77612,1.77612]
["Story City","1188_G_6",1188,"G","6",null,"Combustion Turbine","IC Engine","MIS_IL","Iowa",19,"Story",169,"19169",2,10745,1978,9999,null,null,"N","Natural Gas, Distillate Fuel Oil",{"$nulls":12},2.5,1.77612,1.77612,1.77612,1.77612]
["Story City","1188_G_7",1188,"G","7",null,"Combustion Turbine","IC Engine","MIS_IL","Iowa",19,"Story",169,"19169",2,10745,1978,9999,null,null,"N","Natural Gas, Distillate Fuel Oil",{"$nulls":12},2.5,1.77612,1.77612,1.77612,1.77612]
["Stuart (IA)","1190_G_1",1190,"G","1",null,"Combustion Turbine","IC Engine","MIS_IA","Iowa",19,"Guthrie",77,"19077",0.6,25000,1956,9999,null,null,"N","Natural Gas, Distillate Fuel Oil",{"$nulls":12},2.5,1.77612,1.77612,1.77612,1.77612]
["Stuart (IA)","1190_G_2",1190,"G","2",null,"Combustion Turbine","IC Engine","MIS_IA","Iowa",19,"Guthrie",77,"19077",1.1,25000,1968,9999,null,null,"N","Natural Gas, Distillate Fuel Oil",{"$nulls":12},2.5,1.77612,1.77612,1.77612,1.77612]
["Stuart (IA)","1190_G_4",1190,"G","4",null,"Combustion Turbine","IC Engine","MIS_IA","Iowa",19,"Guthrie",77,"19077",1,25000,1964,9999,null,null,"N","Natural Gas, Distillate Fuel Oil",{"$nulls":12},2.5,1.77612,1.77612,1.77612,1.77612]
["Sumner","1191_G_1",1191,"G","1",null,"Combustion Turbine","IC Engine","MIS_MIDA","Iowa",19,"Bremer",17,"19017",2.6,10745,1972,2022,null,null,"N","Natural Gas, Distillate Fuel Oil",{"$nulls":12},1.56,1.77612,1.77612,1.77612,1.77612]
["Sumner","1191_G_2",1191,"G","2",null,"Combustion Turbine","IC Engine","MIS_MIDA","Iowa",19,"Bremer",17,"19017",1.1,10745,1956,2022,null,null,"N","Natural Gas, Distillate Fuel Oil",{"$nulls":12},1.572,1.77612,1.77612,1.77612,1.77612]
["Traer Main","1192_G_3",1192,"G","3",null,"Combustion Turbine","IC Engine","MIS_IL","Iowa",19,"Tama",171,"19171",1,25000,1963,9999,null,null,"N","Natural Gas, Distillate Fuel Oil",{"$nulls":12},2.5,1.77612,1.77612,1.77612,1.77612]
["Traer Main","1192_G_4",1192,"G","4",null,"Combustion Turbine","IC Engine","MIS_IL","Iowa",19,"Tama",171,"19171",1,25000,1963,9999,null,null,"N","Natural Gas, Distillate Fuel Oil",{"$nulls":12},2.5,1.77612,1.77612,1.77612,1.77612]
["Traer Main","1192_G_6",1192,"G","6",null,"Combustion Turbine","IC Engine","MIS_IL","Iowa",19,"Tama",171,"19171",1.2,25000,1970,9999,null,null,"N","Natural Gas, Distillate Fuel Oil",{"$nulls":12},2.5,1.77612,1.77612,1.77612,1.77612]
["Villisca Municipal Power Plant","1193_G_5",1193,"G","5",null,"Combustion Turbine","IC Engine","MIS_IA","Iowa",19,"Montgomery",137,"19137",2,10745,2003,9999,null,null,"N","Distillate Fuel Oil",{"$nulls":12},0.14,1.77612,1.77612,1.77612,1.77612]
["Villisca Municipal Power Plant","1193_G_6",1193,"G","6",null,"Combustion Turbine","IC Engine","MIS_IA","Iowa",19,"Montgomery",137,"19137",2,10745,2003,9999,null,null,"N","Distillate Fuel Oil",{"$nulls":12},0.14,1.77612,1.77612,1.77612,1.77612]
["Vinton","1194_G_1",1194,"G","1",null,"Combustion Turbine","IC Engine","MIS_IL","Iowa",19,"Benton",11,"19011",1.2,25000,1955,9999,null,null,"N","Natural Gas, Distillate Fuel Oil",{"$nulls":12},1.557,1.77612,1.77612,1.77612,1.77612]
["Vinton","1194_G_10",1194,"G","10",null,"Combustion Turbine","IC Engine","MIS_IL","Iowa",19,"Benton",11,"19011",0.6,25000,2009,9999,null,null,"N","Distillate Fuel Oil",{"$nulls":13},1.77612,1.77612,1.77612,1.77612]
["Vinton","1194_G_6",1194,"G","6",null,"Combustion Turbine","IC Engine","MIS_IL","Iowa",19,"Benton",11,"19011",2.5,25000,1961,9999,null,null,"N","Natural Gas, Distillate Fuel Oil",{"$nulls":12},1.56,1.77612,1.77612,1.77612,1.77612]
["Vinton","1194_G_7",1194,"G","7",null,"Combustion Turbine","IC Engine","MIS_IL","Iowa",19,"Benton",11,"19011",3.7,25000,1967,9999,null,null,"N","Natural Gas, Distillate Fuel Oil",{"$nulls":12},1.564,1.77612,1.77612,1.77612,1.77612]
["Vinton","1194_G_8",1194,"G","8",null,"Combustion Turbine","IC Engine","MIS_IL","Iowa",19,"Benton",11,"19011",5.6,20500,1973,9999,null,null,"N","Natural Gas, Distillate Fuel Oil",{"$nulls":12},1.466,1.77612,1.77612,1.77612,1.77612]
["Vinton","1194_G_9",1194,"G","9",null,"Combustion Turbine","IC Engine","MIS_IL","Iowa",19,"Benton",11,"19011",3,25000,1992,9999,null,null,"N","Natural Gas, Distillate Fuel Oil",{"$nulls":12},1.564,1.77612,1.77612,1.77612,1.77612]
["Webster City","1198_G_6",1198,"G","6",null,"Combustion Turbine",null,"MIS_MIDA","Iowa",19,"Hamilton",79,"19079",20.7,14718,1972,9999,null,null,"N","Distillate Fuel Oil",{"$nulls":12},2.5,0.82155,0.82155,0.82155,0.82155]
["West Bend","1199_G_1",1199,"G","1",null,"Combustion Turbine","IC Engine","MIS_IA","Iowa",19,"Palo Alto",147,"19147",1,12735,1959,9999,null,null,"N","Natural Gas, Distillate Fuel Oil",{"$nulls":12},1.575,1.77612,1.77612,1.77612,1.77612]
["West Bend","1199_G_3",1199,"G","3",null,"Combustion Turbine","IC Engine","MIS_IA","Iowa",19,"Palo Alto",147,"19147",0.9,12619,1954,9999,null,null,"N","Natural Gas, Distillate Fuel Oil",{"$nulls":12},1.561,1.77612,1.77612,1.77612,1.77612]
["West Bend","1199_G_4",1199,"G","4",null,"Combustion Turbine","IC Engine","MIS_IA","Iowa",19,"Palo Alto",147,"19147",2,12261,1973,9999,null,null,"N","Natural Gas, Distillate Fuel Oil",{"$nulls":12},1.564,1.77612,1.77612,1.77612,1.77612]
["West Bend","1199_G_5",1199,"G","5",null,"Combustion Turbine","IC Engine","MIS_IA","Iowa",19,"Palo Alto",147,"19147",2.5,12289,2013,9999,null,null,"N","Distillate Fuel Oil",{"$nulls":13},1.77612,1.77612,1.77612,1.77612]
["Holt Dam","12_G_1",12,"G","1",null,"Hydro",null,"S_SOU","Alabama",1,"Tuscaloosa",125,"01125",45,0,1968,9999,null,null,"N","Hydro",{"$nulls":13},0,0,0,0]
["Yucca","120_B_1",120,"B","1",74,"O/G Steam",null,"WECC_AZ","Arizona",4,"Yuma",27,"04027",75,11220,1978,9999,"tangential",null,"N","Natural Gas, Distillate Fuel Oil, Residual Fuel Oil",{"$nulls":12},1,0.09978,0.09978,0.09978,0.09978]
["Yucca","120_G_GT1",120,"G","GT1",null,"Combustion Turbine",null,"WECC_AZ","Arizona",4,"Yuma",27,"04027",18,11543,1971,9999,null,null,"N","Natural Gas, Distillate Fuel Oil",{"$nulls":4},"SCR",{"$nulls":7},1,0.32,0.064,0.32,0.064]
["Yucca","120_G_GT2",120,"G","GT2",null,"Combustion Turbine",null,"WECC_AZ","Arizona",4,"Yuma",27,"04027",18,11543,1971,9999,null,null,"N","Natural Gas, Distillate Fuel Oil",{"$nulls":4},"SCR",{"$nulls":7},1,0.32,0.064,0.32,0.064]
["Yucca","120_G_GT21",120,"G","GT21",null,"Combustion Turbine",null,"WECC_AZ","Arizona",4,"Yuma",27,"04027",20,11543,1978,9999,null,null,"N","Distillate Fuel Oil",{"$nulls":4},"SCR",{"$nulls":7},0.8,0.88,0.176,0.88,0.176]
["Yucca","120_G_GT3",120,"G","GT3",null,"Combustion Turbine",null,"WECC_AZ","Arizona",4,"Yuma",27,"04027",52,11543,1973,9999,null,null,"N","Natural Gas, Distillate Fuel Oil",{"$nulls":4},"SCR",{"$nulls":7},0.8,0.32,0.064,0.32,0.064]
["Yucca","120_G_GT4",120,"G","GT4",null,"Combustion Turbine",null,"WECC_AZ","Arizona",4,"Yuma",27,"04027",51,11543,1974,9999,null,null,"N","Distillate Fuel Oil",{"$nulls":4},"SCR",{"$nulls":7},0.8,0.88,0.176,0.88,0.176]
["Yucca","120_G_GT5",120,"G","GT5",89724,"Combustion Turbine",null,"WECC_AZ","Arizona",4,"Yuma",27,"04027",47,11543,2008,9999,null,null,"N","Natural Gas",{"$nulls":4},"SCR",{"$nulls":8},0.01117,0.01117,0.01117,0.01117]
["Yucca","120_G_GT6",120,"G","GT6",89725,"Combustion Turbine",null,"WECC_AZ","Arizona",4,"Yuma",27,"04027",47,11543,2008,9999,null,null,"N","Natural Gas",{"$nulls":4},"SCR",{"$nulls":8},0.01051,0.01051,0.01051,0.01051]
["West Liberty","1200_G_2",1200,"G","2",null,"Combustion Turbine","IC Engine","MIS_IL","Iowa",19,"Muscatine",139,"19139",2.1,11883,1974,9999,null,null,"N","Natural Gas, Distillate Fuel Oil",{"$nulls":12},2.5,1.77612,1.77612,1.77612,1.77612]
["Whittemore","1201_G_4",1201,"G","4",null,"Combustion Turbine","IC Engine","MIS_IL","Iowa",19,"Kossuth",109,"19109",1.1,12822,1964,9999,null,null,"N","Natural Gas, Distillate Fuel Oil",{"$nulls":12},2.5,1.77612,1.77612,1.77612,1.77612]
["Cimarron River","1230_B_1",1230,"B","1",808,"O/G Steam",null,"SPP_N","Kansas",20,"Seward",175,"20175",52,11619,1963,9999,"wall","dry","N","Natural Gas",{"$nulls":12},3,0.19883,0.19883,0.19883,0.19883]
["Hutchinson Energy Center","1248_G_GT2",1248,"G","GT2",90749,"Combustion Turbine",null,"SPP_N","Kansas",20,"Reno",155,"20155",52,24208,1974,9999,null,null,"N","Natural Gas, Distillate Fuel Oil",{"$nulls":12},3,0.71419,0.71419,0.71419,0.71419]
["Augusta Electric Plant No 1","1261_G_1",1261,"G","1",null,"Combustion Turbine","IC Engine","SPP_N","Kansas",20,"Butler",15,"20015",1.1,12822,1954,9999,null,null,"N","Natural Gas, Distillate Fuel Oil",{"$nulls":13},1.23537,1.23537,1.23537,1.23537]
["Beloit","1264_G_3",1264,"G","3",null,"Combustion Turbine","IC Engine","SPP_N","Kansas",20,"Mitchell",123,"20123",2,17720,1961,9999,null,null,"N","Natural Gas, Distillate Fuel Oil",{"$nulls":12},3,2.70001,2.70001,2.70001,2.70001]
["Clay Center","1270_G_5",1270,"G","5",null,"O/G Steam",null,"SPP_N","Kansas",20,"Clay",27,"20027",3,14500,1948,9999,null,null,"N","Natural Gas, Distillate Fuel Oil",{"$nulls":13},0.18286,0.18286,0.18286,0.18286]
["Ellinwood","1274_G_2",1274,"G","2",null,"Combustion Turbine","IC Engine","SPP_N","Kansas",20,"Barton",9,"20009",1.3,12596,1957,9999,null,null,"N","Natural Gas, Distillate Fuel Oil",{"$nulls":13},2.8335,2.8335,2.8335,2.8335]
["Girard","1279_G_6",1279,"G","6",null,"Combustion Turbine","IC Engine","SPP_N","Kansas",20,"Crawford",37,"20037",3.2,11474,1997,9999,null,null,"N","Natural Gas, Distillate Fuel Oil",{"$nulls":13},1.23537,1.23537,1.23537,1.23537]
["Hoisington","1286_G_6",1286,"G","6",null,"Combustion Turbine","IC Engine","SPP_N","Kansas",20,"Barton",9,"20009",2,15882,1961,9999,null,null,"N","Natural Gas, Distillate Fuel Oil",{"$nulls":13},1.23537,1.23537,1.23537,1.23537]
["Iola","1291_G_9",1291,"G","9",null,"Combustion Turbine","IC Engine","SPP_N","Kansas",20,"Allen",1,"20001",2.9,10865,1977,9999,null,null,"N","Distillate Fuel Oil",{"$nulls":13},2.8335,2.8335,2.8335,2.8335]
["Larned","1299_G_CAT1",1299,"G","CAT1",null,"Combustion Turbine","IC Engine","SPP_N","Kansas",20,"Pawnee",145,"20145",2,25000,2004,9999,null,null,"N","Distillate Fuel Oil",{"$nulls":12},3,2.8335,2.8335,2.8335,2.8335]
["McPherson 2","1305_G_GT1",1305,"G","GT1",90704,"Combustion Turbine",null,"SPP_N","Kansas",20,"Mcpherson",113,"20113",52,16116,1973,9999,null,null,"N","Natural Gas, Distillate Fuel Oil",{"$nulls":12},3,0.7072,0.7072,0.7072,0.7072]
["Oberlin (KS)","1312_G_6",1312,"G","6",null,"Combustion Turbine","IC Engine","SPP_N","Kansas",20,"Decatur",39,"20039",1.2,18000,1963,9999,null,null,"N","Natural Gas, Distillate Fuel Oil",{"$nulls":13},1.23537,1.23537,1.23537,1.23537]
["Osborne","1315_G_7",1315,"G","7",null,"Combustion Turbine","IC Engine","SPP_N","Kansas",20,"Osborne",141,"20141",0.4,10745,1992,9999,null,null,"N","Natural Gas",{"$nulls":12},3,1.23537,1.23537,1.23537,1.23537]
["Sabetha Power Plant","1320_G_4",1320,"G","4",null,"Combustion Turbine","IC Engine","SPP_N","Kansas",20,"Nemaha",131,"20131",0.7,12822,1950,9999,null,null,"N","Natural Gas, Distillate Fuel Oil",{"$nulls":12},3,2.8335,2.8335,2.8335,2.8335]
["Stafford","1325_G_4",1325,"G","4",null,"Combustion Turbine","IC Engine","SPP_WEST","Kansas",20,"Stafford",185,"20185",1.4,11431,1973,9999,null,null,"N","Natural Gas, Distillate Fuel Oil",{"$nulls":12},3,2.8335,2.8335,2.8335,2.8335]
["Wamego","1328_G_5",1328,"G","5",null,"Combustion Turbine","IC Engine","SPP_N","Kansas",20,"Pottawatomie",149,"20149",1.8,18000,1967,9999,null,null,"N","Natural Gas, Distillate Fuel Oil",{"$nulls":12},3,1.23537,1.23537,1.23537,1.23537]
["Garden City","1336_G_S3",1336,"G","S3",null,"Combustion Turbine",null,"SPP_N","Kansas",20,"Finney",55,"20055",12.8,25000,1968,9999,null,null,"N","Natural Gas",{"$nulls":13},0.32,0.32,0.32,0.32]
["Ghent","1356_B_2",1356,"B","2",885,"Coal Steam",null,"S_C_KY","Kentucky",21,"Carroll",41,"21041",495,10799,1977,9999,"tangential","dry","N","Bituminous, Subbituminous","Wet Scrubber",2009,0.93,"LNC3",{"$nulls":3},"B","NA","ACI",2015,null,1.2,0.3396,0.2527,0.3396,0.2527,0.1,0.1,0.1,0.9800000000000001,"Yes",2015]
["Ohio Falls","1365_G_1",1365,"G","1",null,"Hydro",null,"S_C_KY","Kentucky",21,"Jefferson",111,"21111",8,0,1928,9999,null,null,"N","Hydro",{"$nulls":13},0,0,0,0]
["Paris (KY)","1376_G_2",1376,"G","2",null,"Combustion Turbine","IC Engine","S_C_KY","Kentucky",21,"Bourbon",17,"21017",1.4,12537,1954,9999,null,null,"N","Distillate Fuel Oil",{"$nulls":12},4,1.77612,1.77612,1.77612,1.77612]
["Shawnee","1379_B_4",1379,"B","4",920,"Coal Steam",null,"S_C_TVA","Kentucky",21,"Mccracken",145,"21145",134,10808,1954,9999,"wall","dry","N","Bituminous, Subbituminous","Dry Scrubber",2017,0.96,"LNB","SCR",2017,null,"B + C","NA",{"$nulls":3},1.2,0.27707,0.07,0.27707,0.07,0.05,0.1,1,0.9700000000000001,"Yes",2015]
["Cooper","1384_B_2",1384,"B","2",933,"Coal Steam",null,"PJM_West","Kentucky",21,"Pulaski",199,"21199",225,10661,1969,9999,"wall","dry","N","Bituminous","Dry Scrubber",2012,0.98,"LNB","SCR",2012,null,"B","NA","ACI",2016,null,3.3,0.1134,0.075,0.1134,0.075,0.05,0.1,0.1,0.99]
["Logan Martin Dam","14_G_1",14,"G","1",null,"Hydro",null,"S_SOU","Alabama",1,"Talladega",121,"01121",45,0,1964,9999,null,null,"N","Hydro",{"$nulls":13},0,0,0,0]
["Agua Fria","141_G_AF6",141,"G","AF6",null,"Combustion Turbine",null,"WECC_AZ","Arizona",4,"Maricopa",13,"04013",73,22604,1974,9999,null,null,"N","Natural Gas, Distillate Fuel Oil",{"$nulls":12},0.8,0.34622,0.34622,0.34622,0.34622]
["New Roads","1453_G_6",1453,"G","6",null,"Combustion Turbine","IC Engine","MIS_LA","Louisiana",22,"Pointe Coupee",77,"22077",1.5,13241,1971,9999,null,null,"N","Natural Gas, Distillate Fuel Oil",{"$nulls":12},5.261,0.79266,0.79266,0.79266,0.79266]
["Milford Hydro Station","1475_G_MF02",1475,"G","MF02",null,"Hydro",null,"NENG_ME","Maine",23,"Penobscot",19,"23019",0.7,0,2011,9999,null,null,"N","Hydro",{"$nulls":13},0,0,0,0]
["Bonny Eagle","1482_G_5",1482,"G","5",null,"Hydro",null,"NENG_ME","Maine",23,"York",31,"23031",1.5,0,1910,9999,null,null,"N","Hydro",{"$nulls":13},0,0,0,0]
["Gulf Island","1491_G_GI2",1491,"G","GI2",null,"Hydro",null,"NENG_ME","Maine",23,"Androscoggin",1,"23001",8.1,0,1926,9999,null,null,"N","Hydro",{"$nulls":13},0,0,0,0]
["North Gorham","1501_G_1",1501,"G","1",null,"Hydro",null,"NENG_ME","Maine",23,"Cumberland",5,"23005",1,0,1925,9999,null,null,"N","Hydro",{"$nulls":13},0,0,0,0]
["West Buxton","1508_G_WB1",1508,"G","WB1",null,"Hydro",null,"NENG_ME","Maine",23,"York",31,"23031",0.6,0,1982,9999,null,null,"N","Hydro",{"$nulls":13},0,0,0,0]
["Caribou Generation Station","1513_B_1",1513,"B","1",null,"O/G Steam",null,"NENG_ME","Maine",23,"Aroostook",3,"23003",9,11675,2018,9999,null,null,"N","Residual Fuel Oil",{"$nulls":12},2.11,0.1967,0.1967,0.1967,0.1967]
["Glen Canyon Dam","153_G_5",153,"G","5",null,"Hydro",null,"WECC_AZ","Arizona",4,"Coconino",5,"04005",165,0,1965,9999,null,null,"N","Hydro",{"$nulls":13},0,0,0,0]
["Perryman","1556_G_GT1",1556,"G","GT1",1023,"Combustion Turbine",null,"PJM_SMAC","Maryland",24,"Harford",25,"24025",52,12052,1972,9999,null,null,"N","Distillate Fuel Oil",{"$nulls":12},1.053,0.69446,0.69446,0.69446,0.69446]
["Chalk Point LLC","1571_B_1",1571,"B","1",1050,"Coal Steam",null,"PJM_SMAC","Maryland",24,"Prince George'S",33,"24033",331,10982,1964,9999,"wall","dry","N","Bituminous","Wet Scrubber",2009,0.98,"LNB + OFA","SCR",2008,null,"ESPC","No",{"$nulls":3},0.12,0.075,0.075,0.075,0.075,0.1,0.84,0.56,0.99]
["Chalk Point LLC","1571_B_2",1571,"B","2",1051,"Coal Steam",null,"PJM_SMAC","Maryland",24,"Prince George'S",33,"24033",336,10746,1965,9999,"wall","dry","N","Bituminous","Wet Scrubber",2009,0.98,"LNB + OFA + NH3 + other","SNCR",null,2007,"ESPC","No",{"$nulls":3},0.12,0.2696,0.237,0.2696,0.237,0.05,0.84,0.56,0.99]
["Morgantown Generating Plant","1573_B_2",1573,"B","2",1066,"Coal Steam",null,"PJM_SMAC","Maryland",24,"Charles",17,"24017",609,9910,1971,9999,"tangential","dry","N","Bituminous","Wet Scrubber",2009,0.98,"LNC3 + NH3","SCR",2008,null,"ESPC","Yes",{"$nulls":3},0.14,0.4045,0.03895,0.4045,0.03895,0.1,0.84,0.56,0.99]
["Easton","1580_G_10",1580,"G","10",null,"Combustion Turbine","IC Engine","PJM_EMAC","Maryland",24,"Talbot",41,"24041",3.5,12120,1966,9999,null,null,"N","Natural Gas, Distillate Fuel Oil",{"$nulls":12},0.3,1.77612,1.77612,1.77612,1.77612]
["Mystic Generating Station","1588_G_GT93",1588,"G","GT93",10013,"Combined Cycle",null,"NENGREST","Massachusetts",25,"Middlesex",17,"25017",227.9,7393,2003,9999,null,null,"N","Natural Gas",{"$nulls":4},"SCR",{"$nulls":8},0.00744,0.00744,0.00744,0.00744]
["Martin Dam","16_G_2",16,"G","2",null,"Hydro",null,"S_SOU","Alabama",1,"Elmore",51,"01051",46.5,0,1927,9999,null,null,"N","Hydro",{"$nulls":13},0,0,0,0]
["Riverside Holyoke","1607_G_5",1607,"G","5",null,"Hydro",null,"NENGREST","Massachusetts",25,"Hampden",13,"25013",0.6,0,1906,9999,null,null,"N","Hydro",{"$nulls":13},0,0,0,0]
["Cobble Mountain","1630_G_3",1630,"G","3",null,"Hydro",null,"NENGREST","Massachusetts",25,"Hampden",13,"25013",12.9,0,1930,9999,null,null,"N","Hydro",{"$nulls":13},0,0,0,0]
["Carpenter","166_G_1",166,"G","1",null,"Hydro",null,"MIS_AR","Arkansas",5,"Garland",51,"05051",31,0,1932,9999,null,null,"N","Hydro",{"$nulls":13},0,0,0,0]
["Cleary Flood","1682_B_8",1682,"B","8",1142,"O/G Steam",null,"NENGREST","Massachusetts",25,"Bristol",5,"25005",26,14500,1966,9999,"wall","dry","N","Residual Fuel Oil",{"$nulls":3},"LA + LNB",{"$nulls":8},1.21,0.24998,0.24998,0.24998,0.24998]
["Cooke","1700_G_2",1700,"G","2",null,"Hydro",null,"MIS_LMI","Michigan",26,"Iosco",69,"26069",2.7,0,1911,9999,null,null,"N","Hydro",{"$nulls":13},0,0,0,0]
["Hodenpyl","1708_G_1",1708,"G","1",null,"Hydro",null,"MIS_LMI","Michigan",26,"Wexford",165,"26165",2,0,1925,9999,null,null,"N","Hydro",{"$nulls":13},0,0,0,0]
["Rogers","1716_G_2",1716,"G","2",null,"Hydro",null,"MIS_LMI","Michigan",26,"Mecosta",107,"26107",0.7,0,1922,9999,null,null,"N","Hydro",{"$nulls":13},0,0,0,0]
["Fermi","1729_G_4",1729,"G","4",null,"Combustion Turbine",null,"MIS_LMI","Michigan",26,"Monroe",115,"26115",12,24720,1966,9999,null,null,"N","Distillate Fuel Oil",{"$nulls":12},1.67,0.66593,0.66593,0.66593,0.66593]
["Northeast (MI)","1734_G_3",1734,"G","3",null,"Combustion Turbine",null,"MIS_LMI","Michigan",26,"Macomb",99,"26099",14,25000,1966,9999,null,null,"N","Natural Gas",{"$nulls":12},1.67,0.66442,0.66442,0.66442,0.66442]
["Putnam (MI)","1739_G_3",1739,"G","3",null,"Combustion Turbine","IC Engine","MIS_LMI","Michigan",26,"Oakland",125,"26125",3,25000,1971,9999,null,null,"N","Distillate Fuel Oil",{"$nulls":12},1.67,4.1606,4.1606,4.1606,4.1606]
["St Clair","1743_B_6",1743,"B","6",1194,"Coal Steam",null,"MIS_LMI","Michigan",26,"St Clair",147,"26147",311,11265,1961,2022,"tangential","dry","N","Bituminous, Subbituminous",null,null,0.5,"LNC2",{"$nulls":3},"ESPC","No","ACI",2016,null,1.67,0.17706,0.17706,0.139,0.139,0.1,0.1,0.1,0.9,"Yes"]
["Edison Sault","1751_G_10",1751,"G","10",null,"Hydro",null,"MIS_WUMS","Michigan",26,"Chippewa",33,"26033",0.4,0,1963,9999,null,null,"N","Hydro",{"$nulls":13},0,0,0,0]
["Edison Sault","1751_G_27",1751,"G","27",null,"Hydro",null,"MIS_WUMS","Michigan",26,"Chippewa",33,"26033",0.4,0,1963,9999,null,null,"N","Hydro",{"$nulls":13},0,0,0,0]
["Edison Sault","1751_G_47",1751,"G","47",null,"Hydro",null,"MIS_WUMS","Michigan",26,"Chippewa",33,"26033",0.4,0,1963,9999,null,null,"N","Hydro",{"$nulls":13},0,0,0,0]
["Edison Sault","1751_G_63",1751,"G","63",null,"Hydro",null,"MIS_WUMS","Michigan",26,"Chippewa",33,"26033",0.4,0,1916,9999,null,null,"N","Hydro",{"$nulls":13},0,0,0,0]
["Edison Sault","1751_G_8",1751,"G","8",null,"Hydro",null,"MIS_WUMS","Michigan",26,"Chippewa",33,"26033",0.4,0,1963,9999,null,null,"N","Hydro",{"$nulls":13},0,0,0,0]
["Buchanan (MI)","1754_G_2",1754,"G","2",null,"Hydro",null,"PJM_West","Michigan",26,"Berrien",21,"26021",0.2,0,1919,9999,null,null,"N","Hydro",{"$nulls":13},0,0,0,0]
["Mottville","1761_G_2",1761,"G","2",null,"Hydro",null,"PJM_West","Michigan",26,"St Joseph",149,"26149",0.1,0,1923,9999,null,null,"N","Hydro",{"$nulls":13},0,0,0,0]
["Michigamme Falls","1780_G_1",1780,"G","1",null,"Hydro",null,"MIS_WUMS","Michigan",26,"Iron",71,"26071",4.8,0,1953,9999,null,null,"N","Hydro",{"$nulls":13},0,0,0,0]
["Beaver Dam","182_G_2",182,"G","2",null,"Hydro",null,"SPP_WEST","Arkansas",5,"Carroll",15,"05015",64.4,0,1965,9999,null,null,"N","Hydro",{"$nulls":13},0,0,0,0]
["Marshall (MI)","1844_G_IC6",1844,"G","IC6",null,"Combustion Turbine","IC Engine","MIS_LMI","Michigan",26,"Calhoun",25,"26025",5.6,18000,1978,9999,null,null,"N","Natural Gas, Distillate Fuel Oil",{"$nulls":12},1.67,2.98109,2.98109,2.98109,2.98109]
["St Louis","1852_G_9",1852,"G","9",null,"Combustion Turbine","IC Engine","MIS_LMI","Michigan",26,"Gratiot",57,"26057",1.1,13661,2003,9999,null,null,"N","Distillate Fuel Oil",{"$nulls":12},1.67,4.1606,4.1606,4.1606,4.1606]
["Wyandotte","1866_B_5",1866,"B","5",1223,"O/G Steam",null,"MIS_LMI","Michigan",26,"Wayne",163,"26163",24,14500,1958,9999,"stoker/SPR","dry","N","Natural Gas",{"$nulls":3},"LNB",{"$nulls":8},1.67,0.08563,0.08563,0.08563,0.08563]
["Degray","187_G_2",187,"G","2",null,"Pumped Storage",null,"SPP_WEST","Arkansas",5,"Clark",19,"05019",28,0,1972,9999,null,null,"N","Pumped Storage",{"$nulls":13},0,0,0,0]
["Ubly","1875_G_6",1875,"G","6",null,"Combustion Turbine","IC Engine","MIS_LMI","Michigan",26,"Huron",63,"26063",1.5,11878,1993,9999,null,null,"N","Natural Gas, Distillate Fuel Oil",{"$nulls":12},1.67,2.66577,2.66577,2.66577,2.66577]
["Clay Boswell","1893_B_4",1893,"B","4",1234,"Coal Steam",null,"MIS_MNWI","Minnesota",27,"Itasca",61,"27061",584,10588,1980,9999,"tangential","dry","N","Subbituminous","Dry Scrubber",2015,0.999,"LNC3","SNCR",null,2010,"B","NA","ACI",2015,null,0.33,0.3108,0.10819,0.3108,0.10819,0.1,0.1,0.1,0.9700000000000001,"Yes"]
["Scanlon","1899_G_3",1899,"G","3",null,"Hydro",null,"MIS_MNWI","Minnesota",27,"Carlton",17,"27017",0.4,0,1923,9999,null,null,"N","Hydro",{"$nulls":13},0,0,0,0]
["Hennepin Island","1911_G_3",1911,"G","3",null,"Hydro",null,"MIS_MNWI","Minnesota",27,"Hennepin",53,"27053",1.2,0,1955,9999,null,null,"N","Hydro",{"$nulls":13},0,0,0,0]
["Prairie Island","1925_G_2",1925,"G","2",null,"Nuclear",null,"MIS_MNWI","Minnesota",27,"Goodhue",49,"27049",519,10456,1974,2054,null,null,"N","Nuclear Fuel",{"$nulls":13},0,0,0,0]
["Wilmarth","1934_B_2",1934,"B","2",null,"Municipal Solid Waste",null,"MIS_MNWI","Minnesota",27,"Blue Earth",13,"27013",9,20418,1987,9999,null,null,"N","MSW","Wet Scrubber",1991,0.7,{"$nulls":4},"B","NA",{"$nulls":4},0.6,0.6,0.6,0.6,0.08,0.08,0.08]
["Blooming Prairie","1966_G_5",1966,"G","5",null,"Combustion Turbine","IC Engine","MIS_MNWI","Minnesota",27,"Steele",147,"27147",2,11801,2003,9999,null,null,"N","Distillate Fuel Oil",{"$nulls":13},3.62898,3.62898,3.62898,3.62898]
["Blakely Mountain","197_G_1",197,"G","1",null,"Hydro",null,"MIS_AR","Arkansas",5,"Garland",51,"05051",37.5,0,1955,9999,null,null,"N","Hydro",{"$nulls":13},0,0,0,0]
["Fairmont (MN)","1973_G_9",1973,"G","9",null,"Combustion Turbine","IC Engine","MIS_MNWI","Minnesota",27,"Martin",91,"27091",6.5,10745,2014,9999,null,null,"N","Natural Gas, Distillate Fuel Oil",{"$nulls":13},0.79266,0.79266,0.79266,0.79266]
["Hibbing","1979_B_3",1979,"B","3",null,"Coal Steam",null,"MIS_MNWI","Minnesota",27,"St Louis",137,"27137",7.6,11844,1974,9999,null,null,"Y","Subbituminous",{"$nulls":4},"SNCR",null,"2007","ESPC","No",{"$nulls":3},4,0.46218,0.34663,0.46218,0.34663,0.64,0.97,1]
["Kenyon Municipal","1983_G_5",1983,"G","5",null,"Combustion Turbine","IC Engine","MIS_MNWI","Minnesota",27,"Goodhue",49,"27049",1.8,12798,1997,9999,null,null,"N","Distillate Fuel Oil",{"$nulls":13},3.62898,3.62898,3.62898,3.62898]
["Dardanelle","199_G_2",199,"G","2",null,"Hydro",null,"SPP_WEST","Arkansas",5,"Pope",115,"05115",35,0,1965,9999,null,null,"N","Hydro",{"$nulls":13},0,0,0,0]
["Mountain Lake","1998_G_5",1998,"G","5",null,"Combustion Turbine","IC Engine","MIS_MNWI","Minnesota",27,"Cottonwood",33,"27033",1.2,11543,1959,9999,null,null,"N","Natural Gas, Distillate Fuel Oil",{"$nulls":13},3.62898,3.62898,3.62898,3.62898]
["New Ulm","2001_G_7",2001,"G","7",90754,"Combustion Turbine",null,"MIS_MNWI","Minnesota",27,"Brown",15,"27015",25,13660,2001,9999,null,null,"N","Distillate Fuel Oil",{"$nulls":3},"H2O",{"$nulls":9},1.19929,1.19929,1.19929,1.19929]
["Redwood Falls","2009_G_6",2009,"G","6",null,"Combustion Turbine","IC Engine","MIS_MNWI","Minnesota",27,"Redwood",127,"27127",2.7,11816,1970,9999,null,null,"N","Distillate Fuel Oil",{"$nulls":13},3.62898,3.62898,3.62898,3.62898]
["Redwood Falls","2009_G_7",2009,"G","7",null,"Combustion Turbine","IC Engine","MIS_MNWI","Minnesota",27,"Redwood",127,"27127",6,11840,1974,9999,null,null,"N","Natural Gas, Distillate Fuel Oil",{"$nulls":13},3.62898,3.62898,3.62898,3.62898]
["Spring Valley","2013_G_4",2013,"G","4",null,"Combustion Turbine","IC Engine","MIS_MNWI","Minnesota",27,"Fillmore",45,"27045",2,10756,2009,9999,null,null,"N","Distillate Fuel Oil",{"$nulls":13},3.62898,3.62898,3.62898,3.62898]
["Wells IC","2020_G_2",2020,"G","2",null,"Combustion Turbine","IC Engine","MIS_MNWI","Minnesota",27,"Faribault",43,"27043",1.3,17762,1957,9999,null,null,"N","Natural Gas, Distillate Fuel Oil",{"$nulls":13},3.62898,3.62898,3.62898,3.62898]
["Worthington","2024_G_4",2024,"G","4",null,"Combustion Turbine","IC Engine","MIS_MNWI","Minnesota",27,"Nobles",105,"27105",2,10745,2002,9999,null,null,"N","Distillate Fuel Oil",{"$nulls":13},3.18337,3.18337,3.18337,3.18337]
["Sweatt","2048_G_A",2048,"G","A",90050,"Combustion Turbine",null,"S_SOU","Mississippi",28,"Lauderdale",75,"28075",32,16438,1971,9999,null,null,"N","Natural Gas",{"$nulls":12},4.8,0.70006,0.70006,0.70006,0.70006]
["Hawthorn","2079_G_6",2079,"G","6",1319,"Combined Cycle",null,"SPP_N","Missouri",29,"Jackson",95,"29095",124.1,8857,1997,9999,null,null,"N","Natural Gas",{"$nulls":3},"other","SCR",{"$nulls":7},0.395,0.21319,0.01942,0.21319,0.01942]
["Lake Road (MO)","2098_B_2",2098,"B","2",null,"O/G Steam",null,"SPP_N","Missouri",29,"Buchanan",21,"29021",5.6,14500,1961,9999,"wall",null,"Y","Natural Gas, Distillate Fuel Oil",{"$nulls":12},8.6,0.23505,0.23505,0.23505,0.23505]
["Meramec","2104_B_2",2104,"B","2",1333,"O/G Steam",null,"MIS_MO","Missouri",29,"St Louis",189,"29189",120,11404,1954,2022,"tangential","dry","N","Natural Gas",{"$nulls":3},"LNC2",{"$nulls":8},2.3,0.0722,0.0722,0.0722,0.0722]
["Butler Municipal Power Plant","2115_G_5",2115,"G","5",null,"Combustion Turbine","IC Engine","SPP_N","Missouri",29,"Bates",13,"29013",1,11898,1959,9999,null,null,"N","Natural Gas, Distillate Fuel Oil",{"$nulls":12},2.3,1.77612,1.77612,1.77612,1.77612]
["Carthage","2121_G_6",2121,"G","6",null,"Combustion Turbine","IC Engine","SPP_WEST","Missouri",29,"Jasper",97,"29097",2,12901,1946,9999,null,null,"N","Natural Gas, Distillate Fuel Oil",{"$nulls":12},2.3,0.79266,0.79266,0.79266,0.79266]
["Columbia (MO)","2123_G_MBS1",2123,"G","MBS1",null,"Combustion Turbine","IC Engine","MIS_MO","Missouri",29,"Boone",19,"29019",1,14506,2008,9999,null,null,"N","Distillate Fuel Oil",{"$nulls":13},1.77612,1.77612,1.77612,1.77612]
["Higginsville","2131_G_3",2131,"G","3",null,"Combustion Turbine","IC Engine","SPP_N","Missouri",29,"Lafayette",107,"29107",2.4,12822,1981,9999,null,null,"N","Natural Gas, Distillate Fuel Oil",{"$nulls":12},2.3,1.77612,1.77612,1.77612,1.77612]
["Jackson (MO)","2137_G_4",2137,"G","4",null,"Combustion Turbine","IC Engine","MIS_MO","Missouri",29,"Cape Girardeau",31,"29031",1,14827,1963,9999,null,null,"N","Natural Gas, Distillate Fuel Oil",{"$nulls":12},2.3,1.77612,1.77612,1.77612,1.77612]
["Kennett","2139_G_9",2139,"G","9",null,"Combustion Turbine","IC Engine","SPP_WEST","Missouri",29,"Dunklin",69,"29069",5.6,18000,1965,9999,null,null,"N","Natural Gas, Distillate Fuel Oil",{"$nulls":12},2.3,0.79266,0.79266,0.79266,0.79266]
["Marshall (MO)","2144_G_GT1",2144,"G","GT1",null,"Combustion Turbine",null,"SPP_N","Missouri",29,"Saline",195,"29195",14,20367,1972,9999,null,null,"N","Natural Gas, Distillate Fuel Oil",{"$nulls":12},2.3,0.70126,0.70126,0.70126,0.70126]
["Angels","215_G_1",215,"G","1",null,"Hydro",null,"WEC_CALN","California",6,"Calaveras",9,"06009",0.7,0,1940,9999,null,null,"N","Hydro",{"$nulls":13},0,0,0,0]
["Thomas Hill","2168_B_MB1",2168,"B","MB1",1359,"Coal Steam",null,"S_D_AECI","Missouri",29,"Randolph",175,"29175",166,10104,1966,9999,"cyclone","wet","N","Subbituminous",{"$nulls":3},"LNB + OFA","SCR",2009,null,"ESPC","No","ACI",2016,null,8,0.53174,0.11697,0.53174,0.11697,0.1,0.1,0.1]
["Hauser","2185_G_HAU5",2185,"G","HAU5",null,"Hydro",null,"WECC_MT","Montana",30,"Lewis And Clark",49,"30049",3.5,0,1911,9999,null,null,"N","Hydro",{"$nulls":13},0,0,0,0]
["Ryan","2194_G_RYA4",2194,"G","RYA4",null,"Hydro",null,"WECC_MT","Montana",30,"Cascade",13,"30013",10,0,1915,9999,null,null,"N","Hydro",{"$nulls":13},0,0,0,0]
["Bucks Creek","220_G_H1",220,"G","H1",null,"Hydro",null,"WEC_CALN","California",6,"Plumas",63,"06063",32.5,0,1928,9999,null,null,"N","Hydro",{"$nulls":13},0,0,0,0]
["Auburn","2215_G_6",2215,"G","6",null,"Combustion Turbine","IC Engine","SPP_NEBR","Nebraska",31,"Nemaha",127,"31127",2.5,10745,1967,9999,null,null,"N","Natural Gas, Distillate Fuel Oil",{"$nulls":12},2.5,0.79266,0.79266,0.79266,0.79266]
["Burwell","2222_G_1",2222,"G","1",null,"Combustion Turbine","IC Engine","SPP_NEBR","Nebraska",31,"Garfield",71,"31071",1.4,11317,1972,9999,null,null,"N","Distillate Fuel Oil",{"$nulls":12},2.5,1.77612,1.77612,1.77612,1.77612]
["Caribou 2","223_G_5",223,"G","5",null,"Hydro",null,"WEC_CALN","California",6,"Plumas",63,"06063",60,0,1958,9999,null,null,"N","Hydro",{"$nulls":13},0,0,0,0]
["Emerson","2235_G_2",2235,"G","2",null,"Combustion Turbine","IC Engine","SPP_NEBR","Nebraska",31,"Dixon",51,"31051",1.1,10745,1968,9999,null,null,"N","Natural Gas, Distillate Fuel Oil",{"$nulls":12},2.5,0.79266,0.79266,0.79266,0.79266]
["Lon Wright","2240_B_8",2240,"B","8",1371,"Coal Steam",null,"SPP_NEBR","Nebraska",31,"Dodge",53,"31053",82,12240,1976,9999,"wall","dry","N","Subbituminous","Wet Scrubber",2015,0.98,"LNB",{"$nulls":3},"ESPH + B","No","ACI",2016,null,0.651,0.19809,0.19809,0.1549,0.1549,0.1,0.1,0.1,0.9700000000000001]
["Chili Bar","225_G_1",225,"G","1",null,"Hydro",null,"WEC_CALN","California",6,"El Dorado",17,"06017",7,0,1965,9999,null,null,"N","Hydro",{"$nulls":13},0,0,0,0]
["Hebron","2266_G_1",2266,"G","1",90725,"Combustion Turbine",null,"SPP_NEBR","Nebraska",31,"Thayer",169,"31169",41.5,17543,1973,9999,null,null,"N","Distillate Fuel Oil",{"$nulls":12},2.5,1.19977,1.19977,1.19977,1.19977]
["North Omaha","2291_G_1",2291,"G","1",1381,"O/G Steam",null,"SPP_NEBR","Nebraska",31,"Douglas",55,"31055",64.8,11083,1954,2024,"tangential","dry","N","Natural Gas",{"$nulls":12},0.754,0.07307,0.07307,0.07307,0.07307]
["Oxford (NE)","2295_G_5",2295,"G","5",null,"Combustion Turbine","IC Engine","SPP_NEBR","Nebraska",31,"Furnas",65,"31065",1.2,13418,1972,9999,null,null,"N","Natural Gas, Distillate Fuel Oil",{"$nulls":12},2.5,0.79266,0.79266,0.79266,0.79266]
["Sidney (NE)","2302_G_5",2302,"G","5",null,"Combustion Turbine","IC Engine","SPP_NEBR","Nebraska",31,"Cheyenne",33,"31033",2.5,13985,1955,9999,null,null,"N","Natural Gas, Distillate Fuel Oil",{"$nulls":12},2.5,0.79266,0.79266,0.79266,0.79266]
["Wahoo","2310_G_1",2310,"G","1",null,"Combustion Turbine","IC Engine","SPP_NEBR","Nebraska",31,"Saunders",155,"31155",2.1,10745,1960,9999,null,null,"N","Natural Gas, Distillate Fuel Oil",{"$nulls":12},2.5,0.79266,0.79266,0.79266,0.79266]
["West Point Municipal","2313_G_2",2313,"G","2",null,"Combustion Turbine","IC Engine","SPP_NEBR","Nebraska",31,"Cuming",39,"31039",0.9,11315,1947,9999,null,null,"N","Natural Gas, Distillate Fuel Oil",{"$nulls":12},2.5,0.79266,0.79266,0.79266,0.79266]
["Clark (NVE)","2322_G_17",2322,"G","17",89811,"Combustion Turbine",null,"WECC_SNV","Nevada",32,"Clark",3,"32003",52,10745,2008,9999,null,null,"N","Natural Gas",{"$nulls":13},0.02415,0.02415,0.02415,0.02415]
["Tracy","2336_G_4",2336,"G","4",1413,"Combined Cycle",null,"WECC_NNV","Nevada",32,"Storey",29,"32029",64,7653,1994,9999,null,null,"N","Natural Gas",{"$nulls":3},"STM",{"$nulls":8},1.4,0.1486,0.1486,0.1486,0.1486]
["Vernon Dam","2352_G_1",2352,"G","1",null,"Hydro",null,"NENGREST","Vermont",50,"Windham",25,"50025",2.4,0,1909,9999,null,null,"N","Hydro",{"$nulls":13},0,0,0,0]
["Ayers Island","2355_G_2",2355,"G","2",null,"Hydro",null,"NENGREST","New Hampshire",33,"Grafton",9,"33009",2.8,0,1925,9999,null,null,"N","Hydro",{"$nulls":13},0,0,0,0]
["Merrimack","2364_B_2",2364,"B","2",1418,"Coal Steam",null,"NENGREST","New Hampshire",33,"Merrimack",13,"33013",330,10777,1968,9999,"cyclone","wet","N","Bituminous","Wet Scrubber",2011,0.965,"NH3","SCR",1995,null,"ESPC","No",{"$nulls":3},4,0.28827,0.07,0.28827,0.07,0.1,0.84,0.56,0.99,{"$nulls":6},"Yes"]
["Sayreville","2390_G_GT2",2390,"G","GT2",1461,"Combustion Turbine",null,"PJM_EMAC","New Jersey",34,"Middlesex",23,"34023",50,18562,1972,9999,null,null,"N","Natural Gas, Distillate Fuel Oil",{"$nulls":3},"H2O",{"$nulls":8},1E-3,0.14994,0.14994,0.14994,0.14994]
["PSEG Burlington Generating Station","2399_G_121",2399,"G","121",1498,"Combustion Turbine",null,"PJM_EMAC","New Jersey",34,"Burlington",5,"34005",42,10745,2000,9999,null,null,"N","Natural Gas, Distillate Fuel Oil",{"$nulls":3},"H2O",{"$nulls":8},0.21,0.11525,0.11525,0.11525,0.11525]
["PSEG Linden Generating Station","2406_G_1101",2406,"G","1101",1552,"Combined Cycle",null,"PJM_EMAC","New Jersey",34,"Union",39,"34039",190,7304,2006,9999,null,null,"N","Natural Gas, Distillate Fuel Oil",{"$nulls":3},"DLNB + H2O","SCR",{"$nulls":7},2,0.00734,0.00734,0.00734,0.00734]
["Hat Creek 1","243_G_1",243,"G","1",null,"Hydro",null,"WEC_CALN","California",6,"Shasta",89,"06089",8.5,0,1921,9999,null,null,"N","Hydro",{"$nulls":13},0,0,0,0]
["Cunningham","2454_B_122B",2454,"B","122B",1601,"O/G Steam",null,"SPP_SPS","New Mexico",35,"Lea",25,"35025",183,10589,1965,9999,"tangential",null,"N","Natural Gas",{"$nulls":3},"OFA",{"$nulls":8},0.789,0.15061,0.15061,0.15061,0.15061]
["Danskammer Generating Station","2480_B_3",2480,"B","3",1608,"O/G Steam",null,"NY_Z_G-I","New York",36,"Orange",71,"36071",138,11153,1987,9999,"tangential","dry","N","Natural Gas",{"$nulls":3},"LNC2",{"$nulls":8},1.1,0.08495,0.08495,0.08495,0.08495]
["East River","2493_B_60",2493,"B","60",1617,"O/G Steam",null,"NY_Z_J","New York",36,"New York",61,"36061",142,11886,1951,9999,"wall","dry","Y","Natural Gas, Residual Fuel Oil",{"$nulls":3},"LA + LNB + OFA",{"$nulls":8},0.6,0.08,0.08,0.08,0.08]
["Gowanus Gas Turbines Generating","2494_G_GT26",2494,"G","GT26",1632,"Combustion Turbine",null,"NY_Z_J","New York",36,"Kings",47,"36047",19.1,17304,1971,9999,null,null,"N","Natural Gas, Distillate Fuel Oil",{"$nulls":12},0.316,0.41719,0.41719,0.41719,0.41719]
["Gowanus Gas Turbines Generating","2494_G_GT27",2494,"G","GT27",1633,"Combustion Turbine",null,"NY_Z_J","New York",36,"Kings",47,"36047",18.5,17308,1971,9999,null,null,"N","Natural Gas, Distillate Fuel Oil",{"$nulls":12},0.316,0.38287,0.38287,0.38287,0.38287]
["Gowanus Gas Turbines Generating","2494_G_GT48",2494,"G","GT48",1650,"Combustion Turbine",null,"NY_Z_J","New York",36,"Kings",47,"36047",17,17314,1971,9999,null,null,"N","Distillate Fuel Oil",{"$nulls":12},0.29,0.4307,0.4307,0.4307,0.4307]
["Narrows Gas Turbines Generating","2499_G_NT28",2499,"G","NT28",1674,"Combustion Turbine",null,"NY_Z_J","New York",36,"Kings",47,"36047",16.5,16900,1972,9999,null,null,"N","Natural Gas, Distillate Fuel Oil",{"$nulls":12},0.316,0.33495,0.33495,0.33495,0.33495]
["Ravenswood","2500_G_GT34",2500,"G","GT34",1698,"Combustion Turbine",null,"NY_Z_J","New York",36,"Queens",81,"36081",31.2,16696,1969,9999,null,null,"N","Natural Gas, Distillate Fuel Oil",{"$nulls":12},0.316,0.4307,0.4307,0.4307,0.4307]
["E F Barrett","2511_G_8",2511,"G","8",1726,"Combustion Turbine",null,"NY_Z_K","New York",36,"Nassau",59,"36059",16.9,16138,1970,9999,null,null,"N","Natural Gas, Distillate Fuel Oil",{"$nulls":12},1.053,0.3132,0.3132,0.3132,0.3132]
["Port Jefferson","2517_G_GT2",2517,"G","GT2",10016,"Combustion Turbine",null,"NY_Z_K","New York",36,"Suffolk",103,"36103",40.5,10771,2002,9999,null,null,"N","Natural Gas, Distillate Fuel Oil",{"$nulls":3},"H2O","SCR",{"$nulls":7},1.053,0.01572,0.01572,0.01572,0.01572]
["Kent Falls","2532_G_2",2532,"G","2",null,"Hydro",null,"NY_Z_D","New York",36,"Clinton",19,"36019",3.8,0,1928,9999,null,null,"N","Hydro",{"$nulls":13},0,0,0,0]
["Black River","2546_G_2",2546,"G","2",null,"Hydro",null,"NY_Z_C&E","New York",36,"Jefferson",45,"36045",1.5,0,1920,9999,null,null,"N","Hydro",{"$nulls":13},0,0,0,0]
["Dunkirk Generating Plant","2554_B_2",2554,"B","2",1784,"O/G Steam",null,"NY_Z_A","New York",36,"Chautauqua",13,"36013",75,11767,1950,9999,"tangential","dry","N","Natural Gas",{"$nulls":3},"LNC1","SNCR",null,"2014",{"$nulls":5},2,0.08,0.08,0.08,0.08]
["Ephratah","2560_G_2",2560,"G","2",null,"Hydro",null,"NY_Z_F","New York",36,"Fulton",35,"36035",0.9,0,1911,9999,null,null,"N","Hydro",{"$nulls":13},0,0,0,0]
["Herrings","2572_G_3",2572,"G","3",null,"Hydro",null,"NY_Z_C&E","New York",36,"Jefferson",45,"36045",1.5,0,1924,9999,null,null,"N","Hydro",{"$nulls":13},0,0,0,0]
["Merced Falls","258_G_1",258,"G","1",null,"Hydro",null,"WEC_CALN","California",6,"Merced",47,"06047",3.5,0,1930,9999,null,null,"N","Hydro",{"$nulls":13},0,0,0,0]
["Nine Mile Point Nuclear Station","2589_G_2",2589,"G","2",null,"Nuclear",null,"NY_Z_C&E","New York",36,"Oswego",75,"36075",1287,10456,1987,2067,null,null,"N","Nuclear Fuel",{"$nulls":13},0,0,0,0]
["E C Gaston","26_B_2",26,"B","2",31,"O/G Steam",null,"S_SOU","Alabama",1,"Shelby",117,"01117",256,10085,1960,9999,"wall","dry","N","Natural Gas",{"$nulls":3},"LNB",{"$nulls":8},3.8,0.14698,0.14698,0.14698,0.14698]
["School Street","2605_G_1",2605,"G","1",null,"Hydro",null,"NY_Z_F","New York",36,"Albany",1,"36001",7.5,0,1915,9999,null,null,"N","Hydro",{"$nulls":13},0,0,0,0]
["Murphys","261_G_1",261,"G","1",null,"Hydro",null,"WEC_CALN","California",6,"Calaveras",9,"06009",1.7,0,1954,9999,null,null,"N","Hydro",{"$nulls":13},0,0,0,0]
["Trenton Falls","2619_G_7",2619,"G","7",null,"Hydro",null,"NY_Z_C&E","New York",36,"Oneida",65,"36065",9.7,0,1919,9999,null,null,"N","Hydro",{"$nulls":13},0,0,0,0]
["Shoemaker","2632_G_SHOE",2632,"G","SHOE",1799,"Combustion Turbine",null,"NY_Z_G-I","New York",36,"Orange",71,"36071",33,16136,1972,9999,null,null,"N","Natural Gas, Distillate Fuel Oil",{"$nulls":12},1.053,0.4307,0.4307,0.4307,0.4307]
["Plant No 1 Freeport","2678_G_4",2678,"G","4",null,"Combustion Turbine","IC Engine","NY_Z_K","New York",36,"Nassau",59,"36059",4.5,12410,1964,9999,null,null,"N","Distillate Fuel Oil",{"$nulls":12},1.053,0.57736,0.57736,0.57736,0.57736]
["Crescent","2685_G_4",2685,"G","4",null,"Hydro",null,"NY_Z_F","New York",36,"Albany",1,"36001",3,0,1991,9999,null,null,"N","Hydro",{"$nulls":13},0,0,0,0]
["Lewiston Niagara","2692_G_5",2692,"G","5",null,"Pumped Storage",null,"NY_Z_A","New York",36,"Niagara",63,"36063",20,0,1962,9999,null,null,"N","Pumped Storage",{"$nulls":13},0,0,0,0]
["Robert Moses Niagara","2693_G_9",2693,"G","9",null,"Hydro",null,"NY_Z_A","New York",36,"Niagara",63,"36063",187.6,0,1961,9999,null,null,"N","Hydro",{"$nulls":13},0,0,0,0]
["Charles P Keller","2695_G_10",2695,"G","10",null,"Combustion Turbine","IC Engine","NY_Z_K","New York",36,"Nassau",59,"36059",3.2,18000,1954,9999,null,null,"N","Natural Gas, Distillate Fuel Oil",{"$nulls":12},1.053,0.37682,0.37682,0.37682,0.37682]
["Asheville","2706_G_ST8",2706,"G","ST8",null,"Combined Cycle",null,"S_VACA","North Carolina",37,"Buncombe",21,"37021",102,6250,2019,9999,null,null,"N","Natural Gas",{"$nulls":3},"DLNB + H2O","SCR",{"$nulls":8},0.011,0.011,0.011,0.011]
["Roxboro","2712_B_4A",2712,"B","4A",1835,"Coal Steam",null,"S_VACA","North Carolina",37,"Person",145,"37145",349,10453,1980,9999,"wall","dry","N","Bituminous","Wet Scrubber",2007,0.97,"LNB + OFA","SCR",2001,null,"ESPH","No",{"$nulls":3},0.175,0.18282,0.18282,0.18282,0.18282,0.1,0.8,1,0.99]
["G G Allen","2718_B_3",2718,"B","3",1845,"Coal Steam",null,"S_VACA","North Carolina",37,"Gaston",71,"37071",258,10401,1959,2024,"tangential","dry","N","Bituminous","Wet Scrubber",2009,0.95,"LNC3","SNCR",null,"2005","ESPC","Yes",{"$nulls":3},0.063,0.31803,0.25442,0.31803,0.25442,0.05,0.84,0.56,0.99]
["Dan River","2723_G_CT9",2723,"G","CT9",90413,"Combined Cycle",null,"S_VACA","North Carolina",37,"Rockingham",157,"37157",171,7165,2012,9999,null,null,"N","Natural Gas, Distillate Fuel Oil",{"$nulls":3},"DLNB","SCR",{"$nulls":8},0.0149,0.0149,0.0149,0.0149]
["Rhodhiss","2730_G_3",2730,"G","3",null,"Hydro",null,"S_VACA","North Carolina",37,"Caldwell",27,"37027",12.4,0,1925,9999,null,null,"N","Hydro",{"$nulls":13},0,0,0,0]
["Rock Creek","275_G_H2",275,"G","H2",null,"Hydro",null,"WEC_CALN","California",6,"Plumas",63,"06063",63,0,1950,9999,null,null,"N","Hydro",{"$nulls":13},0,0,0,0]
["Fontana Dam","2779_G_2",2779,"G","2",null,"Hydro",null,"S_C_TVA","North Carolina",37,"Swain",173,"37173",101.4,0,1945,9999,null,null,"N","Hydro",{"$nulls":13},0,0,0,0]
["Spaulding 1","281_G_1",281,"G","1",null,"Hydro",null,"WEC_CALN","California",6,"Nevada",57,"06057",7,0,1928,9999,null,null,"N","Hydro",{"$nulls":13},0,0,0,0]
["Spaulding 3","283_G_1",283,"G","1",null,"Hydro",null,"WEC_CALN","California",6,"Nevada",57,"06057",5.8,0,1929,9999,null,null,"N","Hydro",{"$nulls":13},0,0,0,0]
["Frank M Tait","2847_G_GT2",2847,"G","GT2",1929,"Combustion Turbine",null,"PJM_West","Ohio",39,"Montgomery",113,"39113",89,13427,1996,9999,null,null,"N","Natural Gas, Distillate Fuel Oil",{"$nulls":3},"H2O",{"$nulls":8},0.5,0.22506,0.22506,0.22506,0.22506]
["Sidney (OH)","2852_G_5",2852,"G","5",null,"Combustion Turbine","IC Engine","PJM_West","Ohio",39,"Shelby",149,"39149",2.4,10745,1968,9999,null,null,"N","Distillate Fuel Oil",{"$nulls":12},0.5,3.16,3.16,3.16,3.16]
["Geysers Unit 5-20","286_G_U6",286,"G","U6",null,"Geothermal",null,"WEC_CALN","California",6,"Sonoma",97,"06097",45,9771,1971,9999,null,null,"N","Geothermal",{"$nulls":13},0,0,0,0,0.3713,0.3713,0.3713]
["Kyger Creek","2876_B_2",2876,"B","2",1972,"Coal Steam",null,"PJM_West","Ohio",39,"Gallia",53,"39053",192,10199,1955,9999,"wall","wet","N","Bituminous, Subbituminous","Wet Scrubber",2012,0.98,"OFA","SCR",2002,null,"ESPC","Yes",{"$nulls":3},8.2,0.20142,0.12456,0.20142,0.12456,0.1,0.1,0.56,0.99]
["Bryan (OH)","2903_G_1",2903,"G","1",null,"Combustion Turbine",null,"PJM_ATSI","Ohio",39,"Williams",171,"39171",12.5,23645,1970,9999,null,null,"N","Natural Gas, Distillate Fuel Oil",{"$nulls":12},0.5,0.46769,0.46769,0.46769,0.46769]
["Wise","292_G_1",292,"G","1",null,"Hydro",null,"WEC_CALN","California",6,"Placer",61,"06061",14,0,1917,9999,null,null,"N","Hydro",{"$nulls":13},0,0,0,0]
["Oberlin (OH)","2933_G_8",2933,"G","8",null,"Combustion Turbine","IC Engine","PJM_ATSI","Ohio",39,"Lorain",93,"39093",3,25000,1966,9999,null,null,"N","Natural Gas, Distillate Fuel Oil",{"$nulls":12},0.5,3.16,3.16,3.16,3.16]
["Anadarko","2945_G_10",2945,"G","10",null,"Combustion Turbine","IC Engine","PJM_West","Ohio",39,"Monroe",111,"39111",1.2,15627,1983,9999,null,null,"N","Natural Gas, Distillate Fuel Oil",{"$nulls":12},0.5,3.16,3.16,3.16,3.16]
["Mustang","2953_G_5B",2953,"G","5B",90981,"Combustion Turbine",null,"SPP_WEST","Oklahoma",40,"Canadian",17,"40017",32,15047,1971,9999,null,null,"N","Natural Gas, Distillate Fuel Oil",{"$nulls":12},0.8,0.7053,0.7053,0.7053,0.7053]
["Northeastern","2963_G_1A",2963,"G","1A",2016,"Combined Cycle",null,"SPP_WEST","Oklahoma",40,"Rogers",131,"40131",149,8045,2001,9999,null,null,"N","Natural Gas",{"$nulls":13},0.03344,0.03344,0.03344,0.03344]
["Cushing","2975_G_1",2975,"G","1",null,"Combustion Turbine","IC Engine","SPP_WEST","Oklahoma",40,"Payne",119,"40119",1.8,12448,1956,9999,null,null,"N","Natural Gas, Distillate Fuel Oil",{"$nulls":12},0.8,0.32522,0.32522,0.32522,0.32522]
["Pensacola","2981_G_1",2981,"G","1",null,"Hydro",null,"SPP_WEST","Oklahoma",40,"Mayes",97,"40097",21,0,1940,9999,null,null,"N","Hydro",{"$nulls":13},0,0,0,0]
["Pensacola","2981_G_2",2981,"G","2",null,"Hydro",null,"SPP_WEST","Oklahoma",40,"Mayes",97,"40097",21,0,1940,9999,null,null,"N","Hydro",{"$nulls":13},0,0,0,0]
["Kingfisher","2986_G_3",2986,"G","3",null,"Combustion Turbine","IC Engine","SPP_WEST","Oklahoma",40,"Kingfisher",73,"40073",2.9,11649,1965,9999,null,null,"N","Natural Gas, Distillate Fuel Oil",{"$nulls":12},0.8,0.79266,0.79266,0.79266,0.79266]
["Pawhuska","2995_G_5",2995,"G","5",null,"Combustion Turbine","IC Engine","SPP_WEST","Oklahoma",40,"Osage",113,"40113",2,11107,1960,9999,null,null,"N","Natural Gas, Distillate Fuel Oil",{"$nulls":12},0.8,0.32522,0.32522,0.32522,0.32522]
["Fort Gibson","3003_G_2",3003,"G","2",null,"Hydro",null,"SPP_WEST","Oklahoma",40,"Cherokee",21,"40021",12.9,0,1953,9999,null,null,"N","Hydro",{"$nulls":13},0,0,0,0]
["Mooreland","3008_B_2",3008,"B","2",2030,"O/G Steam",null,"SPP_WEST","Oklahoma",40,"Woodward",153,"40153",132,11405,1968,9999,"wall","dry","N","Natural Gas",{"$nulls":13},0.20763,0.20763,0.20763,0.20763]
["Prospect 2","3033_G_1",3033,"G","1",null,"Hydro",null,"WECC_PNW","Oregon",41,"Jackson",29,"41029",18,0,1928,9999,null,null,"N","Hydro",{"$nulls":13},0,0,0,0]
["River Mill","3049_G_2",3049,"G","2",null,"Hydro",null,"WECC_PNW","Oregon",41,"Clackamas",5,"41005",4.3,0,1911,9999,null,null,"N","Hydro",{"$nulls":13},0,0,0,0]
["Sullivan","3053_G_7",3053,"G","7",null,"Hydro",null,"WECC_PNW","Oregon",41,"Clackamas",5,"41005",1.5,0,1952,9999,null,null,"N","Hydro",{"$nulls":13},0,0,0,0]
["Bonneville","3075_G_17",3075,"G","17",null,"Hydro",null,"WECC_PNW","Oregon",41,"Multnomah",51,"41051",66.5,0,1981,9999,null,null,"N","Hydro",{"$nulls":13},0,0,0,0]
["Green Peter","3080_G_1",3080,"G","1",null,"Hydro",null,"WECC_PNW","Oregon",41,"Linn",43,"41043",40,0,1967,9999,null,null,"N","Hydro",{"$nulls":13},0,0,0,0]
["John Day","3082_G_7",3082,"G","7",null,"Hydro",null,"WECC_PNW","Oregon",41,"Sherman",55,"41055",135,0,1969,9999,null,null,"N","Hydro",{"$nulls":13},0,0,0,0]
["McNary","3084_G_8",3084,"G","8",null,"Hydro",null,"WECC_PNW","Oregon",41,"Umatilla",59,"41059",70,0,1955,9999,null,null,"N","Hydro",{"$nulls":13},0,0,0,0]
["Shawnee (PA)","3114_G_1",3114,"G","1",null,"Combustion Turbine",null,"PJM_WMAC","Pennsylvania",42,"Monroe",89,"42089",17,25000,1972,9999,null,null,"N","Distillate Fuel Oil",{"$nulls":12},4,0.41347,0.41347,0.41347,0.41347]
["Piney","3124_G_3",3124,"G","3",null,"Hydro",null,"PJM_PENE","Pennsylvania",42,"Clarion",31,"42031",9.6,0,1928,9999,null,null,"N","Hydro",{"$nulls":13},0,0,0,0]
["New Castle Plant","3138_B_3",3138,"B","3",2093,"O/G Steam",null,"PJM_ATSI","Pennsylvania",42,"Lawrence",73,"42073",88,11201,1952,9999,"wall","dry","N","Natural Gas",{"$nulls":3},"LNB + LNBO","SNCR",null,"2005",{"$nulls":5},2.8,0.32335,0.07897,0.32335,0.07897]
["TalenEnergy Martins Creek LLC Harrisburg","3143_G_CTG2",3143,"G","CTG2",null,"Combustion Turbine",null,"PJM_WMAC","Pennsylvania",42,"Dauphin",43,"42043",14,16434,1967,9999,null,null,"N","Distillate Fuel Oil",{"$nulls":12},1.315,0.41347,0.41347,0.41347,0.41347]
["TalenEnergy Martins Creek LLC Jenkins","3146_G_CTG1",3146,"G","CTG1",null,"Combustion Turbine",null,"PJM_WMAC","Pennsylvania",42,"Luzerne",79,"42079",14,16409,1969,9999,null,null,"N","Distillate Fuel Oil",{"$nulls":12},1.315,0.41347,0.41347,0.41347,0.41347]
["TalenEnergy Martins Creek LLC West Shore","3154_G_CTG2",3154,"G","CTG2",null,"Combustion Turbine",null,"PJM_WMAC","Pennsylvania",42,"Cumberland",41,"42041",14,14478,1969,9999,null,null,"N","Distillate Fuel Oil",{"$nulls":12},1.315,0.41347,0.41347,0.41347,0.41347]
["Falls","3162_G_2",3162,"G","2",null,"Combustion Turbine",null,"PJM_EMAC","Pennsylvania",42,"Bucks",17,"42017",17,25000,1970,9999,null,null,"N","Distillate Fuel Oil",{"$nulls":12},1,0.41347,0.41347,0.41347,0.41347]
["Schuylkill Generating Station","3169_G_10",3169,"G","10",null,"Combustion Turbine",null,"PJM_EMAC","Pennsylvania",42,"Philadelphia",101,"42101",13,13157,1969,9999,null,null,"N","Distillate Fuel Oil",{"$nulls":12},0.2,0.41347,0.41347,0.41347,0.41347]
["Safe Harbor","3175_G_41",3175,"G","41",null,"Hydro",null,"PJM_WMAC","Pennsylvania",42,"Lancaster",71,"42071",2,0,1931,9999,null,null,"N","Hydro",{"$nulls":13},0,0,0,0]
["Big Creek 3","319_G_5",319,"G","5",null,"Hydro",null,"WECC_SCE","California",6,"Fresno",19,"06019",36.5,0,1980,9999,null,null,"N","Hydro",{"$nulls":13},0,0,0,0]
["Bishop Creek 3","324_G_2",324,"G","2",null,"Hydro",null,"WECC_SCE","California",6,"Inyo",27,"06027",2.8,0,1913,9999,null,null,"N","Hydro",{"$nulls":13},0,0,0,0]
["H B Robinson","3251_G_2",3251,"G","2",null,"Nuclear",null,"S_VACA","South Carolina",45,"Darlington",31,"45031",741,10456,1971,2051,null,null,"N","Nuclear Fuel",{"$nulls":13},0,0,0,0]
["Gaston Shoals","3258_G_4",3258,"G","4",null,"Hydro",null,"S_VACA","South Carolina",45,"Cherokee",21,"45021",2,0,1908,9999,null,null,"N","Hydro",{"$nulls":13},0,0,0,0]
["W S Lee","3264_B_3",3264,"B","3",2218,"O/G Steam",null,"S_VACA","South Carolina",45,"Anderson",7,"45007",170,11227,1958,9999,"tangential","dry","N","Natural Gas",{"$nulls":3},"LNC3",{"$nulls":8},2.3,0.06985,0.06985,0.06985,0.06985]
["Wateree Hydro","3270_G_5",3270,"G","5",null,"Hydro",null,"S_VACA","South Carolina",45,"Kershaw",55,"45055",17,0,1919,9999,null,null,"N","Hydro",{"$nulls":13},0,0,0,0]
["Coit GT","3281_G_1",3281,"G","1",null,"Combustion Turbine",null,"S_VACA","South Carolina",45,"Richland",79,"45079",14,18583,1969,9999,null,null,"N","Natural Gas, Distillate Fuel Oil",{"$nulls":12},3.5,0.68508,0.68508,0.68508,0.68508]
["Neal Shoals","3289_G_3",3289,"G","3",null,"Hydro",null,"S_VACA","South Carolina",45,"Union",87,"45087",1.3,0,1966,9999,null,null,"N","Hydro",{"$nulls":13},0,0,0,0]
["Urquhart","3295_G_2",3295,"G","2",null,"Combined Cycle",null,"S_VACA","South Carolina",45,"Aiken",3,"45003",64,7920,1954,9999,null,null,"N","Natural Gas, Distillate Fuel Oil",{"$nulls":3},"DLNB + H2O",{"$nulls":9},0.02682,0.02682,0.02682,0.02682]
["Hilton Head","3318_G_3",3318,"G","3",88283,"Combustion Turbine",null,"S_VACA","South Carolina",45,"Beaufort",13,"45013",52,25000,1979,9999,null,null,"N","Distillate Fuel Oil",{"$nulls":3},"H2O",{"$nulls":8},0.77,1.20015,1.20015,1.20015,1.20015]
["J Strom Thurmond","3323_G_5",3323,"G","5",null,"Hydro",null,"S_VACA","South Carolina",45,"Mccormick",65,"45065",48,0,1954,9999,null,null,"N","Hydro",{"$nulls":13},0,0,0,0]
["Mobile Unit","3346_G_2",3346,"G","2",null,"Combustion Turbine","IC Engine","SPP_WAUE","South Dakota",46,"Beadle",5,"46005",1.8,12822,1991,9999,null,null,"N","Distillate Fuel Oil",{"$nulls":12},3,1.77612,1.77612,1.77612,1.77612]
["Fort Randall","3373_G_6",3373,"G","6",null,"Hydro",null,"SPP_WAUE","South Dakota",46,"Charles Mix",23,"46023",45,0,1955,9999,null,null,"N","Hydro",{"$nulls":13},0,0,0,0]
["Allen Steam Plant","3393_G_G13",3393,"G","G13",null,"Combustion Turbine",null,"S_C_TVA","Tennessee",47,"Shelby",157,"47157",15.1,18970,1971,9999,null,null,"N","Natural Gas, Distillate Fuel Oil",{"$nulls":12},0.5,0.5291,0.5291,0.5291,0.5291]
["Apalachia","3394_G_1",3394,"G","1",null,"Hydro",null,"S_C_TVA","Tennessee",47,"Polk",139,"47139",41.2,0,1943,9999,null,null,"N","Hydro",{"$nulls":13},0,0,0,0]
["Kern River 1","340_G_1",340,"G","1",null,"Hydro",null,"WECC_SCE","California",6,"Kern",29,"06029",6.6,0,1907,9999,null,null,"N","Hydro",{"$nulls":13},0,0,0,0]
["Gallatin (TN)","3403_G_GT1",3403,"G","GT1",88162,"Combustion Turbine",null,"S_C_TVA","Tennessee",47,"Sumner",165,"47165",71.5,12539,1975,9999,null,null,"N","Natural Gas, Distillate Fuel Oil",{"$nulls":12},5,0.48829,0.48829,0.48829,0.48829]
["Johnsonville","3406_G_G13",3406,"G","G13",88170,"Combustion Turbine",null,"S_C_TVA","Tennessee",47,"Humphreys",85,"47085",47.1,12148,1975,9999,null,null,"N","Natural Gas, Distillate Fuel Oil",{"$nulls":12},3.4,0.44866,0.44866,0.44866,0.44866]
["Kingston","3407_B_2",3407,"B","2",2281,"Coal Steam",null,"S_C_TVA","Tennessee",47,"Roane",145,"47145",132,10967,1954,9999,"tangential","dry","N","Bituminous, Subbituminous","Wet Scrubber",2010,0.98,"other","SCR",2004,null,"ESPC + C","No",{"$nulls":3},0.15,0.4086,0.06517,0.4086,0.06517,0.1,0.1,0.56,0.99]
["Long Beach Generation LLC","341_G_CT4",341,"G","CT4",89771,"Combustion Turbine",null,"WECC_SCE","California",6,"Los Angeles",37,"06037",65,16191,1976,9999,null,null,"N","Natural Gas",{"$nulls":3},"H2O","SCR",{"$nulls":8},0.0256,0.0256,0.0256,0.0256]
["South Holston","3416_G_1",3416,"G","1",null,"Hydro",null,"S_C_TVA","Tennessee",47,"Sullivan",163,"47163",44.4,0,1951,9999,null,null,"N","Hydro",{"$nulls":13},0,0,0,0]
["Cordell Hull","3423_G_3",3423,"G","3",null,"Hydro",null,"S_C_TVA","Tennessee",47,"Smith",159,"47159",38,0,1974,9999,null,null,"N","Hydro",{"$nulls":13},0,0,0,0]
["Nueces Bay","3441_G_8",3441,"G","8",90242,"Combined Cycle",null,"ERC_REST","Texas",48,"Nueces",355,"48355",157,7745,2010,9999,null,null,"N","Natural Gas",{"$nulls":3},"DLNB + H2O + NH3","SCR",2009,{"$nulls":6},0.06,0.01721,0.01721,0.01721,0.01721]
["Newman","3456_G_CT2",3456,"G","CT2",null,"Combined Cycle","","WECC_NM","Texas",48,"El Paso",141,"48141",72,8906,1975,9999,null,null,"N","Natural Gas",{"$nulls":13},0.14753,0.14753,0.14753,0.14753]
["Lewis Creek","3457_B_1",3457,"B","1",2332,"O/G Steam",null,"MIS_WOTA","Texas",48,"Montgomery",339,"48339",250,11217,1970,9999,"wall","dry","N","Natural Gas",{"$nulls":4},"SCR",2002,{"$nulls":6},1.157,0.01946,0.01946,0.01946,0.01946]
["P H Robinson","3466_G_PHR4",3466,"G","PHR4",null,"Combustion Turbine",null,"ERC_REST","Texas",48,"Galveston",167,"48167",60,9086,2015,9999,null,null,"N","Natural Gas, Distillate Fuel Oil",{"$nulls":13},0.011,0.011,0.011,0.011]
["T H Wharton","3469_G_56",3469,"G","56",89971,"Combustion Turbine",null,"ERC_REST","Texas",48,"Harris",201,"48201",58,15638,1975,9999,null,null,"N","Natural Gas",{"$nulls":3},"H2O",{"$nulls":8},3,0.20714,0.20714,0.20714,0.20714]
["Wilkes","3478_B_3",3478,"B","3",2392,"O/G Steam",null,"SPP_WEST","Texas",48,"Marion",315,"48315",354,11597,1971,9999,"wall","dry","N","Natural Gas",{"$nulls":3},"H2O + LNB",{"$nulls":8},3,0.10222,0.10222,0.10222,0.10222]
["Morgan Creek","3492_G_CT3",3492,"G","CT3",90019,"Combustion Turbine",null,"ERC_WEST","Texas",48,"Mitchell",335,"48335",68,14993,1988,9999,null,null,"N","Natural Gas, Distillate Fuel Oil",{"$nulls":3},"H2O",{"$nulls":8},0.5,0.59817,0.59817,0.59817,0.59817]
["Trinidad (TX)","3507_G_D2",3507,"G","D2",null,"Combustion Turbine","IC Engine","ERC_REST","Texas",48,"Henderson",213,"48213",2,12822,1966,9999,null,null,"N","Distillate Fuel Oil",{"$nulls":12},0.2,1.77612,1.77612,1.77612,1.77612]
["Silas Ray","3559_G_DG-6b",3559,"G","DG-6b",null,"Combustion Turbine","IC Engine","ERC_REST","Texas",48,"Cameron",61,"48061",1,10745,2001,9999,null,null,"N","Distillate Fuel Oil",{"$nulls":12},3,1.77612,1.77612,1.77612,1.77612]
["Dunlap TP 1","3582_G_1",3582,"G","1",null,"Hydro",null,"ERC_REST","Texas",48,"Guadalupe",187,"48187",1.8,0,1927,9999,null,null,"N","Hydro",{"$nulls":13},0,0,0,0]
["Marshall Ford","3600_G_1",3600,"G","1",null,"Hydro",null,"ERC_REST","Texas",48,"Travis",453,"48453",36,0,1941,9999,null,null,"N","Hydro",{"$nulls":13},0,0,0,0]
["Santa Ana 1","361_G_1",361,"G","1",null,"Hydro",null,"WECC_SCE","California",6,"San Bernardino",71,"06071",0.8,0,1899,9999,null,null,"N","Hydro",{"$nulls":13},0,0,0,0]
["Santa Ana 3","363_G_1",363,"G","1",null,"Hydro",null,"WECC_SCE","California",6,"San Bernardino",71,"06071",3.1,0,1999,9999,null,null,"N","Hydro",{"$nulls":13},0,0,0,0]
["Pearsall","3630_G_2A",3630,"G","2A",null,"Combustion Turbine","IC Engine","ERC_REST","Texas",48,"Frio",163,"48163",8.4,10745,2010,9999,null,null,"N","Natural Gas",{"$nulls":13},0.02402,0.02402,0.02402,0.02402]
["Upper Beaver","3643_G_2",3643,"G","2",null,"Hydro",null,"WECC_UT","Utah",49,"Beaver",1,"49001",1.2,0,1907,9999,null,null,"N","Hydro",{"$nulls":13},0,0,0,0]
["Snake Creek","3658_G_2",3658,"G","2",null,"Hydro",null,"WECC_UT","Utah",49,"Wasatch",51,"49051",0.5,0,1910,9999,null,null,"N","Hydro",{"$nulls":13},0,0,0,0]
["Gateway","3697_G_1",3697,"G","1",null,"Hydro",null,"WECC_UT","Utah",49,"Morgan",29,"49029",2,0,1958,9999,null,null,"N","Hydro",{"$nulls":13},0,0,0,0]
["Glen","3714_G_1",3714,"G","1",null,"Hydro",null,"NENGREST","Vermont",50,"Rutland",21,"50021",1,0,1920,9999,null,null,"N","Hydro",{"$nulls":13},0,0,0,0]
["Newport","3731_G_3",3731,"G","3",null,"Hydro",null,"NENGREST","Vermont",50,"Orleans",19,"50019",0.6,0,1936,9999,null,null,"N","Hydro",{"$nulls":13},0,0,0,0]
["Bellows Falls","3745_G_GEN2",3745,"G","GEN2",null,"Hydro",null,"NENGREST","Vermont",50,"Windham",25,"50025",15.7,0,1928,9999,null,null,"N","Hydro",{"$nulls":13},0,0,0,0]
["Buck Hydro","3772_G_1",3772,"G","1",null,"Hydro",null,"PJM_West","Virginia",51,"Carroll",35,"51035",3,0,1912,9999,null,null,"N","Hydro",{"$nulls":13},0,0,0,0]
["Reusens","3779_G_1",3779,"G","1",null,"Hydro",null,"PJM_West","Virginia",51,"Campbell",31,"51031",2.5,0,1903,9999,null,null,"N","Hydro",{"$nulls":13},0,0,0,0]
["Bayview","3782_G_BYV6",3782,"G","BYV6",null,"Combustion Turbine","IC Engine","PJM_EMAC","Virginia",51,"Northampton",131,"51131",2.1,13465,1963,9999,null,null,"N","Distillate Fuel Oil",{"$nulls":12},2.64,1.77612,1.77612,1.77612,1.77612]
["Cushaw","3798_G_5",3798,"G","5",null,"Hydro",null,"PJM_Dom","Virginia",51,"Amherst",9,"51009",0.4,0,1930,9999,null,null,"N","Hydro",{"$nulls":13},0,0,0,0]
["Possum Point","3804_G_6A",3804,"G","6A",8340,"Combined Cycle",null,"PJM_Dom","Virginia",51,"Prince William",153,"51153",148.5,7218,2003,9999,null,null,"N","Natural Gas, Distillate Fuel Oil",{"$nulls":3},"DLNB + H2O","SCR",2003,{"$nulls":7},0.01102,0.01102,0.01102,0.01102]
["Snowden","3821_G_5",3821,"G","5",null,"Hydro",null,"PJM_West","Virginia",51,"Bedford",19,"51019",2.5,0,1987,9999,null,null,"N","Hydro",{"$nulls":13},0,0,0,0]
["Philpott Lake","3834_G_3",3834,"G","3",null,"Hydro",null,"PJM_West","Virginia",51,"Henry",89,"51089",0.6,0,1953,9999,null,null,"N","Hydro",{"$nulls":13},0,0,0,0]
["Crystal Mountain","3853_G_1",3853,"G","1",null,"Combustion Turbine","IC Engine","WECC_PNW","Washington",53,"Pierce",53,"53053",2.5,11558,1969,9999,null,null,"N","Distillate Fuel Oil",{"$nulls":12},2.63,1.77612,1.77612,1.77612,1.77612]
["Long Lake","3867_G_3",3867,"G","3",null,"Hydro",null,"WECC_PNW","Washington",53,"Lincoln",43,"53043",22.5,0,1919,9999,null,null,"N","Hydro",{"$nulls":13},0,0,0,0]
["Rocky Reach","3883_G_C-11",3883,"G","C-11",null,"Hydro",null,"WECC_PNW","Washington",53,"Chelan",7,"53007",129.9,0,1974,9999,null,null,"N","Hydro",{"$nulls":13},0,0,0,0]
["Wells","3886_G_U-9",3886,"G","U-9",null,"Hydro",null,"WECC_PNW","Washington",53,"Douglas",17,"53017",84,0,1969,9999,null,null,"N","Hydro",{"$nulls":13},0,0,0,0]
["Wanapum","3888_G_6A",3888,"G","6A",null,"Hydro",null,"WECC_PNW","Washington",53,"Grant",25,"53025",122,0,2016,9999,null,null,"N","Hydro",{"$nulls":13},0,0,0,0]
["The Dalles","3895_G_11",3895,"G","11",null,"Hydro",null,"WECC_PNW","Oregon",41,"Wasco",65,"41065",78,0,1960,9999,null,null,"N","Hydro",{"$nulls":13},0,0,0,0]
["The Dalles","3895_G_8",3895,"G","8",null,"Hydro",null,"WECC_PNW","Oregon",41,"Wasco",65,"41065",78,0,1959,9999,null,null,"N","Hydro",{"$nulls":13},0,0,0,0]
["LaGrande","3916_G_4",3916,"G","4",null,"Hydro",null,"WECC_PNW","Washington",53,"Pierce",53,"53053",6,0,1912,9999,null,null,"N","Hydro",{"$nulls":13},0,0,0,0]
["Chief Joseph","3921_G_11",3921,"G","11",null,"Hydro",null,"WECC_PNW","Washington",53,"Douglas",17,"53017",88.2,0,1955,9999,null,null,"N","Hydro",{"$nulls":13},0,0,0,0]
["Chief Joseph","3921_G_3",3921,"G","3",null,"Hydro",null,"WECC_PNW","Washington",53,"Douglas",17,"53017",88.2,0,1958,9999,null,null,"N","Hydro",{"$nulls":13},0,0,0,0]
["Little Goose","3926_G_5",3926,"G","5",null,"Hydro",null,"WECC_PNW","Washington",53,"Columbia",13,"53013",135,0,1978,9999,null,null,"N","Hydro",{"$nulls":13},0,0,0,0]
["FirstEnergy Harrison Power Station","3944_B_2",3944,"B","2",2554,"Coal Steam",null,"PJM_AP","West Virginia",54,"Harrison",33,"54033",651,10090,1973,9999,"wall","dry","N","Bituminous","Wet Scrubber",1994,0.98,"LNB","SCR",2002,null,"ESPC + WS","No",{"$nulls":3},5.12,0.33651,0.11344,0.33651,0.11344,0.1,0.84,0.56,0.99]
["Du Bay","3972_G_4",3972,"G","4",null,"Hydro",null,"MIS_WUMS","Wisconsin",55,"Portage",97,"55097",2,0,1942,9999,null,null,"N","Hydro",{"$nulls":13},0,0,0,0]
["Whiting","3975_G_2",3975,"G","2",null,"Hydro",null,"MIS_WUMS","Wisconsin",55,"Portage",97,"55097",0.5,0,1891,9999,null,null,"N","Hydro",{"$nulls":13},0,0,0,0]
["Ladysmith Dam","3986_G_1",3986,"G","1",null,"Hydro",null,"MIS_MNWI","Wisconsin",55,"Rusk",107,"55107",0.3,0,1940,9999,null,null,"N","Hydro",{"$nulls":13},0,0,0,0]
["Arpin Dam","3995_G_1",3995,"G","1",null,"Hydro",null,"MIS_MNWI","Wisconsin",55,"Sawyer",113,"55113",0.6,0,1971,9999,null,null,"N","Hydro",{"$nulls":13},0,0,0,0]
["Haynes","400_G_8",400,"G","8",null,"Combined Cycle",null,"WEC_LADW","California",6,"Los Angeles",37,"06037",235,7243,2005,9999,null,null,"N","Natural Gas, Distillate Fuel Oil",{"$nulls":3},"DLNB + NH3","SCR",2003,{"$nulls":7},0.0067,0.0067,0.0067,0.0067]
["Holcombe","4007_G_2",4007,"G","2",null,"Hydro",null,"MIS_MNWI","Wisconsin",55,"Chippewa",17,"55017",7.3,0,1950,9999,null,null,"N","Hydro",{"$nulls":13},0,0,0,0]
["Trego","4012_G_2",4012,"G","2",null,"Hydro",null,"MIS_MNWI","Wisconsin",55,"Washburn",129,"55129",0.3,0,1927,9999,null,null,"N","Hydro",{"$nulls":13},0,0,0,0]
["Wheaton","4014_G_1",4014,"G","1",89998,"Combustion Turbine",null,"MIS_MNWI","Wisconsin",55,"Chippewa",17,"55017",44,15420,1973,9999,null,null,"N","Natural Gas, Distillate Fuel Oil",{"$nulls":12},0.48,0.29011,0.29011,0.29011,0.29011]
["Danbury Dam","4019_G_HY3",4019,"G","HY3",null,"Hydro",null,"MIS_MNWI","Wisconsin",55,"Burnett",13,"55013",0.6,0,1950,9999,null,null,"N","Hydro",{"$nulls":13},0,0,0,0]
["San Fernando","403_G_2",403,"G","2",null,"Hydro",null,"WEC_LADW","California",6,"Los Angeles",37,"06037",2.9,0,1922,9999,null,null,"N","Hydro",{"$nulls":13},0,0,0,0]
["Valley (WI)","4042_B_2",4042,"B","2",2595,"O/G Steam",null,"MIS_WUMS","Wisconsin",55,"Milwaukee",79,"55079",60,12606,1968,9999,"wall","dry","Y","Natural Gas",{"$nulls":3},"LNB",{"$nulls":8},0.78,0.06465,0.06465,0.06465,0.06465]
["Kilbourn","4053_G_HC1",4053,"G","HC1",null,"Hydro",null,"MIS_WUMS","Wisconsin",55,"Columbia",21,"55021",2.2,0,1926,9999,null,null,"N","Hydro",{"$nulls":13},0,0,0,0]
["Hat Rapids","4064_G_1",4064,"G","1",null,"Hydro",null,"MIS_WUMS","Wisconsin",55,"Oneida",85,"55085",0.3,0,1923,9999,null,null,"N","Hydro",{"$nulls":13},0,0,0,0]
["Pulliam","4072_G_31",4072,"G","31",9282,"Combustion Turbine",null,"MIS_WUMS","Wisconsin",55,"Brown",9,"55009",80.8,12768,2003,9999,null,null,"N","Natural Gas, Distillate Fuel Oil",{"$nulls":3},"DLNB + H2O",{"$nulls":9},0.02861,0.02861,0.02861,0.02861]
["Castle Rock","4079_G_2",4079,"G","2",null,"Hydro",null,"MIS_WUMS","Wisconsin",55,"Adams",1,"55001",3.4,0,1950,9999,null,null,"N","Hydro",{"$nulls":13},0,0,0,0]
["Arcadia Electric","4100_G_4",4100,"G","4",null,"Combustion Turbine","IC Engine","MIS_MNWI","Wisconsin",55,"Trempealeau",121,"55121",0.2,25000,1930,9999,null,null,"N","Distillate Fuel Oil",{"$nulls":12},3,1.77612,1.77612,1.77612,1.77612]
["Cumberland (WI)","4112_G_2",4112,"G","2",null,"Combustion Turbine","IC Engine","MIS_MNWI","Wisconsin",55,"Barron",5,"55005",0.2,25000,1939,9999,null,null,"N","Distillate Fuel Oil",{"$nulls":12},3,1.77612,1.77612,1.77612,1.77612]
["Little Chute","4119_G_2",4119,"G","2",null,"Hydro",null,"MIS_WUMS","Wisconsin",55,"Outagamie",87,"55087",1.1,0,1948,9999,null,null,"N","Hydro",{"$nulls":13},0,0,0,0]
["Beardsley","414_G_1",414,"G","1",null,"Hydro",null,"WEC_CALN","California",6,"Tuolumne",109,"06109",11,0,1957,9999,null,null,"N","Hydro",{"$nulls":13},0,0,0,0]
["Dave Johnston","4158_B_BW44",4158,"B","BW44",2636,"Coal Steam",null,"WECC_WY","Wyoming",56,"Converse",9,"56009",330,11369,1959,2027,"tangential","dry","N","Subbituminous","Dry Scrubber",2012,0.907,"LNB + OFA",{"$nulls":3},"B","NA","ACI",2015,null,0.15,0.13682,0.13682,0.13682,0.13682,0.1,0.1,0.1,0.9570000000000001,{"$nulls":6},"Yes"]
["Seminoe","4182_G_1",4182,"G","1",null,"Hydro",null,"WECC_WY","Wyoming",56,"Carbon",7,"56007",17.2,0,1939,9999,null,null,"N","Hydro",{"$nulls":13},0,0,0,0]
["PHP 2","4214_G_2",4214,"G","2",null,"Hydro",null,"WECC_PNW","Oregon",41,"Clackamas",5,"41005",13.5,0,1982,9999,null,null,"N","Hydro",{"$nulls":13},0,0,0,0]
["Easton 2","4257_G_203",4257,"G","203",null,"Combustion Turbine",null,"PJM_EMAC","Maryland",24,"Talbot",41,"24041",4.5,12033,2004,9999,null,null,"N","Natural Gas, Distillate Fuel Oil",{"$nulls":12},0.3,0.66132,0.66132,0.66132,0.66132]
["Parker","428_G_1",428,"G","1",null,"Hydro",null,"WEC_CALN","California",6,"Merced",47,"06047",2.7,0,1982,9999,null,null,"N","Hydro",{"$nulls":13},0,0,0,0]
["Don Pedro","439_G_1",439,"G","1",null,"Hydro",null,"WEC_CALN","California",6,"Tuolumne",109,"06109",55,0,1971,9999,null,null,"N","Hydro",{"$nulls":13},0,0,0,0]
["Shasta","445_G_3",445,"G","3",null,"Hydro",null,"WEC_CALN","California",6,"Shasta",89,"06089",142,0,1944,9999,null,null,"N","Hydro",{"$nulls":13},0,0,0,0]
["W R Gianelli","448_G_3",448,"G","3",null,"Pumped Storage",null,"WEC_CALN","California",6,"Merced",47,"06047",50,0,1967,9999,null,null,"N","Pumped Storage",{"$nulls":13},0,0,0,0]
["Browns Ferry","46_G_3",46,"G","3",null,"Nuclear",null,"S_C_TVA","Alabama",1,"Limestone",83,"01083",1269.6,10456,1977,2057,null,null,"N","Nuclear Fuel",{"$nulls":13},0,0,0,0]
["Colbert","47_G_GT4",47,"G","GT4",88153,"Combustion Turbine",null,"S_C_TVA","Alabama",1,"Colbert",33,"01033",45.4,15044,1972,9999,null,null,"N","Natural Gas, Distillate Fuel Oil",{"$nulls":12},4,0.41586,0.41586,0.41586,0.41586]
["Temescal","479_G_1",479,"G","1",null,"Hydro",null,"WECC_SCE","California",6,"Riverside",65,"06065",2.8,0,1983,9999,null,null,"N","Hydro",{"$nulls":13},0,0,0,0]
["Wheeler Dam","49_G_4",49,"G","4",null,"Hydro",null,"S_C_TVA","Alabama",1,"Lawrence",79,"01079",33.4,0,1941,9999,null,null,"N","Hydro",{"$nulls":13},0,0,0,0]
["Barney M Davis","4939_G_3",4939,"G","3",90244,"Combined Cycle",null,"ERC_REST","Texas",48,"Nueces",355,"48355",157,7736,2010,9999,null,null,"N","Natural Gas",{"$nulls":3},"NH3","SCR",2009,{"$nulls":6},0.06,0.0193,0.0193,0.0193,0.0193]
["Linden Cogen Plant","50006_G_GTG3",50006,"G","GTG3",3633,"Combined Cycle",null,"NY_Z_J","New Jersey",34,"Union",39,"34039",95.2,6762,1992,9999,null,null,"Y","Natural Gas",{"$nulls":3},"STM","SCR",{"$nulls":8},0.02471,0.02471,0.02471,0.02471]
["Hawks Nest Hydro","50011_G_GEN4",50011,"G","GEN4",null,"Hydro",null,"PJM_West","West Virginia",54,"Fayette",19,"54019",24.2,0,1936,9999,null,null,"N","Hydro",{"$nulls":13},0,0,0,0]
["Houston Chemical Complex Battleground","50043_G_GT3",50043,"G","GT3",null,"Combined Cycle",null,"ERC_REST","Texas",48,"Harris",201,"48201",69,8951,2005,9999,null,null,"Y","Natural Gas",{"$nulls":4},"SCR",{"$nulls":8},0.01896,0.01896,0.01896,0.01896]
["Otis Hydro","50080_G_GEN1",50080,"G","GEN1",null,"Hydro",null,"NENG_ME","Maine",23,"Franklin",7,"23007",5.1,0,1985,9999,null,null,"N","Hydro",{"$nulls":13},0,0,0,0]
["US Borax","50115_G_GEN1",50115,"G","GEN1",null,"Combustion Turbine",null,"WECC_SCE","California",6,"Kern",29,"06029",39,16297,1984,9999,null,null,"Y","Natural Gas",{"$nulls":12},0.74,0.08369,0.08369,0.08369,0.08369]
["Indian Valley Dam Hydro Project","50129_G_1641",50129,"G","1641",null,"Hydro",null,"WEC_CALN","California",6,"Lake",33,"06033",1.3,0,1983,9999,null,null,"N","Hydro",{"$nulls":13},0,0,0,0]
["Union Carbide Seadrift Cogen","50150_G_GEN5",50150,"G","GEN5",null,"Combined Cycle",null,"ERC_REST","Texas",48,"Calhoun",57,"48057",15,9043,1987,9999,null,null,"Y","Natural Gas",{"$nulls":13},0.17761,0.17761,0.17761,0.17761]
["Berry Cogen","50170_G_GEN1",50170,"G","GEN1",null,"Combustion Turbine",null,"WEC_CALN","California",6,"Kern",29,"06029",35,16297,1986,9999,null,null,"Y","Natural Gas",{"$nulls":12},0.74,0.07812,0.07812,0.07812,0.07812]
["Columbus MS","50184_G_TG2",50184,"G","TG2",null,"Non-Fossil Waste",null,"S_C_TVA","Mississippi",28,"Lowndes",87,"28087",46,4661,1982,9999,null,null,"Y","Non-Fossil Waste",{"$nulls":13},0,0,0,0]
["Watson Cogeneration","50216_G_GN91",50216,"G","GN91",null,"Combined Cycle",null,"WECC_SCE","California",6,"Los Angeles",37,"06037",82,9436,1988,9999,null,null,"Y","Natural Gas",{"$nulls":4},"SCR",{"$nulls":8},0.02067,0.02067,0.02067,0.02067]
["Sartell Dam","50252_G_HG12",50252,"G","HG12",null,"Hydro",null,"MIS_MNWI","Minnesota",27,"Benton",9,"27009",0.9,0,1985,9999,null,null,"N","Hydro",{"$nulls":13},0,0,0,0]
["Archbald Power Station","50279_B_MAIN",50279,"B","MAIN",null,"Landfill Gas",null,"PJM_WMAC","Pennsylvania",42,"Lackawanna",69,"42069",20,13847,1998,9999,null,null,"N","Landfill Gas",{"$nulls":3},"FR + OFA",{"$nulls":9},0.04387,0.04387,0.04387,0.04387]
["Wadham Energy LP","50293_B_BLR100",50293,"B","BLR100",null,"Biomass",null,"WEC_CALN","California",6,"Colusa",11,"06011",26,13533,1989,9999,null,null,"N","Biomass",{"$nulls":3},"BF + LA + OFA",{"$nulls":3},"B","NA",{"$nulls":4},0.12821,0.12821,0.12821,0.12821]
["Nalco","50326_G_AT1",50326,"G","AT1",null,"Combined Cycle",null,"PJM_COMD","Illinois",17,"Dupage",43,"17043",3,5903,1985,9999,null,null,"Y","Natural Gas",{"$nulls":13},0.09795,0.09795,0.09795,0.09795]
["Owyhee Dam Power Project","50361_G_GEN1",50361,"G","GEN1",null,"Hydro",null,"WECC_PNW","Oregon",41,"Malheur",45,"41045",2.9,0,1985,9999,null,null,"N","Hydro",{"$nulls":13},0,0,0,0]
["Cornell University Central Heat","50368_G_CT1",50368,"G","CT1",90477,"Combined Cycle",null,"NY_Z_C&E","New York",36,"Tompkins",109,"36109",12.3,7728,2009,9999,null,null,"Y","Natural Gas, Distillate Fuel Oil",{"$nulls":4},"SCR",{"$nulls":8},0.00717,0.00717,0.00717,0.00717]
["Newark Bay Cogeneration Partnership LP","50385_G_GEN1",50385,"G","GEN1",3650,"Combined Cycle",null,"PJM_EMAC","New Jersey",34,"Essex",13,"34013",36.3,8185,1993,9999,null,null,"N","Natural Gas, Distillate Fuel Oil",{"$nulls":3},"STM","SCR",{"$nulls":8},0.03239,0.03239,0.03239,0.03239]
["Sand Bar Power Plant","50400_G_GEN1",50400,"G","GEN1",null,"Hydro",null,"WEC_CALN","California",6,"Tuolumne",109,"06109",15.6,0,1986,9999,null,null,"N","Hydro",{"$nulls":13},0,0,0,0]
["Penacook Upper Falls Hydro","50414_G_1",50414,"G","1",null,"Hydro",null,"NENGREST","New Hampshire",33,"Merrimack",13,"33013",3.4,0,1986,9999,null,null,"N","Hydro",{"$nulls":13},0,0,0,0]
["University of Michigan","50431_G_TG9",50431,"G","TG9",null,"Combined Cycle",null,"MIS_LMI","Michigan",26,"Washtenaw",161,"26161",5,9228,1990,9999,null,null,"Y","Natural Gas, Distillate Fuel Oil",{"$nulls":13},0.09993,0.09993,0.09993,0.09993]
["Ada Dam","50433_G_ADA1",50433,"G","ADA1",null,"Hydro",null,"MIS_LMI","Michigan",26,"Kent",81,"26081",1.4,0,1984,9999,null,null,"N","Hydro",{"$nulls":13},0,0,0,0]
["S D Warren Westbrook","50447_G_GN12",50447,"G","GN12",null,"Hydro",null,"NENG_ME","Maine",23,"Cumberland",5,"23005",0.2,0,1940,9999,null,null,"N","Hydro",{"$nulls":13},0,0,0,0]
["Oxnard","50464_G_GEN2",50464,"G","GEN2",null,"Combustion Turbine",null,"WECC_SCE","California",6,"Ventura",111,"06111",48.5,16297,1989,9999,null,null,"Y","Natural Gas",{"$nulls":12},0.74,0.03831,0.03831,0.03831,0.03831]
["Clewiston Sugar House","50482_B_B1",50482,"B","B1",null,"Biomass",null,"FRCC","Florida",12,"Hendry",51,"12051",8.9,5686,1967,9999,null,null,"Y","Biomass",{"$nulls":7},"WS","NA",{"$nulls":4},0.09393,0.09393,0.09393,0.09393]
["PPG Plant C Caustic","50490_G_TE",50490,"G","TE",null,"O/G Steam",null,"MIS_WOTA","Louisiana",22,"Calcasieu",19,"22019",2.7,11269,1986,9999,null,null,"Y","Natural Gas",{"$nulls":13},0.23505,0.23505,0.23505,0.23505]
["Fort Miller Hydroelectric Facility","50514_G_GEN1",50514,"G","GEN1",null,"Hydro",null,"NY_Z_F","New York",36,"Saratoga",91,"36091",2.5,0,1984,9999,null,null,"N","Hydro",{"$nulls":13},0,0,0,0]
["Edom Hills Project 1 LLC","50553_G_1",50553,"G","1",null,"Onshore Wind",null,"WECC_SCE","California",6,"Riverside",65,"06065",20,0,2008,9999,null,null,"N","Wind",{"$nulls":13},0,0,0,0]
["Milam Gas Recovery","50566_G_GEN3",50566,"G","GEN3",null,"Landfill Gas",null,"MIS_IL","Illinois",17,"St Clair",163,"17163",0.8,13500,1993,9999,null,null,"N","Landfill Gas",{"$nulls":13},0.24082,0.24082,0.24082,0.24082]
["Chestnut Ridge Gas Recovery","50570_G_GEN3",50570,"G","GEN3",null,"Landfill Gas",null,"S_C_TVA","Tennessee",47,"Anderson",1,"47001",0.8,13500,1992,9999,null,null,"N","Landfill Gas",{"$nulls":13},0.24082,0.24082,0.24082,0.24082]
["Metro Gas Recovery","50576_G_GEN4",50576,"G","GEN4",null,"Landfill Gas",null,"MIS_WUMS","Wisconsin",55,"Milwaukee",79,"55079",0.8,13500,2000,9999,null,null,"N","Landfill Gas",{"$nulls":13},0.24082,0.24082,0.24082,0.24082]
["Central Power Plant","50621_G_GEN6",50621,"G","GEN6",null,"Combustion Turbine",null,"NENGREST","Rhode Island",44,"Providence",7,"44007",2.8,6539,2004,9999,null,null,"Y","Natural Gas, Distillate Fuel Oil",{"$nulls":13},0.66132,0.66132,0.66132,0.66132]
["ExxonMobil Beaumont Refinery","50625_G_TG43",50625,"G","TG43",3681,"Combustion Turbine",null,"MIS_WOTA","Texas",48,"Jefferson",245,"48245",145,11798,2004,9999,null,null,"Y","Natural Gas",{"$nulls":3},"DLNB","SCR",{"$nulls":7},3,0.01361,0.01361,0.01361,0.01361]
["Brainerd Public Utilities","50636_G_4",50636,"G","4",null,"Hydro",null,"MIS_MNWI","Minnesota",27,"Crow Wing",35,"27035",0.6,0,1936,9999,null,null,"N","Hydro",{"$nulls":13},0,0,0,0]
["Montgomery County Resource Recovery","50657_B_2",50657,"B","2",null,"Municipal Solid Waste",null,"PJM_SMAC","Maryland",24,"Montgomery",31,"24031",18,18344,1995,9999,null,null,"N","MSW","Dry Scrubber",1995,0.85,"LNB","SNCR",null,"1995","B","NA","ACI",1995,null,null,0.52308,0.39231,0.52308,0.39231,0.08,0.08,0.08]
["Gardiner","50688_G_GEN1",50688,"G","GEN1",null,"Hydro",null,"NENG_ME","Maine",23,"Kennebec",11,"23011",1,0,1985,9999,null,null,"N","Hydro",{"$nulls":13},0,0,0,0]
["Somersworth Lower Great Dam","50704_G_GEN1",50704,"G","GEN1",null,"Hydro",null,"NENGREST","New Hampshire",33,"Strafford",17,"33017",1.2,0,1985,9999,null,null,"N","Hydro",{"$nulls":13},0,0,0,0]
["Pontook Hydro Facility","50741_G_GEN3",50741,"G","GEN3",null,"Hydro",null,"NENGREST","New Hampshire",33,"Coos",7,"33007",3.5,0,1986,9999,null,null,"N","Hydro",{"$nulls":13},0,0,0,0]
["Pejepscot Hydroelectric Project","50758_G_GEN3",50758,"G","GEN3",null,"Hydro",null,"NENG_ME","Maine",23,"Sagadahoc",23,"23023",0.3,0,1987,9999,null,null,"N","Hydro",{"$nulls":13},0,0,0,0]
["Panther Creek Energy Facility","50776_B_BLR2",50776,"B","BLR2",3694,"Coal Steam",null,"PJM_WMAC","Pennsylvania",42,"Carbon",25,"42025",42,14200,1992,9999,"FBC","dry","N","Waste Coal","Dry Scrubber",1992,0.875,"CF + NH3 + OFA","SNCR",null,"1992","B","NA",{"$nulls":3},0.156,0.12273,0.12273,0.12273,0.12273,0.01,0.01,0.01,0.99,"Yes",1992]
["Optim Energy Altura Cogen LLC","50815_G_GEN3",50815,"G","GEN3",10089,"Combined Cycle",null,"ERC_REST","Texas",48,"Harris",201,"48201",70,11234,1985,9999,null,null,"Y","Natural Gas",{"$nulls":3},"DLNB",{"$nulls":8},1E-3,0.01847,0.01847,0.01847,0.01847]
["Chicopee Hydroelectric Station","50832_G_2",50832,"G","2",null,"Hydro",null,"NENGREST","Massachusetts",25,"Hampden",13,"25013",1.2,0,1985,9999,null,null,"N","Hydro",{"$nulls":13},0,0,0,0]
["Lancaster County Resource Recovery","50859_B_BLR1",50859,"B","BLR1",null,"Municipal Solid Waste",null,"PJM_WMAC","Pennsylvania",42,"Lancaster",71,"42071",6.8,19849,1991,9999,null,null,"N","MSW","Dry Scrubber",1991,0.9,null,"SNCR",null,"1998","B","NA","ACI",1998,null,null,0.44615,0.33461,0.44615,0.33461,0.08,0.08,0.08]
["Wheelabrator Saugus","50880_B_UNIT1",50880,"B","UNIT1",null,"Municipal Solid Waste",null,"NENGREST","Massachusetts",25,"Essex",9,"25009",16,18069,1975,9999,null,null,"N","MSW","Dry Scrubber",1991,0.843,null,"SNCR",null,"2001","B","NA","ACI",2001,null,null,0.45077,0.33808,0.45077,0.33808,0.08,0.08,0.08]
["Wheelabrator South Broward","50887_B_BLR1",50887,"B","BLR1",null,"Municipal Solid Waste",null,"FRCC","Florida",12,"Broward",11,"12011",18,19938,1991,9999,null,null,"N","MSW","Dry Scrubber",1991,0.856,null,"SNCR",null,"2001","B","NA","ACI",2009,null,null,0.53747,0.4031,0.53747,0.4031,0.08,0.08,0.08]
["Allegheny Hydro No 8","50897_G_GEN1",50897,"G","GEN1",null,"Hydro",null,"PJM_PENE","Pennsylvania",42,"Armstrong",5,"42005",6.8,0,1990,9999,null,null,"N","Hydro",{"$nulls":13},0,0,0,0]
["Middle Fork Irrigation District","50917_G_GEN3",50917,"G","GEN3",null,"Hydro",null,"WECC_PNW","Oregon",41,"Hood River",27,"41027",0.8,0,1986,9999,null,null,"N","Hydro",{"$nulls":13},0,0,0,0]
["Slate Creek","50961_G_GEN1",50961,"G","GEN1",null,"Hydro",null,"WECC_PNW","California",6,"Shasta",89,"06089",4,0,1990,9999,null,null,"N","Hydro",{"$nulls":13},0,0,0,0]
["Ryegate Power Station","51026_B_BLR1",51026,"B","BLR1",null,"Biomass",null,"NENGREST","Vermont",50,"Caledonia",5,"50005",20,13500,1992,9999,null,null,"N","Biomass",{"$nulls":4},"SNCR",null,"1992","ESPH + C","Yes",{"$nulls":4},0.12751,0.12751,0.12751,0.12751]
["Estes","513_G_3",513,"G","3",null,"Hydro",null,"WECC_CO","Colorado",8,"Larimer",69,"08069",17.2,0,1950,9999,null,null,"N","Hydro",{"$nulls":13},0,0,0,0]
["LaO Energy Systems","52006_G_GEN6",52006,"G","GEN6",null,"Combined Cycle",null,"MIS_LA","Louisiana",22,"Iberville",47,"22047",52,5703,1979,9999,null,null,"Y","Natural Gas",{"$nulls":13},0.22421,0.22421,0.22421,0.22421]
["Yough Hydro Power","52036_G_GEN1",52036,"G","GEN1",null,"Hydro",null,"PJM_PENE","Pennsylvania",42,"Somerset",111,"42111",6.1,0,1989,9999,null,null,"N","Hydro",{"$nulls":13},0,0,0,0]
["Houston Plant","52065_G_GEN1",52065,"G","GEN1",null,"Non-Fossil Waste",null,"ERC_REST","Texas",48,"Harris",201,"48201",5.5,9319,1977,9999,null,null,"Y","Non-Fossil Waste",{"$nulls":13},0,0,0,0]
["Taft 26C Cogen","52085_G_TG4",52085,"G","TG4",null,"Combustion Turbine",null,"WEC_CALN","California",6,"Kern",29,"06029",2.7,16297,1982,9999,null,null,"Y","Natural Gas",{"$nulls":12},0.74,0.07812,0.07812,0.07812,0.07812]
["Cymric 36W Cogen","52104_G_GEN3",52104,"G","GEN3",null,"Combustion Turbine",null,"WEC_CALN","California",6,"Kern",29,"06029",2.7,16297,1982,9999,null,null,"Y","Natural Gas",{"$nulls":12},0.74,0.07812,0.07812,0.07812,0.07812]
["Riverbay","52168_B_U00003",52168,"B","U00003",null,"O/G Steam",null,"NY_Z_J","New York",36,"Bronx",5,"36005",3.4,11269,2011,9999,null,null,"Y","Natural Gas",{"$nulls":3},"LNB",{"$nulls":9},0.05,0.05,0.05,0.05]
["Soda Lake Geothermal No I II","52174_G_OEC5",52174,"G","OEC5",null,"Geothermal",null,"WECC_NNV","Nevada",32,"Churchill",1,"32001",1.3,9771,1990,9999,null,null,"N","Geothermal",{"$nulls":13},0,0,0,0,0.4563,0.4563,0.4563]
["Camp Far West","531_G_1",531,"G","1",null,"Hydro",null,"WEC_CALN","California",6,"Placer",61,"06061",7.2,0,1985,9999,null,null,"N","Hydro",{"$nulls":13},0,0,0,0]
["J K Smith","54_G_GT10",54,"G","GT10",90542,"Combustion Turbine",null,"PJM_West","Kentucky",21,"Clark",49,"21049",88,12072,2010,9999,null,null,"N","Natural Gas",{"$nulls":3},"H2O","SCR",{"$nulls":8},0.01277,0.01277,0.01277,0.01277]
["Rensselaer Cogen","54034_G_GEN2",54034,"G","GEN2",null,"Combined Cycle",null,"NY_Z_F","New York",36,"Rensselaer",83,"36083",33.4,8877,1994,9999,null,null,"N","Natural Gas, Distillate Fuel Oil",{"$nulls":3},"STM","SCR",2015,{"$nulls":7},0.03488,0.03488,0.03488,0.03488]
["Bulls Bridge","541_G_5",541,"G","5",null,"Hydro",null,"NENG_CT","Connecticut",9,"Litchfield",5,"09005",1.4,0,1903,9999,null,null,"N","Hydro",{"$nulls":13},0,0,0,0]
["Second Imperial Geothermal","54111_G_GEN1",54111,"G","GEN1",null,"Geothermal",null,"WECC_IID","California",6,"Imperial",25,"06025",3,9771,1993,9999,null,null,"N","Geothermal",{"$nulls":13},0,0,0,0,0.4625,0.4625,0.4625]
["Fortistar North Tonawanda","54131_G_GEN1",54131,"G","GEN1",3754,"Combined Cycle",null,"NY_Z_A","New York",36,"Niagara",63,"36063",41.6,7797,1993,9999,null,null,"Y","Natural Gas, Distillate Fuel Oil",{"$nulls":3},"STM",{"$nulls":9},0.08201,0.08201,0.08201,0.08201]
["Great Lakes Hydro America - ME","54134_G_MIH3",54134,"G","MIH3",null,"Hydro",null,"NENG_ME","Maine",23,"Penobscot",19,"23019",5.3,0,1917,9999,null,null,"N","Hydro",{"$nulls":13},0,0,0,0]
["Stony Brook Cogen Plant","54149_G_GEN1",54149,"G","GEN1",3757,"Combustion Turbine",null,"NY_Z_K","New York",36,"Suffolk",103,"36103",44.5,8700,1995,9999,null,null,"Y","Natural Gas, Distillate Fuel Oil",{"$nulls":3},"H2O",{"$nulls":8},1.053,0.07773,0.07773,0.07773,0.07773]
["Cos Cob","542_G_UN10",542,"G","UN10",327,"Combustion Turbine",null,"NENG_CT","Connecticut",9,"Fairfield",1,"09001",19.1,15914,1969,9999,null,null,"N","Distillate Fuel Oil",{"$nulls":3},"H2O",{"$nulls":8},2E-3,0.15,0.15,0.15,0.15]
["Gillette SBMC","54225_B_2",54225,"B","2",null,"O/G Steam",null,"NENGREST","Massachusetts",25,"Suffolk",25,"25025",2.5,8408,1971,9999,null,null,"Y","Natural Gas",{"$nulls":13},0.23505,0.23505,0.23505,0.23505]
["Naval Submarine Base Kings Bay","54239_G_5878",54239,"G","5878",null,"Combustion Turbine","IC Engine","S_SOU","Georgia",13,"Camden",39,"13039",2.5,14410,1989,9999,null,null,"N","Distillate Fuel Oil",{"$nulls":12},0.8,1.77612,1.77612,1.77612,1.77612]
["Saguaro Power","54271_G_CTG2",54271,"G","CTG2",null,"Combined Cycle",null,"WECC_SNV","Nevada",32,"Clark",3,"32003",36,9133,1991,9999,null,null,"Y","Natural Gas, Distillate Fuel Oil",{"$nulls":4},"SCR",{"$nulls":7},0.05,0.02071,0.02071,0.02071,0.02071]
["Goodyear Beaumont Chemical Plant","54321_B_3B102",54321,"B","3B102",null,"O/G Steam",null,"MIS_WOTA","Texas",48,"Jefferson",245,"48245",1.6,11668,1962,9999,null,null,"Y","Natural Gas",{"$nulls":3},"FR",{"$nulls":8},1.157,0.1534,0.1534,0.1534,0.1534]
["Bucknell University","54333_G_G502",54333,"G","G502",null,"Combined Cycle",null,"PJM_WMAC","Pennsylvania",42,"Union",119,"42119",0.5,7590,1991,9999,null,null,"Y","Natural Gas, Distillate Fuel Oil",{"$nulls":13},0.02644,0.02644,0.02644,0.02644]
["Ninth Street Hydropower Project","54342_G_3",54342,"G","3",null,"Hydro",null,"MIS_LMI","Michigan",26,"Alpena",7,"26007",0.4,0,1990,9999,null,null,"N","Hydro",{"$nulls":13},0,0,0,0]
["University of Colorado","54372_G_GT2",54372,"G","GT2",null,"Combined Cycle",null,"WECC_CO","Colorado",8,"Boulder",13,"08013",15,6949,1992,9999,null,null,"Y","Natural Gas, Distillate Fuel Oil",{"$nulls":13},0.02644,0.02644,0.02644,0.02644]
["Devon Station","544_G_14",544,"G","14",334,"Combustion Turbine",null,"NENG_CT","Connecticut",9,"New Haven",9,"09009",29.7,10862,1996,9999,null,null,"N","Natural Gas, Distillate Fuel Oil",{"$nulls":3},"H2O",{"$nulls":8},0.04,0.15,0.15,0.15,0.15]
["Mulberry Cogeneration Facility","54426_G_ST1",54426,"G","ST1",null,"Combined Cycle",null,"FRCC","Florida",12,"Polk",105,"12105",37,7949,1994,9999,null,null,"Y","Natural Gas, Distillate Fuel Oil",{"$nulls":3},"DLNB",{"$nulls":9},0.03749,0.03749,0.03749,0.03749]
["Mascoma Hydro","54471_G_03",54471,"G","03",null,"Hydro",null,"NENGREST","New Hampshire",33,"Grafton",9,"33009",0.5,0,1988,9999,null,null,"N","Hydro",{"$nulls":13},0,0,0,0]
["Sumpter Energy Associates","54536_G_0204",54536,"G","0204",null,"Landfill Gas",null,"MIS_LMI","Michigan",26,"Wayne",163,"26163",0.8,13500,1998,9999,null,null,"N","Landfill Gas",{"$nulls":13},0.24082,0.24082,0.24082,0.24082]
["Venice Resources Gas Recovery","54539_G_GEN1",54539,"G","GEN1",null,"Landfill Gas",null,"MIS_LMI","Michigan",26,"Shiawassee",155,"26155",0.8,13500,1992,9999,null,null,"N","Landfill Gas",{"$nulls":13},0.24082,0.24082,0.24082,0.24082]
["ExxonMobil Mobile Bay Onshore","54550_G_901B",54550,"G","901B",null,"Combined Cycle",null,"S_SOU","Alabama",1,"Mobile",97,"01097",3.6,7590,1993,9999,null,null,"Y","Natural Gas",{"$nulls":13},0.02644,0.02644,0.02644,0.02644]
["Longview Fibre","54562_B_RF19",54562,"B","RF19",null,"Non-Fossil Waste",null,"WECC_PNW","Washington",53,"Cowlitz",15,"53015",11.8,5072,1976,9999,null,null,"Y","Non-Fossil Waste",{"$nulls":7},"ESPC","No",{"$nulls":4},0,0,0,0]
["Curtis Palmer Hydroelectric","54580_G_C2",54580,"G","C2",null,"Hydro",null,"NY_Z_F","New York",36,"Saratoga",91,"36091",2.5,0,1986,9999,null,null,"N","Hydro",{"$nulls":13},0,0,0,0]
["Pinetree Power Fitchburg","54620_B_B1",54620,"B","B1",null,"Biomass",null,"NENGREST","Massachusetts",25,"Worcester",27,"25027",16,16622,1992,9999,null,null,"N","Biomass",{"$nulls":3},"NH3","SCR",2013,null,"B + C","NA",{"$nulls":4},0.06264,0.06264,0.06264,0.06264]
["Berlin Gorham","54639_G_RS1",54639,"G","RS1",null,"Hydro",null,"NENGREST","New Hampshire",33,"Coos",7,"33007",3.8,0,1920,9999,null,null,"N","Hydro",{"$nulls":13},0,0,0,0]
["Swanmill Windfarm I","54650_G_EXI2",54650,"G","EXI2",null,"Onshore Wind",null,"WECC_SCE","California",6,"Riverside",65,"06065",9.1,0,1989,9999,null,null,"N","Wind",{"$nulls":13},0,0,0,0]
["Pheasant Run Landfill Gas Recovery","54661_G_GEN9",54661,"G","GEN9",null,"Landfill Gas",null,"MIS_WUMS","Wisconsin",55,"Kenosha",59,"55059",0.8,13500,2002,9999,null,null,"N","Landfill Gas",{"$nulls":13},0.24082,0.24082,0.24082,0.24082]
["Ford Hydro LP","54674_G_GEN1",54674,"G","GEN1",null,"Hydro",null,"WECC_PNW","Idaho",16,"Clearwater",35,"16035",0.2,0,1988,9999,null,null,"N","Hydro",{"$nulls":13},0,0,0,0]
["Heber Geothermal","54689_G_1",54689,"G","1",null,"Geothermal",null,"WECC_IID","California",6,"Imperial",25,"06025",38,9771,1985,9999,null,null,"N","Geothermal",{"$nulls":13},0,0,0,0,0.4625,0.4625,0.4625]
["Metro Methane Recovery Facility","54700_G_GEN1",54700,"G","GEN1",null,"Landfill Gas",null,"MIS_MIDA","Iowa",19,"Polk",153,"19153",0.8,13500,1998,9999,null,null,"N","Landfill Gas",{"$nulls":13},0.24082,0.24082,0.24082,0.24082]
["Alliant SBD 8501 Aegon LI","54714_G_1270",54714,"G","1270",null,"Combustion Turbine","IC Engine","MIS_IA","Iowa",19,"Linn",113,"19113",1,17284,1985,9999,null,null,"N","Distillate Fuel Oil",{"$nulls":12},2.5,1.77612,1.77612,1.77612,1.77612]
["Alliant SBD 9106 Rockwell CR","54717_G_2682",54717,"G","2682",null,"Combustion Turbine","IC Engine","MIS_IA","Iowa",19,"Linn",113,"19113",1.6,17256,1992,9999,null,null,"N","Distillate Fuel Oil",{"$nulls":12},2.5,1.77612,1.77612,1.77612,1.77612]
["Ormesa II","54724_G_OEC21",54724,"G","OEC21",null,"Geothermal",null,"WECC_IID","California",6,"Imperial",25,"06025",11.5,9771,1989,9999,null,null,"N","Geothermal",{"$nulls":13},0,0,0,0,0.4625,0.4625,0.4625]
["Ottawa Generating Station","54756_G_3-5",54756,"G","3-5",null,"Landfill Gas",null,"MIS_LMI","Michigan",26,"Ottawa",139,"26139",0.8,13500,1994,9999,null,null,"N","Landfill Gas",{"$nulls":13},0.24082,0.24082,0.24082,0.24082]
["Boydton Plank Road Cogen Plant","54766_G_GEN1",54766,"G","GEN1",null,"Fossil Waste",null,"PJM_Dom","Virginia",51,"Dinwiddie",53,"51053",0.3,11355,1993,9999,null,null,"N","Fossil Waste",{"$nulls":12},2.64,0.04795,0.04795,0.04795,0.04795]
["Boydton Plank Road Cogen Plant","54766_G_GEN25",54766,"G","GEN25",null,"Fossil Waste",null,"PJM_Dom","Virginia",51,"Dinwiddie",53,"51053",0.3,12303,2000,9999,null,null,"N","Fossil Waste",{"$nulls":13},0.04795,0.04795,0.04795,0.04795]
["South Glens Falls Hydroelectric","54772_G_GEN1",54772,"G","GEN1",null,"Hydro",null,"NY_Z_F","New York",36,"Saratoga",91,"36091",6.9,0,1994,9999,null,null,"N","Hydro",{"$nulls":13},0,0,0,0]
["Seneca Energy","54782_G_GE12",54782,"G","GE12",null,"Landfill Gas",null,"NY_Z_C&E","New York",36,"Seneca",99,"36099",0.8,13500,1998,9999,null,null,"N","Landfill Gas",{"$nulls":13},0.24082,0.24082,0.24082,0.24082]
["Storm Lake 1","54793_G_2",54793,"G","2",null,"Onshore Wind",null,"MIS_MIDA","Iowa",19,"Buena Vista",21,"19021",0.7,0,1999,9999,null,null,"N","Wind",{"$nulls":13},0,0,0,0]
["New York University Central Plant","54808_G_GT1",54808,"G","GT1",null,"Combined Cycle",null,"NY_Z_J","New York",36,"New York",61,"36061",5.5,7849,2010,9999,null,null,"N","Natural Gas",{"$nulls":13},0.06082,0.06082,0.06082,0.06082]
["Gordonsville Energy LP","54844_G_GOR4",54844,"G","GOR4",null,"Combined Cycle",null,"PJM_Dom","Virginia",51,"Louisa",109,"51109",40.6,9012,1994,9999,null,null,"N","Natural Gas, Distillate Fuel Oil",{"$nulls":3},"DLNB + H2O","SCR",1994,{"$nulls":7},0.03154,0.03154,0.03154,0.03154]
["Phoenix Hydro Project","54865_G_1-02",54865,"G","1-02",null,"Hydro",null,"NY_Z_C&E","New York",36,"Oswego",75,"36075",1.2,0,1991,9999,null,null,"N","Hydro",{"$nulls":13},0,0,0,0]
["High Rock Hydro","54896_G_HR2",54896,"G","HR2",null,"Hydro",null,"S_VACA","North Carolina",37,"Davidson",57,"37057",11,0,1927,9999,null,null,"N","Hydro",{"$nulls":13},0,0,0,0]
["Chilhowee","54901_G_3",54901,"G","3",null,"Hydro",null,"S_C_TVA","Tennessee",47,"Blount",9,"47009",17,0,1957,9999,null,null,"N","Hydro",{"$nulls":13},0,0,0,0]
["Twin Bridges LFGTE","54925_G_I-2",54925,"G","I-2",null,"Landfill Gas",null,"MIS_INKY","Indiana",18,"Hendricks",63,"18063",0.8,13500,1994,9999,null,null,"N","Landfill Gas",{"$nulls":13},0.24082,0.24082,0.24082,0.24082]
["Prairie View I & II LFGTE","54926_G_II-1",54926,"G","II-1",null,"Landfill Gas",null,"PJM_West","Indiana",18,"St Joseph",141,"18141",0.8,13500,2007,9999,null,null,"N","Landfill Gas",{"$nulls":13},0.24082,0.24082,0.24082,0.24082]
["EKS Landfill","54939_G_UNT4",54939,"G","UNT4",null,"Landfill Gas",null,"MIS_MNWI","Minnesota",27,"Dakota",37,"27037",1.5,13500,2011,9999,null,null,"N","Landfill Gas",{"$nulls":13},0.24082,0.24082,0.24082,0.24082]
["Alliant SBD 9502 Eaton","54968_G_0385",54968,"G","0385",null,"Combustion Turbine","IC Engine","MIS_IA","Iowa",19,"Wright",197,"19197",1.8,18957,1995,9999,null,null,"N","Distillate Fuel Oil",{"$nulls":12},0.879,1.77612,1.77612,1.77612,1.77612]
["Ocean County Landfill","54980_G_UNT4",54980,"G","UNT4",null,"Landfill Gas",null,"PJM_EMAC","New Jersey",34,"Ocean",29,"34029",0.8,13500,1997,9999,null,null,"N","Landfill Gas",{"$nulls":13},0.24082,0.24082,0.24082,0.24082]
["Pine Tree Acres","54989_G_GEN5",54989,"G","GEN5",null,"Landfill Gas",null,"MIS_LMI","Michigan",26,"Macomb",99,"26099",0.8,13500,1998,9999,null,null,"N","Landfill Gas",{"$nulls":13},0.24082,0.24082,0.24082,0.24082]
["Montgomery Creek Hydro","55009_G_GEN1",55009,"G","GEN1",null,"Hydro",null,"WEC_CALN","California",6,"Shasta",89,"06089",2.6,0,1987,9999,null,null,"N","Hydro",{"$nulls":13},0,0,0,0]
["Mid-Georgia Cogeneration Facility","55040_G_CT1",55040,"G","CT1",3825,"Combined Cycle",null,"S_SOU","Georgia",13,"Houston",153,"13153",101.5,6813,1997,9999,null,null,"Y","Natural Gas, Distillate Fuel Oil",{"$nulls":3},"DLNB + H2O","SCR",{"$nulls":7},0.052,0.04206,0.04206,0.04206,0.04206]
["Mid-Georgia Cogeneration Facility","55040_G_CT2",55040,"G","CT2",3826,"Combined Cycle",null,"S_SOU","Georgia",13,"Houston",153,"13153",101.5,6813,1998,9999,null,null,"Y","Natural Gas, Distillate Fuel Oil",{"$nulls":3},"DLNB + H2O","SCR",{"$nulls":7},0.052,0.04206,0.04206,0.04206,0.04206]
["Axiall Plaquemine","55051_G_X775",55051,"G","X775",null,"Combustion Turbine",null,"MIS_AMSO","Louisiana",22,"Iberville",47,"22047",75,11798,1997,9999,null,null,"Y","Natural Gas",{"$nulls":12},5.261,0.03848,0.03848,0.03848,0.03848]
["Black Hawk Station","55064_G_UNT2B",55064,"G","UNT2B",3850,"Combustion Turbine",null,"SPP_SPS","Texas",48,"Hutchinson",233,"48233",109.7,8806,2005,9999,null,null,"Y","Natural Gas",{"$nulls":3},"DLNB","SCR",2002,{"$nulls":6},0.019,0.05024,0.05024,0.05024,0.05024]
["Desert Star Energy Center","55077_G_ED02",55077,"G","ED02",3861,"Combined Cycle",null,"WECC_SNV","Nevada",32,"Clark",3,"32003",150,7386,2000,9999,null,null,"N","Natural Gas",{"$nulls":4},"SCR",{"$nulls":8},0.01308,0.01308,0.01308,0.01308]
["Dearborn Industrial Generation","55088_B_EUCTG1",55088,"B","EUCTG1",89291,"Fossil Waste",null,"MIS_LMI","Michigan",26,"Wayne",163,"26163",83,4945,2001,9999,"other",null,"Y","Fossil Waste",{"$nulls":3},"LNB",{"$nulls":9},0.01771,0.01771,0.01771,0.01771]
["MM Taunton Energy","55093_G_UNT2",55093,"G","UNT2",null,"Landfill Gas",null,"NENGREST","Massachusetts",25,"Bristol",5,"25005",0.9,13500,1997,9999,null,null,"N","Landfill Gas",{"$nulls":13},0.13831,0.13831,0.13831,0.13831]
["NRG Sterlington Power","55099_G_03",55099,"G","03",null,"Combustion Turbine",null,"MIS_LA","Louisiana",22,"Ouachita",73,"22073",22,18464,2001,9999,null,null,"N","Natural Gas",{"$nulls":12},0.01,0.0951,0.0951,0.0951,0.0951]
["Sabine Cogen","55104_G_CTG2",55104,"G","CTG2",3902,"Combined Cycle",null,"MIS_WOTA","Texas",48,"Orange",361,"48361",32.6,5500,2000,9999,null,null,"Y","Natural Gas",{"$nulls":4},"SCR",{"$nulls":7},0.006,0.01776,0.01776,0.01776,0.01776]
["Vermillion Energy Facility","55111_G_CT1",55111,"G","CT1",3920,"Combustion Turbine",null,"MIS_INKY","Indiana",18,"Vermillion",165,"18165",72,14043,2000,9999,null,null,"N","Natural Gas",{"$nulls":3},"DLNB",{"$nulls":8},1.6,0.03993,0.03993,0.03993,0.03993]
["RS Cogen","55117_G_RS-5",55117,"G","RS-5",3940,"Combined Cycle",null,"MIS_WOTA","Louisiana",22,"Calcasieu",19,"22019",167.7,7590,2002,9999,null,null,"Y","Natural Gas",{"$nulls":3},"DLNB","SCR",{"$nulls":8},0.05589,0.05589,0.05589,0.05589]
["Desert Basin","55129_G_CTG1",55129,"G","CTG1",3964,"Combined Cycle",null,"WECC_AZ","Arizona",4,"Pinal",21,"04021",162,7392,2001,9999,null,null,"N","Natural Gas",{"$nulls":4},"SCR",{"$nulls":8},0.01135,0.01135,0.01135,0.01135]
["Thomson Reuters Campus Bldg A-D","55133_G_3088",55133,"G","3088",null,"Combustion Turbine","IC Engine","MIS_MNWI","Minnesota",27,"Dakota",37,"27037",1.6,14397,1999,9999,null,null,"N","Distillate Fuel Oil",{"$nulls":13},3.62898,3.62898,3.62898,3.62898]
["Hawk Road Facility","55141_G_CT2",55141,"G","CT2",3992,"Combustion Turbine",null,"S_SOU","Georgia",13,"Heard",149,"13149",161.4,10960,2001,9999,null,null,"N","Natural Gas",{"$nulls":3},"DLNB",{"$nulls":8},0.006,0.04309,0.04309,0.04309,0.04309]
["Lake Road Generating Plant","55149_G_U3",55149,"G","U3",4023,"Combined Cycle",null,"NENG_CT","Connecticut",9,"Windham",15,"09015",279.8,7362,2002,9999,null,null,"N","Natural Gas, Distillate Fuel Oil",{"$nulls":3},"DLNB + H2O","SCR",2002,{"$nulls":6},0.003,0.00553,0.00553,0.00553,0.00553]
["MM Prince William Energy","55156_G_UNT3",55156,"G","UNT3",null,"Landfill Gas",null,"PJM_Dom","Virginia",51,"Prince William",153,"51153",1.6,13500,2013,9999,null,null,"N","Landfill Gas",{"$nulls":13},0.58809,0.58809,0.58809,0.58809]
["Bastrop Energy Center","55168_G_0003",55168,"G","0003",null,"Combined Cycle",null,"ERC_REST","Texas",48,"Bastrop",21,"48021",227,7706,2002,9999,null,null,"N","Natural Gas",{"$nulls":3},"DLNB",{"$nulls":9},0.02821,0.02821,0.02821,0.02821]
["Eastman Cogeneration Facility","55176_G_GEN3",55176,"G","GEN3",null,"Combined Cycle",null,"SPP_WEST","Texas",48,"Harrison",203,"48203",109.8,6376,2001,9999,null,null,"Y","Natural Gas",{"$nulls":3},"DLNB",{"$nulls":9},0.02585,0.02585,0.02585,0.02585]
["Channelview Cogeneration Plant","55187_G_GT2",55187,"G","GT2",4078,"Combined Cycle",null,"ERC_REST","Texas",48,"Harris",201,"48201",165,5500,2002,9999,null,null,"Y","Natural Gas",{"$nulls":4},"SCR",{"$nulls":7},1E-3,0.01055,0.01055,0.01055,0.01055]
["Riverside Generating LLC","55198_G_GTG1",55198,"G","GTG1",4105,"Combustion Turbine",null,"PJM_West","Kentucky",21,"Lawrence",127,"21127",165,11125,2001,9999,null,null,"N","Natural Gas",{"$nulls":3},"DLNB + H2O",{"$nulls":8},4,0.05498,0.05498,0.05498,0.05498]
["Arapahoe Combustion Turbine Project","55200_G_UN7",55200,"G","UN7",null,"Combined Cycle",null,"WECC_CO","Colorado",8,"Denver",31,"08031",44.5,9004,2002,9999,null,null,"N","Natural Gas",{"$nulls":4},"SCR",2002,{"$nulls":7},0.02745,0.02745,0.02745,0.02745]
["Valmont Combustion Turbine Project","55207_G_UN7",55207,"G","UN7",null,"Combustion Turbine",null,"WECC_CO","Colorado",8,"Boulder",13,"08013",39.9,11340,2000,9999,null,null,"N","Natural Gas",{"$nulls":3},"H2O",{"$nulls":8},1.2,0.09915,0.09915,0.09915,0.09915]
["Morris Cogeneration LLC","55216_G_UNT3",55216,"G","UNT3",89479,"Combined Cycle",null,"PJM_COMD","Illinois",17,"Grundy",63,"17063",44,5862,1998,9999,null,null,"Y","Natural Gas",{"$nulls":3},"DLNB",{"$nulls":9},0.05374,0.05374,0.05374,0.05374]
["Harry L. Oswald","55221_G_G8",55221,"G","G8",null,"Combined Cycle",null,"MIS_AR","Arkansas",5,"Pulaski",119,"05119",95,11467,2002,9999,null,null,"N","Natural Gas",{"$nulls":3},"H2O + STM",{"$nulls":9},0.12167,0.12167,0.12167,0.12167]
["Oneta Energy Center","55225_G_CTG3",55225,"G","CTG3",4189,"Combined Cycle",null,"SPP_WEST","Oklahoma",40,"Wagoner",145,"40145",149.3,7376,2003,9999,null,null,"N","Natural Gas",{"$nulls":3},"DLNB",{"$nulls":9},0.03377,0.03377,0.03377,0.03377]
["Montpelier Electric Generating Station","55229_G_GT4",55229,"G","GT4",4226,"Combustion Turbine",null,"MIS_INKY","Indiana",18,"Wells",179,"18179",59,11337,2001,9999,null,null,"N","Natural Gas, Distillate Fuel Oil",{"$nulls":3},"H2O",{"$nulls":8},1.6,0.12904,0.12904,0.12904,0.12904]
["Marshall Energy Facility","55232_G_CT8",55232,"G","CT8",4247,"Combustion Turbine",null,"S_C_TVA","Kentucky",21,"Marshall",157,"21157",72.7,25000,2002,9999,null,null,"N","Natural Gas, Distillate Fuel Oil",{"$nulls":3},"DLNB + H2O",{"$nulls":9},0.02779,0.02779,0.02779,0.02779]
["Lee Energy Facility","55236_G_CT5",55236,"G","CT5",4270,"Combustion Turbine",null,"PJM_COMD","Illinois",17,"Lee",103,"17103",77,12419,2001,9999,null,null,"N","Natural Gas",{"$nulls":3},"DLNB",{"$nulls":8},1,0.02892,0.02892,0.02892,0.02892]
["Red Oak Power LLC","55239_G_0004",55239,"G","0004",null,"Combined Cycle",null,"PJM_EMAC","New Jersey",34,"Middlesex",23,"34023",270,7234,2002,9999,null,null,"N","Natural Gas",{"$nulls":3},"DLNB + NH3","SCR",2002,{"$nulls":6},0.004,0.01021,0.01021,0.01021,0.01021]
["Doyle Energy Facility","55244_G_CTG2",55244,"G","CTG2",4309,"Combustion Turbine",null,"S_SOU","Georgia",13,"Walton",297,"13297",58,13183,2000,9999,null,null,"N","Natural Gas",{"$nulls":3},"DLNB",{"$nulls":8},0.006,0.11559,0.11559,0.11559,0.11559]
["University Park South","55250_G_UPG4",55250,"G","UPG4",4324,"Combustion Turbine",null,"PJM_COMD","Illinois",17,"Will",197,"17197",50,11546,2001,9999,null,null,"N","Natural Gas",{"$nulls":3},"H2O",{"$nulls":8},1,0.08625,0.08625,0.08625,0.08625]
["Napoleon Peaking Station","55264_G_CT1",55264,"G","CT1",4365,"Combustion Turbine",null,"PJM_ATSI","Ohio",39,"Henry",69,"39069",26,15250,2000,9999,null,null,"N","Natural Gas",{"$nulls":4},"SCR",{"$nulls":7},0.5,0.15005,0.15005,0.15005,0.15005]
["Jackson Generating Station","55270_G_LM5",55270,"G","LM5",4381,"Combined Cycle",null,"MIS_LMI","Michigan",26,"Jackson",75,"26075",47,8732,2002,9999,null,null,"N","Natural Gas",{"$nulls":3},"STM",{"$nulls":9},0.05235,0.05235,0.05235,0.05235]
["Aurora","55279_G_CTG3",55279,"G","CTG3",4410,"Combustion Turbine",null,"PJM_COMD","Illinois",17,"Dupage",43,"17043",164,11295,2001,9999,null,null,"N","Natural Gas",{"$nulls":3},"DLNB",{"$nulls":8},1E-3,0.03626,0.03626,0.03626,0.03626]
["Big Sandy Peaker Plant","55284_G_BSG5",55284,"G","BSG5",4428,"Combustion Turbine",null,"PJM_West","West Virginia",54,"Wayne",99,"54099",50,11126,2001,9999,null,null,"N","Natural Gas",{"$nulls":3},"H2O",{"$nulls":8},2.7,0.10839,0.10839,0.10839,0.10839]
["Decatur Energy Center","55292_G_CTG1",55292,"G","CTG1",4459,"Combined Cycle",null,"S_C_TVA","Alabama",1,"Morgan",103,"01103",155,7760,2002,9999,null,null,"N","Natural Gas",{"$nulls":3},"DLNB","SCR",{"$nulls":8},0.00925,0.00925,0.00925,0.00925]
["New Covert Generating Facility","55297_G_1A",55297,"G","1A",null,"Combined Cycle",null,"MIS_LMI","Michigan",26,"Van Buren",159,"26159",134,7050,2004,9999,null,null,"N","Natural Gas",{"$nulls":3},"DLNB","SCR",2004,{"$nulls":7},0.0075,0.0075,0.0075,0.0075]
["Stevenson","553_G_4",553,"G","4",null,"Hydro",null,"NENG_CT","Connecticut",9,"Fairfield",1,"09001",7.6,0,1936,9999,null,null,"N","Hydro",{"$nulls":13},0,0,0,0]
["Fore River Generating Station","55317_G_GT12",55317,"G","GT12",4489,"Combined Cycle",null,"NENGREST","Massachusetts",25,"Norfolk",21,"25021",228.1,7379,2003,9999,null,null,"N","Natural Gas",{"$nulls":3},"DLNB + H2O","SCR",{"$nulls":8},7.79E-3,7.79E-3,7.79E-3,7.79E-3]
["Hermiston Power Partnership","55328_G_STG1",55328,"G","STG1",null,"Combined Cycle",null,"WECC_PNW","Oregon",41,"Umatilla",59,"41059",247,7160,2002,9999,null,null,"N","Natural Gas",{"$nulls":3},"DLNB","SCR",2002,{"$nulls":7},0.01584,0.01584,0.01584,0.01584]
["Woodstock Windfarm","55342_G_WIND",55342,"G","WIND",null,"Onshore Wind",null,"MIS_MNWI","Minnesota",27,"Pipestone",117,"27117",10.2,0,1999,9999,null,null,"N","Wind",{"$nulls":13},0,0,0,0]
["Dresden Energy Facility","55350_G_1",55350,"G","1",8528,"Combined Cycle",null,"PJM_West","Ohio",39,"Muskingum",119,"39119",158.3,7050,2012,9999,null,null,"N","Natural Gas, Distillate Fuel Oil",{"$nulls":3},"DLNB","SCR",2012,{"$nulls":7},0.01185,0.01185,0.01185,0.01185]
["Sugar Creek Power","55364_G_ST1",55364,"G","ST1",null,"Combined Cycle",null,"MIS_INKY","Indiana",18,"Vigo",167,"18167",218,7050,2003,9999,null,null,"N","Natural Gas",{"$nulls":3},"DLNB + NH3","SCR",2003,{"$nulls":7},0.0094,0.0094,0.0094,0.0094]
["FirstEnergy Gans","55377_G_UNT9",55377,"G","UNT9",4586,"Combustion Turbine",null,"PJM_AP","Pennsylvania",42,"Fayette",51,"42051",44,10745,2000,9999,null,null,"N","Natural Gas, Distillate Fuel Oil",{"$nulls":3},"H2O",{"$nulls":8},0.006,0.07159,0.07159,0.07159,0.07159]
["Commonwealth Chesapeake","55381_G_UNT5",55381,"G","UNT5",4604,"Combustion Turbine",null,"PJM_EMAC","Virginia",51,"Accomack",1,"51001",47.2,10745,2001,9999,null,null,"N","Distillate Fuel Oil",{"$nulls":3},"H2O",{"$nulls":8},0.8,0.10887,0.10887,0.10887,0.10887]
["Commonwealth Chesapeake","55381_G_UNT6",55381,"G","UNT6",4605,"Combustion Turbine",null,"PJM_EMAC","Virginia",51,"Accomack",1,"51001",45.8,10745,2001,9999,null,null,"N","Distillate Fuel Oil",{"$nulls":3},"H2O",{"$nulls":8},0.8,0.13189,0.13189,0.13189,0.13189]
["Metcalf Energy Center","55393_G_CTG1",55393,"G","CTG1",4665,"Combined Cycle",null,"WEC_CALN","California",6,"Santa Clara",85,"06085",172,7175,2005,9999,null,null,"N","Natural Gas",{"$nulls":3},"DLNB","SCR",{"$nulls":8},0.00842,0.00842,0.00842,0.00842]
["Elk Hills Power LLC","55400_G_CTG2",55400,"G","CTG2",88309,"Combined Cycle",null,"WEC_CALN","California",6,"Kern",29,"06029",156,7124,2003,9999,null,null,"Y","Natural Gas",{"$nulls":4},"SCR",{"$nulls":8},5.45E-3,5.45E-3,5.45E-3,5.45E-3]
["Athens Generating Plant","55405_G_ST2",55405,"G","ST2",null,"Combined Cycle",null,"NY_Z_F","New York",36,"Greene",39,"36039",105.8,7234,2004,9999,null,null,"N","Natural Gas, Distillate Fuel Oil",{"$nulls":3},"DLNB + H2O","SCR",{"$nulls":8},0.00942,0.00942,0.00942,0.00942]
["Shady Hills Generating Station","55414_G_G301",55414,"G","G301",4699,"Combustion Turbine",null,"FRCC","Florida",12,"Pasco",101,"12101",154.4,10799,2002,9999,null,null,"N","Natural Gas, Distillate Fuel Oil",{"$nulls":3},"DLNB + H2O",{"$nulls":8},0.8,0.03038,0.03038,0.03038,0.03038]
["Bayou Cove Peaking Power","55433_G_0002",55433,"G","0002",8564,"Combustion Turbine",null,"MIS_WOTA","Louisiana",22,"Acadia",1,"22001",75,13029,2002,9999,null,null,"N","Natural Gas",{"$nulls":3},"DLNB",{"$nulls":8},0.01,0.02171,0.02171,0.02171,0.02171]
["Columbia Energy Center","55447_G_CT03",55447,"G","CT03",4782,"Combustion Turbine",null,"MIS_MO","Missouri",29,"Boone",19,"29019",35,13127,2001,9999,null,null,"N","Natural Gas",{"$nulls":3},"DLNB",{"$nulls":8},2.3,0.04043,0.04043,0.04043,0.04043]
["Red Hawk","55455_G_CT2B",55455,"G","CT2B",4800,"Combined Cycle",null,"WECC_AZ","Arizona",4,"Maricopa",13,"04013",148,7467,2002,9999,null,null,"N","Natural Gas",{"$nulls":3},"DLNB","SCR",{"$nulls":8},0.01048,0.01048,0.01048,0.01048]
["Deer Park Energy Center","55464_G_CTG6",55464,"G","CTG6",90258,"Combined Cycle",null,"ERC_REST","Texas",48,"Harris",201,"48201",154.8,5703,2014,9999,null,null,"Y","Natural Gas",{"$nulls":3},"DLNB","SCR",{"$nulls":8},0.00865,0.00865,0.00865,0.00865]
["Forney Energy Center","55480_G_ST2",55480,"G","ST2",null,"Combined Cycle",null,"ERC_REST","Texas",48,"Kaufman",257,"48257",415,7610,2003,9999,null,null,"N","Natural Gas",{"$nulls":3},"DLNB",{"$nulls":9},0.03179,0.03179,0.03179,0.03179]
["Goose Creek Energy Center","55496_G_CT03",55496,"G","CT03",10125,"Combustion Turbine",null,"MIS_IL","Illinois",17,"Piatt",147,"17147",72,13118,2003,9999,null,null,"N","Natural Gas",{"$nulls":3},"DLNB",{"$nulls":8},1E-3,0.02001,0.02001,0.02001,0.02001]
["AEP Waterford Facility","55503_G_CTG2",55503,"G","CTG2",8622,"Combined Cycle",null,"PJM_West","Ohio",39,"Washington",167,"39167",155,7195,2003,9999,null,null,"N","Natural Gas",{"$nulls":3},"DLNB","SCR",{"$nulls":8},0.00936,0.00936,0.00936,0.00936]
["Wallingford Energy","55517_G_CTG1",55517,"G","CTG1",4927,"Combustion Turbine",null,"NENG_CT","Connecticut",9,"New Haven",9,"09009",42.3,10889,2001,9999,null,null,"N","Natural Gas",{"$nulls":3},"LNB","SCR",{"$nulls":7},0.003,0.00904,0.00904,0.00904,0.00904]
["Sundance","55522_G_CT7",55522,"G","CT7",9957,"Combustion Turbine",null,"WECC_AZ","Arizona",4,"Pinal",21,"04021",41,10745,2002,9999,null,null,"N","Natural Gas",{"$nulls":3},"H2O","SCR",{"$nulls":7},0.8,0.01605,0.01605,0.01605,0.01605]
["Larkspur Energy Facility","55542_G_CTG2",55542,"G","CTG2",8648,"Combustion Turbine",null,"WEC_SDGE","California",6,"San Diego",73,"06073",46,10745,2001,9999,null,null,"N","Natural Gas, Distillate Fuel Oil",{"$nulls":4},"SCR",{"$nulls":7},0.74,0.01765,0.01765,0.01765,0.01765]
["Jessica Mills LLC","55564_G_JM30",55564,"G","JM30",null,"Onshore Wind",null,"MIS_MNWI","Minnesota",27,"Lincoln",81,"27081",1.9,0,2001,9999,null,null,"N","Wind",{"$nulls":13},0,0,0,0]
["GRS Arbor Hills","55596_G_0004",55596,"G","0004",null,"Landfill Gas",null,"MIS_LMI","Michigan",26,"Washtenaw",161,"26161",7.6,14687,1996,9999,null,null,"N","Landfill Gas",{"$nulls":3},"STM",{"$nulls":9},0.24082,0.24082,0.24082,0.24082]
["Foote Creek II","55608_G_GEN1",55608,"G","GEN1",null,"Onshore Wind",null,"WECC_WY","Wyoming",56,"Albany",1,"56001",1.8,0,1999,9999,null,null,"N","Wind",{"$nulls":13},0,0,0,0]
["University Park North","55640_G_1",55640,"G","1",8660,"Combustion Turbine",null,"PJM_COMD","Illinois",17,"Will",197,"17197",42,10745,2002,9999,null,null,"N","Natural Gas",{"$nulls":3},"H2O","SCR",{"$nulls":7},1,0.01223,0.01223,0.01223,0.01223]
["Riverside Energy Center","55641_G_STG1",55641,"G","STG1",null,"Combined Cycle",null,"MIS_WUMS","Wisconsin",55,"Rock",105,"55105",271.7,7050,2004,9999,null,null,"N","Natural Gas, Distillate Fuel Oil",{"$nulls":3},"DLNB","SCR",2004,{"$nulls":7},0.00627,0.00627,0.00627,0.00627]
["Plains End","55650_G_GEN3",55650,"G","GEN3",null,"Combustion Turbine","IC Engine","WECC_CO","Colorado",8,"Jefferson",59,"08059",5.7,10745,2002,9999,null,null,"N","Natural Gas",{"$nulls":12},1.2,0.79266,0.79266,0.79266,0.79266]
["Essential Power Newington LLC","55661_G_GT-1",55661,"G","GT-1",9222,"Combined Cycle",null,"NENGREST","New Hampshire",33,"Rockingham",15,"33015",161,7481,2002,9999,null,null,"N","Natural Gas, Distillate Fuel Oil",{"$nulls":3},"DLNB + H2O","SCR",{"$nulls":7},2E-3,0.01309,0.01309,0.01309,0.01309]
["AL Sandersville LLC","55672_G_CT6",55672,"G","CT6",8846,"Combustion Turbine",null,"S_SOU","Georgia",13,"Washington",303,"13303",72.1,12254,2002,9999,null,null,"N","Natural Gas",{"$nulls":3},"DLNB",{"$nulls":8},0.052,0.0936,0.0936,0.0936,0.0936]
["Bethlehem Power Plant","55690_G_STG4",55690,"G","STG4",null,"Combined Cycle",null,"PJM_WMAC","Pennsylvania",42,"Northampton",95,"42095",195,8087,2003,9999,null,null,"N","Natural Gas, Distillate Fuel Oil",{"$nulls":3},"H2O + OFA","SCR",2003,{"$nulls":7},0.00595,0.00595,0.00595,0.00595]
["Choctaw County","55706_G_STG1",55706,"G","STG1",null,"Combined Cycle",null,"S_C_TVA","Mississippi",28,"Choctaw",19,"28019",289,7261,2003,9999,null,null,"N","Natural Gas",{"$nulls":3},"DLNB","SCR",2003,{"$nulls":7},0.08647,0.00821,0.08647,0.00821]
["Hanging Rock Energy Facility","55736_G_1GT2",55736,"G","1GT2",9080,"Combined Cycle",null,"PJM_West","Ohio",39,"Lawrence",87,"39087",181,7678,2003,9999,null,null,"N","Natural Gas",{"$nulls":3},"DLNB","SCR",{"$nulls":8},0.00866,0.00866,0.00866,0.00866]
["Hardin Generator Project","55749_B_PC1",55749,"B","PC1",9114,"Coal Steam",null,"WECC_MT","Montana",30,"Big Horn",3,"30003",107,12313,2006,9999,"wall","dry","N","Subbituminous","Dry Scrubber",2006,0.923,"LNB + OFA","SCR",2006,null,"B","NA","ACI",2009,null,0.11,1.9276,0.08093,1.9276,0.08093,0.1,0.1,0.1,0.9730000000000001]
["Green Knight Energy Center","55765_G_TG2",55765,"G","TG2",null,"Landfill Gas",null,"PJM_WMAC","Pennsylvania",42,"Northampton",95,"42095",2.4,21441,2001,9999,null,null,"N","Landfill Gas",{"$nulls":13},0.20087,0.20087,0.20087,0.20087]
["Wilmont Hills LLC","55782_G_WH01",55782,"G","WH01",null,"Onshore Wind",null,"MIS_MNWI","Minnesota",27,"Nobles",105,"27105",1.5,0,2001,9999,null,null,"N","Wind",{"$nulls":13},0,0,0,0]
["Kas Brothers Windfarm","55809_G_G1",55809,"G","G1",null,"Onshore Wind",null,"MIS_MNWI","Minnesota",27,"Pipestone",117,"27117",1.5,0,2001,9999,null,null,"N","Wind",{"$nulls":13},0,0,0,0]
["Silverhawk","55841_G_CT1",55841,"G","CT1",89194,"Combined Cycle",null,"WECC_SNV","Nevada",32,"Clark",3,"32003",157,7732,2004,9999,null,null,"N","Natural Gas",{"$nulls":3},"DLNB","SCR",{"$nulls":8},0.00954,0.00954,0.00954,0.00954]
["Basin Creek Plant","55866_G_7",55866,"G","7",null,"Combustion Turbine","IC Engine","WECC_MT","Montana",30,"Silver Bow",93,"30093",6,12770,2006,9999,null,null,"N","Natural Gas",{"$nulls":12},2,0.79266,0.79266,0.79266,0.79266]
["Jasper","55927_G_CT2",55927,"G","CT2",10212,"Combined Cycle",null,"S_VACA","South Carolina",45,"Jasper",53,"45053",168,7354,2004,9999,null,null,"N","Natural Gas, Distillate Fuel Oil",{"$nulls":3},"DLNB + H2O + NH3","SCR",{"$nulls":8},0.00814,0.00814,0.00814,0.00814]
["Tracy Combined Cycle Power Plant","55933_G_TPP1",55933,"G","TPP1",88312,"Combined Cycle",null,"WEC_CALN","California",6,"San Joaquin",77,"06077",82.1,8119,2003,9999,null,null,"N","Natural Gas",{"$nulls":3},"DLNB","SCR",2012,{"$nulls":6},0.74,0.20335,0.01025,0.20335,0.01025]
["Agua Mansa Power Plant","55951_G_AMP1",55951,"G","AMP1",89370,"Combustion Turbine",null,"WECC_SCE","California",6,"San Bernardino",71,"06071",40.8,10745,2003,9999,null,null,"N","Natural Gas",{"$nulls":3},"H2O","SCR",{"$nulls":7},0.74,0.01605,0.01605,0.01605,0.01605]
["Hawkeye Energy Greenport LLC","55969_G_U-01",55969,"G","U-01",88363,"Combustion Turbine","Combustion Turbine","NY_Z_K","New York",36,"SUFFOLK",103,"36103",53.5,11387,2003,9999,"","","N","Distillate Fuel Oil","",{"$nulls":3},"SCR",{"$nulls":7},1.052964094,{"v":0.0281683874120047,"d":"0.0282"},{"v":0.0281683874120047,"d":"0.0282"},{"v":0.0281683874120047,"d":"0.0282"},{"v":0.0281683874120047,"d":"0.0282"},{"$nulls":10},""]
["Palomar Energy","55985_G_CTG2",55985,"G","CTG2",89253,"Combined Cycle",null,"WEC_SDGE","California",6,"San Diego",73,"06073",170,7050,2005,9999,null,null,"N","Natural Gas",{"$nulls":3},"DLNB","SCR",{"$nulls":8},0.00583,0.00583,0.00583,0.00583]
["Alliant SBD0201 Ingredion","55996_G_03",55996,"G","03",null,"Combustion Turbine","IC Engine","MIS_IA","Iowa",19,"Linn",113,"19113",1.6,15964,2003,9999,null,null,"N","Distillate Fuel Oil",{"$nulls":12},2.5,1.77612,1.77612,1.77612,1.77612]
["Mount Clinton","56004_G_D-3",56004,"G","D-3",null,"Combustion Turbine","IC Engine","PJM_Dom","Virginia",51,"Rockingham",165,"51165",2,11919,2002,9999,null,null,"N","Distillate Fuel Oil",{"$nulls":12},2.64,1.77612,1.77612,1.77612,1.77612]
["Waste Water Plant Generator","56022_G_1",56022,"G","1",null,"Combustion Turbine","IC Engine","SPP_N","Kansas",20,"Cowley",35,"20035",1.6,20500,1993,9999,null,null,"N","Distillate Fuel Oil",{"$nulls":13},2.8335,2.8335,2.8335,2.8335]
["UMCP CHP Plant","56038_G_3",56038,"G","3",null,"O/G Steam",null,"PJM_SMAC","Maryland",24,"Prince Georges",33,"24033",2,8300,2003,9999,null,null,"Y","Natural Gas, Distillate Fuel Oil",{"$nulls":13},0.07082,0.07082,0.07082,0.07082]
["G McNeilus Wind Farm Dodge Center","56054_G_GM1",56054,"G","GM1",null,"Onshore Wind",null,"MIS_MNWI","Minnesota",27,"Dodge",39,"27039",32,0,2002,9999,null,null,"N","Wind",{"$nulls":13},0,0,0,0]
["Walnut Energy Center","56078_G_1",56078,"G","1",89628,"Combined Cycle",null,"WEC_CALN","California",6,"Stanislaus",99,"06099",84,7830,2006,9999,null,null,"N","Natural Gas",{"$nulls":3},"DLNB + NH3","SCR",{"$nulls":8},0.00657,0.00657,0.00657,0.00657]
["Franklin Drive","561_G_UN19",561,"G","UN19",350,"Combustion Turbine",null,"NENG_CT","Connecticut",9,"Litchfield",5,"09005",16.1,13939,1968,9999,null,null,"N","Distillate Fuel Oil",{"$nulls":12},0.33,0.15,0.15,0.15,0.15]
["Tessman Road","56113_G_3",56113,"G","3",null,"Landfill Gas",null,"ERC_REST","Texas",48,"Bexar",29,"48029",1.4,13500,2003,9999,null,null,"N","Landfill Gas",{"$nulls":13},0.24082,0.24082,0.24082,0.24082]
["Tessman Road","56113_G_4",56113,"G","4",null,"Landfill Gas",null,"ERC_REST","Texas",48,"Bexar",29,"48029",1.4,13500,2003,9999,null,null,"N","Landfill Gas",{"$nulls":13},0.24082,0.24082,0.24082,0.24082]
["Middlesex Generating Facility","56119_G_200",56119,"G","200",null,"Landfill Gas",null,"PJM_EMAC","New Jersey",34,"Middlesex",23,"34023",4.1,11314,2001,9999,null,null,"Y","Landfill Gas",{"$nulls":13},0.24082,0.24082,0.24082,0.24082]
["Sub 3 Generating Station","56128_G_3",56128,"G","3",null,"Combustion Turbine","IC Engine","S_D_AECI","Missouri",29,"Macon",121,"29121",1.8,10745,2003,9999,null,null,"N","Distillate Fuel Oil",{"$nulls":12},2.3,1.77612,1.77612,1.77612,1.77612]
["Springs Generating Station","56144_G_4",56144,"G","4",null,"Combustion Turbine",null,"WECC_SCE","California",6,"Riverside",65,"06065",10,14033,2002,9999,null,null,"N","Natural Gas",{"$nulls":12},0.74,0.01719,0.01719,0.01719,0.01719]
["Ainsworth Wind","56162_G_1",56162,"G","1",null,"Onshore Wind",null,"SPP_NEBR","Nebraska",31,"Brown",17,"31017",59.4,0,2005,9999,null,null,"N","Wind",{"$nulls":13},0,0,0,0]
["Red Bluff","56184_G_IC12",56184,"G","IC12",null,"Combustion Turbine","IC Engine","WEC_CALN","California",6,"Tehama",103,"06103",2.8,10745,2001,9999,null,null,"N","Natural Gas",{"$nulls":12},0.74,0.2046,0.2046,0.2046,0.2046]
["Chowchilla II","56185_G_IC13",56185,"G","IC13",null,"Combustion Turbine","IC Engine","WEC_CALN","California",6,"Madera",39,"06039",3.1,10745,2001,9999,null,null,"N","Natural Gas",{"$nulls":12},0.74,0.2046,0.2046,0.2046,0.2046]
["Combine Hills I","56195_G_001",56195,"G","001",null,"Onshore Wind",null,"WECC_PNW","Oregon",41,"Umatilla",59,"41059",41,0,2003,9999,null,null,"N","Wind",{"$nulls":13},0,0,0,0]
["S&P Windfarm LLC","56208_G_1",56208,"G","1",null,"Onshore Wind",null,"MIS_MNWI","Minnesota",27,"Jackson",63,"27063",2,0,2003,9999,null,null,"N","Wind",{"$nulls":13},0,0,0,0]
["Miramar Energy Facility","56232_G_1",56232,"G","1",89534,"Combustion Turbine",null,"WEC_SDGE","California",6,"San Diego",73,"06073",47,10745,2005,9999,null,null,"N","Natural Gas",{"$nulls":3},"H2O","SCR",{"$nulls":7},0.74,0.02005,0.02005,0.02005,0.02005]
["Cannon Falls Energy Center","56241_G_UNT1",56241,"G","UNT1",89752,"Combustion Turbine",null,"MIS_MNWI","Minnesota",27,"Goodhue",49,"27049",199,11362,2008,9999,null,null,"N","Natural Gas, Distillate Fuel Oil",{"$nulls":3},"DLNB + H2O",{"$nulls":9},0.06535,0.06535,0.06535,0.06535]
["Ontario LFGTE","56250_G_GEN1",56250,"G","GEN1",null,"Landfill Gas",null,"NY_Z_C&E","New York",36,"Ontario",69,"36069",0.8,13500,2003,9999,null,null,"N","Landfill Gas",{"$nulls":13},0.24082,0.24082,0.24082,0.24082]
["Millcreek Power Generation","56253_G_MC2",56253,"G","MC2",90575,"Combustion Turbine",null,"WECC_UT","Utah",49,"Washington",53,"49053",36.8,10745,2010,9999,null,null,"N","Natural Gas",{"$nulls":3},"DLNB","SCR",{"$nulls":8},0.01082,0.01082,0.01082,0.01082]
["Callahan Divide Wind Energy Center","56270_G_1",56270,"G","1",null,"Onshore Wind",null,"ERC_WEST","Texas",48,"Taylor",441,"48441",114,0,2005,9999,null,null,"N","Wind",{"$nulls":13},0,0,0,0]
["Laurel Ridge LFGTE","56279_G_1",56279,"G","1",null,"Landfill Gas",null,"PJM_West","Kentucky",21,"Laurel",125,"21125",0.8,13500,2003,9999,null,null,"N","Landfill Gas",{"$nulls":13},0.24082,0.24082,0.24082,0.24082]
["Horse Hollow Wind Energy Center","56291_G_3",56291,"G","3",null,"Onshore Wind",null,"ERC_WEST","Texas",48,"Taylor",441,"48441",299,0,2006,9999,null,null,"N","Wind",{"$nulls":13},0,0,0,0]
["South Meadow","563_G_12",563,"G","12",360,"Combustion Turbine",null,"NENG_CT","Connecticut",9,"Hartford",3,"09003",37.7,14921,1970,9999,null,null,"N","Distillate Fuel Oil",{"$nulls":12},0.33,0.15,0.15,0.15,0.15]
["Sweetwater Wind 3 LLC","56311_G_SW3",56311,"G","SW3",null,"Onshore Wind",null,"ERC_WEST","Texas",48,"Nolan",353,"48353",135,0,2005,9999,null,null,"N","Wind",{"$nulls":13},0,0,0,0]
["Modern Innovative Energy LLC","56323_G_GEN4",56323,"G","GEN4",null,"Landfill Gas",null,"NY_Z_A","New York",36,"Niagara",63,"36063",1.6,13500,2006,9999,null,null,"N","Landfill Gas",{"$nulls":13},0.24082,0.24082,0.24082,0.24082]
["Aragonne Wind LLC","56336_G_1",56336,"G","1",null,"Onshore Wind",null,"WECC_NM","New Mexico",35,"Guadalupe",19,"35019",90,0,2006,9999,null,null,"N","Wind",{"$nulls":13},0,0,0,0]
["Cedar Ridge","56347_G_1",56347,"G","1",null,"Onshore Wind",null,"MIS_WUMS","Wisconsin",55,"Fond Du Lac",39,"55039",67.7,0,2008,9999,null,null,"N","Wind",{"$nulls":13},0,0,0,0]
["Clearwater Power Plant","56356_G_CT1",56356,"G","CT1",null,"Combined Cycle",null,"WECC_SCE","California",6,"Riverside",65,"06065",21,8916,2005,9999,null,null,"Y","Natural Gas",{"$nulls":13},0.02192,0.02192,0.02192,0.02192]
["Sweetwater Wind 5","56372_G_SW5",56372,"G","SW5",null,"Onshore Wind",null,"ERC_WEST","Texas",48,"Nolan",353,"48353",80.5,0,2007,9999,null,null,"N","Wind",{"$nulls":13},0,0,0,0]
["Stanton Energy Center","564_G_B1",564,"G","B1",90549,"Combined Cycle",null,"FRCC","Florida",12,"Orange",95,"12095",167,7795,2010,9999,null,null,"N","Natural Gas, Distillate Fuel Oil",{"$nulls":3},"DLNB + H2O","SCR",{"$nulls":8},0.00411,0.00411,0.00411,0.00411]
["West County Energy Center","56407_G_3ST",56407,"G","3ST",null,"Combined Cycle",null,"FRCC","Florida",12,"Palm Beach",99,"12099",523,7050,2011,9999,null,null,"N","Natural Gas, Distillate Fuel Oil",{"$nulls":3},"DLNB + H2O + LNB + NH3","SCR",2011,{"$nulls":7},7.92E-3,7.92E-3,7.92E-3,7.92E-3]
["Renick Run Pumping Station 03-04","56420_G_0003",56420,"G","0003",null,"Combustion Turbine","IC Engine","PJM_West","Ohio",39,"Franklin",49,"39049",1.1,10759,2006,9999,null,null,"N","Distillate Fuel Oil",{"$nulls":12},3.6,3.16,3.16,3.16,3.16]
["Ameresco Delaware South","56429_G_3",56429,"G","3",null,"Landfill Gas",null,"PJM_EMAC","Delaware",10,"Sussex",5,"10005",1,13500,2006,9999,null,null,"N","Landfill Gas",{"$nulls":12},0.2,0.1697,0.1697,0.1697,0.1697]
["Tuana Gulch Wind Park","56443_G_TGWP",56443,"G","TGWP",null,"Onshore Wind",null,"WECC_ID","Idaho",16,"Twin Falls",83,"16083",10.5,0,2011,9999,null,null,"N","Wind",{"$nulls":13},0,0,0,0]
["Geneva Generation Facility","56462_G_GEN 3",56462,"G","GEN 3",null,"Combustion Turbine","IC Engine","PJM_COMD","Illinois",17,"Kane",89,"17089",5.4,10745,2005,9999,null,null,"N","Natural Gas",{"$nulls":13},0.79266,0.79266,0.79266,0.79266]
["Liberty I & II LFGTE","56465_G_3",56465,"G","3",null,"Landfill Gas",null,"MIS_INKY","Indiana",18,"White",181,"18181",0.8,13500,2005,9999,null,null,"N","Landfill Gas",{"$nulls":13},0.24082,0.24082,0.24082,0.24082]
["Grapeland Peaker","56472_G_BA1",56472,"G","BA1",null,"Energy Storage","","WECC_SCE","California",6,"San Bernardino",71,"06071",10,0,2016,9999,null,null,"N","Energy Storage",{"$nulls":13},0,0,0,0]
["Biglow Canyon Wind Farm","56485_G_2",56485,"G","2",null,"Onshore Wind",null,"WECC_PNW","Oregon",41,"Sherman",55,"41055",163.3,0,2009,9999,null,null,"N","Wind",{"$nulls":13},0,0,0,0]
["Goodman Energy Center","56497_G_3",56497,"G","3",null,"Combustion Turbine","IC Engine","SPP_WEST","Kansas",20,"Ellis",51,"20051",8.2,10745,2008,9999,null,null,"N","Natural Gas",{"$nulls":4},"SCR",{"$nulls":8},1.23537,0.24707,1.23537,0.24707]
["Western 102 Power Plant","56500_G_E202",56500,"G","E202",null,"Combustion Turbine","IC Engine","WECC_NNV","Nevada",32,"Storey",29,"32029",7.9,11118,2005,9999,null,null,"N","Natural Gas",{"$nulls":13},0.79266,0.79266,0.79266,0.79266]
["Emporia Energy Center","56502_G_7",56502,"G","7",89856,"Combustion Turbine",null,"SPP_N","Kansas",20,"Lyon",111,"20111",156,11266,2009,9999,null,null,"N","Natural Gas",{"$nulls":3},"DLNB",{"$nulls":9},0.03653,0.03653,0.03653,0.03653]
["Pennsauken Landfill","56511_G_GEN1",56511,"G","GEN1",null,"Landfill Gas",null,"PJM_EMAC","New Jersey",34,"Camden",7,"34007",0.9,13500,2004,9999,null,null,"N","Landfill Gas",{"$nulls":13},0.24082,0.24082,0.24082,0.24082]
["Plains End II LLC","56516_G_2G14",56516,"G","2G14",null,"Combustion Turbine","IC Engine","WECC_CO","Colorado",8,"Jefferson",59,"08059",8.3,10745,2008,9999,null,null,"N","Natural Gas",{"$nulls":13},0.79266,0.79266,0.79266,0.79266]
["Lake Mills Gas Recovery","56521_G_GEN4",56521,"G","GEN4",null,"Landfill Gas",null,"MIS_IA","Iowa",19,"Winnebago",189,"19189",0.8,13500,2006,9999,null,null,"N","Landfill Gas",{"$nulls":13},0.24082,0.24082,0.24082,0.24082]
["Austin Gas Recovery","56524_G_GEN3",56524,"G","GEN3",null,"Landfill Gas",null,"ERC_REST","Texas",48,"Travis",453,"48453",1.6,13500,2007,9999,null,null,"N","Landfill Gas",{"$nulls":13},0.24082,0.24082,0.24082,0.24082]
["Skyline Gas Recovery","56528_G_GEN1",56528,"G","GEN1",null,"Landfill Gas",null,"ERC_REST","Texas",48,"Dallas",113,"48113",1.6,13500,2007,9999,null,null,"N","Landfill Gas",{"$nulls":13},0.24082,0.24082,0.24082,0.24082]
["Waste Management Bethel LFGTE","56531_G_GEN6",56531,"G","GEN6",null,"Landfill Gas",null,"PJM_Dom","Virginia",51,"Hampton City",650,"51650",0.8,13500,2008,9999,null,null,"N","Landfill Gas",{"$nulls":13},0.6,0.6,0.6,0.6]
["Drexel Operations Center","56548_G_1",56548,"G","1",null,"Combustion Turbine","IC Engine","S_VACA","North Carolina",37,"Burke",23,"37023",2,25000,2007,9999,null,null,"N","Distillate Fuel Oil",{"$nulls":13},1.77612,1.77612,1.77612,1.77612]
["J Lamar Stall Unit","56565_G_6A",56565,"G","6A",90566,"Combined Cycle",null,"SPP_WEST","Louisiana",22,"Caddo",17,"22017",160,7135,2010,9999,null,null,"N","Natural Gas",{"$nulls":3},"DLNB","SCR",{"$nulls":8},0.01098,0.01098,0.01098,0.01098]
["Blue Breezes LLC","56580_G_1",56580,"G","1",null,"Onshore Wind",null,"MIS_MNWI","Minnesota",27,"Faribault",43,"27043",1.3,0,2006,9999,null,null,"N","Wind",{"$nulls":13},0,0,0,0]
["Blue Breezes II LLC","56581_G_1",56581,"G","1",null,"Onshore Wind",null,"MIS_MNWI","Minnesota",27,"Faribault",43,"27043",1.3,0,2006,9999,null,null,"N","Wind",{"$nulls":13},0,0,0,0]
["Elm Street Substation Generators","56597_G_EP02",56597,"G","EP02",null,"Combustion Turbine","IC Engine","MIS_MO","Missouri",29,"St Francois",187,"29187",1.3,21016,2002,9999,null,null,"N","Distillate Fuel Oil",{"$nulls":13},1.77612,1.77612,1.77612,1.77612]
["Prairie Winds ND1","56607_G_ND1",56607,"G","ND1",null,"Onshore Wind",null,"SPP_WAUE","North Dakota",38,"Ward",101,"38101",115.5,0,2009,9999,null,null,"N","Wind",{"$nulls":13},0,0,0,0]
["Elkhorn Valley Wind Farm","56623_G_EH1",56623,"G","EH1",null,"Onshore Wind",null,"WECC_PNW","Oregon",41,"Union",61,"41061",100.7,0,2007,9999,null,null,"N","Wind",{"$nulls":13},0,0,0,0]
["St Paul Cogeneration","56643_B_7",56643,"B","7",null,"Biomass",null,"MIS_MNWI","Minnesota",27,"Ramsey",123,"27123",33,12798,2003,9999,null,null,"Y","Biomass",{"$nulls":4},"SNCR",null,"2003","ESPC + C","No",{"$nulls":4},0.13793,0.13793,0.13793,0.13793]
["Winchester Power Park","56674_G_CGT1",56674,"G","CGT1",90317,"Combustion Turbine",null,"ERC_REST","Texas",48,"Fayette",149,"48149",44,10745,2010,9999,null,null,"N","Natural Gas",{"$nulls":4},"SCR",{"$nulls":8},0.0097,0.0097,0.0097,0.0097]
["Wicomico","56680_G_3",56680,"G","3",null,"Landfill Gas",null,"PJM_EMAC","Maryland",24,"Wicomico",45,"24045",0.3,13500,2007,9999,null,null,"N","Landfill Gas",{"$nulls":13},0.24082,0.24082,0.24082,0.24082]
["Amelia","56681_G_19",56681,"G","19",null,"Landfill Gas",null,"PJM_Dom","Virginia",51,"Amelia",7,"51007",0.3,13500,2001,9999,null,null,"N","Landfill Gas",{"$nulls":13},0.6,0.6,0.6,0.6]
["Amelia","56681_G_35",56681,"G","35",null,"Landfill Gas",null,"PJM_Dom","Virginia",51,"Amelia",7,"51007",0.3,13500,2001,9999,null,null,"N","Landfill Gas",{"$nulls":13},0.6,0.6,0.6,0.6]
["Amelia","56681_G_7",56681,"G","7",null,"Landfill Gas",null,"PJM_Dom","Virginia",51,"Amelia",7,"51007",0.3,13500,2001,9999,null,null,"N","Landfill Gas",{"$nulls":13},0.6,0.6,0.6,0.6]
["Brunswick Landfill Gas","56682_G_23",56682,"G","23",null,"Landfill Gas",null,"PJM_Dom","Virginia",51,"Brunswick",25,"51025",0.3,13500,2007,9999,null,null,"N","Landfill Gas",{"$nulls":13},0.6,0.6,0.6,0.6]
["Brunswick Landfill Gas","56682_G_7",56682,"G","7",null,"Landfill Gas",null,"PJM_Dom","Virginia",51,"Brunswick",25,"51025",0.3,13500,2007,9999,null,null,"N","Landfill Gas",{"$nulls":13},0.6,0.6,0.6,0.6]
["Charles City","56683_G_22",56683,"G","22",null,"Landfill Gas",null,"PJM_Dom","Virginia",51,"Charles City",36,"51036",0.3,13500,2003,9999,null,null,"N","Landfill Gas",{"$nulls":13},0.6,0.6,0.6,0.6]
["Charles City","56683_G_39",56683,"G","39",null,"Landfill Gas",null,"PJM_Dom","Virginia",51,"Charles City",36,"51036",0.3,13500,2003,9999,null,null,"N","Landfill Gas",{"$nulls":13},0.6,0.6,0.6,0.6]
["Chesterfield Landfill Gas","56684_G_10",56684,"G","10",null,"Landfill Gas",null,"PJM_Dom","Virginia",51,"Chesterfield",41,"51041",0.3,13500,2004,9999,null,null,"N","Landfill Gas",{"$nulls":13},0.6,0.6,0.6,0.6]
["Chesterfield Landfill Gas","56684_G_26",56684,"G","26",null,"Landfill Gas",null,"PJM_Dom","Virginia",51,"Chesterfield",41,"51041",0.3,13500,2004,9999,null,null,"N","Landfill Gas",{"$nulls":13},0.6,0.6,0.6,0.6]
["Chesterfield Landfill Gas","56684_G_42",56684,"G","42",null,"Landfill Gas",null,"PJM_Dom","Virginia",51,"Chesterfield",41,"51041",0.3,13500,2004,9999,null,null,"N","Landfill Gas",{"$nulls":13},0.6,0.6,0.6,0.6]
["King & Queen","56686_G_14",56686,"G","14",null,"Landfill Gas",null,"PJM_Dom","Virginia",51,"King And Queen",97,"51097",0.3,13500,2008,9999,null,null,"N","Landfill Gas",{"$nulls":13},0.6,0.6,0.6,0.6]
["King & Queen","56686_G_30",56686,"G","30",null,"Landfill Gas",null,"PJM_Dom","Virginia",51,"King And Queen",97,"51097",0.3,13500,2008,9999,null,null,"N","Landfill Gas",{"$nulls":13},0.6,0.6,0.6,0.6]
["Mountain View","56687_G_13",56687,"G","13",null,"Landfill Gas",null,"PJM_AP","Pennsylvania",42,"Franklin",55,"42055",0.3,13500,2003,9999,null,null,"N","Landfill Gas",{"$nulls":13},0.06265,0.06265,0.06265,0.06265]
["Mountain View","56687_G_29",56687,"G","29",null,"Landfill Gas",null,"PJM_AP","Pennsylvania",42,"Franklin",55,"42055",0.3,13500,2003,9999,null,null,"N","Landfill Gas",{"$nulls":13},0.06265,0.06265,0.06265,0.06265]
["Mountain View","56687_G_45",56687,"G","45",null,"Landfill Gas",null,"PJM_AP","Pennsylvania",42,"Franklin",55,"42055",0.3,13500,2003,9999,null,null,"N","Landfill Gas",{"$nulls":13},0.06265,0.06265,0.06265,0.06265]
["New Bern","56688_G_17",56688,"G","17",null,"Landfill Gas",null,"S_VACA","North Carolina",37,"Craven",49,"37049",0.3,13500,2011,9999,null,null,"N","Landfill Gas",{"$nulls":13},0.24082,0.24082,0.24082,0.24082]
["Pine Grove","56690_G_16",56690,"G","16",null,"Landfill Gas",null,"PJM_WMAC","Pennsylvania",42,"Schuylkill",107,"42107",0.3,13500,2008,9999,null,null,"N","Landfill Gas",{"$nulls":13},0.06265,0.06265,0.06265,0.06265]
["Rockville 1 & 2","56692_G_1H",56692,"G","1H",null,"Combustion Turbine","IC Engine","PJM_Dom","Virginia",51,"Goochland",75,"51075",0.3,10745,1995,9999,null,null,"N","Distillate Fuel Oil",{"$nulls":13},1.77612,1.77612,1.77612,1.77612]
["Rockville 1 & 2","56692_G_2J",56692,"G","2J",null,"Combustion Turbine","IC Engine","PJM_Dom","Virginia",51,"Goochland",75,"51075",0.3,10745,2000,9999,null,null,"N","Distillate Fuel Oil",{"$nulls":13},1.77612,1.77612,1.77612,1.77612]
["Virginia Beach","56693_G_15",56693,"G","15",null,"Landfill Gas",null,"PJM_Dom","Virginia",51,"Virginia Beach City",810,"51810",0.3,13500,2001,9999,null,null,"N","Landfill Gas",{"$nulls":13},0.6,0.6,0.6,0.6]
["Virginia Beach","56693_G_30",56693,"G","30",null,"Landfill Gas",null,"PJM_Dom","Virginia",51,"Virginia Beach City",810,"51810",0.3,13500,2001,9999,null,null,"N","Landfill Gas",{"$nulls":13},0.6,0.6,0.6,0.6]
["Potholes East Canal 66.0","56697_G_1",56697,"G","1",null,"Hydro",null,"WECC_PNW","Washington",53,"Franklin",21,"53021",2.3,0,1985,9999,null,null,"N","Hydro",{"$nulls":13},0,0,0,0]
["El Nido Facility","56707_B_SD200",56707,"B","SD200",null,"Biomass",null,"WEC_CALN","California",6,"Merced",47,"06047",10.5,22615,2008,9999,null,null,"N","Biomass",null,null,0.9,"NH3","SNCR",null,"2008","B + C","NA",{"$nulls":4},0.07096,0.07096,0.07096,0.07096,{"$nulls":4},"Yes"]
["Capricorn Ridge Wind LLC","56763_G_4",56763,"G","4",null,"Onshore Wind",null,"ERC_WEST","Texas",48,"Sterling",431,"48431",112.5,0,2008,9999,null,null,"N","Wind",{"$nulls":13},0,0,0,0]
["Evergreen BioPower LLC","56781_B_3",56781,"B","3",null,"Biomass",null,"WECC_PNW","Oregon",41,"Linn",43,"41043",10,11844,2007,9999,null,null,"Y","Biomass",{"$nulls":3},"FR + OFA",{"$nulls":3},"ESPH + C","No",{"$nulls":4},0.21763,0.21763,0.21763,0.21763]
["Kleen Energy Systems Project","56798_G_U1",56798,"G","U1",90386,"Combined Cycle",null,"NENG_CT","Connecticut",9,"Middlesex",7,"09007",177,7103,2011,9999,null,null,"N","Natural Gas, Distillate Fuel Oil",{"$nulls":3},"DLNB + H2O","SCR",{"$nulls":7},1E-3,0.00699,0.00699,0.00699,0.00699]
["Bear Garden","56807_G_1B",56807,"G","1B",90441,"Combined Cycle",null,"PJM_Dom","Virginia",51,"Buckingham",29,"51029",170,7102,2011,9999,null,null,"N","Natural Gas, Distillate Fuel Oil",{"$nulls":3},"DLNB + H2O","SCR",2011,{"$nulls":6},2E-3,0.00746,0.00746,0.00746,0.00746]
["Marshall Wind 4 LLC","56826_G_1",56826,"G","1",null,"Onshore Wind",null,"MIS_MNWI","Minnesota",27,"Lyon",83,"27083",4.2,0,2007,9999,null,null,"N","Wind",{"$nulls":13},0,0,0,0]
["EXC Wind 8","56838_G_1",56838,"G","1",null,"Onshore Wind",null,"SPP_SPS","Texas",48,"Moore",341,"48341",10,0,2008,9999,null,null,"N","Wind",{"$nulls":13},0,0,0,0]
["Lanchester Generating Station","56850_G_1",56850,"G","1",null,"Landfill Gas",null,"PJM_EMAC","Pennsylvania",42,"Lancaster",71,"42071",1.6,16389,2006,9999,null,null,"N","Landfill Gas",{"$nulls":13},0.06265,0.06265,0.06265,0.06265]
["Bolthouse S&P and Rowen Farms Solar","56862_G_3",56862,"G","3",null,"Solar PV",null,"WECC_SCE","California",6,"Los Angeles",37,"06037",0.3,0,2008,9999,null,null,"N","Solar",{"$nulls":13},0,0,0,0]
["Carbon Limestone","56868_G_17",56868,"G","17",null,"Landfill Gas",null,"PJM_ATSI","Ohio",39,"Mahoning",99,"39099",1.6,13500,2012,9999,null,null,"N","Landfill Gas",{"$nulls":13},0.24082,0.24082,0.24082,0.24082]
["Loraine County Project","56869_G_17",56869,"G","17",null,"Landfill Gas",null,"PJM_ATSI","Ohio",39,"Lorain",93,"39093",1.6,13500,2012,9999,null,null,"N","Landfill Gas",{"$nulls":13},0.24082,0.24082,0.24082,0.24082]
["Taylor","56870_G_8",56870,"G","8",null,"Landfill Gas",null,"S_SOU","Georgia",13,"Taylor",269,"13269",1,13500,2011,9999,null,null,"N","Landfill Gas",{"$nulls":13},0.24082,0.24082,0.24082,0.24082]
["OREG 2 Inc","56880_G_CS12",56880,"G","CS12",null,"Non-Fossil Waste",null,"SPP_WAUE","Montana",30,"Roosevelt",85,"30085",5.5,9487,2009,9999,null,null,"N","Non-Fossil Waste",{"$nulls":13},0,0,0,0]
["Cumberland County PA LFG Recovery","56887_G_GEN 3",56887,"G","GEN 3",null,"Landfill Gas",null,"PJM_PENE","Pennsylvania",42,"Cumberland",41,"42041",1.6,13500,2009,9999,null,null,"N","Landfill Gas",{"$nulls":13},0.06265,0.06265,0.06265,0.06265]
["Ameresco Ox Mountain","56895_G_4",56895,"G","4",null,"Landfill Gas",null,"WEC_CALN","California",6,"San Mateo",81,"06081",1.8,13500,2008,9999,null,null,"N","Landfill Gas",{"$nulls":13},0.10624,0.10624,0.10624,0.10624]
["Noble Wethersfield Windpark LLC","56902_G_1",56902,"G","1",null,"Onshore Wind",null,"NY_Z_C&E","New York",36,"Wyoming",121,"36121",126,0,2009,9999,null,null,"N","Wind",{"$nulls":13},0,0,0,0]
["Noble Chateaugay Windpark LLC","56904_G_1",56904,"G","1",null,"Onshore Wind",null,"NY_Z_D","New York",36,"Franklin",33,"36033",106.5,0,2009,9999,null,null,"N","Wind",{"$nulls":13},0,0,0,0]
["SAS Solar Farm","56915_G_3",56915,"G","3",null,"Solar PV",null,"S_VACA","North Carolina",37,"Wake",183,"37183",0.5,0,2010,9999,null,null,"N","Solar",{"$nulls":13},0,0,0,0]
["Cassia Wind","56934_G_1",56934,"G","1",null,"Onshore Wind",null,"WECC_ID","Idaho",16,"Twin Falls",83,"16083",10.5,0,2009,9999,null,null,"N","Wind",{"$nulls":13},0,0,0,0]
["Forward Wind Energy Center","56942_G_1",56942,"G","1",null,"Onshore Wind",null,"MIS_WUMS","Wisconsin",55,"Dodge",27,"55027",99,0,2008,9999,null,null,"N","Wind",{"$nulls":13},0,0,0,0]
["Coolidge Generation Station","56948_G_9",56948,"G","9",90472,"Combustion Turbine",null,"WECC_AZ","Arizona",4,"Pinal",21,"04021",43.4,10745,2011,9999,null,null,"N","Natural Gas",{"$nulls":3},"H2O","SCR",{"$nulls":8},0.01339,0.01339,0.01339,0.01339]
["DANC LFGTE Facility","56958_G_GEN2",56958,"G","GEN2",null,"Landfill Gas",null,"NY_Z_C&E","New York",36,"Jefferson",45,"36045",1.6,13500,2008,9999,null,null,"N","Landfill Gas",{"$nulls":13},0.24082,0.24082,0.24082,0.24082]
["Bayonne Energy Center","56964_G_GT5",56964,"G","GT5",90485,"Combustion Turbine",null,"NY_Z_J","New Jersey",34,"Hudson",17,"34017",59.9,10745,2012,9999,null,null,"N","Natural Gas, Distillate Fuel Oil",{"$nulls":3},"H2O + NH3","SCR",{"$nulls":8},0.00812,0.00812,0.00812,0.00812]
["Sears Hydroelectric Plant","56978_G_4",56978,"G","4",null,"Hydro",null,"MIS_MIDA","Illinois",17,"Rock Island",161,"17161",0.3,0,2010,9999,null,null,"N","Hydro",{"$nulls":13},0,0,0,0]
["Hyland LFGTE Facility","56987_G_GEN2",56987,"G","GEN2",null,"Landfill Gas",null,"NY_Z_B","New York",36,"Allegany",3,"36003",1.6,13500,2008,9999,null,null,"N","Landfill Gas",{"$nulls":13},0.24082,0.24082,0.24082,0.24082]
["Pueblo Airport Generating Station","56998_G_7",56998,"G","7",90560,"Combined Cycle",null,"WECC_CO","Colorado",8,"Pueblo",101,"08101",37,7693,2012,9999,null,null,"N","Natural Gas",{"$nulls":3},"H2O","SCR",2011,{"$nulls":7},0.00404,0.00404,0.00404,0.00404]
["Waste Management Arden LFGTE","57014_G_GEN2",57014,"G","GEN2",null,"Landfill Gas",null,"PJM_AP","Pennsylvania",42,"Washington",125,"42125",0.8,13500,2009,9999,null,null,"N","Landfill Gas",{"$nulls":13},0.06265,0.06265,0.06265,0.06265]
["Waste Management Crossroads LFGTE","57016_G_GEN1",57016,"G","GEN1",null,"Landfill Gas",null,"NENG_ME","Maine",23,"Somerset",25,"23025",1.6,13500,2009,9999,null,null,"N","Landfill Gas",{"$nulls":13},0.24082,0.24082,0.24082,0.24082]
["Riverbend Landfill","57019_G_GEN4",57019,"G","GEN4",null,"Landfill Gas",null,"WECC_PNW","Oregon",41,"Yamhill",71,"41071",0.8,13500,2010,9999,null,null,"N","Landfill Gas",{"$nulls":13},0.24082,0.24082,0.24082,0.24082]
["Waste Management Northern Oaks LFGTE","57024_G_GEN1",57024,"G","GEN1",null,"Landfill Gas",null,"MIS_LMI","Michigan",26,"Clare",35,"26035",1.6,13500,2010,9999,null,null,"N","Landfill Gas",{"$nulls":13},0.24082,0.24082,0.24082,0.24082]
["Canyon Power Plant","57027_G_CPP4",57027,"G","CPP4",90587,"Combustion Turbine",null,"WECC_SCE","California",6,"Orange",59,"06059",49.4,10745,2011,9999,null,null,"N","Natural Gas",{"$nulls":3},"H2O + NH3",{"$nulls":9},0.00974,0.00974,0.00974,0.00974]
["Willmar Municipal SW Substation","57035_G_SW03",57035,"G","SW03",null,"Combustion Turbine","IC Engine","MIS_MNWI","Minnesota",27,"Kandiyohi",67,"27067",2,10813,2000,9999,null,null,"N","Distillate Fuel Oil",{"$nulls":13},3.62898,3.62898,3.62898,3.62898]
["NaturEner Glacier Wind Energy 1","57049_G_NGW1",57049,"G","NGW1",null,"Onshore Wind",null,"WECC_MT","Montana",30,"Toole",101,"30101",104.2,0,2008,9999,null,null,"N","Wind",{"$nulls":13},0,0,0,0]
["Ivanpah 1","57074_B_BLR1",57074,"B","BLR1",null,"Solar Thermal",null,"WECC_SCE","California",6,"San Bernardino",71,"06071",133,9771,2013,9999,null,null,"N","Solar",{"$nulls":13},0,0,0,0]
["WestRock (WA)","57099_B_4RB",57099,"B","4RB",null,"Non-Fossil Waste",null,"WECC_PNW","Washington",53,"Pierce",53,"53053",28,11414,1973,9999,null,null,"Y","Non-Fossil Waste",{"$nulls":7},"ESPC","No",{"$nulls":4},0,0,0,0]
["Greensburg","57118_G_GEN 1",57118,"G","GEN 1",null,"Onshore Wind",null,"SPP_N","Kansas",20,"Kiowa",97,"20097",12.5,0,2010,9999,null,null,"N","Wind",{"$nulls":13},0,0,0,0]
["G2 Energy Marion LLC","57128_G_360",57128,"G","360",null,"Landfill Gas",null,"FRCC","Florida",12,"Marion",83,"12083",0.8,13500,2010,9999,null,null,"N","Landfill Gas",{"$nulls":13},0.1,0.1,0.1,0.1]
["White River Lock and Dam 1","57160_G_LD#1",57160,"G","LD#1",null,"Hydro",null,"SPP_WEST","Arkansas",5,"Independence",63,"05063",4.3,0,2007,9999,null,null,"N","Hydro",{"$nulls":13},0,0,0,0]
["Waste Management Piedmont LFGTE Project","57169_G_GEN2",57169,"G","GEN2",null,"Landfill Gas",null,"S_VACA","North Carolina",37,"Forsyth",67,"37067",0.8,13500,2011,9999,null,null,"N","Landfill Gas",{"$nulls":13},0.24082,0.24082,0.24082,0.24082]
["PPL Frey Farm Landfill Wind","57182_G_1",57182,"G","1",null,"Onshore Wind",null,"PJM_EMAC","Pennsylvania",42,"Lancaster",71,"42071",3.2,0,2011,9999,null,null,"N","Wind",{"$nulls":13},0,0,0,0]
["Little Quinnesec Falls Hydro Project","57190_G_UNIT3",57190,"G","UNIT3",null,"Hydro",null,"MIS_WUMS","Wisconsin",55,"Marinette",75,"55075",1.9,0,1911,9999,null,null,"N","Hydro",{"$nulls":13},0,0,0,0]
["CM48","57205_G_PV02",57205,"G","PV02",null,"Solar PV",null,"WECC_SNV","Nevada",32,"Clark",3,"32003",8,0,2010,9999,null,null,"N","Solar",{"$nulls":13},0,0,0,0]
["Crayola Solar Project","57216_G_1",57216,"G","1",null,"Solar PV",null,"PJM_WMAC","Pennsylvania",42,"Northampton",95,"42095",1,0,2010,9999,null,null,"N","Solar",{"$nulls":13},0,0,0,0]
["Solar Photovoltaic Project #07","57221_G_S007D",57221,"G","S007D",null,"Solar PV",null,"WECC_SCE","California",6,"San Bernardino",71,"06071",0.5,0,2012,9999,null,null,"N","Solar",{"$nulls":13},0,0,0,0]
["Solar Photovoltaic Project #12","57226_G_S012A",57226,"G","S012A",null,"Solar PV",null,"WECC_SCE","California",6,"San Bernardino",71,"06071",0.5,0,2011,9999,null,null,"N","Solar",{"$nulls":13},0,0,0,0]
["Solar Photovoltaic Project #16","57230_G_S016C",57230,"G","S016C",null,"Solar PV",null,"WECC_SCE","California",6,"San Bernardino",71,"06071",0.5,0,2015,9999,null,null,"N","Solar",{"$nulls":13},0,0,0,0]
["Solar Photovoltaic Project #22","57237_G_S022B",57237,"G","S022B",null,"Solar PV",null,"WECC_SCE","California",6,"San Bernardino",71,"06071",0.5,0,2011,9999,null,null,"N","Solar",{"$nulls":13},0,0,0,0]
["Solar Photovoltaic Project #26","57245_G_SO26K",57245,"G","SO26K",null,"Solar PV",null,"WECC_SCE","California",6,"San Bernardino",71,"06071",0.5,0,2015,9999,null,null,"N","Solar",{"$nulls":13},0,0,0,0]
["Earthmovers LFGTE","57250_G_2",57250,"G","2",null,"Landfill Gas",null,"MIS_INKY","Indiana",18,"Elkhart",39,"18039",0.8,13500,2010,9999,null,null,"N","Landfill Gas",{"$nulls":13},0.24082,0.24082,0.24082,0.24082]
["Taloga Wind LLC","57261_G_1",57261,"G","1",null,"Onshore Wind",null,"SPP_WEST","Oklahoma",40,"Dewey",43,"40043",130,0,2011,9999,null,null,"N","Wind",{"$nulls":13},0,0,0,0]
["Flat Water Wind Farm LLC","57283_G_WTG1",57283,"G","WTG1",null,"Onshore Wind",null,"SPP_NEBR","Nebraska",31,"Richardson",147,"31147",60,0,2010,9999,null,null,"N","Wind",{"$nulls":13},0,0,0,0]
["Cedar Hills","57298_G_1",57298,"G","1",null,"Landfill Gas",null,"WECC_PNW","Washington",53,"King",33,"53033",0.3,13500,2009,9999,null,null,"N","Landfill Gas",{"$nulls":13},0.24082,0.24082,0.24082,0.24082]
["Dunlap","57299_G_1",57299,"G","1",null,"Onshore Wind",null,"WECC_WY","Wyoming",56,"Carbon",7,"56007",111,0,2010,9999,null,null,"N","Wind",{"$nulls":13},0,0,0,0]
["Big Horn Wind II","57319_G_1",57319,"G","1",null,"Onshore Wind",null,"WECC_PNW","Washington",53,"Klickitat",39,"53039",50,0,2011,9999,null,null,"N","Wind",{"$nulls":13},0,0,0,0]
["Roadrunner Solar","57338_G_1",57338,"G","1",null,"Solar PV",null,"WECC_NM","New Mexico",35,"Dona Ana",13,"35013",20,0,2011,9999,null,null,"N","Solar",{"$nulls":13},0,0,0,0]
["Uilk Wind LLC","57351_G_FA02",57351,"G","FA02",null,"Onshore Wind",null,"MIS_MNWI","Minnesota",27,"Pipestone",117,"27117",1.5,0,2010,9999,null,null,"N","Wind",{"$nulls":13},0,0,0,0]
["Red Mesa Wind LLC","57357_G_EXIS",57357,"G","EXIS",null,"Onshore Wind",null,"WECC_NM","New Mexico",35,"Sandoval",43,"35043",102.4,0,2010,9999,null,null,"N","Wind",{"$nulls":13},0,0,0,0]
["Agua Caliente Solar Project","57373_G_AGU1",57373,"G","AGU1",null,"Solar PV",null,"WECC_AZ","Arizona",4,"Yuma",27,"04027",90.7,0,2012,9999,null,null,"N","Solar",{"$nulls":13},0,0,0,0]
["Ashtabula Wind III LLC","57387_G_GE16",57387,"G","GE16",null,"Onshore Wind",null,"MIS_MAPP","North Dakota",38,"Barnes",3,"38003",62.4,0,2010,9999,null,null,"N","Wind",{"$nulls":13},0,0,0,0]
["Taylorsville Solar LLC","57402_G_TAY1",57402,"G","TAY1",null,"Solar PV",null,"S_VACA","North Carolina",37,"Alexander",3,"37003",1,0,2010,9999,null,null,"N","Solar",{"$nulls":13},0,0,0,0]
["Northwest Regional","57403_G_GEN1",57403,"G","GEN1",null,"Landfill Gas",null,"WECC_AZ","Arizona",4,"Maricopa",13,"04013",1.6,13500,2012,9999,null,null,"N","Landfill Gas",{"$nulls":13},0.24082,0.24082,0.24082,0.24082]
["Geneva","57410_G_GEN5",57410,"G","GEN5",null,"Landfill Gas",null,"PJM_ATSI","Ohio",39,"Ashtabula",7,"39007",0.8,13500,2013,9999,null,null,"N","Landfill Gas",{"$nulls":13},0.24082,0.24082,0.24082,0.24082]
["Mainline Windfarm","57429_G_1",57429,"G","1",null,"Onshore Wind",null,"WECC_ID","Idaho",16,"Elmore",39,"16039",23,0,2012,9999,null,null,"N","Wind",{"$nulls":13},0,0,0,0]
["Solar Photovoltaic Project #42","57441_G_S42A",57441,"G","S42A",null,"Solar PV",null,"WECC_SCE","California",6,"Tulare",107,"06107",0.5,0,2012,9999,null,null,"N","Solar",{"$nulls":13},0,0,0,0]
["Pine Tree Acres WM LFGTE","57443_G_GEN7",57443,"G","GEN7",null,"Landfill Gas",null,"MIS_LMI","Michigan",26,"Macomb",99,"26099",1.6,13500,2012,9999,null,null,"N","Landfill Gas",{"$nulls":13},0.24082,0.24082,0.24082,0.24082]
["145 Talmadge Solar","57458_G_1",57458,"G","1",null,"Solar PV",null,"PJM_EMAC","New Jersey",34,"Middlesex",23,"34023",3.8,0,2011,9999,null,null,"N","Solar",{"$nulls":13},0,0,0,0]
["TBE-Montgomery LLC","57472_G_CTG",57472,"G","CTG",null,"Non-Fossil Waste",null,"NY_Z_G-I","New York",36,"Orange",71,"36071",11.6,14731,2020,9999,null,null,"N","Non-Fossil Waste",{"$nulls":13},0,0,0,0]
["Mariposa Energy Project","57483_G_CTG4",57483,"G","CTG4",90695,"Combustion Turbine",null,"WEC_CALN","California",6,"Alameda",1,"06001",49.9,10745,2012,9999,null,null,"N","Natural Gas",{"$nulls":4},"SCR",{"$nulls":8},0.01279,0.01279,0.01279,0.01279]
["Tieton Dam Hydro Electric Project","57496_G_UNIT1",57496,"G","UNIT1",null,"Hydro",null,"WECC_PNW","Washington",53,"Yakima",77,"53077",6.9,0,2006,9999,null,null,"N","Hydro",{"$nulls":13},0,0,0,0]
["Walnut Creek Energy Park","57515_G_GT2",57515,"G","GT2",90678,"Combustion Turbine",null,"WEC_LADW","California",6,"Los Angeles",37,"06037",97,10745,2013,9999,null,null,"N","Natural Gas",{"$nulls":3},"H2O","SCR",{"$nulls":8},0.01348,0.01348,0.01348,0.01348]
["Solar Photovoltaic Project #32","57534_G_S32C",57534,"G","S32C",null,"Solar PV",null,"WECC_SCE","California",6,"San Bernardino",71,"06071",0.5,0,2015,9999,null,null,"N","Solar",{"$nulls":13},0,0,0,0]
["Cotton Center Solar","57561_G_PV1",57561,"G","PV1",null,"Solar PV",null,"WECC_AZ","Arizona",4,"Maricopa",13,"04013",17,0,2011,9999,null,null,"N","Solar",{"$nulls":13},0,0,0,0]
["Las Vegas Solar Energy Center","57576_G_LVSEC",57576,"G","LVSEC",null,"Solar PV",null,"WECC_NM","New Mexico",35,"San Miguel",47,"35047",5,0,2011,9999,null,null,"N","Solar",{"$nulls":13},0,0,0,0]
["Long Island Solar Farm LLC","57589_G_9WUBN",57589,"G","9WUBN",null,"Solar PV",null,"NY_Z_K","New York",36,"Suffolk",103,"36103",31.5,0,2011,9999,null,null,"N","Solar",{"$nulls":13},0,0,0,0]
["Gary Court 1 & 2","57601_G_GC2",57601,"G","GC2",null,"Combustion Turbine","IC Engine","NENG_CT","Connecticut",9,"New London",11,"09011",2.5,10745,2010,9999,null,null,"N","Distillate Fuel Oil",{"$nulls":13},2.52469,2.52469,2.52469,2.52469]
["Blue Canyon Windpower VI LLC","57616_G_GEN1",57616,"G","GEN1",null,"Onshore Wind",null,"SPP_WEST","Oklahoma",40,"Caddo",15,"40015",100,0,2011,9999,null,null,"N","Wind",{"$nulls":13},0,0,0,0]
["Union City Wind Turbine","57637_G_1",57637,"G","1",null,"Onshore Wind",null,"PJM_West","Indiana",18,"Randolph",135,"18135",1,0,2010,9999,null,null,"N","Wind",{"$nulls":13},0,0,0,0]
["Bakersfield College Solar 01","57655_G_BC01",57655,"G","BC01",null,"Solar PV",null,"WEC_CALN","California",6,"Kern",29,"06029",1.1,0,2010,9999,null,null,"N","Solar",{"$nulls":13},0,0,0,0]
["SAF Hydroelectric LLC","57665_G_2",57665,"G","2",null,"Hydro",null,"MIS_MNWI","Minnesota",27,"Hennepin",53,"27053",0.6,0,2011,9999,null,null,"N","Hydro",{"$nulls":13},0,0,0,0]
["SMUD at Grundman","57669_G_PV1",57669,"G","PV1",null,"Solar PV",null,"WEC_BANC","California",6,"Sacramento",67,"06067",17,0,2011,9999,null,null,"N","Solar",{"$nulls":13},0,0,0,0]
["City of Madera WWTP","57682_G_1",57682,"G","1",null,"Solar PV",null,"WEC_CALN","California",6,"Madera",39,"06039",1,0,2009,9999,null,null,"N","Solar",{"$nulls":13},0,0,0,0]
["DOE Golden NREL Main Campus","57694_G_RSF2",57694,"G","RSF2",null,"Solar PV",null,"WECC_CO","Colorado",8,"Jefferson",59,"08059",0.4,0,2012,9999,null,null,"N","Solar",{"$nulls":13},0,0,0,0]
["Cheyenne Prairie Generating Station","57703_G_02A",57703,"G","02A",90709,"Combustion Turbine",null,"WECC_WY","Wyoming",56,"Laramie",21,"56021",37,10745,2014,9999,null,null,"N","Natural Gas",{"$nulls":3},"DLNB","SCR",{"$nulls":8},0.01921,0.01921,0.01921,0.01921]
["City of Palo Alto","57714_G_GEN1",57714,"G","GEN1",null,"Combustion Turbine","IC Engine","WEC_CALN","California",6,"Santa Clara",85,"06085",1.1,11424,2002,9999,null,null,"N","Natural Gas",{"$nulls":13},0.14976,0.14976,0.14976,0.14976]
["Lake Hodges Hydroelectric Facility","57729_G_2",57729,"G","2",null,"Pumped Storage",null,"WEC_SDGE","California",6,"San Diego",73,"06073",21,0,2012,9999,null,null,"N","Pumped Storage",{"$nulls":13},0,0,0,0]
["FedEx Field Solar Facility","57747_G_1",57747,"G","1",null,"Solar PV",null,"PJM_SMAC","Maryland",24,"Prince Georges",33,"24033",2,0,2011,9999,null,null,"N","Solar",{"$nulls":13},0,0,0,0]
["Naval Air Weapons Station China Lake","57764_G_1",57764,"G","1",null,"Solar PV",null,"WECC_SCE","California",6,"Kern",29,"06029",11.1,0,2012,9999,null,null,"N","Solar",{"$nulls":13},0,0,0,0]
["FedEx Woodbridge","57776_G_1",57776,"G","1",null,"Solar PV",null,"PJM_EMAC","New Jersey",34,"Middlesex",23,"34023",2.4,0,2009,9999,null,null,"N","Solar",{"$nulls":13},0,0,0,0]
["Foundation AB","57791_G_WTG1",57791,"G","WTG1",null,"Onshore Wind",null,"WEC_CALN","California",6,"Solano",95,"06095",1.5,0,2011,9999,null,null,"N","Wind",{"$nulls":13},0,0,0,0]
["Coca Cola American Canyon","57807_G_COK01",57807,"G","COK01",null,"Fuel Cell",null,"WEC_CALN","California",6,"Napa",55,"06055",1,8886,2011,9999,null,null,"N","Natural Gas",{"$nulls":13},0,0,0,0]
["Middletown Coke Company, LLC","57822_B_HRSG5",57822,"B","HRSG5",null,"Fossil Waste",null,"PJM_West","Ohio",39,"Butler",17,"39017",9.4,11373,2011,9999,null,null,"Y","Fossil Waste","Dry Scrubber",2011,0.92,{"$nulls":4},"B","NA",{"$nulls":4},0.04795,0.04795,0.04795,0.04795]
["Woodbridge Energy Center","57839_G_CT001",57839,"G","CT001",90934,"Combined Cycle",null,"PJM_EMAC","New Jersey",34,"Middlesex",23,"34023",209.5,7050,2015,9999,null,null,"N","Natural Gas",{"$nulls":3},"DLNB","SCR",{"$nulls":8},0.00574,0.00574,0.00574,0.00574]
["North Hollywood","57854_G_2T1",57854,"G","2T1",null,"Hydro",null,"WEC_LADW","California",6,"Los Angeles",37,"06037",1.2,0,1993,9999,null,null,"N","Hydro",{"$nulls":13},0,0,0,0]
["Antelope Station","57865_G_E05",57865,"G","E05",null,"Combustion Turbine","IC Engine","SPP_SPS","Texas",48,"Hale",189,"48189",9.1,10745,2011,9999,null,null,"N","Natural Gas",{"$nulls":13},0.02402,0.02402,0.02402,0.02402]
["Heller Industrial Parks","57869_G_UNIT1",57869,"G","UNIT1",null,"Solar PV",null,"PJM_EMAC","New Jersey",34,"Middlesex",23,"34023",2.7,0,2011,9999,null,null,"N","Solar",{"$nulls":13},0,0,0,0]
["Pioneer Generating Station","57881_G_03",57881,"G","03",90835,"Combustion Turbine",null,"SPP_WAUE","North Dakota",38,"Williams",105,"38105",40,10745,2014,9999,null,null,"N","Natural Gas, Distillate Fuel Oil",{"$nulls":3},"H2O","SCR",{"$nulls":8},0.01671,0.01671,0.01671,0.01671]
["Lake Charles Polymers","57884_G_G-902",57884,"G","G-902",null,"Combustion Turbine","IC Engine","MIS_WOTA","Louisiana",22,"Calcasieu",19,"22019",8,11118,2011,9999,null,null,"N","Natural Gas",{"$nulls":13},0.79266,0.79266,0.79266,0.79266]
["Richmond Energy","57897_G_UNT4",57897,"G","UNT4",null,"Landfill Gas",null,"PJM_Dom","Virginia",51,"Henrico",87,"51087",1.6,13500,2012,9999,null,null,"N","Landfill Gas",{"$nulls":13},0.6,0.6,0.6,0.6]
["Solar Photovoltaic Project #48","57900_G_S48E",57900,"G","S48E",null,"Solar PV",null,"WECC_SCE","California",6,"San Bernardino",71,"06071",0.5,0,2015,9999,null,null,"N","Solar",{"$nulls":13},0,0,0,0]
["Centennial Generating Station","57910_G_4",57910,"G","4",null,"Combustion Turbine","IC Engine","SPP_WAUE","Minnesota",27,"Clay",27,"27027",2,21897,2011,9999,null,null,"N","Distillate Fuel Oil",{"$nulls":13},3.62898,3.62898,3.62898,3.62898]
["Town of Norfolk MA at Medway Branch","57942_G_PV1",57942,"G","PV1",null,"Solar PV",null,"NENGREST","Massachusetts",25,"Norfolk",21,"25021",1.2,0,2012,9999,null,null,"N","Solar",{"$nulls":13},0,0,0,0]
["Roquette America","57953_G_GT",57953,"G","GT",null,"Combined Cycle",null,"MIS_MO","Iowa",19,"Lee",111,"19111",38,7590,2004,9999,null,null,"Y","Natural Gas",{"$nulls":4},"SCR",2004,{"$nulls":7},0.01037,0.01037,0.01037,0.01037]
["Lodi Energy Center","57978_G_CT1",57978,"G","CT1",90795,"Combined Cycle",null,"WEC_CALN","California",6,"San Joaquin",77,"06077",162,7062,2012,9999,null,null,"N","Natural Gas",{"$nulls":4},"SCR",{"$nulls":8},0.00737,0.00737,0.00737,0.00737]
["Lincoln Landfill","57988_G_GEN3",57988,"G","GEN3",null,"Landfill Gas",null,"WEC_CALN","California",6,"Placer",61,"06061",0.8,13500,2004,9999,null,null,"N","Landfill Gas",{"$nulls":13},0.04297,0.04297,0.04297,0.04297]
["Apple Data Center PV","57994_G_PV1",57994,"G","PV1",null,"Solar PV",null,"S_VACA","North Carolina",37,"Catawba",35,"37035",20,0,2013,9999,null,null,"N","Solar",{"$nulls":13},0,0,0,0]
["NaturEner Rim Rock Energy","57995_G_RR",57995,"G","RR",null,"Onshore Wind",null,"WECC_MT","Montana",30,"Toole",101,"30101",184.6,0,2012,9999,null,null,"N","Wind",{"$nulls":13},0,0,0,0]
["Panda Sherman Power Station","58005_G_STG-1",58005,"G","STG-1",null,"Combined Cycle",null,"ERC_REST","Texas",48,"Grayson",181,"48181",309,7189,2014,9999,null,null,"N","Natural Gas",{"$nulls":3},"DLNB","SCR",2014,{"$nulls":7},0.00685,0.00685,0.00685,0.00685]
["IKEA Westhampton 061","58016_G_PV",58016,"G","PV",null,"Solar PV",null,"PJM_EMAC","New Jersey",34,"Burlington",5,"34005",1.8,0,2013,9999,null,null,"N","Solar",{"$nulls":13},0,0,0,0]
["SunE CPS2 LLC","58027_G_1",58027,"G","1",null,"Solar PV",null,"ERC_REST","Texas",48,"Bexar",29,"48029",9.9,0,2012,9999,null,null,"N","Solar",{"$nulls":13},0,0,0,0]
["Community Wind South","58045_G_GEN1",58045,"G","GEN1",null,"Onshore Wind",null,"MIS_MNWI","Minnesota",27,"Nobles",105,"27105",30,0,2012,9999,null,null,"N","Wind",{"$nulls":13},0,0,0,0]
["Edwards Air Force Base","58076_G_2",58076,"G","2",null,"Solar PV",null,"WECC_SCE","California",6,"Kern",29,"06029",1,0,2011,9999,null,null,"N","Solar",{"$nulls":13},0,0,0,0]
["Keystone Solar","58091_G_KSTN",58091,"G","KSTN",null,"Solar PV",null,"PJM_EMAC","Pennsylvania",42,"Lancaster",71,"42071",5,0,2012,9999,null,null,"N","Solar",{"$nulls":13},0,0,0,0]
["Foundation Cemex Madison","58112_G_WTG1",58112,"G","WTG1",null,"Onshore Wind",null,"WEC_CALN","California",6,"Yolo",113,"06113",1,0,2012,9999,null,null,"N","Wind",{"$nulls":13},0,0,0,0]
["Kaiser Downey","58128_G_KRSO2",58128,"G","KRSO2",null,"Landfill Gas",null,"WEC_LADW","California",6,"Los Angeles",37,"06037",0.2,13500,2012,9999,null,null,"N","Landfill Gas",{"$nulls":13},0.08623,0.08623,0.08623,0.08623]
["Groton Wind LLC","58141_G_1",58141,"G","1",null,"Onshore Wind",null,"NENGREST","New Hampshire",33,"Grafton",9,"33009",48,0,2012,9999,null,null,"N","Wind",{"$nulls":13},0,0,0,0]
["Western Michigan University Power Plant","58161_G_STG-1",58161,"G","STG-1",null,"Combined Cycle",null,"MIS_LMI","Michigan",26,"Kalamazoo",77,"26077",0.9,7590,1999,9999,null,null,"Y","Natural Gas",{"$nulls":13},0.04721,0.04721,0.04721,0.04721]
["Kishwaukee CHP Plant","58177_G_3",58177,"G","3",null,"Non-Fossil Waste",null,"PJM_COMD","Illinois",17,"Winnebago",201,"17201",1,11620,2010,9999,null,null,"Y","Non-Fossil Waste",{"$nulls":13},0,0,0,0]
["Central Utility Plant at White Oak","58207_G_G10",58207,"G","G10",null,"Combustion Turbine","IC Engine","PJM_SMAC","Maryland",24,"Montgomery",31,"24031",2.3,14397,2014,9999,null,null,"N","Natural Gas, Distillate Fuel Oil",{"$nulls":13},1.77612,1.77612,1.77612,1.77612]
["Lee Combined Cycle Plant","58215_G_1C",58215,"G","1C",90646,"Combined Cycle",null,"S_VACA","North Carolina",37,"Wayne",191,"37191",170,7768,2013,9999,null,null,"N","Natural Gas, Distillate Fuel Oil",{"$nulls":3},"DLNB + H2O","SCR",{"$nulls":8},0.04111,0.04111,0.04111,0.04111]
["Lincoln Financial Field","58231_G_GEN1",58231,"G","GEN1",null,"Solar PV",null,"PJM_EMAC","Pennsylvania",42,"Philadelphia",101,"42101",2.9,0,2013,9999,null,null,"N","Solar",{"$nulls":13},0,0,0,0]
["Pierce College","58248_G_GEN1",58248,"G","GEN1",null,"Solar PV",null,"WEC_LADW","California",6,"Los Angeles",37,"06037",1.9,0,2013,9999,null,null,"N","Solar",{"$nulls":13},0,0,0,0]
["Rubart","58255_G_11",58255,"G","11",null,"Combustion Turbine","IC Engine","SPP_N","Kansas",20,"Grant",67,"20067",9,10745,2014,9999,null,null,"N","Natural Gas",{"$nulls":4},"SCR",{"$nulls":8},0.183,0.0366,0.183,0.0366]
["Apple Data Center - Fuel Cell 1&2","58264_G_FC2",58264,"G","FC2",null,"Landfill Gas",null,"S_VACA","North Carolina",37,"Catawba",35,"37035",5.2,14242,2013,9999,null,null,"N","Landfill Gas",{"$nulls":13},0.24082,0.24082,0.24082,0.24082]
["Bay View Backup Power Facility","58269_G_G5",58269,"G","G5",null,"Combustion Turbine","IC Engine","PJM_ATSI","Ohio",39,"Lucas",95,"39095",2,10745,2007,9999,null,null,"N","Natural Gas, Distillate Fuel Oil",{"$nulls":13},0.79266,0.79266,0.79266,0.79266]
["Paradise Valley H.S. PV","58293_G_PVH",58293,"G","PVH",null,"Solar PV",null,"WECC_AZ","Arizona",4,"Maricopa",13,"04013",1.3,0,2013,9999,null,null,"N","Solar",{"$nulls":13},0,0,0,0]
["Ivanhoe Solar","58307_G_1",58307,"G","1",null,"Solar PV",null,"WECC_SCE","California",6,"Tulare",107,"06107",1.5,0,2014,9999,null,null,"N","Solar",{"$nulls":13},0,0,0,0]
["Patua Geothermal Project Phase 1A","58319_G_1",58319,"G","1",null,"Geothermal",null,"WECC_NNV","Nevada",32,"Churchill",1,"32001",10,9771,2013,9999,null,null,"N","Geothermal",{"$nulls":13},0,0,0,0,0.4563,0.4563,0.4563]
["North Chicago Energy Center","58328_G_GT1",58328,"G","GT1",null,"Combustion Turbine",null,"PJM_COMD","Illinois",17,"Lake",97,"17097",5.2,11419,2003,9999,null,null,"Y","Natural Gas, Distillate Fuel Oil",{"$nulls":13},0.16138,0.16138,0.16138,0.16138]
["Rock Farm","58347_G_1",58347,"G","1",null,"Solar PV",null,"S_VACA","North Carolina",37,"Richmond",153,"37153",5,0,2013,9999,null,null,"N","Solar",{"$nulls":13},0,0,0,0]
["Atwell Island","58366_G_1",58366,"G","1",null,"Solar PV",null,"WECC_SCE","California",6,"Tulare",107,"06107",20.2,0,2013,9999,null,null,"N","Solar",{"$nulls":13},0,0,0,0]
["Fargo Drop","58384_G_GEN1",58384,"G","GEN1",null,"Hydro",null,"WECC_ID","Idaho",16,"Canyon",27,"16027",1.1,0,2013,9999,null,null,"N","Hydro",{"$nulls":13},0,0,0,0]
["Jordan Hydroelectric Project","58390_G_WMOD",58390,"G","WMOD",null,"Hydro",null,"S_VACA","North Carolina",37,"Chatham",37,"37037",2.2,0,2012,9999,null,null,"N","Hydro",{"$nulls":13},0,0,0,0]
["Marshfield PV","58410_G_SO032",58410,"G","SO032",null,"Solar PV",null,"NENGREST","Massachusetts",25,"Plymouth",23,"25023",3,0,2013,9999,null,null,"N","Solar",{"$nulls":13},0,0,0,0]
["Sunshine Gas Producers","58429_G_2",58429,"G","2",null,"Landfill Gas",null,"WEC_LADW","California",6,"Los Angeles",37,"06037",4,13500,2014,9999,null,null,"N","Landfill Gas",{"$nulls":13},0.0205,0.0205,0.0205,0.0205]
["Red Lion Energy Center","58433_G_RED4",58433,"G","RED4",null,"Fuel Cell",null,"PJM_EMAC","Delaware",10,"New Castle",3,"10003",3.7,7292,2013,9999,null,null,"N","Natural Gas",{"$nulls":13},0,0,0,0]
["Swauk Wind LLC","58441_G_SW",58441,"G","SW",null,"Onshore Wind",null,"WECC_PNW","Washington",53,"Kittitas",37,"53037",4.3,0,2012,9999,null,null,"N","Wind",{"$nulls":13},0,0,0,0]
["Watts 3115","58454_G_2",58454,"G","2",null,"Solar PV",null,"WECC_SCE","California",6,"San Bernardino",71,"06071",0.5,0,2013,9999,null,null,"N","Solar",{"$nulls":13},0,0,0,0]
["McCoy Solar Energy Project","58462_G_BLK8",58462,"G","BLK8",null,"Solar PV",null,"WECC_SCE","California",6,"Riverside",65,"06065",36.5,0,2015,9999,null,null,"N","Solar",{"$nulls":13},0,0,0,0]
["SEV NM Phase 2","58479_G_NMP2",58479,"G","NMP2",null,"Solar PV",null,"SPP_SPS","New Mexico",35,"Chaves",5,"35005",1.4,0,2013,9999,null,null,"N","Solar",{"$nulls":13},0,0,0,0]
["Progress Solar III, LLC","58495_G_PROG3",58495,"G","PROG3",null,"Solar PV",null,"S_VACA","North Carolina",37,"Robeson",155,"37155",3.5,0,2012,9999,null,null,"N","Solar",{"$nulls":13},0,0,0,0]
["Vintner Solar","58509_G_PV4",58509,"G","PV4",null,"Solar PV",null,"WEC_CALN","California",6,"San Luis Obispo",79,"06079",1.5,0,2014,9999,null,null,"N","Solar",{"$nulls":13},0,0,0,0]
["Uwharrie Mountain Renewable","58526_G_2",58526,"G","2",null,"Landfill Gas",null,"S_VACA","North Carolina",37,"Montgomery",123,"37123",1.6,13500,2014,9999,null,null,"N","Landfill Gas",{"$nulls":13},0.24082,0.24082,0.24082,0.24082]
["PCSP3 Airport","58538_G_3",58538,"G","3",null,"Solar PV",null,"S_VACA","North Carolina",37,"Person",145,"37145",2.5,0,2011,9999,null,null,"N","Solar",{"$nulls":13},0,0,0,0]
["Granger Electric of Watervliet","58546_G_GEN2",58546,"G","GEN2",null,"Landfill Gas",null,"PJM_West","Michigan",26,"Berrien",21,"26021",1.6,13500,2013,9999,null,null,"N","Landfill Gas",{"$nulls":13},0.24082,0.24082,0.24082,0.24082]
["Halifax County Biomass","58560_B_BLR1",58560,"B","BLR1",null,"Biomass",null,"PJM_Dom","Virginia",51,"Halifax",83,"51083",44,13500,2013,9999,null,null,"N","Biomass",null,null,0.999,"NH3","SCR",2013,null,"ESPC","No",{"$nulls":4},0.10831,0.10831,0.10831,0.10831,{"$nulls":4},"Yes"]
["Smithfield Farmland Kinston","58575_G_1",58575,"G","1",null,"Combustion Turbine","IC Engine","S_VACA","North Carolina",37,"Lenoir",107,"37107",2.3,10870,2013,9999,null,null,"Y","Distillate Fuel Oil",{"$nulls":13},1.77612,1.77612,1.77612,1.77612]
["Cascade Solar","58590_G_1",58590,"G","1",null,"Solar PV",null,"WECC_SCE","California",6,"San Bernardino",71,"06071",18.5,0,2014,9999,null,null,"N","Solar",{"$nulls":13},0,0,0,0]
["One Market Plaza","58607_G_2",58607,"G","2",null,"Combustion Turbine","IC Engine","WEC_CALN","California",6,"San Francisco",75,"06075",0.5,11787,2003,9999,null,null,"Y","Natural Gas, Distillate Fuel Oil",{"$nulls":13},0.39179,0.39179,0.39179,0.39179]
["Santa Rita Jail","58625_G_SRJBA",58625,"G","SRJBA",null,"Energy Storage",null,"WEC_CALN","California",6,"Alameda",1,"06001",2,0,2012,9999,null,null,"N","Energy Storage",{"$nulls":13},0,0,0,0]
["Western Antelope Blue Sky Ranch A","58626_G_WABSA",58626,"G","WABSA",null,"Solar PV",null,"WEC_LADW","California",6,"Los Angeles",37,"06037",20,0,2014,9999,null,null,"N","Solar",{"$nulls":13},0,0,0,0]
["Silver State Solar Power South","58644_G_BLK1",58644,"G","BLK1",null,"Solar PV",null,"WECC_SNV","Nevada",32,"Clark",3,"32003",26.4,0,2015,9999,null,null,"N","Solar",{"$nulls":13},0,0,0,0]
["North Brookfield","58650_G_PV1",58650,"G","PV1",null,"Solar PV",null,"NENGREST","Massachusetts",25,"Worcester",27,"25027",3,0,2014,9999,null,null,"N","Solar",{"$nulls":13},0,0,0,0]
["Oswegatchie","58678_G_1",58678,"G","1",null,"Hydro",null,"NY_Z_C&E","New York",36,"St Lawrence",89,"36089",0.8,0,2002,9999,null,null,"N","Hydro",{"$nulls":13},0,0,0,0]
["Blue Sky One","58689_G_1",58689,"G","1",null,"Solar PV",null,"WECC_NM","New Mexico",35,"Taos",55,"35055",1.3,0,2012,9999,null,null,"N","Solar",{"$nulls":13},0,0,0,0]
["Dorchester Biomass","58707_B_B001",58707,"B","B001",null,"Biomass",null,"S_VACA","South Carolina",45,"Dorchester",35,"45035",19.9,16836,2013,9999,null,null,"N","Biomass",{"$nulls":3},"NH3 + OFA","SNCR",null,"2014","ESPH","No",{"$nulls":4},0.0192,0.0192,0.0192,0.0192]
["Brookfield","58719_G_WPH2",58719,"G","WPH2",null,"Onshore Wind",null,"MIS_LMI","Michigan",26,"Huron",63,"26063",74.8,0,2014,9999,null,null,"N","Wind",{"$nulls":13},0,0,0,0]
["GreenWhey Energy Inc","58747_G_GEN2",58747,"G","GEN2",null,"Non-Fossil Waste",null,"MIS_MNWI","Wisconsin",55,"Polk",95,"55095",1.6,13500,2013,9999,null,null,"N","Non-Fossil Waste",{"$nulls":13},0,0,0,0]
["Wake Wind Energy Center","58766_G_1",58766,"G","1",null,"Onshore Wind",null,"ERC_REST","Texas",48,"Crosby",107,"48107",257,0,2016,9999,null,null,"N","Wind",{"$nulls":13},0,0,0,0]
["North County","58788_G_NRT1",58788,"G","NRT1",null,"Solar PV",null,"NY_Z_K","New York",36,"Suffolk",103,"36103",1,0,2011,9999,null,null,"N","Solar",{"$nulls":13},0,0,0,0]
["Franklin Solar, LLC","58802_G_INV1",58802,"G","INV1",null,"Solar PV",null,"S_VACA","North Carolina",37,"Franklin",69,"37069",0.5,0,2013,9999,null,null,"N","Solar",{"$nulls":13},0,0,0,0]
["Littlefield Solar Center LLC","58809_G_LSC1",58809,"G","LSC1",null,"Solar PV",null,"S_VACA","North Carolina",37,"Pitt",147,"37147",5,0,2015,9999,null,null,"N","Solar",{"$nulls":13},0,0,0,0]
["Millville City Sewer Auth WTP","58822_G_U1BB",58822,"G","U1BB",null,"Solar PV",null,"PJM_EMAC","New Jersey",34,"Cumberland",11,"34011",0.8,0,2013,9999,null,null,"N","Solar",{"$nulls":13},0,0,0,0]
["Lakeswind Power Partners","58836_G_LW1",58836,"G","LW1",null,"Onshore Wind",null,"SPP_WAUE","Minnesota",27,"Clay",27,"27027",50,0,2014,9999,null,null,"N","Wind",{"$nulls":13},0,0,0,0]
["Washington Airport Solar LLC","58845_G_1",58845,"G","1",null,"Solar PV",null,"S_VACA","North Carolina",37,"Beaufort",13,"37013",5,0,2014,9999,null,null,"N","Solar",{"$nulls":13},0,0,0,0]
["Garrell Solar Farm","58866_G_1",58866,"G","1",null,"Solar PV",null,"S_VACA","North Carolina",37,"Columbus",47,"37047",5,0,2013,9999,null,null,"N","Solar",{"$nulls":13},0,0,0,0]
["Highland Wind Project (IA)","58883_G_HLWF6",58883,"G","HLWF6",null,"Onshore Wind",null,"MIS_MIDA","Iowa",19,"O'Brien",141,"19141",75.5,0,2015,9999,null,null,"N","Wind",{"$nulls":13},0,0,0,0]
["Balko Wind LLC","58900_G_BAL1",58900,"G","BAL1",null,"Onshore Wind",null,"SPP_SPS","Oklahoma",40,"Beaver",7,"40007",299.7,0,2015,9999,null,null,"N","Wind",{"$nulls":13},0,0,0,0]
["Copper Mountain Solar 3","58915_G_3",58915,"G","3",null,"Solar PV",null,"WECC_SNV","Nevada",32,"Clark",3,"32003",26,0,2014,9999,null,null,"N","Solar",{"$nulls":13},0,0,0,0]
["Shell Chemical Appalachia LLC","58933_G_GTG2",58933,"G","GTG2",null,"Combined Cycle","","PJM_ATSI","Pennsylvania",42,"Beaver",7,"42007",41,6250,2020,9999,null,null,"N","Natural Gas",{"$nulls":13},0.011,0.011,0.011,0.011]
["Ameresco Dallas LLC","58946_G_ENG1",58946,"G","ENG1",null,"Landfill Gas",null,"ERC_REST","Texas",48,"Dallas",113,"48113",1.4,13500,2011,9999,null,null,"N","Landfill Gas",{"$nulls":13},0.24082,0.24082,0.24082,0.24082]
["Thunder Spirit Wind, LLC","58965_G_THNDR",58965,"G","THNDR",null,"Onshore Wind",null,"MIS_MAPP","North Dakota",38,"Adams",1,"38001",107.5,0,2015,9999,null,null,"N","Wind",{"$nulls":13},0,0,0,0]
["RE Kent South, LLC","58991_G_1",58991,"G","1",null,"Solar PV",null,"WEC_CALN","California",6,"Kings",31,"06031",20,0,2014,9999,null,null,"N","Solar",{"$nulls":13},0,0,0,0]
["Stonewall","59004_G_GEN1",59004,"G","GEN1",91025,"Combined Cycle",null,"PJM_Dom","Virginia",51,"Loudoun",107,"51107",230,6250,2017,9999,null,null,"N","Natural Gas",{"$nulls":4},"SCR",{"$nulls":8},4.96E-3,4.96E-3,4.96E-3,4.96E-3]
["Gila Bend","59020_G_PV1",59020,"G","PV1",null,"Solar PV",null,"WECC_AZ","Arizona",4,"Maricopa",13,"04013",32,0,2014,9999,null,null,"N","Solar",{"$nulls":13},0,0,0,0]
["Ball Mountain Hydro","59040_G_GEN 1",59040,"G","GEN 1",null,"Hydro",null,"NENGREST","Vermont",50,"Windham",25,"50025",0.2,0,2016,9999,null,null,"N","Hydro",{"$nulls":13},0,0,0,0]
["651 Chase Solar NG","59046_G_PV1",59046,"G","PV1",null,"Solar PV",null,"NENGREST","Massachusetts",25,"Worcester",27,"25027",2.2,0,2014,9999,null,null,"N","Solar",{"$nulls":13},0,0,0,0]
["Colbec's Corner, LLC","59068_G_GVII",59068,"G","GVII",null,"Onshore Wind",null,"ERC_PHDL","Texas",48,"Carson",65,"48065",200,0,2016,9999,null,null,"N","Wind",{"$nulls":13},0,0,0,0]
["SC 1 Data Center, Phase 2","59074_G_EG2A",59074,"G","EG2A",null,"Combustion Turbine","IC Engine","WEC_CALN","California",6,"Santa Clara",85,"06085",2.2,19551,2011,9999,null,null,"N","Natural Gas, Distillate Fuel Oil",{"$nulls":13},0.05841,0.05841,0.05841,0.05841]
["Chatham Landfill","59077_G_CHA",59077,"G","CHA",null,"Solar PV",null,"NENGREST","Massachusetts",25,"Barnstable",1,"25001",1.5,0,2014,9999,null,null,"N","Solar",{"$nulls":13},0,0,0,0]
["Townshend Hydro","59089_G_GEN3",59089,"G","GEN3",null,"Hydro",null,"NENGREST","Vermont",50,"Windham",25,"50025",0.1,0,2016,9999,null,null,"N","Hydro",{"$nulls":13},0,0,0,0]
["Christiana","591_G_CH11",591,"G","CH11",378,"Combustion Turbine",null,"PJM_EMAC","Delaware",10,"New Castle",3,"10003",25,25000,1973,9999,null,null,"N","Distillate Fuel Oil",{"$nulls":3},"H2O",{"$nulls":9},0.58739,0.58739,0.58739,0.58739]
["Warsaw I","59119_G_PV1",59119,"G","PV1",null,"Solar PV",null,"S_VACA","North Carolina",37,"Duplin",61,"37061",2,0,2013,9999,null,null,"N","Solar",{"$nulls":13},0,0,0,0]
["Methuen Landfill","59136_G_57449",59136,"G","57449",null,"Solar PV",null,"NENGREST","Massachusetts",25,"Essex",9,"25009",1.3,0,2013,9999,null,null,"N","Solar",{"$nulls":13},0,0,0,0]
["Shawboro PV1","59155_G_SHAW1",59155,"G","SHAW1",null,"Solar PV",null,"PJM_Dom","North Carolina",37,"Currituck",53,"37053",20,0,2015,9999,null,null,"N","Solar",{"$nulls":13},0,0,0,0]
["Winton Solar","59177_G_5MWPV",59177,"G","5MWPV",null,"Solar PV",null,"PJM_Dom","North Carolina",37,"Hertford",91,"37091",5,0,2016,9999,null,null,"N","Solar",{"$nulls":13},0,0,0,0]
["Portable Generator 2","59194_G_IC1",59194,"G","IC1",null,"Combustion Turbine","IC Engine","MIS_MAPP","North Dakota",38,"Williams",105,"38105",2,10745,2012,9999,null,null,"N","Natural Gas, Distillate Fuel Oil",{"$nulls":13},1.77612,1.77612,1.77612,1.77612]
["Porterville 6 and 7","59219_G_PV2",59219,"G","PV2",null,"Solar PV",null,"WECC_SCE","California",6,"Tulare",107,"06107",1.5,0,2014,9999,null,null,"N","Solar",{"$nulls":13},0,0,0,0]
["Arbuckle Mountain Wind Farm LLC","59234_G_GEN1",59234,"G","GEN1",null,"Onshore Wind",null,"SPP_WEST","Oklahoma",40,"Murray",99,"40099",100,0,2015,9999,null,null,"N","Wind",{"$nulls":13},0,0,0,0]
["Johnston LFG Turbine Plant","59254_G_GENS1",59254,"G","GENS1",null,"Landfill Gas",null,"NENGREST","Rhode Island",44,"Providence",7,"44007",8.9,13500,2013,9999,null,null,"N","Landfill Gas",{"$nulls":13},0.24082,0.24082,0.24082,0.24082]
["Victor Mesa Linda B2","59269_G_VMLB2",59269,"G","VMLB2",null,"Solar PV",null,"WECC_SCE","California",6,"San Bernardino",71,"06071",1.5,0,2014,9999,null,null,"N","Solar",{"$nulls":13},0,0,0,0]
["Trishe Wind Ohio LLC","59296_G_NWOH1",59296,"G","NWOH1",null,"Onshore Wind",null,"PJM_West","Ohio",39,"Paulding",125,"39125",105,0,2017,9999,null,null,"N","Wind",{"$nulls":13},0,0,0,0]
["Black Oak Power Producers, LLC","59310_G_GEN1",59310,"G","GEN1",null,"Landfill Gas",null,"S_D_AECI","Missouri",29,"Wright",229,"29229",1.9,14242,2014,9999,null,null,"N","Landfill Gas",{"$nulls":13},0.24082,0.24082,0.24082,0.24082]
["MCCo Solar Generating Facility","59324_G_MCCO1",59324,"G","MCCO1",null,"Solar PV",null,"PJM_ATSI","Ohio",39,"Cuyahoga",35,"39035",0.9,0,2014,9999,null,null,"N","Solar",{"$nulls":13},0,0,0,0]
["PB1 - Gila River","59338_G_ST9",59338,"G","ST9",null,"Combined Cycle",null,"WECC_AZ","Arizona",4,"Maricopa",13,"04013",223,7463,2003,9999,null,null,"N","Natural Gas",{"$nulls":3},"DLNB","SCR",2003,{"$nulls":7},0.12999,0.12999,0.12999,0.12999]
["Quinto Solar PV Project","59339_G_SSC13",59339,"G","SSC13",null,"Solar PV",null,"WEC_CALN","California",6,"Merced",47,"06047",105.1,0,2015,9999,null,null,"N","Solar",{"$nulls":13},0,0,0,0]
["Old Mill Solar","59374_G_OMSLR",59374,"G","OMSLR",null,"Solar PV",null,"WECC_PNW","Oregon",41,"Klamath",35,"41035",5,0,2015,9999,null,null,"N","Solar",{"$nulls":13},0,0,0,0]
["Red Gate Power Plant","59391_G_ENG06",59391,"G","ENG06",null,"Combustion Turbine","IC Engine","ERC_REST","Texas",48,"Hidalgo",215,"48215",18.3,10745,2016,9999,null,null,"N","Natural Gas, Distillate Fuel Oil",{"$nulls":13},0.02402,0.02402,0.02402,0.02402]
["Diamond Valley Solar Project","59405_G_PV11",59405,"G","PV11",null,"Solar PV",null,"WECC_SCE","California",6,"Riverside",65,"06065",1.3,0,2015,9999,null,null,"N","Solar",{"$nulls":13},0,0,0,0]
["SCE-Snowline-White Road (North)","59422_G_10401",59422,"G","10401",null,"Solar PV",null,"WECC_SCE","California",6,"San Bernardino",71,"06071",1.5,0,2014,9999,null,null,"N","Solar",{"$nulls":13},0,0,0,0]
["Lennon Generating","59436_G_3",59436,"G","3",null,"Landfill Gas",null,"MIS_LMI","Michigan",26,"Shiawassee",155,"26155",0.8,13500,2001,9999,null,null,"N","Landfill Gas",{"$nulls":13},0.24082,0.24082,0.24082,0.24082]
["TA-Acacia, LLC","59443_G_WAS1",59443,"G","WAS1",null,"Solar PV",null,"WEC_LADW","California",6,"Los Angeles",37,"06037",20,0,2014,9999,null,null,"N","Solar",{"$nulls":13},0,0,0,0]
["Denver Intl Airport IV Solar","59462_G_DIA4",59462,"G","DIA4",null,"Solar PV",null,"WECC_CO","Colorado",8,"Denver",31,"08031",1,0,2014,9999,null,null,"N","Solar",{"$nulls":13},0,0,0,0]
["IMPA Richmond Solar Park","59478_G_SRICH",59478,"G","SRICH",null,"Solar PV",null,"PJM_West","Indiana",18,"Wayne",177,"18177",1,0,2014,9999,null,null,"N","Solar",{"$nulls":13},0,0,0,0]
["Antares-GRE 314 East Lyme LLC","59495_G_GRE01",59495,"G","GRE01",null,"Solar PV",null,"NENG_CT","Connecticut",9,"New London",11,"09011",4,0,2014,9999,null,null,"N","Solar",{"$nulls":13},0,0,0,0]
["Meadows PV 1","59513_G_MEAD1",59513,"G","MEAD1",null,"Solar PV",null,"PJM_Dom","North Carolina",37,"Martin",117,"37117",20,0,2016,9999,null,null,"N","Solar",{"$nulls":13},0,0,0,0]
["SR Hazlehurst","59535_G_HAZLE",59535,"G","HAZLE",null,"Solar PV",null,"S_SOU","Georgia",13,"Jeff Davis",161,"13161",20,0,2015,9999,null,null,"N","Solar",{"$nulls":13},0,0,0,0]
["Innovative Solar 14, LLC","59553_G_FLS1",59553,"G","FLS1",null,"Solar PV",null,"S_VACA","North Carolina",37,"Henderson",89,"37089",2,0,2014,9999,null,null,"N","Solar",{"$nulls":13},0,0,0,0]
["Misenheimer Farm","59577_G_PV1",59577,"G","PV1",null,"Solar PV",null,"S_VACA","North Carolina",37,"Stanly",167,"37167",5,0,2015,9999,null,null,"N","Solar",{"$nulls":13},0,0,0,0]
["L&D Landfill Solar","59601_G_L&D",59601,"G","L&D",null,"Solar PV",null,"PJM_EMAC","New Jersey",34,"Burlington",5,"34005",10,0,2015,9999,null,null,"N","Solar",{"$nulls":13},0,0,0,0]
["Meadow Lake Solar Energy Center","59618_G_MLK",59618,"G","MLK",null,"Solar PV",null,"WECC_NM","New Mexico",35,"Valencia",61,"35061",9,0,2015,9999,null,null,"N","Solar",{"$nulls":13},0,0,0,0]
["Clinton LFGTE","59635_G_1",59635,"G","1",null,"Landfill Gas",null,"MIS_IL","Illinois",17,"Dewitt",39,"17039",1.6,13500,2006,9999,null,null,"N","Landfill Gas",{"$nulls":13},0.24082,0.24082,0.24082,0.24082]
["Nelson Gardens Landfill Gas to Energy","59649_G_UNIT1",59649,"G","UNIT1",null,"Landfill Gas",null,"ERC_REST","Texas",48,"Bexar",29,"48029",1.1,13500,2014,9999,null,null,"N","Landfill Gas",{"$nulls":13},0.24082,0.24082,0.24082,0.24082]
["City of West Plains Power Station","59664_G_UNIT1",59664,"G","UNIT1",null,"Combustion Turbine",null,"SPP_N","Missouri",29,"Howell",91,"29091",21,16127,2000,9999,null,null,"N","Natural Gas, Distillate Fuel Oil",{"$nulls":13},0.0951,0.0951,0.0951,0.0951]
["Wake County LFG Facility","59688_G_E1",59688,"G","E1",null,"Landfill Gas",null,"S_VACA","North Carolina",37,"Wake",183,"37183",0.3,13500,2013,9999,null,null,"N","Landfill Gas",{"$nulls":13},0.24082,0.24082,0.24082,0.24082]
["Wake County LFG Facility","59688_G_E3",59688,"G","E3",null,"Landfill Gas",null,"S_VACA","North Carolina",37,"Wake",183,"37183",0.3,13500,2013,9999,null,null,"N","Landfill Gas",{"$nulls":13},0.24082,0.24082,0.24082,0.24082]
["Franklinton Solar","59708_G_5MWPV",59708,"G","5MWPV",null,"Solar PV",null,"S_VACA","North Carolina",37,"Franklin",69,"37069",5,0,2017,9999,null,null,"N","Solar",{"$nulls":13},0,0,0,0]
["Framingham State University Plant","59717_G_OC",59717,"G","OC",null,"Combustion Turbine","IC Engine","NENGREST","Massachusetts",25,"Middlesex",17,"25017",0.1,14397,2003,9999,null,null,"N","Natural Gas, Distillate Fuel Oil",{"$nulls":13},2.77276,2.77276,2.77276,2.77276]
["Green Pastures Wind I","59732_G_GPI",59732,"G","GPI",null,"Onshore Wind",null,"ERC_WEST","Texas",48,"Baylor",23,"48023",150,0,2015,9999,null,null,"N","Wind",{"$nulls":13},0,0,0,0]
["UMES (MD) - Princess Anne","59749_G_1",59749,"G","1",null,"Solar PV",null,"PJM_EMAC","Maryland",24,"Somerset",39,"24039",2.1,0,2011,9999,null,null,"N","Solar",{"$nulls":13},0,0,0,0]
["Oregon Clean Energy Center","59764_G_STG10",59764,"G","STG10",null,"Combined Cycle",null,"PJM_ATSI","Ohio",39,"Lucas",95,"39095",334.6,6250,2017,9999,null,null,"N","Natural Gas",{"$nulls":4},"SCR",{"$nulls":8},0.00781,0.00781,0.00781,0.00781]
["Adams Farm Solar","59775_G_ADAMS",59775,"G","ADAMS",null,"Solar PV",null,"NENGREST","Massachusetts",25,"Worcester",27,"25027",3,0,2013,9999,null,null,"N","Solar",{"$nulls":13},0,0,0,0]
["Orchard Hills Renewable Energy Station","59792_G_1",59792,"G","1",null,"Landfill Gas",null,"PJM_COMD","Illinois",17,"Ogle",141,"17141",2.3,13648,2016,9999,null,null,"N","Landfill Gas",{"$nulls":13},0.24082,0.24082,0.24082,0.24082]
["Mountain Home Energy Center","59809_G_GEN1",59809,"G","GEN1",null,"Combustion Turbine","IC Engine","S_C_TVA","Tennessee",47,"Washington",179,"47179",3.2,10745,2002,9999,null,null,"N","Natural Gas, Distillate Fuel Oil",{"$nulls":13},0.79266,0.79266,0.79266,0.79266]
["Mohave Electric at Fort Mohave","59819_G_PV2",59819,"G","PV2",null,"Solar PV",null,"WECC_AZ","Arizona",4,"Mohave",15,"04015",10,0,2016,9999,null,null,"N","Solar",{"$nulls":13},0,0,0,0]
["Milo Wind Project LLC","59838_G_GEN1",59838,"G","GEN1",null,"Onshore Wind",null,"SPP_SPS","New Mexico",35,"Roosevelt",41,"35041",50,0,2016,9999,null,null,"N","Wind",{"$nulls":13},0,0,0,0]
["New River","59845_G_E2",59845,"G","E2",null,"Landfill Gas",null,"PJM_West","Virginia",51,"Pulaski",155,"51155",0.3,13500,2013,9999,null,null,"N","Landfill Gas",{"$nulls":13},0.58809,0.58809,0.58809,0.58809]
["Watervliet PV","59853_G_WVPV1",59853,"G","WVPV1",null,"Solar PV",null,"PJM_West","Michigan",26,"Berrien",21,"26021",4.6,0,2016,9999,null,null,"N","Solar",{"$nulls":13},0,0,0,0]
["Marshall Solar Energy Project","59875_G_PV1",59875,"G","PV1",null,"Solar PV",null,"MIS_MNWI","Minnesota",27,"Lyon",83,"27083",62.3,0,2017,9999,null,null,"N","Solar",{"$nulls":13},0,0,0,0]
["Philip Morris","59911_G_1",59911,"G","1",null,"Solar PV",null,"PJM_Dom","Virginia",51,"Chesterfield",41,"51041",2,0,2016,9999,null,null,"N","Solar",{"$nulls":13},0,0,0,0]
["FCPC Renewable Generation","59931_G_GEN1",59931,"G","GEN1",null,"Non-Fossil Waste",null,"MIS_WUMS","Wisconsin",55,"Milwaukee",79,"55079",1,11067,2013,9999,null,null,"Y","Non-Fossil Waste",{"$nulls":13},0,0,0,0]
["Granite Mountain Solar East, LLC","59946_G_GMSE",59946,"G","GMSE",null,"Solar PV",null,"WECC_UT","Utah",49,"Iron",21,"49021",80,0,2016,9999,null,null,"N","Solar",{"$nulls":13},0,0,0,0]
["Jake Energy Storage Center","59960_G_JBS",59960,"G","JBS",null,"Energy Storage",null,"PJM_COMD","Illinois",17,"Will",197,"17197",19.8,0,2015,9999,null,null,"N","Energy Storage",{"$nulls":13},0,0,0,0]
["Columbia Solar Energy, LLC","59979_G_GEN1",59979,"G","GEN1",null,"Solar PV",null,"WEC_CALN","California",6,"Contra Costa",13,"06013",19.2,0,2015,9999,null,null,"N","Solar",{"$nulls":13},0,0,0,0]
["Donald C Cook","6000_G_1",6000,"G","1",null,"Nuclear",null,"PJM_West","Michigan",26,"Berrien",21,"26021",1009,10456,1975,2055,null,null,"N","Nuclear Fuel",{"$nulls":13},0,0,0,0]
["Findlay Wind Farm","60015_G_WNDW1",60015,"G","WNDW1",null,"Onshore Wind",null,"PJM_West","Ohio",39,"Hancock",63,"39063",3,0,2015,9999,null,null,"N","Wind",{"$nulls":13},0,0,0,0]
["SunE Rochester","60032_G_RCHTR",60032,"G","RCHTR",null,"Solar PV",null,"WECC_SCE","California",6,"San Bernardino",71,"06071",1,0,2016,9999,null,null,"N","Solar",{"$nulls":13},0,0,0,0]
["Innovative Solar 63, LLC","60053_G_FLS1",60053,"G","FLS1",null,"Solar PV",null,"S_VACA","North Carolina",37,"Greene",79,"37079",4.9,0,2016,9999,null,null,"N","Solar",{"$nulls":13},0,0,0,0]
["Federal Road Solar 1, LLC","60065_G_FEDRD",60065,"G","FEDRD",null,"Solar PV",null,"NENGREST","Massachusetts",25,"Plymouth",23,"25023",4.4,0,2015,9999,null,null,"N","Solar",{"$nulls":13},0,0,0,0]
["BWC Swan Pond River","60067_G_SPRMA",60067,"G","SPRMA",null,"Solar PV",null,"NENGREST","Massachusetts",25,"Bristol",5,"25005",1.6,0,2015,9999,null,null,"N","Solar",{"$nulls":13},0,0,0,0]
["CED Ducor 4","60081_G_DU4CA",60081,"G","DU4CA",null,"Solar PV",null,"WECC_SCE","California",6,"Tulare",107,"06107",20,0,2016,9999,null,null,"N","Solar",{"$nulls":13},0,0,0,0]
["Blythe Solar II, LLC","60092_G_BLCK5",60092,"G","BLCK5",null,"Solar PV",null,"WECC_SCE","California",6,"Riverside",65,"06065",33.9,0,2016,9999,null,null,"N","Solar",{"$nulls":13},0,0,0,0]
["Rockingham Solar, LLC","60106_G_ROCK",60106,"G","ROCK",null,"Solar PV",null,"S_VACA","North Carolina",37,"Richmond",153,"37153",4.9,0,2015,9999,null,null,"N","Solar",{"$nulls":13},0,0,0,0]
["UCI Fuel Cell","60120_G_MB-16",60120,"G","MB-16",null,"Fuel Cell",null,"WECC_SCE","California",6,"Orange",59,"06059",1.4,9500,2015,9999,null,null,"Y","Natural Gas",{"$nulls":13},0,0,0,0]
["Big Sand Draw Plant","60130_G_6",60130,"G","6",null,"Combustion Turbine","IC Engine","WECC_WY","Wyoming",56,"Fremont",13,"56013",1.4,12194,2015,9999,null,null,"N","Natural Gas, Distillate Fuel Oil",{"$nulls":13},0.79266,0.79266,0.79266,0.79266]
["Peak View Wind Farm","60143_G_WTG",60143,"G","WTG",null,"Onshore Wind",null,"WECC_CO","Colorado",8,"Huerfano",55,"08055",60.8,0,2016,9999,null,null,"N","Wind",{"$nulls":13},0,0,0,0]
["ADS Renewable Energy-Wolf Creek LLC","60184_G_GEN2",60184,"G","GEN2",null,"Landfill Gas",null,"S_SOU","Georgia",13,"Twiggs",289,"13289",1.4,13500,2011,9999,null,null,"N","Landfill Gas",{"$nulls":13},0.24082,0.24082,0.24082,0.24082]
["Perry","6020_G_1",6020,"G","1",null,"Nuclear",null,"PJM_ATSI","Ohio",39,"Lake",85,"39085",1240,10456,1987,2026,null,null,"N","Nuclear Fuel",{"$nulls":13},0,0,0,0]
["Zero Waste Energy Development Co LLC","60220_G_ZWED2",60220,"G","ZWED2",null,"Non-Fossil Waste",null,"WEC_CALN","California",6,"Santa Clara",85,"06085",0.8,13500,2015,9999,null,null,"N","Non-Fossil Waste",{"$nulls":13},0,0,0,0]
["BJ's Wholesale Club Inc Dist Center","60227_G_PV1",60227,"G","PV1",null,"Solar PV",null,"PJM_EMAC","New Jersey",34,"Burlington",5,"34005",1.4,0,2016,9999,null,null,"N","Solar",{"$nulls":13},0,0,0,0]
["Pastime Farm, LLC","60239_G_PV1",60239,"G","PV1",null,"Solar PV",null,"MIS_INKY","Indiana",18,"Clay",21,"18021",5.2,0,2015,9999,null,null,"N","Solar",{"$nulls":13},0,0,0,0]
["Bluestem","60256_G_1",60256,"G","1",null,"Onshore Wind",null,"SPP_SPS","Oklahoma",40,"Beaver",7,"40007",198,0,2016,9999,null,null,"N","Wind",{"$nulls":13},0,0,0,0]
["Sharon Station","60267_G_SHRN1",60267,"G","SHRN1",null,"Solar PV",null,"PJM_EMAC","New Jersey",34,"Monmouth",25,"34025",2.7,0,2016,9999,null,null,"N","Solar",{"$nulls":13},0,0,0,0]
["Coal Creek","6030_B_1",6030,"B","1",2692,"Coal Steam",null,"MIS_MNWI","North Dakota",38,"Mclean",55,"38055",568,10536,1979,9999,"tangential","dry","Y","Lignite","Wet Scrubber",1979,0.94,"LNC3",{"$nulls":3},"ESPC","No","ACI",2015,null,1.2,0.18009,0.18009,0.18009,0.18009,0.1,0.1,0.1,0.9500000000000001,{"$nulls":6},"Yes"]
["Woodland Solar Farm","60318_G_1",60318,"G","1",null,"Solar PV",null,"PJM_Dom","Virginia",51,"Isle Of Wight",93,"51093",7.6,0,2016,9999,null,null,"N","Solar",{"$nulls":13},0,0,0,0]
["Belle River","6034_B_1",6034,"B","1",2695,"Coal Steam",null,"MIS_LMI","Michigan",26,"St Clair",147,"26147",635,10249,1984,9999,"wall","dry","N","Subbituminous",null,null,0.5,"LNB",{"$nulls":3},"ESPC","No","ACI",2015,null,1.2,0.20214,0.20214,0.1549,0.1549,0.1,0.1,0.1,0.9,"Yes"]
["Demille Solar Farm","60346_G_1",60346,"G","1",null,"Solar PV",null,"MIS_LMI","Michigan",26,"Lapeer",87,"26087",28.4,0,2017,9999,null,null,"N","Solar",{"$nulls":13},0,0,0,0]
["Lackawanna Energy Center","60357_G_GEN3",60357,"G","GEN3",null,"Combined Cycle",null,"PJM_WMAC","Pennsylvania",42,"Lackawanna",69,"42069",465,6250,2019,9999,null,null,"N","Natural Gas",{"$nulls":4},"SCR",{"$nulls":8},0.011,0.011,0.011,0.011]
["NHA at Mansfield NJ","60378_G_PV1",60378,"G","PV1",null,"Solar PV",null,"PJM_EMAC","New Jersey",34,"Warren",41,"34041",5,0,2016,9999,null,null,"N","Solar",{"$nulls":13},0,0,0,0]
["Kennedy Solar, LLC","60397_G_FLS1",60397,"G","FLS1",null,"Solar PV",null,"S_VACA","North Carolina",37,"Duplin",61,"37061",4.9,0,2017,9999,null,null,"N","Solar",{"$nulls":13},0,0,0,0]
["Coventry Photovoltaic, LLC","60411_G_COVEN",60411,"G","COVEN",null,"Solar PV",null,"NENGREST","Vermont",50,"Orleans",19,"50019",2.2,0,2014,9999,null,null,"N","Solar",{"$nulls":13},0,0,0,0]
["Morgan's Corner","60422_G_1",60422,"G","1",null,"Solar PV",null,"PJM_Dom","North Carolina",37,"Pasquotank",139,"37139",20,0,2015,9999,null,null,"N","Solar",{"$nulls":13},0,0,0,0]
["Martin","6043_G_8D",6043,"G","8D",88115,"Combined Cycle",null,"FRCC","Florida",12,"Martin",85,"12085",170,7334,2005,9999,null,null,"N","Natural Gas",{"$nulls":3},"DLNB + H2O","SCR",{"$nulls":7},1E-3,0.00859,0.00859,0.00859,0.00859]
["Corcoran","60450_G_PVCR",60450,"G","PVCR",null,"Solar PV",null,"WEC_CALN","California",6,"Kings",31,"06031",1.1,0,2014,9999,null,null,"N","Solar",{"$nulls":13},0,0,0,0]
["DeBary","6046_G_7",6046,"G","7",2719,"Combustion Turbine",null,"FRCC","Florida",12,"Volusia",127,"12127",79,13912,1992,9999,null,null,"N","Natural Gas, Distillate Fuel Oil",{"$nulls":3},"H2O",{"$nulls":8},0.301,0.0766,0.0766,0.0766,0.0766]
["Paulding Wind Farm III","60470_G_1",60470,"G","1",null,"Onshore Wind",null,"PJM_West","Ohio",39,"Paulding",125,"39125",100.8,0,2016,9999,null,null,"N","Wind",{"$nulls":13},0,0,0,0]
["Hampden","60494_G_1",60494,"G","1",null,"Solar PV",null,"NENGREST","Massachusetts",25,"Hampden",13,"25013",3.2,0,2015,9999,null,null,"N","Solar",{"$nulls":13},0,0,0,0]
["Granger","60516_G_PV1",60516,"G","PV1",null,"Solar PV","","WEC_SDGE","California",6,"San Diego",73,"06073",3,0,2016,9999,null,null,"N","Solar",{"$nulls":13},0,0,0,0]
["Paynesville Solar","60530_G_PV1",60530,"G","PV1",null,"Solar PV","","MIS_MNWI","Minnesota",27,"Stearns",145,"27145",10,0,2016,9999,null,null,"N","Solar",{"$nulls":13},0,0,0,0]
["ZV Solar 3, LLC","60549_G_ZV3",60549,"G","ZV3",null,"Solar PV","","S_VACA","North Carolina",37,"Robeson",155,"37155",4.9,0,2016,9999,null,null,"N","Solar",{"$nulls":13},0,0,0,0]
["Pala Energy Storage Yard","60566_G_SES1",60566,"G","SES1",null,"Energy Storage","","WEC_SDGE","California",6,"San Diego",73,"06073",0.5,0,2012,9999,null,null,"N","Energy Storage",{"$nulls":13},0,0,0,0]
["Upton County Solar","60581_G_UCTX",60581,"G","UCTX",null,"Solar PV","","ERC_WEST","Texas",48,"Upton",461,"48461",150,0,2017,9999,null,null,"N","Solar",{"$nulls":13},0,0,0,0]
["Old Pageland Monroe Road Solar Farm","60600_G_PV1",60600,"G","PV1",null,"Solar PV","","S_VACA","North Carolina",37,"Union",179,"37179",5.3,0,2015,9999,null,null,"N","Solar",{"$nulls":13},0,0,0,0]
["AEP Bluffton NaS","60618_G_1",60618,"G","1",null,"Energy Storage","","PJM_West","Ohio",39,"Allen",3,"39003",2,0,2008,9999,null,null,"N","Energy Storage",{"$nulls":13},0,0,0,0]
["Kingman Wind","60639_G_KMW1",60639,"G","KMW1",null,"Onshore Wind","","SPP_N","Kansas",20,"Pratt",151,"20151",100,0,2016,9999,null,null,"N","Wind",{"$nulls":13},0,0,0,0]
["Moffett Solar Project","60658_G_PV1",60658,"G","PV1",null,"Solar PV","","S_VACA","South Carolina",45,"Jasper",53,"45053",69.5,0,2017,9999,null,null,"N","Solar",{"$nulls":13},0,0,0,0]
["Fort Rucker Solar Array","60679_G_1",60679,"G","1",null,"Solar PV","","S_SOU","Alabama",1,"Dale",45,"01045",10.6,0,2017,9999,null,null,"N","Solar",{"$nulls":13},0,0,0,0]
["WakeSun, LLC CSG","60694_G_MLC27",60694,"G","MLC27",null,"Solar PV","","MIS_MNWI","Minnesota",27,"Stearns",145,"27145",1,0,2017,9999,null,null,"N","Solar",{"$nulls":13},0,0,0,0]
["JED Solid Waste Mgmt Renewable LFG Energy","60701_G_00698",60701,"G","00698",null,"Landfill Gas","","FRCC","Florida",12,"Osceola",97,"12097",1.4,18000,2017,9999,null,null,"N","Landfill Gas",{"$nulls":13},0.09,0.09,0.09,0.09]
["Trimble County","6071_G_8",6071,"G","8",2742,"Combustion Turbine",null,"S_C_KY","Kentucky",21,"Trimble",223,"21223",159,11667,2004,9999,null,null,"N","Natural Gas",{"$nulls":3},"DLNB",{"$nulls":8},4,0.02765,0.02765,0.02765,0.02765]
["Rosemount Community Solar","60714_G_RCS1",60714,"G","RCS1",null,"Solar PV","","MIS_MNWI","Minnesota",27,"Dakota",37,"27037",0.9,0,2016,9999,null,null,"N","Solar",{"$nulls":13},0,0,0,0]
["Grand Gulf","6072_G_1",6072,"G","1",null,"Nuclear",null,"MIS_D_MS","Mississippi",28,"Claiborne",21,"28021",1401,10456,1985,2065,null,null,"N","Nuclear Fuel",{"$nulls":13},0,0,0,0]
["Holliston Solar","60731_G_PV1",60731,"G","PV1",null,"Solar PV","","NENGREST","Massachusetts",25,"Middlesex",17,"25017",1,0,2015,9999,null,null,"N","Solar",{"$nulls":13},0,0,0,0]
["Rattlesnake Power, LLC","60743_G_WT1",60743,"G","WT1",null,"Onshore Wind","","ERC_REST","Texas",48,"Mcculloch",307,"48307",160,0,2018,9999,null,null,"N","Wind",{"$nulls":13},0,0,0,0]
["SEPV Imperial Dixieland West","60744_G_SESI2",60744,"G","SESI2",null,"Solar PV","","WECC_IID","California",6,"Imperial",25,"06025",2.9,0,2016,9999,null,null,"N","Solar",{"$nulls":13},0,0,0,0]
["Cedarville","60757_G_PV2",60757,"G","PV2",null,"Solar PV","","NENGREST","Massachusetts",25,"Plymouth",23,"25023",1,0,2017,9999,null,null,"N","Solar",{"$nulls":13},0,0,0,0]
["Timber Creek HS","60771_G_PV1",60771,"G","PV1",null,"Solar PV","","PJM_EMAC","New Jersey",34,"Camden",7,"34007",1.3,0,2013,9999,null,null,"N","Solar",{"$nulls":13},0,0,0,0]
["Eichtens Solar","60795_G_SO228",60795,"G","SO228",null,"Solar PV","","MIS_MNWI","Minnesota",27,"Chisago",25,"27025",3.9,0,2016,9999,null,null,"N","Solar",{"$nulls":13},0,0,0,0]
["Stony Brook","6081_G_CA1",6081,"G","CA1",null,"Combined Cycle",null,"NENGREST","Massachusetts",25,"Hampden",13,"25013",96,9299,1981,9999,null,null,"N","Natural Gas, Distillate Fuel Oil",{"$nulls":3},"STM",{"$nulls":8},1.2,0.14619,0.14619,0.14619,0.14619]
["Valley Sanitary District WTP Solar","60824_G_PV1",60824,"G","PV1",null,"Solar PV","","WECC_SCE","California",6,"Riverside",65,"06065",1,0,2016,9999,null,null,"N","Solar",{"$nulls":13},0,0,0,0]
["River Terminal Development Solar","60843_G_RTD1",60843,"G","RTD1",null,"Solar PV","","PJM_EMAC","New Jersey",34,"Hudson",17,"34017",0.5,0,2006,9999,null,null,"N","Solar",{"$nulls":13},0,0,0,0]
["Curtis Hill Solar","60851_G_PV1",60851,"G","PV1",null,"Solar PV","","NENGREST","Massachusetts",25,"Worcester",27,"25027",1.9,0,2016,9999,null,null,"N","Solar",{"$nulls":13},0,0,0,0]
["Solar Star California, XLIV, LLC","60869_G_PB1",60869,"G","PB1",null,"Solar PV","","WEC_LADW","California",6,"Los Angeles",37,"06037",9.5,0,2016,9999,null,null,"N","Solar",{"$nulls":13},0,0,0,0]
["Stafford MS Ground Mount","60880_G_MS1",60880,"G","MS1",null,"Solar PV","","NENG_CT","Connecticut",9,"Tolland",13,"09013",1,0,2016,9999,null,null,"N","Solar",{"$nulls":13},0,0,0,0]
["Whistling Winds DPC Solar","60895_G_PV1",60895,"G","PV1",null,"Solar PV","","MIS_WUMS","Wisconsin",55,"Juneau",57,"55057",1.5,0,2017,9999,null,null,"N","Solar",{"$nulls":13},0,0,0,0]
["Northampton Landfill Solar PV","60908_G_62380",60908,"G","62380",null,"Solar PV","","NENGREST","Massachusetts",25,"Hampshire",15,"25015",2.4,0,2017,9999,null,null,"N","Solar",{"$nulls":13},0,0,0,0]
["St. Charles Power Station (LA)","60926_G_1B",60926,"G","1B",null,"Combined Cycle","","MIS_AMSO","Louisiana",22,"St Charles",89,"22089",250,6250,2019,9999,null,null,"N","Natural Gas",{"$nulls":13},0.011,0.011,0.011,0.011]
["Gemini Community Solar","60940_G_LGCS3",60940,"G","LGCS3",null,"Solar PV","","MIS_MNWI","Minnesota",27,"Washington",163,"27163",0.9,0,2017,9999,null,null,"N","Solar",{"$nulls":13},0,0,0,0]
["Sooner","6095_B_2",6095,"B","2",2774,"Coal Steam",null,"SPP_WEST","Oklahoma",40,"Noble",103,"40103",512,10571,1980,9999,"tangential","dry","N","Subbituminous","Dry Scrubber",2019,0.95,"LNC3 + OFA",{"$nulls":3},"ESPC","No","ACI",2016,null,1.2,0.12713,0.12713,0.12713,0.12713,0.1,0.1,0.1,0.9700000000000001,{"$nulls":6},"Yes"]
["Whitney Point Solar","60975_G_WS532",60975,"G","WS532",null,"Solar PV","","WEC_CALN","California",6,"Fresno",19,"06019",20,0,2017,9999,null,null,"N","Solar",{"$nulls":13},0,0,0,0]
["Florence Solar W3-080, LLC","60990_G_PV1",60990,"G","PV1",null,"Solar PV","","PJM_EMAC","New Jersey",34,"Burlington",5,"34005",7.9,0,2016,9999,null,null,"N","Solar",{"$nulls":13},0,0,0,0]
["SCDA Solar 1","61006_G_SCAIR",61006,"G","SCAIR",null,"Solar PV","","WEC_BANC","California",6,"Sacramento",67,"06067",7,0,2017,9999,null,null,"N","Solar",{"$nulls":13},0,0,0,0]
["Montefiore - Westchester Square","61025_G_EGEN1",61025,"G","EGEN1",null,"Combustion Turbine","IC Engine","NY_Z_J","New York",36,"Bronx",5,"36005",1,14410,1983,9999,null,null,"N","Distillate Fuel Oil",{"$nulls":13},0.4707,0.4707,0.4707,0.4707]
["Canandaigua Westbrook Solar Array","61042_G_PV1",61042,"G","PV1",null,"Solar PV","","NY_Z_C&E","New York",36,"Ontario",69,"36069",2,0,2017,9999,null,null,"N","Solar",{"$nulls":13},0,0,0,0]
["Lemond Solar","61072_G_LEMND",61072,"G","LEMND",null,"Solar PV","","MIS_MNWI","Minnesota",27,"Steele",147,"27147",5,0,2017,9999,null,null,"N","Solar",{"$nulls":13},0,0,0,0]
["James A Fitzpatrick","6110_G_1",6110,"G","1",null,"Nuclear",null,"NY_Z_C&E","New York",36,"Oswego",75,"36075",852.9,10456,1976,2056,null,null,"N","Nuclear Fuel",{"$nulls":13},0,0,0,0]
["Nebraska Valley Solar Farm","61125_G_NVSF",61125,"G","NVSF",null,"Solar PV","","NENGREST","Vermont",50,"Lamoille",15,"50015",1,0,2016,9999,null,null,"N","Solar",{"$nulls":13},0,0,0,0]
["Boaz Farm Solar","61157_G_BOAZF",61157,"G","BOAZF",null,"Solar PV","","S_VACA","North Carolina",37,"Lee",105,"37105",5,0,2017,9999,null,null,"N","Solar",{"$nulls":13},0,0,0,0]
["Boston Medical Center CHP Plant","61186_G_COGEN",61186,"G","COGEN",null,"Combustion Turbine","IC Engine","NENGREST","Massachusetts",25,"Suffolk",25,"25025",2,12194,2017,9999,null,null,"N","Natural Gas",{"$nulls":13},1.97725,1.97725,1.97725,1.97725]
["Fort Myers","612_G_2E",612,"G","2E",407,"Combined Cycle",null,"FRCC","Florida",12,"Lee",71,"12071",157,7466,2001,9999,null,null,"N","Natural Gas",{"$nulls":3},"DLNB",{"$nulls":8},0.5,0.02936,0.02936,0.02936,0.02936]
["Finger Lakes Solar I","61210_G_FLS1",61210,"G","FLS1",null,"Solar PV","","NY_Z_C&E","New York",36,"Ontario",69,"36069",1.9,0,2016,9999,null,null,"N","Solar",{"$nulls":13},0,0,0,0]
["McIntosh","6124_G_CT3",6124,"G","CT3",2790,"Combustion Turbine",null,"S_SOU","Georgia",13,"Effingham",103,"13103",82.2,16908,1994,9999,null,null,"N","Natural Gas",{"$nulls":3},"H2O",{"$nulls":8},0.052,0.72187,0.72187,0.72187,0.72187]
["Shrewsbury","6125_G_1",6125,"G","1",null,"Combustion Turbine","IC Engine","NENGREST","Massachusetts",25,"Worcester",27,"25027",2.8,19578,1969,9999,null,null,"N","Distillate Fuel Oil",{"$nulls":12},0.789,4.39045,4.39045,4.39045,4.39045]
["Fairfield Pumped Storage","6126_G_7",6126,"G","7",null,"Pumped Storage",null,"S_VACA","South Carolina",45,"Fairfield",39,"45039",72,0,1978,9999,null,null,"N","Pumped Storage",{"$nulls":13},0,0,0,0]
["Wilson Solar Farm 5","61278_G_WILS5",61278,"G","WILS5",null,"Solar PV","","S_VACA","North Carolina",37,"Wilson",195,"37195",9.5,0,2017,9999,null,null,"N","Solar",{"$nulls":13},0,0,0,0]
["Carters","6130_G_3",6130,"G","3",null,"Pumped Storage",null,"S_SOU","Georgia",13,"Murray",213,"13213",143,0,1977,9999,null,null,"N","Pumped Storage",{"$nulls":13},0,0,0,0]
["A B Brown","6137_B_1",6137,"B","1",2797,"Coal Steam",null,"MIS_INKY","Indiana",18,"Posey",129,"18129",245,11202,1979,9999,"wall","dry","N","Bituminous","Wet Scrubber",1979,0.85,"LNB","SCR",2006,null,"B","NA","ACI",2015,null,0.727,0.20118,0.08413,0.20118,0.08413,0.1,0.1,0.1,0.9,"Yes",2016]
["Ozark","6142_G_3",6142,"G","3",null,"Hydro",null,"SPP_WEST","Arkansas",5,"Franklin",47,"05047",23,0,1973,9999,null,null,"N","Hydro",{"$nulls":13},0,0,0,0]
["Sequoyah","6152_G_2",6152,"G","2",null,"Nuclear",null,"S_C_TVA","Tennessee",47,"Hamilton",65,"47065",1125.7,10456,1982,2062,null,null,"N","Nuclear Fuel",{"$nulls":13},0,0,0,0]
["Grand Coulee","6163_G_15",6163,"G","15",null,"Hydro",null,"WECC_PNW","Washington",53,"Grant",25,"53025",125,0,1950,9999,null,null,"N","Hydro",{"$nulls":13},0,0,0,0]
["Grand Coulee","6163_G_LS1",6163,"G","LS1",null,"Hydro",null,"WECC_PNW","Washington",53,"Grant",25,"53025",10,0,1941,9999,null,null,"N","Hydro",{"$nulls":13},0,0,0,0]
["Bath County","6167_G_4",6167,"G","4",null,"Pumped Storage",null,"PJM_Dom","Virginia",51,"Bath",17,"51017",500,0,1985,9999,null,null,"N","Pumped Storage",{"$nulls":13},0,0,0,0]
["Lost Creek","6174_G_2",6174,"G","2",null,"Hydro",null,"WECC_PNW","Oregon",41,"Jackson",29,"41029",24.5,0,1977,9999,null,null,"N","Hydro",{"$nulls":13},0,0,0,0]
["Rocky Mountain Hydroelectric Plant","6189_G_1",6189,"G","1",null,"Pumped Storage",null,"S_SOU","Georgia",13,"Floyd",115,"13115",345,0,1995,9999,null,null,"N","Pumped Storage",{"$nulls":13},0,0,0,0]
["John Twitty Energy Center","6195_B_2",6195,"B","2",90438,"Coal Steam",null,"SPP_N","Missouri",29,"Greene",77,"29077",275,10035,2011,9999,"wall","dry","N","Subbituminous","Dry Scrubber",2011,0.95,"AA + LNB","SCR",2011,null,"B","NA","ACI",2011,null,0.095,0.07225,0.07225,0.07225,0.07225,0.1,0.1,0.1,0.99]
["Rock Island","6200_G_B-10",6200,"G","B-10",null,"Hydro",null,"WECC_PNW","Washington",53,"Chelan",7,"53007",19,0,1953,9999,null,null,"N","Hydro",{"$nulls":13},0,0,0,0]
["Ross","6202_G_42",6202,"G","42",null,"Hydro",null,"WECC_PNW","Washington",53,"Whatcom",73,"53073",117,0,1954,9999,null,null,"N","Hydro",{"$nulls":13},0,0,0,0]
["Turkey Point","621_G_5CTD",621,"G","5CTD",89543,"Combined Cycle",null,"FRCC","Florida",12,"Miami Dade",86,"12086",176,7143,2007,9999,null,null,"N","Natural Gas",{"$nulls":3},"DLNB + H2O + NH3","SCR",{"$nulls":8},0.00827,0.00827,0.00827,0.00827]
["Northeast (WA)","6210_G_1",6210,"G","1",null,"Combustion Turbine",null,"WECC_PNW","Washington",53,"Spokane",63,"53063",45,13467,1978,9999,null,null,"N","Natural Gas",{"$nulls":12},2.63,0.40657,0.40657,0.40657,0.40657]
["Apple River","6231_G_3",6231,"G","3",null,"Hydro",null,"MIS_MNWI","Wisconsin",55,"St Croix",109,"55109",0.5,0,1901,9999,null,null,"N","Hydro",{"$nulls":13},0,0,0,0]
["Germantown","6253_G_1",6253,"G","1",90037,"Combustion Turbine",null,"MIS_WUMS","Wisconsin",55,"Washington",131,"55131",50,15645,1978,9999,null,null,"N","Distillate Fuel Oil",{"$nulls":12},0.052,1.20004,1.20004,1.20004,1.20004]
["Mountaineer","6264_B_1",6264,"B","1",2879,"Coal Steam",null,"PJM_West","West Virginia",54,"Mason",53,"54053",1299,9852,1980,9999,"wall","dry","N","Bituminous, Subbituminous","Wet Scrubber",2007,0.98,"LNB","SCR",2002,null,"ESPC","No",{"$nulls":3},1,0.4463,0.09101,0.4463,0.09101,0.1,0.1,0.56,0.99]
["P L Bartow","634_G_P1",634,"G","P1",89900,"Combustion Turbine",null,"FRCC","Florida",12,"Pinellas",103,"12103",43,20272,1972,9999,null,null,"N","Distillate Fuel Oil",{"$nulls":12},0.501,0.48923,0.48923,0.48923,0.48923]
["Ocracoke","6377_G_1",6377,"G","1",null,"Combustion Turbine","IC Engine","S_VACA","North Carolina",37,"Hyde",95,"37095",3,25000,1991,9999,null,null,"N","Distillate Fuel Oil",{"$nulls":12},2.3,1.77612,1.77612,1.77612,1.77612]
["Smith Island","6391_G_3",6391,"G","3",null,"Combustion Turbine","IC Engine","PJM_EMAC","Maryland",24,"Somerset",39,"24039",1.2,10995,1994,9999,null,null,"N","Distillate Fuel Oil",{"$nulls":12},0.3,1.77612,1.77612,1.77612,1.77612]
["Minidoka","6398_G_9",6398,"G","9",null,"Hydro",null,"WECC_ID","Idaho",16,"Minidoka",67,"16067",10,0,1997,9999,null,null,"N","Hydro",{"$nulls":13},0,0,0,0]
["Alcova","6409_G_2",6409,"G","2",null,"Hydro",null,"WECC_WY","Wyoming",56,"Natrona",25,"56025",20.7,0,1955,9999,null,null,"N","Hydro",{"$nulls":13},0,0,0,0]
["Center Hill","6417_G_2",6417,"G","2",null,"Hydro",null,"S_C_TVA","Tennessee",47,"Dekalb",41,"47041",52,0,1951,9999,null,null,"N","Hydro",{"$nulls":13},0,0,0,0]
["Lansing Smith","643_G_3S",643,"G","3S",null,"Combined Cycle",null,"S_SOU","Florida",12,"Bay",5,"12005",481,7205,2002,9999,null,null,"N","Natural Gas",{"$nulls":3},"DLNB",{"$nulls":8},1E-3,0.03613,0.03613,0.03613,0.03613]
["Queens Creek","6438_G_1",6438,"G","1",null,"Hydro",null,"S_VACA","North Carolina",37,"Macon",113,"37113",1.4,0,1949,9999,null,null,"N","Hydro",{"$nulls":13},0,0,0,0]
["Wilson Dam","6440_G_5",6440,"G","5",null,"Hydro",null,"S_C_TVA","Alabama",1,"Lauderdale",77,"01077",30.3,0,1925,9999,null,null,"N","Hydro",{"$nulls":13},0,0,0,0]
["Beldens","6451_G_HC3",6451,"G","HC3",null,"Hydro",null,"NENGREST","Vermont",50,"Addison",1,"50001",3.2,0,1988,9999,null,null,"N","Hydro",{"$nulls":13},0,0,0,0]
["San Francisquito 2","6480_G_3",6480,"G","3",null,"Hydro",null,"WEC_LADW","California",6,"Los Angeles",37,"06037",18,0,1932,9999,null,null,"N","Hydro",{"$nulls":13},0,0,0,0]
["Oak Grove","6505_G_1",6505,"G","1",null,"Hydro",null,"WECC_PNW","Oregon",41,"Clackamas",5,"41005",22,0,1924,9999,null,null,"N","Hydro",{"$nulls":13},0,0,0,0]
["Kings Beach","6518_G_KB1",6518,"G","KB1",null,"Combustion Turbine","IC Engine","WECC_NNV","California",6,"Placer",61,"06061",2,10745,2008,9999,null,null,"N","Distillate Fuel Oil",{"$nulls":13},0.4671,0.4671,0.4671,0.4671]
["Yards Creek","6522_G_3",6522,"G","3",null,"Pumped Storage",null,"PJM_EMAC","New Jersey",34,"Warren",41,"34041",140,0,1965,9999,null,null,"N","Pumped Storage",{"$nulls":13},0,0,0,0]
["Millville Hydro Station","6546_G_3",6546,"G","3",null,"Hydro",null,"PJM_AP","West Virginia",54,"Jefferson",37,"54037",1,0,1938,9999,null,null,"N","Hydro",{"$nulls":13},0,0,0,0]
["D G Hunter","6558_G_9",6558,"G","9",null,"Combustion Turbine","IC Engine","MIS_LA","Louisiana",22,"Rapides",79,"22079",8.6,10745,2016,9999,null,null,"N","Natural Gas, Distillate Fuel Oil",{"$nulls":13},0.79266,0.79266,0.79266,0.79266]
["Stock Island","6584_G_GT1",6584,"G","GT1",null,"Combustion Turbine",null,"FRCC","Florida",12,"Monroe",87,"12087",19,12912,1978,9999,null,null,"N","Distillate Fuel Oil",{"$nulls":3},"H2O",{"$nulls":8},0.05,0.24197,0.24197,0.24197,0.24197]
["Fort Peck","6623_G_3",6623,"G","3",null,"Hydro",null,"SPP_WAUE","Montana",30,"Mccone",55,"30055",45,0,1951,9999,null,null,"N","Hydro",{"$nulls":13},0,0,0,0]
["R D Green","6639_B_G2",6639,"B","G2",2897,"Coal Steam",null,"MIS_INKY","Kentucky",21,"Webster",233,"21233",223,11092,1981,9999,"wall","dry","N","Bituminous, Petroleum Coke","Wet Scrubber",1981,0.9,"AA + FU + LNB",{"$nulls":3},"ESPC","No","ACI",2016,null,0.8,0.22462,0.22462,0.1549,0.1549,0.1,0.1,0.1,0.9500000000000001,"Yes",2016]
["G W Ivey","665_G_2",665,"G","2",null,"Combustion Turbine","IC Engine","FRCC","Florida",12,"Miami Dade",86,"12086",1.8,15387,1970,9999,null,null,"N","Natural Gas, Distillate Fuel Oil",{"$nulls":13},4.30617,4.30617,4.30617,4.30617]
["Pebbly Beach","6704_G_12",6704,"G","12",null,"Combustion Turbine","IC Engine","WECC_SCE","California",6,"Los Angeles",37,"06037",1.6,10745,1976,9999,null,null,"N","Distillate Fuel Oil",{"$nulls":12},0.74,0.45155,0.45155,0.45155,0.45155]
["Pebbly Beach","6704_G_MT15",6704,"G","MT15",null,"Combustion Turbine",null,"WEC_LADW","California",6,"Los Angeles",37,"06037",0.1,17852,2011,9999,null,null,"N","Natural Gas",{"$nulls":13},0.01719,0.01719,0.01719,0.01719]
["Tom G Smith","673_G_GT2",673,"G","GT2",null,"Combined Cycle",null,"FRCC","Florida",12,"Palm Beach",99,"12099",21,15000,1978,9999,null,null,"N","Natural Gas, Distillate Fuel Oil",{"$nulls":13},0.09795,0.09795,0.09795,0.09795]
["C D McIntosh Jr","676_G_IC1",676,"G","IC1",null,"Combustion Turbine","IC Engine","FRCC","Florida",12,"Polk",105,"12105",2.5,12785,1970,9999,null,null,"N","Distillate Fuel Oil",{"$nulls":13},4.39045,4.39045,4.39045,4.39045]
["Augusta Electric Plant No 2","6791_G_2",6791,"G","2",null,"Combustion Turbine","IC Engine","SPP_N","Kansas",20,"Butler",15,"20015",4,12822,1968,9999,null,null,"N","Natural Gas, Distillate Fuel Oil",{"$nulls":13},2.7,2.7,2.7,2.7]
["J Woodruff","690_G_3A",690,"G","3A",null,"Hydro",null,"FRCC","Florida",12,"Gadsden",39,"12039",14.5,0,2001,9999,null,null,"N","Hydro",{"$nulls":13},0,0,0,0]
["Trenton North","698_G_4",698,"G","4",null,"Combustion Turbine","IC Engine","MIS_MO","Missouri",29,"Grundy",79,"29079",2.7,13150,1974,9999,null,null,"N","Distillate Fuel Oil",{"$nulls":12},2.3,1.77612,1.77612,1.77612,1.77612]
["Chanute 3","7018_G_12",7018,"G","12",null,"Combustion Turbine","IC Engine","SPP_N","Kansas",20,"Neosho",133,"20133",5.5,11018,1991,9999,null,null,"N","Distillate Fuel Oil",{"$nulls":12},3,2.8335,2.8335,2.8335,2.8335]
["Bowen","703_B_4BLR",703,"B","4BLR",537,"Coal Steam",null,"S_SOU","Georgia",13,"Bartow",15,"13015",892,9724,1975,9999,"tangential","dry","N","Bituminous","Wet Scrubber",2008,0.98,"LNC2","SCR",2008,null,"ESPC + B + WS","No","ACI",2016,null,5,0.2429,0.11825,0.2429,0.11825,0.1,0.1,0.1,0.99]
["Bolton Falls","7056_G_1",7056,"G","1",null,"Hydro",null,"NENGREST","Vermont",50,"Washington",23,"50023",3.9,0,1986,9999,null,null,"N","Hydro",{"$nulls":13},0,0,0,0]
["McIntosh (AL)","7063_G_5",7063,"G","5",90424,"Combustion Turbine",null,"S_SOU","Alabama",1,"Washington",129,"01129",175,11348,2010,9999,null,null,"N","Natural Gas",{"$nulls":3},"DLNB",{"$nulls":9},0.03667,0.03667,0.03667,0.03667]
["Harry Allen","7082_G_6",7082,"G","6",2934,"Combined Cycle",null,"WECC_SNV","Nevada",32,"Clark",3,"32003",151.6,7050,2011,9999,null,null,"N","Natural Gas",{"$nulls":3},"DLNB","SCR",{"$nulls":8},0.00587,0.00587,0.00587,0.00587]
["Heber City","7111_G_1",7111,"G","1",null,"Combustion Turbine","IC Engine","WECC_UT","Utah",49,"Wasatch",51,"49051",1.4,10745,2004,9999,null,null,"N","Natural Gas",{"$nulls":12},0.85,0.20238,0.20238,0.20238,0.20238]
["Lloyd Shoals","712_G_3",712,"G","3",null,"Hydro",null,"S_SOU","Georgia",13,"Jasper",159,"13159",3.8,0,1911,9999,null,null,"N","Hydro",{"$nulls":13},0,0,0,0]
["Forked River","7138_G_1",7138,"G","1",2945,"Combustion Turbine",null,"PJM_EMAC","New Jersey",34,"Ocean",29,"34029",34,15400,1989,9999,null,null,"N","Natural Gas, Distillate Fuel Oil",{"$nulls":3},"H2O",{"$nulls":8},0.32,0.11689,0.11689,0.11689,0.11689]
["McManus","715_G_4D",715,"G","4D",90268,"Combustion Turbine",null,"S_SOU","Georgia",13,"Glynn",127,"13127",46,25000,1972,9999,null,null,"N","Distillate Fuel Oil",{"$nulls":12},0.8,1.20034,1.20034,1.20034,1.20034]
["Woodsdale","7158_G_GT2",7158,"G","GT2",2977,"Combustion Turbine",null,"PJM_West","Ohio",39,"Butler",17,"39017",80,23599,1992,9999,null,null,"N","Natural Gas",{"$nulls":3},"H2O",{"$nulls":8},0.5,0.10033,0.10033,0.10033,0.10033]
["Morgan Falls","717_G_3",717,"G","3",null,"Hydro",null,"S_SOU","Georgia",13,"Fulton",121,"13121",1.5,0,1903,9999,null,null,"N","Hydro",{"$nulls":13},0,0,0,0]
["Tallassee Hydro Project","7191_G_2",7191,"G","2",null,"Hydro",null,"S_SOU","Georgia",13,"Clarke",59,"13059",0.1,0,1986,9999,null,null,"N","Hydro",{"$nulls":13},0,0,0,0]
["Clover","7213_B_1",7213,"B","1",3007,"Coal Steam",null,"PJM_Dom","Virginia",51,"Halifax",83,"51083",440,10041,1995,9999,"tangential","dry","N","Bituminous","Wet Scrubber",1995,0.94,"LNB + OFA","SNCR",null,"1995","B + WS","NA",{"$nulls":3},0.1,0.31341,0.26382,0.139,0.139,0.1,0.27,0.56,0.99]
["Angus Anson","7237_G_2",7237,"G","2",3041,"Combustion Turbine",null,"MIS_MNWI","South Dakota",46,"Minnehaha",99,"46099",90,12645,1994,9999,null,null,"N","Natural Gas, Distillate Fuel Oil",{"$nulls":3},"H2O",{"$nulls":8},0.064,0.07622,0.07622,0.07622,0.07622]
["Angus Anson","7237_G_4",7237,"G","4",89387,"Combustion Turbine",null,"MIS_MNWI","South Dakota",46,"Minnehaha",99,"46099",147,12644,2005,9999,null,null,"N","Natural Gas",{"$nulls":3},"DLNB",{"$nulls":8},3,0.03149,0.03149,0.03149,0.03149]
["Dam 2","7246_G_1",7246,"G","1",null,"Hydro",null,"MIS_AR","Arkansas",5,"Desha",41,"05041",11,0,1999,9999,null,null,"N","Hydro",{"$nulls":13},0,0,0,0]
["491 E 48th Street","7268_G_7",7268,"G","7",3062,"Combustion Turbine",null,"MIS_LMI","Michigan",26,"Allegan",5,"26005",32,14925,1992,9999,null,null,"N","Natural Gas, Distillate Fuel Oil",{"$nulls":3},"H2O",{"$nulls":8},1.67,0.11645,0.11645,0.11645,0.11645]
["Lincoln Combustion","7277_G_4",7277,"G","4",3080,"Combustion Turbine",null,"S_VACA","North Carolina",37,"Lincoln",109,"37109",75,13638,1995,9999,null,null,"N","Natural Gas, Distillate Fuel Oil",{"$nulls":3},"H2O",{"$nulls":8},2.3,0.08207,0.08207,0.08207,0.08207]
["Sherman Avenue","7288_G_SEHR",7288,"G","SEHR",3086,"Combustion Turbine",null,"PJM_EMAC","New Jersey",34,"Cumberland",11,"34011",82.4,13727,1991,9999,null,null,"N","Natural Gas, Distillate Fuel Oil",{"$nulls":3},"H2O",{"$nulls":8},0.21,0.07035,0.07035,0.07035,0.07035]
["Hines Energy Complex","7302_G_3ST",7302,"G","3ST",null,"Combined Cycle",null,"FRCC","Florida",12,"Polk",105,"12105",176,7190,2005,9999,null,null,"N","Natural Gas, Distillate Fuel Oil",{"$nulls":3},"DLNB + H2O","SCR",2005,{"$nulls":6},0.05,0.00903,0.00903,0.00903,0.00903]
["Buffalo Bill","7317_G_2",7317,"G","2",null,"Hydro",null,"WECC_WY","Wyoming",56,"Park",29,"56029",6,0,1992,9999,null,null,"N","Hydro",{"$nulls":13},0,0,0,0]
["Robins","7348_G_1",7348,"G","1",3103,"Combustion Turbine",null,"S_SOU","Georgia",13,"Houston",153,"13153",80,17394,1995,9999,null,null,"N","Natural Gas",{"$nulls":3},"H2O",{"$nulls":8},0.309,0.71088,0.71088,0.71088,0.71088]
["Midulla Generating Station","7380_G_CT1",7380,"G","CT1",8366,"Combined Cycle",null,"FRCC","Florida",12,"Hardee",49,"12049",151,7312,2002,9999,null,null,"N","Natural Gas, Distillate Fuel Oil",{"$nulls":3},"DLNB + H2O","SCR",{"$nulls":8},0.02897,0.02897,0.02897,0.02897]
["Falling Spring","7397_G_5",7397,"G","5",null,"Combustion Turbine","IC Engine","PJM_AP","Pennsylvania",42,"Franklin",55,"42055",2.1,10745,1967,9999,null,null,"N","Natural Gas, Distillate Fuel Oil",{"$nulls":12},3.7,1.2219,1.2219,1.2219,1.2219]
["Payson","7408_G_86-2",7408,"G","86-2",null,"Combustion Turbine","IC Engine","WECC_UT","Utah",49,"Utah",49,"49049",2.6,10745,1988,9999,null,null,"N","Natural Gas, Distillate Fuel Oil",{"$nulls":12},0.85,0.20283,0.20283,0.20283,0.20283]
["Church Street Plant","7438_G_C3A",7438,"G","C3A",null,"Combustion Turbine","IC Engine","PJM_Dom","Virginia",51,"Prince William",153,"51153",1,14566,1996,9999,null,null,"N","Distillate Fuel Oil",{"$nulls":12},1.06,1.77612,1.77612,1.77612,1.77612]
["VMEA Peaking Gen","7441_G_V12",7441,"G","V12",null,"Combustion Turbine","IC Engine","PJM_Dom","Virginia",51,"Prince William",153,"51153",1.5,11066,1993,9999,null,null,"N","Distillate Fuel Oil",{"$nulls":12},1.06,1.77612,1.77612,1.77612,1.77612]
["Marceline","7470_G_1",7470,"G","1",null,"Combustion Turbine","IC Engine","MIS_MO","Missouri",29,"Linn",115,"29115",1,12822,1989,9999,null,null,"N","Distillate Fuel Oil",{"$nulls":12},2.3,1.77612,1.77612,1.77612,1.77612]
["Croswell","7497_G_4",7497,"G","4",null,"Combustion Turbine","IC Engine","MIS_LMI","Michigan",26,"Sanilac",151,"26151",1.3,12280,1990,9999,null,null,"N","Natural Gas, Distillate Fuel Oil",{"$nulls":12},1.67,4.1606,4.1606,4.1606,4.1606]
["Solano Wind","7526_G_1",7526,"G","1",null,"Onshore Wind",null,"WEC_CALN","California",6,"Solano",95,"06095",13.1,0,1994,9999,null,null,"N","Wind",{"$nulls":13},0,0,0,0]
["Hartwell Lake","754_G_5",754,"G","5",null,"Hydro",null,"S_SOU","Georgia",13,"Hart",147,"13147",80,0,1983,9999,null,null,"N","Hydro",{"$nulls":13},0,0,0,0]
["State Farm","7556_G_1",7556,"G","1",null,"Combustion Turbine","IC Engine","MIS_IL","Illinois",17,"Mclean",113,"17113",1.7,14397,1996,9999,null,null,"N","Distillate Fuel Oil",{"$nulls":12},1,0.73147,0.73147,0.73147,0.73147]
["Buford","759_G_3A",759,"G","3A",null,"Hydro",null,"S_SOU","Georgia",13,"Forsyth",117,"13117",6.8,0,2005,9999,null,null,"N","Hydro",{"$nulls":13},0,0,0,0]
["Auglaize Hydro","7657_G_1",7657,"G","1",null,"Hydro",null,"PJM_ATSI","Ohio",39,"Defiance",39,"39039",0.8,0,1986,9999,null,null,"N","Hydro",{"$nulls":13},0,0,0,0]
["H Allen Franklin Combined Cycle","7710_G_CT3B",7710,"G","CT3B",3290,"Combined Cycle",null,"S_SOU","Alabama",1,"Lee",81,"01081",188.6,7050,2008,9999,null,null,"N","Natural Gas",{"$nulls":3},"DLNB","SCR",{"$nulls":7},1E-3,0.00915,0.00915,0.00915,0.00915]
["Coffin Butte","7725_G_3",7725,"G","3",null,"Landfill Gas",null,"WECC_PNW","Oregon",41,"Benton",3,"41003",0.8,13500,1995,9999,null,null,"N","Landfill Gas",{"$nulls":13},0.24082,0.24082,0.24082,0.24082]
["South Plant","7758_G_4",7758,"G","4",null,"Combustion Turbine","IC Engine","MIS_MIDA","Iowa",19,"Bremer",17,"19017",1.9,10745,2000,9999,null,null,"N","Distillate Fuel Oil",{"$nulls":12},1.406,1.77612,1.77612,1.77612,1.77612]
["Dahlberg","7765_G_10",7765,"G","10",3179,"Combustion Turbine",null,"S_SOU","Georgia",13,"Jackson",157,"13157",75.2,12100,2001,9999,null,null,"N","Natural Gas",{"$nulls":3},"DLNB + H2O",{"$nulls":8},0.052,0.03138,0.03138,0.03138,0.03138]
["Bloomington Power Plant","7767_G_1",7767,"G","1",null,"Combustion Turbine","IC Engine","WECC_UT","Utah",49,"Washington",53,"49053",1.5,10745,1999,9999,null,null,"N","Distillate Fuel Oil",{"$nulls":12},0.85,1.77612,1.77612,1.77612,1.77612]
["Versailles Peaking","7775_G_1",7775,"G","1",null,"Combustion Turbine","IC Engine","PJM_West","Ohio",39,"Darke",37,"39037",1.8,10745,1999,9999,null,null,"N","Distillate Fuel Oil",{"$nulls":12},0.5,3.16,3.16,3.16,3.16]
["Bryan Peaking","7779_G_4",7779,"G","4",null,"Combustion Turbine","IC Engine","PJM_ATSI","Ohio",39,"Williams",171,"39171",1.8,10745,1999,9999,null,null,"N","Distillate Fuel Oil",{"$nulls":13},3.16,3.16,3.16,3.16]
["Montpelier","7791_G_5",7791,"G","5",null,"Combustion Turbine","IC Engine","PJM_ATSI","Ohio",39,"Williams",171,"39171",1.8,10745,2000,9999,null,null,"N","Distillate Fuel Oil",{"$nulls":12},0.5,3.16,3.16,3.16,3.16]
["Sherwood H Smith Jr Energy Complex","7805_G_8",7805,"G","8",3242,"Combined Cycle",null,"S_VACA","North Carolina",37,"Richmond",153,"37153",153,7050,2002,9999,null,null,"N","Natural Gas",{"$nulls":3},"DLNB + H2O","SCR",{"$nulls":7},2.3,0.00732,0.00732,0.00732,0.00732]
["Alsey","7818_G_4",7818,"G","4",null,"Combustion Turbine",null,"MIS_IL","Illinois",17,"Scott",171,"17171",18,15679,1999,9999,null,null,"N","Natural Gas, Distillate Fuel Oil",{"$nulls":12},1,0.16138,0.16138,0.16138,0.16138]
["Rowan","7826_G_STG",7826,"G","STG",null,"Combined Cycle",null,"S_VACA","North Carolina",37,"Rowan",159,"37159",195,7095,2003,9999,null,null,"N","Natural Gas, Distillate Fuel Oil",{"$nulls":3},"DLNB","SCR",{"$nulls":7},0.006,0.00991,0.00991,0.00991,0.00991]
["John S Rainey","7834_G_CT2A",7834,"G","CT2A",3262,"Combustion Turbine",null,"S_VACA","South Carolina",45,"Anderson",7,"45007",146,11762,2002,9999,null,null,"N","Natural Gas, Distillate Fuel Oil",{"$nulls":3},"DLNB + H2O",{"$nulls":8},1E-3,0.03003,0.03003,0.03003,0.03003]
["Louisa Generation Facility","7837_G_5",7837,"G","5",3278,"Combustion Turbine",null,"PJM_Dom","Virginia",51,"Louisa",109,"51109",158,11423,2003,9999,null,null,"N","Natural Gas, Distillate Fuel Oil",{"$nulls":3},"DLNB + H2O",{"$nulls":8},0.3,0.03811,0.03811,0.03811,0.03811]
["Lagoon Creek","7845_G_GT1",7845,"G","GT1",3298,"Combustion Turbine",null,"S_C_TVA","Tennessee",47,"Haywood",75,"47075",73.9,11980,2001,9999,null,null,"N","Natural Gas, Distillate Fuel Oil",{"$nulls":12},5,0.03093,0.03093,0.03093,0.03093]
["Coon Rapids II","7847_G_2",7847,"G","2",null,"Combustion Turbine","IC Engine","MIS_MIDA","Iowa",19,"Carroll",27,"19027",1.7,11133,2001,9999,null,null,"N","Distillate Fuel Oil",{"$nulls":12},1.24,1.77612,1.77612,1.77612,1.77612]
["Shenandoah","7850_G_3",7850,"G","3",null,"Combustion Turbine","IC Engine","MIS_MIDA","Iowa",19,"Page",145,"19145",2,25000,2000,9999,null,null,"N","Distillate Fuel Oil",{"$nulls":12},0.05,1.77612,1.77612,1.77612,1.77612]
["Avenue A Generator Sets","7854_G_2",7854,"G","2",null,"Combustion Turbine","IC Engine","PJM_COMD","Illinois",17,"Whiteside",195,"17195",1.8,10745,2000,9999,null,null,"N","Distillate Fuel Oil",{"$nulls":12},1,0.73147,0.73147,0.73147,0.73147]
["Elk Mound","7863_G_2",7863,"G","2",3328,"Combustion Turbine",null,"MIS_MNWI","Wisconsin",55,"Chippewa",17,"55017",34.9,14448,2001,9999,null,null,"N","Natural Gas, Distillate Fuel Oil",{"$nulls":3},"DLNB + H2O",{"$nulls":9},0.10101,0.10101,0.10101,0.10101]
["H L Culbreath Bayside Power Station","7873_G_2A",7873,"G","2A",3342,"Combined Cycle",null,"FRCC","Florida",12,"Hillsborough",57,"12057",156,7397,2004,9999,null,null,"N","Natural Gas",{"$nulls":3},"DLNB","SCR",{"$nulls":8},0.01337,0.01337,0.01337,0.01337]
["Powell Valley","7883_G_4",7883,"G","4",null,"Combustion Turbine","IC Engine","S_C_TVA","Tennessee",47,"Hancock",67,"47067",1.8,10745,2000,9999,null,null,"N","Distillate Fuel Oil",{"$nulls":12},5,1.77612,1.77612,1.77612,1.77612]
["E B Harris Electric Generating Plant","7897_G_CT1B",7897,"G","CT1B",3356,"Combined Cycle",null,"S_SOU","Alabama",1,"Autauga",1,"01001",172.8,7176,2003,9999,null,null,"N","Natural Gas",{"$nulls":3},"DLNB","SCR",{"$nulls":7},1E-3,0.01145,0.01145,0.01145,0.01145]
["Pirkey","7902_B_1",7902,"B","1",3360,"Coal Steam",null,"SPP_WEST","Texas",48,"Harrison",203,"48203",721,10700,1985,9999,"wall","dry","N","Lignite, Subbituminous","Wet Scrubber",1985,0.85,"LNB + LNBO + OFA",{"$nulls":3},"ESPC","Yes","ACI",2015,null,1.2,0.16597,0.16597,0.16597,0.16597,0.1,0.1,0.1,0.9]
["North 1st","7915_G_N01",7915,"G","N01",8400,"Combustion Turbine",null,"NY_Z_J","New York",36,"Kings",47,"36047",45.1,10745,2001,9999,null,null,"N","Natural Gas",{"$nulls":4},"SCR",{"$nulls":7},0.316,0.01063,0.01063,0.01063,0.01063]
["Maquoketa 2","7921_G_11",7921,"G","11",null,"Combustion Turbine","IC Engine","MIS_IA","Iowa",19,"Jackson",97,"19097",1.2,12822,2001,9999,null,null,"N","Distillate Fuel Oil",{"$nulls":12},2.5,1.77612,1.77612,1.77612,1.77612]
["Maquoketa 2","7921_G_12",7921,"G","12",null,"Combustion Turbine","IC Engine","MIS_IA","Iowa",19,"Jackson",97,"19097",1.3,12822,2001,9999,null,null,"N","Distillate Fuel Oil",{"$nulls":12},2.5,1.77612,1.77612,1.77612,1.77612]
["Buffalo Mountain","7927_G_2",7927,"G","2",null,"Onshore Wind",null,"S_C_TVA","Tennessee",47,"Anderson",1,"47001",0.7,0,2000,9999,null,null,"N","Wind",{"$nulls":13},0,0,0,0]
["Industrial Park","7934_G_6",7934,"G","6",null,"Combustion Turbine","IC Engine","PJM_COMD","Illinois",17,"Whiteside",195,"17195",1.8,10745,2002,9999,null,null,"N","Distillate Fuel Oil",{"$nulls":12},1,0.73147,0.73147,0.73147,0.73147]
["Diamond Valley Lake","7942_G_10",7942,"G","10",null,"Hydro",null,"WECC_SCE","California",6,"Riverside",65,"06065",3.3,0,2001,9999,null,null,"N","Hydro",{"$nulls":13},0,0,0,0]
["Lawrence County Station","7948_G_4",7948,"G","4",8416,"Combustion Turbine",null,"MIS_INKY","Indiana",18,"Lawrence",93,"18093",43.9,11364,2005,9999,null,null,"N","Natural Gas",{"$nulls":3},"H2O",{"$nulls":8},0.006,0.09149,0.09149,0.09149,0.09149]
["Horry Land Fill Gas Site","7958_G_HG2",7958,"G","HG2",null,"Landfill Gas",null,"S_VACA","South Carolina",45,"Horry",51,"45051",1.1,13500,2001,9999,null,null,"N","Landfill Gas",{"$nulls":13},0.24082,0.24082,0.24082,0.24082]
["Pella Peaking","7971_G_10",7971,"G","10",null,"Combustion Turbine","IC Engine","MIS_MIDA","Iowa",19,"Marion",125,"19125",1.8,10745,2003,9999,null,null,"N","Distillate Fuel Oil",{"$nulls":12},0.15,1.77612,1.77612,1.77612,1.77612]
["Sumpter","7972_G_4",7972,"G","4",9885,"Combustion Turbine",null,"MIS_LMI","Michigan",26,"Wayne",163,"26163",77.3,12885,2002,9999,null,null,"N","Natural Gas",{"$nulls":3},"DLNB",{"$nulls":8},1.67,0.03233,0.03233,0.03233,0.03233]
["Mulvane 2","7976_G_11",7976,"G","11",null,"Combustion Turbine","IC Engine","SPP_N","Kansas",20,"Sedgwick",173,"20173",3.8,10745,2003,9999,null,null,"N","Distillate Fuel Oil",{"$nulls":12},3,2.8335,2.8335,2.8335,2.8335]
["Greater Des Moines","7985_G_GT1",7985,"G","GT1",9886,"Combined Cycle",null,"MIS_MIDA","Iowa",19,"Polk",153,"19153",159.1,7615,2003,9999,null,null,"N","Natural Gas",{"$nulls":3},"DLNB","SCR",2004,{"$nulls":6},2E-3,0.00952,0.00952,0.00952,0.00952]
["Airport Industrial","7995_G_IC1",7995,"G","IC1",null,"Combustion Turbine","IC Engine","WECC_CO","Colorado",8,"Pueblo",101,"08101",2.5,12822,2002,9999,null,null,"N","Distillate Fuel Oil",{"$nulls":12},1.2,1.77612,1.77612,1.77612,1.77612]
["Winston","7997_G_WD15",7997,"G","WD15",null,"Combustion Turbine","IC Engine","FRCC","Florida",12,"Polk",105,"12105",2.5,25000,2001,9999,null,null,"N","Distillate Fuel Oil",{"$nulls":13},2.18372,2.18372,2.18372,2.18372]
["Roseton Generating Facility","8006_B_2",8006,"B","2",3401,"O/G Steam",null,"NY_Z_G-I","New York",36,"Orange",71,"36071",600,11376,1974,9999,"tangential","dry","N","Natural Gas, Residual Fuel Oil",{"$nulls":3},"FR + OFA",{"$nulls":8},1.39,0.08,0.08,0.08,0.08,{"$nulls":10},"Yes"]
["Croydon CT Generating Station","8012_G_22",8012,"G","22",3426,"Combustion Turbine",null,"PJM_EMAC","Pennsylvania",42,"Bucks",17,"42017",49,12723,1974,9999,null,null,"N","Distillate Fuel Oil",{"$nulls":12},1,0.41347,0.41347,0.41347,0.41347]
["Boulder Park","8022_G_4",8022,"G","4",null,"Combustion Turbine","IC Engine","WECC_PNW","Washington",53,"Spokane",63,"53063",4.1,10745,2002,9999,null,null,"N","Natural Gas",{"$nulls":12},2.63,0.79266,0.79266,0.79266,0.79266]
["Sycamore (IA)","8029_G_1",8029,"G","1",90084,"Combustion Turbine",null,"MIS_MIDA","Iowa",19,"Polk",153,"19153",75.5,21263,1974,9999,null,null,"N","Natural Gas",{"$nulls":12},0.5,0.32909,0.32909,0.32909,0.32909]
["Anclote","8048_B_2",8048,"B","2",3439,"O/G Steam",null,"FRCC","Florida",12,"Pasco",101,"12101",505,11785,1978,9999,"tangential",null,"N","Natural Gas",{"$nulls":3},"OFA",{"$nulls":8},2.75,0.09832,0.09832,0.09832,0.09832]
["Pouch","8053_G_N01",8053,"G","N01",8388,"Combustion Turbine",null,"NY_Z_J","New York",36,"Richmond",85,"36085",45.5,10745,2001,9999,null,null,"N","Natural Gas",{"$nulls":4},"SCR",{"$nulls":7},1.053,0.01006,0.01006,0.01006,0.01006]
["Fort Lupton","8067_G_1",8067,"G","1",null,"Combustion Turbine",null,"WECC_CO","Colorado",8,"Weld",123,"08123",44,15731,1972,9999,null,null,"N","Natural Gas, Distillate Fuel Oil",{"$nulls":12},0.06,0.40657,0.40657,0.40657,0.40657]
["Beaver","8073_G_5",8073,"G","5",null,"Combined Cycle",null,"WECC_PNW","Oregon",41,"Columbia",9,"41009",54,10697,1974,9999,null,null,"N","Natural Gas, Distillate Fuel Oil",{"$nulls":13},0.11295,0.11295,0.11295,0.11295]
["General James M Gavin","8102_B_2",8102,"B","2",3462,"Coal Steam",null,"PJM_West","Ohio",39,"Gallia",53,"39053",1299,9899,1975,9999,"cell","dry","N","Bituminous, Subbituminous","Wet Scrubber",1994,0.95,"LNB + LNCB","SCR",2001,null,"ESPC","No",{"$nulls":3},2.15,0.4434,0.10419,0.4434,0.10419,0.1,0.1,0.56,0.99]
["Stanberry","8110_G_IC5",8110,"G","IC5",null,"Combustion Turbine","IC Engine","S_D_AECI","Missouri",29,"Gentry",75,"29075",0.3,12822,1958,9999,null,null,"N","Distillate Fuel Oil",{"$nulls":12},2.3,1.77612,1.77612,1.77612,1.77612]
["Swan Falls","819_G_2",819,"G","2",null,"Hydro",null,"WECC_ID","Idaho",16,"Ada",1,"16001",14.5,0,1994,9999,null,null,"N","Hydro",{"$nulls":13},0,0,0,0]
["North Valmy","8224_B_1",8224,"B","1",3473,"Coal Steam",null,"WECC_NNV","Nevada",32,"Humboldt",13,"32013",254,11129,1981,2026,"wall","dry","N","Bituminous, Subbituminous",null,null,0.5,"LNB + OFA",{"$nulls":3},"B","NA",{"$nulls":3},1.2,0.3609,0.3609,0.3609,0.3609,0.11,0.27,1,0.9,"Yes"]
["AOL","83003_G_1",83003,"G","1",null,"Combustion Turbine","IC Engine","PJM_Dom","Virginia",51,"Loudoun",107,"51107",14,11132,2016,9999,null,null,"N","Distillate Fuel Oil",{"$nulls":13},1.77612,1.77612,1.77612,1.77612]
["Scott Flat","839_G_7P",839,"G","7P",null,"Hydro",null,"WEC_CALN","California",6,"Nevada",57,"06057",0.9,0,1985,9999,null,null,"N","Hydro",{"$nulls":13},0,0,0,0]
["E D Edwards","856_B_3",856,"B","3",570,"Coal Steam",null,"MIS_IL","Illinois",17,"Peoria",143,"17143",315,10737,1960,2022,"wall","dry","N","Bituminous, Subbituminous",{"$nulls":3},"LNB + LNBO + OFA","SCR",2003,null,"ESPC","Yes","ACI",2009,null,0.429,0.2016,0.08898,0.2016,0.08898,0.1,0.1,0.1]
["Quad Cities Generating Station","880_G_2",880,"G","2",null,"Nuclear",null,"PJM_COMD","Illinois",17,"Rock Island",161,"17161",911,10456,1972,2052,null,null,"N","Nuclear Fuel",{"$nulls":13},0,0,0,0]
["Joppa Steam","887_B_2",887,"B","2",606,"Coal Steam",null,"S_C_TVA","Illinois",17,"Massac",127,"17127",159,10472,1953,9999,"tangential","dry","N","Subbituminous",{"$nulls":3},"LNC1",{"$nulls":3},"ESPC","Yes","ACI",2009,null,0.498,0.11974,0.11974,0.11974,0.11974,0.1,0.1,0.1]
["Astoria Generating Station","8906_B_30",8906,"B","30",90457,"O/G Steam",null,"NY_Z_J","New York",36,"Queens",81,"36081",376,12294,1958,9999,"wall","dry","N","Natural Gas, Residual Fuel Oil",{"$nulls":3},"FR + LNB",{"$nulls":8},1.02,0.05185,0.05185,0.05185,0.05185]
["Moline","899_G_HY4",899,"G","HY4",null,"Hydro",null,"MIS_MIDA","Illinois",17,"Rock Island",161,"17161",0.8,0,1942,9999,null,null,"N","Hydro",{"$nulls":13},0,0,0,0]
["Venice","913_G_GT3",913,"G","GT3",89497,"Combustion Turbine",null,"MIS_MO","Illinois",17,"Madison",119,"17119",168,11255,2005,9999,null,null,"N","Natural Gas",{"$nulls":3},"DLNB + H2O",{"$nulls":8},0.28,0.04219,0.04219,0.04219,0.04219]
["Venice","913_G_GT4",913,"G","GT4",89498,"Combustion Turbine",null,"MIS_MO","Illinois",17,"Madison",119,"17119",168,11255,2005,9999,null,null,"N","Natural Gas",{"$nulls":3},"DLNB + H2O",{"$nulls":8},0.28,0.0432,0.0432,0.0432,0.0432]
["Venice","913_G_GT5",913,"G","GT5",89499,"Combustion Turbine",null,"MIS_MO","Illinois",17,"Madison",119,"17119",104,11255,2005,9999,null,null,"N","Natural Gas",{"$nulls":3},"DLNB + H2O",{"$nulls":8},0.28,0.05809,0.05809,0.05809,0.05809]
["Quincy Chute","917_G_1",917,"G","1",null,"Hydro",null,"WECC_PNW","Washington",53,"Grant",25,"53025",9.4,0,1985,9999,null,null,"N","Hydro",{"$nulls":13},0,0,0,0]
["Hydro Plant No 3","925_G_2",925,"G","2",null,"Hydro",null,"WECC_UT","Utah",49,"Sanpete",39,"49039",0.6,0,1984,9999,null,null,"N","Hydro",{"$nulls":13},0,0,0,0]
["Hydro Plant No 3","925_G_3",925,"G","3",null,"Hydro",null,"WECC_UT","Utah",49,"Sanpete",39,"49039",2,0,1984,9999,null,null,"N","Hydro",{"$nulls":13},0,0,0,0]
["Breese","934_G_2",934,"G","2",null,"Combustion Turbine","IC Engine","MIS_IL","Illinois",17,"Clinton",27,"17027",3,13316,1982,9999,null,null,"N","Natural Gas, Distillate Fuel Oil",{"$nulls":12},1,0.73147,0.73147,0.73147,0.73147]
["Breese","934_G_5",934,"G","5",null,"Combustion Turbine","IC Engine","MIS_IL","Illinois",17,"Clinton",27,"17027",2.5,13291,1992,9999,null,null,"N","Distillate Fuel Oil",{"$nulls":12},1,0.73147,0.73147,0.73147,0.73147]
["Breese","934_G_6",934,"G","6",null,"Combustion Turbine","IC Engine","MIS_IL","Illinois",17,"Clinton",27,"17027",2.5,13291,1997,9999,null,null,"N","Distillate Fuel Oil",{"$nulls":12},1,0.73147,0.73147,0.73147,0.73147]
["Breese","934_G_7",934,"G","7",null,"Combustion Turbine","IC Engine","MIS_IL","Illinois",17,"Clinton",27,"17027",2.5,13291,2008,9999,null,null,"N","Distillate Fuel Oil",{"$nulls":13},0.73147,0.73147,0.73147,0.73147]
["Breese","934_G_8",934,"G","8",null,"Combustion Turbine","IC Engine","MIS_IL","Illinois",17,"Clinton",27,"17027",2.5,13264,2014,9999,null,null,"N","Natural Gas, Distillate Fuel Oil",{"$nulls":13},0.73147,0.73147,0.73147,0.73147]
["Breese","934_G_IC1",934,"G","IC1",null,"Combustion Turbine","IC Engine","MIS_IL","Illinois",17,"Clinton",27,"17027",1,13311,1953,9999,null,null,"N","Distillate Fuel Oil",{"$nulls":12},1,0.73147,0.73147,0.73147,0.73147]
["Breese","934_G_IC3",934,"G","IC3",null,"Combustion Turbine","IC Engine","MIS_IL","Illinois",17,"Clinton",27,"17027",3,13316,1968,9999,null,null,"N","Distillate Fuel Oil",{"$nulls":12},1,0.73147,0.73147,0.73147,0.73147]
["Bushnell","935_G_1",935,"G","1",null,"Combustion Turbine","IC Engine","MIS_IL","Illinois",17,"Mcdonough",109,"17109",0.2,10745,1940,9999,null,null,"N","Distillate Fuel Oil",{"$nulls":12},1,0.73147,0.73147,0.73147,0.73147]
["Bushnell","935_G_2",935,"G","2",null,"Combustion Turbine","IC Engine","MIS_IL","Illinois",17,"Mcdonough",109,"17109",0.2,10745,1940,9999,null,null,"N","Distillate Fuel Oil",{"$nulls":12},1,0.73147,0.73147,0.73147,0.73147]
["Bushnell","935_G_3",935,"G","3",null,"Combustion Turbine","IC Engine","MIS_IL","Illinois",17,"Mcdonough",109,"17109",2.2,10745,1965,9999,null,null,"N","Natural Gas, Distillate Fuel Oil",{"$nulls":12},1,0.73147,0.73147,0.73147,0.73147]
["Bushnell","935_G_4",935,"G","4",null,"Combustion Turbine","IC Engine","MIS_IL","Illinois",17,"Mcdonough",109,"17109",2.2,10745,1965,9999,null,null,"N","Natural Gas, Distillate Fuel Oil",{"$nulls":12},1,0.73147,0.73147,0.73147,0.73147]
["Bushnell","935_G_5",935,"G","5",null,"Combustion Turbine","IC Engine","MIS_IL","Illinois",17,"Mcdonough",109,"17109",1,10745,1956,9999,null,null,"N","Distillate Fuel Oil",{"$nulls":12},1,0.73147,0.73147,0.73147,0.73147]
["Bushnell","935_G_6",935,"G","6",null,"Combustion Turbine","IC Engine","MIS_IL","Illinois",17,"Mcdonough",109,"17109",2.5,10745,2000,9999,null,null,"N","Distillate Fuel Oil",{"$nulls":12},1,0.73147,0.73147,0.73147,0.73147]
["Bushnell","935_G_7",935,"G","7",null,"Combustion Turbine","IC Engine","MIS_IL","Illinois",17,"Mcdonough",109,"17109",2.5,10745,2000,9999,null,null,"N","Distillate Fuel Oil",{"$nulls":12},1,0.73147,0.73147,0.73147,0.73147]
["Carlyle","936_G_10",936,"G","10",null,"Combustion Turbine","IC Engine","MIS_IL","Illinois",17,"Clinton",27,"17027",2.5,12554,2003,9999,null,null,"N","Distillate Fuel Oil",{"$nulls":12},1,0.73147,0.73147,0.73147,0.73147]
["Carlyle","936_G_7",936,"G","7",null,"Combustion Turbine","IC Engine","MIS_IL","Illinois",17,"Clinton",27,"17027",2,12520,1964,9999,null,null,"N","Natural Gas, Distillate Fuel Oil",{"$nulls":12},1,0.73147,0.73147,0.73147,0.73147]
["Carlyle","936_G_8",936,"G","8",null,"Combustion Turbine","IC Engine","MIS_IL","Illinois",17,"Clinton",27,"17027",2.5,12554,1998,9999,null,null,"N","Distillate Fuel Oil",{"$nulls":12},1,0.73147,0.73147,0.73147,0.73147]
["Carlyle","936_G_9",936,"G","9",null,"Combustion Turbine","IC Engine","MIS_IL","Illinois",17,"Clinton",27,"17027",2.5,12554,1999,9999,null,null,"N","Distillate Fuel Oil",{"$nulls":12},1,0.73147,0.73147,0.73147,0.73147]
["Carmi","937_G_10",937,"G","10",null,"Combustion Turbine","IC Engine","MIS_IL","Illinois",17,"White",193,"17193",1.6,10745,1958,9999,null,null,"N","Natural Gas, Distillate Fuel Oil",{"$nulls":12},1,0.73147,0.73147,0.73147,0.73147]
["Carmi","937_G_11",937,"G","11",null,"Combustion Turbine","IC Engine","MIS_IL","Illinois",17,"White",193,"17193",2.7,10745,1963,9999,null,null,"N","Natural Gas, Distillate Fuel Oil",{"$nulls":12},1,0.73147,0.73147,0.73147,0.73147]
["Carmi","937_G_12",937,"G","12",null,"Combustion Turbine","IC Engine","MIS_IL","Illinois",17,"White",193,"17193",1.8,10745,1967,9999,null,null,"N","Natural Gas, Distillate Fuel Oil",{"$nulls":12},1,0.73147,0.73147,0.73147,0.73147]
["Carmi","937_G_13",937,"G","13",null,"Combustion Turbine","IC Engine","MIS_IL","Illinois",17,"White",193,"17193",4.3,10745,1973,9999,null,null,"N","Natural Gas, Distillate Fuel Oil",{"$nulls":12},1,0.73147,0.73147,0.73147,0.73147]
["Carmi","937_G_14",937,"G","14",null,"Combustion Turbine","IC Engine","MIS_IL","Illinois",17,"White",193,"17193",1.1,10745,2013,9999,null,null,"N","Natural Gas, Distillate Fuel Oil",{"$nulls":13},0.73147,0.73147,0.73147,0.73147]
["Carmi","937_G_7",937,"G","7",null,"Combustion Turbine","IC Engine","MIS_IL","Illinois",17,"White",193,"17193",0.9,10745,1948,9999,null,null,"N","Distillate Fuel Oil",{"$nulls":12},1,0.73147,0.73147,0.73147,0.73147]
["Carmi","937_G_8",937,"G","8",null,"Combustion Turbine","IC Engine","MIS_IL","Illinois",17,"White",193,"17193",1.2,10745,1951,9999,null,null,"N","Natural Gas, Distillate Fuel Oil",{"$nulls":12},1,0.73147,0.73147,0.73147,0.73147]
["Carmi","937_G_9",937,"G","9",null,"Combustion Turbine","IC Engine","MIS_IL","Illinois",17,"White",193,"17193",1.5,10745,1958,9999,null,null,"N","Natural Gas, Distillate Fuel Oil",{"$nulls":12},1,0.73147,0.73147,0.73147,0.73147]
["Fairfield","940_G_IC5",940,"G","IC5",null,"Combustion Turbine","IC Engine","MIS_IL","Illinois",17,"Wayne",191,"17191",2.4,10836,1967,9999,null,null,"N","Distillate Fuel Oil",{"$nulls":12},1,0.73147,0.73147,0.73147,0.73147]
["Fairfield","940_G_IC6",940,"G","IC6",null,"Combustion Turbine","IC Engine","MIS_IL","Illinois",17,"Wayne",191,"17191",2.4,10836,1967,9999,null,null,"N","Distillate Fuel Oil",{"$nulls":12},1,0.73147,0.73147,0.73147,0.73147]
["Fairfield","940_G_IC7",940,"G","IC7",null,"Combustion Turbine","IC Engine","MIS_IL","Illinois",17,"Wayne",191,"17191",2.7,10898,1979,9999,null,null,"N","Distillate Fuel Oil",{"$nulls":12},1,0.73147,0.73147,0.73147,0.73147]
["Farmer City","941_G_1",941,"G","1",null,"Combustion Turbine","IC Engine","MIS_IL","Illinois",17,"Dewitt",39,"17039",1.3,15245,1967,9999,null,null,"N","Natural Gas, Distillate Fuel Oil",{"$nulls":12},1,0.79266,0.79266,0.79266,0.79266]
["Farmer City","941_G_2",941,"G","2",null,"Combustion Turbine","IC Engine","MIS_IL","Illinois",17,"Dewitt",39,"17039",0.9,15391,1963,9999,null,null,"N","Distillate Fuel Oil",{"$nulls":12},1,0.73147,0.73147,0.73147,0.73147]
["Farmer City","941_G_4",941,"G","4",null,"Combustion Turbine","IC Engine","MIS_IL","Illinois",17,"Dewitt",39,"17039",0.7,15271,1951,9999,null,null,"N","Distillate Fuel Oil",{"$nulls":12},1,0.73147,0.73147,0.73147,0.73147]
["Farmer City","941_G_5",941,"G","5",null,"Combustion Turbine","IC Engine","MIS_IL","Illinois",17,"Dewitt",39,"17039",2.8,15399,1974,9999,null,null,"N","Natural Gas, Distillate Fuel Oil",{"$nulls":12},1,0.79266,0.79266,0.79266,0.79266]
["Farmer City","941_G_6",941,"G","6",null,"Combustion Turbine","IC Engine","MIS_IL","Illinois",17,"Dewitt",39,"17039",2,16002,2012,9999,null,null,"N","Distillate Fuel Oil",{"$nulls":13},0.73147,0.73147,0.73147,0.73147]
["Farmer City","941_G_7",941,"G","7",null,"Combustion Turbine","IC Engine","MIS_IL","Illinois",17,"Dewitt",39,"17039",2,16002,2012,9999,null,null,"N","Distillate Fuel Oil",{"$nulls":13},0.73147,0.73147,0.73147,0.73147]
["Freeburg","943_G_1",943,"G","1",null,"Combustion Turbine","IC Engine","MIS_IL","Illinois",17,"St Clair",163,"17163",0.4,11796,1948,9999,null,null,"N","Natural Gas, Distillate Fuel Oil",{"$nulls":12},1,0.73147,0.73147,0.73147,0.73147]
["Freeburg","943_G_10",943,"G","10",null,"Combustion Turbine","IC Engine","MIS_IL","Illinois",17,"St Clair",163,"17163",1.8,11753,2007,9999,null,null,"N","Distillate Fuel Oil",{"$nulls":12},0.3,0.73147,0.73147,0.73147,0.73147]
["Freeburg","943_G_11",943,"G","11",null,"Combustion Turbine","IC Engine","MIS_IL","Illinois",17,"St Clair",163,"17163",1.8,11753,2007,9999,null,null,"N","Distillate Fuel Oil",{"$nulls":12},0.3,0.73147,0.73147,0.73147,0.73147]
["Freeburg","943_G_12",943,"G","12",null,"Combustion Turbine","IC Engine","MIS_IL","Illinois",17,"St Clair",163,"17163",1.8,11753,2007,9999,null,null,"N","Distillate Fuel Oil",{"$nulls":13},0.73147,0.73147,0.73147,0.73147]
["Freeburg","943_G_2",943,"G","2",null,"Combustion Turbine","IC Engine","MIS_IL","Illinois",17,"St Clair",163,"17163",0.4,11796,1948,9999,null,null,"N","Natural Gas, Distillate Fuel Oil",{"$nulls":12},1,0.73147,0.73147,0.73147,0.73147]
["Freeburg","943_G_3",943,"G","3",null,"Combustion Turbine","IC Engine","MIS_IL","Illinois",17,"St Clair",163,"17163",0.6,11663,1953,9999,null,null,"N","Distillate Fuel Oil",{"$nulls":12},1,0.73147,0.73147,0.73147,0.73147]
["Freeburg","943_G_4",943,"G","4",null,"Combustion Turbine","IC Engine","MIS_IL","Illinois",17,"St Clair",163,"17163",1,11666,1959,9999,null,null,"N","Distillate Fuel Oil",{"$nulls":12},1,0.73147,0.73147,0.73147,0.73147]
["Freeburg","943_G_6",943,"G","6",null,"Combustion Turbine","IC Engine","MIS_IL","Illinois",17,"St Clair",163,"17163",1.8,11753,1974,9999,null,null,"N","Natural Gas, Distillate Fuel Oil",{"$nulls":12},1,0.73147,0.73147,0.73147,0.73147]
["Freeburg","943_G_7",943,"G","7",null,"Combustion Turbine","IC Engine","MIS_IL","Illinois",17,"St Clair",163,"17163",2.6,11979,1986,9999,null,null,"N","Distillate Fuel Oil",{"$nulls":12},1,0.73147,0.73147,0.73147,0.73147]
["Freeburg","943_G_8",943,"G","8",null,"Combustion Turbine","IC Engine","MIS_IL","Illinois",17,"St Clair",163,"17163",1.8,11753,1996,9999,null,null,"N","Distillate Fuel Oil",{"$nulls":12},1,0.73147,0.73147,0.73147,0.73147]
["Freeburg","943_G_9",943,"G","9",null,"Combustion Turbine","IC Engine","MIS_IL","Illinois",17,"St Clair",163,"17163",1.8,11753,1996,9999,null,null,"N","Distillate Fuel Oil",{"$nulls":12},1,0.73147,0.73147,0.73147,0.73147]
["Geneseo","944_G_1",944,"G","1",null,"Combustion Turbine","IC Engine","MIS_MIDA","Illinois",17,"Henry",73,"17073",4.4,18000,1974,9999,null,null,"N","Natural Gas, Distillate Fuel Oil",{"$nulls":12},1,0.79266,0.79266,0.79266,0.79266]
["Geneseo","944_G_10",944,"G","10",null,"Onshore Wind",null,"MIS_MIDA","Illinois",17,"Henry",73,"17073",1.5,0,2009,9999,null,null,"N","Wind",{"$nulls":13},0,0,0,0]
["Geneseo","944_G_11",944,"G","11",null,"Onshore Wind",null,"MIS_MIDA","Illinois",17,"Henry",73,"17073",1.5,0,2009,9999,null,null,"N","Wind",{"$nulls":13},0,0,0,0]
["Geneseo","944_G_12",944,"G","12",null,"Solar PV",null,"MIS_MIDA","Illinois",17,"Henry",73,"17073",0.9,0,2015,9999,null,null,"N","Solar",{"$nulls":13},0,0,0,0]
["Geneseo","944_G_2",944,"G","2",null,"Combustion Turbine","IC Engine","MIS_MIDA","Illinois",17,"Henry",73,"17073",2.8,18000,1967,9999,null,null,"N","Natural Gas, Distillate Fuel Oil",{"$nulls":12},1,0.79266,0.79266,0.79266,0.79266]
["Geneseo","944_G_3",944,"G","3",null,"Combustion Turbine","IC Engine","MIS_MIDA","Illinois",17,"Henry",73,"17073",2.8,18000,1966,9999,null,null,"N","Natural Gas, Distillate Fuel Oil",{"$nulls":12},1,0.79266,0.79266,0.79266,0.79266]
["Geneseo","944_G_4",944,"G","4",null,"Combustion Turbine","IC Engine","MIS_MIDA","Illinois",17,"Henry",73,"17073",1.3,18000,1957,9999,null,null,"N","Natural Gas, Distillate Fuel Oil",{"$nulls":12},1,0.79266,0.79266,0.79266,0.79266]
["Geneseo","944_G_5A",944,"G","5A",null,"Combustion Turbine","IC Engine","MIS_MIDA","Illinois",17,"Henry",73,"17073",3.4,18000,1990,9999,null,null,"N","Natural Gas, Distillate Fuel Oil",{"$nulls":12},1,0.79266,0.79266,0.79266,0.79266]
["Geneseo","944_G_6A",944,"G","6A",null,"Combustion Turbine","IC Engine","MIS_MIDA","Illinois",17,"Henry",73,"17073",2.4,18000,2003,9999,null,null,"N","Natural Gas, Distillate Fuel Oil",{"$nulls":12},1,0.79266,0.79266,0.79266,0.79266]
["Geneseo","944_G_7",944,"G","7",null,"Combustion Turbine","IC Engine","MIS_MIDA","Illinois",17,"Henry",73,"17073",2.4,18000,1961,9999,null,null,"N","Natural Gas, Distillate Fuel Oil",{"$nulls":12},1,0.79266,0.79266,0.79266,0.79266]
["Geneseo","944_G_9",944,"G","9",null,"Combustion Turbine","IC Engine","MIS_MIDA","Illinois",17,"Henry",73,"17073",3.8,22401,1998,9999,null,null,"N","Distillate Fuel Oil",{"$nulls":12},1,0.73147,0.73147,0.73147,0.73147]
["Highland","946_G_IC1",946,"G","IC1",null,"Combustion Turbine","IC Engine","MIS_IL","Illinois",17,"Madison",119,"17119",1.6,11506,1993,9999,null,null,"N","Distillate Fuel Oil",{"$nulls":12},1,0.73147,0.73147,0.73147,0.73147]
["Highland","946_G_IC2",946,"G","IC2",null,"Combustion Turbine","IC Engine","MIS_IL","Illinois",17,"Madison",119,"17119",1.6,11506,1993,9999,null,null,"N","Distillate Fuel Oil",{"$nulls":12},1,0.73147,0.73147,0.73147,0.73147]
["Highland","946_G_IC3",946,"G","IC3",null,"Combustion Turbine","IC Engine","MIS_IL","Illinois",17,"Madison",119,"17119",1.6,11506,1993,9999,null,null,"N","Distillate Fuel Oil",{"$nulls":12},1,0.73147,0.73147,0.73147,0.73147]
["Highland","946_G_IC5",946,"G","IC5",null,"Combustion Turbine","IC Engine","MIS_IL","Illinois",17,"Madison",119,"17119",2,11508,1967,9999,null,null,"N","Natural Gas, Distillate Fuel Oil",{"$nulls":12},1,0.73147,0.73147,0.73147,0.73147]
["Highland","946_G_IC6",946,"G","IC6",null,"Combustion Turbine","IC Engine","MIS_IL","Illinois",17,"Madison",119,"17119",2,11508,1968,9999,null,null,"N","Natural Gas, Distillate Fuel Oil",{"$nulls":12},1,0.73147,0.73147,0.73147,0.73147]
["Highland","946_G_IC7",946,"G","IC7",null,"Combustion Turbine","IC Engine","MIS_IL","Illinois",17,"Madison",119,"17119",4,11538,1971,9999,null,null,"N","Natural Gas, Distillate Fuel Oil",{"$nulls":12},1,0.73147,0.73147,0.73147,0.73147]
["Highland","946_G_IC8",946,"G","IC8",null,"Combustion Turbine","IC Engine","MIS_IL","Illinois",17,"Madison",119,"17119",4,11504,1971,9999,null,null,"N","Natural Gas, Distillate Fuel Oil",{"$nulls":12},1,0.73147,0.73147,0.73147,0.73147]
["McLeansboro","948_G_2",948,"G","2",null,"Combustion Turbine","IC Engine","MIS_IL","Illinois",17,"Hamilton",65,"17065",0.4,10745,1950,9999,null,null,"N","Distillate Fuel Oil",{"$nulls":12},1,0.73147,0.73147,0.73147,0.73147]
["McLeansboro","948_G_5",948,"G","5",null,"Combustion Turbine","IC Engine","MIS_IL","Illinois",17,"Hamilton",65,"17065",1.8,10745,1979,9999,null,null,"N","Natural Gas, Distillate Fuel Oil",{"$nulls":12},1,0.73147,0.73147,0.73147,0.73147]
["McLeansboro","948_G_6",948,"G","6",null,"Combustion Turbine","IC Engine","MIS_IL","Illinois",17,"Hamilton",65,"17065",2.2,10745,1979,9999,null,null,"N","Natural Gas, Distillate Fuel Oil",{"$nulls":12},1,0.73147,0.73147,0.73147,0.73147]
["McLeansboro","948_G_7",948,"G","7",null,"Combustion Turbine","IC Engine","MIS_IL","Illinois",17,"Hamilton",65,"17065",1,10745,1995,9999,null,null,"N","Distillate Fuel Oil",{"$nulls":12},1,0.73147,0.73147,0.73147,0.73147]
["McLeansboro","948_G_8",948,"G","8",null,"Combustion Turbine","IC Engine","MIS_IL","Illinois",17,"Hamilton",65,"17065",1,10745,1994,9999,null,null,"N","Distillate Fuel Oil",{"$nulls":12},1,0.73147,0.73147,0.73147,0.73147]
["McLeansboro","948_G_9",948,"G","9",null,"Combustion Turbine","IC Engine","MIS_IL","Illinois",17,"Hamilton",65,"17065",2,10745,2002,9999,null,null,"N","Distillate Fuel Oil",{"$nulls":12},1,0.73147,0.73147,0.73147,0.73147]
["Marshall (IL)","949_G_10",949,"G","10",null,"Combustion Turbine","IC Engine","MIS_IL","Illinois",17,"Clark",23,"17023",1.8,10745,2002,9999,null,null,"N","Distillate Fuel Oil",{"$nulls":12},1,0.73147,0.73147,0.73147,0.73147]
["Marshall (IL)","949_G_11",949,"G","11",null,"Combustion Turbine","IC Engine","MIS_IL","Illinois",17,"Clark",23,"17023",1.8,10745,2002,9999,null,null,"N","Distillate Fuel Oil",{"$nulls":12},1,0.73147,0.73147,0.73147,0.73147]
["Marshall (IL)","949_G_12",949,"G","12",null,"Combustion Turbine","IC Engine","MIS_IL","Illinois",17,"Clark",23,"17023",1.8,10745,2007,9999,null,null,"N","Distillate Fuel Oil",{"$nulls":13},0.73147,0.73147,0.73147,0.73147]
["Marshall (IL)","949_G_13",949,"G","13",null,"Combustion Turbine","IC Engine","MIS_IL","Illinois",17,"Clark",23,"17023",1.8,10745,2007,9999,null,null,"N","Distillate Fuel Oil",{"$nulls":13},0.73147,0.73147,0.73147,0.73147]
["Marshall (IL)","949_G_5",949,"G","5",null,"Combustion Turbine","IC Engine","MIS_IL","Illinois",17,"Clark",23,"17023",2.5,10745,2002,9999,null,null,"N","Distillate Fuel Oil",{"$nulls":12},1,0.73147,0.73147,0.73147,0.73147]
["Marshall (IL)","949_G_6",949,"G","6",null,"Combustion Turbine","IC Engine","MIS_IL","Illinois",17,"Clark",23,"17023",1.8,10745,2002,9999,null,null,"N","Distillate Fuel Oil",{"$nulls":12},1,0.73147,0.73147,0.73147,0.73147]
["Marshall (IL)","949_G_7",949,"G","7",null,"Combustion Turbine","IC Engine","MIS_IL","Illinois",17,"Clark",23,"17023",1.8,10745,2002,9999,null,null,"N","Distillate Fuel Oil",{"$nulls":12},1,0.73147,0.73147,0.73147,0.73147]
["Marshall (IL)","949_G_8",949,"G","8",null,"Combustion Turbine","IC Engine","MIS_IL","Illinois",17,"Clark",23,"17023",1.8,10745,2002,9999,null,null,"N","Distillate Fuel Oil",{"$nulls":12},1,0.73147,0.73147,0.73147,0.73147]
["Marshall (IL)","949_G_9",949,"G","9",null,"Combustion Turbine","IC Engine","MIS_IL","Illinois",17,"Clark",23,"17023",1.8,10745,2002,9999,null,null,"N","Distillate Fuel Oil",{"$nulls":12},1,0.73147,0.73147,0.73147,0.73147]
["Peru (IL)","955_G_11",955,"G","11",null,"Combustion Turbine","IC Engine","PJM_COMD","Illinois",17,"Lasalle",99,"17099",2.7,25000,2011,9999,null,null,"N","Distillate Fuel Oil",{"$nulls":13},0.73147,0.73147,0.73147,0.73147]
["Peru (IL)","955_G_12",955,"G","12",null,"Combustion Turbine","IC Engine","PJM_COMD","Illinois",17,"Lasalle",99,"17099",2.7,25000,2011,9999,null,null,"N","Distillate Fuel Oil",{"$nulls":13},0.73147,0.73147,0.73147,0.73147]
["Peru (IL)","955_G_13",955,"G","13",null,"Combustion Turbine","IC Engine","PJM_COMD","Illinois",17,"Lasalle",99,"17099",2.7,25000,2011,9999,null,null,"N","Distillate Fuel Oil",{"$nulls":13},0.73147,0.73147,0.73147,0.73147]
["Peru (IL)","955_G_14",955,"G","14",null,"Combustion Turbine","IC Engine","PJM_COMD","Illinois",17,"Lasalle",99,"17099",2.7,25000,2011,9999,null,null,"N","Distillate Fuel Oil",{"$nulls":13},0.73147,0.73147,0.73147,0.73147]
["Peru (IL)","955_G_15",955,"G","15",null,"Combustion Turbine","IC Engine","PJM_COMD","Illinois",17,"Lasalle",99,"17099",2.7,25000,2011,9999,null,null,"N","Distillate Fuel Oil",{"$nulls":13},0.73147,0.73147,0.73147,0.73147]
["Peru (IL)","955_G_16",955,"G","16",null,"Combustion Turbine","IC Engine","PJM_COMD","Illinois",17,"Lasalle",99,"17099",2.7,25000,2011,9999,null,null,"N","Distillate Fuel Oil",{"$nulls":13},0.73147,0.73147,0.73147,0.73147]
["Peru (IL)","955_G_17",955,"G","17",null,"Combustion Turbine","IC Engine","PJM_COMD","Illinois",17,"Lasalle",99,"17099",2.7,25000,2011,9999,null,null,"N","Distillate Fuel Oil",{"$nulls":13},0.73147,0.73147,0.73147,0.73147]
["Peru (IL)","955_G_GT1",955,"G","GT1",null,"Combustion Turbine",null,"MIS_IL","Illinois",17,"Lasalle",99,"17099",8.6,25000,1968,9999,null,null,"N","Distillate Fuel Oil",{"$nulls":12},1,1.20006,1.20006,1.20006,1.20006]
["Peru (IL)","955_G_HC1",955,"G","HC1",null,"Hydro",null,"MIS_IL","Illinois",17,"Lasalle",99,"17099",1.7,0,1996,9999,null,null,"N","Hydro",{"$nulls":13},0,0,0,0]
["Peru (IL)","955_G_HC2",955,"G","HC2",null,"Hydro",null,"MIS_IL","Illinois",17,"Lasalle",99,"17099",1.7,0,1996,9999,null,null,"N","Hydro",{"$nulls":13},0,0,0,0]
["Peru (IL)","955_G_HC3",955,"G","HC3",null,"Hydro",null,"MIS_IL","Illinois",17,"Lasalle",99,"17099",1.7,0,1996,9999,null,null,"N","Hydro",{"$nulls":13},0,0,0,0]
["Peru (IL)","955_G_HC4",955,"G","HC4",null,"Hydro",null,"MIS_IL","Illinois",17,"Lasalle",99,"17099",1.7,0,1996,9999,null,null,"N","Hydro",{"$nulls":13},0,0,0,0]
["C H Corn Hydroelectric Facility","956_G_1",956,"G","1",null,"Hydro",null,"FRCC","Florida",12,"Leon",73,"12073",4,0,1985,9999,null,null,"N","Hydro",{"$nulls":13},0,0,0,0]
["C H Corn Hydroelectric Facility","956_G_2",956,"G","2",null,"Hydro",null,"FRCC","Florida",12,"Leon",73,"12073",4,0,1985,9999,null,null,"N","Hydro",{"$nulls":13},0,0,0,0]
["C H Corn Hydroelectric Facility","956_G_3",956,"G","3",null,"Hydro",null,"FRCC","Florida",12,"Leon",73,"12073",3,0,1986,9999,null,null,"N","Hydro",{"$nulls":13},0,0,0,0]
["Princeton (IL)","957_G_1",957,"G","1",null,"Combustion Turbine","IC Engine","MIS_IL","Illinois",17,"Bureau",11,"17011",2.3,18000,1953,9999,null,null,"N","Natural Gas, Distillate Fuel Oil",{"$nulls":12},1,0.79266,0.79266,0.79266,0.79266]
["Princeton (IL)","957_G_2",957,"G","2",null,"Combustion Turbine","IC Engine","MIS_IL","Illinois",17,"Bureau",11,"17011",3,18000,1958,9999,null,null,"N","Natural Gas, Distillate Fuel Oil",{"$nulls":12},1,0.79266,0.79266,0.79266,0.79266]
["Princeton (IL)","957_G_3",957,"G","3",null,"Combustion Turbine","IC Engine","MIS_IL","Illinois",17,"Bureau",11,"17011",3.4,18000,1965,9999,null,null,"N","Natural Gas, Distillate Fuel Oil",{"$nulls":12},1,0.79266,0.79266,0.79266,0.79266]
["Princeton (IL)","957_G_4",957,"G","4",null,"Combustion Turbine","IC Engine","MIS_IL","Illinois",17,"Bureau",11,"17011",3.4,18000,1965,9999,null,null,"N","Natural Gas, Distillate Fuel Oil",{"$nulls":12},1,0.79266,0.79266,0.79266,0.79266]
["Princeton (IL)","957_G_5",957,"G","5",null,"Combustion Turbine","IC Engine","MIS_IL","Illinois",17,"Bureau",11,"17011",4.4,18000,1971,9999,null,null,"N","Natural Gas, Distillate Fuel Oil",{"$nulls":12},1,0.79266,0.79266,0.79266,0.79266]
["Princeton (IL)","957_G_6",957,"G","6",null,"Combustion Turbine","IC Engine","MIS_IL","Illinois",17,"Bureau",11,"17011",5.5,18000,1971,9999,null,null,"N","Natural Gas, Distillate Fuel Oil",{"$nulls":12},1,0.79266,0.79266,0.79266,0.79266]
["Princeton (IL)","957_G_7",957,"G","7",null,"Combustion Turbine","IC Engine","MIS_IL","Illinois",17,"Bureau",11,"17011",7,18000,1976,9999,null,null,"N","Natural Gas, Distillate Fuel Oil",{"$nulls":12},1,0.79266,0.79266,0.79266,0.79266]
["Princeton (IL)","957_G_8",957,"G","8",null,"Combustion Turbine","IC Engine","MIS_IL","Illinois",17,"Bureau",11,"17011",8.7,18000,1976,9999,null,null,"N","Natural Gas, Distillate Fuel Oil",{"$nulls":12},1,0.79266,0.79266,0.79266,0.79266]
["Rantoul","958_G_10",958,"G","10",null,"Combustion Turbine","IC Engine","MIS_IL","Illinois",17,"Champaign",19,"17019",1.8,10745,2000,9999,null,null,"N","Distillate Fuel Oil",{"$nulls":12},1,0.73147,0.73147,0.73147,0.73147]
["Rantoul","958_G_11",958,"G","11",null,"Combustion Turbine","IC Engine","MIS_IL","Illinois",17,"Champaign",19,"17019",1.8,10745,2000,9999,null,null,"N","Distillate Fuel Oil",{"$nulls":12},1,0.73147,0.73147,0.73147,0.73147]
["Rantoul","958_G_12",958,"G","12",null,"Combustion Turbine","IC Engine","MIS_IL","Illinois",17,"Champaign",19,"17019",1.8,10745,2000,9999,null,null,"N","Distillate Fuel Oil",{"$nulls":12},1,0.73147,0.73147,0.73147,0.73147]
["Rantoul","958_G_13",958,"G","13",null,"Combustion Turbine","IC Engine","MIS_IL","Illinois",17,"Champaign",19,"17019",1.8,10745,2000,9999,null,null,"N","Distillate Fuel Oil",{"$nulls":12},1,0.73147,0.73147,0.73147,0.73147]
["Rantoul","958_G_14",958,"G","14",null,"Combustion Turbine","IC Engine","MIS_IL","Illinois",17,"Champaign",19,"17019",1.8,10745,2000,9999,null,null,"N","Distillate Fuel Oil",{"$nulls":12},1,0.73147,0.73147,0.73147,0.73147]
["Rantoul","958_G_15",958,"G","15",null,"Combustion Turbine","IC Engine","MIS_IL","Illinois",17,"Champaign",19,"17019",1.8,10745,2001,9999,null,null,"N","Distillate Fuel Oil",{"$nulls":12},1,0.73147,0.73147,0.73147,0.73147]
["Rantoul","958_G_16",958,"G","16",null,"Combustion Turbine","IC Engine","MIS_IL","Illinois",17,"Champaign",19,"17019",1.8,10745,2001,9999,null,null,"N","Distillate Fuel Oil",{"$nulls":12},1,0.73147,0.73147,0.73147,0.73147]
["Rantoul","958_G_9",958,"G","9",null,"Combustion Turbine","IC Engine","MIS_IL","Illinois",17,"Champaign",19,"17019",1.8,10745,2000,9999,null,null,"N","Distillate Fuel Oil",{"$nulls":12},1,0.73147,0.73147,0.73147,0.73147]
["Red Bud","959_G_1",959,"G","1",null,"Combustion Turbine","IC Engine","MIS_IL","Illinois",17,"Randolph",157,"17157",2.2,10745,1968,9999,null,null,"N","Distillate Fuel Oil",{"$nulls":12},1,0.73147,0.73147,0.73147,0.73147]
["Red Bud","959_G_2",959,"G","2",null,"Combustion Turbine","IC Engine","MIS_IL","Illinois",17,"Randolph",157,"17157",0.9,10745,1959,9999,null,null,"N","Distillate Fuel Oil",{"$nulls":12},1,0.73147,0.73147,0.73147,0.73147]
["Red Bud","959_G_3",959,"G","3",null,"Combustion Turbine","IC Engine","MIS_IL","Illinois",17,"Randolph",157,"17157",2.2,10745,1964,9999,null,null,"N","Distillate Fuel Oil",{"$nulls":12},1,0.73147,0.73147,0.73147,0.73147]
["Red Bud","959_G_4",959,"G","4",null,"Combustion Turbine","IC Engine","MIS_IL","Illinois",17,"Randolph",157,"17157",3,10745,1973,9999,null,null,"N","Distillate Fuel Oil",{"$nulls":12},1,0.73147,0.73147,0.73147,0.73147]
["Red Bud","959_G_7",959,"G","7",null,"Combustion Turbine","IC Engine","MIS_IL","Illinois",17,"Randolph",157,"17157",3,10745,2002,9999,null,null,"N","Distillate Fuel Oil",{"$nulls":12},1,0.73147,0.73147,0.73147,0.73147]
["Red Bud","959_G_8",959,"G","8",null,"Combustion Turbine","IC Engine","MIS_IL","Illinois",17,"Randolph",157,"17157",3,10745,2002,9999,null,null,"N","Distillate Fuel Oil",{"$nulls":12},1,0.73147,0.73147,0.73147,0.73147]
["North Ninth Street","960_G_1",960,"G","1",null,"Combustion Turbine","IC Engine","PJM_COMD","Illinois",17,"Ogle",141,"17141",0.6,11637,1940,9999,null,null,"N","Distillate Fuel Oil",{"$nulls":12},1,0.73147,0.73147,0.73147,0.73147]
["North Ninth Street","960_G_10",960,"G","10",null,"Combustion Turbine","IC Engine","PJM_COMD","Illinois",17,"Ogle",141,"17141",2,11620,1989,9999,null,null,"N","Natural Gas, Distillate Fuel Oil",{"$nulls":12},1,0.79266,0.79266,0.79266,0.79266]
["North Ninth Street","960_G_3",960,"G","3",null,"Combustion Turbine","IC Engine","PJM_COMD","Illinois",17,"Ogle",141,"17141",2,11620,1956,9999,null,null,"N","Natural Gas, Distillate Fuel Oil",{"$nulls":12},1,0.79266,0.79266,0.79266,0.79266]
["North Ninth Street","960_G_4",960,"G","4",null,"Combustion Turbine","IC Engine","PJM_COMD","Illinois",17,"Ogle",141,"17141",0.7,11629,1946,9999,null,null,"N","Distillate Fuel Oil",{"$nulls":12},1,0.73147,0.73147,0.73147,0.73147]
["North Ninth Street","960_G_6",960,"G","6",null,"Combustion Turbine","IC Engine","PJM_COMD","Illinois",17,"Ogle",141,"17141",2,11620,1954,9999,null,null,"N","Natural Gas, Distillate Fuel Oil",{"$nulls":12},1,0.79266,0.79266,0.79266,0.79266]
["North Ninth Street","960_G_7",960,"G","7",null,"Combustion Turbine","IC Engine","PJM_COMD","Illinois",17,"Ogle",141,"17141",3.5,11631,1967,9999,null,null,"N","Natural Gas, Distillate Fuel Oil",{"$nulls":12},1,0.79266,0.79266,0.79266,0.79266]
["North Ninth Street","960_G_8",960,"G","8",null,"Combustion Turbine","IC Engine","PJM_COMD","Illinois",17,"Ogle",141,"17141",0.5,11616,1949,9999,null,null,"N","Distillate Fuel Oil",{"$nulls":12},1,0.73147,0.73147,0.73147,0.73147]
["North Ninth Street","960_G_9",960,"G","9",null,"Combustion Turbine","IC Engine","PJM_COMD","Illinois",17,"Ogle",141,"17141",3,11626,1989,9999,null,null,"N","Natural Gas, Distillate Fuel Oil",{"$nulls":12},1,0.79266,0.79266,0.79266,0.79266]
["North Ninth Street","960_G_SOL1",960,"G","SOL1",null,"Solar PV",null,"PJM_COMD","Illinois",17,"Ogle",141,"17141",0.3,0,2014,9999,null,null,"N","Solar",{"$nulls":13},0,0,0,0]
["South Main Street","961_G_1",961,"G","1",null,"Combustion Turbine","IC Engine","PJM_COMD","Illinois",17,"Ogle",141,"17141",1.6,18000,1967,9999,null,null,"N","Natural Gas, Distillate Fuel Oil",{"$nulls":12},1,0.79266,0.79266,0.79266,0.79266]
["South Main Street","961_G_13",961,"G","13",null,"Combustion Turbine","IC Engine","PJM_COMD","Illinois",17,"Ogle",141,"17141",1.8,23762,2014,9999,null,null,"N","Natural Gas, Distillate Fuel Oil",{"$nulls":13},0.73147,0.73147,0.73147,0.73147]
["South Main Street","961_G_14",961,"G","14",null,"Combustion Turbine","IC Engine","PJM_COMD","Illinois",17,"Ogle",141,"17141",1.8,23762,2014,9999,null,null,"N","Natural Gas, Distillate Fuel Oil",{"$nulls":13},0.73147,0.73147,0.73147,0.73147]
["South Main Street","961_G_15",961,"G","15",null,"Combustion Turbine","IC Engine","PJM_COMD","Illinois",17,"Ogle",141,"17141",1.8,23762,2014,9999,null,null,"N","Natural Gas, Distillate Fuel Oil",{"$nulls":13},0.73147,0.73147,0.73147,0.73147]
["South Main Street","961_G_16",961,"G","16",null,"Combustion Turbine","IC Engine","PJM_COMD","Illinois",17,"Ogle",141,"17141",1.8,10745,2016,9999,null,null,"N","Natural Gas, Distillate Fuel Oil",{"$nulls":13},0.73147,0.73147,0.73147,0.73147]
["South Main Street","961_G_17",961,"G","17",null,"Combustion Turbine","IC Engine","PJM_COMD","Illinois",17,"Ogle",141,"17141",1.8,10745,2016,9999,null,null,"N","Natural Gas, Distillate Fuel Oil",{"$nulls":13},0.73147,0.73147,0.73147,0.73147]
["South Main Street","961_G_18",961,"G","18",null,"Combustion Turbine","IC Engine","PJM_COMD","Illinois",17,"Ogle",141,"17141",1.8,10745,2016,9999,null,null,"N","Natural Gas, Distillate Fuel Oil",{"$nulls":13},0.73147,0.73147,0.73147,0.73147]
["South Main Street","961_G_2",961,"G","2",null,"Combustion Turbine","IC Engine","PJM_COMD","Illinois",17,"Ogle",141,"17141",2,18000,1967,9999,null,null,"N","Natural Gas, Distillate Fuel Oil",{"$nulls":12},1,0.79266,0.79266,0.79266,0.79266]
["Dallman","963_B_33",963,"B","33",647,"Coal Steam",null,"MIS_IL","Illinois",17,"Sangamon",167,"17167",188,11408,1978,9999,"tangential","wet","N","Bituminous","Wet Scrubber",1980,0.95,null,"SCR",2003,null,"ESPC","No",{"$nulls":3},0.2,0.3806,0.06187,0.3806,0.06187,0.1,0.84,0.56,0.99]
["Dallman","963_B_41",963,"B","41",89910,"Coal Steam",null,"MIS_IL","Illinois",17,"Sangamon",167,"17167",208,11394,2009,9999,"wall","wet","N","Bituminous","Wet Scrubber",2009,0.98,"LNB + OFA","SCR",2009,null,"ESPC + B","No","ACI",2009,null,0.2,0.06714,0.06714,0.06714,0.06714,0.1,0.1,0.1,0.99]
["Dallman","963_G_1",963,"G","1",645,"Coal Steam",null,"MIS_IL","Illinois",17,"Sangamon",167,"17167",73,11481,1968,9999,"cyclone","wet","N","Bituminous","Wet Scrubber",2001,0.95,null,"SCR",2003,null,"ESPC","No",{"$nulls":3},0.25,0.2174,0.09813,0.2174,0.09813,0.1,0.84,0.56,0.99]
["Dallman","963_G_2",963,"G","2",646,"Coal Steam",null,"MIS_IL","Illinois",17,"Sangamon",167,"17167",65,11556,1972,9999,"cyclone","wet","N","Bituminous","Wet Scrubber",2001,0.95,null,"SCR",2003,null,"ESPC","No",{"$nulls":3},0.25,1.0378,0.10047,1.0378,0.10047,0.1,0.84,0.56,0.99]
["Lakeside","964_G_D1",964,"G","D1",null,"Combustion Turbine","IC Engine","MIS_IL","Illinois",17,"Sangamon",167,"17167",1.7,11312,2002,9999,null,null,"N","Distillate Fuel Oil",{"$nulls":12},1,0.73147,0.73147,0.73147,0.73147]
["Lakeside","964_G_D2",964,"G","D2",null,"Combustion Turbine","IC Engine","MIS_IL","Illinois",17,"Sangamon",167,"17167",1.7,12648,2002,9999,null,null,"N","Distillate Fuel Oil",{"$nulls":12},1,0.73147,0.73147,0.73147,0.73147]
["Lakeside","964_G_D3",964,"G","D3",null,"Combustion Turbine","IC Engine","MIS_IL","Illinois",17,"Sangamon",167,"17167",1.7,12648,2002,9999,null,null,"N","Distillate Fuel Oil",{"$nulls":12},1,0.73147,0.73147,0.73147,0.73147]
["Reynolds","965_G_1",965,"G","1",null,"Combustion Turbine",null,"MIS_IL","Illinois",17,"Sangamon",167,"17167",14,21331,1970,9999,null,null,"N","Distillate Fuel Oil",{"$nulls":12},1,1.20006,1.20006,1.20006,1.20006]
["Sullivan (IL)","969_G_1",969,"G","1",null,"Combustion Turbine","IC Engine","MIS_IL","Illinois",17,"Moultrie",139,"17139",4.3,11383,1974,9999,null,null,"N","Natural Gas, Distillate Fuel Oil",{"$nulls":12},1,0.73147,0.73147,0.73147,0.73147]
["Sullivan (IL)","969_G_10",969,"G","10",null,"Combustion Turbine","IC Engine","MIS_IL","Illinois",17,"Moultrie",139,"17139",2.2,12347,1971,9999,null,null,"N","Natural Gas, Distillate Fuel Oil",{"$nulls":12},1,0.73147,0.73147,0.73147,0.73147]
["Sullivan (IL)","969_G_11",969,"G","11",null,"Combustion Turbine","IC Engine","MIS_IL","Illinois",17,"Moultrie",139,"17139",2,12511,1996,9999,null,null,"N","Natural Gas, Distillate Fuel Oil",{"$nulls":12},1,0.73147,0.73147,0.73147,0.73147]
["Sullivan (IL)","969_G_12",969,"G","12",null,"Combustion Turbine","IC Engine","MIS_IL","Illinois",17,"Moultrie",139,"17139",1,13972,1996,9999,null,null,"N","Natural Gas, Distillate Fuel Oil",{"$nulls":12},1,0.73147,0.73147,0.73147,0.73147]
["Sullivan (IL)","969_G_13",969,"G","13",null,"Combustion Turbine","IC Engine","MIS_IL","Illinois",17,"Moultrie",139,"17139",2.3,10745,2012,9999,null,null,"N","Distillate Fuel Oil",{"$nulls":13},0.73147,0.73147,0.73147,0.73147]
["Sullivan (IL)","969_G_14",969,"G","14",null,"Combustion Turbine","IC Engine","MIS_IL","Illinois",17,"Moultrie",139,"17139",2.3,10745,2012,9999,null,null,"N","Distillate Fuel Oil",{"$nulls":13},0.73147,0.73147,0.73147,0.73147]
["Sullivan (IL)","969_G_15",969,"G","15",null,"Combustion Turbine","IC Engine","MIS_IL","Illinois",17,"Moultrie",139,"17139",2.3,10745,2012,9999,null,null,"N","Distillate Fuel Oil",{"$nulls":13},0.73147,0.73147,0.73147,0.73147]
["Sullivan (IL)","969_G_2",969,"G","2",null,"Combustion Turbine","IC Engine","MIS_IL","Illinois",17,"Moultrie",139,"17139",2,12511,1961,9999,null,null,"N","Natural Gas, Distillate Fuel Oil",{"$nulls":12},1,0.73147,0.73147,0.73147,0.73147]
["Sullivan (IL)","969_G_3",969,"G","3",null,"Combustion Turbine","IC Engine","MIS_IL","Illinois",17,"Moultrie",139,"17139",1.3,13388,1956,9999,null,null,"N","Natural Gas, Distillate Fuel Oil",{"$nulls":12},1,0.73147,0.73147,0.73147,0.73147]
["Sullivan (IL)","969_G_4",969,"G","4",null,"Combustion Turbine","IC Engine","MIS_IL","Illinois",17,"Moultrie",139,"17139",0.9,14221,1951,9999,null,null,"N","Natural Gas, Distillate Fuel Oil",{"$nulls":12},1,0.73147,0.73147,0.73147,0.73147]
["Sullivan (IL)","969_G_5",969,"G","5",null,"Combustion Turbine","IC Engine","MIS_IL","Illinois",17,"Moultrie",139,"17139",1.1,13762,1948,9999,null,null,"N","Distillate Fuel Oil",{"$nulls":12},1,0.73147,0.73147,0.73147,0.73147]
["Sullivan (IL)","969_G_6",969,"G","6",null,"Combustion Turbine","IC Engine","MIS_IL","Illinois",17,"Moultrie",139,"17139",0.6,15188,1946,9999,null,null,"N","Natural Gas, Distillate Fuel Oil",{"$nulls":12},1,0.73147,0.73147,0.73147,0.73147]
["Sullivan (IL)","969_G_9",969,"G","9",null,"Combustion Turbine","IC Engine","MIS_IL","Illinois",17,"Moultrie",139,"17139",2.2,12347,1971,9999,null,null,"N","Natural Gas, Distillate Fuel Oil",{"$nulls":12},1,0.73147,0.73147,0.73147,0.73147]
["Waterloo","971_G_1",971,"G","1",null,"Combustion Turbine","IC Engine","MIS_IL","Illinois",17,"Monroe",133,"17133",2.7,11547,1970,9999,null,null,"N","Natural Gas, Distillate Fuel Oil",{"$nulls":12},1,0.73147,0.73147,0.73147,0.73147]
["Waterloo","971_G_10",971,"G","10",null,"Combustion Turbine","IC Engine","MIS_IL","Illinois",17,"Monroe",133,"17133",1.8,10745,1996,9999,null,null,"N","Natural Gas, Distillate Fuel Oil",{"$nulls":13},0.73147,0.73147,0.73147,0.73147]
["Waterloo","971_G_11",971,"G","11",null,"Combustion Turbine","IC Engine","MIS_IL","Illinois",17,"Monroe",133,"17133",1.8,10745,1996,9999,null,null,"N","Natural Gas, Distillate Fuel Oil",{"$nulls":13},0.73147,0.73147,0.73147,0.73147]
["Waterloo","971_G_12",971,"G","12",null,"Combustion Turbine",null,"MIS_IL","Illinois",17,"Monroe",133,"17133",6.6,12612,2002,9999,null,null,"N","Natural Gas, Distillate Fuel Oil",{"$nulls":12},1,0.16138,0.16138,0.16138,0.16138]
["Waterloo","971_G_13",971,"G","13",null,"Combustion Turbine",null,"MIS_IL","Illinois",17,"Monroe",133,"17133",6.6,12602,2012,9999,null,null,"N","Natural Gas, Distillate Fuel Oil",{"$nulls":13},0.16138,0.16138,0.16138,0.16138]
["Waterloo","971_G_2",971,"G","2",null,"Combustion Turbine","IC Engine","MIS_IL","Illinois",17,"Monroe",133,"17133",0.2,16384,1954,9999,null,null,"N","Distillate Fuel Oil",{"$nulls":12},1,0.73147,0.73147,0.73147,0.73147]
["Waterloo","971_G_3",971,"G","3",null,"Combustion Turbine","IC Engine","MIS_IL","Illinois",17,"Monroe",133,"17133",0.2,16384,1946,9999,null,null,"N","Distillate Fuel Oil",{"$nulls":12},1,0.73147,0.73147,0.73147,0.73147]
["Waterloo","971_G_4",971,"G","4",null,"Combustion Turbine","IC Engine","MIS_IL","Illinois",17,"Monroe",133,"17133",1.8,11947,1963,9999,null,null,"N","Natural Gas, Distillate Fuel Oil",{"$nulls":12},1,0.73147,0.73147,0.73147,0.73147]
["Waterloo","971_G_5",971,"G","5",null,"Combustion Turbine","IC Engine","MIS_IL","Illinois",17,"Monroe",133,"17133",0.4,14465,1950,9999,null,null,"N","Distillate Fuel Oil",{"$nulls":12},1,0.73147,0.73147,0.73147,0.73147]
["Waterloo","971_G_6",971,"G","6",null,"Combustion Turbine","IC Engine","MIS_IL","Illinois",17,"Monroe",133,"17133",0.5,13975,1950,9999,null,null,"N","Distillate Fuel Oil",{"$nulls":12},1,0.73147,0.73147,0.73147,0.73147]
["Waterloo","971_G_7",971,"G","7",null,"Combustion Turbine","IC Engine","MIS_IL","Illinois",17,"Monroe",133,"17133",1.5,12107,1959,9999,null,null,"N","Natural Gas, Distillate Fuel Oil",{"$nulls":12},1,0.73147,0.73147,0.73147,0.73147]
["Waterloo","971_G_8",971,"G","8",null,"Combustion Turbine","IC Engine","MIS_IL","Illinois",17,"Monroe",133,"17133",2.4,11677,1973,9999,null,null,"N","Distillate Fuel Oil",{"$nulls":12},1,0.73147,0.73147,0.73147,0.73147]
["Waterloo","971_G_9",971,"G","9",null,"Combustion Turbine","IC Engine","MIS_IL","Illinois",17,"Monroe",133,"17133",1.8,10745,1996,9999,null,null,"N","Natural Gas, Distillate Fuel Oil",{"$nulls":13},0.73147,0.73147,0.73147,0.73147]
["Winnetka","972_B_4",972,"B","4",null,"O/G Steam",null,"PJM_COMD","Illinois",17,"Cook",31,"17031",7,14500,1958,9999,null,null,"N","Natural Gas",{"$nulls":12},1,0.23505,0.23505,0.23505,0.23505]
["Winnetka","972_B_5",972,"B","5",null,"O/G Steam",null,"PJM_COMD","Illinois",17,"Cook",31,"17031",7,14500,1938,9999,null,null,"N","Natural Gas",{"$nulls":12},1,0.23505,0.23505,0.23505,0.23505]
["Winnetka","972_B_7",972,"B","7",null,"O/G Steam",null,"PJM_COMD","Illinois",17,"Cook",31,"17031",7,14500,1948,9999,null,null,"N","Natural Gas",{"$nulls":12},1,0.23505,0.23505,0.23505,0.23505]
["Winnetka","972_B_8",972,"B","8",null,"O/G Steam",null,"PJM_COMD","Illinois",17,"Cook",31,"17031",7,14500,1958,9999,null,null,"N","Natural Gas",{"$nulls":12},1,0.23505,0.23505,0.23505,0.23505]
["Winnetka","972_G_8",972,"G","8",null,"Combustion Turbine","IC Engine","PJM_COMD","Illinois",17,"Cook",31,"17031",2.6,10972,1979,9999,null,null,"N","Distillate Fuel Oil",{"$nulls":12},1,0.73147,0.73147,0.73147,0.73147]
["Winnetka","972_G_9",972,"G","9",null,"Combustion Turbine","IC Engine","PJM_COMD","Illinois",17,"Cook",31,"17031",2.6,11005,1979,9999,null,null,"N","Distillate Fuel Oil",{"$nulls":12},1,0.73147,0.73147,0.73147,0.73147]
["Marion","976_B_123",976,"B","123",9173,"Coal Steam",null,"MIS_IL","Illinois",17,"Williamson",199,"17199",120,11733,2003,9999,"FBC","wet","N","Bituminous, Waste Coal","Reagent Injection",null,0.92,"CF","SNCR",null,"2003","B","NA",{"$nulls":3},0.6,0.08389,0.08389,0.08389,0.08389,0.05,0.05,0.05,99,{"$nulls":6},"Yes"]
["Marion","976_B_4",976,"B","4",655,"Coal Steam",null,"MIS_IL","Illinois",17,"Williamson",199,"17199",170,11711,1978,9999,"cyclone","wet","N","Bituminous, Waste Coal","Wet Scrubber",1979,0.894,"OFA","SCR",2003,null,"ESPC + WS","No",{"$nulls":3},1.2,0.5432,0.07982,0.5432,0.07982,0.1,0.84,0.56,0.9440000000000001]
["Marion","976_G_5",976,"G","5",9174,"Combustion Turbine",null,"MIS_IL","Illinois",17,"Williamson",199,"17199",70,13451,2003,9999,null,null,"N","Natural Gas, Distillate Fuel Oil",{"$nulls":3},"DLNB + H2O",{"$nulls":8},0.004,0.07637,0.07637,0.07637,0.07637]
["Marion","976_G_6",976,"G","6",9175,"Combustion Turbine",null,"MIS_IL","Illinois",17,"Williamson",199,"17199",70,13452,2003,9999,null,null,"N","Natural Gas, Distillate Fuel Oil",{"$nulls":3},"DLNB + H2O",{"$nulls":8},0.004,0.06952,0.06952,0.06952,0.06952]
["Clifty Creek","983_B_1",983,"B","1",658,"Coal Steam",null,"MIS_INKY","Indiana",18,"Jefferson",77,"18077",196,10763,1955,9999,"wall","wet","N","Bituminous, Subbituminous","Wet Scrubber",2013,0.98,"OFA","SCR",2003,null,"ESPC","Yes",{"$nulls":3},7.52,0.2422,0.12867,0.2422,0.12867,0.1,0.1,0.56,0.99]
["Clifty Creek","983_B_2",983,"B","2",659,"Coal Steam",null,"MIS_INKY","Indiana",18,"Jefferson",77,"18077",196,10680,1955,9999,"wall","wet","N","Bituminous, Subbituminous","Wet Scrubber",2013,0.98,"OFA","SCR",2003,null,"ESPC","Yes",{"$nulls":3},7.52,0.2674,0.13076,0.2674,0.13076,0.1,0.1,0.56,0.99]
["Clifty Creek","983_B_3",983,"B","3",660,"Coal Steam",null,"MIS_INKY","Indiana",18,"Jefferson",77,"18077",196,10815,1955,9999,"wall","wet","N","Bituminous, Subbituminous","Wet Scrubber",2013,0.98,"OFA","SCR",2003,null,"ESPC","Yes",{"$nulls":3},7.52,0.2226,0.11511,0.2226,0.11511,0.1,0.1,0.56,0.99]
["Clifty Creek","983_B_4",983,"B","4",661,"Coal Steam",null,"MIS_INKY","Indiana",18,"Jefferson",77,"18077",196,10670,1955,9999,"wall","wet","N","Bituminous, Subbituminous","Wet Scrubber",2013,0.98,"OFA","SCR",2003,null,"ESPC","Yes",{"$nulls":3},7.52,0.2598,0.075,0.2598,0.075,0.1,0.1,0.56,0.99]
["Clifty Creek","983_B_5",983,"B","5",662,"Coal Steam",null,"MIS_INKY","Indiana",18,"Jefferson",77,"18077",196,10695,1955,9999,"wall","wet","N","Bituminous, Subbituminous","Wet Scrubber",2013,0.98,"OFA","SCR",2002,null,"ESPC","Yes",{"$nulls":3},7.52,0.2575,0.075,0.2575,0.075,0.1,0.1,0.56,0.99]
["Clifty Creek","983_B_6",983,"B","6",663,"Coal Steam",null,"MIS_INKY","Indiana",18,"Jefferson",77,"18077",196,10644,1956,9999,"wall","wet","N","Bituminous, Subbituminous","Wet Scrubber",2013,0.98,"OFA",{"$nulls":3},"ESPH","No",{"$nulls":3},7.52,0.3246,0.3093,0.3246,0.3093,0.05,0.1,1,0.99]
["Newhalem","9842_G_20",9842,"G","20",null,"Hydro",null,"WECC_PNW","Washington",53,"Whatcom",73,"53073",2.3,0,1970,9999,null,null,"N","Hydro",{"$nulls":13},0,0,0,0]
["Elkhart","986_G_1",986,"G","1",null,"Hydro",null,"PJM_West","Indiana",18,"Elkhart",39,"18039",0.6,0,1913,9999,null,null,"N","Hydro",{"$nulls":13},0,0,0,0]
["Elkhart","986_G_2",986,"G","2",null,"Hydro",null,"PJM_West","Indiana",18,"Elkhart",39,"18039",0.4,0,1921,9999,null,null,"N","Hydro",{"$nulls":13},0,0,0,0]
["Elkhart","986_G_3",986,"G","3",null,"Hydro",null,"PJM_West","Indiana",18,"Elkhart",39,"18039",0.4,0,1921,9999,null,null,"N","Hydro",{"$nulls":13},0,0,0,0]
["Cabot Holyoke","9864_G_1",9864,"G","1",null,"Hydro",null,"NENGREST","Massachusetts",25,"Hampden",13,"25013",0.6,0,1893,9999,null,null,"N","Hydro",{"$nulls":13},0,0,0,0]
["Cabot Holyoke","9864_G_2",9864,"G","2",null,"Hydro",null,"NENGREST","Massachusetts",25,"Hampden",13,"25013",0.6,0,1938,9999,null,null,"N","Hydro",{"$nulls":13},0,0,0,0]
["Cabot Holyoke","9864_G_3",9864,"G","3",null,"Hydro",null,"NENGREST","Massachusetts",25,"Hampden",13,"25013",0.4,0,1939,9999,null,null,"N","Hydro",{"$nulls":13},0,0,0,0]
["Cabot Holyoke","9864_G_4",9864,"G","4",null,"Hydro",null,"NENGREST","Massachusetts",25,"Hampden",13,"25013",0.5,0,1907,9999,null,null,"N","Hydro",{"$nulls":13},0,0,0,0]
["Last Chance","987_G_1",987,"G","1",null,"Hydro",null,"WECC_ID","Idaho",16,"Caribou",29,"16029",0.2,0,1984,9999,null,null,"N","Hydro",{"$nulls":13},0,0,0,0]
["Last Chance","987_G_2",987,"G","2",null,"Hydro",null,"WECC_ID","Idaho",16,"Caribou",29,"16029",0.4,0,1984,9999,null,null,"N","Hydro",{"$nulls":13},0,0,0,0]
["Last Chance","987_G_3",987,"G","3",null,"Hydro",null,"WECC_ID","Idaho",16,"Caribou",29,"16029",0.8,0,1984,9999,null,null,"N","Hydro",{"$nulls":13},0,0,0,0]
["Twin Branch","989_G_H1E",989,"G","H1E",null,"Hydro",null,"PJM_West","Indiana",18,"St Joseph",141,"18141",0.5,0,1989,9999,null,null,"N","Hydro",{"$nulls":13},0,0,0,0]
["Twin Branch","989_G_H1W",989,"G","H1W",null,"Hydro",null,"PJM_West","Indiana",18,"St Joseph",141,"18141",0.5,0,1989,9999,null,null,"N","Hydro",{"$nulls":13},0,0,0,0]
["Twin Branch","989_G_H2W",989,"G","H2W",null,"Hydro",null,"PJM_West","Indiana",18,"St Joseph",141,"18141",0.5,0,1989,9999,null,null,"N","Hydro",{"$nulls":13},0,0,0,0]
["Twin Branch","989_G_H3W",989,"G","H3W",null,"Hydro",null,"PJM_West","Indiana",18,"St Joseph",141,"18141",0.5,0,1989,9999,null,null,"N","Hydro",{"$nulls":13},0,0,0,0]
["Twin Branch","989_G_H4W",989,"G","H4W",null,"Hydro",null,"PJM_West","Indiana",18,"St Joseph",141,"18141",0.5,0,1989,9999,null,null,"N","Hydro",{"$nulls":13},0,0,0,0]
["Twin Branch","989_G_H5W",989,"G","H5W",null,"Hydro",null,"PJM_West","Indiana",18,"St Joseph",141,"18141",0.5,0,1989,9999,null,null,"N","Hydro",{"$nulls":13},0,0,0,0]
["Twin Branch","989_G_H6E",989,"G","H6E",null,"Hydro",null,"PJM_West","Indiana",18,"St Joseph",141,"18141",0.5,0,1989,9999,null,null,"N","Hydro",{"$nulls":13},0,0,0,0]
["Twin Branch","989_G_H6W",989,"G","H6W",null,"Hydro",null,"PJM_West","Indiana",18,"St Joseph",141,"18141",0.5,0,1989,9999,null,null,"N","Hydro",{"$nulls":13},0,0,0,0]
["Frederickson","99_G_1",99,"G","1",null,"Combustion Turbine",null,"WECC_PNW","Washington",53,"Pierce",53,"53053",67,21119,1981,9999,null,null,"N","Natural Gas, Distillate Fuel Oil",{"$nulls":12},2.63,0.31837,0.31837,0.31837,0.31837]
["Frederickson","99_G_2",99,"G","2",null,"Combustion Turbine",null,"WECC_PNW","Washington",53,"Pierce",53,"53053",67,21119,1981,9999,null,null,"N","Natural Gas, Distillate Fuel Oil",{"$nulls":12},2.63,0.31837,0.31837,0.31837,0.31837]
["Harding Street","990_B_70",990,"B","70",679,"O/G Steam",null,"MIS_INKY","Indiana",18,"Marion",97,"18097",418,10421,1973,9999,"tangential","wet","N","Natural Gas",{"$nulls":3},"CM + FR","SCR",2004,{"$nulls":6},5.3,0.2427,0.08048,0.2427,0.08048]
["Harding Street","990_G_5",990,"G","5",675,"O/G Steam",null,"MIS_INKY","Indiana",18,"Marion",97,"18097",101,10206,1958,9999,"tangential",null,"N","Natural Gas",{"$nulls":3},"LNC2 + CM","SNCR",null,"2004",{"$nulls":6},0.3212,0.0318,0.3212,0.0318]
["Harding Street","990_G_6",990,"G","6",677,"O/G Steam",null,"MIS_INKY","Indiana",18,"Marion",97,"18097",99,10189,1961,9999,null,null,"N","Natural Gas",{"$nulls":3},"LNC2 + CM","SNCR",null,"2004",{"$nulls":6},0.03559,0.03559,0.03559,0.03559]
["Harding Street","990_G_BAT1",990,"G","BAT1",null,"Energy Storage",null,"MIS_INKY","Indiana",18,"Marion",97,"18097",20,0,2016,9999,null,null,"N","Energy Storage",{"$nulls":13},0,0,0,0]
["Harding Street","990_G_GT1",990,"G","GT1",null,"Combustion Turbine",null,"MIS_INKY","Indiana",18,"Marion",97,"18097",19.1,12652,1973,9999,null,null,"N","Distillate Fuel Oil",{"$nulls":12},0.35,1.19918,1.19918,1.19918,1.19918]
["Harding Street","990_G_GT2",990,"G","GT2",null,"Combustion Turbine",null,"MIS_INKY","Indiana",18,"Marion",97,"18097",17.9,12673,1973,9999,null,null,"N","Distillate Fuel Oil",{"$nulls":12},0.35,1.19918,1.19918,1.19918,1.19918]
["Harding Street","990_G_GT4",990,"G","GT4",682,"Combustion Turbine",null,"MIS_INKY","Indiana",18,"Marion",97,"18097",67,12736,1994,2030,null,null,"N","Natural Gas, Distillate Fuel Oil",{"$nulls":3},"H2O",{"$nulls":8},1.6,0.15102,0.15102,0.15102,0.15102]
["Harding Street","990_G_GT5",990,"G","GT5",683,"Combustion Turbine",null,"MIS_INKY","Indiana",18,"Marion",97,"18097",67,12736,1995,2030,null,null,"N","Natural Gas, Distillate Fuel Oil",{"$nulls":3},"H2O",{"$nulls":8},1.6,0.12804,0.12804,0.12804,0.12804]
["Harding Street","990_G_GT6",990,"G","GT6",684,"Combustion Turbine",null,"MIS_INKY","Indiana",18,"Marion",97,"18097",154,12690,2002,2030,null,null,"N","Natural Gas",{"$nulls":3},"DLNB",{"$nulls":8},1.6,0.02987,0.02987,0.02987,0.02987]
["Harding Street","990_G_IC1",990,"G","IC1",null,"Combustion Turbine","IC Engine","MIS_INKY","Indiana",18,"Marion",97,"18097",3,12806,1967,9999,null,null,"N","Distillate Fuel Oil",{"$nulls":12},1.6,1.77612,1.77612,1.77612,1.77612]
["Eagle Valley (IN)","991_G_GT1",991,"G","GT1",null,"Combined Cycle",null,"MIS_INKY","Indiana",18,"Morgan",109,"18109",207,6250,2018,9999,null,null,"N","Natural Gas",{"$nulls":4},"SCR",{"$nulls":8},0.011,0.011,0.011,0.011]
["Eagle Valley (IN)","991_G_GT2",991,"G","GT2",null,"Combined Cycle",null,"MIS_INKY","Indiana",18,"Morgan",109,"18109",207,6250,2018,9999,null,null,"N","Natural Gas",{"$nulls":4},"SCR",{"$nulls":8},0.011,0.011,0.011,0.011]
["Eagle Valley (IN)","991_G_STG1",991,"G","STG1",null,"Combined Cycle",null,"MIS_INKY","Indiana",18,"Morgan",109,"18109",230,6250,2018,9999,null,null,"N","Natural Gas",{"$nulls":4},"SCR",{"$nulls":8},0.011,0.011,0.011,0.011]
["CC Perry K","992_B_11",992,"B","11",691,"O/G Steam",null,"MIS_INKY","Indiana",18,"Marion",97,"18097",3.3,8300,1938,9999,"wall","dry","Y","Natural Gas",{"$nulls":13},0.28419,0.28419,0.28419,0.28419]
["CC Perry K","992_B_12",992,"B","12",9090,"O/G Steam",null,"MIS_INKY","Indiana",18,"Marion",97,"18097",3.3,8300,1938,9999,"wall","dry","Y","Natural Gas",{"$nulls":3},"LNB",{"$nulls":9},0.10212,0.10212,0.10212,0.10212]
["CC Perry K","992_B_13",992,"B","13",9091,"O/G Steam",null,"MIS_INKY","Indiana",18,"Marion",97,"18097",1.6,14500,1938,9999,"wall","dry","N","Natural Gas",{"$nulls":13},0.14172,0.14172,0.14172,0.14172]
["CC Perry K","992_B_14",992,"B","14",9092,"O/G Steam",null,"MIS_INKY","Indiana",18,"Marion",97,"18097",1.6,14500,1938,9999,"wall","dry","N","Natural Gas",{"$nulls":13},0.18445,0.18445,0.18445,0.18445]
["CC Perry K","992_B_15",992,"B","15",9091,"O/G Steam",null,"MIS_INKY","Indiana",18,"Marion",97,"18097",1.6,14500,1925,9999,null,null,"N","Natural Gas",{"$nulls":13},0.14512,0.14512,0.14512,0.14512]
["CC Perry K","992_B_16",992,"B","16",9094,"O/G Steam",null,"MIS_INKY","Indiana",18,"Marion",97,"18097",1.6,14500,1938,9999,"stoker/SPR",null,"N","Natural Gas",{"$nulls":3},"LNB",{"$nulls":9},0.10919,0.10919,0.10919,0.10919]
["CC Perry K","992_B_17",992,"B","17",9091,"O/G Steam",null,"MIS_INKY","Indiana",18,"Marion",97,"18097",1.6,14500,1938,9999,null,null,"N","Natural Gas",{"$nulls":3},"LNB",{"$nulls":9},0.14512,0.14512,0.14512,0.14512]
["CC Perry K","992_B_18",992,"B","18",9091,"O/G Steam",null,"MIS_INKY","Indiana",18,"Marion",97,"18097",1.6,14500,1938,9999,null,null,"N","Natural Gas",{"$nulls":3},"LNB",{"$nulls":9},0.14512,0.14512,0.14512,0.14512]
["AES Petersburg","994_B_1",994,"B","1",692,"Coal Steam",null,"MIS_INKY","Indiana",18,"Pike",125,"18125",222,11029,1967,9999,"tangential","wet","N","Bituminous","Wet Scrubber",1996,0.95,"LNC3",{"$nulls":3},"ESPC","No","ACI",2016,null,0.15,0.23206,0.23206,0.23206,0.23206,0.1,0.1,0.1,0.99,"Yes",2016]
["AES Petersburg","994_B_2",994,"B","2",693,"Coal Steam",null,"MIS_INKY","Indiana",18,"Pike",125,"18125",422,10654,1969,9999,"tangential","wet","N","Bituminous","Wet Scrubber",1996,0.95,"LNC3","SCR",2004,null,"ESPC + B","No","ACI",2016,null,0.15,0.25014,0.09094,0.25014,0.09094,0.1,0.1,0.1,0.99,"Yes",2016]
["AES Petersburg","994_B_3",994,"B","3",694,"Coal Steam",null,"MIS_INKY","Indiana",18,"Pike",125,"18125",528,10522,1977,9999,"tangential","wet","N","Bituminous","Wet Scrubber",1977,0.85,"LNC1","SCR",2004,null,"ESPC + B","No","ACI",2016,null,0.333,0.23049,0.10247,0.23049,0.10247,0.1,0.1,0.1,0.9,"Yes",2016]
["AES Petersburg","994_B_4",994,"B","4",695,"Coal Steam",null,"MIS_INKY","Indiana",18,"Pike",125,"18125",530,10665,1986,9999,"tangential","wet","N","Bituminous","Wet Scrubber",1986,0.95,"LNC3",{"$nulls":3},"ESPC","No","ACI",2016,null,0.201,0.24001,0.24001,0.24001,0.24001,0.1,0.1,0.1,0.99,"Yes",2016]
["AES Petersburg","994_G_IC1",994,"G","IC1",null,"Combustion Turbine","IC Engine","MIS_INKY","Indiana",18,"Pike",125,"18125",3,11470,1967,9999,null,null,"N","Distillate Fuel Oil",{"$nulls":12},1.6,1.77612,1.77612,1.77612,1.77612]
["AES Petersburg","994_G_IC2",994,"G","IC2",null,"Combustion Turbine","IC Engine","MIS_INKY","Indiana",18,"Pike",125,"18125",3,11458,1967,9999,null,null,"N","Distillate Fuel Oil",{"$nulls":12},1.6,1.77612,1.77612,1.77612,1.77612]
["AES Petersburg","994_G_IC3",994,"G","IC3",null,"Combustion Turbine","IC Engine","MIS_INKY","Indiana",18,"Pike",125,"18125",3,11350,1967,9999,null,null,"N","Distillate Fuel Oil",{"$nulls":12},1.6,1.77612,1.77612,1.77612,1.77612]
["Michigan City","997_B_12",997,"B","12",702,"Coal Steam",null,"MIS_INKY","Indiana",18,"Laporte",91,"18091",469,10474,1974,9999,"cyclone","wet","N","Bituminous, Subbituminous","Dry Scrubber",2016,0.977,"OFA","SCR",2003,null,"ESPC","Yes","ACI",2016,null,0.1,0.5877,0.08852,0.5877,0.08852,0.1,0.1,0.1,0.99,"Yes",2016]
["Norway (IN)","998_G_1",998,"G","1",null,"Hydro",null,"MIS_INKY","Indiana",18,"White",181,"18181",1.1,0,1923,9999,null,null,"N","Hydro",{"$nulls":13},0,0,0,0]
["Norway (IN)","998_G_2",998,"G","2",null,"Hydro",null,"MIS_INKY","Indiana",18,"White",181,"18181",1.1,0,1923,9999,null,null,"N","Hydro",{"$nulls":13},0,0,0,0]
["Norway (IN)","998_G_3",998,"G","3",null,"Hydro",null,"MIS_INKY","Indiana",18,"White",181,"18181",1.1,0,1923,9999,null,null,"N","Hydro",{"$nulls":13},0,0,0,0]
["Norway (IN)","998_G_4",998,"G","4",null,"Hydro",null,"MIS_INKY","Indiana",18,"White",181,"18181",0.7,0,1923,9999,null,null,"N","Hydro",{"$nulls":13},0,0,0,0]
["Oakdale","999_G_1",999,"G","1",null,"Hydro",null,"MIS_INKY","Indiana",18,"Carroll",15,"18015",2.9,0,1925,9999,null,null,"N","Hydro",{"$nulls":13},0,0,0,0]
["Oakdale","999_G_2",999,"G","2",null,"Hydro",null,"MIS_INKY","Indiana",18,"Carroll",15,"18015",2.2,0,1925,9999,null,null,"N","Hydro",{"$nulls":13},0,0,0,0]
["Oakdale","999_G_3",999,"G","3",null,"Hydro",null,"MIS_INKY","Indiana",18,"Carroll",15,"18015",0.9,0,1925,9999,null,null,"N","Hydro",{"$nulls":13},0,0,0,0]
["Greenleaf 2 Power Plant","10349_G_GEN1",10349,"G","GEN1",8436,"Combustion Turbine",null,"WEC_CALN","California",6,"Sutter",101,"06101",49.5,8700,1989,9999,null,null,"Y","Natural Gas",{"$nulls":4},"SCR",{"$nulls":7},0.74,0.04552,0.04552,0.04552,0.04552]
["Lake Road (MO)","2098_B_4",2098,"B","4",null,"O/G Steam",null,"SPP_N","Missouri",29,"Buchanan",21,"29021",12.4,14500,1951,2025,"wall",null,"Y","Natural Gas, Distillate Fuel Oil",{"$nulls":12},8.6,0.23505,0.23505,0.23505,0.23505]
["Hudson Avenue","2496_G_4",2496,"G","4",1656,"Combustion Turbine",null,"NY_Z_J","New York",36,"Kings",47,"36047",13.5,18312,1970,9999,null,null,"N","Distillate Fuel Oil",{"$nulls":12},0.316,0.4307,0.4307,0.4307,0.4307]
["Brooklyn City North Plant","7922_G_6",7922,"G","6",null,"Combustion Turbine","IC Engine","MIS_IA","Iowa",19,"Poweshiek",157,"19157",1.8,10745,2002,9999,null,null,"N","Distillate Fuel Oil",{"$nulls":12},2.5,1.77612,1.77612,1.77612,1.77612]

{"sheet":"NEEDS v6_Retired_Through2021","index":1,"n_rows":770,"n_cols":50,"rows_kept":770}
["Plant Name","UniqueID_Final","ORIS Plant Code","Boiler/Generator/Committed Unit","Unit ID","CAMD Database UnitID","PlantType","Combustion Turbine/IC Engine","Region Name","State Name","State Code","County","County Code","FIPS5","Capacity (MW)","Heat Rate (Btu/kWh)","On Line Year","Retirement Year","Firing","Bottom","Cogen?","Modeled Fuels","Wet/DryScrubber","Scrubber_Online_Year","Scrubber Efficiency","NOx Comb Control","NOx Post-Comb Control","SCR_Online_Year","SNCR_Online_Year","PM Control","FlueGasConditioning_Flag","Mercury_Controls","ACI_Online_Year","Mercury_Controls Efficiency","SO2 Permit Rate (lbs/mmBtu)","Mode 1 NOx Rate (lbs/mmBtu)","Mode 2 NOx Rate (lbs/mmBtu)","Mode 3 NOx Rate  (lbs/mmBtu)","Mode 4 NOx Rate  (lbs/mmBtu)","Hg EMF for BIT","Hg EMF for SUB","Hg EMF for LIG","HCL Removal","DSI Unit","DSI Online Year","CCS","CCS Removal","C2G","C2G Online Year","BART Affected Unit"]
["Covanta Warren Energy","10012_B_1",10012,"B","1",null,"Municipal Solid Waste",null,"PJM_EMAC","New Jersey",34,"Warren",41,"34041",5,19791,1988,2019,null,null,"N","MSW","Dry Scrubber",1988,0.95,"other","SNCR",null,"2005","B","NA","ACI",2005,null,null,0.30615,0.22961,0.30615,0.22961,0.08,0.08,0.08]
["Covanta Warren Energy","10012_B_2",10012,"B","2",null,"Municipal Solid Waste",null,"PJM_EMAC","New Jersey",34,"Warren",41,"34041",5,19791,1988,2019,null,null,"N","MSW","Dry Scrubber",1988,0.95,"other","SNCR",null,"2005","B","NA","ACI",2005,null,null,0.28462,0.21347,0.28462,0.21347,0.08,0.08,0.08]
["Connersville","1002_G_1",1002,"G","1",9097,"Combustion Turbine",null,"MIS_INKY","Indiana",18,"Fayette",41,"18041",37,20253,1972,2018,null,null,"N","Distillate Fuel Oil",{"$nulls":12},1.6,1.19893,1.19893,1.19893,1.19893]
["Connersville","1002_G_2",1002,"G","2",9098,"Combustion Turbine",null,"MIS_INKY","Indiana",18,"Fayette",41,"18041",37,20260,1972,2018,null,null,"N","Distillate Fuel Oil",{"$nulls":12},1.6,1.19942,1.19942,1.19942,1.19942]
["Windpark Unlimited 1","10027_G_EXIS",10027,"G","EXIS",null,"Onshore Wind",null,"WECC_SCE","California",6,"Riverside",65,"06065",9.4,0,1985,2019,null,null,"N","Wind",{"$nulls":13},0,0,0,0]
["Miami Wabash","1006_G_1",1006,"G","1",null,"Combustion Turbine",null,"MIS_INKY","Indiana",18,"Wabash",169,"18169",14,22320,1968,2018,null,null,"N","Distillate Fuel Oil",{"$nulls":12},1.6,1.19918,1.19918,1.19918,1.19918]
["Miami Wabash","1006_G_2",1006,"G","2",null,"Combustion Turbine",null,"MIS_INKY","Indiana",18,"Wabash",169,"18169",12,22377,1968,2018,null,null,"N","Distillate Fuel Oil",{"$nulls":12},1.6,1.19918,1.19918,1.19918,1.19918]
["Miami Wabash","1006_G_3",1006,"G","3",null,"Combustion Turbine",null,"MIS_INKY","Indiana",18,"Wabash",169,"18169",12,22377,1968,2018,null,null,"N","Distillate Fuel Oil",{"$nulls":12},1.6,1.19918,1.19918,1.19918,1.19918]
["Miami Wabash","1006_G_5",1006,"G","5",null,"Combustion Turbine",null,"MIS_INKY","Indiana",18,"Wabash",169,"18169",14,22377,1969,2018,null,null,"N","Distillate Fuel Oil",{"$nulls":12},1.6,1.19918,1.19918,1.19918,1.19918]
["Miami Wabash","1006_G_6",1006,"G","6",null,"Combustion Turbine",null,"MIS_INKY","Indiana",18,"Wabash",169,"18169",12,22377,1969,2018,null,null,"N","Distillate Fuel Oil",{"$nulls":12},1.6,1.19918,1.19918,1.19918,1.19918]
["Commerce Refuse To Energy","10090_B_SMB001",10090,"B","SMB001",null,"Municipal Solid Waste",null,"WECC_SCE","California",6,"Los Angeles",37,"06037",10,16076,1986,2018,null,null,"N","MSW","Wet Scrubber",1986,0.98,"OFA","SNCR",null,"1986","B + C","NA",{"$nulls":4},0.18554,0.18554,0.18554,0.18554,0.08,0.08,0.08]
["Broadway (IN)","1011_G_2",1011,"G","2",9100,"Combustion Turbine",null,"MIS_INKY","Indiana",18,"Vanderburgh",163,"18163",65,15429,1981,2019,null,null,"N","Natural Gas, Distillate Fuel Oil",{"$nulls":3},"H2O",{"$nulls":8},1.6,0.25413,0.25413,0.25413,0.25413]
["Colver Power Project","10143_B_ABB01",10143,"B","ABB01",3529,"Coal Steam",null,"PJM_PENE","Pennsylvania",42,"Cambria",21,"42021",110,10810,1995,2020,"FBC","dry","N","Waste Coal","Dry Scrubber",1995,0.878,"NH3","SNCR",null,"1995","B","NA",{"$nulls":3},0.54,0.15538,0.15538,0.15538,0.15538,0.01,0.01,0.01,0.99,"Yes"]
["Carson Cogeneration","10169_G_GEN1",10169,"G","GEN1",89366,"Combined Cycle",null,"WECC_SCE","California",6,"Los Angeles",37,"06037",41.3,8902,1989,2017,null,null,"Y","Natural Gas",{"$nulls":3},"H2O","SCR",{"$nulls":8},0.07306,0.07306,0.07306,0.07306]
["Carson Cogeneration","10169_G_GEN2",10169,"G","GEN2",null,"Combined Cycle",null,"WECC_SCE","California",6,"Los Angeles",37,"06037",8,8902,1990,2017,null,null,"Y","Natural Gas",{"$nulls":3},"H2O","SCR",{"$nulls":8},0.07306,0.07306,0.07306,0.07306]
["Greenleaf 1 Power Plant","10350_G_GEN1",10350,"G","GEN1",90712,"Combined Cycle",null,"WEC_CALN","California",6,"Sutter",101,"06101",42,6014,1989,2019,null,null,"Y","Natural Gas",{"$nulls":3},"DLNB + STM","SNCR",{"$nulls":8},0.11463,0.11463,0.11463,0.11463]
["Greenleaf 1 Power Plant","10350_G_GEN2",10350,"G","GEN2",null,"Combined Cycle",null,"WEC_CALN","California",6,"Sutter",101,"06101",8,6014,1989,2019,null,null,"Y","Natural Gas",{"$nulls":3},"DLNB + STM","SNCR",null,"1989",{"$nulls":6},0.11463,0.11463,0.11463,0.11463]
["James River Genco LLC","10377_B_1A",10377,"B","1A",10070,"Coal Steam",null,"PJM_Dom","Virginia",51,"Hopewell City",670,"51670",15.4,9398,1987,2019,"stoker/SPR","dry","Y","Bituminous","Dry Scrubber",2008,0.9,"FR + OFA + MR",{"$nulls":3},"B","NA",{"$nulls":3},0.96,0.4221,0.4221,0.4221,0.4221,0.05,0.75,1,0.9500000000000001]
["James River Genco LLC","10377_B_1B",10377,"B","1B",10071,"Coal Steam",null,"PJM_Dom","Virginia",51,"Hopewell City",670,"51670",15.4,9398,1987,2019,"stoker/SPR","dry","Y","Bituminous","Dry Scrubber",2008,0.9,"FR + OFA + MR",{"$nulls":3},"B","NA",{"$nulls":3},0.96,0.42379,0.42379,0.42379,0.42379,0.05,0.75,1,0.9500000000000001]
["James River Genco LLC","10377_B_1C",10377,"B","1C",10072,"Coal Steam",null,"PJM_Dom","Virginia",51,"Hopewell City",670,"51670",15.4,9398,1987,2019,"stoker/SPR","dry","Y","Bituminous","Dry Scrubber",2008,0.9,"FR + OFA + MR",{"$nulls":3},"B","NA",{"$nulls":3},0.96,0.4236,0.4236,0.4236,0.4236,0.05,0.75,1,0.9500000000000001]
["James River Genco LLC","10377_B_2A",10377,"B","2A",10073,"Coal Steam",null,"PJM_Dom","Virginia",51,"Hopewell City",670,"51670",15.4,9398,1987,2019,"stoker/SPR","dry","Y","Bituminous","Dry Scrubber",2008,0.9,"FR + OFA + MR",{"$nulls":3},"B","NA",{"$nulls":3},0.96,0.40939,0.40939,0.40939,0.40939,0.05,0.75,1,0.9500000000000001]
["James River Genco LLC","10377_B_2B",10377,"B","2B",10074,"Coal Steam",null,"PJM_Dom","Virginia",51,"Hopewell City",670,"51670",15.4,9398,1987,2019,"stoker/SPR","dry","Y","Bituminous","Dry Scrubber",2008,0.9,"FR + OFA + MR",{"$nulls":3},"B","NA",{"$nulls":3},0.96,0.40224,0.40224,0.40224,0.40224,0.05,0.75,1,0.9500000000000001]
["James River Genco LLC","10377_B_2C",10377,"B","2C",10075,"Coal Steam",null,"PJM_Dom","Virginia",51,"Hopewell City",670,"51670",15.4,9398,1987,2019,"stoker/SPR","dry","Y","Bituminous","Dry Scrubber",2008,0.9,"FR + OFA + MR",{"$nulls":3},"B","NA",{"$nulls":3},0.96,0.40145,0.40145,0.40145,0.40145,0.05,0.75,1,0.9500000000000001]
["Edgecombe Genco LLC","10384_B_1A",10384,"B","1A",9927,"Coal Steam",null,"PJM_Dom","North Carolina",37,"Edgecombe",65,"37065",29,14439,1990,2019,"stoker/SPR","dry","Y","Bituminous","Dry Scrubber",1990,0.954,"AA + OFA",{"$nulls":3},"B","NA",{"$nulls":3},0.31,0.51044,0.51044,0.51044,0.51044,0.05,0.75,1,0.99]
["Edgecombe Genco LLC","10384_B_1B",10384,"B","1B",9928,"Coal Steam",null,"PJM_Dom","North Carolina",37,"Edgecombe",65,"37065",29,14439,1990,2019,"stoker/SPR","dry","Y","Bituminous","Dry Scrubber",1990,0.953,"AA + OFA",{"$nulls":3},"B","NA",{"$nulls":3},0.31,0.50834,0.50834,0.50834,0.50834,0.05,0.75,1,0.99]
["Edgecombe Genco LLC","10384_B_2A",10384,"B","2A",9929,"Coal Steam",null,"PJM_Dom","North Carolina",37,"Edgecombe",65,"37065",29,14439,1990,2019,"stoker/SPR","dry","Y","Bituminous","Dry Scrubber",1990,0.954,"AA + OFA",{"$nulls":3},"B","NA",{"$nulls":3},0.31,0.52487,0.52487,0.52487,0.52487,0.05,0.75,1,0.99]
["Edgecombe Genco LLC","10384_B_2B",10384,"B","2B",9930,"Coal Steam",null,"PJM_Dom","North Carolina",37,"Edgecombe",65,"37065",29,14439,1990,2019,"stoker/SPR","dry","Y","Bituminous","Dry Scrubber",1990,0.947,"AA + OFA",{"$nulls":3},"B","NA",{"$nulls":3},0.31,0.51675,0.51675,0.51675,0.51675,0.05,0.75,1,0.99]
["GRS Coyote Canyon","10395_B_1",10395,"B","1",null,"Landfill Gas",null,"WECC_SCE","California",6,"Orange",59,"06059",17,20911,1989,2016,null,null,"N","Landfill Gas",{"$nulls":13},0.08623,0.08623,0.08623,0.08623]
["New-Indy Ontario Mill","10427_G_GEN1",10427,"G","GEN1",null,"Combustion Turbine",null,"WECC_SCE","California",6,"San Bernardino",71,"06071",34,16297,1985,2019,null,null,"Y","Natural Gas",{"$nulls":12},0.74,0.08426,0.08426,0.08426,0.08426]
["Puente Hills Energy Recovery","10472_G_GEN3",10472,"G","GEN3",null,"Landfill Gas",null,"WECC_SCE","California",6,"Los Angeles",37,"06037",2.7,14242,2006,2016,null,null,"N","Landfill Gas",{"$nulls":13},0.08623,0.08623,0.08623,0.08623]
["Puente Hills Energy Recovery","10472_G_GEN4",10472,"G","GEN4",null,"Landfill Gas",null,"WECC_SCE","California",6,"Los Angeles",37,"06037",2.7,14242,2006,2016,null,null,"N","Landfill Gas",{"$nulls":13},0.08623,0.08623,0.08623,0.08623]
["Puente Hills Energy Recovery","10472_G_GEN5",10472,"G","GEN5",null,"Landfill Gas",null,"WECC_SCE","California",6,"Los Angeles",37,"06037",2.7,14242,2006,2016,null,null,"N","Landfill Gas",{"$nulls":13},0.08623,0.08623,0.08623,0.08623]
["Pitchess Cogen Station","10478_G_GEN1",10478,"G","GEN1",null,"Combined Cycle",null,"WECC_SCE","California",6,"Los Angeles",37,"06037",21.5,6725,1988,2018,null,null,"Y","Natural Gas, Distillate Fuel Oil",{"$nulls":13},0.03803,0.03803,0.03803,0.03803]
["Pitchess Cogen Station","10478_G_GEN2",10478,"G","GEN2",null,"Combined Cycle",null,"WECC_SCE","California",6,"Los Angeles",37,"06037",5.7,6725,1988,2018,null,null,"Y","Natural Gas, Distillate Fuel Oil",{"$nulls":13},0.03803,0.03803,0.03803,0.03803]
["Milton L Kapp","1048_B_2",1048,"B","2",740,"O/G Steam",null,"MIS_IA","Iowa",19,"Clinton",45,"19045",112,11199,1967,2018,"tangential","dry","N","Natural Gas",{"$nulls":3},"LNC1",{"$nulls":9},0.11335,0.11335,0.11335,0.11335]
["Mammoth Pacific II","10481_G_T101",10481,"G","T101",null,"Geothermal",null,"WECC_SCE","California",6,"Mono",51,"06051",3.8,9771,1990,2013,null,null,"N","Geothermal",{"$nulls":13},0,0,0,0,0.3713,0.3713,0.3713]
["Mammoth Pacific II","10481_G_T102",10481,"G","T102",null,"Geothermal",null,"WECC_SCE","California",6,"Mono",51,"06051",4.6,9771,1990,2013,null,null,"N","Geothermal",{"$nulls":13},0,0,0,0,0.3713,0.3713,0.3713]
["Mammoth Pacific II","10481_G_T103",10481,"G","T103",null,"Geothermal",null,"WECC_SCE","California",6,"Mono",51,"06051",4.2,9771,1990,2013,null,null,"N","Geothermal",{"$nulls":13},0,0,0,0,0.3713,0.3713,0.3713]
["Thermal Energy Development Part LP","10502_B_02",10502,"B","02",null,"Biomass",null,"WEC_CALN","California",6,"San Joaquin",77,"06077",18.5,17427,1990,2018,null,null,"N","Biomass","Dry Scrubber",1990,0.5,"LA + NH3 + STM","SNCR",null,"1990","ESPC","Yes",{"$nulls":4},0.15272,0.15272,0.15272,0.15272,{"$nulls":4},"Yes"]
["Duane Arnold Energy Center","1060_G_1",1060,"G","1",null,"Nuclear",null,"MIS_IA","Iowa",19,"Linn",113,"19113",601.4,10456,1975,2020,null,null,"N","Nuclear Fuel",{"$nulls":13},0,0,0,0]
["Corona Energy Partners, Ltd","10635_G_GEN1",10635,"G","GEN1",null,"Combustion Turbine",null,"WECC_SCE","California",6,"Riverside",65,"06065",40,8700,1988,2017,null,null,"Y","Natural Gas",{"$nulls":12},0.74,0.01636,0.01636,0.01636,0.01636]
["Cambria Cogen","10641_B_B1",10641,"B","B1",3566,"Coal Steam",null,"PJM_PENE","Pennsylvania",42,"Cambria",21,"42021",44,11321,1991,2019,"FBC","dry","Y","Waste Coal","Reagent Injection",1991,0.92,"CF","SNCR",null,"1998","B","NA",{"$nulls":3},1.2,0.16,0.16,0.16,0.16,0.01,0.01,0.01,0.98,"Yes",1991]
["Cambria Cogen","10641_B_B2",10641,"B","B2",3567,"Coal Steam",null,"PJM_PENE","Pennsylvania",42,"Cambria",21,"42021",44,11321,1991,2019,"FBC","dry","Y","Waste Coal","Reagent Injection",1991,0.92,"NH3","SNCR",null,"1998","B","NA",{"$nulls":3},1.2,0.15385,0.15385,0.15385,0.15385,0.01,0.01,0.01,0.98,"Yes",1991]
["Olinda Landfill Gas Recovery Plant","10648_G_GEN1",10648,"G","GEN1",null,"Landfill Gas",null,"WECC_SCE","California",6,"Orange",59,"06059",1.7,13500,1985,2019,null,null,"N","Landfill Gas",{"$nulls":13},0.08623,0.08623,0.08623,0.08623]
["Olinda Landfill Gas Recovery Plant","10648_G_GEN2",10648,"G","GEN2",null,"Landfill Gas",null,"WECC_SCE","California",6,"Orange",59,"06059",1.7,13500,1985,2019,null,null,"N","Landfill Gas",{"$nulls":13},0.08623,0.08623,0.08623,0.08623]
["Olinda Landfill Gas Recovery Plant","10648_G_GEN3",10648,"G","GEN3",null,"Landfill Gas",null,"WECC_SCE","California",6,"Orange",59,"06059",1.7,13500,1985,2019,null,null,"N","Landfill Gas",{"$nulls":13},0.08623,0.08623,0.08623,0.08623]
["Argus Cogen Plant","10684_B_BLR25",10684,"B","BLR25",null,"Coal Steam",null,"WECC_SCE","California",6,"San Bernardino",71,"06071",27,10428,1978,2015,null,null,"Y","Bituminous","Wet Scrubber",1978,0.982,"LNB + OFA","SNCR",null,"1978","ESPC","Yes",{"$nulls":3},0.526,0.25846,0.25846,0.25846,0.25846,0.34,0.84,0.56,0.99]
["Argus Cogen Plant","10684_B_BLR26",10684,"B","BLR26",null,"Coal Steam",null,"WECC_SCE","California",6,"San Bernardino",71,"06071",27,10428,1978,2015,null,null,"Y","Bituminous","Wet Scrubber",1978,0.982,"LNB + OFA","SNCR",null,"1978","ESPC","Yes",{"$nulls":3},0.526,0.25846,0.25846,0.25846,0.25846,0.34,0.84,0.56,0.99]
["Prairie Creek","1073_B_2",1073,"B","2",null,"Coal Steam",null,"MIS_IA","Iowa",19,"Linn",113,"19113",2,13522,1950,2010,"stoker/SPR","dry","Y","Bituminous, Subbituminous",{"$nulls":7},"ESPC","No",{"$nulls":3},5,0.58175,0.58175,0.58175,0.58175,0.64,0.97,1]
["Morgantown Energy Facility","10743_B_CFB1",10743,"B","CFB1",10078,"Coal Steam",null,"PJM_AP","West Virginia",54,"Monongalia",61,"54061",25,8772,1991,2019,"FBC","dry","Y","Bituminous, Waste Coal","Reagent Injection",1992,0.946,"CF","SNCR",null,2016,"B","NA",{"$nulls":3},0.4,0.33452,0.33452,0.33452,0.33452,0.01,0.01,0.01,0.98,"Yes",1992]
["Morgantown Energy Facility","10743_B_CFB2",10743,"B","CFB2",10079,"Coal Steam",null,"PJM_AP","West Virginia",54,"Monongalia",61,"54061",25,8772,1991,2019,"FBC","dry","Y","Bituminous, Waste Coal","Reagent Injection",1992,0.946,"CF","SNCR",null,2016,"B","NA",{"$nulls":3},0.4,0.33472,0.33472,0.33472,0.33472,0.01,0.01,0.01,0.98,"Yes",1992]
["Rio Bravo Jasmin","10768_B_CFB",10768,"B","CFB",null,"Biomass",null,"WECC_SCE","California",6,"Kern",29,"06029",33,11686,1989,2014,"FBC","dry","Y","Biomass","Reagent Injection",1990,0.888,"CF + NH3","SNCR",null,"1989","B","NA",{"$nulls":3},5.26,0.15272,0.15272,0.15272,0.15272,0.05,0.43,0.43,0.95,"Yes"]
["NTC/MCRD Energy Facility","10810_G_GEN1",10810,"G","GEN1",null,"Combined Cycle",null,"WEC_SDGE","California",6,"San Diego",73,"06073",21.6,7813,1989,2018,null,null,"Y","Natural Gas",{"$nulls":13},0.04017,0.04017,0.04017,0.04017]
["NTC/MCRD Energy Facility","10810_G_GEN2",10810,"G","GEN2",null,"Combined Cycle",null,"WEC_SDGE","California",6,"San Diego",73,"06073",2.2,7813,1989,2018,null,null,"Y","Natural Gas",{"$nulls":13},0.04017,0.04017,0.04017,0.04017]
["Naval Station Energy Facility","10811_G_GEN1",10811,"G","GEN1",null,"Combined Cycle",null,"WEC_SDGE","California",6,"San Diego",73,"06073",36.7,7940,1989,2018,null,null,"Y","Natural Gas",{"$nulls":4},"SCR",{"$nulls":8},0.02463,0.02463,0.02463,0.02463]
["Naval Station Energy Facility","10811_G_GEN2",10811,"G","GEN2",null,"Combined Cycle",null,"WEC_SDGE","California",6,"San Diego",73,"06073",9.8,7940,1989,2018,null,null,"Y","Natural Gas",{"$nulls":3},"H2O + NH3","SCR",1996,{"$nulls":7},0.02463,0.02463,0.02463,0.02463]
["Naval Station Energy Facility","10811_G_GEN3",10811,"G","GEN3",null,"Combined Cycle",null,"WEC_SDGE","California",6,"San Diego",73,"06073",4.8,7940,2005,2018,null,null,"Y","Natural Gas",{"$nulls":3},"H2O + NH3","SCR",1996,{"$nulls":7},0.02463,0.02463,0.02463,0.02463]
["North Island Energy Facility","10812_G_GEN1",10812,"G","GEN1",null,"Combined Cycle",null,"WEC_SDGE","California",6,"San Diego",73,"06073",38,6806,1989,2018,null,null,"Y","Natural Gas",{"$nulls":4},"SCR",{"$nulls":8},0.00544,0.00544,0.00544,0.00544]
["North Island Energy Facility","10812_G_GEN2",10812,"G","GEN2",null,"Combined Cycle",null,"WEC_SDGE","California",6,"San Diego",73,"06073",3.5,6806,1989,2018,null,null,"Y","Natural Gas",{"$nulls":4},"SCR",{"$nulls":8},0.00544,0.00544,0.00544,0.00544]
["Bellevue","1126_G_1",1126,"G","1",null,"Combustion Turbine","IC Engine","MIS_IA","Iowa",19,"Jackson",97,"19097",0.5,11656,1947,2018,null,null,"N","Distillate Fuel Oil",{"$nulls":12},2.5,1.77612,1.77612,1.77612,1.77612]
["Greenfield","1144_G_3",1144,"G","3",null,"Combustion Turbine","IC Engine","MIS_MIDA","Iowa",19,"Adair",1,"19001",1,10745,1952,2018,null,null,"N","Distillate Fuel Oil",{"$nulls":12},2.5,1.77612,1.77612,1.77612,1.77612]
["Greenfield","1144_G_4",1144,"G","4",null,"Combustion Turbine","IC Engine","MIS_MIDA","Iowa",19,"Adair",1,"19001",1.8,10745,1961,2018,null,null,"N","Distillate Fuel Oil",{"$nulls":12},2.5,1.77612,1.77612,1.77612,1.77612]
["Greenfield","1144_G_5",1144,"G","5",null,"Combustion Turbine","IC Engine","MIS_MIDA","Iowa",19,"Adair",1,"19001",2.7,10745,1973,2018,null,null,"N","Distillate Fuel Oil",{"$nulls":12},2.5,1.77612,1.77612,1.77612,1.77612]
["Ocotillo","116_G_1",116,"G","1",66,"O/G Steam",null,"WECC_AZ","Arizona",4,"Maricopa",13,"04013",110,12185,1960,2019,"tangential",null,"N","Natural Gas",{"$nulls":13},0.1242,0.1242,0.1242,0.1242]
["Ocotillo","116_G_2",116,"G","2",67,"O/G Steam",null,"WECC_AZ","Arizona",4,"Maricopa",13,"04013",110,11861,1960,2019,"tangential",null,"N","Natural Gas",{"$nulls":13},0.12668,0.12668,0.12668,0.12668]
["McGregor","1163_G_3",1163,"G","3",null,"Combustion Turbine","IC Engine","MIS_IA","Iowa",19,"Clayton",43,"19043",0.5,12766,1955,2019,null,null,"N","Distillate Fuel Oil",{"$nulls":12},2.5,1.77612,1.77612,1.77612,1.77612]
["Sumner","1191_G_6",1191,"G","6",null,"Combustion Turbine","IC Engine","MIS_MIDA","Iowa",19,"Bremer",17,"19017",1.8,10745,1999,2021,null,null,"N","Distillate Fuel Oil",{"$nulls":12},1.334,1.77612,1.77612,1.77612,1.77612]
["Traer Main","1192_G_5",1192,"G","5",null,"Combustion Turbine","IC Engine","MIS_IL","Iowa",19,"Tama",171,"19171",0.5,25000,1969,2019,null,null,"N","Distillate Fuel Oil",{"$nulls":12},2.5,1.77612,1.77612,1.77612,1.77612]
["Summit Lake","1206_G_1",1206,"G","1",null,"Combined Cycle",null,"MIS_IA","Iowa",19,"Union",175,"19175",6.5,13573,1951,2021,null,null,"N","Natural Gas, Distillate Fuel Oil",{"$nulls":12},2.5,0.40958,0.40958,0.40958,0.40958]
["Summit Lake","1206_G_2",1206,"G","2",null,"Combined Cycle",null,"MIS_IA","Iowa",19,"Union",175,"19175",6.5,13573,1951,2021,null,null,"N","Natural Gas, Distillate Fuel Oil",{"$nulls":12},2.5,0.40958,0.40958,0.40958,0.40958]
["Summit Lake","1206_G_3",1206,"G","3",null,"Combined Cycle",null,"MIS_IA","Iowa",19,"Union",175,"19175",7,13573,1957,2021,null,null,"N","Natural Gas, Distillate Fuel Oil",{"$nulls":12},2.5,0.40958,0.40958,0.40958,0.40958]
["Gordon Evans Energy Center","1240_B_1",1240,"B","1",814,"O/G Steam",null,"SPP_N","Kansas",20,"Sedgwick",173,"20173",152,12957,1961,2018,"wall","dry","N","Natural Gas",{"$nulls":12},3,0.19866,0.19866,0.19866,0.19866]
["Gordon Evans Energy Center","1240_B_2",1240,"B","2",815,"O/G Steam",null,"SPP_N","Kansas",20,"Sedgwick",173,"20173",370,12577,1967,2018,"wall","dry","N","Natural Gas",{"$nulls":12},3,0.30776,0.30776,0.30776,0.30776]
["Murray Gill","1242_B_3",1242,"B","3",823,"O/G Steam",null,"SPP_N","Kansas",20,"Sedgwick",173,"20173",93,14500,1956,2018,"wall","dry","N","Natural Gas",{"$nulls":12},3,0.21105,0.21105,0.21105,0.21105]
["Murray Gill","1242_B_4",1242,"B","4",824,"O/G Steam",null,"SPP_N","Kansas",20,"Sedgwick",173,"20173",90,14500,1959,2018,"wall","dry","N","Natural Gas",{"$nulls":12},3,0.24328,0.24328,0.24328,0.24328]
["Tecumseh Energy Center","1252_B_9",1252,"B","9",840,"Coal Steam",null,"SPP_N","Kansas",20,"Shawnee",177,"20177",72,11295,1957,2018,"tangential","dry","N","Subbituminous",{"$nulls":3},"LNC3",{"$nulls":3},"ESPC","No","ACI",2016,null,3,0.12452,0.12452,0.12452,0.12452,0.1,0.1,0.1,{"$nulls":7},"Yes"]
["H Wilson Sundt Generating Station","126_B_1",126,"B","1",77,"O/G Steam",null,"WECC_AZ","Arizona",4,"Pima",19,"04019",81,11575,1958,2019,"tangential",null,"N","Natural Gas, Residual Fuel Oil",{"$nulls":12},1,0.14276,0.14276,0.14276,0.14276]
["H Wilson Sundt Generating Station","126_B_2",126,"B","2",78,"O/G Steam",null,"WECC_AZ","Arizona",4,"Pima",19,"04019",81,11588,1960,2019,"tangential",null,"N","Natural Gas, Residual Fuel Oil",{"$nulls":12},1,0.17895,0.17895,0.17895,0.17895]
["Baldwin City Plant No 1","1262_G_3",1262,"G","3",null,"Combustion Turbine","IC Engine","SPP_N","Kansas",20,"Douglas",45,"20045",0.7,25000,1956,2017,null,null,"N","Natural Gas, Distillate Fuel Oil",{"$nulls":13},2.8335,2.8335,2.8335,2.8335]
["Oklaunion","127_B_1",127,"B","1",81,"Coal Steam",null,"ERC_WEST","Texas",48,"Wilbarger",487,"48487",650,10536,1986,2020,"wall","dry","N","Subbituminous","Wet Scrubber",1986,0.868,"LNB",{"$nulls":3},"ESPC","No","ACI",2015,null,0.5,0.28557,0.28557,0.1549,0.1549,0.1,0.1,0.1,0.918]
["Colby City of","1272_G_3",1272,"G","3",null,"Combustion Turbine","IC Engine","SPP_WEST","Kansas",20,"Thomas",193,"20193",1.8,10745,1963,2018,null,null,"N","Natural Gas, Distillate Fuel Oil",{"$nulls":12},3,2.8335,2.8335,2.8335,2.8335]
["Lincoln","1300_G_6",1300,"G","6",null,"Combustion Turbine","IC Engine","SPP_N","Kansas",20,"Lincoln",105,"20105",2.2,11191,1979,2017,null,null,"N","Natural Gas, Distillate Fuel Oil",{"$nulls":12},3,1.23537,1.23537,1.23537,1.23537]
["E W Brown","1355_B_1",1355,"B","1",874,"Coal Steam",null,"S_C_KY","Kentucky",21,"Mercer",167,"21167",106,11857,1957,2019,"wall","dry","N","Bituminous","Wet Scrubber",2010,0.98,"LNBO",{"$nulls":3},"ESPC","Yes","ACI",2016,null,5.15,0.1819,0.1618,0.1819,0.1618,0.1,0.1,0.1,0.99]
["E W Brown","1355_B_2",1355,"B","2",877,"Coal Steam",null,"S_C_KY","Kentucky",21,"Mercer",167,"21167",166,11213,1963,2019,"tangential","dry","N","Bituminous","Wet Scrubber",2010,0.98,"LNC3",{"$nulls":3},"ESPC","No","ACI",2016,null,5.15,0.2166,0.1325,0.2166,0.1325,0.1,0.1,0.1,0.99]
["Elmer Smith","1374_B_1",1374,"B","1",911,"Coal Steam",null,"S_C_KY","Kentucky",21,"Daviess",59,"21059",137,11097,1964,2020,"cyclone","wet","N","Bituminous","Wet Scrubber",1994,0.96,"OFA","SCR",2004,null,"ESPC","No",{"$nulls":3},6,0.1201,0.095,0.1201,0.095,0.1,0.84,0.56,0.99]
["Elmer Smith","1374_B_2",1374,"B","2",912,"Coal Steam",null,"S_C_KY","Kentucky",21,"Daviess",59,"21059",263,10723,1974,2020,"tangential","wet","N","Bituminous","Wet Scrubber",1994,0.96,"LNC2","SNCR",null,"2004","ESPC","No","ACI",2016,null,6,0.299,0.299,0.139,0.139,0.1,0.1,0.1,0.99,"Yes",2016]
["Paradise","1378_B_3",1378,"B","3",915,"Coal Steam",null,"S_C_TVA","Kentucky",21,"Muhlenberg",177,"21177",971,10262,1970,2020,"cyclone","wet","N","Bituminous, Subbituminous","Wet Scrubber",2006,0.98,"OFA","SCR",2003,null,"ESPC","No",{"$nulls":3},1.2,0.22301,0.17789,0.22301,0.17789,0.1,0.1,0.56,0.99,"Yes",2011]
["HMP&L Station Two Henderson","1382_B_H1",1382,"B","H1",929,"Coal Steam",null,"MIS_INKY","Kentucky",21,"Henderson",101,"21101",153,10395,1973,2019,"wall","dry","N","Bituminous","Wet Scrubber",1995,0.95,"LNB","SCR",2003,null,"ESPC","No",{"$nulls":3},5.2,0.28199,0.16262,0.28199,0.16262,0.1,0.84,0.56,0.99]
["HMP&L Station Two Henderson","1382_B_H2",1382,"B","H2",930,"Coal Steam",null,"MIS_INKY","Kentucky",21,"Henderson",101,"21101",159,10391,1974,2019,"wall","dry","N","Bituminous","Wet Scrubber",1995,0.95,"LNB","SCR",2004,null,"ESPC","No",{"$nulls":3},5.2,0.4859,0.16492,0.4859,0.16492,0.1,0.84,0.56,0.99]
["Robert A Reid","1383_B_R1",1383,"B","R1",931,"O/G Steam",null,"MIS_INKY","Kentucky",21,"Webster",233,"21233",65,14310,1966,2019,"wall","dry","N","Natural Gas, Distillate Fuel Oil",{"$nulls":3},"LNB + OFA",{"$nulls":8},5.2,0.25917,0.25917,0.25917,0.25917]
["R S Nelson","1393_B_4",1393,"B","4",949,"O/G Steam",null,"MIS_WOTA","Louisiana",22,"Calcasieu",19,"22019",425,12079,1970,2020,"wall","dry","N","Natural Gas",{"$nulls":3},"CM + FR",{"$nulls":8},5.261,0.13176,0.13176,0.13176,0.13176]
["Willow Glen","1394_B_2",1394,"B","2",952,"O/G Steam",null,"MIS_LA","Louisiana",22,"Iberville",47,"22047",180,11810,1964,2018,"tangential",null,"N","Natural Gas",{"$nulls":12},5.261,0.09847,0.09847,0.09847,0.09847]
["Willow Glen","1394_B_4",1394,"B","4",954,"O/G Steam",null,"MIS_LA","Louisiana",22,"Iberville",47,"22047",482,11356,1973,2018,"wall","dry","N","Natural Gas",{"$nulls":12},5.261,0.25458,0.25458,0.25458,0.25458]
["Buras","1401_G_8",1401,"G","8",null,"Combustion Turbine",null,"MIS_AMSO","Louisiana",22,"Plaquemines",75,"22075",11,25000,1971,2018,null,null,"N","Natural Gas, Distillate Fuel Oil",{"$nulls":12},5.261,0.40657,0.40657,0.40657,0.40657]
["Sterlington","1404_G_7C",1404,"G","7C",null,"Combined Cycle",null,"MIS_LA","Louisiana",22,"Ouachita",73,"22073",59.2,12225,1974,2020,null,null,"N","Natural Gas, Distillate Fuel Oil",{"$nulls":13},0.43317,0.43317,0.43317,0.43317]
["Lieberman","1417_B_2",1417,"B","2",null,"O/G Steam",null,"SPP_WEST","Louisiana",22,"Caddo",17,"22017",26,14500,1949,2020,"wall",null,"N","Natural Gas",{"$nulls":13},0.23505,0.23505,0.23505,0.23505]
["Minden","1447_B_1",1447,"B","1",null,"O/G Steam",null,"SPP_WEST","Louisiana",22,"Webster",119,"22119",12.5,14500,1967,2017,null,null,"N","Natural Gas",{"$nulls":12},5.261,0.23505,0.23505,0.23505,0.23505]
["Minden","1447_B_2",1447,"B","2",null,"O/G Steam",null,"SPP_WEST","Louisiana",22,"Webster",119,"22119",12.5,14500,1967,2017,null,null,"N","Natural Gas",{"$nulls":12},5.261,0.23505,0.23505,0.23505,0.23505]
["Minden","1447_G_6",1447,"G","6",null,"Combustion Turbine","IC Engine","SPP_WEST","Louisiana",22,"Webster",119,"22119",1.8,12822,1962,2017,null,null,"N","Distillate Fuel Oil",{"$nulls":13},1.77612,1.77612,1.77612,1.77612]
["Howland Hydro Station","1472_G_HL01",1472,"G","HL01",null,"Hydro",null,"NENG_ME","Maine",23,"Penobscot",19,"23019",0.6,0,1921,2015,null,null,"N","Hydro",{"$nulls":13},0,0,0,0]
["Howland Hydro Station","1472_G_HL02",1472,"G","HL02",null,"Hydro",null,"NENG_ME","Maine",23,"Penobscot",19,"23019",0.6,0,1916,2015,null,null,"N","Hydro",{"$nulls":13},0,0,0,0]
["Howland Hydro Station","1472_G_HL03",1472,"G","HL03",null,"Hydro",null,"NENG_ME","Maine",23,"Penobscot",19,"23019",0.6,0,1916,2015,null,null,"N","Hydro",{"$nulls":13},0,0,0,0]
["CP Crane Power, LLC","1552_G_1",1552,"G","1",1004,"Coal Steam","","PJM_SMAC","Maryland",24,"Baltimore",5,"24005",190,11518,1961,2018,"cyclone","wet","N","Bituminous, Subbituminous",{"$nulls":3},"CM + OFA","SNCR",null,"2005","B","NA","ACI",2010,90,0.7,0.50158,0.25706,0.50158,0.25706,0.1,0.1,0.1]
["CP Crane Power, LLC","1552_G_2",1552,"G","2",1005,"Coal Steam","","PJM_SMAC","Maryland",24,"Baltimore",5,"24005",195,11690,1963,2018,"cyclone","wet","N","Bituminous, Subbituminous",{"$nulls":3},"CM + OFA","SNCR",null,"2005","B","NA","ACI",2010,90,0.7,0.61444,0.29379,0.61444,0.29379,0.1,0.1,0.1]
["CP Crane Power, LLC","1552_G_GT1",1552,"G","GT1",null,"Combustion Turbine",null,"PJM_SMAC","Maryland",24,"Baltimore",5,"24005",14,17033,1967,2018,null,null,"N","Distillate Fuel Oil",{"$nulls":12},1.053,0.70321,0.70321,0.70321,0.70321]
["Gould Street","1553_B_3",1553,"B","3",1006,"O/G Steam",null,"PJM_SMAC","Maryland",24,"Baltimore City",510,"24510",97,12693,1952,2019,null,null,"N","Natural Gas",{"$nulls":3},"LNB",{"$nulls":9},0.17234,0.17234,0.17234,0.17234]
["Notch Cliff","1555_G_GT1",1555,"G","GT1",null,"Combustion Turbine",null,"PJM_SMAC","Maryland",24,"Baltimore",5,"24005",14,16768,1969,2020,null,null,"N","Natural Gas",{"$nulls":12},1E-3,0.40657,0.40657,0.40657,0.40657]
["Notch Cliff","1555_G_GT2",1555,"G","GT2",null,"Combustion Turbine",null,"PJM_SMAC","Maryland",24,"Baltimore",5,"24005",14,16768,1969,2020,null,null,"N","Natural Gas",{"$nulls":12},0.3,0.40657,0.40657,0.40657,0.40657]
["Notch Cliff","1555_G_GT3",1555,"G","GT3",null,"Combustion Turbine",null,"PJM_SMAC","Maryland",24,"Baltimore",5,"24005",14,16768,1969,2020,null,null,"N","Natural Gas",{"$nulls":12},0.3,0.40657,0.40657,0.40657,0.40657]
["Notch Cliff","1555_G_GT4",1555,"G","GT4",null,"Combustion Turbine",null,"PJM_SMAC","Maryland",24,"Baltimore",5,"24005",14,16768,1969,2020,null,null,"N","Natural Gas",{"$nulls":12},0.3,0.40657,0.40657,0.40657,0.40657]
["Notch Cliff","1555_G_GT5",1555,"G","GT5",null,"Combustion Turbine",null,"PJM_SMAC","Maryland",24,"Baltimore",5,"24005",14.6,16769,1969,2020,null,null,"N","Natural Gas",{"$nulls":12},0.3,0.40657,0.40657,0.40657,0.40657]
["Notch Cliff","1555_G_GT6",1555,"G","GT6",null,"Combustion Turbine",null,"PJM_SMAC","Maryland",24,"Baltimore",5,"24005",15.6,16770,1969,2020,null,null,"N","Natural Gas",{"$nulls":12},0.3,0.40657,0.40657,0.40657,0.40657]
["Notch Cliff","1555_G_GT7",1555,"G","GT7",null,"Combustion Turbine",null,"PJM_SMAC","Maryland",24,"Baltimore",5,"24005",14.5,16769,1969,2020,null,null,"N","Natural Gas",{"$nulls":12},0.3,0.40657,0.40657,0.40657,0.40657]
["Notch Cliff","1555_G_GT8",1555,"G","GT8",null,"Combustion Turbine",null,"PJM_SMAC","Maryland",24,"Baltimore",5,"24005",16,16616,1969,2020,null,null,"N","Natural Gas",{"$nulls":12},0.3,0.40657,0.40657,0.40657,0.40657]
["Riverside (MD)","1559_G_GT7",1559,"G","GT7",null,"Combustion Turbine",null,"PJM_SMAC","Maryland",24,"Baltimore",5,"24005",19,18373,1970,2019,null,null,"N","Distillate Fuel Oil",{"$nulls":12},1.053,0.70321,0.70321,0.70321,0.70321]
["Riverside (MD)","1559_G_GT8",1559,"G","GT8",null,"Combustion Turbine",null,"PJM_SMAC","Maryland",24,"Baltimore",5,"24005",20,18373,1970,2019,null,null,"N","Distillate Fuel Oil",{"$nulls":12},1.053,0.70321,0.70321,0.70321,0.70321]
["Westport","1560_G_GT5",1560,"G","GT5",1041,"Combustion Turbine",null,"PJM_SMAC","Maryland",24,"Baltimore City",510,"24510",115.8,15152,1969,2020,null,null,"N","Natural Gas",{"$nulls":12},1E-3,0.381,0.381,0.381,0.381]
["Kendall Square Station","1595_G_1",1595,"G","1",null,"Combined Cycle",null,"NENGREST","Massachusetts",25,"Middlesex",17,"25017",14.7,9047,1949,2018,"wall",null,"Y","Natural Gas, Distillate Fuel Oil",{"$nulls":4},"SCR",{"$nulls":7},0.74,0.03539,0.03051,0.03539,0.03051]
["Kendall Square Station","1595_G_2",1595,"G","2",null,"Combined Cycle",null,"NENGREST","Massachusetts",25,"Middlesex",17,"25017",19.5,9047,1951,2018,"wall","dry","Y","Natural Gas, Distillate Fuel Oil",{"$nulls":3},"LA + NH3","SCR",{"$nulls":7},0.74,0.03539,0.03051,0.03539,0.03051]
["Nantucket","1615_G_12",1615,"G","12",null,"Combustion Turbine",null,"NENGREST","Massachusetts",25,"Nantucket",19,"25019",2.8,15602,1988,2019,null,null,"N","Distillate Fuel Oil",{"$nulls":12},0.74,0.54704,0.54704,0.54704,0.54704]
["Nantucket","1615_G_13",1615,"G","13",null,"Combustion Turbine",null,"NENGREST","Massachusetts",25,"Nantucket",19,"25019",3,15595,1988,2019,null,null,"N","Distillate Fuel Oil",{"$nulls":12},0.74,0.60506,0.60506,0.60506,0.60506]
["GREC","165_B_1",165,"B","1",95,"O/G Steam",null,"SPP_WEST","Oklahoma",40,"Mayes",97,"40097",490,11485,1982,2017,null,null,"N","Natural Gas",{"$nulls":3},"LNB",{"$nulls":8},1.2,0.16077,0.16077,0.16077,0.16077]
["Potter Station 2","1660_G_IC1",1660,"G","IC1",null,"Combustion Turbine","IC Engine","NENGREST","Massachusetts",25,"Norfolk",21,"25021",2.3,11566,1963,2014,null,null,"N","Distillate Fuel Oil",{"$nulls":12},0.789,3.0838,3.0838,3.0838,3.0838]
["Gaylord - Consumers","1706_G_1",1706,"G","1",null,"Combustion Turbine",null,"MIS_LMI","Michigan",26,"Otsego",137,"26137",11,17805,1966,2018,null,null,"N","Natural Gas",{"$nulls":12},1.67,0.31661,0.31661,0.31661,0.31661]
["Gaylord - Consumers","1706_G_2",1706,"G","2",null,"Combustion Turbine",null,"MIS_LMI","Michigan",26,"Otsego",137,"26137",12,17805,1966,2018,null,null,"N","Natural Gas",{"$nulls":12},1.67,0.66442,0.66442,0.66442,0.66442]
["Gaylord - Consumers","1706_G_3",1706,"G","3",null,"Combustion Turbine",null,"MIS_LMI","Michigan",26,"Otsego",137,"26137",11,17800,1966,2018,null,null,"N","Natural Gas",{"$nulls":12},1.67,0.66442,0.66442,0.66442,0.66442]
["J H Campbell","1710_G_A",1710,"G","A",null,"Combustion Turbine",null,"MIS_LMI","Michigan",26,"Ottawa",139,"26139",12,25000,1968,2018,null,null,"N","Distillate Fuel Oil",{"$nulls":12},1.67,0.66593,0.66593,0.66593,0.66593]
["Straits","1718_G_1",1718,"G","1",null,"Combustion Turbine",null,"MIS_LMI","Michigan",26,"Emmet",47,"26047",6,17017,1969,2018,null,null,"N","Natural Gas",{"$nulls":12},1.67,0.66442,0.66442,0.66442,0.66442]
["Thetford","1719_G_2",1719,"G","2",88432,"Combustion Turbine","","MIS_LMI","Michigan",26,"Genesee",49,"26049",29,16297,1970,2019,null,null,"N","Natural Gas",{"$nulls":13},0.70021,0.70021,0.70021,0.70021]
["Thetford","1719_G_3",1719,"G","3",88433,"Combustion Turbine","","MIS_LMI","Michigan",26,"Genesee",49,"26049",26,16297,1970,2018,null,null,"N","Natural Gas",{"$nulls":13},0.69961,0.69961,0.69961,0.69961]
["Thetford","1719_G_4",1719,"G","4",88434,"Combustion Turbine","","MIS_LMI","Michigan",26,"Genesee",49,"26049",28,16297,1970,2018,null,null,"N","Natural Gas",{"$nulls":13},0.70013,0.70013,0.70013,0.70013]
["Hancock","1730_G_2",1730,"G","2",88436,"Combustion Turbine",null,"MIS_LMI","Michigan",26,"Oakland",125,"26125",18,11155,1967,2019,null,null,"N","Natural Gas",{"$nulls":12},1.67,0.70003,0.70003,0.70003,0.70003]
["Hancock","1730_G_4",1730,"G","4",88435,"Combustion Turbine",null,"MIS_LMI","Michigan",26,"Oakland",125,"26125",17,11155,1969,2019,null,null,"N","Natural Gas",{"$nulls":12},1.67,0.69995,0.69995,0.69995,0.69995]
["St Clair","1743_B_1",1743,"B","1",1189,"Coal Steam",null,"MIS_LMI","Michigan",26,"St Clair",147,"26147",151,11274,1953,2019,"wall","dry","N","Bituminous, Subbituminous",null,null,0.5,"LNB + LNCB",{"$nulls":3},"ESPC","No","ACI",2015,null,1.67,0.35282,0.35282,0.1549,0.1549,0.1,0.1,0.1,0.9,"Yes"]
["St Clair","1743_B_4",1743,"B","4",1192,"Coal Steam",null,"MIS_LMI","Michigan",26,"St Clair",147,"26147",151,11233,1954,2017,"wall","dry","N","Bituminous, Subbituminous",null,null,0.5,"LNB + LNCB",{"$nulls":3},"ESPC","No","ACI",2016,null,1.67,0.30171,0.30171,0.1549,0.1549,0.1,0.1,0.1,0.9,"Yes"]
["Clinton","1818_G_1",1818,"G","1",null,"Combustion Turbine","IC Engine","MIS_LMI","Michigan",26,"Lenawee",91,"26091",0.5,12822,1939,2019,null,null,"N","Distillate Fuel Oil",{"$nulls":12},1.67,3.80698,3.80698,3.80698,3.80698]
["Clinton","1818_G_2",1818,"G","2",null,"Combustion Turbine","IC Engine","MIS_LMI","Michigan",26,"Lenawee",91,"26091",0.5,12822,1939,2019,null,null,"N","Distillate Fuel Oil",{"$nulls":12},1.67,4.1606,4.1606,4.1606,4.1606]
["Clinton","1818_G_6",1818,"G","6",null,"Combustion Turbine","IC Engine","MIS_LMI","Michigan",26,"Lenawee",91,"26091",2,12822,1980,2019,null,null,"N","Natural Gas, Distillate Fuel Oil",{"$nulls":12},1.67,2.66577,2.66577,2.66577,2.66577]
["J B Sims","1825_B_3",1825,"B","3",1213,"Coal Steam",null,"MIS_LMI","Michigan",26,"Ottawa",139,"26139",70,13114,1983,2020,"wall","dry","N","Bituminous, Subbituminous","Wet Scrubber",1983,0.9,"AA + LNB","SNCR",null,"2009","ESPC","No",{"$nulls":3},1.67,0.31267,0.2345,0.1549,0.11617,0.05,0.1,0.56,0.9500000000000001]
["Grand Haven Diesel Plant","1826_G_1",1826,"G","1",null,"Combustion Turbine","IC Engine","MIS_LMI","Michigan",26,"Ottawa",139,"26139",8.4,18000,1974,2020,null,null,"N","Natural Gas, Distillate Fuel Oil",{"$nulls":12},1.67,2.89931,2.89931,2.89931,2.89931]
["Hillsdale","1829_G_2",1829,"G","2",null,"Combustion Turbine","IC Engine","MIS_LMI","Michigan",26,"Hillsdale",59,"26059",1.9,10745,1947,2018,null,null,"N","Distillate Fuel Oil",{"$nulls":12},1.67,4.1606,4.1606,4.1606,4.1606]
["Hillsdale","1829_G_3",1829,"G","3",null,"Combustion Turbine","IC Engine","MIS_LMI","Michigan",26,"Hillsdale",59,"26059",2.4,10745,1954,2018,null,null,"N","Natural Gas, Distillate Fuel Oil",{"$nulls":12},1.67,2.66577,2.66577,2.66577,2.66577]
["Hillsdale","1829_G_4",1829,"G","4",null,"Combustion Turbine","IC Engine","MIS_LMI","Michigan",26,"Hillsdale",59,"26059",3.7,10745,1960,2018,null,null,"N","Natural Gas, Distillate Fuel Oil",{"$nulls":12},1.67,2.66577,2.66577,2.66577,2.66577]
["James De Young","1830_B_4",1830,"B","4",null,"Coal Steam",null,"MIS_LMI","Michigan",26,"Ottawa",139,"26139",20.5,13403,1962,2017,null,null,"N","Bituminous, Subbituminous",{"$nulls":7},"ESPC","No",{"$nulls":3},1.67,0.76996,0.76996,0.76996,0.76996,0.64,0.97,1]
["James De Young","1830_B_5",1830,"B","5",1214,"Coal Steam",null,"MIS_LMI","Michigan",26,"Ottawa",139,"26139",27,14500,1969,2016,"wall","dry","N","Bituminous, Subbituminous",{"$nulls":3},"LNB",{"$nulls":3},"ESPC","No",{"$nulls":3},1.67,0.09713,0.09713,0.09713,0.09713,0.64,0.97,1]
["Eckert Station","1831_B_1",1831,"B","1",1215,"Coal Steam",null,"MIS_LMI","Michigan",26,"Ingham",65,"26065",33,12744,1954,2015,"wall","dry","N","Subbituminous",{"$nulls":3},"LNBO",{"$nulls":3},"ESPC","No",{"$nulls":3},1.67,0.20362,0.20362,0.20362,0.20362,0.64,0.97,1]
["Eckert Station","1831_B_3",1831,"B","3",1217,"Coal Steam",null,"MIS_LMI","Michigan",26,"Ingham",65,"26065",31,12343,1961,2015,"tangential","dry","N","Subbituminous",{"$nulls":3},"LNC2 + OFA",{"$nulls":3},"ESPC","No",{"$nulls":3},1.67,0.13174,0.13174,0.13174,0.13174,0.64,0.97,1]
["Eckert Station","1831_B_4",1831,"B","4",1218,"Coal Steam",null,"MIS_LMI","Michigan",26,"Ingham",65,"26065",64,12216,1964,2020,"wall","dry","N","Subbituminous",{"$nulls":3},"LNBO",{"$nulls":3},"ESPC","No","ACI",2016,null,1.67,0.22225,0.22225,0.22225,0.22225,0.1,0.1,0.1]
["Eckert Station","1831_B_5",1831,"B","5",1219,"Coal Steam",null,"MIS_LMI","Michigan",26,"Ingham",65,"26065",63,12041,1968,2020,"wall","dry","N","Subbituminous",{"$nulls":3},"LNBO",{"$nulls":3},"ESPC","No","ACI",2016,null,1.67,0.20968,0.20968,0.20968,0.20968,0.1,0.1,0.1]
["Eckert Station","1831_B_6",1831,"B","6",1220,"Coal Steam",null,"MIS_LMI","Michigan",26,"Ingham",65,"26065",63,12333,1970,2020,"wall","dry","N","Subbituminous",{"$nulls":3},"LNBO",{"$nulls":3},"ESPC","No","ACI",2016,null,1.67,0.20322,0.20322,0.20322,0.20322,0.1,0.1,0.1]
["Shiras","1843_B_2",1843,"B","2",null,"Coal Steam",null,"MIS_WUMS","Michigan",26,"Marquette",103,"26103",19.5,13595,1967,2019,null,null,"N","Bituminous, Subbituminous",{"$nulls":7},"B","NA","ACI",2016,null,1.67,0.57775,0.57775,0.57775,0.57775,0.1,0.1,0.1]
["Shiras","1843_B_3",1843,"B","3",1222,"Coal Steam",null,"MIS_WUMS","Michigan",26,"Marquette",103,"26103",41,12536,1983,2019,"tangential","dry","N","Bituminous, Subbituminous","Dry Scrubber",1983,0.8,"LNB + OFA","SNCR",null,"2015","B","NA","ACI",2017,null,1.67,0.1882,0.1882,0.139,0.139,0.1,0.1,0.1,0.8500000000000001]
["Claude Vandyke","1880_G_6",1880,"G","6",null,"Combined Cycle",null,"MIS_LMI","Michigan",26,"Allegan",5,"26005",19.3,11954,1967,2019,null,null,"N","Natural Gas",{"$nulls":13},0.31658,0.31658,0.31658,0.31658]
["Vestaburg","1881_G_6",1881,"G","6",null,"Combustion Turbine","IC Engine","MIS_LMI","Michigan",26,"Montcalm",117,"26117",3,10745,1959,2017,null,null,"N","Distillate Fuel Oil",{"$nulls":12},1.67,4.18953,4.18953,4.18953,4.18953]
["Vestaburg","1881_G_7",1881,"G","7",null,"Combustion Turbine","IC Engine","MIS_LMI","Michigan",26,"Montcalm",117,"26117",3,10874,1960,2017,null,null,"N","Distillate Fuel Oil",{"$nulls":12},1.67,4.1906,4.1906,4.1906,4.1906]
["Black Dog","1904_G_6",1904,"G","6",null,"Combined Cycle","","MIS_MNWI","Minnesota",27,"Dakota",37,"27037",360,6840,2018,2018,null,null,"N","Natural Gas",{"$nulls":13},0.011,0.011,0.011,0.011]
["Granite City","1910_G_1",1910,"G","1",null,"Combustion Turbine",null,"MIS_MNWI","Minnesota",27,"Benton",9,"27009",13,25000,1969,2019,null,null,"N","Natural Gas, Distillate Fuel Oil",{"$nulls":12},0.5,0.32723,0.32723,0.32723,0.32723]
["Granite City","1910_G_2",1910,"G","2",null,"Combustion Turbine",null,"MIS_MNWI","Minnesota",27,"Benton",9,"27009",13,25000,1969,2019,null,null,"N","Natural Gas, Distillate Fuel Oil",{"$nulls":12},0.5,0.35877,0.35877,0.35877,0.35877]
["Granite City","1910_G_3",1910,"G","3",null,"Combustion Turbine",null,"MIS_MNWI","Minnesota",27,"Benton",9,"27009",13,25000,1969,2019,null,null,"N","Natural Gas, Distillate Fuel Oil",{"$nulls":12},0.5,0.33145,0.33145,0.33145,0.33145]
["Granite City","1910_G_4",1910,"G","4",null,"Combustion Turbine",null,"MIS_MNWI","Minnesota",27,"Benton",9,"27009",13,25000,1969,2019,null,null,"N","Natural Gas, Distillate Fuel Oil",{"$nulls":12},0.5,0.37759,0.37759,0.37759,0.37759]
["Hoot Lake","1943_B_2",1943,"B","2",1253,"Coal Steam",null,"MIS_MAPP","Minnesota",27,"Otter Tail",111,"27111",58,11453,1959,2021,"tangential",null,"N","Subbituminous",{"$nulls":3},"LNC3",{"$nulls":3},"ESPC","No",{"$nulls":3},3,0.31179,0.31179,0.31179,0.31179,0.64,0.97,1]
["Hoot Lake","1943_B_3",1943,"B","3",1254,"Coal Steam",null,"MIS_MAPP","Minnesota",27,"Otter Tail",111,"27111",80,11483,1964,2021,"wall","dry","N","Subbituminous",{"$nulls":3},"LNBO",{"$nulls":3},"ESPC","No",{"$nulls":3},3,0.18236,0.18236,0.18236,0.18236,0.64,0.97,1]
["Hutchinson Plant #1","1980_G_2",1980,"G","2",null,"Combustion Turbine","IC Engine","MIS_MNWI","Minnesota",27,"Mcleod",85,"27085",2,10745,1958,2017,null,null,"N","Natural Gas, Distillate Fuel Oil",{"$nulls":13},0.79266,0.79266,0.79266,0.79266]
["Truman","2015_G_1",2015,"G","1",null,"Combustion Turbine","IC Engine","MIS_MNWI","Minnesota",27,"Martin",91,"27091",0.2,10795,1938,2017,null,null,"N","Natural Gas, Distillate Fuel Oil",{"$nulls":13},3.62898,3.62898,3.62898,3.62898]
["Truman","2015_G_2",2015,"G","2",null,"Combustion Turbine","IC Engine","MIS_MNWI","Minnesota",27,"Martin",91,"27091",0.2,10795,1938,2017,null,null,"N","Natural Gas, Distillate Fuel Oil",{"$nulls":13},3.62898,3.62898,3.62898,3.62898]
["Truman","2015_G_4",2015,"G","4",null,"Combustion Turbine","IC Engine","MIS_MNWI","Minnesota",27,"Martin",91,"27091",0.7,10745,1954,2017,null,null,"N","Natural Gas, Distillate Fuel Oil",{"$nulls":13},3.62898,3.62898,3.62898,3.62898]
["Truman","2015_G_5",2015,"G","5",null,"Combustion Turbine","IC Engine","MIS_MNWI","Minnesota",27,"Martin",91,"27091",0.8,10745,1961,2017,null,null,"N","Natural Gas, Distillate Fuel Oil",{"$nulls":13},3.62898,3.62898,3.62898,3.62898]
["Willmar","2022_B_2",2022,"B","2",null,"O/G Steam",null,"MIS_MNWI","Minnesota",27,"Kandiyohi",67,"27067",2.6,14340,1953,2020,"wall",null,"Y","Natural Gas",{"$nulls":3},"LNB",{"$nulls":8},4,0.09703,0.09703,0.09703,0.09703]
["Willmar","2022_B_3",2022,"B","3",null,"Coal Steam",null,"MIS_MNWI","Minnesota",27,"Kandiyohi",67,"27067",19.8,13438,1959,2020,"stoker/SPR","dry","Y","Bituminous, Subbituminous",{"$nulls":3},"LNB",{"$nulls":3},"C","NA",{"$nulls":3},2.227,0.36629,0.36629,0.36629,0.36629,1,1,1]
["Elk River","2039_B_1",2039,"B","1",null,"Municipal Solid Waste",null,"MIS_MNWI","Minnesota",27,"Sherburne",141,"27141",7.6,24561,1952,2019,null,null,"N","MSW","Dry Scrubber",1989,0.9,{"$nulls":4},"B","NA",{"$nulls":4},0.27819,0.27819,0.27819,0.27819,0.08,0.08,0.08]
["Elk River","2039_B_2",2039,"B","2",null,"Municipal Solid Waste",null,"MIS_MNWI","Minnesota",27,"Sherburne",141,"27141",7.9,24556,1952,2019,null,null,"N","MSW","Dry Scrubber",1989,0.9,{"$nulls":4},"B","NA",{"$nulls":4},0.25228,0.25228,0.25228,0.25228,0.08,0.08,0.08]
["Elk River","2039_B_3",2039,"B","3",null,"Municipal Solid Waste",null,"MIS_MNWI","Minnesota",27,"Sherburne",141,"27141",15,24303,1961,2019,null,null,"N","MSW","Dry Scrubber",1989,0.9,{"$nulls":4},"B","NA",{"$nulls":4},0.26837,0.26837,0.26837,0.26837,0.08,0.08,0.08]
["Jack Watson","2049_B_3",2049,"B","3",null,"O/G Steam",null,"S_SOU","Mississippi",28,"Harrison",47,"28047",107,10546,1962,2018,"wall","dry","N","Natural Gas",{"$nulls":3},"LNB + OFA",{"$nulls":8},4.8,0.11508,0.11508,0.11508,0.11508]
["Baxter Wilson","2050_B_2",2050,"B","2",1294,"O/G Steam",null,"MIS_D_MS","Mississippi",28,"Warren",149,"28149",678,12107,1971,2018,"wall","dry","N","Natural Gas, Residual Fuel Oil",{"$nulls":3},"CM + LNB",{"$nulls":8},3.2,0.04392,0.04392,0.04392,0.04392]
["Rex Brown","2053_B_3",2053,"B","3",1300,"O/G Steam",null,"MIS_D_MS","Mississippi",28,"Hinds",49,"28049",23.5,14500,1951,2018,"wall","dry","N","Natural Gas, Residual Fuel Oil",{"$nulls":12},4.8,0.09297,0.09297,0.09297,0.09297]
["Rex Brown","2053_B_4",2053,"B","4",1301,"O/G Steam",null,"MIS_D_MS","Mississippi",28,"Hinds",49,"28049",202,14500,1959,2019,"wall","dry","N","Natural Gas, Residual Fuel Oil",{"$nulls":12},4.8,0.29596,0.29596,0.29596,0.29596]
["Rex Brown","2053_G_GT1",2053,"G","GT1",null,"Combustion Turbine",null,"MIS_D_MS","Mississippi",28,"Hinds",49,"28049",10.3,24962,1968,2019,null,null,"N","Distillate Fuel Oil",{"$nulls":12},4.8,0.82155,0.82155,0.82155,0.82155]
["Henderson","2062_B_H1",2062,"B","H1",null,"O/G Steam",null,"MIS_D_MS","Mississippi",28,"Leflore",83,"28083",3.7,14500,1960,2017,null,null,"N","Natural Gas",{"$nulls":12},4.8,0.23505,0.23505,0.23505,0.23505]
["Henderson","2062_B_H3",2062,"B","H3",null,"O/G Steam",null,"MIS_D_MS","Mississippi",28,"Leflore",83,"28083",21.6,13881,1960,2017,null,null,"N","Natural Gas",{"$nulls":12},4.8,0.23505,0.23505,0.23505,0.23505]
["Henderson","2062_B_HRSG",2062,"B","HRSG",null,"O/G Steam",null,"MIS_D_MS","Mississippi",28,"Leflore",83,"28083",3.7,14500,1960,2017,null,null,"N","Natural Gas",{"$nulls":13},0.23505,0.23505,0.23505,0.23505]
["Henderson","2062_G_H10",2062,"G","H10",null,"Combustion Turbine","IC Engine","MIS_D_MS","Mississippi",28,"Leflore",83,"28083",9.3,18000,2001,2018,null,null,"N","Natural Gas",{"$nulls":12},4.8,0.79266,0.79266,0.79266,0.79266]
["Henderson","2062_G_H11",2062,"G","H11",null,"Combustion Turbine","IC Engine","MIS_D_MS","Mississippi",28,"Leflore",83,"28083",9.3,18000,2001,2018,null,null,"N","Natural Gas",{"$nulls":12},4.8,0.79266,0.79266,0.79266,0.79266]
["Henderson","2062_G_H4",2062,"G","H4",null,"Combustion Turbine","IC Engine","MIS_D_MS","Mississippi",28,"Leflore",83,"28083",1.8,17584,2001,2018,null,null,"N","Distillate Fuel Oil",{"$nulls":12},4.8,1.77612,1.77612,1.77612,1.77612]
["Henderson","2062_G_H5",2062,"G","H5",null,"Combustion Turbine","IC Engine","MIS_D_MS","Mississippi",28,"Leflore",83,"28083",1.8,17578,2001,2018,null,null,"N","Distillate Fuel Oil",{"$nulls":12},4.8,1.77612,1.77612,1.77612,1.77612]
["Henderson","2062_G_H6",2062,"G","H6",null,"Combustion Turbine","IC Engine","MIS_D_MS","Mississippi",28,"Leflore",83,"28083",1.8,17578,2001,2018,null,null,"N","Distillate Fuel Oil",{"$nulls":12},4.8,1.77612,1.77612,1.77612,1.77612]
["Henderson","2062_G_H7",2062,"G","H7",null,"Combustion Turbine","IC Engine","MIS_D_MS","Mississippi",28,"Leflore",83,"28083",1.8,17578,2001,2018,null,null,"N","Distillate Fuel Oil",{"$nulls":12},4.8,1.77612,1.77612,1.77612,1.77612]
["Henderson","2062_G_H8",2062,"G","H8",null,"Combustion Turbine","IC Engine","MIS_D_MS","Mississippi",28,"Leflore",83,"28083",1.8,17578,2001,2018,null,null,"N","Distillate Fuel Oil",{"$nulls":12},4.8,1.77612,1.77612,1.77612,1.77612]
["Henderson","2062_G_H9",2062,"G","H9",null,"Combustion Turbine","IC Engine","MIS_D_MS","Mississippi",28,"Leflore",83,"28083",9.3,18000,2001,2018,null,null,"N","Natural Gas",{"$nulls":12},4.8,0.79266,0.79266,0.79266,0.79266]
["Benndale","2068_G_1",2068,"G","1",null,"Combustion Turbine",null,"MIS_D_MS","Mississippi",28,"George",39,"28039",14,24242,1969,2018,null,null,"N","Natural Gas",{"$nulls":12},4.8,0.40657,0.40657,0.40657,0.40657]
["Moselle","2070_G_1",2070,"G","1",null,"Combined Cycle",null,"MIS_D_MS","Mississippi",28,"Jones",67,"28067",59,8307,1970,2012,"wall",null,"N","Natural Gas",{"$nulls":4},"SCR",{"$nulls":8},0.30754,0.01279,0.30754,0.01279]
["Moselle","2070_G_2",2070,"G","2",null,"Combined Cycle",null,"MIS_D_MS","Mississippi",28,"Jones",67,"28067",59,8307,1970,2012,"wall",null,"N","Natural Gas",{"$nulls":4},"SCR",{"$nulls":8},0.01663,0.01459,0.01663,0.01459]
["Paulding","2071_G_1",2071,"G","1",null,"Combustion Turbine",null,"MIS_D_MS","Mississippi",28,"Jasper",61,"28061",16,25000,1972,2017,null,null,"N","Distillate Fuel Oil",{"$nulls":12},4.8,0.82155,0.82155,0.82155,0.82155]
["Asbury","2076_B_1",2076,"B","1",1311,"Coal Steam",null,"SPP_N","Missouri",29,"Jasper",97,"29097",198,10964,1970,2020,"cyclone","wet","N","Bituminous, Subbituminous","Dry Scrubber",2015,0.957,"OFA","SCR",2008,null,"B","NA","ACI",2015,null,12,0.22112,0.09908,0.22112,0.09908,0.1,0.1,0.1,0.99]
["Montrose","2080_B_2",2080,"B","2",1321,"O/G Steam",null,"SPP_N","Missouri",29,"Henry",83,"29083",158,11111,1960,2018,"tangential","dry","N","Natural Gas","","","","other","","","",{"$nulls":5},1.3,0.18804,0.18804,0.18804,0.18804]
["Montrose","2080_B_3",2080,"B","3",1322,"O/G Steam",null,"SPP_N","Missouri",29,"Henry",83,"29083",177,11073,1964,2018,"tangential","dry","N","Natural Gas","","","","other","","","",{"$nulls":5},1.3,0.16954,0.16954,0.16954,0.16954]
["Kirksville","2083_G_1",2083,"G","1",null,"Combustion Turbine",null,"MIS_MO","Missouri",29,"Adair",1,"29001",13,25000,1967,2018,null,null,"N","Natural Gas",{"$nulls":12},2.3,0.70126,0.70126,0.70126,0.70126]
["Sibley","2094_B_1",2094,"B","1",1323,"O/G Steam",null,"SPP_N","Missouri",29,"Jackson",95,"29095",47,10929,1960,2017,"cyclone","wet","N","Natural Gas","","","","OFA","SNCR","",2008,{"$nulls":5},9,0.29369,0.14194,0.29369,0.14194]
["Sibley","2094_B_2",2094,"B","2",1324,"O/G Steam",null,"SPP_N","Missouri",29,"Jackson",95,"29095",46,11016,1962,2018,"cyclone","wet","N","Natural Gas","","","","OFA","SNCR","",2008,{"$nulls":5},9,0.33171,0.24531,0.33171,0.24531]
["Lake Road (MO)","2098_B_6",2098,"B","6",1327,"O/G Steam",null,"SPP_N","Missouri",29,"Buchanan",21,"29021",92,14500,1967,2020,"cyclone","wet","N","Natural Gas","","","","OFA","","","",{"$nulls":5},1.43,0.22021,0.22021,0.22021,0.22021]
["Howard Bend","2102_G_1",2102,"G","1",null,"Combustion Turbine",null,"MIS_MO","Missouri",29,"St Louis",189,"29189",39,17072,1973,2015,null,null,"N","Distillate Fuel Oil",{"$nulls":12},0.5,1.20049,1.20049,1.20049,1.20049]
["Albany","2113_G_1",2113,"G","1",null,"Combustion Turbine","IC Engine","S_D_AECI","Missouri",29,"Gentry",75,"29075",2.1,12321,1969,2019,null,null,"N","Distillate Fuel Oil",{"$nulls":12},2.3,1.77612,1.77612,1.77612,1.77612]
["Albany","2113_G_2",2113,"G","2",null,"Combustion Turbine","IC Engine","S_D_AECI","Missouri",29,"Gentry",75,"29075",1,13911,1978,2019,null,null,"N","Distillate Fuel Oil",{"$nulls":12},2.3,1.77612,1.77612,1.77612,1.77612]
["Albany","2113_G_IC5",2113,"G","IC5",null,"Combustion Turbine","IC Engine","S_D_AECI","Missouri",29,"Gentry",75,"29075",1.2,14527,1983,2019,null,null,"N","Distillate Fuel Oil",{"$nulls":12},2.3,1.77612,1.77612,1.77612,1.77612]
["Albany","2113_G_IC6",2113,"G","IC6",null,"Combustion Turbine","IC Engine","S_D_AECI","Missouri",29,"Gentry",75,"29075",1.2,14527,1983,2019,null,null,"N","Distillate Fuel Oil",{"$nulls":12},2.3,1.77612,1.77612,1.77612,1.77612]
["Columbia (MO)","2123_B_7",2123,"B","7",1340,"Biomass",null,"MIS_MO","Missouri",29,"Boone",19,"29019",19,12904,1965,2019,"stoker/SPR","dry","N","Biomass",{"$nulls":3},"BOOS",{"$nulls":3},"B","NA",{"$nulls":3},8,0.44562,0.44562,0.44562,0.44562,0.11,0.27,1]
["Columbia (MO)","2123_G_6",2123,"G","6",null,"Combustion Turbine",null,"MIS_MO","Missouri",29,"Boone",19,"29019",12.5,25000,1963,2016,null,null,"N","Natural Gas, Distillate Fuel Oil",{"$nulls":3},"BOOS",{"$nulls":3},"B","NA",{"$nulls":3},2.3,0.31175,0.31175,0.31175,0.31175]
["Kennett","2139_G_1",2139,"G","1",null,"Combustion Turbine","IC Engine","SPP_WEST","Missouri",29,"Dunklin",69,"29069",0.4,23515,1942,2019,null,null,"N","Distillate Fuel Oil",{"$nulls":12},2.3,1.77612,1.77612,1.77612,1.77612]
["Kennett","2139_G_2",2139,"G","2",null,"Combustion Turbine","IC Engine","SPP_WEST","Missouri",29,"Dunklin",69,"29069",0.4,23515,1942,2019,null,null,"N","Distillate Fuel Oil",{"$nulls":12},2.3,1.77612,1.77612,1.77612,1.77612]
["Kennett","2139_G_3",2139,"G","3",null,"Combustion Turbine","IC Engine","SPP_WEST","Missouri",29,"Dunklin",69,"29069",0.8,23505,1945,2019,null,null,"N","Distillate Fuel Oil",{"$nulls":12},2.3,1.77612,1.77612,1.77612,1.77612]
["Kennett","2139_G_4",2139,"G","4",null,"Combustion Turbine","IC Engine","SPP_WEST","Missouri",29,"Dunklin",69,"29069",2.2,18000,1955,2019,null,null,"N","Natural Gas, Distillate Fuel Oil",{"$nulls":12},2.3,0.79266,0.79266,0.79266,0.79266]
["Kennett","2139_G_5",2139,"G","5",null,"Combustion Turbine","IC Engine","SPP_WEST","Missouri",29,"Dunklin",69,"29069",1.3,23422,1949,2019,null,null,"N","Distillate Fuel Oil",{"$nulls":12},2.3,1.77612,1.77612,1.77612,1.77612]
["Kennett","2139_G_6",2139,"G","6",null,"Combustion Turbine","IC Engine","SPP_WEST","Missouri",29,"Dunklin",69,"29069",1.8,18000,1951,2019,null,null,"N","Natural Gas, Distillate Fuel Oil",{"$nulls":12},2.3,0.79266,0.79266,0.79266,0.79266]
["Kennett","2139_G_7",2139,"G","7",null,"Combustion Turbine","IC Engine","SPP_WEST","Missouri",29,"Dunklin",69,"29069",2.2,18000,1960,2019,null,null,"N","Natural Gas, Distillate Fuel Oil",{"$nulls":12},2.3,0.79266,0.79266,0.79266,0.79266]
["Kennett","2139_G_8",2139,"G","8",null,"Combustion Turbine","IC Engine","SPP_WEST","Missouri",29,"Dunklin",69,"29069",2.8,18000,1962,2019,null,null,"N","Natural Gas, Distillate Fuel Oil",{"$nulls":12},2.3,0.79266,0.79266,0.79266,0.79266]
["Macon","2141_G_3",2141,"G","3",null,"Combustion Turbine","IC Engine","S_D_AECI","Missouri",29,"Macon",121,"29121",4.6,12185,1971,2018,null,null,"N","Natural Gas, Distillate Fuel Oil",{"$nulls":12},2.3,1.77612,1.77612,1.77612,1.77612]
["James River Power Station","2161_B_1",2161,"B","1",null,"O/G Steam",null,"SPP_N","Missouri",29,"Greene",77,"29077",21,12269,1957,2017,"tangential","dry","N","Natural Gas",{"$nulls":12},1.5,0.23505,0.23505,0.23505,0.23505]
["James River Power Station","2161_B_2",2161,"B","2",null,"O/G Steam",null,"SPP_N","Missouri",29,"Greene",77,"29077",21,11730,1957,2017,"tangential","dry","N","Natural Gas",{"$nulls":12},1.5,0.23505,0.23505,0.23505,0.23505]
["James River Power Station","2161_B_3",2161,"B","3",1351,"O/G Steam",null,"SPP_N","Missouri",29,"Greene",77,"29077",41,11894,1960,2017,"wall","dry","N","Natural Gas",{"$nulls":3},"LNBO","SNCR",null,"2008",{"$nulls":5},1.5,0.1274,0.1274,0.1274,0.1274]
["James River Power Station","2161_B_4",2161,"B","4",1352,"O/G Steam",null,"SPP_N","Missouri",29,"Greene",77,"29077",56,11515,1964,2020,"wall","dry","N","Natural Gas",{"$nulls":3},"LNBO","SNCR",null,"2008",{"$nulls":5},1.5,0.3166,0.13001,0.3166,0.13001]
["James River Power Station","2161_B_5",2161,"B","5",1353,"O/G Steam",null,"SPP_N","Missouri",29,"Greene",77,"29077",97,11620,1970,2020,"wall","dry","N","Natural Gas",{"$nulls":3},"LNBO","SNCR",null,"2009",{"$nulls":5},2,0.16339,0.09105,0.16339,0.09105]
["Hauser","2185_G_HAU4",2185,"G","HAU4",null,"Hydro",null,"WECC_MT","Montana",30,"Lewis And Clark",49,"30049",3.5,0,1911,2017,null,null,"N","Hydro",{"$nulls":13},0,0,0,0]
["Chappell","2230_G_1",2230,"G","1",null,"Combustion Turbine","IC Engine","SPP_NEBR","Nebraska",31,"Deuel",49,"31049",0.1,14417,1940,2016,null,null,"N","Distillate Fuel Oil",{"$nulls":12},2.5,1.77612,1.77612,1.77612,1.77612]
["Fairbury","2236_B_1",2236,"B","1",null,"O/G Steam",null,"SPP_NEBR","Nebraska",31,"Jefferson",95,"31095",18.8,14500,1965,2017,null,null,"N","Natural Gas",{"$nulls":12},2.5,0.23505,0.23505,0.23505,0.23505]
["C W Burdick","2241_B_B-1",2241,"B","B-1",null,"O/G Steam",null,"SPP_NEBR","Nebraska",31,"Hall",79,"31079",16.5,14500,1957,2016,null,null,"N","Natural Gas, Residual Fuel Oil",{"$nulls":3},"other",{"$nulls":8},2.5,0.13026,0.13026,0.13026,0.13026]
["C W Burdick","2241_B_B-2",2241,"B","B-2",null,"O/G Steam",null,"SPP_NEBR","Nebraska",31,"Hall",79,"31079",22,14500,1963,2016,null,null,"N","Natural Gas, Residual Fuel Oil",{"$nulls":3},"other",{"$nulls":8},2.5,0.13026,0.13026,0.13026,0.13026]
["C W Burdick","2241_B_B-3",2241,"B","B-3",1372,"O/G Steam",null,"SPP_NEBR","Nebraska",31,"Hall",79,"31079",54,14500,1972,2017,"wall","dry","N","Natural Gas, Residual Fuel Oil",{"$nulls":3},"other",{"$nulls":8},2.5,0.19693,0.19693,0.19693,0.19693]
["Laurel","2249_G_3",2249,"G","3",null,"Combustion Turbine","IC Engine","SPP_NEBR","Nebraska",31,"Cedar",27,"31027",0.5,10745,1965,2016,null,null,"N","Natural Gas",{"$nulls":12},2.5,0.79266,0.79266,0.79266,0.79266]
["Sidney (NE)","2302_G_4",2302,"G","4",null,"Combustion Turbine","IC Engine","SPP_NEBR","Nebraska",31,"Cheyenne",33,"31033",0.8,13772,1947,2013,null,null,"N","Natural Gas, Distillate Fuel Oil",{"$nulls":12},2.5,0.79266,0.79266,0.79266,0.79266]
["B L England","2378_B_2",2378,"B","2",1427,"O/G Steam",null,"PJM_EMAC","New Jersey",34,"Cape May",9,"34009",150,11607,1964,2019,"cyclone","wet","N","Natural Gas",{"$nulls":3},"OFA","SNCR",null,"2000",{"$nulls":5},5.6,0.20407,0.20407,0.20407,0.20407,{"$nulls":10},"Yes"]
["Carlsbad","2453_G_5",2453,"G","5",null,"Combustion Turbine",null,"SPP_SPS","New Mexico",35,"Eddy",15,"35015",10,16336,1977,2017,null,null,"N","Natural Gas",{"$nulls":12},0.74,0.40657,0.40657,0.40657,0.40657]
["Indian Point 2","2497_G_2",2497,"G","2",null,"Nuclear",null,"NY_Z_G-I","New York",36,"Westchester",119,"36119",1012.1,10456,1973,2020,null,null,"N","Nuclear Fuel",{"$nulls":13},0,0,0,0]
["Cayuga Operating Company","2535_B_1",2535,"B","1",1768,"Coal Steam",null,"NY_Z_C&E","New York",36,"Tompkins",109,"36109",154,11218,1955,2016,"tangential","dry","N","Bituminous","Wet Scrubber",1995,0.95,"LNC3","SCR",2001,null,"ESPC","No",{"$nulls":3},3.4,0.22288,0.1968,0.22288,0.1968,0.1,0.84,0.56,0.99]
["Cayuga Operating Company","2535_B_2",2535,"B","2",1769,"Coal Steam",null,"NY_Z_C&E","New York",36,"Tompkins",109,"36109",151,11055,1958,2020,"tangential","dry","N","Bituminous","Wet Scrubber",1995,0.95,"LNC3",{"$nulls":3},"ESPC","No","ACI",2016,null,3.4,0.30044,0.30044,0.30044,0.30044,0.1,0.1,0.1,0.99]
["FirstEnergy Eastlake","2837_G_6",2837,"G","6",10209,"Combustion Turbine",null,"PJM_ATSI","Ohio",39,"Lake",85,"39085",24,25000,1973,2020,null,null,"N","Distillate Fuel Oil",{"$nulls":12},0.5,1.2,1.2,1.2,1.2]
["Conesville","2840_B_4",2840,"B","4",1921,"Coal Steam",null,"PJM_West","Ohio",39,"Coshocton",31,"39031",780,10454,1973,2020,"tangential","dry","N","Bituminous","Wet Scrubber",2009,0.98,"LNB + BOOS + OFA","SCR",2010,null,"ESPC","Yes",{"$nulls":3},0.9,0.398,0.08037,0.398,0.08037,0.1,0.84,0.56,0.99]
["Conesville","2840_B_5",2840,"B","5",1922,"Coal Steam",null,"PJM_West","Ohio",39,"Coshocton",31,"39031",375,10741,1976,2019,"tangential","dry","N","Bituminous","Wet Scrubber",1977,0.897,"LNC2",{"$nulls":3},"ESPC","No","ACI",2015,null,1.2,0.42044,0.42044,0.139,0.139,0.1,0.1,0.1,0.9470000000000001]
["Conesville","2840_B_6",2840,"B","6",1923,"Coal Steam",null,"PJM_West","Ohio",39,"Coshocton",31,"39031",375,10832,1978,2019,"tangential","dry","N","Bituminous","Wet Scrubber",1977,0.897,"LNC2",{"$nulls":3},"ESPC","No","ACI",2015,null,1.2,0.44178,0.44178,0.139,0.139,0.1,0.1,0.1,0.9470000000000001]
["FirstEnergy W H Sammis","2866_B_1",2866,"B","1",1956,"Coal Steam",null,"PJM_ATSI","Ohio",39,"Jefferson",81,"39081",180,10925,1959,2020,"wall","dry","N","Bituminous, Subbituminous","Wet Scrubber",2010,0.98,"LNB + LNBO","SNCR",null,"2006","B","NA",{"$nulls":3},1.1,0.23268,0.23268,0.23268,0.23268,0.1,0.27,0.56,0.99]
["FirstEnergy W H Sammis","2866_B_2",2866,"B","2",1957,"Coal Steam",null,"PJM_ATSI","Ohio",39,"Jefferson",81,"39081",180,10912,1960,2020,"wall","dry","N","Bituminous, Subbituminous","Wet Scrubber",2010,0.98,"LNBO","SNCR",null,"2000","B","NA",{"$nulls":3},1.1,0.2172,0.2172,0.2172,0.2172,0.1,0.27,0.56,0.99]
["FirstEnergy W H Sammis","2866_B_3",2866,"B","3",1958,"Coal Steam",null,"PJM_ATSI","Ohio",39,"Jefferson",81,"39081",180,11138,1961,2020,"wall","dry","N","Bituminous, Subbituminous","Wet Scrubber",2010,0.98,"LNBO","SNCR",null,"2005","B","NA",{"$nulls":3},1.1,0.22535,0.14067,0.22535,0.14067,0.1,0.27,0.56,0.99]
["FirstEnergy W H Sammis","2866_B_4",2866,"B","4",1959,"Coal Steam",null,"PJM_ATSI","Ohio",39,"Jefferson",81,"39081",180,10987,1962,2020,"wall","dry","N","Bituminous, Subbituminous","Wet Scrubber",2010,0.98,"LNBO","SNCR",null,"2006","B","NA",{"$nulls":3},1.1,0.16991,0.16991,0.16991,0.16991,0.1,0.27,0.56,0.99]
["FirstEnergy W H Sammis","2866_G_A1",2866,"G","A1",null,"Combustion Turbine","IC Engine","PJM_ATSI","Ohio",39,"Jefferson",81,"39081",3,11158,1972,2021,null,null,"N","Distillate Fuel Oil",{"$nulls":12},0.8,3.16,3.16,3.16,3.16]
["FirstEnergy W H Sammis","2866_G_B1",2866,"G","B1",null,"Combustion Turbine","IC Engine","PJM_ATSI","Ohio",39,"Jefferson",81,"39081",3,11165,1972,2021,null,null,"N","Distillate Fuel Oil",{"$nulls":12},0.8,3.16,3.16,3.16,3.16]
["FirstEnergy W H Sammis","2866_G_B2",2866,"G","B2",null,"Combustion Turbine","IC Engine","PJM_ATSI","Ohio",39,"Jefferson",81,"39081",3,11165,1972,2021,null,null,"N","Distillate Fuel Oil",{"$nulls":12},0.8,3.16,3.16,3.16,3.16]
["FirstEnergy W H Sammis","2866_G_B3",2866,"G","B3",null,"Combustion Turbine","IC Engine","PJM_ATSI","Ohio",39,"Jefferson",81,"39081",2,11153,1972,2021,null,null,"N","Distillate Fuel Oil",{"$nulls":12},0.8,3.16,3.16,3.16,3.16]
["FirstEnergy W H Sammis","2866_G_B4",2866,"G","B4",null,"Combustion Turbine","IC Engine","PJM_ATSI","Ohio",39,"Jefferson",81,"39081",2,11153,1972,2021,null,null,"N","Distillate Fuel Oil",{"$nulls":12},0.8,3.16,3.16,3.16,3.16]
["Faraday","3045_G_1",3045,"G","1",null,"Hydro",null,"WECC_PNW","Oregon",41,"Clackamas",5,"41005",3.9,0,1907,2019,null,null,"N","Hydro",{"$nulls":13},0,0,0,0]
["Faraday","3045_G_2",3045,"G","2",null,"Hydro",null,"WECC_PNW","Oregon",41,"Clackamas",5,"41005",3.9,0,1907,2019,null,null,"N","Hydro",{"$nulls":13},0,0,0,0]
["Faraday","3045_G_3",3045,"G","3",null,"Hydro",null,"WECC_PNW","Oregon",41,"Clackamas",5,"41005",3.4,0,1908,2019,null,null,"N","Hydro",{"$nulls":13},0,0,0,0]
["Faraday","3045_G_4",3045,"G","4",null,"Hydro",null,"WECC_PNW","Oregon",41,"Clackamas",5,"41005",5.6,0,1909,2019,null,null,"N","Hydro",{"$nulls":13},0,0,0,0]
["Faraday","3045_G_5",3045,"G","5",null,"Hydro",null,"WECC_PNW","Oregon",41,"Clackamas",5,"41005",5.1,0,1910,2019,null,null,"N","Hydro",{"$nulls":13},0,0,0,0]
["Brunner Island","3140_G_BID1",3140,"G","BID1",null,"Combustion Turbine","IC Engine","PJM_WMAC","Pennsylvania",42,"York",133,"42133",2.7,10745,1967,2018,null,null,"N","Distillate Fuel Oil",{"$nulls":12},0.501,1.2079,1.2079,1.2079,1.2079]
["Brunner Island","3140_G_BID2",3140,"G","BID2",null,"Combustion Turbine","IC Engine","PJM_WMAC","Pennsylvania",42,"York",133,"42133",2.7,10745,1967,2018,null,null,"N","Distillate Fuel Oil",{"$nulls":12},0.501,1.2062,1.2062,1.2062,1.2062]
["Brunner Island","3140_G_BID3",3140,"G","BID3",null,"Combustion Turbine","IC Engine","PJM_WMAC","Pennsylvania",42,"York",133,"42133",2,10745,1967,2018,null,null,"N","Distillate Fuel Oil",{"$nulls":12},0.501,1.2066,1.2066,1.2066,1.2066]
["Darlington County","3250_G_5",3250,"G","5",88105,"Combustion Turbine",null,"S_VACA","South Carolina",45,"Darlington",31,"45031",49,14477,1975,2018,null,null,"N","Natural Gas",{"$nulls":12},3.5,0.75759,0.75759,0.75759,0.75759]
["Great Falls (SC)","3259_G_3",3259,"G","3",null,"Hydro",null,"S_VACA","South Carolina",45,"Chester",23,"45023",3,0,1907,2018,null,null,"N","Hydro",{"$nulls":13},0,0,0,0]
["Great Falls (SC)","3259_G_4",3259,"G","4",null,"Hydro",null,"S_VACA","South Carolina",45,"Chester",23,"45023",3,0,1907,2018,null,null,"N","Hydro",{"$nulls":13},0,0,0,0]
["Great Falls (SC)","3259_G_7",3259,"G","7",null,"Hydro",null,"S_VACA","South Carolina",45,"Chester",23,"45023",3,0,1907,2018,null,null,"N","Hydro",{"$nulls":13},0,0,0,0]
["Great Falls (SC)","3259_G_8",3259,"G","8",null,"Hydro",null,"S_VACA","South Carolina",45,"Chester",23,"45023",3,0,1907,2018,null,null,"N","Hydro",{"$nulls":13},0,0,0,0]
["Rocky Creek","3266_G_1",3266,"G","1",null,"Hydro",null,"S_VACA","South Carolina",45,"Fairfield",39,"45039",2.9,0,1909,2018,null,null,"N","Hydro",{"$nulls":13},0,0,0,0]
["Rocky Creek","3266_G_2",3266,"G","2",null,"Hydro",null,"S_VACA","South Carolina",45,"Fairfield",39,"45039",2.9,0,1909,2018,null,null,"N","Hydro",{"$nulls":13},0,0,0,0]
["Rocky Creek","3266_G_3",3266,"G","3",null,"Hydro",null,"S_VACA","South Carolina",45,"Fairfield",39,"45039",2.9,0,1909,2018,null,null,"N","Hydro",{"$nulls":13},0,0,0,0]
["Rocky Creek","3266_G_4",3266,"G","4",null,"Hydro",null,"S_VACA","South Carolina",45,"Fairfield",39,"45039",2.9,0,1909,2018,null,null,"N","Hydro",{"$nulls":13},0,0,0,0]
["Rocky Creek","3266_G_5",3266,"G","5",null,"Hydro",null,"S_VACA","South Carolina",45,"Fairfield",39,"45039",4.8,0,1909,2018,null,null,"N","Hydro",{"$nulls":13},0,0,0,0]
["Rocky Creek","3266_G_6",3266,"G","6",null,"Hydro",null,"S_VACA","South Carolina",45,"Fairfield",39,"45039",4.8,0,1909,2018,null,null,"N","Hydro",{"$nulls":13},0,0,0,0]
["Rocky Creek","3266_G_7",3266,"G","7",null,"Hydro",null,"S_VACA","South Carolina",45,"Fairfield",39,"45039",2.9,0,1909,2018,null,null,"N","Hydro",{"$nulls":13},0,0,0,0]
["Rocky Creek","3266_G_8",3266,"G","8",null,"Hydro",null,"S_VACA","South Carolina",45,"Fairfield",39,"45039",2.9,0,1909,2018,null,null,"N","Hydro",{"$nulls":13},0,0,0,0]
["99 Islands","3272_G_5",3272,"G","5",null,"Hydro",null,"S_VACA","South Carolina",45,"Cherokee",21,"45021",2.4,0,1910,2018,null,null,"N","Hydro",{"$nulls":13},0,0,0,0]
["99 Islands","3272_G_6",3272,"G","6",null,"Hydro",null,"S_VACA","South Carolina",45,"Cherokee",21,"45021",2.4,0,1910,2018,null,null,"N","Hydro",{"$nulls":13},0,0,0,0]
["Urquhart","3295_G_3",3295,"G","3",2230,"O/G Steam",null,"S_VACA","South Carolina",45,"Aiken",3,"45003",95,10475,1955,2018,"tangential",null,"N","Natural Gas",{"$nulls":3},"LNC2",{"$nulls":9},0.09815,0.09815,0.09815,0.09815]
["Etiwanda Generating Station","331_B_3",331,"B","3",217,"O/G Steam",null,"WECC_SCE","California",6,"San Bernardino",71,"06071",320,12957,1963,2018,"tangential",null,"N","Natural Gas",{"$nulls":3},"FR + SC","SCR",2001,{"$nulls":6},0.65,0.00603,0.00603,0.00603,0.00603]
["Etiwanda Generating Station","331_B_4",331,"B","4",218,"O/G Steam",null,"WECC_SCE","California",6,"San Bernardino",71,"06071",320,13757,1963,2018,"tangential",null,"N","Natural Gas",{"$nulls":3},"FR + SC","SCR",2001,{"$nulls":6},0.65,0.00695,0.00695,0.00695,0.00695]
["Ben French","3325_G_1",3325,"G","1",null,"Combustion Turbine","IC Engine","WECC_WY","South Dakota",46,"Pennington",103,"46103",2,12822,1965,2014,null,null,"N","Distillate Fuel Oil",{"$nulls":3},"other",{"$nulls":8},3,1.77612,1.77612,1.77612,1.77612]
["Allen Steam Plant","3393_B_1",3393,"B","1",2248,"Coal Steam",null,"S_C_TVA","Tennessee",47,"Shelby",157,"47157",247,10652,1959,2018,"cyclone","wet","N","Bituminous, Subbituminous",{"$nulls":3},"OFA","SCR",2002,null,"ESPC","No",{"$nulls":3},4,0.7959,0.08489,0.7959,0.08489,0.64,0.97,1]
["Allen Steam Plant","3393_B_2",3393,"B","2",2249,"Coal Steam",null,"S_C_TVA","Tennessee",47,"Shelby",157,"47157",247,10610,1959,2018,"cyclone","wet","N","Bituminous, Subbituminous",{"$nulls":3},"OFA","SCR",2002,null,"ESPC","No",{"$nulls":3},4,0.7796,0.07817,0.7796,0.07817,0.64,0.97,1]
["Allen Steam Plant","3393_B_3",3393,"B","3",2250,"Coal Steam",null,"S_C_TVA","Tennessee",47,"Shelby",157,"47157",247,10623,1959,2018,"cyclone","wet","N","Bituminous, Subbituminous",{"$nulls":3},"OFA","SCR",2001,null,"ESPC","No",{"$nulls":3},4,0.8478,0.08996,0.8478,0.08996,0.64,0.97,1]
["Mandalay","345_G_03",345,"G","03",null,"Combustion Turbine",null,"WECC_SCE","California",6,"Ventura",111,"06111",130,18700,1970,2018,null,null,"N","Natural Gas",{"$nulls":12},0.49,0.02053,0.02053,0.02053,0.02053]
["Greens Bayou","3464_B_GBY5",3464,"B","GBY5",2359,"O/G Steam",null,"ERC_REST","Texas",48,"Harris",201,"48201",406,13369,1973,2017,"tangential",null,"N","Natural Gas",{"$nulls":3},"FR",{"$nulls":8},0.395,0.05384,0.05384,0.05384,0.05384]
["Sam Bertron","3468_B_SRB1",3468,"B","SRB1",null,"O/G Steam",null,"ERC_REST","Texas",48,"Harris",201,"48201",118,10944,1958,2019,"wall","dry","N","Natural Gas",{"$nulls":3},"LA + OFA",{"$nulls":8},0.01,0.13914,0.13914,0.13914,0.13914]
["Sam Bertron","3468_B_SRB2",3468,"B","SRB2",null,"O/G Steam",null,"ERC_REST","Texas",48,"Harris",201,"48201",174,10944,1956,2019,"wall","dry","N","Natural Gas",{"$nulls":3},"FR + LA + OFA",{"$nulls":8},0.01,0.17128,0.17128,0.17128,0.17128]
["Sam Bertron","3468_B_SRB3",3468,"B","SRB3",null,"O/G Steam",null,"ERC_REST","Texas",48,"Harris",201,"48201",230,10944,1959,2017,"tangential",null,"N","Natural Gas",{"$nulls":3},"FR + LA",{"$nulls":8},0.01,0.13825,0.13825,0.13825,0.13825]
["Sam Bertron","3468_B_SRB4",3468,"B","SRB4",null,"O/G Steam",null,"ERC_REST","Texas",48,"Harris",201,"48201",230,10944,1960,2017,"tangential",null,"N","Natural Gas",{"$nulls":3},"FR + LA",{"$nulls":8},0.01,0.13914,0.13914,0.13914,0.13914]
["Sam Bertron","3468_G_GT2",3468,"G","GT2",null,"Combustion Turbine",null,"ERC_REST","Texas",48,"Harris",201,"48201",13,16581,1967,2017,null,null,"N","Natural Gas",{"$nulls":12},0.01,0.40657,0.40657,0.40657,0.40657]
["Knox Lee","3476_B_4",3476,"B","4",2387,"O/G Steam",null,"SPP_WEST","Texas",48,"Gregg",183,"48183",73,12555,1956,2018,"wall","dry","N","Natural Gas",{"$nulls":12},1.157,0.32148,0.32148,0.32148,0.32148]
["Big Brown","3497_B_1",3497,"B","1",2423,"Coal Steam",null,"ERC_REST","Texas",48,"Freestone",161,"48161",606,11260,1971,2018,"tangential","dry","N","Lignite, Subbituminous",{"$nulls":3},"LNC2","SNCR",null,"2008","ESPC + B","Yes","ACI",2009,null,3,0.13453,0.13453,0.13453,0.13453,0.1,0.1,0.1]
["Big Brown","3497_B_2",3497,"B","2",2424,"Coal Steam",null,"ERC_REST","Texas",48,"Freestone",161,"48161",602,11198,1972,2018,"tangential","dry","N","Lignite, Subbituminous",{"$nulls":3},"LNC2","SNCR",null,"2008","ESPC + B","Yes","ACI",2009,null,3,0.14303,0.14303,0.139,0.139,0.1,0.1,0.1]
["Ormond Beach","350_B_1",350,"B","1",229,"O/G Steam",null,"WECC_SCE","California",6,"Ventura",111,"06111",741,11069,1971,2021,"wall","dry","N","Natural Gas",{"$nulls":3},"FR + LA + NH3","SCR",1994,{"$nulls":6},0.49,0.00747,0.00747,0.00747,0.00747]
["Ormond Beach","350_B_2",350,"B","2",230,"O/G Steam",null,"WECC_SCE","California",6,"Ventura",111,"06111",775,10872,1973,2021,"wall","dry","N","Natural Gas",{"$nulls":3},"FR + LA + NH3","SCR",1994,{"$nulls":6},0.49,0.00838,0.00838,0.00838,0.00838]
["Lake Creek","3502_G_CT1",3502,"G","CT1",null,"Combustion Turbine",null,"ERC_REST","Texas",48,"Mclennan",309,"48309",207,9086,2020,2020,null,null,"N","Natural Gas, Distillate Fuel Oil",{"$nulls":13},0.011,0.011,0.011,0.011]
["Tradinghouse","3506_G_CT1",3506,"G","CT1",null,"Combustion Turbine",null,"ERC_REST","Texas",48,"Mclennan",309,"48309",207,9086,2020,2020,null,null,"N","Natural Gas, Distillate Fuel Oil",{"$nulls":13},0.011,0.011,0.011,0.011]
["Tradinghouse","3506_G_CT2",3506,"G","CT2",null,"Combustion Turbine",null,"ERC_REST","Texas",48,"Mclennan",309,"48309",207,9086,2020,2020,null,null,"N","Natural Gas, Distillate Fuel Oil",{"$nulls":13},0.011,0.011,0.011,0.011]
["Weatherford","3624_G_1",3624,"G","1",null,"Combustion Turbine","IC Engine","ERC_REST","Texas",48,"Parker",367,"48367",0.1,12822,1940,2017,null,null,"N","Distillate Fuel Oil",{"$nulls":12},3,1.77612,1.77612,1.77612,1.77612]
["Weatherford","3624_G_2",3624,"G","2",null,"Combustion Turbine","IC Engine","ERC_REST","Texas",48,"Parker",367,"48367",0.1,12822,1940,2017,null,null,"N","Distillate Fuel Oil",{"$nulls":12},3,1.77612,1.77612,1.77612,1.77612]
["Weatherford","3624_G_3",3624,"G","3",null,"Combustion Turbine","IC Engine","ERC_REST","Texas",48,"Parker",367,"48367",0.1,12822,1940,2017,null,null,"N","Distillate Fuel Oil",{"$nulls":12},3,1.77612,1.77612,1.77612,1.77612]
["Weatherford","3624_G_4",3624,"G","4",null,"Combustion Turbine","IC Engine","ERC_REST","Texas",48,"Parker",367,"48367",0.6,12822,1945,2017,null,null,"N","Distillate Fuel Oil",{"$nulls":12},3,1.77612,1.77612,1.77612,1.77612]
["Weatherford","3624_G_6",3624,"G","6",null,"Combustion Turbine","IC Engine","ERC_REST","Texas",48,"Parker",367,"48367",1.2,12822,1948,2017,null,null,"N","Natural Gas, Distillate Fuel Oil",{"$nulls":12},3,1.77612,1.77612,1.77612,1.77612]
["Weatherford","3624_G_7",3624,"G","7",null,"Combustion Turbine","IC Engine","ERC_REST","Texas",48,"Parker",367,"48367",1.1,12822,1953,2017,null,null,"N","Natural Gas, Distillate Fuel Oil",{"$nulls":12},3,1.77612,1.77612,1.77612,1.77612]
["Weatherford","3624_G_8",3624,"G","8",null,"Combustion Turbine","IC Engine","ERC_REST","Texas",48,"Parker",367,"48367",1.1,12822,1953,2017,null,null,"N","Natural Gas, Distillate Fuel Oil",{"$nulls":12},3,1.77612,1.77612,1.77612,1.77612]
["Pearsall","3630_B_1",3630,"B","1",null,"O/G Steam",null,"ERC_REST","Texas",48,"Frio",163,"48163",23,14500,1961,2017,null,null,"N","Natural Gas, Distillate Fuel Oil",{"$nulls":12},1.157,0.13201,0.13201,0.13201,0.13201]
["Pearsall","3630_B_2",3630,"B","2",null,"O/G Steam",null,"ERC_REST","Texas",48,"Frio",163,"48163",23,14500,1961,2017,null,null,"N","Natural Gas, Distillate Fuel Oil",{"$nulls":12},1.157,0.13201,0.13201,0.13201,0.13201]
["Pearsall","3630_B_3",3630,"B","3",null,"O/G Steam",null,"ERC_REST","Texas",48,"Frio",163,"48163",23,14500,1961,2017,null,null,"N","Natural Gas, Distillate Fuel Oil",{"$nulls":12},1.157,0.13201,0.13201,0.13201,0.13201]
["Great Falls (VT)","3762_G_1",3762,"G","1",null,"Hydro",null,"NENGREST","Vermont",50,"Caledonia",5,"50005",0.3,0,1915,2019,null,null,"N","Hydro",{"$nulls":13},0,0,0,0]
["Great Falls (VT)","3762_G_2",3762,"G","2",null,"Hydro",null,"NENGREST","Vermont",50,"Caledonia",5,"50005",0.3,0,1915,2019,null,null,"N","Hydro",{"$nulls":13},0,0,0,0]
["Great Falls (VT)","3762_G_3",3762,"G","3",null,"Hydro",null,"NENGREST","Vermont",50,"Caledonia",5,"50005",1.3,0,1979,2019,null,null,"N","Hydro",{"$nulls":13},0,0,0,0]
["Morrisville","3764_G_2",3764,"G","2",null,"Hydro",null,"NENGREST","Vermont",50,"Lamoille",15,"50015",1,0,1924,2019,null,null,"N","Hydro",{"$nulls":13},0,0,0,0]
["Cadys Falls","3765_G_1",3765,"G","1",null,"Hydro",null,"NENGREST","Vermont",50,"Lamoille",15,"50015",0.5,0,1914,2019,null,null,"N","Hydro",{"$nulls":13},0,0,0,0]
["Cadys Falls","3765_G_2",3765,"G","2",null,"Hydro",null,"NENGREST","Vermont",50,"Lamoille",15,"50015",0.6,0,1947,2019,null,null,"N","Hydro",{"$nulls":13},0,0,0,0]
["Grayson","377_G_3",377,"G","3",null,"Landfill Gas",null,"WEC_LADW","California",6,"Los Angeles",37,"06037",18,16548,1953,2016,"wall","dry","N","Landfill Gas",{"$nulls":3},"FR + LA + LNB",{"$nulls":9},0.08623,0.08623,0.08623,0.08623]
["Grayson","377_G_4",377,"G","4",248,"Landfill Gas",null,"WEC_LADW","California",6,"Los Angeles",37,"06037",40,14538,1959,2016,"wall","dry","N","Landfill Gas",{"$nulls":3},"FR + LA + LNB",{"$nulls":9},0.03671,0.03671,0.03671,0.03671]
["Grayson","377_G_5",377,"G","5",249,"O/G Steam",null,"WEC_LADW","California",6,"Los Angeles",37,"06037",40,14500,1964,2016,"wall","dry","N","Natural Gas",{"$nulls":3},"FR + LA + LNB","SNCR",null,"2003",{"$nulls":6},0.03005,0.03005,0.03005,0.03005]
["Bremo Bluff","3796_B_3",3796,"B","3",2513,"O/G Steam",null,"PJM_Dom","Virginia",51,"Fluvanna",65,"51065",71,11338,1950,2019,"wall","dry","N","Natural Gas",{"$nulls":3},"BF + LNBO",{"$nulls":8},2.64,0.12992,0.12992,0.12992,0.12992]
["Bremo Bluff","3796_B_4",3796,"B","4",2514,"O/G Steam",null,"PJM_Dom","Virginia",51,"Fluvanna",65,"51065",156,11001,1958,2019,"wall","dry","N","Natural Gas",{"$nulls":3},"AA + LNB + OFA",{"$nulls":8},2.64,0.12888,0.12888,0.12888,0.12888]
["Chesterfield","3797_B_3",3797,"B","3",2517,"Coal Steam",null,"PJM_Dom","Virginia",51,"Chesterfield",41,"51041",98,10376,1952,2019,"tangential","dry","N","Bituminous","Wet Scrubber",2011,0.97,"LNB",{"$nulls":3},"ESPC + WS","No",{"$nulls":3},2.64,0.3634,0.3634,0.139,0.139,0.05,0.84,0.56,0.99]
["Chesterfield","3797_B_4",3797,"B","4",2518,"Coal Steam",null,"PJM_Dom","Virginia",51,"Chesterfield",41,"51041",162,10517,1960,2019,"tangential","dry","N","Bituminous","Wet Scrubber",2011,0.97,"LNB","SCR",2002,null,"ESPC + WS","No",{"$nulls":3},2.64,0.0768,0.0545,0.0768,0.0545,0.1,0.84,0.56,0.99]
["Chesapeake","3803_G_GT2",3803,"G","GT2",null,"Combustion Turbine",null,"PJM_Dom","Virginia",51,"Chesapeake City",550,"51550",12,18344,1969,2019,null,null,"N","Distillate Fuel Oil",{"$nulls":12},2.64,0.82155,0.82155,0.82155,0.82155]
["Possum Point","3804_B_3",3804,"B","3",2527,"O/G Steam",null,"PJM_Dom","Virginia",51,"Prince William",153,"51153",96,11554,1955,2019,"tangential","dry","N","Natural Gas",{"$nulls":3},"LNC1",{"$nulls":8},1.29,0.11446,0.11446,0.11446,0.11446]
["Possum Point","3804_B_4",3804,"B","4",2528,"O/G Steam",null,"PJM_Dom","Virginia",51,"Prince William",153,"51153",220,11434,1962,2019,"tangential","dry","N","Natural Gas",{"$nulls":3},"LNC1",{"$nulls":8},1.29,0.07303,0.07303,0.07303,0.07303]
["Possum Point","3804_B_5",3804,"B","5",2529,"O/G Steam",null,"PJM_Dom","Virginia",51,"Prince William",153,"51153",786,11384,1975,2021,"tangential",null,"N","Residual Fuel Oil",{"$nulls":3},"OFA","SNCR",null,"2018",{"$nulls":5},0.8,0.20755,0.1119,0.20755,0.1119]
["West Spring Street","3823_G_7",3823,"G","7",null,"Combustion Turbine","IC Engine","PJM_Dom","Virginia",51,"Culpeper",47,"51047",1.5,15947,1997,2018,null,null,"N","Natural Gas, Distillate Fuel Oil",{"$nulls":13},1.77612,1.77612,1.77612,1.77612]
["Bay Front","3982_B_1",3982,"B","1",2568,"Biomass",null,"MIS_MNWI","Wisconsin",55,"Ashland",3,"55003",18.7,17204,1952,2019,"stoker/SPR",null,"N","Biomass",{"$nulls":3},"OFA","SNCR",null,"2008","ESPC + B","No","ACI",2014,null,0.08,0.3496,0.22034,0.3496,0.22034]
["Pulliam","4072_B_7",4072,"B","7",2609,"Coal Steam",null,"MIS_WUMS","Wisconsin",55,"Brown",9,"55009",77,11639,1958,2018,"wall","dry","N","Subbituminous",null,null,0.15,"AA + LNB + OFA",{"$nulls":3},"ESPC","Yes","ACI",2015,null,0.75,0.23282,0.23282,0.23282,0.23282,0.1,0.1,0.1,0.9,"Yes",2015]
["Pulliam","4072_B_8",4072,"B","8",2610,"Coal Steam",null,"MIS_WUMS","Wisconsin",55,"Brown",9,"55009",133,11407,1964,2018,"wall","dry","N","Subbituminous",null,null,0.15,"AA + LNB + OFA",{"$nulls":3},"ESPC","Yes","ACI",2010,null,0.75,0.21967,0.21967,0.21967,0.21967,0.1,0.1,0.1,0.9,"Yes",2015]
["Manitowoc","4125_G_IC2",4125,"G","IC2",null,"Combustion Turbine","IC Engine","MIS_WUMS","Wisconsin",55,"Manitowoc",71,"55071",5,11352,1985,2017,null,null,"N","Natural Gas, Distillate Fuel Oil",{"$nulls":12},3,0.79266,0.79266,0.79266,0.79266]
["Genoa","4143_B_1",4143,"B","1",2630,"Coal Steam",null,"MIS_MNWI","Wisconsin",55,"Vernon",123,"55123",290,10977,1969,2021,"tangential","dry","N","Subbituminous","Dry Scrubber",2010,0.949,"LNC3","SNCR",null,"2015","ESPC + B","No","ACI",2015,null,0.09,0.3336,0.11361,0.3336,0.11361,0.1,0.1,0.1,0.99]
["Salida","474_G_1",474,"G","1",null,"Hydro","","WECC_CO","Colorado",8,"Chaffee",15,"08015",0.8,0,1929,2018,"","","N","Hydro","",{"$nulls":12},{"v":0,"d":"0.0000"},{"v":0,"d":"0.0000"},{"v":0,"d":"0.0000"},{"v":0,"d":"0.0000"},{"$nulls":10},""]
["Navajo","4941_B_2",4941,"B","2",2663,"Coal Steam",null,"WECC_AZ","Arizona",4,"Coconino",5,"04005",750,10154,1975,2019,"tangential","dry","N","Bituminous","Wet Scrubber",1998,0.92,"LNC3 + other",{"$nulls":3},"ESPH","No","ACI",2016,null,0.1,0.18307,0.18307,0.18307,0.18307,0.1,0.1,0.1,0.99,{"$nulls":6},"Yes"]
["Navajo","4941_B_3",4941,"B","3",2664,"Coal Steam",null,"WECC_AZ","Arizona",4,"Coconino",5,"04005",750,10151,1976,2019,"tangential","dry","N","Bituminous","Wet Scrubber",1997,0.92,"LNC3 + other",{"$nulls":3},"ESPH","No","ACI",2016,null,0.1,0.18945,0.18945,0.18945,0.18945,0.1,0.1,0.1,0.99,{"$nulls":6},"Yes"]
["Chalk Cliff Limited","50003_G_GEN1",50003,"G","GEN1",null,"Combustion Turbine",null,"WEC_CALN","California",6,"Kern",29,"06029",46,8700,1990,2015,null,null,"Y","Natural Gas",{"$nulls":12},0.74,0.01719,0.01719,0.01719,0.01719]
["Kline Township Cogen Facility","50039_B_1",50039,"B","1",3636,"Coal Steam",null,"PJM_WMAC","Pennsylvania",42,"Schuylkill",107,"42107",52,14029,1989,2018,"FBC","dry","Y","Waste Coal","Reagent Injection",1989,0.888,"CF",{"$nulls":3},"B + C","NA",{"$nulls":3},0.32,0.0592,0.0592,0.0592,0.0592,0.01,0.01,0.01,0.98,"Yes",1989]
["Veolia Energy Trenton L.P.","50094_G_7214",50094,"G","7214",null,"Combustion Turbine","IC Engine","PJM_EMAC","New Jersey",34,"Mercer",21,"34021",5.8,14252,1983,2021,null,null,"Y","Natural Gas, Distillate Fuel Oil",{"$nulls":12},0.21,0.3245,0.3245,0.3245,0.3245]
["Sierra Pacific Quincy Facility","50112_B_BLR1",50112,"B","BLR1",null,"Biomass",null,"WEC_CALN","California",6,"Plumas",63,"06063",13.2,6358,1986,2018,null,null,"Y","Biomass",{"$nulls":4},"SNCR",null,"1986","ESPC + C","No",{"$nulls":4},0.09082,0.09082,0.09082,0.09082]
["Sierra Pacific Quincy Facility","50112_B_BLR2",50112,"B","BLR2",null,"Biomass",null,"WEC_CALN","California",6,"Plumas",63,"06063",13.2,6358,1998,2018,null,null,"Y","Biomass",{"$nulls":4},"SNCR",null,"1998","ESPC + C","No",{"$nulls":4},0.09082,0.09082,0.09082,0.09082]
["WPS Power Niagara","50202_B_1",50202,"B","1",3641,"Biomass",null,"NY_Z_A","New York",36,"Niagara",63,"36063",41,17239,2014,2016,"FBC",null,"N","Biomass","Reagent Injection",2014,0.888,null,"SNCR",null,"2000","B","NA",{"$nulls":3},3.8,0.12839,0.12839,0.12839,0.12839]
["Bucksport Generation LLC","50243_B_5",50243,"B","5",null,"Biomass",null,"NENG_ME","Maine",23,"Hancock",9,"23009",22.8,11668,1966,2017,"wall","dry","Y","Biomass",{"$nulls":3},"LNB",{"$nulls":9},0.21763,0.21763,0.21763,0.21763]
["Bucksport Generation LLC","50243_B_6",50243,"B","6",null,"O/G Steam",null,"NENG_ME","Maine",23,"Hancock",9,"23009",13.3,11907,1966,2018,"wall","dry","Y","Natural Gas",{"$nulls":3},"LNB",{"$nulls":8},4.99,0.1357,0.1357,0.1357,0.1357]
["Bucksport Generation LLC","50243_B_8",50243,"B","8",null,"O/G Steam",null,"NENG_ME","Maine",23,"Hancock",9,"23009",38,5585,1966,2018,null,"dry","Y","Natural Gas",{"$nulls":4},"SNCR",null,"2013",{"$nulls":6},0.2208,0.1104,0.2208,0.1104]
["Bucksport Generation LLC","50243_B_9",50243,"B","9",null,"O/G Steam",null,"NENG_ME","Maine",23,"Hancock",9,"23009",43,5922,2000,2018,"Other","dry","Y","Natural Gas",{"$nulls":13},0.2208,0.2208,0.2208,0.2208]
["AltaGas Pomona Energy Inc.","50300_G_GEN1",50300,"G","GEN1",null,"Combustion Turbine",null,"WECC_SCE","California",6,"Los Angeles",37,"06037",40,8700,1985,2019,null,null,"Y","Natural Gas",{"$nulls":12},0.74,0.01578,0.01578,0.01578,0.01578]
["Windland","50386_G_WING",50386,"G","WING",null,"Onshore Wind",null,"WECC_SCE","California",6,"Kern",29,"06029",15.5,0,1982,2020,null,null,"N","Wind",{"$nulls":13},0,0,0,0]
["Mobile Energy Services LLC","50407_B_7PB",50407,"B","7PB",null,"Biomass",null,"S_SOU","Alabama",1,"Mobile",97,"01097",30,10593,1985,2019,"tangential","dry","Y","Biomass",{"$nulls":7},"ESPH","Yes",{"$nulls":4},0.25319,0.25319,0.25319,0.25319]
["Mobile Energy Services LLC","50407_B_8PB",50407,"B","8PB",null,"Biomass",null,"S_SOU","Alabama",1,"Mobile",97,"01097",26,10554,1985,2019,"tangential","dry","Y","Biomass",{"$nulls":3},"LNB",{"$nulls":3},"ESPH","Yes",{"$nulls":3},0.32,0.21763,0.21763,0.21763,0.21763]
["Chester Operations","50410_B_10",50410,"B","10",3659,"Coal Steam",null,"PJM_EMAC","Pennsylvania",42,"Delaware",45,"42045",67,11844,1985,2019,"FBC","dry","Y","Petroleum Coke, Waste Coal","Reagent Injection",1985,0.888,"CF",{"$nulls":3},"B","NA",{"$nulls":3},1,0.08254,0.08254,0.08254,0.08254,0.05,0.43,0.43,0.98]
["Painted Hills","50533_G_WGNS",50533,"G","WGNS",null,"Onshore Wind",null,"WECC_SCE","California",6,"Riverside",65,"06065",19,0,1985,2019,null,null,"N","Wind",{"$nulls":13},0,0,0,0]
["Monroe Livingston Gas Recovery","50565_G_GEN1",50565,"G","GEN1",null,"Landfill Gas",null,"NY_Z_B","New York",36,"Monroe",55,"36055",0.8,13500,1988,2019,null,null,"N","Landfill Gas",{"$nulls":13},0.24082,0.24082,0.24082,0.24082]
["Monroe Livingston Gas Recovery","50565_G_GEN2",50565,"G","GEN2",null,"Landfill Gas","","NY_Z_B","New York",36,"Monroe",55,"36055",0.8,14242,1988,2019,null,null,"N","Landfill Gas",{"$nulls":13},0.24082,0.24082,0.24082,0.24082]
["Central Power Plant","50621_G_GEN3",50621,"G","GEN3",null,"O/G Steam",null,"NENGREST","Rhode Island",44,"Providence",7,"44007",2,11907,1958,2014,null,null,"Y","Natural Gas, Distillate Fuel Oil",{"$nulls":12},4.99,0.1967,0.1967,0.1967,0.1967]
["Central Power Plant","50621_G_GEN4",50621,"G","GEN4",null,"O/G Steam",null,"NENGREST","Rhode Island",44,"Providence",7,"44007",2,11907,1958,2015,null,null,"Y","Natural Gas, Distillate Fuel Oil",{"$nulls":12},4.99,0.1967,0.1967,0.1967,0.1967]
["Warren Lumber Mill","50640_B_BLR1",50640,"B","BLR1",null,"Biomass",null,"MIS_AR","Arkansas",5,"Bradley",11,"05011",10,6099,1990,2013,null,null,"Y","Biomass",{"$nulls":3},"FR + H2O + OFA",{"$nulls":3},"ESPH + C","No",{"$nulls":4},0.17466,0.17466,0.17466,0.17466]
["Huntington Falls","50713_G_GEN1",50713,"G","GEN1",null,"Hydro",null,"NENGREST","Vermont",50,"Addison",1,"50001",0.8,0,1988,2017,null,null,"N","Hydro",{"$nulls":13},0,0,0,0]
["Huntington Falls","50713_G_GEN2",50713,"G","GEN2",null,"Hydro",null,"NENGREST","Vermont",50,"Addison",1,"50001",0.8,0,1988,2017,null,null,"N","Hydro",{"$nulls":13},0,0,0,0]
["Ormesa IH","50762_G_OE11",50762,"G","OE11",null,"Geothermal",null,"WECC_IID","California",6,"Imperial",25,"06025",0.6,9771,1989,2017,null,null,"N","Geothermal",{"$nulls":13},0,0,0,0,0.4625,0.4625,0.4625]
["Ormesa IH","50762_G_OE12",50762,"G","OE12",null,"Geothermal",null,"WECC_IID","California",6,"Imperial",25,"06025",0.6,9771,1989,2017,null,null,"N","Geothermal",{"$nulls":13},0,0,0,0,0.4625,0.4625,0.4625]
["Ormesa IH","50762_G_OE14",50762,"G","OE14",null,"Geothermal",null,"WECC_IID","California",6,"Imperial",25,"06025",0.6,9771,1989,2017,null,null,"N","Geothermal",{"$nulls":13},0,0,0,0,0.4625,0.4625,0.4625]
["Ormesa IH","50762_G_OE15",50762,"G","OE15",null,"Geothermal",null,"WECC_IID","California",6,"Imperial",25,"06025",0.6,9771,1989,2017,null,null,"N","Geothermal",{"$nulls":13},0,0,0,0,0.4625,0.4625,0.4625]
["Ormesa IH","50762_G_OE21",50762,"G","OE21",null,"Geothermal",null,"WECC_IID","California",6,"Imperial",25,"06025",0.6,9771,1989,2017,null,null,"N","Geothermal",{"$nulls":13},0,0,0,0,0.4625,0.4625,0.4625]
["Ormesa IH","50762_G_OE22",50762,"G","OE22",null,"Geothermal",null,"WECC_IID","California",6,"Imperial",25,"06025",0.6,9771,1989,2017,null,null,"N","Geothermal",{"$nulls":13},0,0,0,0,0.4625,0.4625,0.4625]
["Ormesa IH","50762_G_OE24",50762,"G","OE24",null,"Geothermal",null,"WECC_IID","California",6,"Imperial",25,"06025",0.6,9771,1989,2017,null,null,"N","Geothermal",{"$nulls":13},0,0,0,0,0.4625,0.4625,0.4625]
["Ormesa IH","50762_G_OE25",50762,"G","OE25",null,"Geothermal",null,"WECC_IID","California",6,"Imperial",25,"06025",0.6,9771,1989,2017,null,null,"N","Geothermal",{"$nulls":13},0,0,0,0,0.4625,0.4625,0.4625]
["Wheelabrator Norwalk Energy","50876_G_GEN1",50876,"G","GEN1",null,"Combined Cycle",null,"WECC_SCE","California",6,"Los Angeles",37,"06037",23.6,7836,1988,2018,null,null,"Y","Natural Gas",{"$nulls":13},0.10147,0.10147,0.10147,0.10147]
["Wheelabrator Norwalk Energy","50876_G_GEN2",50876,"G","GEN2",null,"Combined Cycle",null,"WECC_SCE","California",6,"Los Angeles",37,"06037",3.7,7836,1988,2018,null,null,"Y","Natural Gas",{"$nulls":13},0.10147,0.10147,0.10147,0.10147]
["Wheelabrator Frackville Energy","50879_B_BLR1",50879,"B","BLR1",3701,"Coal Steam",null,"PJM_WMAC","Pennsylvania",42,"Schuylkill",107,"42107",42,14500,1988,2020,"FBC","dry","Y","Waste Coal","Reagent Injection",1988,0.888,"CF + LA + OFA",{"$nulls":3},"B + C","NA","ACI",2015,null,0.21,0.1321,0.1321,0.1321,0.1321,0.01,0.01,0.01,0.98,"Yes",1989]
["Winnebago County Landfill Gas","50936_G_EG1",50936,"G","EG1",null,"Landfill Gas",null,"MIS_WUMS","Wisconsin",55,"Winnebago",139,"55139",0.9,13500,2000,2016,null,null,"N","Landfill Gas",{"$nulls":13},0.24082,0.24082,0.24082,0.24082]
["Winnebago County Landfill Gas","50936_G_EG2",50936,"G","EG2",null,"Landfill Gas",null,"MIS_WUMS","Wisconsin",55,"Winnebago",139,"55139",0.9,13500,2000,2019,null,null,"N","Landfill Gas",{"$nulls":13},0.24082,0.24082,0.24082,0.24082]
["Bellmeade Power Station","50966_G_1",50966,"G","1",3704,"Combined Cycle",null,"PJM_Dom","Virginia",51,"Richmond City",760,"51760",95,8942,1997,2019,null,null,"N","Natural Gas, Distillate Fuel Oil",{"$nulls":3},"STM","SCR",1991,{"$nulls":7},0.02642,0.02642,0.02642,0.02642]
["Bellmeade Power Station","50966_G_2",50966,"G","2",3705,"Combined Cycle",null,"PJM_Dom","Virginia",51,"Richmond City",760,"51760",95,8942,1997,2019,null,null,"N","Natural Gas, Distillate Fuel Oil",{"$nulls":3},"STM","SCR",1991,{"$nulls":7},0.02642,0.02642,0.02642,0.02642]
["Bellmeade Power Station","50966_G_3",50966,"G","3",null,"Combined Cycle",null,"PJM_Dom","Virginia",51,"Richmond City",760,"51760",77,8942,1997,2019,null,null,"N","Natural Gas, Distillate Fuel Oil",{"$nulls":3},"STM","SCR",1991,{"$nulls":7},0.02642,0.02642,0.02642,0.02642]
["Indiantown Cogeneration LP","50976_B_AAB01",50976,"B","AAB01",89972,"Coal Steam",null,"FRCC","Florida",12,"Martin",85,"12085",330,9173,1995,2020,"wall","dry","Y","Bituminous","Dry Scrubber",1995,0.7,"LNB + LNBO","SCR",1995,null,"B","NA",{"$nulls":3},1.2,0.2342,0.07,0.2342,0.07,0.05,0.75,1,0.75]
["Mecklenburg Power Station","52007_B_BLR1",52007,"B","BLR1",10099,"Coal Steam",null,"PJM_Dom","Virginia",51,"Mecklenburg",117,"51117",69,12173,1992,2019,"wall","dry","N","Bituminous","Dry Scrubber",1992,0.92,"LNBO",{"$nulls":3},"B","NA",{"$nulls":3},0.14,0.28268,0.28268,0.28268,0.28268,0.05,0.75,1,0.9700000000000001]
["Mecklenburg Power Station","52007_B_BLR2",52007,"B","BLR2",10100,"Coal Steam",null,"PJM_Dom","Virginia",51,"Mecklenburg",117,"51117",69,12171,1992,2019,"wall","dry","N","Bituminous","Dry Scrubber",1992,0.92,"LNBO",{"$nulls":3},"B","NA",{"$nulls":3},0.14,0.27185,0.27185,0.27185,0.27185,0.05,0.75,1,0.9700000000000001]
["I 95 Municipal Landfill Phase I","52051_G_UNT1",52051,"G","UNT1",null,"Landfill Gas",null,"PJM_Dom","Virginia",51,"Fairfax",59,"51059",0.8,13500,1992,2019,null,null,"N","Landfill Gas",{"$nulls":13},0.6,0.6,0.6,0.6]
["I 95 Municipal Landfill Phase I","52051_G_UNT2",52051,"G","UNT2",null,"Landfill Gas",null,"PJM_Dom","Virginia",51,"Fairfax",59,"51059",0.8,13500,1992,2019,null,null,"N","Landfill Gas",{"$nulls":13},0.6,0.6,0.6,0.6]
["I 95 Municipal Landfill Phase I","52051_G_UNT3",52051,"G","UNT3",null,"Landfill Gas",null,"PJM_Dom","Virginia",51,"Fairfax",59,"51059",0.8,13500,1992,2019,null,null,"N","Landfill Gas",{"$nulls":13},0.6,0.6,0.6,0.6]
["I 95 Municipal Landfill Phase I","52051_G_UNT4",52051,"G","UNT4",null,"Landfill Gas",null,"PJM_Dom","Virginia",51,"Fairfax",59,"51059",0.8,13500,1992,2019,null,null,"N","Landfill Gas",{"$nulls":13},0.6,0.6,0.6,0.6]
["Sandow No 5","52071_B_5A",52071,"B","5A",89920,"Coal Steam",null,"ERC_REST","Texas",48,"Milam",331,"48331",300,10808,2010,2018,"FBC","dry","N","Lignite","Dry Scrubber",2009,0.954,"CF","SNCR",null,"2009","B","NA","ACI",2010,null,0.15,0.0696,0.0696,0.0696,0.0696,0.1,0.1,0.1,0.95]
["Sandow No 5","52071_B_5B",52071,"B","5B",89921,"Coal Steam",null,"ERC_REST","Texas",48,"Milam",331,"48331",300,10808,2010,2018,"FBC","dry","N","Lignite","Dry Scrubber",2009,0.954,"CF","SNCR",null,"2009","B","NA","ACI",2010,null,0.15,0.06948,0.06948,0.06948,0.06948,0.1,0.1,0.1,0.95]
["Multitrade of Pittsylvania LP","52118_B_101",52118,"B","101",null,"Biomass",null,"PJM_Dom","Virginia",51,"Pittsylvania",143,"51143",28,16572,1994,2019,null,null,"N","Biomass",{"$nulls":4},"SNCR",null,"1994","ESPC","No",{"$nulls":3},0.016,0.12751,0.12751,0.12751,0.12751]
["Multitrade of Pittsylvania LP","52118_B_102",52118,"B","102",null,"Biomass",null,"PJM_Dom","Virginia",51,"Pittsylvania",143,"51143",28,16572,1994,2019,null,null,"N","Biomass",{"$nulls":4},"SNCR",null,"1994","ESPC","No",{"$nulls":3},0.016,0.12751,0.12751,0.12751,0.12751]
["Multitrade of Pittsylvania LP","52118_B_103",52118,"B","103",null,"Biomass",null,"PJM_Dom","Virginia",51,"Pittsylvania",143,"51143",28,16572,1994,2019,null,null,"N","Biomass",{"$nulls":4},"SNCR",null,"1994","ESPC","No",{"$nulls":3},0.016,0.12751,0.12751,0.12751,0.12751]
["Steamboat 1A Power Plant","52138_G_DE31",52138,"G","DE31",null,"Geothermal",null,"WECC_NNV","Nevada",32,"Washoe",31,"32031",0.9,9771,1988,2018,null,null,"N","Geothermal",{"$nulls":13},0,0,0,0,0.4563,0.4563,0.4563]
["Victory Garden Phase IV LLC","52160_G_WGNS",52160,"G","WGNS",null,"Onshore Wind",null,"WECC_SCE","California",6,"Kern",29,"06029",22,0,1990,2020,null,null,"N","Wind",{"$nulls":13},0,0,0,0]
["Terra-Gen 251 Wind LLC","52161_G_WGNS",52161,"G","WGNS",null,"Onshore Wind",null,"WECC_SCE","California",6,"Kern",29,"06029",18.4,0,1987,2020,null,null,"N","Wind",{"$nulls":13},0,0,0,0]
["Soda Lake Geothermal No I II","52174_G_OE11",52174,"G","OE11",null,"Geothermal",null,"WECC_NNV","Nevada",32,"Churchill",1,"32001",0.8,9771,1987,2019,null,null,"N","Geothermal",{"$nulls":13},0,0,0,0,0.4563,0.4563,0.4563]
["Soda Lake Geothermal No I II","52174_G_OE12",52174,"G","OE12",null,"Geothermal",null,"WECC_NNV","Nevada",32,"Churchill",1,"32001",0.9,9771,1987,2019,null,null,"N","Geothermal",{"$nulls":13},0,0,0,0,0.4563,0.4563,0.4563]
["Soda Lake Geothermal No I II","52174_G_OE13",52174,"G","OE13",null,"Geothermal",null,"WECC_NNV","Nevada",32,"Churchill",1,"32001",0.9,9771,1987,2019,null,null,"N","Geothermal",{"$nulls":13},0,0,0,0,0.4563,0.4563,0.4563]
["Soda Lake Geothermal No I II","52174_G_OE21",52174,"G","OE21",null,"Geothermal",null,"WECC_NNV","Nevada",32,"Churchill",1,"32001",1.1,9771,1990,2019,null,null,"N","Geothermal",{"$nulls":13},0,0,0,0,0.4563,0.4563,0.4563]
["Otay Landfill Gas, LLC","52204_G_OTA1",52204,"G","OTA1",null,"Landfill Gas",null,"WEC_SDGE","California",6,"San Diego",73,"06073",1.5,13500,1986,2019,null,null,"N","Landfill Gas",{"$nulls":13},0.07404,0.07404,0.07404,0.07404]
["Otay Landfill Gas, LLC","52204_G_OTA3",52204,"G","OTA3",null,"Landfill Gas",null,"WEC_SDGE","California",6,"San Diego",73,"06073",3.2,13500,2007,2019,null,null,"N","Landfill Gas",{"$nulls":13},0.07404,0.07404,0.07404,0.07404]
["Otay Landfill Gas, LLC","52204_G_OTA5",52204,"G","OTA5",null,"Landfill Gas",null,"WEC_SDGE","California",6,"San Diego",73,"06073",1.5,13500,2013,2019,null,null,"N","Landfill Gas",{"$nulls":13},0.07404,0.07404,0.07404,0.07404]
["Otay Landfill Gas, LLC","52204_G_OTA6",52204,"G","OTA6",null,"Landfill Gas",null,"WEC_SDGE","California",6,"San Diego",73,"06073",1.5,13500,2013,2019,null,null,"N","Landfill Gas",{"$nulls":13},0.07404,0.07404,0.07404,0.07404]
["Nucla","527_B_1",527,"B","1",319,"Coal Steam",null,"WECC_CO","Colorado",8,"Montrose",85,"08085",100,12463,1991,2019,"FBC","dry","N","Bituminous","Reagent Injection",1991,0.888,"CF","SNCR",null,"2006","B","NA",{"$nulls":3},0.4,0.31867,0.15934,0.31867,0.15934,0.05,0.43,0.43,0.95]
["Gantt","53_G_3",53,"G","3",null,"Hydro",null,"S_SOU","Alabama",1,"Covington",39,"01039",1,0,1926,2015,null,null,"N","Hydro",{"$nulls":13},0,0,0,0]
["Riverview Energy Systems","54057_G_GEN1",54057,"G","GEN1",null,"Landfill Gas",null,"MIS_LMI","Michigan",26,"Wayne",163,"26163",2.8,19927,1988,2019,null,null,"N","Landfill Gas",{"$nulls":13},0.24082,0.24082,0.24082,0.24082]
["Riverview Energy Systems","54057_G_GEN2",54057,"G","GEN2",null,"Landfill Gas",null,"MIS_LMI","Michigan",26,"Wayne",163,"26163",2.8,19927,1988,2019,null,null,"N","Landfill Gas",{"$nulls":13},0.24082,0.24082,0.24082,0.24082]
["Spruance Genco LLC","54081_B_1A",54081,"B","1A",88188,"Coal Steam",null,"PJM_Dom","Virginia",51,"Richmond City",760,"51760",26,12227,1992,2021,"stoker/SPR","dry","Y","Bituminous","Dry Scrubber",1992,0.954,"FR + OFA","SNCR",null,"2015","B","NA",{"$nulls":3},0.13,0.3043,0.2993,0.3043,0.2993,0.05,0.75,1,0.99]
["Spruance Genco LLC","54081_B_1B",54081,"B","1B",88189,"Coal Steam",null,"PJM_Dom","Virginia",51,"Richmond City",760,"51760",26,12227,1992,2021,"stoker/SPR","dry","Y","Bituminous","Dry Scrubber",1992,0.954,"FR + OFA","SNCR",null,"2015","B","NA",{"$nulls":3},0.13,0.3059,0.2974,0.3059,0.2974,0.05,0.75,1,0.99]
["Spruance Genco LLC","54081_B_2A",54081,"B","2A",88190,"Coal Steam",null,"PJM_Dom","Virginia",51,"Richmond City",760,"51760",26,12227,1992,2021,"stoker/SPR","dry","Y","Bituminous","Dry Scrubber",1992,0.954,"FR + OFA","SNCR",null,"2015","B","NA",{"$nulls":3},0.13,0.31818,0.29516,0.31818,0.29516,0.05,0.75,1,0.99]
["Spruance Genco LLC","54081_B_2B",54081,"B","2B",88191,"Coal Steam",null,"PJM_Dom","Virginia",51,"Richmond City",760,"51760",26,12227,1992,2021,"stoker/SPR","dry","Y","Bituminous","Dry Scrubber",1992,0.954,"FR + OFA","SNCR",null,"2015","B","NA",{"$nulls":3},0.13,0.302,0.30138,0.302,0.30138,0.05,0.75,1,0.99]
["Westwind Trust","54258_G_WIN1",54258,"G","WIN1",null,"Onshore Wind",null,"WECC_SCE","California",6,"Riverside",65,"06065",16,0,1986,2017,null,null,"N","Wind",{"$nulls":13},0,0,0,0]
["Saint Marys Hospital Power Plant","54262_G_6",54262,"G","6",null,"Combustion Turbine","IC Engine","MIS_MNWI","Minnesota",27,"Olmsted",109,"27109",2.7,14252,1989,2020,null,null,"N","Natural Gas, Distillate Fuel Oil",{"$nulls":13},0.79266,0.79266,0.79266,0.79266]
["Toyon Power Station","54327_G_TOY4",54327,"G","TOY4",null,"Landfill Gas",null,"WEC_LADW","California",6,"Los Angeles",37,"06037",1.7,15378,1986,2015,null,null,"N","Landfill Gas",{"$nulls":13},0.08623,0.08623,0.08623,0.08623]
["Toyon Power Station","54327_G_TOY5",54327,"G","TOY5",null,"Landfill Gas",null,"WEC_LADW","California",6,"Los Angeles",37,"06037",1.7,15380,1986,2017,null,null,"N","Landfill Gas",{"$nulls":13},0.08623,0.08623,0.08623,0.08623]
["Quantum Pasco Power LP","54424_G_EDG1",54424,"G","EDG1",null,"Combustion Turbine","IC Engine","FRCC","Florida",12,"Pasco",101,"12101",1.2,22596,1993,2019,null,null,"N","Distillate Fuel Oil",{"$nulls":12},0.8,2.18372,2.18372,2.18372,2.18372]
["Quantum Pasco Power LP","54424_G_EDG2",54424,"G","EDG2",null,"Combustion Turbine","IC Engine","FRCC","Florida",12,"Pasco",101,"12101",1.2,10798,1993,2019,null,null,"N","Distillate Fuel Oil",{"$nulls":12},0.8,2.18372,2.18372,2.18372,2.18372]
["Quantum Pasco Power LP","54424_G_GT1",54424,"G","GT1",3768,"Combined Cycle",null,"FRCC","Florida",12,"Pasco",101,"12101",48.5,7903,1993,2019,null,null,"Y","Natural Gas, Distillate Fuel Oil",{"$nulls":3},"H2O",{"$nulls":9},0.08746,0.08746,0.08746,0.08746]
["Quantum Pasco Power LP","54424_G_GT2",54424,"G","GT2",3769,"Combined Cycle",null,"FRCC","Florida",12,"Pasco",101,"12101",48.5,7903,1993,2019,null,null,"Y","Natural Gas, Distillate Fuel Oil",{"$nulls":3},"H2O",{"$nulls":9},0.08746,0.08746,0.08746,0.08746]
["Quantum Pasco Power LP","54424_G_ST1",54424,"G","ST1",null,"Combined Cycle",null,"FRCC","Florida",12,"Pasco",101,"12101",24,7903,1993,2019,null,null,"Y","Natural Gas, Distillate Fuel Oil",{"$nulls":3},"H2O",{"$nulls":9},0.08746,0.08746,0.08746,0.08746]
["Sierra Pacific Sonora","54517_G_GEN2",54517,"G","GEN2",null,"Biomass",null,"WEC_CALN","California",6,"Tuolumne",109,"06109",6,6154,2001,2018,null,null,"Y","Biomass",{"$nulls":13},0.23415,0.23415,0.23415,0.23415]
["ReEnergy Lyonsdale Biomass","54526_B_00001",54526,"B","00001",null,"Biomass",null,"NY_Z_C&E","New York",36,"Lewis",49,"36049",19,13404,1992,2019,null,null,"Y","Biomass",{"$nulls":7},"ESPH + C","No",{"$nulls":4},0.25617,0.25617,0.25617,0.25617]
["Wheelabrator Ridge Energy","54529_B_0001",54529,"B","0001",null,"Biomass",null,"FRCC","Florida",12,"Polk",105,"12105",47,29216,1994,2019,null,null,"N","Biomass","Dry Scrubber",1995,0.8,null,"SNCR",null,"2001","B","NA",{"$nulls":4},0.21723,0.21723,0.21723,0.21723]
["Sumpter Energy Associates","54536_G_0201",54536,"G","0201",null,"Landfill Gas",null,"MIS_LMI","Michigan",26,"Wayne",163,"26163",0.8,13500,1998,2019,null,null,"N","Landfill Gas",{"$nulls":13},0.24082,0.24082,0.24082,0.24082]
["Graphic Packaging International","54561_G_GT-G",54561,"G","GT-G",null,"Combined Cycle",null,"WEC_CALN","California",6,"Santa Clara",85,"06085",23,5668,1985,2017,null,null,"Y","Natural Gas",{"$nulls":13},0.04938,0.04938,0.04938,0.04938]
["Graphic Packaging International","54561_G_ST-G",54561,"G","ST-G",null,"Combined Cycle",null,"WEC_CALN","California",6,"Santa Clara",85,"06085",3,5668,1986,2017,null,null,"Y","Natural Gas",{"$nulls":13},0.04938,0.04938,0.04938,0.04938]
["Kankakee Gas Recovery","54659_G_GEN1",54659,"G","GEN1",null,"Landfill Gas",null,"PJM_COMD","Illinois",17,"Kankakee",91,"17091",0.8,13500,1992,2017,null,null,"N","Landfill Gas",{"$nulls":13},0.24082,0.24082,0.24082,0.24082]
["Kankakee Gas Recovery","54659_G_GEN2",54659,"G","GEN2",null,"Landfill Gas",null,"PJM_COMD","Illinois",17,"Kankakee",91,"17091",0.8,13500,1992,2017,null,null,"N","Landfill Gas",{"$nulls":13},0.24082,0.24082,0.24082,0.24082]
["Difwind Farms Ltd I","54681_G_EXIS",54681,"G","EXIS",null,"Onshore Wind",null,"WECC_SCE","California",6,"Riverside",65,"06065",7.3,0,1986,2020,null,null,"N","Wind",{"$nulls":13},0,0,0,0]
["Difwind Farms Ltd II","54682_G_EXIS",54682,"G","EXIS",null,"Onshore Wind",null,"WECC_SCE","California",6,"Riverside",65,"06065",5.4,0,1986,2020,null,null,"N","Wind",{"$nulls":13},0,0,0,0]
["Difwind Farms Ltd V","54685_G_EXIS",54685,"G","EXIS",null,"Onshore Wind",null,"WECC_SCE","California",6,"Riverside",65,"06065",11.6,0,1987,2020,null,null,"N","Wind",{"$nulls":13},0,0,0,0]
["Hunterdon Cogen Facility","54707_G_1",54707,"G","1",null,"Combustion Turbine",null,"PJM_EMAC","New Jersey",34,"Hunterdon",19,"34019",4.1,12445,1993,2018,null,null,"Y","Natural Gas, Distillate Fuel Oil",{"$nulls":12},0.32,0.0951,0.0951,0.0951,0.0951]
["Harris Energy Realty","54981_G_ALBA",54981,"G","ALBA",null,"Hydro",null,"NENGREST","Massachusetts",25,"Hampden",13,"25013",0.3,0,1999,2019,null,null,"N","Hydro",{"$nulls":13},0,0,0,0]
["Harris Energy Realty","54981_G_ALBD",54981,"G","ALBD",null,"Hydro",null,"NENGREST","Massachusetts",25,"Hampden",13,"25013",0.4,0,1982,2019,null,null,"N","Hydro",{"$nulls":13},0,0,0,0]
["Salem Energy Systems LLC","54984_G_UNT1",54984,"G","UNT1",null,"Landfill Gas",null,"S_VACA","North Carolina",37,"Forsyth",67,"37067",3.3,16399,1996,2017,null,null,"N","Landfill Gas",{"$nulls":13},0.24082,0.24082,0.24082,0.24082]
["K W Company","55007_G_LS1",55007,"G","LS1",null,"Hydro",null,"WECC_ID","Idaho",16,"Twin Falls",83,"16083",0.1,0,1985,2018,null,null,"N","Hydro",{"$nulls":13},0,0,0,0]
["K W Company","55007_G_LS2",55007,"G","LS2",null,"Hydro",null,"WECC_ID","Idaho",16,"Twin Falls",83,"16083",0.1,0,1985,2018,null,null,"N","Hydro",{"$nulls":13},0,0,0,0]
["K W Company","55007_G_LS3",55007,"G","LS3",null,"Hydro",null,"WECC_ID","Idaho",16,"Twin Falls",83,"16083",0.1,0,1985,2018,null,null,"N","Hydro",{"$nulls":13},0,0,0,0]
["K W Company","55007_G_LS4",55007,"G","LS4",null,"Hydro",null,"WECC_ID","Idaho",16,"Twin Falls",83,"16083",0.1,0,1985,2018,null,null,"N","Hydro",{"$nulls":13},0,0,0,0]
["K W Company","55007_G_LS5",55007,"G","LS5",null,"Hydro",null,"WECC_ID","Idaho",16,"Twin Falls",83,"16083",0.1,0,1985,2018,null,null,"N","Hydro",{"$nulls":13},0,0,0,0]
["K W Company","55007_G_UE5",55007,"G","UE5",null,"Hydro",null,"WECC_ID","Idaho",16,"Twin Falls",83,"16083",0.1,0,1997,2018,null,null,"N","Hydro",{"$nulls":13},0,0,0,0]
["K W Company","55007_G_UW1",55007,"G","UW1",null,"Hydro",null,"WECC_ID","Idaho",16,"Twin Falls",83,"16083",0.2,0,1983,2018,null,null,"N","Hydro",{"$nulls":13},0,0,0,0]
["K W Company","55007_G_UW2",55007,"G","UW2",null,"Hydro",null,"WECC_ID","Idaho",16,"Twin Falls",83,"16083",0.2,0,1983,2018,null,null,"N","Hydro",{"$nulls":13},0,0,0,0]
["K W Company","55007_G_UW3",55007,"G","UW3",null,"Hydro",null,"WECC_ID","Idaho",16,"Twin Falls",83,"16083",0.2,0,1983,2018,null,null,"N","Hydro",{"$nulls":13},0,0,0,0]
["K W Company","55007_G_UW4",55007,"G","UW4",null,"Hydro",null,"WECC_ID","Idaho",16,"Twin Falls",83,"16083",0.2,0,1983,2018,null,null,"N","Hydro",{"$nulls":13},0,0,0,0]
["La Paloma Generating LLC","55151_G_GEN1",55151,"G","GEN1",4024,"Combined Cycle",null,"WEC_CALN","California",6,"Kern",29,"06029",243.7,7212,2003,2019,null,null,"N","Natural Gas",{"$nulls":3},"DLNB","SCR",{"$nulls":8},0.00793,0.00793,0.00793,0.00793]
["La Paloma Generating LLC","55151_G_GEN2",55151,"G","GEN2",4025,"Combined Cycle",null,"WEC_CALN","California",6,"Kern",29,"06029",241.6,7197,2003,2019,null,null,"N","Natural Gas",{"$nulls":3},"DLNB","SCR",{"$nulls":8},0.00778,0.00778,0.00778,0.00778]
["La Paloma Generating LLC","55151_G_GEN3",55151,"G","GEN3",4026,"Combined Cycle",null,"WEC_CALN","California",6,"Kern",29,"06029",237.4,7228,2003,2018,null,null,"N","Natural Gas",{"$nulls":3},"DLNB","SCR",{"$nulls":8},0.00733,0.00733,0.00733,0.00733]
["La Paloma Generating LLC","55151_G_GEN4",55151,"G","GEN4",4027,"Combined Cycle",null,"WEC_CALN","California",6,"Kern",29,"06029",242.7,7191,2003,2018,null,null,"N","Natural Gas",{"$nulls":3},"DLNB","SCR",{"$nulls":8},0.00766,0.00766,0.00766,0.00766]
["MM Lopez Energy","55161_G_UNT2",55161,"G","UNT2",null,"Landfill Gas",null,"WECC_SCE","California",6,"Los Angeles",37,"06037",2.7,13500,1998,2016,null,null,"N","Landfill Gas",{"$nulls":13},0.1509,0.1509,0.1509,0.1509]
["Astoria Gas Turbines","55243_G_10",55243,"G","10",null,"Combustion Turbine",null,"NY_Z_J","New York",36,"Queens",81,"36081",17,21813,1971,2018,null,null,"N","Distillate Fuel Oil",{"$nulls":12},0.316,0.4307,0.4307,0.4307,0.4307]
["Astoria Gas Turbines","55243_G_11",55243,"G","11",null,"Combustion Turbine",null,"NY_Z_J","New York",36,"Queens",81,"36081",17.3,22768,1971,2019,null,null,"N","Distillate Fuel Oil",{"$nulls":12},0.316,0.4307,0.4307,0.4307,0.4307]
["Astoria Gas Turbines","55243_G_12",55243,"G","12",null,"Combustion Turbine",null,"NY_Z_J","New York",36,"Queens",81,"36081",17.6,22778,1971,2018,null,null,"N","Distillate Fuel Oil",{"$nulls":12},0.316,0.4307,0.4307,0.4307,0.4307]
["Astoria Gas Turbines","55243_G_13",55243,"G","13",null,"Combustion Turbine",null,"NY_Z_J","New York",36,"Queens",81,"36081",16.9,22760,1971,2018,null,null,"N","Distillate Fuel Oil",{"$nulls":12},0.316,0.4307,0.4307,0.4307,0.4307]
["Astoria Gas Turbines","55243_G_5",55243,"G","5",null,"Combustion Turbine",null,"NY_Z_J","New York",36,"Queens",81,"36081",12.9,24028,1970,2018,null,null,"N","Distillate Fuel Oil",{"$nulls":12},0.316,0.4307,0.4307,0.4307,0.4307]
["Astoria Gas Turbines","55243_G_7",55243,"G","7",null,"Combustion Turbine",null,"NY_Z_J","New York",36,"Queens",81,"36081",12.1,23971,1970,2018,null,null,"N","Distillate Fuel Oil",{"$nulls":12},0.316,0.4307,0.4307,0.4307,0.4307]
["Astoria Gas Turbines","55243_G_8",55243,"G","8",null,"Combustion Turbine",null,"NY_Z_J","New York",36,"Queens",81,"36081",11.9,23984,1970,2018,null,null,"N","Distillate Fuel Oil",{"$nulls":12},0.316,0.4307,0.4307,0.4307,0.4307]
["Southeast Chicago Energy Project","55281_G_GT05",55281,"G","GT05",8494,"Combustion Turbine",null,"PJM_COMD","Illinois",17,"Cook",31,"17031",37,13977,2002,2019,null,null,"N","Natural Gas",{"$nulls":3},"DLNB",{"$nulls":8},1,0.13645,0.13645,0.13645,0.13645]
["Southeast Chicago Energy Project","55281_G_GT06",55281,"G","GT06",8496,"Combustion Turbine",null,"PJM_COMD","Illinois",17,"Cook",31,"17031",37,13966,2002,2019,null,null,"N","Natural Gas",{"$nulls":3},"DLNB",{"$nulls":8},1,0.13431,0.13431,0.13431,0.13431]
["Southeast Chicago Energy Project","55281_G_GT07",55281,"G","GT07",8498,"Combustion Turbine",null,"PJM_COMD","Illinois",17,"Cook",31,"17031",37,13966,2002,2019,null,null,"N","Natural Gas",{"$nulls":3},"DLNB",{"$nulls":8},1,0.1354,0.1354,0.1354,0.1354]
["Southeast Chicago Energy Project","55281_G_GT08",55281,"G","GT08",8500,"Combustion Turbine",null,"PJM_COMD","Illinois",17,"Cook",31,"17031",37,13966,2002,2019,null,null,"N","Natural Gas",{"$nulls":3},"DLNB",{"$nulls":8},1,0.14113,0.14113,0.14113,0.14113]
["Southeast Chicago Energy Project","55281_G_GT09",55281,"G","GT09",8502,"Combustion Turbine",null,"PJM_COMD","Illinois",17,"Cook",31,"17031",37,13966,2002,2019,null,null,"N","Natural Gas",{"$nulls":3},"DLNB",{"$nulls":8},1,0.14191,0.14191,0.14191,0.14191]
["Southeast Chicago Energy Project","55281_G_GT10",55281,"G","GT10",8488,"Combustion Turbine",null,"PJM_COMD","Illinois",17,"Cook",31,"17031",37,13966,2002,2019,null,null,"N","Natural Gas",{"$nulls":3},"DLNB",{"$nulls":8},1,0.13992,0.13992,0.13992,0.13992]
["Southeast Chicago Energy Project","55281_G_GT11",55281,"G","GT11",8490,"Combustion Turbine",null,"PJM_COMD","Illinois",17,"Cook",31,"17031",37,13966,2002,2019,null,null,"N","Natural Gas",{"$nulls":3},"DLNB",{"$nulls":8},1,0.1418,0.1418,0.1418,0.1418]
["Southeast Chicago Energy Project","55281_G_GT12",55281,"G","GT12",8492,"Combustion Turbine",null,"PJM_COMD","Illinois",17,"Cook",31,"17031",37,13966,2002,2019,null,null,"N","Natural Gas",{"$nulls":3},"DLNB",{"$nulls":8},1,0.14485,0.14485,0.14485,0.14485]
["Alta Mesa Project Phase IV","55352_G_GEN1",55352,"G","GEN1",null,"Onshore Wind",null,"WECC_SCE","California",6,"Riverside",65,"06065",40,0,2018,2018,null,null,"N","Wind",{"$nulls":13},0,0,0,0]
["Two Elk Generating Station","55360_B_1",55360,"B","1",null,"Coal Steam",null,"WECC_WY","Wyoming",56,"Campbell",5,"56005",275,8752,2016,2016,"tangential","dry","N","Waste Coal","Dry Scrubber",2020,0.85,"LNC3","SCR",2016,null,"B","NA","ACI",2016,null,0.132,0.28379,0.28379,0.28379,0.28379,0.01,0.01,0.01,0.99]
["West Texas Wind Energy LLC","55367_G_01",55367,"G","01",null,"Onshore Wind",null,"ERC_WEST","Texas",48,"Upton",461,"48461",75,0,1999,2019,null,null,"N","Wind",{"$nulls":13},0,0,0,0]
["Washington Parish Energy Center","55486_G_CTG1",55486,"G","CTG1",null,"Combined Cycle",null,"MIS_AMSO","Louisiana",22,"Washington",117,"22117",172,6250,2019,2019,null,null,"N","Natural Gas",{"$nulls":4},"SCR",{"$nulls":8},0.07141,0.07141,0.07141,0.07141]
["Washington Parish Energy Center","55486_G_CTG2",55486,"G","CTG2",null,"Combined Cycle",null,"MIS_AMSO","Louisiana",22,"Washington",117,"22117",172,6250,2019,2019,null,null,"N","Natural Gas",{"$nulls":4},"SCR",{"$nulls":8},0.07141,0.07141,0.07141,0.07141]
["Washington Parish Energy Center","55486_G_ST1",55486,"G","ST1",null,"Combined Cycle",null,"MIS_AMSO","Louisiana",22,"Washington",117,"22117",215,6250,2019,2019,null,null,"N","Natural Gas",{"$nulls":4},"SCR",2017,{"$nulls":7},0.07141,0.07141,0.07141,0.07141]
["Tri Center Naniwa Energy","55494_G_CT3",55494,"G","CT3",null,"Combustion Turbine",null,"WECC_NNV","Nevada",32,"Storey",29,"32029",50,16581,2001,2017,null,null,"N","Natural Gas",{"$nulls":3},"H2O","SCR",2001,{"$nulls":6},1.4,0.01963,0.01963,0.01963,0.01963]
["Tri Center Naniwa Energy","55494_G_CT4",55494,"G","CT4",null,"Combustion Turbine",null,"WECC_NNV","Nevada",32,"Storey",29,"32029",50,16581,2001,2017,null,null,"N","Natural Gas",{"$nulls":3},"H2O","SCR",2001,{"$nulls":6},1.4,0.01963,0.01963,0.01963,0.01963]
["Tri Center Naniwa Energy","55494_G_CT5",55494,"G","CT5",null,"Combustion Turbine",null,"WECC_NNV","Nevada",32,"Storey",29,"32029",50,16581,2001,2017,null,null,"N","Natural Gas",{"$nulls":3},"H2O","SCR",2001,{"$nulls":6},1.4,0.01963,0.01963,0.01963,0.01963]
["Tri Center Naniwa Energy","55494_G_CT6",55494,"G","CT6",null,"Combustion Turbine",null,"WECC_NNV","Nevada",32,"Storey",29,"32029",50,16581,2001,2017,null,null,"N","Natural Gas",{"$nulls":3},"H2O","SCR",2001,{"$nulls":6},1.4,0.01963,0.01963,0.01963,0.01963]
["Atascosita","55526_G_GEN1",55526,"G","GEN1",null,"Landfill Gas",null,"ERC_REST","Texas",48,"Harris",201,"48201",1.7,13500,2003,2018,null,null,"N","Landfill Gas",{"$nulls":13},0.24082,0.24082,0.24082,0.24082]
["Atascosita","55526_G_GEN2",55526,"G","GEN2",null,"Landfill Gas",null,"ERC_REST","Texas",48,"Harris",201,"48201",1.7,13500,2003,2018,null,null,"N","Landfill Gas",{"$nulls":13},0.24082,0.24082,0.24082,0.24082]
["Atascosita","55526_G_GEN3",55526,"G","GEN3",null,"Landfill Gas",null,"ERC_REST","Texas",48,"Harris",201,"48201",1.7,13500,2003,2018,null,null,"N","Landfill Gas",{"$nulls":13},0.24082,0.24082,0.24082,0.24082]
["Atascosita","55526_G_GEN4",55526,"G","GEN4",null,"Landfill Gas",null,"ERC_REST","Texas",48,"Harris",201,"48201",1.7,13500,2003,2018,null,null,"N","Landfill Gas",{"$nulls":13},0.24082,0.24082,0.24082,0.24082]
["Atascosita","55526_G_GEN5",55526,"G","GEN5",null,"Landfill Gas",null,"ERC_REST","Texas",48,"Harris",201,"48201",1.7,13500,2003,2018,null,null,"N","Landfill Gas",{"$nulls":13},0.24082,0.24082,0.24082,0.24082]
["Atascosita","55526_G_GEN6",55526,"G","GEN6",null,"Landfill Gas",null,"ERC_REST","Texas",48,"Harris",201,"48201",1.7,13500,2004,2018,null,null,"N","Landfill Gas",{"$nulls":13},0.24082,0.24082,0.24082,0.24082]
["Coastal Plains","55554_G_UNT1",55554,"G","UNT1",null,"Landfill Gas",null,"ERC_REST","Texas",48,"Galveston",167,"48167",1.7,13500,2003,2019,null,null,"N","Landfill Gas",{"$nulls":13},0.24082,0.24082,0.24082,0.24082]
["Coastal Plains","55554_G_UNT2",55554,"G","UNT2",null,"Landfill Gas",null,"ERC_REST","Texas",48,"Galveston",167,"48167",1.7,13500,2003,2018,null,null,"N","Landfill Gas",{"$nulls":13},0.24082,0.24082,0.24082,0.24082]
["Coastal Plains","55554_G_UNT3",55554,"G","UNT3",null,"Landfill Gas",null,"ERC_REST","Texas",48,"Galveston",167,"48167",1.7,13500,2003,2019,null,null,"N","Landfill Gas",{"$nulls":13},0.24082,0.24082,0.24082,0.24082]
["Coastal Plains","55554_G_UNT4",55554,"G","UNT4",null,"Landfill Gas",null,"ERC_REST","Texas",48,"Galveston",167,"48167",1.7,13500,2003,2019,null,null,"N","Landfill Gas",{"$nulls":13},0.24082,0.24082,0.24082,0.24082]
["GRS Sunset Farms","55588_G_1",55588,"G","1",null,"Landfill Gas",null,"ERC_REST","Texas",48,"Travis",453,"48453",0.9,13500,1996,2016,null,null,"N","Landfill Gas",{"$nulls":13},0.24082,0.24082,0.24082,0.24082]
["GRS Sunset Farms","55588_G_2",55588,"G","2",null,"Landfill Gas",null,"ERC_REST","Texas",48,"Travis",453,"48453",0.9,13500,1996,2016,null,null,"N","Landfill Gas",{"$nulls":13},0.24082,0.24082,0.24082,0.24082]
["GRS Sunset Farms","55588_G_3",55588,"G","3",null,"Landfill Gas",null,"ERC_REST","Texas",48,"Travis",453,"48453",0.9,13500,1996,2016,null,null,"N","Landfill Gas",{"$nulls":13},0.24082,0.24082,0.24082,0.24082]
["GRS Sunset Farms","55588_G_4",55588,"G","4",null,"Landfill Gas",null,"ERC_REST","Texas",48,"Travis",453,"48453",0.9,13500,2004,2016,null,null,"N","Landfill Gas",{"$nulls":13},0.24082,0.24082,0.24082,0.24082]
["Mallard Lake Electric","55592_G_1",55592,"G","1",null,"Landfill Gas",null,"PJM_COMD","Illinois",17,"Dupage",43,"17043",3.8,13500,1997,2018,null,null,"N","Landfill Gas",{"$nulls":13},0.24082,0.24082,0.24082,0.24082]
["Mallard Lake Electric","55592_G_2",55592,"G","2",null,"Landfill Gas",null,"PJM_COMD","Illinois",17,"Dupage",43,"17043",3.8,13500,1997,2018,null,null,"N","Landfill Gas",{"$nulls":13},0.24082,0.24082,0.24082,0.24082]
["Mallard Lake Electric","55592_G_4",55592,"G","4",null,"Landfill Gas",null,"PJM_COMD","Illinois",17,"Dupage",43,"17043",7.6,13500,1997,2018,null,null,"N","Landfill Gas",{"$nulls":12},1.8,0.24082,0.24082,0.24082,0.24082]
["Dixon/Lee Energy Partners LLC","55763_G_DX1",55763,"G","DX1",null,"Landfill Gas",null,"PJM_COMD","Illinois",17,"Lee",103,"17103",0.9,13500,1999,2017,null,null,"N","Landfill Gas",{"$nulls":13},0.24082,0.24082,0.24082,0.24082]
["Dixon/Lee Energy Partners LLC","55763_G_DX2",55763,"G","DX2",null,"Landfill Gas",null,"PJM_COMD","Illinois",17,"Lee",103,"17103",0.9,13500,1999,2017,null,null,"N","Landfill Gas",{"$nulls":13},0.24082,0.24082,0.24082,0.24082]
["Dixon/Lee Energy Partners LLC","55763_G_DX3",55763,"G","DX3",null,"Landfill Gas",null,"PJM_COMD","Illinois",17,"Lee",103,"17103",0.9,13500,1999,2017,null,null,"N","Landfill Gas",{"$nulls":13},0.24082,0.24082,0.24082,0.24082]
["Dixon/Lee Energy Partners LLC","55763_G_DX4",55763,"G","DX4",null,"Landfill Gas",null,"PJM_COMD","Illinois",17,"Lee",103,"17103",0.9,13500,1999,2017,null,null,"N","Landfill Gas",{"$nulls":13},0.24082,0.24082,0.24082,0.24082]
["Morris Genco LLC","55774_G_MO4",55774,"G","MO4",null,"Landfill Gas",null,"PJM_COMD","Illinois",17,"Grundy",63,"17063",1,13500,2012,2018,null,null,"N","Landfill Gas",{"$nulls":13},0.24082,0.24082,0.24082,0.24082]
["Morris Genco LLC","55774_G_MO5",55774,"G","MO5",null,"Landfill Gas",null,"PJM_COMD","Illinois",17,"Grundy",63,"17063",1,13500,2012,2018,null,null,"N","Landfill Gas",{"$nulls":13},0.24082,0.24082,0.24082,0.24082]
["Barre","55776_G_BA1",55776,"G","BA1",null,"Landfill Gas",null,"NENGREST","Massachusetts",25,"Worcester",27,"25027",0.4,13682,1996,2017,null,null,"N","Landfill Gas",{"$nulls":13},0.13831,0.13831,0.13831,0.13831]
["Barre","55776_G_BA2",55776,"G","BA2",null,"Landfill Gas",null,"NENGREST","Massachusetts",25,"Worcester",27,"25027",0.4,13684,1996,2017,null,null,"N","Landfill Gas",{"$nulls":13},0.13831,0.13831,0.13831,0.13831]
["RCWMD Badlands Landfill Gas Project","55820_G_GEN1",55820,"G","GEN1",null,"Landfill Gas",null,"WECC_SCE","California",6,"Riverside",65,"06065",1,14242,2001,2017,null,null,"N","Landfill Gas",{"$nulls":13},0.11822,0.11822,0.11822,0.11822]
["Auburndale Peaker Energy Center","55833_G_CTP",55833,"G","CTP",8444,"Combustion Turbine",null,"FRCC","Florida",12,"Polk",105,"12105",117,12070,2002,2018,null,null,"N","Natural Gas, Distillate Fuel Oil",{"$nulls":3},"H2O",{"$nulls":8},0.8,0.08926,0.08926,0.08926,0.08926]
["Inland Empire Energy Center","55853_G_1",55853,"G","1",89652,"Combined Cycle",null,"WECC_SCE","California",6,"Riverside",65,"06065",345,7050,2009,2020,null,null,"N","Natural Gas",{"$nulls":3},"DLNB + NH3","SCR",2009,{"$nulls":7},0.6508,0.00549,0.6508,0.00549]
["Inland Empire Energy Center","55853_G_2",55853,"G","2",89653,"Combined Cycle",null,"WECC_SCE","California",6,"Riverside",65,"06065",345,7050,2010,2020,null,null,"N","Natural Gas",{"$nulls":3},"DLNB + NH3","SCR",2010,{"$nulls":7},0.00784,0.00784,0.00784,0.00784]
["Benson Power Biomass Plant","55867_B_B1",55867,"B","B1",88090,"Biomass",null,"MIS_MNWI","Minnesota",27,"Swift",151,"27151",55,15936,2007,2018,"stoker/SPR",null,"N","Biomass","Dry Scrubber",2007,0.8,"NH3","SNCR",null,"2007","B","NA",{"$nulls":4},0.13359,0.13359,0.13359,0.13359]
["Montgomery County Oaks LFGE Plant","55885_G_GEJGC",55885,"G","GEJGC",null,"Landfill Gas",null,"PJM_SMAC","Maryland",24,"Montgomery",31,"24031",0.8,13500,2009,2017,null,null,"N","Landfill Gas",{"$nulls":13},0.24082,0.24082,0.24082,0.24082]
["Wabuska","55988_G_1",55988,"G","1",null,"Geothermal",null,"WECC_NNV","Nevada",32,"Lyon",19,"32019",0.4,9771,1984,2018,null,null,"N","Geothermal",{"$nulls":13},0,0,0,0,0.4563,0.4563,0.4563]
["Wabuska","55988_G_2",55988,"G","2",null,"Geothermal",null,"WECC_NNV","Nevada",32,"Lyon",19,"32019",0.4,9771,1988,2018,null,null,"N","Geothermal",{"$nulls":13},0,0,0,0,0.4563,0.4563,0.4563]
["Wabuska","55988_G_3",55988,"G","3",null,"Geothermal",null,"WECC_NNV","Nevada",32,"Lyon",19,"32019",0.1,9771,2002,2018,null,null,"N","Geothermal",{"$nulls":13},0,0,0,0,0.4563,0.4563,0.4563]
["Wabuska","55988_G_4",55988,"G","4",null,"Geothermal",null,"WECC_NNV","Nevada",32,"Lyon",19,"32019",0.4,9771,2011,2018,null,null,"N","Geothermal",{"$nulls":13},0,0,0,0,0.4563,0.4563,0.4563]
["Wabuska","55988_G_5",55988,"G","5",null,"Geothermal",null,"WECC_NNV","Nevada",32,"Lyon",19,"32019",0.4,9771,2011,2018,null,null,"N","Geothermal",{"$nulls":13},0,0,0,0,0.4563,0.4563,0.4563]
["Wabuska","55988_G_6",55988,"G","6",null,"Geothermal",null,"WECC_NNV","Nevada",32,"Lyon",19,"32019",0.4,9771,2011,2018,null,null,"N","Geothermal",{"$nulls":13},0,0,0,0,0.4563,0.4563,0.4563]
["Wabuska","55988_G_7",55988,"G","7",null,"Geothermal",null,"WECC_NNV","Nevada",32,"Lyon",19,"32019",0.4,9771,2011,2018,null,null,"N","Geothermal",{"$nulls":13},0,0,0,0,0.4563,0.4563,0.4563]
["Brady","55991_G_TG-1",55991,"G","TG-1",null,"Geothermal",null,"WECC_NNV","Nevada",32,"Churchill",1,"32001",7.5,9771,1992,2018,null,null,"N","Geothermal",{"$nulls":13},0,0,0,0,0.4563,0.4563,0.4563]
["Brady","55991_G_TG-2",55991,"G","TG-2",null,"Geothermal",null,"WECC_NNV","Nevada",32,"Churchill",1,"32001",7.5,9771,1992,2018,null,null,"N","Geothermal",{"$nulls":13},0,0,0,0,0.4563,0.4563,0.4563]
["Brady","55991_G_TG-3",55991,"G","TG-3",null,"Geothermal",null,"WECC_NNV","Nevada",32,"Churchill",1,"32001",6.3,9771,1992,2018,null,null,"N","Geothermal",{"$nulls":13},0,0,0,0,0.4563,0.4563,0.4563]
["Charles R Lowman","56_B_1",56,"B","1",53,"Coal Steam",null,"S_SOU","Alabama",1,"Washington",129,"01129",80,11465,1980,2020,"wall","dry","N","Bituminous","Wet Scrubber",1979,0.85,"LNB",{"$nulls":3},"ESPC","No",{"$nulls":3},4,0.2519,0.7232,0.1549,0.1549,0.05,0.84,0.56,0.9]
["Charles R Lowman","56_B_2",56,"B","2",54,"Coal Steam",null,"S_SOU","Alabama",1,"Washington",129,"01129",238,11077,1979,2020,"wall","dry","N","Bituminous","Wet Scrubber",1979,0.85,"LNB","SCR",2007,null,"ESPH","No",{"$nulls":3},1.2,0.3021,0.075,0.3021,0.075,0.1,0.8,1,0.9]
["Charles R Lowman","56_B_3",56,"B","3",55,"Coal Steam",null,"S_SOU","Alabama",1,"Washington",129,"01129",238,10937,1980,2020,"wall","dry","N","Bituminous","Wet Scrubber",2008,0.85,"LNB","SCR",2008,null,"ESPH","No",{"$nulls":3},1.2,0.38047,0.18875,0.38047,0.18875,0.1,0.8,1,0.9]
["Equus Freeport Power","56032_G_001",56032,"G","001",89349,"Combustion Turbine",null,"NY_Z_K","New York",36,"Nassau",59,"36059",48.1,10800,2004,2004,null,null,"N","Natural Gas, Distillate Fuel Oil",{"$nulls":3},"H2O","SCR",{"$nulls":8},0.01255,0.01255,0.01255,0.01255]
["Seven Mile Creek LFG","56149_G_1",56149,"G","1",null,"Landfill Gas",null,"MIS_MNWI","Wisconsin",55,"Eau Claire",35,"55035",0.8,13500,2004,2017,null,null,"N","Landfill Gas",{"$nulls":13},0.24082,0.24082,0.24082,0.24082]
["Seven Mile Creek LFG","56149_G_2",56149,"G","2",null,"Landfill Gas",null,"MIS_MNWI","Wisconsin",55,"Eau Claire",35,"55035",0.8,13500,2004,2017,null,null,"N","Landfill Gas",{"$nulls":13},0.24082,0.24082,0.24082,0.24082]
["Seven Mile Creek LFG","56149_G_3",56149,"G","3",null,"Landfill Gas",null,"MIS_MNWI","Wisconsin",55,"Eau Claire",35,"55035",0.8,13500,2004,2017,null,null,"N","Landfill Gas",{"$nulls":13},0.24082,0.24082,0.24082,0.24082]
["Seven Mile Creek LFG","56149_G_4",56149,"G","4",null,"Landfill Gas",null,"MIS_MNWI","Wisconsin",55,"Eau Claire",35,"55035",1,13500,2008,2017,null,null,"N","Landfill Gas",{"$nulls":13},0.24082,0.24082,0.24082,0.24082]
["Kennecott Power Plant","56163_B_4",56163,"B","4",null,"Coal Steam",null,"WECC_UT","Utah",49,"Salt Lake",35,"49035",75,10428,1959,2019,"tangential","dry","N","Bituminous",{"$nulls":3},"LNB",{"$nulls":3},"ESPH","No",{"$nulls":3},1.32,0.44315,0.44315,0.139,0.139,0.9,0.94,1]
["NEO Freehold Gen LLC","56169_G_UNT1",56169,"G","UNT1",null,"Combustion Turbine","IC Engine","PJM_EMAC","New Jersey",34,"Monmouth",25,"34025",1.1,9800,1997,2017,null,null,"Y","Natural Gas",{"$nulls":12},0.004,0.1387,0.1387,0.1387,0.1387]
["NEO Freehold Gen LLC","56169_G_UNT2",56169,"G","UNT2",null,"Combustion Turbine","IC Engine","PJM_EMAC","New Jersey",34,"Monmouth",25,"34025",1.1,9800,1997,2017,null,null,"Y","Natural Gas",{"$nulls":12},0.004,0.1387,0.1387,0.1387,0.1387]
["Mid Valley Plant","56170_G_UNT1",56170,"G","UNT1",null,"Landfill Gas",null,"WECC_SCE","California",6,"San Bernardino",71,"06071",1.3,15155,2003,2016,null,null,"N","Landfill Gas",{"$nulls":13},0.08623,0.08623,0.08623,0.08623]
["Mid Valley Plant","56170_G_UNT2",56170,"G","UNT2",null,"Landfill Gas",null,"WECC_SCE","California",6,"San Bernardino",71,"06071",1.3,15155,2003,2016,null,null,"N","Landfill Gas",{"$nulls":13},0.08623,0.08623,0.08623,0.08623]
["Perham Incinerator","56243_G_1",56243,"G","1",null,"Municipal Solid Waste",null,"MIS_MNWI","Minnesota",27,"Otter Tail",111,"27111",0.8,8000,2003,2018,null,null,"Y","MSW","Dry Scrubber",2003,0.95,{"$nulls":10},0.86321,0.86321,0.86321,0.86321,0.08,0.08,0.08]
["Westchester Gas Recovery","56417_G_W1",56417,"G","W1",null,"Landfill Gas",null,"PJM_COMD","Illinois",17,"Cook",31,"17031",1.8,13500,2004,2018,null,null,"N","Landfill Gas",{"$nulls":13},0.24082,0.24082,0.24082,0.24082]
["Westchester Gas Recovery","56417_G_W2",56417,"G","W2",null,"Landfill Gas",null,"PJM_COMD","Illinois",17,"Cook",31,"17031",1.8,13500,2004,2018,null,null,"N","Landfill Gas",{"$nulls":13},0.24082,0.24082,0.24082,0.24082]
["Des Plaines Gas Recovery","56418_G_DP1",56418,"G","DP1",null,"Landfill Gas",null,"PJM_COMD","Illinois",17,"Cook",31,"17031",1.8,13500,2004,2017,null,null,"N","Landfill Gas",{"$nulls":13},0.24082,0.24082,0.24082,0.24082]
["Des Plaines Gas Recovery","56418_G_DP2",56418,"G","DP2",null,"Landfill Gas",null,"PJM_COMD","Illinois",17,"Cook",31,"17031",1.8,13500,2004,2017,null,null,"N","Landfill Gas",{"$nulls":13},0.24082,0.24082,0.24082,0.24082]
["Dean Drive Area Electric Generators","56491_G_PG1",56491,"G","PG1",null,"Combustion Turbine","IC Engine","PJM_Dom","Virginia",51,"Manassas City",683,"51683",1.6,10745,2007,2019,null,null,"N","Distillate Fuel Oil",{"$nulls":13},1.77612,1.77612,1.77612,1.77612]
["Dean Drive Area Electric Generators","56491_G_PG2",56491,"G","PG2",null,"Combustion Turbine","IC Engine","PJM_Dom","Virginia",51,"Manassas City",683,"51683",1.6,10745,2007,2019,null,null,"N","Distillate Fuel Oil",{"$nulls":13},1.77612,1.77612,1.77612,1.77612]
["Clark-Floyd Landfill Gas Generating","56539_G_ICG1",56539,"G","ICG1",null,"Landfill Gas",null,"MIS_INKY","Indiana",18,"Clark",19,"18019",1,13500,2007,2018,null,null,"N","Landfill Gas",{"$nulls":13},0.24082,0.24082,0.24082,0.24082]
["Clark-Floyd Landfill Gas Generating","56539_G_ICG2",56539,"G","ICG2",null,"Landfill Gas",null,"MIS_INKY","Indiana",18,"Clark",19,"18019",1,13500,2007,2018,null,null,"N","Landfill Gas",{"$nulls":13},0.24082,0.24082,0.24082,0.24082]
["Clark-Floyd Landfill Gas Generating","56539_G_ICG3",56539,"G","ICG3",null,"Landfill Gas",null,"MIS_INKY","Indiana",18,"Clark",19,"18019",1.4,13500,2009,2018,null,null,"N","Landfill Gas",{"$nulls":13},0.24082,0.24082,0.24082,0.24082]
["Galena 3 Geothermal Power Plant","56541_G_GEN2",56541,"G","GEN2",null,"Geothermal",null,"WECC_NNV","Nevada",32,"Washoe",31,"32031",7.9,9771,2008,2015,null,null,"N","Geothermal",{"$nulls":13},0,0,0,0,0.4563,0.4563,0.4563]
["Bethlehem Renewable Energy LLC","56572_G_1",56572,"G","1",null,"Landfill Gas",null,"PJM_WMAC","Pennsylvania",42,"Northampton",95,"42095",4.7,17743,2008,2019,null,null,"N","Landfill Gas",{"$nulls":13},0.06265,0.06265,0.06265,0.06265]
["Elm Street Substation Generators","56597_G_EP04",56597,"G","EP04",null,"Combustion Turbine","IC Engine","MIS_MO","Missouri",29,"St Francois",187,"29187",1.3,21016,2002,2012,null,null,"N","Distillate Fuel Oil",{"$nulls":13},1.77612,1.77612,1.77612,1.77612]
["Walton Street Substation","56598_G_EP05",56598,"G","EP05",null,"Combustion Turbine","IC Engine","MIS_MO","Missouri",29,"St Francois",187,"29187",1.3,11475,2003,2012,null,null,"N","Distillate Fuel Oil",{"$nulls":13},1.77612,1.77612,1.77612,1.77612]
["Walton Street Substation","56598_G_EP06",56598,"G","EP06",null,"Combustion Turbine","IC Engine","MIS_MO","Missouri",29,"St Francois",187,"29187",1.3,25000,2003,2012,null,null,"N","Distillate Fuel Oil",{"$nulls":13},1.77612,1.77612,1.77612,1.77612]
["Jefferson Street Substation","56599_G_EP08",56599,"G","EP08",null,"Combustion Turbine","IC Engine","MIS_MO","Missouri",29,"St Francois",187,"29187",1.3,25000,2002,2012,null,null,"N","Distillate Fuel Oil",{"$nulls":13},1.77612,1.77612,1.77612,1.77612]
["Jefferson Street Substation","56599_G_EP09",56599,"G","EP09",null,"Combustion Turbine","IC Engine","MIS_MO","Missouri",29,"St Francois",187,"29187",1.3,25000,2002,2012,null,null,"N","Distillate Fuel Oil",{"$nulls":13},1.77612,1.77612,1.77612,1.77612]
["Jefferson Street Substation","56599_G_EP10",56599,"G","EP10",null,"Combustion Turbine","IC Engine","MIS_MO","Missouri",29,"St Francois",187,"29187",1.3,25000,2002,2012,null,null,"N","Distillate Fuel Oil",{"$nulls":13},1.77612,1.77612,1.77612,1.77612]
["NIH Cogeneration Facility","56668_G_CGTG",56668,"G","CGTG",null,"Combustion Turbine",null,"PJM_SMAC","Maryland",24,"Montgomery",31,"24031",21.3,12043,2004,2018,null,null,"Y","Natural Gas",{"$nulls":13},0.0951,0.0951,0.0951,0.0951]
["Bridgeport Station","568_B_BHB3",568,"B","BHB3",373,"Coal Steam",null,"NENG_CT","Connecticut",9,"Fairfield",1,"09001",383,11096,1968,2021,"tangential","dry","N","Subbituminous",null,null,0.5,"LNC2",{"$nulls":3},"ESPC + B","No","ACI",2008,null,0.33,0.14416,0.14416,0.139,0.139,0.1,0.1,0.1,0.9,"Yes"]
["High Plains","56834_G_1",56834,"G","1",null,"Onshore Wind",null,"SPP_SPS","Texas",48,"Carson",65,"48065",10,0,2008,2020,null,null,"N","Wind",{"$nulls":13},0,0,0,0]
["Silver Creek Lift Station","56892_G_1255",56892,"G","1255",null,"Combustion Turbine","IC Engine","S_VACA","North Carolina",37,"Burke",23,"37023",0.2,25000,2008,2017,null,null,"N","Distillate Fuel Oil",{"$nulls":13},1.77612,1.77612,1.77612,1.77612]
["Aspen Biomass Power Plant","56931_B_BoilA",56931,"B","BoilA",null,"Biomass",null,"ERC_REST","Texas",48,"Angelina",5,"48005",50,13500,2011,2015,null,null,"N","Biomass",{"$nulls":4},"SCR",2011,null,"ESPH","No",{"$nulls":4},0.05794,0.05794,0.05794,0.05794]
["Calabasas Gas to Energy Facility","57163_G_GEN2",57163,"G","GEN2",null,"Landfill Gas",null,"WECC_SCE","California",6,"Los Angeles",37,"06037",3.3,14242,2010,2018,null,null,"N","Landfill Gas",{"$nulls":13},0.03522,0.03522,0.03522,0.03522]
["Trishe Wind Minnesota","57255_G_1",57255,"G","1",null,"Onshore Wind",null,"MIS_MNWI","Minnesota",27,"Kandiyohi",67,"27067",40,0,2018,2018,null,null,"N","Wind",{"$nulls":13},0,0,0,0]
["Lubbock Wind Ranch","57259_G_1",57259,"G","1",null,"Onshore Wind",null,"SPP_SPS","Texas",48,"Lubbock",303,"48303",2.5,0,2010,2019,null,null,"N","Wind",{"$nulls":13},0,0,0,0]
["Lubbock Wind Ranch","57259_G_2",57259,"G","2",null,"Onshore Wind",null,"SPP_SPS","Texas",48,"Lubbock",303,"48303",2.5,0,2010,2019,null,null,"N","Wind",{"$nulls":13},0,0,0,0]
["Lubbock Wind Ranch","57259_G_3",57259,"G","3",null,"Onshore Wind",null,"SPP_SPS","Texas",48,"Lubbock",303,"48303",2.5,0,2010,2019,null,null,"N","Wind",{"$nulls":13},0,0,0,0]
["Dutch Wind Energy","57301_G_DEC",57301,"G","DEC",null,"Onshore Wind",null,"WECC_SCE","California",6,"Riverside",65,"06065",8,0,1994,2020,null,null,"N","Wind",{"$nulls":13},0,0,0,0]
["MP Durham LLC","57365_G_1C",57365,"G","1C",null,"Landfill Gas",null,"S_VACA","North Carolina",37,"Durham",63,"37063",1.1,13500,2010,2018,null,null,"N","Landfill Gas",{"$nulls":13},0.24082,0.24082,0.24082,0.24082]
["Matrix Buildings A&B (Perth Amboy) Solar","57384_G_SWC1",57384,"G","SWC1",null,"Solar PV",null,"PJM_EMAC","New Jersey",34,"Middlesex",23,"34023",3.5,0,2012,2017,null,null,"N","Solar",{"$nulls":13},0,0,0,0]
["Double A Digester","57425_G_1",57425,"G","1",null,"Non-Fossil Waste",null,"WECC_ID","Idaho",16,"Jerome",53,"16053",1.5,13500,2011,2019,null,null,"N","Non-Fossil Waste",{"$nulls":13},0,0,0,0]
["Double A Digester","57425_G_2",57425,"G","2",null,"Non-Fossil Waste",null,"WECC_ID","Idaho",16,"Jerome",53,"16053",1.5,11373,2012,2019,null,null,"Y","Non-Fossil Waste",{"$nulls":13},0,0,0,0]
["Double A Digester","57425_G_3",57425,"G","3",null,"Non-Fossil Waste",null,"WECC_ID","Idaho",16,"Jerome",53,"16053",1.5,11373,2012,2019,null,null,"Y","Non-Fossil Waste",{"$nulls":13},0,0,0,0]
["Bellefontaine Gas Producers LLC","57433_G_1",57433,"G","1",null,"Landfill Gas",null,"PJM_West","Ohio",39,"Logan",91,"39091",1.6,13500,2009,2019,null,null,"N","Landfill Gas",{"$nulls":13},0.24082,0.24082,0.24082,0.24082]
["Bellefontaine Gas Producers LLC","57433_G_2",57433,"G","2",null,"Landfill Gas",null,"PJM_West","Ohio",39,"Logan",91,"39091",1.6,13500,2009,2019,null,null,"N","Landfill Gas",{"$nulls":13},0.24082,0.24082,0.24082,0.24082]
["Bellefontaine Gas Producers LLC","57433_G_3",57433,"G","3",null,"Landfill Gas",null,"PJM_West","Ohio",39,"Logan",91,"39091",1.6,13500,2009,2019,null,null,"N","Landfill Gas",{"$nulls":13},0.24082,0.24082,0.24082,0.24082]
["Solar Photovoltaic Project #44","57540_G_S44A",57540,"G","S44A",null,"Solar PV",null,"WECC_SCE","California",6,"Riverside",65,"06065",0.5,0,2015,2019,null,null,"N","Solar",{"$nulls":13},0,0,0,0]
["Solar Photovoltaic Project #44","57540_G_S44B",57540,"G","S44B",null,"Solar PV",null,"WECC_SCE","California",6,"Riverside",65,"06065",0.5,0,2015,2019,null,null,"N","Solar",{"$nulls":13},0,0,0,0]
["Solar Photovoltaic Project #44","57540_G_S44C",57540,"G","S44C",null,"Solar PV",null,"WECC_SCE","California",6,"Riverside",65,"06065",0.5,0,2015,2019,null,null,"N","Solar",{"$nulls":13},0,0,0,0]
["Solar Photovoltaic Project #44","57540_G_S44D",57540,"G","S44D",null,"Solar PV",null,"WECC_SCE","California",6,"Riverside",65,"06065",0.5,0,2015,2019,null,null,"N","Solar",{"$nulls":13},0,0,0,0]
["Solar Photovoltaic Project #44","57540_G_S44E",57540,"G","S44E",null,"Solar PV",null,"WECC_SCE","California",6,"Riverside",65,"06065",0.5,0,2015,2019,null,null,"N","Solar",{"$nulls":13},0,0,0,0]
["Solar Photovoltaic Project #44","57540_G_S44F",57540,"G","S44F",null,"Solar PV",null,"WECC_SCE","California",6,"Riverside",65,"06065",0.5,0,2015,2019,null,null,"N","Solar",{"$nulls":13},0,0,0,0]
["Solar Photovoltaic Project #44","57540_G_S44G",57540,"G","S44G",null,"Solar PV",null,"WECC_SCE","California",6,"Riverside",65,"06065",0.5,0,2015,2019,null,null,"N","Solar",{"$nulls":13},0,0,0,0]
["Solar Photovoltaic Project #44","57540_G_S44H",57540,"G","S44H",null,"Solar PV",null,"WECC_SCE","California",6,"Riverside",65,"06065",0.5,0,2015,2019,null,null,"N","Solar",{"$nulls":13},0,0,0,0]
["Solar Photovoltaic Project #44","57540_G_S44I",57540,"G","S44I",null,"Solar PV",null,"WECC_SCE","California",6,"Riverside",65,"06065",0.5,0,2015,2019,null,null,"N","Solar",{"$nulls":13},0,0,0,0]
["Solar Photovoltaic Project #44","57540_G_S44J",57540,"G","S44J",null,"Solar PV",null,"WECC_SCE","California",6,"Riverside",65,"06065",0.5,0,2015,2019,null,null,"N","Solar",{"$nulls":13},0,0,0,0]
["Solar Photovoltaic Project #44","57540_G_S44K",57540,"G","S44K",null,"Solar PV",null,"WECC_SCE","California",6,"Riverside",65,"06065",0.5,0,2015,2019,null,null,"N","Solar",{"$nulls":13},0,0,0,0]
["Solar Photovoltaic Project #44","57540_G_S44L",57540,"G","S44L",null,"Solar PV",null,"WECC_SCE","California",6,"Riverside",65,"06065",0.5,0,2015,2019,null,null,"N","Solar",{"$nulls":13},0,0,0,0]
["Solar Photovoltaic Project #44","57540_G_S44M",57540,"G","S44M",null,"Solar PV",null,"WECC_SCE","California",6,"Riverside",65,"06065",0.5,0,2015,2019,null,null,"N","Solar",{"$nulls":13},0,0,0,0]
["Solar Photovoltaic Project #44","57540_G_S44N",57540,"G","S44N",null,"Solar PV",null,"WECC_SCE","California",6,"Riverside",65,"06065",0.5,0,2015,2019,null,null,"N","Solar",{"$nulls":13},0,0,0,0]
["Solar Photovoltaic Project #44","57540_G_S44O",57540,"G","S44O",null,"Solar PV",null,"WECC_SCE","California",6,"Riverside",65,"06065",0.5,0,2015,2019,null,null,"N","Solar",{"$nulls":13},0,0,0,0]
["Solar Photovoltaic Project #44","57540_G_S44P",57540,"G","S44P",null,"Solar PV",null,"WECC_SCE","California",6,"Riverside",65,"06065",0.5,0,2015,2019,null,null,"N","Solar",{"$nulls":13},0,0,0,0]
["Oakley Generating Station","57552_G_CT1",57552,"G","CT1",null,"Combined Cycle",null,"WEC_CALN","California",6,"Contra Costa",13,"06013",197.3,6250,2018,2018,null,null,"N","Natural Gas",{"$nulls":4},"SCR",{"$nulls":8},0.011,0.011,0.011,0.011]
["Oakley Generating Station","57552_G_CT2",57552,"G","CT2",null,"Combined Cycle",null,"WEC_CALN","California",6,"Contra Costa",13,"06013",197.3,6250,2018,2018,null,null,"N","Natural Gas",{"$nulls":4},"SCR",{"$nulls":8},0.011,0.011,0.011,0.011]
["Oakley Generating Station","57552_G_ST",57552,"G","ST",null,"Combined Cycle",null,"WEC_CALN","California",6,"Contra Costa",13,"06013",191.3,6250,2018,2018,null,null,"N","Natural Gas",{"$nulls":4},"SCR",2018,{"$nulls":7},0.011,0.011,0.011,0.011]
["DOE Golden NWTC Turbine Side","57693_G_ALSTO",57693,"G","ALSTO",null,"Onshore Wind",null,"WECC_CO","Colorado",8,"Jefferson",59,"08059",3,0,2011,2018,null,null,"N","Wind",{"$nulls":13},0,0,0,0]
["Rohr Inc, a UTC Aerospace Systems Company","57713_G_151",57713,"G","151",null,"Combustion Turbine","IC Engine","WEC_SDGE","California",6,"San Diego",73,"06073",3.2,11046,2002,2018,null,null,"Y","Natural Gas, Distillate Fuel Oil",{"$nulls":13},0.04261,0.04261,0.04261,0.04261]
["Rohr Inc, a UTC Aerospace Systems Company","57713_G_152",57713,"G","152",null,"Combustion Turbine","IC Engine","WEC_SDGE","California",6,"San Diego",73,"06073",3.2,11046,2002,2018,null,null,"Y","Natural Gas, Distillate Fuel Oil",{"$nulls":13},0.04261,0.04261,0.04261,0.04261]
["Rohr Inc, a UTC Aerospace Systems Company","57713_G_153",57713,"G","153",null,"Combustion Turbine","IC Engine","WEC_SDGE","California",6,"San Diego",73,"06073",3.2,11046,2002,2018,null,null,"Y","Natural Gas, Distillate Fuel Oil",{"$nulls":13},0.04261,0.04261,0.04261,0.04261]
["Consumer Products (Camas) LLC","57759_B_3PB",57759,"B","3PB",null,"Non-Fossil Waste",null,"WECC_PNW","Washington",53,"Clark",11,"53011",5.4,11414,1992,2018,null,null,"Y","Non-Fossil Waste",{"$nulls":3},"LNB",{"$nulls":3},"ESPH + C","No",{"$nulls":4},0,0,0,0]
["Consumer Products (Camas) LLC","57759_B_4RF",57759,"B","4RF",null,"Non-Fossil Waste",null,"WECC_PNW","Washington",53,"Clark",11,"53011",5.4,11414,1975,2018,null,null,"Y","Non-Fossil Waste","Wet Scrubber",1984,0.9,"LA",{"$nulls":3},"ESPH","No",{"$nulls":4},0,0,0,0]
["Consumer Products (Camas) LLC","57759_B_5PB",57759,"B","5PB",null,"Non-Fossil Waste",null,"WECC_PNW","Washington",53,"Clark",11,"53011",5.4,11414,1992,2018,null,null,"Y","Non-Fossil Waste","Wet Scrubber",1991,0.98,"FR + LNB",{"$nulls":9},0,0,0,0]
["FC Landfill Energy","57786_G_UNIT1",57786,"G","UNIT1",null,"Landfill Gas",null,"PJM_AP","Maryland",24,"Frederick",21,"24021",1,14795,2010,2018,null,null,"N","Landfill Gas",{"$nulls":13},0.24082,0.24082,0.24082,0.24082]
["FC Landfill Energy","57786_G_UNIT2",57786,"G","UNIT2",null,"Landfill Gas",null,"PJM_AP","Maryland",24,"Frederick",21,"24021",1,14797,2010,2018,null,null,"N","Landfill Gas",{"$nulls":13},0.24082,0.24082,0.24082,0.24082]
["Tulsa LFG  LLC","57828_G_GEN2",57828,"G","GEN2",null,"Landfill Gas",null,"SPP_WEST","Oklahoma",40,"Osage",113,"40113",1.4,13500,2013,2016,null,null,"N","Landfill Gas",{"$nulls":13},0.24082,0.24082,0.24082,0.24082]
["SC Landfill Energy LLC","57843_G_GEN1",57843,"G","GEN1",null,"Landfill Gas",null,"PJM_EMAC","New Jersey",34,"Salem",33,"34033",1.8,13500,2008,2020,null,null,"N","Landfill Gas",{"$nulls":13},0.24082,0.24082,0.24082,0.24082]
["SX Landfill Energy LLC","57846_G_UNIT1",57846,"G","UNIT1",null,"Landfill Gas",null,"PJM_EMAC","New Jersey",34,"Sussex",37,"34037",1.5,13500,2011,2020,null,null,"N","Landfill Gas",{"$nulls":13},0.24082,0.24082,0.24082,0.24082]
["SX Landfill Energy LLC","57846_G_UNIT2",57846,"G","UNIT2",null,"Landfill Gas",null,"PJM_EMAC","New Jersey",34,"Sussex",37,"34037",1.5,13500,2011,2020,null,null,"N","Landfill Gas",{"$nulls":13},0.24082,0.24082,0.24082,0.24082]
["BC Landfill Energy LLC","57847_G_UNIT1",57847,"G","UNIT1",null,"Landfill Gas",null,"PJM_EMAC","New Jersey",34,"Burlington",5,"34005",1.4,13500,2007,2020,null,null,"N","Landfill Gas",{"$nulls":13},0.24082,0.24082,0.24082,0.24082]
["BC Landfill Energy LLC","57847_G_UNIT2",57847,"G","UNIT2",null,"Landfill Gas",null,"PJM_EMAC","New Jersey",34,"Burlington",5,"34005",1.4,13500,2007,2020,null,null,"N","Landfill Gas",{"$nulls":13},0.24082,0.24082,0.24082,0.24082]
["BC Landfill Energy LLC","57847_G_UNIT3",57847,"G","UNIT3",null,"Landfill Gas",null,"PJM_EMAC","New Jersey",34,"Burlington",5,"34005",1.4,13500,2007,2020,null,null,"N","Landfill Gas",{"$nulls":13},0.24082,0.24082,0.24082,0.24082]
["BC Landfill Energy LLC","57847_G_UNIT4",57847,"G","UNIT4",null,"Landfill Gas",null,"PJM_EMAC","New Jersey",34,"Burlington",5,"34005",1.4,13500,2007,2020,null,null,"N","Landfill Gas",{"$nulls":13},0.24082,0.24082,0.24082,0.24082]
["BC Landfill Energy LLC","57847_G_UNIT5",57847,"G","UNIT5",null,"Landfill Gas",null,"PJM_EMAC","New Jersey",34,"Burlington",5,"34005",1.4,13500,2007,2020,null,null,"N","Landfill Gas",{"$nulls":13},0.24082,0.24082,0.24082,0.24082]
["WC Landfill Energy LLC","57848_G_GEN1",57848,"G","GEN1",null,"Landfill Gas",null,"PJM_EMAC","New Jersey",34,"Warren",41,"34041",1.8,13500,2006,2016,null,null,"N","Landfill Gas",{"$nulls":13},0.24082,0.24082,0.24082,0.24082]
["Evergreen Community Power","58023_B_1",58023,"B","1",null,"Biomass",null,"PJM_WMAC","Pennsylvania",42,"Berks",11,"42011",25,15296,2009,2018,null,null,"Y","Biomass",null,null,0.889,null,"SCR",2009,null,"ESPH","No",{"$nulls":4},0.03799,0.03799,0.03799,0.03799,{"$nulls":4},"Yes"]
["Windy Ridge Generating Facility","58055_G_1",58055,"G","1",null,"Non-Fossil Waste",null,"MIS_INKY","Indiana",18,"Jasper",73,"18073",0.6,11414,2012,2018,null,null,"N","Non-Fossil Waste",{"$nulls":13},0,0,0,0]
["Windy Ridge Generating Facility","58055_G_2",58055,"G","2",null,"Non-Fossil Waste",null,"MIS_INKY","Indiana",18,"Jasper",73,"18073",0.6,11414,2012,2018,null,null,"N","Non-Fossil Waste",{"$nulls":13},0,0,0,0]
["Lake Marion","58229_G_GEN1",58229,"G","GEN1",null,"Combustion Turbine","IC Engine","MIS_MNWI","Minnesota",27,"Dakota",37,"27037",8.8,10745,2000,2018,null,null,"N","Natural Gas, Distillate Fuel Oil",{"$nulls":13},3.62898,3.62898,3.62898,3.62898]
["Hastings","58230_G_GEN1",58230,"G","GEN1",null,"Combustion Turbine","IC Engine","MIS_MNWI","Minnesota",27,"Dakota",37,"27037",8.8,10745,2000,2018,null,null,"N","Natural Gas, Distillate Fuel Oil",{"$nulls":13},3.62898,3.62898,3.62898,3.62898]
["SREC Bath LFGTE","58295_G_GEN1",58295,"G","GEN1",null,"Landfill Gas",null,"NY_Z_C&E","New York",36,"Steuben",101,"36101",1.6,13500,2010,2019,null,null,"N","Landfill Gas",{"$nulls":13},0.24082,0.24082,0.24082,0.24082]
["SREC Bath LFGTE","58295_G_GEN2",58295,"G","GEN2",null,"Landfill Gas",null,"NY_Z_C&E","New York",36,"Steuben",101,"36101",1.6,13500,2010,2019,null,null,"N","Landfill Gas",{"$nulls":13},0.24082,0.24082,0.24082,0.24082]
["Chilocco Wind Farm","58406_G_2",58406,"G","2",null,"Onshore Wind",null,"SPP_WEST","Oklahoma",40,"Kay",71,"40071",76.5,0,2018,2018,null,null,"N","Wind",{"$nulls":13},0,0,0,0]
["Missouri Center for Waste to Energy","58421_G_320",58421,"G","320",null,"Landfill Gas",null,"MIS_MO","Missouri",29,"Pettis",159,"29159",1,13500,2014,2018,null,null,"N","Landfill Gas",{"$nulls":13},0.24082,0.24082,0.24082,0.24082]
["Missouri Center for Waste to Energy","58421_G_420",58421,"G","420",null,"Landfill Gas",null,"MIS_MO","Missouri",29,"Pettis",159,"29159",1.4,13500,2014,2018,null,null,"N","Landfill Gas",{"$nulls":13},0.24082,0.24082,0.24082,0.24082]
["Mesa Solar Array","58466_G_MSA1",58466,"G","MSA1",null,"Solar PV",null,"WECC_AZ","Arizona",4,"Maricopa",13,"04013",4,0,2013,2016,null,null,"N","Solar",{"$nulls":13},0,0,0,0]
["Oshkosh Foundation Rosedale Biodigester LL","58555_G_95100",58555,"G","95100",null,"Non-Fossil Waste",null,"MIS_WUMS","Wisconsin",55,"Winnebago",139,"55139",1.4,13500,2014,2019,null,null,"N","Non-Fossil Waste",{"$nulls":13},0,0,0,0]
["Synata Hugoton","58613_B_2000",58613,"B","2000",null,"O/G Steam",null,"SPP_N","Kansas",20,"Stevens",189,"20189",6,11269,2013,2019,null,null,"Y","Natural Gas",{"$nulls":3},"LNB + OFA","SCR",2016,{"$nulls":7},0.03966,0.03966,0.03966,0.03966]
["Kenansville Solar 2, LLC","58803_G_INV2",58803,"G","INV2",null,"Solar PV",null,"S_VACA","North Carolina",37,"Duplin",61,"37061",0.5,0,2016,2017,null,null,"N","Solar",{"$nulls":13},0,0,0,0]
["Kenansville Solar 2, LLC","58803_G_INV3",58803,"G","INV3",null,"Solar PV",null,"S_VACA","North Carolina",37,"Duplin",61,"37061",0.5,0,2016,2017,null,null,"N","Solar",{"$nulls":13},0,0,0,0]
["Kenansville Solar 2, LLC","58803_G_INV4",58803,"G","INV4",null,"Solar PV",null,"S_VACA","North Carolina",37,"Duplin",61,"37061",0.5,0,2016,2017,null,null,"N","Solar",{"$nulls":13},0,0,0,0]
["AES ES Tait","58826_G_TTES",58826,"G","TTES",null,"Energy Storage",null,"PJM_West","Ohio",39,"Montgomery",113,"39113",20,0,2013,2017,null,null,"N","Energy Storage",{"$nulls":13},0,0,0,0]
["Missouri S&T - Power Plant","58923_G_1000",58923,"G","1000",null,"Combustion Turbine","IC Engine","MIS_AR","Missouri",29,"Phelps",161,"29161",1,12822,1988,2018,null,null,"N","Natural Gas, Distillate Fuel Oil",{"$nulls":13},1.77612,1.77612,1.77612,1.77612]
["Trishe Wind Colorado","58928_G_1",58928,"G","1",null,"Onshore Wind",null,"WECC_CO","Colorado",8,"Phillips",95,"08095",30,0,2018,2018,null,null,"N","Wind",{"$nulls":13},0,0,0,0]
["Woodville Renewable Power Project","58944_B_2771",58944,"B","2771",null,"Biomass",null,"MIS_WOTA","Texas",48,"Tyler",457,"48457",46,14644,2014,2019,null,null,"N","Biomass",{"$nulls":4},"SCR",2014,null,"B","NA",{"$nulls":4},0.05794,0.05794,0.05794,0.05794,{"$nulls":4},"Yes"]
["Bristol Myers Squibb Wallingford","58948_G_DG12",58948,"G","DG12",null,"Combustion Turbine","IC Engine","NENG_CT","Connecticut",9,"New Haven",9,"09009",0.8,25000,1987,2018,null,null,"N","Natural Gas, Distillate Fuel Oil",{"$nulls":13},2.52469,2.52469,2.52469,2.52469]
["Bristol Myers Squibb Wallingford","58948_G_DG3",58948,"G","DG3",null,"Combustion Turbine","IC Engine","NENG_CT","Connecticut",9,"New Haven",9,"09009",1.8,25000,2002,2018,null,null,"N","Natural Gas, Distillate Fuel Oil",{"$nulls":13},2.52469,2.52469,2.52469,2.52469]
["Bristol Myers Squibb Wallingford","58948_G_SOL",58948,"G","SOL",null,"Combustion Turbine",null,"NENG_CT","Connecticut",9,"New Haven",9,"09009",4.6,14842,1998,2018,null,null,"N","Natural Gas, Distillate Fuel Oil",{"$nulls":13},0.0951,0.0951,0.0951,0.0951]
["IDE 1 LLC","58967_G_UNIT1",58967,"G","UNIT1",null,"Non-Fossil Waste",null,"WECC_ID","Idaho",16,"Jerome",53,"16053",0.8,13500,2012,2015,null,null,"N","Non-Fossil Waste",{"$nulls":13},0,0,0,0]
["IDE 1 LLC","58967_G_UNIT2",58967,"G","UNIT2",null,"Non-Fossil Waste",null,"WECC_ID","Idaho",16,"Jerome",53,"16053",0.8,13500,2012,2015,null,null,"N","Non-Fossil Waste",{"$nulls":13},0,0,0,0]
["IDE 1 LLC","58967_G_UNIT3",58967,"G","UNIT3",null,"Non-Fossil Waste",null,"WECC_ID","Idaho",16,"Jerome",53,"16053",0.8,13500,2012,2015,null,null,"N","Non-Fossil Waste",{"$nulls":13},0,0,0,0]
["IDE 2 LLC","58968_G_UNIT1",58968,"G","UNIT1",null,"Non-Fossil Waste",null,"WECC_ID","Idaho",16,"Jerome",53,"16053",1.5,40000,2012,2015,null,null,"N","Non-Fossil Waste",{"$nulls":13},0,0,0,0]
["IDE 2 LLC","58968_G_UNIT2",58968,"G","UNIT2",null,"Non-Fossil Waste",null,"WECC_ID","Idaho",16,"Jerome",53,"16053",1.5,40000,2012,2015,null,null,"N","Non-Fossil Waste",{"$nulls":13},0,0,0,0]
["IDE 2 LLC","58968_G_UNIT3",58968,"G","UNIT3",null,"Non-Fossil Waste",null,"WECC_ID","Idaho",16,"Jerome",53,"16053",1.5,40000,2012,2015,null,null,"N","Non-Fossil Waste",{"$nulls":13},0,0,0,0]
["IDE 3 LLC","58969_G_UNIT1",58969,"G","UNIT1",null,"Non-Fossil Waste",null,"WECC_ID","Idaho",16,"Gooding",47,"16047",0.8,40000,2012,2015,null,null,"N","Non-Fossil Waste",{"$nulls":13},0,0,0,0]
["IDE 3 LLC","58969_G_UNIT2",58969,"G","UNIT2",null,"Non-Fossil Waste",null,"WECC_ID","Idaho",16,"Gooding",47,"16047",0.8,40000,2012,2015,null,null,"N","Non-Fossil Waste",{"$nulls":13},0,0,0,0]
["IDE 4 LLC","58970_G_UNIT1",58970,"G","UNIT1",null,"Non-Fossil Waste",null,"WECC_ID","Idaho",16,"Jerome",53,"16053",1.1,13500,2013,2015,null,null,"N","Non-Fossil Waste",{"$nulls":13},0,0,0,0]
["IDE 4 LLC","58970_G_UNIT2",58970,"G","UNIT2",null,"Non-Fossil Waste",null,"WECC_ID","Idaho",16,"Jerome",53,"16053",1.1,13500,2013,2015,null,null,"N","Non-Fossil Waste",{"$nulls":13},0,0,0,0]
["IDE 4 LLC","58970_G_UNIT3",58970,"G","UNIT3",null,"Non-Fossil Waste",null,"WECC_ID","Idaho",16,"Jerome",53,"16053",1.1,13500,2013,2015,null,null,"N","Non-Fossil Waste",{"$nulls":13},0,0,0,0]
["California Dairy Energy I LLC","58971_G_UNIT1",58971,"G","UNIT1",null,"Non-Fossil Waste",null,"WECC_SCE","California",6,"Tulare",107,"06107",1.1,13500,2012,2015,null,null,"N","Non-Fossil Waste",{"$nulls":13},0,0,0,0]
["California Dairy Energy I LLC","58971_G_UNIT2",58971,"G","UNIT2",null,"Non-Fossil Waste",null,"WECC_SCE","California",6,"Tulare",107,"06107",1.1,13500,2012,2015,null,null,"N","Non-Fossil Waste",{"$nulls":13},0,0,0,0]
["California Dairy Energy I LLC","58971_G_UNIT3",58971,"G","UNIT3",null,"Non-Fossil Waste",null,"WECC_SCE","California",6,"Tulare",107,"06107",1.1,13500,2012,2015,null,null,"N","Non-Fossil Waste",{"$nulls":13},0,0,0,0]
["Mariah South","59007_G_MAR S",59007,"G","MAR S",null,"Onshore Wind",null,"ERC_PHDL","Texas",48,"Parmer",369,"48369",210.4,0,2017,2021,null,null,"N","Wind",{"$nulls":13},0,0,0,0]
["Portable Generator 1","59196_G_IC1",59196,"G","IC1",null,"Combustion Turbine","IC Engine","MIS_MAPP","North Dakota",38,"Mckenzie",53,"38053",2,10745,2005,2018,null,null,"N","Natural Gas, Distillate Fuel Oil",{"$nulls":13},1.77612,1.77612,1.77612,1.77612]
["Hidden View Dairy, LLC","59260_G_HV2",59260,"G","HV2",null,"Non-Fossil Waste",null,"MIS_INKY","Indiana",18,"Jasper",73,"18073",0.3,11414,2007,2016,null,null,"N","Non-Fossil Waste",{"$nulls":13},0,0,0,0]
["Helios Plaza CHP Plant","59378_G_GEN1",59378,"G","GEN1",null,"Combustion Turbine",null,"ERC_REST","Texas",48,"Harris",201,"48201",4.3,14116,2010,2017,null,null,"Y","Natural Gas, Distillate Fuel Oil",{"$nulls":13},0.0951,0.0951,0.0951,0.0951]
["Pacific Rim Dairy Digester","59447_G_00001",59447,"G","00001",null,"Non-Fossil Waste",null,"WECC_SCE","California",6,"Tulare",107,"06107",1,13790,2014,2018,null,null,"N","Non-Fossil Waste",{"$nulls":13},0,0,0,0]
["Clean Fuel Dane Community Digester","59559_G_GEN#1",59559,"G","GEN#1",null,"Non-Fossil Waste",null,"MIS_WUMS","Wisconsin",55,"Dane",25,"55025",1,9159,2011,2020,null,null,"Y","Non-Fossil Waste",{"$nulls":13},0,0,0,0]
["Clean Fuel Dane Community Digester","59559_G_GEN#2",59559,"G","GEN#2",null,"Non-Fossil Waste",null,"MIS_WUMS","Wisconsin",55,"Dane",25,"55025",1,9159,2011,2020,null,null,"Y","Non-Fossil Waste",{"$nulls":13},0,0,0,0]
["Caprock Solar 2 LLC","59846_G_PV1",59846,"G","PV1",null,"Solar PV","","SPP_SPS","New Mexico",35,"Quay",37,"35037",30,0,2018,2018,null,null,"N","Solar",{"$nulls":13},0,0,0,0]
["Lowell Solar Landfill","59873_G_PV",59873,"G","PV",null,"Solar PV",null,"NENGREST","Massachusetts",25,"Middlesex",17,"25017",1.3,0,2013,2019,null,null,"N","Solar",{"$nulls":13},0,0,0,0]
["McKee Run","599_B_3",599,"B","3",394,"O/G Steam",null,"PJM_EMAC","Delaware",10,"Kent",1,"10001",103,11866,1975,2021,"wall","dry","N","Natural Gas",{"$nulls":3},"LA + LNB + OFA","SNCR",{"$nulls":7},0.05,0.3396,0.20518,0.3396,0.20518]
["Easter","59971_G_ESTR1",59971,"G","ESTR1",null,"Onshore Wind",null,"ERC_PHDL","Texas",48,"Castro",69,"48069",300,0,2018,2018,null,null,"N","Wind",{"$nulls":13},0,0,0,0]
["Lebanon Solar 1","59991_G_LEB1",59991,"G","LEB1",null,"Solar PV",null,"NENG_CT","Connecticut",9,"New London",11,"09011",2,0,2017,2017,null,null,"N","Solar",{"$nulls":13},0,0,0,0]
["Lebanon Solar 2","59992_G_LEB2",59992,"G","LEB2",null,"Solar PV",null,"NENG_CT","Connecticut",9,"New London",11,"09011",2,0,2017,2017,null,null,"N","Solar",{"$nulls":13},0,0,0,0]
["SunE Redlands","60031_G_RDNDS",60031,"G","RDNDS",null,"Solar PV",null,"WECC_SCE","California",6,"San Bernardino",71,"06071",1.5,0,2016,2016,null,null,"N","Solar",{"$nulls":13},0,0,0,0]
["Duck Creek","6016_B_1",6016,"B","1",2679,"Coal Steam",null,"MIS_IL","Illinois",17,"Fulton",57,"17057",410,10372,1976,2019,"wall","dry","N","Bituminous, Subbituminous","Wet Scrubber",2009,0.99,"LNB","SCR",2003,null,"ESPC","No",{"$nulls":3},0.5,0.3699,0.14793,0.3699,0.14793,0.1,0.1,0.56,0.99]
["ESS Lewes","60216_G_ESSLS",60216,"G","ESSLS",null,"Energy Storage",null,"PJM_EMAC","Delaware",10,"Sussex",5,"10005",8,0,2017,2017,null,null,"N","Energy Storage",{"$nulls":13},0,0,0,0]
["Bristol Plant","60222_G_B1",60222,"G","B1",null,"Landfill Gas",null,"S_C_TVA","Virginia",51,"Bristol City",520,"51520",0.3,13648,2016,2019,null,null,"N","Landfill Gas",{"$nulls":13},0.58809,0.58809,0.58809,0.58809]
["Bristol Plant","60222_G_B2",60222,"G","B2",null,"Landfill Gas",null,"S_C_TVA","Virginia",51,"Bristol City",520,"51520",0.3,13648,2016,2019,null,null,"N","Landfill Gas",{"$nulls":13},0.58809,0.58809,0.58809,0.58809]
["Bristol Plant","60222_G_B3",60222,"G","B3",null,"Landfill Gas",null,"S_C_TVA","Virginia",51,"Bristol City",520,"51520",0.3,13648,2016,2019,null,null,"N","Landfill Gas",{"$nulls":13},0.58809,0.58809,0.58809,0.58809]
["Bristol Plant","60222_G_B4",60222,"G","B4",null,"Landfill Gas",null,"S_C_TVA","Virginia",51,"Bristol City",520,"51520",0.3,13648,2016,2019,null,null,"N","Landfill Gas",{"$nulls":13},0.58809,0.58809,0.58809,0.58809]
["Bristol Plant","60222_G_B5",60222,"G","B5",null,"Landfill Gas",null,"S_C_TVA","Virginia",51,"Bristol City",520,"51520",0.3,13648,2016,2019,null,null,"N","Landfill Gas",{"$nulls":13},0.58809,0.58809,0.58809,0.58809]
["Bristol Plant","60222_G_B6",60222,"G","B6",null,"Landfill Gas",null,"S_C_TVA","Virginia",51,"Bristol City",520,"51520",0.3,13648,2016,2019,null,null,"N","Landfill Gas",{"$nulls":13},0.58809,0.58809,0.58809,0.58809]
["Tex-Mex Renewable Energy Project, LLC","60269_G_WT1",60269,"G","WT1",null,"Onshore Wind",null,"SPP_SPS","Texas",48,"Bailey",17,"48017",80,0,2018,2018,null,null,"N","Wind",{"$nulls":13},0,0,0,0]
["Coal Creek","6030_G_3",6030,"G","3",null,"Combustion Turbine","IC Engine","MIS_MNWI","North Dakota",38,"Mclean",55,"38055",2.1,12822,1979,2016,null,null,"N","Distillate Fuel Oil",{"$nulls":12},3,1.77612,1.77612,1.77612,1.77612]
["Windpark Unlimited 2","60321_G_EXIS2",60321,"G","EXIS2",null,"Onshore Wind",null,"WECC_SCE","California",6,"Riverside",65,"06065",16.1,0,1985,2019,null,null,"N","Wind",{"$nulls":13},0,0,0,0]
["Beaver Valley","6040_G_1",6040,"G","1",null,"Nuclear",null,"PJM_West","Pennsylvania",42,"Beaver",7,"42007",907,10456,1976,2021,null,null,"N","Nuclear Fuel",{"$nulls":13},0,0,0,0]
["Martin","6043_B_PMR1",6043,"B","PMR1",2714,"O/G Steam",null,"FRCC","Florida",12,"Martin",85,"12085",826,11599,1980,2018,"wall","dry","N","Natural Gas, Residual Fuel Oil",{"$nulls":3},"LNB","SCR",2005,{"$nulls":6},0.7,0.10543,0.10543,0.10543,0.10543]
["Martin","6043_B_PMR2",6043,"B","PMR2",2715,"O/G Steam",null,"FRCC","Florida",12,"Martin",85,"12085",826,11692,1981,2018,"wall","dry","N","Natural Gas, Residual Fuel Oil",{"$nulls":3},"LNB","SCR",2005,{"$nulls":6},0.7,0.2094,0.11661,0.2094,0.11661]
["R D Morrow","6061_B_1",6061,"B","1",2729,"Coal Steam",null,"MIS_D_MS","Mississippi",28,"Lamar",73,"28073",180,11297,1978,2018,"wall","dry","N","Bituminous","Wet Scrubber",2011,0.95,"LNB + OFA","SNCR",null,"2011","ESPH","No","ACI",2016,null,1.2,0.40774,0.30581,0.40774,0.30581,0.1,0.1,0.1,0.99]
["R D Morrow","6061_B_2",6061,"B","2",2730,"Coal Steam",null,"MIS_D_MS","Mississippi",28,"Lamar",73,"28073",180,11425,1978,2018,"wall","dry","N","Bituminous","Wet Scrubber",2011,0.95,"LNB + OFA","SNCR",null,"2011","ESPH","No","ACI",2016,null,1.2,0.34337,0.25753,0.34337,0.25753,0.1,0.1,0.1,0.99]
["M&G Resins USA","60642_G_1",60642,"G","1",null,"Non-Fossil Waste","","ERC_REST","Texas",48,"Nueces",355,"48355",11.7,14731,2018,2018,null,null,"N","Non-Fossil Waste",{"$nulls":13},0,0,0,0]
["M&G Resins USA","60642_G_2",60642,"G","2",null,"Non-Fossil Waste","","ERC_REST","Texas",48,"Nueces",355,"48355",11.7,14731,2018,2018,null,null,"N","Non-Fossil Waste",{"$nulls":13},0,0,0,0]
["Turner Energy Storage Project","60675_G_TES",60675,"G","TES",null,"Energy Storage","","WECC_PNW","Washington",53,"Whitman",75,"53075",1.2,0,2014,2018,null,null,"N","Energy Storage",{"$nulls":13},0,0,0,0]
["Colstrip","6076_B_1",6076,"B","1",2750,"Coal Steam",null,"WECC_MT","Montana",30,"Rosebud",87,"30087",307,10781,1975,2020,"tangential","dry","N","Subbituminous","Wet Scrubber",1975,0.85,"LNC1",{"$nulls":3},"WS","NA","ACI",2010,null,1.2,0.3488,0.3488,0.139,0.139,0.1,0.1,0.1,0.8]
["Colstrip","6076_B_2",6076,"B","2",2751,"Coal Steam",null,"WECC_MT","Montana",30,"Rosebud",87,"30087",307,10655,1976,2020,"tangential","dry","N","Subbituminous","Wet Scrubber",1976,0.85,"LNC1",{"$nulls":3},"WS","NA","ACI",2010,null,1.2,0.16211,0.16211,0.139,0.139,0.1,0.1,0.1,0.8]
["AES ADA Energy Storage Array","60811_G_ADA",60811,"G","ADA",null,"Energy Storage","","PJM_EMAC","Pennsylvania",42,"Montgomery",91,"42091",2,0,2013,2018,null,null,"N","Energy Storage",{"$nulls":13},0,0,0,0]
["Somerset Operating Co LLC","6082_B_1",6082,"B","1",2761,"Coal Steam",null,"NY_Z_A","New York",36,"Niagara",63,"36063",686,10106,1984,2020,"wall","dry","N","Bituminous, Subbituminous","Wet Scrubber",1984,0.9,"LNB","SCR",1999,null,"ESPC","No",{"$nulls":3},0.6,0.3416,0.12,0.3416,0.12,0.06,0.1,0.56,0.9500000000000001]
["Lewis & Clark","6089_B_B1",6089,"B","B1",2766,"Coal Steam",null,"MIS_MAPP","Montana",30,"Richland",83,"30083",53,12840,1958,2021,"tangential","dry","N","Lignite","Wet Scrubber",1975,0.6,"LNC1",{"$nulls":3},"WS","NA","ACI",2009,null,2,0.37141,0.37141,0.139,0.139,0.1,0.1,0.1,0.65]
["FirstEnergy Bruce Mansfield","6094_B_1",6094,"B","1",2770,"Coal Steam",null,"PJM_ATSI","Pennsylvania",42,"Beaver",7,"42007",830,10113,1976,2019,"wall","dry","N","Bituminous","Wet Scrubber",1976,0.95,"LNBO","SCR",2005,null,"WS","NA",{"$nulls":3},0.6,0.328,0.07227,0.328,0.07227,0.1,0.7,1,0.99]
["FirstEnergy Bruce Mansfield","6094_B_2",6094,"B","2",2771,"Coal Steam",null,"PJM_ATSI","Pennsylvania",42,"Beaver",7,"42007",830,9991,1977,2019,"wall","dry","N","Bituminous","Wet Scrubber",1977,0.95,"LNB + LNBO","SCR",2006,null,"WS","NA",{"$nulls":3},0.6,0.4603,0.079,0.4603,0.079,0.1,0.7,1,0.99]
["FirstEnergy Bruce Mansfield","6094_B_3",6094,"B","3",2772,"Coal Steam",null,"PJM_ATSI","Pennsylvania",42,"Beaver",7,"42007",850,9923,1980,2019,"wall","dry","N","Bituminous","Wet Scrubber",1980,0.95,"LNBO","SCR",2007,null,"ESPC + WS","No",{"$nulls":3},0.6,0.2603,0.09301,0.2603,0.09301,0.1,0.84,0.56,0.99]
["Hamilton College","61103_G_PV1",61103,"G","PV1",null,"Solar PV","","NY_Z_C&E","New York",36,"Oneida",65,"36065",2,0,2018,2018,null,null,"N","Solar",{"$nulls":13},0,0,0,0]
["McIntosh","6124_B_1",6124,"B","1",2787,"Coal Steam",null,"S_SOU","Georgia",13,"Effingham",103,"13103",142,12623,1979,2019,"wall","dry","N","Bituminous, Subbituminous",null,null,0.5,"OFA",{"$nulls":3},"ESPC","No","ACI",2015,null,5,0.41039,0.41039,0.1549,0.1549,0.1,0.1,0.1,0.9,"Yes",2015]
["Orme Park Water Treatment Plant","61266_G_ORME",61266,"G","ORME",null,"Combustion Turbine","IC Engine","MIS_INKY","Indiana",18,"Johnson",81,"18081",1.5,14397,1997,2018,null,null,"N","Distillate Fuel Oil",{"$nulls":13},1.77612,1.77612,1.77612,1.77612]
["V C Summer","6127_G_2",6127,"G","2",null,"Nuclear",null,"S_VACA","South Carolina",45,"Fairfield",39,"45039",1100,10479,2019,2019,null,null,"N","Nuclear Fuel",{"$nulls":13},0,0,0,0]
["V C Summer","6127_G_3",6127,"G","3",null,"Nuclear",null,"S_VACA","South Carolina",45,"Fairfield",39,"45039",1100,10479,2020,2020,null,null,"N","Nuclear Fuel",{"$nulls":13},0,0,0,0]
["Lauderdale","613_G_23",613,"G","23",90179,"Combustion Turbine",null,"FRCC","Florida",12,"Broward",11,"12011",35,17925,1972,2016,null,null,"N","Natural Gas, Distillate Fuel Oil",{"$nulls":12},0.8,0.55332,0.55332,0.55332,0.55332]
["Lauderdale","613_G_24",613,"G","24",90180,"Combustion Turbine",null,"FRCC","Florida",12,"Broward",11,"12011",35,17925,1972,2016,null,null,"N","Natural Gas, Distillate Fuel Oil",{"$nulls":12},0.8,0.53829,0.53829,0.53829,0.53829]
["Lauderdale","613_G_4GT1",613,"G","4GT1",413,"Combined Cycle",null,"FRCC","Florida",12,"Broward",11,"12011",157,8316,1993,2018,null,null,"N","Natural Gas, Distillate Fuel Oil",{"$nulls":3},"STM",{"$nulls":8},1E-3,0.11615,0.11615,0.11615,0.11615]
["Lauderdale","613_G_4GT2",613,"G","4GT2",414,"Combined Cycle",null,"FRCC","Florida",12,"Broward",11,"12011",157,8316,1993,2018,null,null,"N","Natural Gas, Distillate Fuel Oil",{"$nulls":3},"STM",{"$nulls":8},1E-3,0.11615,0.11615,0.11615,0.11615]
["Lauderdale","613_G_5GT1",613,"G","5GT1",415,"Combined Cycle",null,"FRCC","Florida",12,"Broward",11,"12011",157,8316,1993,2018,null,null,"N","Natural Gas, Distillate Fuel Oil",{"$nulls":3},"STM",{"$nulls":8},1E-3,0.10352,0.10352,0.10352,0.10352]
["Lauderdale","613_G_5GT2",613,"G","5GT2",416,"Combined Cycle",null,"FRCC","Florida",12,"Broward",11,"12011",157,8316,1993,2018,null,null,"N","Natural Gas, Distillate Fuel Oil",{"$nulls":3},"STM",{"$nulls":8},1E-3,0.10352,0.10352,0.10352,0.10352]
["Lauderdale","613_G_ST4",613,"G","ST4",null,"Combined Cycle",null,"FRCC","Florida",12,"Broward",11,"12011",128,8316,1957,2018,null,null,"N","Natural Gas, Distillate Fuel Oil",{"$nulls":3},"STM",{"$nulls":8},1E-3,0.11615,0.11615,0.11615,0.11615]
["Lauderdale","613_G_ST5",613,"G","ST5",null,"Combined Cycle",null,"FRCC","Florida",12,"Broward",11,"12011",128,8316,1958,2018,null,null,"N","Natural Gas, Distillate Fuel Oil",{"$nulls":3},"STM",{"$nulls":8},1E-3,0.10352,0.10352,0.10352,0.10352]
["Gibbons Creek","6136_B_1",6136,"B","1",2796,"Coal Steam",null,"ERC_REST","Texas",48,"Grimes",185,"48185",470,10300,1983,2019,"tangential","dry","N","Subbituminous","Wet Scrubber",1983,0.98,"LNC1",{"$nulls":3},"ESPC","No",{"$nulls":3},1.2,0.10921,0.10921,0.10921,0.10921,0.34,0.1,0.56,0.99]
["Monticello","6147_B_1",6147,"B","1",2807,"Coal Steam",null,"ERC_REST","Texas",48,"Titus",449,"48449",535,11505,1974,2018,"tangential","dry","N","Lignite, Subbituminous",{"$nulls":3},"LNC2","SNCR",null,"2009","ESPC + B","Yes","ACI",2009,null,3,0.14401,0.14401,0.139,0.139,0.1,0.1,0.1]
["Monticello","6147_B_2",6147,"B","2",2808,"Coal Steam",null,"ERC_REST","Texas",48,"Titus",449,"48449",535,11532,1975,2018,"tangential","dry","N","Lignite, Subbituminous",{"$nulls":3},"LNC2","SNCR",null,"2008","ESPC + B","Yes","ACI",2009,null,3,0.15183,0.15183,0.139,0.139,0.1,0.1,0.1]
["Monticello","6147_B_3",6147,"B","3",2809,"Coal Steam",null,"ERC_REST","Texas",48,"Titus",449,"48449",795,11504,1978,2018,"wall","dry","N","Lignite, Subbituminous","Wet Scrubber",1978,0.95,"LNBO","SNCR",null,"2008","ESPC","Yes","ACI",2009,null,1.2,0.142,0.142,0.142,0.142,0.1,0.1,0.1,0.99]
["Pleasant Prairie","6170_B_1",6170,"B","1",2821,"Coal Steam",null,"MIS_WUMS","Wisconsin",55,"Kenosha",59,"55059",594,11201,1980,2018,"wall","dry","N","Subbituminous","Wet Scrubber",2006,0.95,"LNB","SCR",2006,null,"ESPC","Yes","ACI",2016,null,0.1,0.06709,0.06709,0.06709,0.06709,0.1,0.1,0.1,0.99]
["Pleasant Prairie","6170_B_2",6170,"B","2",2822,"Coal Steam",null,"MIS_WUMS","Wisconsin",55,"Kenosha",59,"55059",594,11175,1985,2018,"wall","dry","N","Subbituminous","Wet Scrubber",2007,0.95,"LNB","SCR",2003,null,"ESPC","Yes","ACI",2015,null,0.1,0.06618,0.06618,0.06618,0.06618,0.1,0.1,0.1,0.99]
["Pleasant Prairie","6170_G_3",6170,"G","3",null,"Combustion Turbine","IC Engine","MIS_WUMS","Wisconsin",55,"Kenosha",59,"55059",2,12822,1985,2018,null,null,"N","Distillate Fuel Oil",{"$nulls":12},3,1.77612,1.77612,1.77612,1.77612]
["Turkey Point","621_B_PTP1",621,"B","PTP1",437,"O/G Steam",null,"FRCC","Florida",12,"Miami Dade",86,"12086",396,12930,1967,2016,"wall","dry","N","Natural Gas, Residual Fuel Oil",{"$nulls":3},"LNB",{"$nulls":8},1,0.23585,0.23585,0.23585,0.23585]
["Turkey Point","621_B_PTP2",621,"B","PTP2",437,"O/G Steam",null,"FRCC","Florida",12,"Miami Dade",86,"12086",392,12119,1968,2013,"wall","dry","N","Natural Gas",{"$nulls":3},"LNB",{"$nulls":8},1,0.23585,0.23585,0.23585,0.23585]
["Durant","6220_G_6A",6220,"G","6A",null,"Combustion Turbine","IC Engine","MIS_IA","Iowa",19,"Cedar",31,"19031",2.1,11960,1970,2018,null,null,"N","Natural Gas, Distillate Fuel Oil",{"$nulls":12},2.5,1.77612,1.77612,1.77612,1.77612]
["Big Bend","645_B_BB02",645,"B","BB02",468,"Coal Steam",null,"FRCC","Florida",12,"Hillsborough",57,"12057",385,10449,1973,2021,"wall","wet","N","Bituminous, Natural Gas","Wet Scrubber",1999,0.95,"LNB","SCR",2009,null,"ESPC","Yes",{"$nulls":3},6.5,0.2041,0.07589,0.2041,0.07589,0.1,0.84,0.56,0.99,{"$nulls":4},"C2G",2018]
["Rocky Ford","6516_G_IC1",6516,"G","IC1",null,"Combustion Turbine","IC Engine","WECC_CO","Colorado",8,"Otero",89,"08089",2,15572,1964,2018,null,null,"N","Distillate Fuel Oil",{"$nulls":12},1.2,1.77612,1.77612,1.77612,1.77612]
["D G Hunter","6558_B_3",6558,"B","3",2890,"O/G Steam",null,"MIS_LA","Louisiana",22,"Rapides",79,"22079",50,14500,1965,2016,"tangential","dry","N","Natural Gas, Distillate Fuel Oil",{"$nulls":12},1.2,0.23505,0.23505,0.23505,0.23505]
["D G Hunter","6558_B_4",6558,"B","4",null,"O/G Steam",null,"MIS_LA","Louisiana",22,"Rapides",79,"22079",80,12486,1974,2016,"tangential","dry","N","Natural Gas, Distillate Fuel Oil",{"$nulls":12},1.2,1.2,1.2,1.2,1.2]
["Berlin","6565_G_2A",6565,"G","2A",null,"Combustion Turbine","IC Engine","PJM_EMAC","Maryland",24,"Worcester",47,"24047",1.8,25000,1999,2019,null,null,"N","Distillate Fuel Oil",{"$nulls":12},0.3,1.77612,1.77612,1.77612,1.77612]
["Block Island","6567_G_22",6567,"G","22",null,"Combustion Turbine","IC Engine","NENGREST","Rhode Island",44,"Washington",9,"44009",1.2,12132,1999,2016,null,null,"N","Distillate Fuel Oil",{"$nulls":4},"SCR",{"$nulls":7},1.121,1.77612,0.35522,1.77612,0.35522]
["Block Island","6567_G_26",6567,"G","26",null,"Combustion Turbine","IC Engine","NENGREST","Rhode Island",44,"Washington",9,"44009",1.8,12273,2012,2017,null,null,"N","Distillate Fuel Oil",{"$nulls":13},1.77612,1.77612,1.77612,1.77612]
["Johnson","6579_G_1",6579,"G","1",null,"Combustion Turbine","IC Engine","SPP_N","Kansas",20,"Stanton",187,"20187",0.6,25000,1959,2017,null,null,"N","Natural Gas, Distillate Fuel Oil",{"$nulls":12},3,2.8335,2.8335,2.8335,2.8335]
["Johnson","6579_G_2",6579,"G","2",null,"Combustion Turbine","IC Engine","SPP_N","Kansas",20,"Stanton",187,"20187",0.7,25000,1963,2017,null,null,"N","Natural Gas, Distillate Fuel Oil",{"$nulls":12},3,2.8335,2.8335,2.8335,2.8335]
["Johnson","6579_G_4",6579,"G","4",null,"Combustion Turbine","IC Engine","SPP_N","Kansas",20,"Stanton",187,"20187",0.5,25000,1954,2017,null,null,"N","Natural Gas, Distillate Fuel Oil",{"$nulls":12},3,2.8335,2.8335,2.8335,2.8335]
["Johnson","6579_G_5",6579,"G","5",null,"Combustion Turbine","IC Engine","SPP_N","Kansas",20,"Stanton",187,"20187",0.3,25000,1950,2017,null,null,"N","Natural Gas, Distillate Fuel Oil",{"$nulls":12},3,2.8335,2.8335,2.8335,2.8335]
["Johnson","6579_G_7",6579,"G","7",null,"Combustion Turbine","IC Engine","SPP_N","Kansas",20,"Stanton",187,"20187",1.2,25000,1983,2017,null,null,"N","Natural Gas, Distillate Fuel Oil",{"$nulls":12},3,2.8335,2.8335,2.8335,2.8335]
["Johnson","6579_G_8",6579,"G","8",null,"Combustion Turbine","IC Engine","SPP_N","Kansas",20,"Stanton",187,"20187",1.1,18000,1993,2017,null,null,"N","Natural Gas",{"$nulls":12},3,1.23537,1.23537,1.23537,1.23537]
["Johnson","6579_G_IC6",6579,"G","IC6",null,"Combustion Turbine","IC Engine","SPP_N","Kansas",20,"Stanton",187,"20187",1.2,25000,1986,2017,null,null,"N","Natural Gas, Distillate Fuel Oil",{"$nulls":12},3,2.8335,2.8335,2.8335,2.8335]
["Highgate Falls","6618_G_3",6618,"G","3",null,"Hydro",null,"NENGREST","Vermont",50,"Franklin",11,"50011",2.9,0,1954,2021,null,null,"N","Hydro",{"$nulls":13},0,0,0,0]
["Sandow No 4","6648_B_4",6648,"B","4",2900,"Coal Steam",null,"ERC_REST","Texas",48,"Milam",331,"48331",600,10977,1981,2018,"tangential","dry","N","Lignite","Wet Scrubber",1981,0.92,"LNC2","SCR",2010,null,"ESPC","No","ACI",2009,null,1.2,0.2078,0.06601,0.2078,0.06601,0.1,0.1,0.1,0.99]
["Marathon Generating Plant","696_G_3",696,"G","3",null,"Combustion Turbine","IC Engine","FRCC","Florida",12,"Monroe",87,"12087",3,12822,1958,2018,null,null,"N","Distillate Fuel Oil",{"$nulls":13},3.15579,3.15579,3.15579,3.15579]
["Marathon Generating Plant","696_G_6",696,"G","6",null,"Combustion Turbine","IC Engine","FRCC","Florida",12,"Monroe",87,"12087",2.5,12822,1973,2018,null,null,"N","Distillate Fuel Oil",{"$nulls":12},0.8,3.15372,3.15372,3.15372,3.15372]
["Marathon Generating Plant","696_G_7",696,"G","7",null,"Combustion Turbine","IC Engine","FRCC","Florida",12,"Monroe",87,"12087",2.5,12822,1973,2018,null,null,"N","Distillate Fuel Oil",{"$nulls":12},0.8,3.11526,3.11526,3.11526,3.11526]
["Wrightsville Hydro Plant","7051_G_1",7051,"G","1",null,"Hydro",null,"NENGREST","Vermont",50,"Washington",23,"50023",0.1,0,1985,2019,null,null,"N","Hydro",{"$nulls":13},0,0,0,0]
["Wrightsville Hydro Plant","7051_G_2",7051,"G","2",null,"Hydro",null,"NENGREST","Vermont",50,"Washington",23,"50023",0.2,0,1985,2019,null,null,"N","Hydro",{"$nulls":13},0,0,0,0]
["Wrightsville Hydro Plant","7051_G_3",7051,"G","3",null,"Hydro",null,"NENGREST","Vermont",50,"Washington",23,"50023",0.4,0,1985,2019,null,null,"N","Hydro",{"$nulls":13},0,0,0,0]
["Hammond","708_B_1",708,"B","1",538,"Coal Steam",null,"S_SOU","Georgia",13,"Floyd",115,"13115",110,11494,1954,2019,"wall","dry","N","Bituminous","Wet Scrubber",2008,0.95,"LNB",{"$nulls":3},"ESPC + WS","Yes","ACI",2014,null,5,0.2635,0.1454,0.2635,0.1454,0.1,0.1,0.1,0.99]
["Hammond","708_B_2",708,"B","2",539,"Coal Steam",null,"S_SOU","Georgia",13,"Floyd",115,"13115",110,11287,1954,2019,"wall","dry","N","Bituminous","Wet Scrubber",2008,0.95,"LNB",{"$nulls":3},"ESPC + WS","Yes","ACI",2014,null,5,0.286,0.286,0.1549,0.1549,0.1,0.1,0.1,0.99]
["Hammond","708_B_3",708,"B","3",540,"Coal Steam",null,"S_SOU","Georgia",13,"Floyd",115,"13115",110,11208,1955,2019,"wall","dry","N","Bituminous","Wet Scrubber",2008,0.95,"LNB",{"$nulls":3},"ESPC + WS","Yes","ACI",2014,null,5,0.2823,0.2823,0.1549,0.1549,0.1,0.1,0.1,0.99]
["Hammond","708_B_4",708,"B","4",541,"Coal Steam",null,"S_SOU","Georgia",13,"Floyd",115,"13115",510,10978,1970,2019,"wall","dry","N","Bituminous","Wet Scrubber",2008,0.95,"AA + LNB","SCR",2008,null,"ESPC + WS","Yes","ACI",2014,null,5,0.1161,0.0629,0.1161,0.0629,0.1,0.1,0.1,0.99]
["Langdale","711_G_5",711,"G","5",null,"Hydro",null,"S_SOU","Alabama",1,"Chambers",17,"01017",0.1,0,1924,2019,null,null,"N","Hydro",{"$nulls":13},0,0,0,0]
["Langdale","711_G_6",711,"G","6",null,"Hydro",null,"S_SOU","Alabama",1,"Chambers",17,"01017",0.1,0,1926,2019,null,null,"N","Hydro",{"$nulls":13},0,0,0,0]
["Lincoln Turbines","7366_G_1",7366,"G","1",null,"Onshore Wind",null,"MIS_WUMS","Wisconsin",55,"Kewaunee",61,"55061",0.9,0,1999,2018,null,null,"N","Wind",{"$nulls":13},0,0,0,0]
["United Hospital","7378_G_1",7378,"G","1",null,"Combustion Turbine","IC Engine","MIS_MNWI","Minnesota",27,"Ramsey",123,"27123",1.6,14397,1992,2017,null,null,"N","Distillate Fuel Oil",{"$nulls":12},2,3.62898,3.62898,3.62898,3.62898]
["United Hospital","7378_G_2",7378,"G","2",null,"Combustion Turbine","IC Engine","MIS_MNWI","Minnesota",27,"Ramsey",123,"27123",1.6,14397,1992,2017,null,null,"N","Distillate Fuel Oil",{"$nulls":12},2,3.62898,3.62898,3.62898,3.62898]
["United Hospital","7378_G_3",7378,"G","3",null,"Combustion Turbine","IC Engine","MIS_MNWI","Minnesota",27,"Ramsey",123,"27123",1.6,14397,1992,2017,null,null,"N","Distillate Fuel Oil",{"$nulls":12},2,3.62898,3.62898,3.62898,3.62898]
["Lakin Municipal","7393_G_LK1",7393,"G","LK1",null,"Combustion Turbine","IC Engine","SPP_N","Kansas",20,"Kearny",93,"20093",4.1,10745,1990,2019,null,null,"N","Natural Gas, Distillate Fuel Oil",{"$nulls":12},3,1.23537,1.23537,1.23537,1.23537]
["Edenton Generators","7429_G_1",7429,"G","1",null,"Combustion Turbine","IC Engine","PJM_Dom","North Carolina",37,"Chowan",41,"37041",1.2,12787,1988,2011,null,null,"N","Distillate Fuel Oil",{"$nulls":12},2.3,1.77612,1.77612,1.77612,1.77612]
["ReEnergy Fort Fairfield","7513_B_BOIL1",7513,"B","BOIL1",null,"Biomass",null,"NENG_ME","Maine",23,"Aroostook",3,"23003",32,13500,1987,2019,null,null,"N","Biomass",{"$nulls":4},"SNCR",null,"2013","ESPC","No",{"$nulls":4},0.07123,0.07123,0.07123,0.07123]
["Bowling Green","7575_G_1",7575,"G","1",null,"Combustion Turbine","IC Engine","PJM_ATSI","Ohio",39,"Wood",173,"39173",1.6,10745,1993,2018,null,null,"N","Distillate Fuel Oil",{"$nulls":12},0.5,3.16,3.16,3.16,3.16]
["Bowling Green","7575_G_2",7575,"G","2",null,"Combustion Turbine","IC Engine","PJM_ATSI","Ohio",39,"Wood",173,"39173",7.2,10745,1995,2018,null,null,"N","Distillate Fuel Oil",{"$nulls":12},0.5,3.16,3.16,3.16,3.16]
["Engle","7576_G_16",7576,"G","16",null,"Combustion Turbine","IC Engine","PJM_ATSI","Ohio",39,"Summit",153,"39153",9,11084,1989,2018,null,null,"N","Distillate Fuel Oil",{"$nulls":12},0.5,3.16,3.16,3.16,3.16]
["Jackson (OH)","7577_G_12",7577,"G","12",null,"Combustion Turbine","IC Engine","PJM_West","Ohio",39,"Jackson",79,"39079",3.6,10745,1990,2018,null,null,"N","Distillate Fuel Oil",{"$nulls":12},0.5,3.16,3.16,3.16,3.16]
["Napoleon","7578_G_1",7578,"G","1",null,"Combustion Turbine","IC Engine","PJM_ATSI","Ohio",39,"Henry",69,"39069",1.8,10745,1990,2018,null,null,"N","Distillate Fuel Oil",{"$nulls":12},0.5,3.16,3.16,3.16,3.16]
["Napoleon","7578_G_2",7578,"G","2",null,"Combustion Turbine","IC Engine","PJM_ATSI","Ohio",39,"Henry",69,"39069",1.8,10745,1990,2018,null,null,"N","Distillate Fuel Oil",{"$nulls":12},0.5,3.16,3.16,3.16,3.16]
["Napoleon","7578_G_3",7578,"G","3",null,"Combustion Turbine","IC Engine","PJM_ATSI","Ohio",39,"Henry",69,"39069",1.8,10745,1990,2018,null,null,"N","Distillate Fuel Oil",{"$nulls":12},0.5,3.16,3.16,3.16,3.16]
["Niles","7579_G_13",7579,"G","13",null,"Combustion Turbine","IC Engine","PJM_ATSI","Ohio",39,"Trumbull",155,"39155",5.4,10745,1990,2018,null,null,"N","Distillate Fuel Oil",{"$nulls":12},0.5,3.16,3.16,3.16,3.16]
["Wadsworth","7580_G_13",7580,"G","13",null,"Combustion Turbine","IC Engine","PJM_ATSI","Ohio",39,"Medina",103,"39103",5.4,10745,1990,2018,null,null,"N","Distillate Fuel Oil",{"$nulls":12},0.5,3.16,3.16,3.16,3.16]
["Pennsbury","7690_G_1",7690,"G","1",null,"Landfill Gas",null,"PJM_EMAC","Pennsylvania",42,"Bucks",17,"42017",2.7,40000,1996,2020,null,null,"N","Landfill Gas",{"$nulls":13},0.06893,0.06893,0.06893,0.06893]
["Pennsbury","7690_G_2",7690,"G","2",null,"Landfill Gas",null,"PJM_EMAC","Pennsylvania",42,"Bucks",17,"42017",2.7,40000,1996,2020,null,null,"N","Landfill Gas",{"$nulls":13},0.06894,0.06894,0.06894,0.06894]
["Anaheim GT","7693_G_1",7693,"G","1",3138,"Combustion Turbine",null,"WECC_SCE","California",6,"Orange",59,"06059",44.5,10745,1991,2019,null,null,"N","Natural Gas",{"$nulls":4},"SCR",{"$nulls":7},0.74,0.02281,0.02281,0.02281,0.02281]
["Fairless Hills","7701_B_4",7701,"B","4",3143,"Landfill Gas",null,"PJM_EMAC","Pennsylvania",42,"Bucks",17,"42017",30,13990,1952,2020,"wall","dry","N","Landfill Gas",{"$nulls":3},"LNB",{"$nulls":9},0.06183,0.06183,0.06183,0.06183]
["Fairless Hills","7701_B_5",7701,"B","5",3144,"Landfill Gas",null,"PJM_EMAC","Pennsylvania",42,"Bucks",17,"42017",30,13990,1952,2020,"wall","dry","N","Landfill Gas",{"$nulls":3},"LNB",{"$nulls":9},0.06476,0.06476,0.06476,0.06476]
["Pine Street","7806_G_1",7806,"G","1",null,"Combustion Turbine","IC Engine","MIS_LMI","Michigan",26,"Huron",63,"26063",1,14498,1969,2018,null,null,"N","Natural Gas, Distillate Fuel Oil",{"$nulls":12},1.67,2.66577,2.66577,2.66577,2.66577]
["Pine Street","7806_G_2",7806,"G","2",null,"Combustion Turbine","IC Engine","MIS_LMI","Michigan",26,"Huron",63,"26063",1,14498,1969,2018,null,null,"N","Natural Gas, Distillate Fuel Oil",{"$nulls":12},1.67,2.66577,2.66577,2.66577,2.66577]
["Pine Street","7806_G_3",7806,"G","3",null,"Combustion Turbine","IC Engine","MIS_LMI","Michigan",26,"Huron",63,"26063",1,14498,1988,2018,null,null,"N","Distillate Fuel Oil",{"$nulls":12},1.67,4.1606,4.1606,4.1606,4.1606]
["Pine Street","7806_G_4",7806,"G","4",null,"Combustion Turbine","IC Engine","MIS_LMI","Michigan",26,"Huron",63,"26063",1,14498,1988,2018,null,null,"N","Distillate Fuel Oil",{"$nulls":12},1.67,4.1606,4.1606,4.1606,4.1606]
["Pine Street","7806_G_5",7806,"G","5",null,"Combustion Turbine","IC Engine","MIS_LMI","Michigan",26,"Huron",63,"26063",1.2,13123,1996,2018,null,null,"N","Natural Gas, Distillate Fuel Oil",{"$nulls":12},1.67,2.66577,2.66577,2.66577,2.66577]
["Pine Street","7806_G_6",7806,"G","6",null,"Combustion Turbine","IC Engine","MIS_LMI","Michigan",26,"Huron",63,"26063",1.2,14554,1996,2018,null,null,"N","Natural Gas, Distillate Fuel Oil",{"$nulls":12},1.67,2.66577,2.66577,2.66577,2.66577]
["Gorgas","8_B_10",8,"B","10",13,"Coal Steam",null,"S_SOU","Alabama",1,"Walker",127,"01127",703,9954,1972,2019,"tangential","dry","N","Bituminous","Wet Scrubber",2008,0.95,"LNC2","SCR",2002,null,"ESPC + B + WS","Yes","ACI",2016,null,4,0.1,0.1,0.1,0.1,0.1,0.1,0.1,0.99]
["Gorgas","8_B_8",8,"B","8",17,"Coal Steam",null,"S_SOU","Alabama",1,"Walker",127,"01127",161,10565,1956,2019,"tangential","dry","N","Bituminous","Wet Scrubber",2008,0.95,"LNC3",{"$nulls":3},"ESPH + B + WS","No","ACI",2016,null,4,0.3547,0.2956,0.3547,0.2956,0.1,0.1,0.1,0.99]
["Gorgas","8_B_9",8,"B","9",18,"Coal Steam",null,"S_SOU","Alabama",1,"Walker",127,"01127",170,10465,1958,2019,"tangential","dry","N","Bituminous","Wet Scrubber",2008,0.95,"LNC3",{"$nulls":3},"ESPH + B + WS","No","ACI",2016,null,4,0.3547,0.2956,0.3547,0.2956,0.1,0.1,0.1,0.99]
["Auburn State Street","8009_G_1",8009,"G","1",null,"Combustion Turbine",null,"NY_Z_C&E","New York",36,"Cayuga",11,"36011",5.3,25000,2000,2019,null,null,"N","Natural Gas",{"$nulls":12},1.053,0.0951,0.0951,0.0951,0.0951]
["DeCordova Steam Electric Station","8063_G_CT5",8063,"G","CT5",null,"Combustion Turbine",null,"ERC_REST","Texas",48,"Hood",221,"48221",207,9086,2020,2020,null,null,"N","Natural Gas, Distillate Fuel Oil",{"$nulls":13},0.011,0.011,0.011,0.011]
["DeCordova Steam Electric Station","8063_G_CT6",8063,"G","CT6",null,"Combustion Turbine",null,"ERC_REST","Texas",48,"Hood",221,"48221",207,9086,2020,2020,null,null,"N","Natural Gas, Distillate Fuel Oil",{"$nulls":13},0.011,0.011,0.011,0.011]
["Ellwood","8076_G_01",8076,"G","01",null,"Combustion Turbine",null,"WECC_SCE","California",6,"Santa Barbara",83,"06083",54,13535,1974,2020,null,null,"N","Natural Gas",{"$nulls":12},0.013,0.0134,0.0134,0.0134,0.0134]
["Shoshone Falls","818_G_1",818,"G","1",null,"Hydro",null,"WECC_ID","Idaho",16,"Jerome",53,"16053",0.7,0,1909,2017,null,null,"N","Hydro",{"$nulls":13},0,0,0,0]
["Shoshone Falls","818_G_2",818,"G","2",null,"Hydro",null,"WECC_ID","Idaho",16,"Jerome",53,"16053",0.4,0,1907,2017,null,null,"N","Hydro",{"$nulls":13},0,0,0,0]
["Coffeen","861_B_01",861,"B","01",573,"Coal Steam",null,"MIS_IL","Illinois",17,"Montgomery",135,"17135",330,11313,1965,2019,"cyclone","wet","N","Bituminous, Subbituminous","Wet Scrubber",2009,0.99,"OFA","SCR",2001,null,"ESPC","Yes",{"$nulls":3},0.04,0.5395,0.07009,0.5395,0.07009,0.1,0.1,0.56,0.99,"Yes",2017]
["Coffeen","861_B_02",861,"B","02",574,"Coal Steam",null,"MIS_IL","Illinois",17,"Montgomery",135,"17135",565,10871,1972,2019,"cyclone","wet","N","Bituminous, Subbituminous","Wet Scrubber",2010,0.99,"OFA","SCR",2003,null,"ESPC","No",{"$nulls":3},0.04,0.5352,0.09118,0.5352,0.09118,0.1,0.1,0.56,0.99]
["Escalante","87_B_1",87,"B","1",59,"Coal Steam",null,"WECC_NM","New Mexico",35,"Mckinley",31,"35031",247,11085,1984,2020,"tangential","dry","N","Subbituminous","Wet Scrubber",1984,0.95,"LNB",{"$nulls":3},"B","NA","ACI",2016,null,0.2,0.35902,0.35902,0.139,0.139,0.1,0.1,0.1,0.99]
["Baldwin Energy Complex","889_B_3",889,"B","3",613,"Coal Steam",null,"MIS_IL","Illinois",17,"Randolph",157,"17157",621,10103,1975,2019,"tangential","dry","N","Subbituminous","Dry Scrubber",2010,0.9,"LNC2",{"$nulls":3},"ESPC + B","Yes","ACI",2010,null,0.1,0.09118,0.09118,0.09118,0.09118,0.1,0.1,0.1,0.99,"Yes"]
["Indian Point 3","8907_G_3",8907,"G","3",null,"Nuclear",null,"NY_Z_G-I","New York",36,"Westchester",119,"36119",1039.4,10456,1976,2021,null,null,"N","Nuclear Fuel",{"$nulls":13},0,0,0,0]
["Havana","891_B_9",891,"B","9",622,"Coal Steam",null,"MIS_IL","Illinois",17,"Mason",125,"17125",411,11600,1978,2019,"wall","dry","N","Subbituminous","Dry Scrubber",2012,0.9,"LNB + OFA","SCR",2001,null,"ESPH + B","No","ACI",2009,null,0.06,0.08115,0.08115,0.08115,0.08115,0.1,0.1,0.1,0.9500000000000001]
["Hennepin Power Station","892_B_1",892,"B","1",623,"Coal Steam",null,"MIS_IL","Illinois",17,"Putnam",155,"17155",66,10833,1953,2019,"tangential","dry","N","Subbituminous",{"$nulls":3},"LNB + OFA",{"$nulls":3},"ESPC + B","No","ACI",2009,null,1.2,0.14527,0.14527,0.139,0.139,0.1,0.1,0.1]
["Hennepin Power Station","892_B_2",892,"B","2",624,"Coal Steam",null,"MIS_IL","Illinois",17,"Putnam",155,"17155",218,10714,1959,2019,"tangential","dry","N","Subbituminous",{"$nulls":3},"LNB + OFA",{"$nulls":3},"ESPC + B","No","ACI",2009,null,1.2,0.14509,0.14509,0.139,0.139,0.1,0.1,0.1]
["Carlyle","936_G_1",936,"G","1",null,"Combustion Turbine","IC Engine","MIS_IL","Illinois",17,"Clinton",27,"17027",3,12538,1971,2017,null,null,"N","Natural Gas, Distillate Fuel Oil",{"$nulls":12},1,0.73147,0.73147,0.73147,0.73147]
["Rantoul","958_G_7",958,"G","7",null,"Combustion Turbine","IC Engine","MIS_IL","Illinois",17,"Champaign",19,"17019",4.7,12188,1967,2017,null,null,"N","Distillate Fuel Oil",{"$nulls":13},0.73147,0.73147,0.73147,0.73147]
["Rantoul","958_G_8",958,"G","8",null,"Combustion Turbine","IC Engine","MIS_IL","Illinois",17,"Champaign",19,"17019",3,12698,1964,2017,null,null,"N","Distillate Fuel Oil",{"$nulls":13},0.73147,0.73147,0.73147,0.73147]
["Bailly","995_B_7",995,"B","7",696,"Coal Steam",null,"MIS_INKY","Indiana",18,"Porter",127,"18127",160,11317,1962,2018,"cyclone","wet","N","Bituminous","Wet Scrubber",1991,0.97,"OFA","SCR",2008,null,"ESPC","No","ACI",2015,null,0.1,0.1179,0.1179,0.1179,0.1179,0.1,0.1,0.1,0.99]
["Bailly","995_B_8",995,"B","8",697,"Coal Steam",null,"MIS_INKY","Indiana",18,"Porter",127,"18127",320,10927,1968,2018,"cyclone","wet","N","Bituminous","Wet Scrubber",1991,0.97,"OFA","SCR",2003,null,"ESPC","No","ACI",2015,null,0.1,0.1107,0.1107,0.1107,0.1107,0.1,0.1,0.1,0.99]
["Bailly","995_G_10",995,"G","10",10196,"Combustion Turbine",null,"MIS_INKY","Indiana",18,"Porter",127,"18127",31,19496,1968,2020,null,null,"N","Natural Gas",{"$nulls":12},1.6,0.17362,0.17362,0.17362,0.17362]

{"sheet":"NEEDS v6_New_Capacity_Hardwired","index":2,"n_rows":980,"n_cols":50,"rows_kept":980,"merged":[[0,0,0,7]]}
["Important Note: Units listed on this worksheet are new units that have either come online or have come to be considered \"firm\" (ground broken and/or firm financial commitments have been made) since the IPM v6 Platform was released in May 2018. This new capacity has been \"hardwired\" into the May 2019 Reference Case, meaning the model is forced to build a specific amount and type of capacity in specific locations corresponding to the units on this worksheet, in the appropriate run years. However, in files that are developed by post-processing IPM outputs (i.e. parsed and flat files), this capacity will not be listed by specific plant names, but instead will be represented as generic new capacity. "]
["Plant Name","UniqueID_Final","ORIS Plant Code","Boiler/Generator/Committed Unit","Unit ID","CAMD Database UnitID","PlantType","Combustion Turbine/IC Engine","Region Name","State Name","State Code","County","County Code","FIPS5","Capacity (MW)","Heat Rate (Btu/kWh)","On Line Year","Retirement Year","Firing","Bottom","Cogen?","Modeled Fuels","Wet/DryScrubber","Scrubber_Online_Year","Scrubber Efficiency","NOx Comb Control","NOx Post-Comb Control","SCR_Online_Year","SNCR_Online_Year","PM Control","FlueGasConditioning_Flag","Mercury_Controls","ACI_Online_Year","Mercury_Controls Efficiency","SO2 Permit Rate (lbs/mmBtu)","Mode 1 NOx Rate (lbs/mmBtu)","Mode 2 NOx Rate (lbs/mmBtu)","Mode 3 NOx Rate  (lbs/mmBtu)","Mode 4 NOx Rate  (lbs/mmBtu)","Hg EMF for BIT","Hg EMF for SUB","Hg EMF for LIG","HCL Removal","DSI Unit","DSI Online Year","CCS","CCS Removal","C2G","C2G Online Year","BART Affected Unit"]
["South Field Energy","60356_G_SFECC",60356,"G","SFECC",null,"Combined Cycle",null,"PJM_ATSI","Ohio",39,"Columbiana",29,"39029",1060,6267,2021,{"$nulls":4},"Natural Gas",{"$nulls":13},0.010999999999999954,0.010999999999999954,0.010999999999999954,0.010999999999999954]
["CPV Fairview Energy Center","60589_G_GEN1",60589,"G","GEN1",null,"Combined Cycle",null,"PJM_PENE","Pennsylvania",42,"Cambria",21,"42021",1100,6267,2020,{"$nulls":4},"Natural Gas",{"$nulls":13},0.010999999999999954,0.010999999999999954,0.010999999999999954,0.010999999999999954]
["Okeechobee Clean Energy Center","60345_G_1ST",60345,"G","1ST",null,"Combined Cycle",null,"FRCC","Florida",12,"Okeechobee",93,"12093",593.3,6267,2019,{"$nulls":4},"Natural Gas",{"$nulls":13},0.010999999999999954,0.010999999999999954,0.010999999999999954,0.010999999999999954]
["Birdsboro Power","61035_G_GEN1",61035,"G","GEN1",null,"Combined Cycle",null,"PJM_WMAC","Pennsylvania",42,"Berks",11,"42011",476,6267,2019,{"$nulls":4},"Natural Gas",{"$nulls":13},0.010999999999999954,0.010999999999999954,0.010999999999999954,0.010999999999999954]
["Lake Charles Power","60927_G_1C",60927,"G","1C",null,"Combined Cycle",null,"MIS_S_WOTA","Louisiana",22,"Calcasieu",19,"22019",500,6267,2020,{"$nulls":4},"Natural Gas",{"$nulls":13},0.010999999999999954,0.010999999999999954,0.010999999999999954,0.010999999999999954]
["Blue Water Energy Center","62192_G_1S",62192,"G","1S",null,"Combined Cycle",null,"MIS_LMI","Michigan",26,"St Clair",147,"26147",428,6233,2022,{"$nulls":4},"Natural Gas",{"$nulls":13},0.010999999999999954,0.010999999999999954,0.010999999999999954,0.010999999999999954]
["Allen","3393_G_STG1",3393,"G","STG1",null,"Combined Cycle",null,"S_C_TVA","Tennessee",47,"Shelby",157,"47157",428.3,6267,2018,{"$nulls":4},"Natural Gas",{"$nulls":13},0.010999999999999954,0.010999999999999954,0.010999999999999954,0.010999999999999954]
["CPV Fairview Energy Center","60589_G_GEN3",60589,"G","GEN3",null,"Combined Cycle",null,"PJM_PENE","Pennsylvania",42,"Cambria",21,"42021",416,6267,2020,{"$nulls":4},"Natural Gas",{"$nulls":13},0.010999999999999954,0.010999999999999954,0.010999999999999954,0.010999999999999954]
["Blue Water Energy Center","62192_G_11",62192,"G","11",null,"Combined Cycle",null,"MIS_LMI","Michigan",26,"St Clair",147,"26147",359,6233,2022,{"$nulls":4},"Natural Gas",{"$nulls":13},0.010999999999999954,0.010999999999999954,0.010999999999999954,0.010999999999999954]
["Blue Water Energy Center","62192_G_12",62192,"G","12",null,"Combined Cycle",null,"MIS_LMI","Michigan",26,"St Clair",147,"26147",359,6233,2022,{"$nulls":4},"Natural Gas",{"$nulls":13},0.010999999999999954,0.010999999999999954,0.010999999999999954,0.010999999999999954]
["Okeechobee Clean Energy Center","60345_G_1A",60345,"G","1A",null,"Combined Cycle",null,"FRCC","Florida",12,"Okeechobee",93,"12093",376.6,6267,2019,{"$nulls":4},"Natural Gas",{"$nulls":13},0.010999999999999954,0.010999999999999954,0.010999999999999954,0.010999999999999954]
["Okeechobee Clean Energy Center","60345_G_1B",60345,"G","1B",null,"Combined Cycle",null,"FRCC","Florida",12,"Okeechobee",93,"12093",376.6,6267,2019,{"$nulls":4},"Natural Gas",{"$nulls":13},0.010999999999999954,0.010999999999999954,0.010999999999999954,0.010999999999999954]
["Okeechobee Clean Energy Center","60345_G_1C",60345,"G","1C",null,"Combined Cycle",null,"FRCC","Florida",12,"Okeechobee",93,"12093",376.6,6267,2019,{"$nulls":4},"Natural Gas",{"$nulls":13},0.010999999999999954,0.010999999999999954,0.010999999999999954,0.010999999999999954]
["CPV Fairview Energy Center","60589_G_GEN2",60589,"G","GEN2",null,"Combined Cycle",null,"PJM_PENE","Pennsylvania",42,"Cambria",21,"42021",342,6267,2020,{"$nulls":4},"Natural Gas",{"$nulls":13},0.010999999999999954,0.010999999999999954,0.010999999999999954,0.010999999999999954]
["Crystal River","628_G_CC1ST",628,"G","CC1ST",null,"Combined Cycle",null,"FRCC","Florida",12,"Citrus",17,"12017",328,6267,2018,{"$nulls":4},"Natural Gas",{"$nulls":13},0.010999999999999954,0.010999999999999954,0.010999999999999954,0.010999999999999954]
["Crystal River","628_G_CC2ST",628,"G","CC2ST",null,"Combined Cycle",null,"FRCC","Florida",12,"Citrus",17,"12017",328,6267,2018,{"$nulls":4},"Natural Gas",{"$nulls":13},0.010999999999999954,0.010999999999999954,0.010999999999999954,0.010999999999999954]
["Allen","3393_G_CTG1",3393,"G","CTG1",null,"Combined Cycle",null,"S_C_TVA","Tennessee",47,"Shelby",157,"47157",311.9,6267,2018,{"$nulls":4},"Natural Gas",{"$nulls":13},0.010999999999999954,0.010999999999999954,0.010999999999999954,0.010999999999999954]
["Allen","3393_G_CTG2",3393,"G","CTG2",null,"Combined Cycle",null,"S_C_TVA","Tennessee",47,"Shelby",157,"47157",311.9,6267,2018,{"$nulls":4},"Natural Gas",{"$nulls":13},0.010999999999999954,0.010999999999999954,0.010999999999999954,0.010999999999999954]
["Canal","1599_G_3",1599,"G","3",null,"Combustion Turbine",null,"NENGREST","Massachusetts",25,"Barnstable",1,"25001",330,9264,2019,{"$nulls":4},"Natural Gas",{"$nulls":13},0.010999999999999954,0.010999999999999954,0.010999999999999954,0.010999999999999954]
["Crystal River","628_G_1GTA",628,"G","1GTA",null,"Combined Cycle",null,"FRCC","Florida",12,"Citrus",17,"12017",244,6267,2018,{"$nulls":4},"Natural Gas",{"$nulls":13},0.010999999999999954,0.010999999999999954,0.010999999999999954,0.010999999999999954]
["Crystal River","628_G_1GTB",628,"G","1GTB",null,"Combined Cycle",null,"FRCC","Florida",12,"Citrus",17,"12017",244,6267,2018,{"$nulls":4},"Natural Gas",{"$nulls":13},0.010999999999999954,0.010999999999999954,0.010999999999999954,0.010999999999999954]
["Crystal River","628_G_2GTA",628,"G","2GTA",null,"Combined Cycle",null,"FRCC","Florida",12,"Citrus",17,"12017",244,6267,2018,{"$nulls":4},"Natural Gas",{"$nulls":13},0.010999999999999954,0.010999999999999954,0.010999999999999954,0.010999999999999954]
["Crystal River","628_G_2GTB",628,"G","2GTB",null,"Combined Cycle",null,"FRCC","Florida",12,"Citrus",17,"12017",244,6267,2018,{"$nulls":4},"Natural Gas",{"$nulls":13},0.010999999999999954,0.010999999999999954,0.010999999999999954,0.010999999999999954]
["Cricket Valley Energy","57185_G_U004",57185,"G","U004",null,"Combined Cycle",null,"NY_Z_G-I","New York",36,"Dutchess",27,"36027",263.3,6267,2020,{"$nulls":4},"Natural Gas",{"$nulls":13},0.010999999999999954,0.010999999999999954,0.010999999999999954,0.010999999999999954]
["Cricket Valley Energy","57185_G_U005",57185,"G","U005",null,"Combined Cycle",null,"NY_Z_G-I","New York",36,"Dutchess",27,"36027",263.3,6267,2020,{"$nulls":4},"Natural Gas",{"$nulls":13},0.010999999999999954,0.010999999999999954,0.010999999999999954,0.010999999999999954]
["Cricket Valley Energy","57185_G_U006",57185,"G","U006",null,"Combined Cycle",null,"NY_Z_G-I","New York",36,"Dutchess",27,"36027",263.3,6267,2020,{"$nulls":4},"Natural Gas",{"$nulls":13},0.010999999999999954,0.010999999999999954,0.010999999999999954,0.010999999999999954]
["Lake Charles Power","60927_G_1A",60927,"G","1A",null,"Combined Cycle",null,"MIS_S_WOTA","Louisiana",22,"Calcasieu",19,"22019",250,6267,2020,{"$nulls":4},"Natural Gas",{"$nulls":13},0.010999999999999954,0.010999999999999954,0.010999999999999954,0.010999999999999954]
["Lake Charles Power","60927_G_1B",60927,"G","1B",null,"Combined Cycle",null,"MIS_S_WOTA","Louisiana",22,"Calcasieu",19,"22019",250,6267,2020,{"$nulls":4},"Natural Gas",{"$nulls":13},0.010999999999999954,0.010999999999999954,0.010999999999999954,0.010999999999999954]
["AES Huntington Beach Energy Project","62116_G_1A",62116,"G","1A",null,"Combined Cycle",null,"WECC_SCE","California",6,"Orange",59,"06059",194,6267,2020,{"$nulls":4},"Natural Gas",{"$nulls":13},0.010999999999999954,0.010999999999999954,0.010999999999999954,0.010999999999999954]
["AES Huntington Beach Energy Project","62116_G_1B",62116,"G","1B",null,"Combined Cycle",null,"WECC_SCE","California",6,"Orange",59,"06059",194,6267,2020,{"$nulls":4},"Natural Gas",{"$nulls":13},0.010999999999999954,0.010999999999999954,0.010999999999999954,0.010999999999999954]
["AES Alamitos Energy Center","62115_G_1A",62115,"G","1A",null,"Combined Cycle",null,"WEC_LADW","California",6,"Los Angeles",37,"06037",194,6267,2020,{"$nulls":4},"Natural Gas",{"$nulls":13},0.010999999999999954,0.010999999999999954,0.010999999999999954,0.010999999999999954]
["AES Alamitos Energy Center","62115_G_1B",62115,"G","1B",null,"Combined Cycle",null,"WEC_LADW","California",6,"Los Angeles",37,"06037",194,6267,2020,{"$nulls":4},"Natural Gas",{"$nulls":13},0.010999999999999954,0.010999999999999954,0.010999999999999954,0.010999999999999954]
["AES Huntington Beach Energy Project","62116_G_1S",62116,"G","1S",null,"Combined Cycle",null,"WECC_SCE","California",6,"Orange",59,"06059",215,6267,2020,{"$nulls":4},"Natural Gas",{"$nulls":13},0.010999999999999954,0.010999999999999954,0.010999999999999954,0.010999999999999954]
["AES Alamitos Energy Center","62115_G_1S",62115,"G","1S",null,"Combined Cycle",null,"WEC_LADW","California",6,"Los Angeles",37,"06037",215,6267,2020,{"$nulls":4},"Natural Gas",{"$nulls":13},0.010999999999999954,0.010999999999999954,0.010999999999999954,0.010999999999999954]
["Cricket Valley Energy","57185_G_U001",57185,"G","U001",null,"Combined Cycle",null,"NY_Z_G-I","New York",36,"Dutchess",27,"36027",174.2,6267,2020,{"$nulls":4},"Natural Gas",{"$nulls":13},0.010999999999999954,0.010999999999999954,0.010999999999999954,0.010999999999999954]
["Cricket Valley Energy","57185_G_U002",57185,"G","U002",null,"Combined Cycle",null,"NY_Z_G-I","New York",36,"Dutchess",27,"36027",174.2,6267,2020,{"$nulls":4},"Natural Gas",{"$nulls":13},0.010999999999999954,0.010999999999999954,0.010999999999999954,0.010999999999999954]
["Cricket Valley Energy","57185_G_U003",57185,"G","U003",null,"Combined Cycle",null,"NY_Z_G-I","New York",36,"Dutchess",27,"36027",174.2,6267,2020,{"$nulls":4},"Natural Gas",{"$nulls":13},0.010999999999999954,0.010999999999999954,0.010999999999999954,0.010999999999999954]
["Ocotillo","116_G_GT4",116,"G","GT4",null,"Combustion Turbine",null,"WECC_AZ","Arizona",4,"Maricopa",13,"04013",104.7,9264,2019,{"$nulls":4},"Natural Gas",{"$nulls":13},0.010999999999999954,0.010999999999999954,0.010999999999999954,0.010999999999999954]
["Ocotillo","116_G_GT3",116,"G","GT3",null,"Combustion Turbine",null,"WECC_AZ","Arizona",4,"Maricopa",13,"04013",104.7,9264,2019,{"$nulls":4},"Natural Gas",{"$nulls":13},0.010999999999999954,0.010999999999999954,0.010999999999999954,0.010999999999999954]
["Carlsbad Energy Center","59002_G_CEC 6",59002,"G","CEC 6",null,"Combustion Turbine",null,"WEC_SDGE","California",6,"San Diego",73,"06073",105.5,9264,2018,{"$nulls":4},"Natural Gas",{"$nulls":13},0.010999999999999954,0.010999999999999954,0.010999999999999954,0.010999999999999954]
["Carlsbad Energy Center","59002_G_CEC 7",59002,"G","CEC 7",null,"Combustion Turbine",null,"WEC_SDGE","California",6,"San Diego",73,"06073",105.5,9264,2018,{"$nulls":4},"Natural Gas",{"$nulls":13},0.010999999999999954,0.010999999999999954,0.010999999999999954,0.010999999999999954]
["Carlsbad Energy Center","59002_G_CEC 8",59002,"G","CEC 8",null,"Combustion Turbine",null,"WEC_SDGE","California",6,"San Diego",73,"06073",105.5,9264,2018,{"$nulls":4},"Natural Gas",{"$nulls":13},0.010999999999999954,0.010999999999999954,0.010999999999999954,0.010999999999999954]
["Carlsbad Energy Center","59002_G_CEC 9",59002,"G","CEC 9",null,"Combustion Turbine",null,"WEC_SDGE","California",6,"San Diego",73,"06073",105.5,9264,2018,{"$nulls":4},"Natural Gas",{"$nulls":13},0.010999999999999954,0.010999999999999954,0.010999999999999954,0.010999999999999954]
["Carlsbad Energy Center","59002_G_CEC10",59002,"G","CEC10",null,"Combustion Turbine",null,"WEC_SDGE","California",6,"San Diego",73,"06073",105.5,9264,2018,{"$nulls":4},"Natural Gas",{"$nulls":13},0.010999999999999954,0.010999999999999954,0.010999999999999954,0.010999999999999954]
["Formosa Utility Venture Ltd","10554_G_3TBG1",10554,"G","3TBG1",null,"Combined Cycle",null,"ERC_REST","Texas",48,"Calhoun",57,"48057",97,6267,2019,{"$nulls":4},"Natural Gas",{"$nulls":13},0.010999999999999954,0.010999999999999954,0.010999999999999954,0.010999999999999954]
["Formosa Utility Venture Ltd","10554_G_3TBG2",10554,"G","3TBG2",null,"Combined Cycle",null,"ERC_REST","Texas",48,"Calhoun",57,"48057",97,6267,2019,{"$nulls":4},"Natural Gas",{"$nulls":13},0.010999999999999954,0.010999999999999954,0.010999999999999954,0.010999999999999954]
["Exelon West Medway II LLC","59882_G_4",59882,"G","4",null,"Combustion Turbine",null,"NENGREST","Massachusetts",25,"Norfolk",21,"25021",97.4,9264,2019,{"$nulls":4},"Natural Gas",{"$nulls":13},0.010999999999999954,0.010999999999999954,0.010999999999999954,0.010999999999999954]
["Exelon West Medway II LLC","59882_G_5",59882,"G","5",null,"Combustion Turbine",null,"NENGREST","Massachusetts",25,"Norfolk",21,"25021",97.4,9264,2019,{"$nulls":4},"Natural Gas",{"$nulls":13},0.010999999999999954,0.010999999999999954,0.010999999999999954,0.010999999999999954]
["Bayonne Energy Center","56964_G_GT10",56964,"G","GT10",null,"Combustion Turbine",null,"NY_Z_J","New Jersey",34,"Hudson",17,"34017",61.3,9264,2018,{"$nulls":4},"Natural Gas",{"$nulls":13},0.010999999999999954,0.010999999999999954,0.010999999999999954,0.010999999999999954]
["Bayonne Energy Center","56964_G_GT9",56964,"G","GT9",null,"Combustion Turbine",null,"NY_Z_J","New Jersey",34,"Hudson",17,"34017",61.3,9264,2018,{"$nulls":4},"Natural Gas",{"$nulls":13},0.010999999999999954,0.010999999999999954,0.010999999999999954,0.010999999999999954]
["Stanton Energy Reliability Center","60698_G_GT1",60698,"G","GT1",null,"Combustion Turbine",null,"WECC_SCE","California",6,"Orange",59,"06059",45.9,9264,2020,{"$nulls":4},"Natural Gas",{"$nulls":13},0.010999999999999954,0.010999999999999954,0.010999999999999954,0.010999999999999954]
["Stanton Energy Reliability Center","60698_G_GT2",60698,"G","GT2",null,"Combustion Turbine",null,"WECC_SCE","California",6,"Orange",59,"06059",45.9,9264,2020,{"$nulls":4},"Natural Gas",{"$nulls":13},0.010999999999999954,0.010999999999999954,0.010999999999999954,0.010999999999999954]
["Hinds Energy Facility","55218_G_H04BS",55218,"G","H04BS",null,"Combustion Turbine",null,"MIS_D_MS","Mississippi",28,"Hinds",49,"28049",36.4,9264,2019,{"$nulls":4},"Natural Gas",{"$nulls":13},0.010999999999999954,0.010999999999999954,0.010999999999999954,0.010999999999999954]
["Formosa Utility Venture Ltd","10554_G_3ST1",10554,"G","3ST1",null,"Combined Cycle",null,"ERC_REST","Texas",48,"Calhoun",57,"48057",38,6267,2019,{"$nulls":4},"Natural Gas",{"$nulls":13},0.010999999999999954,0.010999999999999954,0.010999999999999954,0.010999999999999954]
["New-Indy Ontario Mill","10427_G_GEN2",10427,"G","GEN2",null,"Combined Cycle",null,"WECC_SCE","California",6,"San Bernardino",71,"06071",29.4,6267,2019,{"$nulls":4},"Natural Gas",{"$nulls":13},0.010999999999999954,0.010999999999999954,0.010999999999999954,0.010999999999999954]
["NIH Cogeneration Facility","56668_G_CGT",56668,"G","CGT",null,"Combustion Turbine",null,"PJM_SMAC","Maryland",24,"Montgomery",31,"24031",27.6,9264,2018,{"$nulls":4},"Natural Gas",{"$nulls":13},0.010999999999999954,0.010999999999999954,0.010999999999999954,0.010999999999999954]
["Kimberly Clark Mobile - CHP Plant","62449_G_GT100",62449,"G","GT100",null,"Combustion Turbine",null,"S_SOU","Alabama",1,"Mobile",97,"01097",21.8,9264,2019,{"$nulls":4},"Natural Gas",{"$nulls":13},0.010999999999999954,0.010999999999999954,0.010999999999999954,0.010999999999999954]
["Kimberly Clark Mobile - CHP Plant","62449_G_GT200",62449,"G","GT200",null,"Combustion Turbine",null,"S_SOU","Alabama",1,"Mobile",97,"01097",21.8,9264,2019,{"$nulls":4},"Natural Gas",{"$nulls":13},0.010999999999999954,0.010999999999999954,0.010999999999999954,0.010999999999999954]
["H Wilson Sundt Generating Station","126_G_RIC1",126,"G","RIC1",null,"Combustion Turbine","IC","WECC_AZ","Arizona",4,"Pima",19,"04019",18.2,9264,2020,{"$nulls":4},"Natural Gas",{"$nulls":13},0.010999999999999954,0.010999999999999954,0.010999999999999954,0.010999999999999954]
["H Wilson Sundt Generating Station","126_G_RIC10",126,"G","RIC10",null,"Combustion Turbine","IC","WECC_AZ","Arizona",4,"Pima",19,"04019",18.2,9264,2020,{"$nulls":4},"Natural Gas",{"$nulls":13},0.010999999999999954,0.010999999999999954,0.010999999999999954,0.010999999999999954]
["H Wilson Sundt Generating Station","126_G_RIC2",126,"G","RIC2",null,"Combustion Turbine","IC","WECC_AZ","Arizona",4,"Pima",19,"04019",18.2,9264,2020,{"$nulls":4},"Natural Gas",{"$nulls":13},0.010999999999999954,0.010999999999999954,0.010999999999999954,0.010999999999999954]
["H Wilson Sundt Generating Station","126_G_RIC3",126,"G","RIC3",null,"Combustion Turbine","IC","WECC_AZ","Arizona",4,"Pima",19,"04019",18.2,9264,2020,{"$nulls":4},"Natural Gas",{"$nulls":13},0.010999999999999954,0.010999999999999954,0.010999999999999954,0.010999999999999954]
["H Wilson Sundt Generating Station","126_G_RIC4",126,"G","RIC4",null,"Combustion Turbine","IC","WECC_AZ","Arizona",4,"Pima",19,"04019",18.2,9264,2020,{"$nulls":4},"Natural Gas",{"$nulls":13},0.010999999999999954,0.010999999999999954,0.010999999999999954,0.010999999999999954]
["H Wilson Sundt Generating Station","126_G_RIC5",126,"G","RIC5",null,"Combustion Turbine","IC","WECC_AZ","Arizona",4,"Pima",19,"04019",18.2,9264,2020,{"$nulls":4},"Natural Gas",{"$nulls":13},0.010999999999999954,0.010999999999999954,0.010999999999999954,0.010999999999999954]
["H Wilson Sundt Generating Station","126_G_RIC6",126,"G","RIC6",null,"Combustion Turbine","IC","WECC_AZ","Arizona",4,"Pima",19,"04019",18.2,9264,2020,{"$nulls":4},"Natural Gas",{"$nulls":13},0.010999999999999954,0.010999999999999954,0.010999999999999954,0.010999999999999954]
["H Wilson Sundt Generating Station","126_G_RIC7",126,"G","RIC7",null,"Combustion Turbine","IC","WECC_AZ","Arizona",4,"Pima",19,"04019",18.2,9264,2020,{"$nulls":4},"Natural Gas",{"$nulls":13},0.010999999999999954,0.010999999999999954,0.010999999999999954,0.010999999999999954]
["H Wilson Sundt Generating Station","126_G_RIC8",126,"G","RIC8",null,"Combustion Turbine","IC","WECC_AZ","Arizona",4,"Pima",19,"04019",18.2,9264,2020,{"$nulls":4},"Natural Gas",{"$nulls":13},0.010999999999999954,0.010999999999999954,0.010999999999999954,0.010999999999999954]
["H Wilson Sundt Generating Station","126_G_RIC9",126,"G","RIC9",null,"Combustion Turbine","IC","WECC_AZ","Arizona",4,"Pima",19,"04019",18.2,9264,2020,{"$nulls":4},"Natural Gas",{"$nulls":13},0.010999999999999954,0.010999999999999954,0.010999999999999954,0.010999999999999954]
["A.J. Mihm Generating Station","61391_G_M1",61391,"G","M1",null,"Combustion Turbine","IC","MIS_WUMS","Michigan",26,"Baraga",13,"26013",18.3,9264,2019,{"$nulls":4},"Natural Gas",{"$nulls":13},0.010999999999999954,0.010999999999999954,0.010999999999999954,0.010999999999999954]
["A.J. Mihm Generating Station","61391_G_M2",61391,"G","M2",null,"Combustion Turbine","IC","MIS_WUMS","Michigan",26,"Baraga",13,"26013",18.3,9264,2019,{"$nulls":4},"Natural Gas",{"$nulls":13},0.010999999999999954,0.010999999999999954,0.010999999999999954,0.010999999999999954]
["A.J. Mihm Generating Station","61391_G_M3",61391,"G","M3",null,"Combustion Turbine","IC","MIS_WUMS","Michigan",26,"Baraga",13,"26013",18.3,9264,2019,{"$nulls":4},"Natural Gas",{"$nulls":13},0.010999999999999954,0.010999999999999954,0.010999999999999954,0.010999999999999954]
["F.D. Kuester Generating Station","61392_G_K1",61392,"G","K1",null,"Combustion Turbine","IC","MIS_WUMS","Michigan",26,"Marquette",103,"26103",18.3,9264,2019,{"$nulls":4},"Natural Gas",{"$nulls":13},0.010999999999999954,0.010999999999999954,0.010999999999999954,0.010999999999999954]
["F.D. Kuester Generating Station","61392_G_K2",61392,"G","K2",null,"Combustion Turbine","IC","MIS_WUMS","Michigan",26,"Marquette",103,"26103",18.3,9264,2019,{"$nulls":4},"Natural Gas",{"$nulls":13},0.010999999999999954,0.010999999999999954,0.010999999999999954,0.010999999999999954]
["F.D. Kuester Generating Station","61392_G_K3",61392,"G","K3",null,"Combustion Turbine","IC","MIS_WUMS","Michigan",26,"Marquette",103,"26103",18.3,9264,2019,{"$nulls":4},"Natural Gas",{"$nulls":13},0.010999999999999954,0.010999999999999954,0.010999999999999954,0.010999999999999954]
["F.D. Kuester Generating Station","61392_G_K4",61392,"G","K4",null,"Combustion Turbine","IC","MIS_WUMS","Michigan",26,"Marquette",103,"26103",18.3,9264,2019,{"$nulls":4},"Natural Gas",{"$nulls":13},0.010999999999999954,0.010999999999999954,0.010999999999999954,0.010999999999999954]
["F.D. Kuester Generating Station","61392_G_K5",61392,"G","K5",null,"Combustion Turbine","IC","MIS_WUMS","Michigan",26,"Marquette",103,"26103",18.3,9264,2019,{"$nulls":4},"Natural Gas",{"$nulls":13},0.010999999999999954,0.010999999999999954,0.010999999999999954,0.010999999999999954]
["F.D. Kuester Generating Station","61392_G_K6",61392,"G","K6",null,"Combustion Turbine","IC","MIS_WUMS","Michigan",26,"Marquette",103,"26103",18.3,9264,2019,{"$nulls":4},"Natural Gas",{"$nulls":13},0.010999999999999954,0.010999999999999954,0.010999999999999954,0.010999999999999954]
["F.D. Kuester Generating Station","61392_G_K7",61392,"G","K7",null,"Combustion Turbine","IC","MIS_WUMS","Michigan",26,"Marquette",103,"26103",18.3,9264,2019,{"$nulls":4},"Natural Gas",{"$nulls":13},0.010999999999999954,0.010999999999999954,0.010999999999999954,0.010999999999999954]
["Arvah B Hopkins","688_G_IC1",688,"G","IC1",null,"Combustion Turbine","IC","FRCC","Florida",12,"Leon",73,"12073",18.5,9264,2019,{"$nulls":4},"Natural Gas",{"$nulls":13},0.010999999999999954,0.010999999999999954,0.010999999999999954,0.010999999999999954]
["Arvah B Hopkins","688_G_IC2",688,"G","IC2",null,"Combustion Turbine","IC","FRCC","Florida",12,"Leon",73,"12073",18.5,9264,2019,{"$nulls":4},"Natural Gas",{"$nulls":13},0.010999999999999954,0.010999999999999954,0.010999999999999954,0.010999999999999954]
["Arvah B Hopkins","688_G_IC3",688,"G","IC3",null,"Combustion Turbine","IC","FRCC","Florida",12,"Leon",73,"12073",18.5,9264,2019,{"$nulls":4},"Natural Gas",{"$nulls":13},0.010999999999999954,0.010999999999999954,0.010999999999999954,0.010999999999999954]
["Arvah B Hopkins","688_G_IC4",688,"G","IC4",null,"Combustion Turbine","IC","FRCC","Florida",12,"Leon",73,"12073",18.5,9264,2019,{"$nulls":4},"Natural Gas",{"$nulls":13},0.010999999999999954,0.010999999999999954,0.010999999999999954,0.010999999999999954]
["Denton Energy Center","61643_G_DEC1",61643,"G","DEC1",null,"Combustion Turbine","IC","ERC_REST","Texas",48,"Denton",121,"48121",18.8,9264,2018,{"$nulls":4},"Natural Gas",{"$nulls":13},0.010999999999999954,0.010999999999999954,0.010999999999999954,0.010999999999999954]
["Denton Energy Center","61643_G_DEC10",61643,"G","DEC10",null,"Combustion Turbine","IC","ERC_REST","Texas",48,"Denton",121,"48121",18.8,9264,2018,{"$nulls":4},"Natural Gas",{"$nulls":13},0.010999999999999954,0.010999999999999954,0.010999999999999954,0.010999999999999954]
["Denton Energy Center","61643_G_DEC11",61643,"G","DEC11",null,"Combustion Turbine","IC","ERC_REST","Texas",48,"Denton",121,"48121",18.8,9264,2018,{"$nulls":4},"Natural Gas",{"$nulls":13},0.010999999999999954,0.010999999999999954,0.010999999999999954,0.010999999999999954]
["Denton Energy Center","61643_G_DEC12",61643,"G","DEC12",null,"Combustion Turbine","IC","ERC_REST","Texas",48,"Denton",121,"48121",18.8,9264,2018,{"$nulls":4},"Natural Gas",{"$nulls":13},0.010999999999999954,0.010999999999999954,0.010999999999999954,0.010999999999999954]
["Denton Energy Center","61643_G_DEC2",61643,"G","DEC2",null,"Combustion Turbine","IC","ERC_REST","Texas",48,"Denton",121,"48121",18.8,9264,2018,{"$nulls":4},"Natural Gas",{"$nulls":13},0.010999999999999954,0.010999999999999954,0.010999999999999954,0.010999999999999954]
["Denton Energy Center","61643_G_DEC3",61643,"G","DEC3",null,"Combustion Turbine","IC","ERC_REST","Texas",48,"Denton",121,"48121",18.8,9264,2018,{"$nulls":4},"Natural Gas",{"$nulls":13},0.010999999999999954,0.010999999999999954,0.010999999999999954,0.010999999999999954]
["Denton Energy Center","61643_G_DEC4",61643,"G","DEC4",null,"Combustion Turbine","IC","ERC_REST","Texas",48,"Denton",121,"48121",18.8,9264,2018,{"$nulls":4},"Natural Gas",{"$nulls":13},0.010999999999999954,0.010999999999999954,0.010999999999999954,0.010999999999999954]
["Denton Energy Center","61643_G_DEC5",61643,"G","DEC5",null,"Combustion Turbine","IC","ERC_REST","Texas",48,"Denton",121,"48121",18.8,9264,2018,{"$nulls":4},"Natural Gas",{"$nulls":13},0.010999999999999954,0.010999999999999954,0.010999999999999954,0.010999999999999954]
["Denton Energy Center","61643_G_DEC6",61643,"G","DEC6",null,"Combustion Turbine","IC","ERC_REST","Texas",48,"Denton",121,"48121",18.8,9264,2018,{"$nulls":4},"Natural Gas",{"$nulls":13},0.010999999999999954,0.010999999999999954,0.010999999999999954,0.010999999999999954]
["Denton Energy Center","61643_G_DEC7",61643,"G","DEC7",null,"Combustion Turbine","IC","ERC_REST","Texas",48,"Denton",121,"48121",18.8,9264,2018,{"$nulls":4},"Natural Gas",{"$nulls":13},0.010999999999999954,0.010999999999999954,0.010999999999999954,0.010999999999999954]
["Denton Energy Center","61643_G_DEC8",61643,"G","DEC8",null,"Combustion Turbine","IC","ERC_REST","Texas",48,"Denton",121,"48121",18.8,9264,2018,{"$nulls":4},"Natural Gas",{"$nulls":13},0.010999999999999954,0.010999999999999954,0.010999999999999954,0.010999999999999954]
["Denton Energy Center","61643_G_DEC9",61643,"G","DEC9",null,"Combustion Turbine","IC","ERC_REST","Texas",48,"Denton",121,"48121",18.8,9264,2018,{"$nulls":4},"Natural Gas",{"$nulls":13},0.010999999999999954,0.010999999999999954,0.010999999999999954,0.010999999999999954]
["Chester Operations","50410_G_6",50410,"G","6",null,"Combined Cycle",null,"PJM_EMAC","Pennsylvania",42,"Delaware",45,"42045",14.1,6267,2019,{"$nulls":4},"Natural Gas",{"$nulls":13},0.010999999999999954,0.010999999999999954,0.010999999999999954,0.010999999999999954]
["Nantucket","1615_G_18",1615,"G","18",null,"Combustion Turbine",null,"NENGREST","Massachusetts",25,"Nantucket",19,"25019",13.5,9264,2019,{"$nulls":4},"Distillate Fuel Oil",{"$nulls":13},0.010999999999999954,0.010999999999999954,0.010999999999999954,0.010999999999999954]
["Dearborn Energy Center","62289_G_GTG-1",62289,"G","GTG-1",null,"Combined Cycle",null,"MIS_LMI","Michigan",26,"Wayne",163,"26163",15,6267,2019,{"$nulls":4},"Natural Gas",{"$nulls":13},0.010999999999999954,0.010999999999999954,0.010999999999999954,0.010999999999999954]
["Dearborn Energy Center","62289_G_GTG-2",62289,"G","GTG-2",null,"Combined Cycle",null,"MIS_LMI","Michigan",26,"Wayne",163,"26163",15,6267,2019,{"$nulls":4},"Natural Gas",{"$nulls":13},0.010999999999999954,0.010999999999999954,0.010999999999999954,0.010999999999999954]
["Hutchinson Plant #1","1980_G_11",1980,"G","11",null,"Combustion Turbine","IC","MIS_MNWI","Minnesota",27,"McLeod",85,"27085",9.8,9264,2019,{"$nulls":4},"Natural Gas",{"$nulls":13},0.010999999999999954,0.010999999999999954,0.010999999999999954,0.010999999999999954]
["Hutchinson Plant #1","1980_G_12",1980,"G","12",null,"Combustion Turbine","IC","MIS_MNWI","Minnesota",27,"McLeod",85,"27085",9.8,9264,2019,{"$nulls":4},"Natural Gas",{"$nulls":13},0.010999999999999954,0.010999999999999954,0.010999999999999954,0.010999999999999954]
["Westside Energy Station","60564_G_WES1",60564,"G","WES1",null,"Combustion Turbine","IC","MIS_MNWI","Minnesota",27,"Olmsted",109,"27109",9.3,9264,2018,{"$nulls":4},"Natural Gas",{"$nulls":13},0.010999999999999954,0.010999999999999954,0.010999999999999954,0.010999999999999954]
["Westside Energy Station","60564_G_WES2",60564,"G","WES2",null,"Combustion Turbine","IC","MIS_MNWI","Minnesota",27,"Olmsted",109,"27109",9.3,9264,2018,{"$nulls":4},"Natural Gas",{"$nulls":13},0.010999999999999954,0.010999999999999954,0.010999999999999954,0.010999999999999954]
["Westside Energy Station","60564_G_WES3",60564,"G","WES3",null,"Combustion Turbine","IC","MIS_MNWI","Minnesota",27,"Olmsted",109,"27109",9.3,9264,2018,{"$nulls":4},"Natural Gas",{"$nulls":13},0.010999999999999954,0.010999999999999954,0.010999999999999954,0.010999999999999954]
["Westside Energy Station","60564_G_WES4",60564,"G","WES4",null,"Combustion Turbine","IC","MIS_MNWI","Minnesota",27,"Olmsted",109,"27109",9.3,9264,2018,{"$nulls":4},"Natural Gas",{"$nulls":13},0.010999999999999954,0.010999999999999954,0.010999999999999954,0.010999999999999954]
["Westside Energy Station","60564_G_WES5",60564,"G","WES5",null,"Combustion Turbine","IC","MIS_MNWI","Minnesota",27,"Olmsted",109,"27109",9.3,9264,2018,{"$nulls":4},"Natural Gas",{"$nulls":13},0.010999999999999954,0.010999999999999954,0.010999999999999954,0.010999999999999954]
["Sub 12","61080_G_IC1",61080,"G","IC1",null,"Combustion Turbine","IC","FRCC","Florida",12,"Leon",73,"12073",9.3,9264,2018,{"$nulls":4},"Natural Gas",{"$nulls":13},0.010999999999999954,0.010999999999999954,0.010999999999999954,0.010999999999999954]
["Sub 12","61080_G_IC2",61080,"G","IC2",null,"Combustion Turbine","IC","FRCC","Florida",12,"Leon",73,"12073",9.3,9264,2018,{"$nulls":4},"Natural Gas",{"$nulls":13},0.010999999999999954,0.010999999999999954,0.010999999999999954,0.010999999999999954]
["Sikorsky Aircraft CHP","61703_G_TG-1",61703,"G","TG-1",null,"Combustion Turbine",null,"NENG_CT","Connecticut",9,"Fairfield",1,"09001",10.3,9264,2011,{"$nulls":4},"Natural Gas",{"$nulls":13},0.010999999999999954,0.010999999999999954,0.010999999999999954,0.010999999999999954]
["Toray Plastic America's CHP Plant","61857_G_CG1",61857,"G","CG1",null,"Combustion Turbine",null,"NENGREST","Rhode Island",44,"Washington",9,"44009",6.8,9264,2003,{"$nulls":4},"Natural Gas",{"$nulls":13},0.010999999999999954,0.010999999999999954,0.010999999999999954,0.010999999999999954]
["Toray Plastic America's CHP Plant","61857_G_KG18",61857,"G","KG18",null,"Combustion Turbine","IC","NENGREST","Rhode Island",44,"Washington",9,"44009",7.5,9264,2014,{"$nulls":4},"Natural Gas",{"$nulls":13},0.010999999999999954,0.010999999999999954,0.010999999999999954,0.010999999999999954]
["4710 Hosting","62162_G_4710",62162,"G","4710",null,"Combustion Turbine","IC","MIS_MNWI","Minnesota",27,"Olmsted",109,"27109",5,9264,2012,{"$nulls":4},"Distillate Fuel Oil",{"$nulls":13},0.010999999999999954,0.010999999999999954,0.010999999999999954,0.010999999999999954]
["ACB Energy Parntners LLC - MTF Cogen","62492_G_ACB-1",62492,"G","ACB-1",null,"Combustion Turbine",null,"PJM_EMAC","New Jersey",34,"Atlantic",1,"34001",7.1,9264,2010,{"$nulls":4},"Natural Gas",{"$nulls":13},0.010999999999999954,0.010999999999999954,0.010999999999999954,0.010999999999999954]
["Georgia-Pacific Taylorsville Plywood","61927_G_CTG1",61927,"G","CTG1",null,"Combustion Turbine",null,"MIS_D_MS","Mississippi",28,"Smith",129,"28129",6.2,9264,2018,{"$nulls":4},"Natural Gas",{"$nulls":13},0.010999999999999954,0.010999999999999954,0.010999999999999954,0.010999999999999954]
["NCSU CCUP Cogeneration Plant","61675_G_CTG1",61675,"G","CTG1",null,"Combustion Turbine",null,"S_VACA","North Carolina",37,"Wake",183,"37183",5.6,9264,2019,{"$nulls":4},"Natural Gas",{"$nulls":13},0.010999999999999954,0.010999999999999954,0.010999999999999954,0.010999999999999954]
["NCSU Cates Cogeneration Plant","61676_G_CTG1",61676,"G","CTG1",null,"Combustion Turbine",null,"S_VACA","North Carolina",37,"Wake",183,"37183",4.7,9264,2012,{"$nulls":4},"Natural Gas",{"$nulls":13},0.010999999999999954,0.010999999999999954,0.010999999999999954,0.010999999999999954]
["NCSU Cates Cogeneration Plant","61676_G_CTG2",61676,"G","CTG2",null,"Combustion Turbine",null,"S_VACA","North Carolina",37,"Wake",183,"37183",4.7,9264,2012,{"$nulls":4},"Natural Gas",{"$nulls":13},0.010999999999999954,0.010999999999999954,0.010999999999999954,0.010999999999999954]
["University of Notre Dame","50366_G_GT1",50366,"G","GT1",null,"Combustion Turbine",null,"PJM_West","Indiana",18,"St Joseph",141,"18141",5.6,9264,2019,{"$nulls":4},"Natural Gas",{"$nulls":13},0.010999999999999954,0.010999999999999954,0.010999999999999954,0.010999999999999954]
["University of Notre Dame","50366_G_GT2",50366,"G","GT2",null,"Combustion Turbine",null,"PJM_West","Indiana",18,"St Joseph",141,"18141",5.6,9264,2019,{"$nulls":4},"Natural Gas",{"$nulls":13},0.010999999999999954,0.010999999999999954,0.010999999999999954,0.010999999999999954]
["Dearborn Energy Center","62289_G_STG-1",62289,"G","STG-1",null,"Combined Cycle",null,"MIS_LMI","Michigan",26,"Wayne",163,"26163",5,6267,2019,{"$nulls":4},"Natural Gas",{"$nulls":13},0.010999999999999954,0.010999999999999954,0.010999999999999954,0.010999999999999954]
["Toray Plastic America's CHP Plant","61857_G_KG12",61857,"G","KG12",null,"Combustion Turbine","IC","NENGREST","Rhode Island",44,"Washington",9,"44009",5,9264,2014,{"$nulls":4},"Natural Gas",{"$nulls":13},0.010999999999999954,0.010999999999999954,0.010999999999999954,0.010999999999999954]
["Berry NMW Cogens","62176_G_21Z",62176,"G","21Z",null,"Combustion Turbine",null,"WECC_SCE","California",6,"Kern",29,"06029",5.7,9264,2017,{"$nulls":4},"Natural Gas",{"$nulls":13},0.010999999999999954,0.010999999999999954,0.010999999999999954,0.010999999999999954]
["Berry NMW Cogens","62176_G_PF",62176,"G","PF",null,"Combustion Turbine",null,"WECC_SCE","California",6,"Kern",29,"06029",5.7,9264,2017,{"$nulls":4},"Natural Gas",{"$nulls":13},0.010999999999999954,0.010999999999999954,0.010999999999999954,0.010999999999999954]
["Princeton Energy Center, LLC","61822_G_GT1",61822,"G","GT1",null,"Combustion Turbine",null,"PJM_EMAC","New Jersey",34,"Middlesex",23,"34023",4.4,9264,2012,{"$nulls":4},"Natural Gas",{"$nulls":13},0.010999999999999954,0.010999999999999954,0.010999999999999954,0.010999999999999954]
["Wolf Run Energy","61263_G_GEN4",61263,"G","GEN4",null,"Combustion Turbine","IC","PJM_PENE","Pennsylvania",42,"Bradford",15,"42015",4.4,9264,2019,{"$nulls":4},"Natural Gas",{"$nulls":13},0.010999999999999954,0.010999999999999954,0.010999999999999954,0.010999999999999954]
["Wolf Run Energy","61263_G_GEN5",61263,"G","GEN5",null,"Combustion Turbine","IC","PJM_PENE","Pennsylvania",42,"Bradford",15,"42015",4.4,9264,2019,{"$nulls":4},"Natural Gas",{"$nulls":13},0.010999999999999954,0.010999999999999954,0.010999999999999954,0.010999999999999954]
["Pine Street","7806_G_7",7806,"G","7",null,"Combustion Turbine","IC","MIS_LMI","Michigan",26,"Huron",63,"26063",4.4,9264,2019,{"$nulls":4},"Natural Gas",{"$nulls":13},0.010999999999999954,0.010999999999999954,0.010999999999999954,0.010999999999999954]
["Golden Renewable Energy, LLC","61632_G_GREMC",61632,"G","GREMC",null,"Combustion Turbine",null,"MIS_IA","Iowa",19,"Cerro Gordo",33,"19033",4.3,9264,2017,{"$nulls":4},"Natural Gas",{"$nulls":13},0.010999999999999954,0.010999999999999954,0.010999999999999954,0.010999999999999954]
["SunSelect1","61754_G_1",61754,"G","1",null,"Combustion Turbine","IC","WECC_SCE","California",6,"Kern",29,"06029",2,9264,2018,{"$nulls":4},"Natural Gas",{"$nulls":13},0.010999999999999954,0.010999999999999954,0.010999999999999954,0.010999999999999954]
["Naval Sub Base New London Fuel Cell","61743_G_MMH2",61743,"G","MMH2",null,"Fuel Cell",null,"NENG_CT","Connecticut",9,"New London",11,"09011",3.7,8653,2019,{"$nulls":4},"Natural Gas",{"$nulls":13},0,0,0,0]
["Naval Sub Base New London Fuel Cell","61743_G_MMH3",61743,"G","MMH3",null,"Fuel Cell",null,"NENG_CT","Connecticut",9,"New London",11,"09011",3.7,8653,2019,{"$nulls":4},"Natural Gas",{"$nulls":13},0,0,0,0]
["MCRD Parris Island PV","61956_G_CHPP",61956,"G","CHPP",null,"Combustion Turbine",null,"S_VACA","South Carolina",45,"Beaufort",13,"45013",3.5,9264,2019,{"$nulls":4},"Natural Gas",{"$nulls":13},0.010999999999999954,0.010999999999999954,0.010999999999999954,0.010999999999999954]
["Pine Street","7806_G_8",7806,"G","8",null,"Combustion Turbine","IC","MIS_LMI","Michigan",26,"Huron",63,"26063",3.3,9264,2019,{"$nulls":4},"Natural Gas",{"$nulls":13},0.010999999999999954,0.010999999999999954,0.010999999999999954,0.010999999999999954]
["SunSelect1","61754_G_2",61754,"G","2",null,"Combustion Turbine","IC","WECC_SCE","California",6,"Kern",29,"06029",3.3,9264,2018,{"$nulls":4},"Natural Gas",{"$nulls":13},0.010999999999999954,0.010999999999999954,0.010999999999999954,0.010999999999999954]
["Coal Creek","6030_G_4",6030,"G","4",null,"Combustion Turbine","IC","MIS_MNWI","North Dakota",38,"McLean",55,"38055",3,9264,2016,{"$nulls":4},"Distillate Fuel Oil",{"$nulls":13},0.010999999999999954,0.010999999999999954,0.010999999999999954,0.010999999999999954]
["Coal Creek","6030_G_5",6030,"G","5",null,"Combustion Turbine","IC","MIS_MNWI","North Dakota",38,"McLean",55,"38055",3,9264,2016,{"$nulls":4},"Distillate Fuel Oil",{"$nulls":13},0.010999999999999954,0.010999999999999954,0.010999999999999954,0.010999999999999954]
["Johnson","6579_G_CAT8",6579,"G","CAT8",null,"Combustion Turbine","IC","SPP_N","Kansas",20,"Stanton",187,"20187",3,9264,2017,{"$nulls":4},"Distillate Fuel Oil",{"$nulls":13},0.010999999999999954,0.010999999999999954,0.010999999999999954,0.010999999999999954]
["Johnson","6579_G_CAT9",6579,"G","CAT9",null,"Combustion Turbine","IC","SPP_N","Kansas",20,"Stanton",187,"20187",3,9264,2017,{"$nulls":4},"Distillate Fuel Oil",{"$nulls":13},0.010999999999999954,0.010999999999999954,0.010999999999999954,0.010999999999999954]
["Tulare WWTP BioMat Fuel Cell","61846_G_MM27",61846,"G","MM27",null,"Fuel Cell",null,"WECC_SCE","California",6,"Tulare",107,"06107",2.8,8653,2019,{"$nulls":4},"Natural Gas",{"$nulls":13},0,0,0,0]
["Carlyle","936_G_11",936,"G","11",null,"Combustion Turbine","IC","MIS_IL","Illinois",17,"Clinton",27,"17027",2.8,9264,2019,{"$nulls":4},"Distillate Fuel Oil",{"$nulls":13},0.010999999999999954,0.010999999999999954,0.010999999999999954,0.010999999999999954]
["MCRD Parris Island PV","61956_G_BAKUP",61956,"G","BAKUP",null,"Combustion Turbine","IC","S_VACA","South Carolina",45,"Beaufort",13,"45013",2.5,9264,2019,{"$nulls":4},"Distillate Fuel Oil",{"$nulls":13},0.010999999999999954,0.010999999999999954,0.010999999999999954,0.010999999999999954]
["Bolthouse Farms Fuel Cell","61845_G_MM28",61845,"G","MM28",null,"Fuel Cell",null,"WECC_SCE","California",6,"Kern",29,"06029",2.5,8653,2019,{"$nulls":4},"Natural Gas",{"$nulls":13},0,0,0,0]
["Bolthouse Farms Fuel Cell","61845_G_MM29",61845,"G","MM29",null,"Fuel Cell",null,"WECC_SCE","California",6,"Kern",29,"06029",2.5,8653,2019,{"$nulls":4},"Natural Gas",{"$nulls":13},0,0,0,0]
["Regeneron Pharmaceuticals Inc.","62423_G_765G1",62423,"G","765G1",null,"Combustion Turbine","IC","NY_Z_G-I","New York",36,"Westchester",119,"36119",2.5,9264,2016,{"$nulls":4},"Distillate Fuel Oil",{"$nulls":13},0.010999999999999954,0.010999999999999954,0.010999999999999954,0.010999999999999954]
["Mt.Sinai-St.Lukes Roosevelt Hosp. Center","62453_G_EG3",62453,"G","EG3",null,"Combustion Turbine","IC","NY_Z_G-I","New York",36,"Westchester",119,"36119",2.5,9264,2015,{"$nulls":4},"Distillate Fuel Oil",{"$nulls":13},0.010999999999999954,0.010999999999999954,0.010999999999999954,0.010999999999999954]
["Mt.Sinai-St.Lukes Roosevelt Hosp. Center","62453_G_EG4",62453,"G","EG4",null,"Combustion Turbine","IC","NY_Z_G-I","New York",36,"Westchester",119,"36119",2.5,9264,2015,{"$nulls":4},"Distillate Fuel Oil",{"$nulls":13},0.010999999999999954,0.010999999999999954,0.010999999999999954,0.010999999999999954]
["SC 1 Data Center, Phase 2","59074_G_17A",59074,"G","17A",null,"Combustion Turbine","IC","WEC_CALN","California",6,"Santa Clara",85,"06085",2.3,9264,2017,{"$nulls":4},"Distillate Fuel Oil",{"$nulls":13},0.010999999999999954,0.010999999999999954,0.010999999999999954,0.010999999999999954]
["SC 1 Data Center, Phase 2","59074_G_17B",59074,"G","17B",null,"Combustion Turbine","IC","WEC_CALN","California",6,"Santa Clara",85,"06085",2.3,9264,2017,{"$nulls":4},"Distillate Fuel Oil",{"$nulls":13},0.010999999999999954,0.010999999999999954,0.010999999999999954,0.010999999999999954]
["SC 1 Data Center, Phase 2","59074_G_18A",59074,"G","18A",null,"Combustion Turbine","IC","WEC_CALN","California",6,"Santa Clara",85,"06085",2.3,9264,2017,{"$nulls":4},"Distillate Fuel Oil",{"$nulls":13},0.010999999999999954,0.010999999999999954,0.010999999999999954,0.010999999999999954]
["SC 1 Data Center, Phase 2","59074_G_18B",59074,"G","18B",null,"Combustion Turbine","IC","WEC_CALN","California",6,"Santa Clara",85,"06085",2.3,9264,2017,{"$nulls":4},"Distillate Fuel Oil",{"$nulls":13},0.010999999999999954,0.010999999999999954,0.010999999999999954,0.010999999999999954]
["SC 1 Data Center, Phase 2","59074_G_19A",59074,"G","19A",null,"Combustion Turbine","IC","WEC_CALN","California",6,"Santa Clara",85,"06085",2.3,9264,2017,{"$nulls":4},"Distillate Fuel Oil",{"$nulls":13},0.010999999999999954,0.010999999999999954,0.010999999999999954,0.010999999999999954]
["SC 1 Data Center, Phase 2","59074_G_19B",59074,"G","19B",null,"Combustion Turbine","IC","WEC_CALN","California",6,"Santa Clara",85,"06085",2.3,9264,2017,{"$nulls":4},"Distillate Fuel Oil",{"$nulls":13},0.010999999999999954,0.010999999999999954,0.010999999999999954,0.010999999999999954]
["SC 1 Data Center, Phase 2","59074_G_20A",59074,"G","20A",null,"Combustion Turbine","IC","WEC_CALN","California",6,"Santa Clara",85,"06085",2.3,9264,2017,{"$nulls":4},"Distillate Fuel Oil",{"$nulls":13},0.010999999999999954,0.010999999999999954,0.010999999999999954,0.010999999999999954]
["SC 1 Data Center, Phase 2","59074_G_20B",59074,"G","20B",null,"Combustion Turbine","IC","WEC_CALN","California",6,"Santa Clara",85,"06085",2.3,9264,2017,{"$nulls":4},"Distillate Fuel Oil",{"$nulls":13},0.010999999999999954,0.010999999999999954,0.010999999999999954,0.010999999999999954]
["SC 1 Data Center, Phase 2","59074_G_21A",59074,"G","21A",null,"Combustion Turbine","IC","WEC_CALN","California",6,"Santa Clara",85,"06085",2.3,9264,2017,{"$nulls":4},"Distillate Fuel Oil",{"$nulls":13},0.010999999999999954,0.010999999999999954,0.010999999999999954,0.010999999999999954]
["SC 1 Data Center, Phase 2","59074_G_21B",59074,"G","21B",null,"Combustion Turbine","IC","WEC_CALN","California",6,"Santa Clara",85,"06085",2.3,9264,2017,{"$nulls":4},"Distillate Fuel Oil",{"$nulls":13},0.010999999999999954,0.010999999999999954,0.010999999999999954,0.010999999999999954]
["SC 1 Data Center, Phase 2","59074_G_22A",59074,"G","22A",null,"Combustion Turbine","IC","WEC_CALN","California",6,"Santa Clara",85,"06085",2.3,9264,2017,{"$nulls":4},"Distillate Fuel Oil",{"$nulls":13},0.010999999999999954,0.010999999999999954,0.010999999999999954,0.010999999999999954]
["SC 1 Data Center, Phase 2","59074_G_22B",59074,"G","22B",null,"Combustion Turbine","IC","WEC_CALN","California",6,"Santa Clara",85,"06085",2.3,9264,2017,{"$nulls":4},"Distillate Fuel Oil",{"$nulls":13},0.010999999999999954,0.010999999999999954,0.010999999999999954,0.010999999999999954]
["Alta Municipal Utilities","1121_G_2A",1121,"G","2A",null,"Combustion Turbine","IC","MIS_MIDA","Iowa",19,"Buena Vista",21,"19021",2,9264,2018,{"$nulls":4},"Distillate Fuel Oil",{"$nulls":13},0.010999999999999954,0.010999999999999954,0.010999999999999954,0.010999999999999954]
["Alta Municipal Utilities","1121_G_3A",1121,"G","3A",null,"Combustion Turbine","IC","MIS_MIDA","Iowa",19,"Buena Vista",21,"19021",2,9264,2018,{"$nulls":4},"Distillate Fuel Oil",{"$nulls":13},0.010999999999999954,0.010999999999999954,0.010999999999999954,0.010999999999999954]
["Augusta Electric Plant No 1","1261_G_8",1261,"G","8",null,"Combustion Turbine","IC","SPP_N","Kansas",20,"Butler",15,"20015",2,9264,2016,{"$nulls":4},"Distillate Fuel Oil",{"$nulls":13},0.010999999999999954,0.010999999999999954,0.010999999999999954,0.010999999999999954]
["Lincoln","1300_G_8",1300,"G","8",null,"Combustion Turbine","IC","SPP_N","Kansas",20,"Lincoln",105,"20105",1.8,9264,2017,{"$nulls":4},"Distillate Fuel Oil",{"$nulls":13},0.010999999999999954,0.010999999999999954,0.010999999999999954,0.010999999999999954]
["Rocky Ford","6516_G_IC1A",6516,"G","IC1A",null,"Combustion Turbine","IC","WECC_CO","Colorado",8,"Otero",89,"08089",2,9264,1964,{"$nulls":4},"Distillate Fuel Oil",{"$nulls":13},0.010999999999999954,0.010999999999999954,0.010999999999999954,0.010999999999999954]
["CoreSite Real Estate 55 S. Market Street","61474_G_G-4",61474,"G","G-4",null,"Combustion Turbine","IC","WEC_CALN","California",6,"Santa Clara",85,"06085",2,9264,2007,{"$nulls":4},"Distillate Fuel Oil",{"$nulls":13},0.010999999999999954,0.010999999999999954,0.010999999999999954,0.010999999999999954]
["Woodhull Hospital","61567_G_EGEN3",61567,"G","EGEN3",null,"Combustion Turbine","IC","NY_Z_J","New York",36,"Kings",47,"36047",2,9264,2001,{"$nulls":4},"Distillate Fuel Oil",{"$nulls":13},0.010999999999999954,0.010999999999999954,0.010999999999999954,0.010999999999999954]
["Woodhull Hospital","61567_G_EGEN4",61567,"G","EGEN4",null,"Combustion Turbine","IC","NY_Z_J","New York",36,"Kings",47,"36047",2,9264,2001,{"$nulls":4},"Distillate Fuel Oil",{"$nulls":13},0.010999999999999954,0.010999999999999954,0.010999999999999954,0.010999999999999954]
["Navy Yard Peaker Station","61737_G_GEN1",61737,"G","GEN1",null,"Combustion Turbine","IC","PJM_EMAC","Pennsylvania",42,"Philadelphia",101,"42101",2,9264,2017,{"$nulls":4},"Natural Gas",{"$nulls":13},0.010999999999999954,0.010999999999999954,0.010999999999999954,0.010999999999999954]
["Navy Yard Peaker Station","61737_G_GEN2",61737,"G","GEN2",null,"Combustion Turbine","IC","PJM_EMAC","Pennsylvania",42,"Philadelphia",101,"42101",2,9264,2017,{"$nulls":4},"Natural Gas",{"$nulls":13},0.010999999999999954,0.010999999999999954,0.010999999999999954,0.010999999999999954]
["Navy Yard Peaker Station","61737_G_GEN3",61737,"G","GEN3",null,"Combustion Turbine","IC","PJM_EMAC","Pennsylvania",42,"Philadelphia",101,"42101",2,9264,2017,{"$nulls":4},"Natural Gas",{"$nulls":13},0.010999999999999954,0.010999999999999954,0.010999999999999954,0.010999999999999954]
["Navy Yard Peaker Station","61737_G_GEN4",61737,"G","GEN4",null,"Combustion Turbine","IC","PJM_EMAC","Pennsylvania",42,"Philadelphia",101,"42101",2,9264,2018,{"$nulls":4},"Natural Gas",{"$nulls":13},0.010999999999999954,0.010999999999999954,0.010999999999999954,0.010999999999999954]
["Princeton Energy Center, LLC","61822_G_EDG1",61822,"G","EDG1",null,"Combustion Turbine","IC","PJM_EMAC","New Jersey",34,"Middlesex",23,"34023",2,9264,2012,{"$nulls":4},"Distillate Fuel Oil",{"$nulls":13},0.010999999999999954,0.010999999999999954,0.010999999999999954,0.010999999999999954]
["Princeton Energy Center, LLC","61822_G_EDG2",61822,"G","EDG2",null,"Combustion Turbine","IC","PJM_EMAC","New Jersey",34,"Middlesex",23,"34023",2,9264,2012,{"$nulls":4},"Distillate Fuel Oil",{"$nulls":13},0.010999999999999954,0.010999999999999954,0.010999999999999954,0.010999999999999954]
["Princeton Energy Center, LLC","61822_G_EDG3",61822,"G","EDG3",null,"Combustion Turbine","IC","PJM_EMAC","New Jersey",34,"Middlesex",23,"34023",2,9264,2012,{"$nulls":4},"Distillate Fuel Oil",{"$nulls":13},0.010999999999999954,0.010999999999999954,0.010999999999999954,0.010999999999999954]
["Regeneron Pharmaceuticals Inc.","62423_G_795G1",62423,"G","795G1",null,"Combustion Turbine","IC","NY_Z_G-I","New York",36,"Westchester",119,"36119",2,9264,2015,{"$nulls":4},"Distillate Fuel Oil",{"$nulls":13},0.010999999999999954,0.010999999999999954,0.010999999999999954,0.010999999999999954]
["Regeneron Pharmaceuticals Inc.","62423_G_795G2",62423,"G","795G2",null,"Combustion Turbine","IC","NY_Z_G-I","New York",36,"Westchester",119,"36119",2,9264,2015,{"$nulls":4},"Distillate Fuel Oil",{"$nulls":13},0.010999999999999954,0.010999999999999954,0.010999999999999954,0.010999999999999954]
["Digital Fairfield","62455_G_DGR01",62455,"G","DGR01",null,"Fuel Cell",null,"NENG_CT","Connecticut",9,"Fairfield",1,"09001",2,8653,2018,{"$nulls":4},"Natural Gas",{"$nulls":13},0,0,0,0]
["Micro Santa Clara","62459_G_SMC01",62459,"G","SMC01",null,"Fuel Cell",null,"WEC_CALN","California",6,"Santa Clara",85,"06085",2,8653,2018,{"$nulls":4},"Natural Gas",{"$nulls":13},0,0,0,0]
["Farmers Electric Cooperative - Kalona","62461_G_1",62461,"G","1",null,"Combustion Turbine","IC","MIS_MIDA","Iowa",19,"Johnson",103,"19103",2,9264,2001,{"$nulls":4},"Distillate Fuel Oil",{"$nulls":13},0.010999999999999954,0.010999999999999954,0.010999999999999954,0.010999999999999954]
["Farmers Electric Cooperative - Kalona","62461_G_2",62461,"G","2",null,"Combustion Turbine","IC","MIS_MIDA","Iowa",19,"Johnson",103,"19103",2,9264,2001,{"$nulls":4},"Distillate Fuel Oil",{"$nulls":13},0.010999999999999954,0.010999999999999954,0.010999999999999954,0.010999999999999954]
["Farmers Electric Cooperative - Kalona","62461_G_3",62461,"G","3",null,"Combustion Turbine","IC","MIS_MIDA","Iowa",19,"Johnson",103,"19103",2,9264,2006,{"$nulls":4},"Distillate Fuel Oil",{"$nulls":13},0.010999999999999954,0.010999999999999954,0.010999999999999954,0.010999999999999954]
["Amana Society Service Company","61850_G_IC1",61850,"G","IC1",null,"Combustion Turbine","IC","MIS_IA","Iowa",19,"Iowa",95,"19095",1.8,9264,2001,{"$nulls":4},"Distillate Fuel Oil",{"$nulls":13},0.010999999999999954,0.010999999999999954,0.010999999999999954,0.010999999999999954]
["Amana Society Service Company","61850_G_IC10",61850,"G","IC10",null,"Combustion Turbine","IC","MIS_IA","Iowa",19,"Iowa",95,"19095",1.8,9264,2001,{"$nulls":4},"Distillate Fuel Oil",{"$nulls":13},0.010999999999999954,0.010999999999999954,0.010999999999999954,0.010999999999999954]
["Amana Society Service Company","61850_G_IC11",61850,"G","IC11",null,"Combustion Turbine","IC","MIS_IA","Iowa",19,"Iowa",95,"19095",1.8,9264,2001,{"$nulls":4},"Distillate Fuel Oil",{"$nulls":13},0.010999999999999954,0.010999999999999954,0.010999999999999954,0.010999999999999954]
["Amana Society Service Company","61850_G_IC12",61850,"G","IC12",null,"Combustion Turbine","IC","MIS_IA","Iowa",19,"Iowa",95,"19095",1.8,9264,2001,{"$nulls":4},"Distillate Fuel Oil",{"$nulls":13},0.010999999999999954,0.010999999999999954,0.010999999999999954,0.010999999999999954]
["Amana Society Service Company","61850_G_IC2",61850,"G","IC2",null,"Combustion Turbine","IC","MIS_IA","Iowa",19,"Iowa",95,"19095",1.8,9264,2001,{"$nulls":4},"Distillate Fuel Oil",{"$nulls":13},0.010999999999999954,0.010999999999999954,0.010999999999999954,0.010999999999999954]
["Amana Society Service Company","61850_G_IC3",61850,"G","IC3",null,"Combustion Turbine","IC","MIS_IA","Iowa",19,"Iowa",95,"19095",1.8,9264,2001,{"$nulls":4},"Distillate Fuel Oil",{"$nulls":13},0.010999999999999954,0.010999999999999954,0.010999999999999954,0.010999999999999954]
["Amana Society Service Company","61850_G_IC4",61850,"G","IC4",null,"Combustion Turbine","IC","MIS_IA","Iowa",19,"Iowa",95,"19095",1.8,9264,2001,{"$nulls":4},"Distillate Fuel Oil",{"$nulls":13},0.010999999999999954,0.010999999999999954,0.010999999999999954,0.010999999999999954]
["Amana Society Service Company","61850_G_IC5",61850,"G","IC5",null,"Combustion Turbine","IC","MIS_IA","Iowa",19,"Iowa",95,"19095",1.8,9264,2001,{"$nulls":4},"Distillate Fuel Oil",{"$nulls":13},0.010999999999999954,0.010999999999999954,0.010999999999999954,0.010999999999999954]
["Amana Society Service Company","61850_G_IC6",61850,"G","IC6",null,"Combustion Turbine","IC","MIS_IA","Iowa",19,"Iowa",95,"19095",1.8,9264,2001,{"$nulls":4},"Distillate Fuel Oil",{"$nulls":13},0.010999999999999954,0.010999999999999954,0.010999999999999954,0.010999999999999954]
["Amana Society Service Company","61850_G_IC7",61850,"G","IC7",null,"Combustion Turbine","IC","MIS_IA","Iowa",19,"Iowa",95,"19095",1.8,9264,2001,{"$nulls":4},"Distillate Fuel Oil",{"$nulls":13},0.010999999999999954,0.010999999999999954,0.010999999999999954,0.010999999999999954]
["Amana Society Service Company","61850_G_IC8",61850,"G","IC8",null,"Combustion Turbine","IC","MIS_IA","Iowa",19,"Iowa",95,"19095",1.8,9264,2001,{"$nulls":4},"Distillate Fuel Oil",{"$nulls":13},0.010999999999999954,0.010999999999999954,0.010999999999999954,0.010999999999999954]
["Amana Society Service Company","61850_G_IC9",61850,"G","IC9",null,"Combustion Turbine","IC","MIS_IA","Iowa",19,"Iowa",95,"19095",1.8,9264,2001,{"$nulls":4},"Distillate Fuel Oil",{"$nulls":13},0.010999999999999954,0.010999999999999954,0.010999999999999954,0.010999999999999954]
["Albert Einstein College of Medicine","62398_G_CP961",62398,"G","CP961",null,"Combustion Turbine","IC","NY_Z_J","New York",36,"Bronx",5,"36005",1.8,9264,2008,{"$nulls":4},"Distillate Fuel Oil",{"$nulls":13},0.010999999999999954,0.010999999999999954,0.010999999999999954,0.010999999999999954]
["Albert Einstein College of Medicine","62398_G_CP962",62398,"G","CP962",null,"Combustion Turbine","IC","NY_Z_J","New York",36,"Bronx",5,"36005",1.8,9264,2008,{"$nulls":4},"Distillate Fuel Oil",{"$nulls":13},0.010999999999999954,0.010999999999999954,0.010999999999999954,0.010999999999999954]
["New York Methodist Hospital","52091_G_CCHEG",52091,"G","CCHEG",null,"Combustion Turbine","IC","NY_Z_J","New York",36,"Kings",47,"36047",1.5,9264,2019,{"$nulls":4},"Distillate Fuel Oil",{"$nulls":13},0.010999999999999954,0.010999999999999954,0.010999999999999954,0.010999999999999954]
["Electric Avenue Facility","56367_G_4",56367,"G","4",null,"Combustion Turbine","IC","PJM_Dom","Virginia",51,"Culpeper",47,"51047",1.5,9264,1997,{"$nulls":4},"Distillate Fuel Oil",{"$nulls":13},0.010999999999999954,0.010999999999999954,0.010999999999999954,0.010999999999999954]
["Woodhull Hospital","61567_G_EGEN1",61567,"G","EGEN1",null,"Combustion Turbine","IC","NY_Z_J","New York",36,"Kings",47,"36047",1.5,9264,1972,{"$nulls":4},"Distillate Fuel Oil",{"$nulls":13},0.010999999999999954,0.010999999999999954,0.010999999999999954,0.010999999999999954]
["Woodhull Hospital","61567_G_EGEN2",61567,"G","EGEN2",null,"Combustion Turbine","IC","NY_Z_J","New York",36,"Kings",47,"36047",1.5,9264,1972,{"$nulls":4},"Distillate Fuel Oil",{"$nulls":13},0.010999999999999954,0.010999999999999954,0.010999999999999954,0.010999999999999954]
["Beloit Memorial Hospital Power Plant","62117_G_GEN-1",62117,"G","GEN-1",null,"Combustion Turbine","IC","MIS_WUMS","Wisconsin",55,"Rock",105,"55105",1.5,9264,2000,{"$nulls":4},"Natural Gas",{"$nulls":13},0.010999999999999954,0.010999999999999954,0.010999999999999954,0.010999999999999954]
["Beloit Memorial Hospital Power Plant","62117_G_GEN-2",62117,"G","GEN-2",null,"Combustion Turbine","IC","MIS_WUMS","Wisconsin",55,"Rock",105,"55105",1.5,9264,2000,{"$nulls":4},"Natural Gas",{"$nulls":13},0.010999999999999954,0.010999999999999954,0.010999999999999954,0.010999999999999954]
["NYP-Lower Manhattan Hospital","62366_G_CATR4",62366,"G","CATR4",null,"Combustion Turbine","IC","NY_Z_J","New York",36,"New York",61,"36061",1.5,9264,1992,{"$nulls":4},"Distillate Fuel Oil",{"$nulls":13},0.010999999999999954,0.010999999999999954,0.010999999999999954,0.010999999999999954]
["Regeneron Pharmaceuticals Inc.","62423_G_735G1",62423,"G","735G1",null,"Combustion Turbine","IC","NY_Z_G-I","New York",36,"Westchester",119,"36119",1.5,9264,2009,{"$nulls":4},"Distillate Fuel Oil",{"$nulls":13},0.010999999999999954,0.010999999999999954,0.010999999999999954,0.010999999999999954]
["Regeneron Pharmaceuticals Inc.","62423_G_745G1",62423,"G","745G1",null,"Combustion Turbine","IC","NY_Z_G-I","New York",36,"Westchester",119,"36119",1.5,9264,2016,{"$nulls":4},"Distillate Fuel Oil",{"$nulls":13},0.010999999999999954,0.010999999999999954,0.010999999999999954,0.010999999999999954]
["Regeneron Pharmaceuticals Inc.","62423_G_745G2",62423,"G","745G2",null,"Combustion Turbine","IC","NY_Z_G-I","New York",36,"Westchester",119,"36119",1.5,9264,2016,{"$nulls":4},"Distillate Fuel Oil",{"$nulls":13},0.010999999999999954,0.010999999999999954,0.010999999999999954,0.010999999999999954]
["JLL-One Rockwood Road","62446_G_EGEN1",62446,"G","EGEN1",null,"Combustion Turbine","IC","NY_Z_G-I","New York",36,"Westchester",119,"36119",1.5,9264,2003,{"$nulls":4},"Distillate Fuel Oil",{"$nulls":13},0.010999999999999954,0.010999999999999954,0.010999999999999954,0.010999999999999954]
["JLL-One Rockwood Road","62446_G_EGEN2",62446,"G","EGEN2",null,"Combustion Turbine","IC","NY_Z_G-I","New York",36,"Westchester",119,"36119",1.5,9264,2003,{"$nulls":4},"Distillate Fuel Oil",{"$nulls":13},0.010999999999999954,0.010999999999999954,0.010999999999999954,0.010999999999999954]
["Regeneron Tarrytown","62456_G_RGP00",62456,"G","RGP00",null,"Fuel Cell",null,"NY_Z_G-I","New York",36,"Westchester",119,"36119",1.5,8653,2018,{"$nulls":4},"Natural Gas",{"$nulls":13},0,0,0,0]
["Trinity College Fuel Cell","61786_G_MB-22",61786,"G","MB-22",null,"Fuel Cell",null,"NENG_CT","Connecticut",9,"Hartford",3,"09003",1.4,8653,2018,{"$nulls":4},"Natural Gas",{"$nulls":13},0,0,0,0]
["Iola Powerhouse & Cogeneration Facility","62424_G_1",62424,"G","1",null,"Combustion Turbine","IC","NY_Z_B","New York",36,"Monroe",55,"36055",1.4,9264,2004,{"$nulls":4},"Natural Gas",{"$nulls":13},0.010999999999999954,0.010999999999999954,0.010999999999999954,0.010999999999999954]
["Iola Powerhouse & Cogeneration Facility","62424_G_2",62424,"G","2",null,"Combustion Turbine","IC","NY_Z_B","New York",36,"Monroe",55,"36055",1.4,9264,2004,{"$nulls":4},"Natural Gas",{"$nulls":13},0.010999999999999954,0.010999999999999954,0.010999999999999954,0.010999999999999954]
["Iola Powerhouse & Cogeneration Facility","62424_G_3",62424,"G","3",null,"Combustion Turbine","IC","NY_Z_B","New York",36,"Monroe",55,"36055",1.4,9264,2004,{"$nulls":4},"Natural Gas",{"$nulls":13},0.010999999999999954,0.010999999999999954,0.010999999999999954,0.010999999999999954]
["West Point (PA)","52149_G_GEN15",52149,"G","GEN15",null,"Combustion Turbine","IC","PJM_EMAC","Pennsylvania",42,"Montgomery",91,"42091",1.1,9264,2017,{"$nulls":4},"Natural Gas",{"$nulls":13},0.010999999999999954,0.010999999999999954,0.010999999999999954,0.010999999999999954]
["Westchester County Medical Center","62270_G_CATH1",62270,"G","CATH1",null,"Combustion Turbine","IC","NY_Z_G-I","New York",36,"Westchester",119,"36119",1.3,9264,2002,{"$nulls":4},"Distillate Fuel Oil",{"$nulls":13},0.010999999999999954,0.010999999999999954,0.010999999999999954,0.010999999999999954]
["Westchester County Medical Center","62270_G_CATH2",62270,"G","CATH2",null,"Combustion Turbine","IC","NY_Z_G-I","New York",36,"Westchester",119,"36119",1.3,9264,2002,{"$nulls":4},"Distillate Fuel Oil",{"$nulls":13},0.010999999999999954,0.010999999999999954,0.010999999999999954,0.010999999999999954]
["Edenton Generators","7429_G_3",7429,"G","3",null,"Combustion Turbine","IC","PJM_Dom","North Carolina",37,"Chowan",41,"37041",1.2,9264,2014,{"$nulls":4},"Distillate Fuel Oil",{"$nulls":13},0.010999999999999954,0.010999999999999954,0.010999999999999954,0.010999999999999954]
["The Bank of New York","62001_G_6087K",62001,"G","6087K",null,"Combustion Turbine","IC","NY_Z_J","New York",36,"Kings",47,"36047",1.2,9264,1983,{"$nulls":4},"Distillate Fuel Oil",{"$nulls":13},0.010999999999999954,0.010999999999999954,0.010999999999999954,0.010999999999999954]
["The Bank of New York","62001_G_6187H",62001,"G","6187H",null,"Combustion Turbine","IC","NY_Z_J","New York",36,"Kings",47,"36047",1.2,9264,1983,{"$nulls":4},"Distillate Fuel Oil",{"$nulls":13},0.010999999999999954,0.010999999999999954,0.010999999999999954,0.010999999999999954]
["The Bank of New York","62001_G_6287P",62001,"G","6287P",null,"Combustion Turbine","IC","NY_Z_J","New York",36,"Kings",47,"36047",1.2,9264,1983,{"$nulls":4},"Distillate Fuel Oil",{"$nulls":13},0.010999999999999954,0.010999999999999954,0.010999999999999954,0.010999999999999954]
["The Bank of New York","62001_G_8587X",62001,"G","8587X",null,"Combustion Turbine","IC","NY_Z_J","New York",36,"Kings",47,"36047",1.2,9264,1983,{"$nulls":4},"Distillate Fuel Oil",{"$nulls":13},0.010999999999999954,0.010999999999999954,0.010999999999999954,0.010999999999999954]
["The Bank of New York","62001_G_8687N",62001,"G","8687N",null,"Combustion Turbine","IC","NY_Z_J","New York",36,"Kings",47,"36047",1.2,9264,1983,{"$nulls":4},"Distillate Fuel Oil",{"$nulls":13},0.010999999999999954,0.010999999999999954,0.010999999999999954,0.010999999999999954]
["The Bank of New York","62001_G_8887H",62001,"G","8887H",null,"Combustion Turbine","IC","NY_Z_J","New York",36,"Kings",47,"36047",1.2,9264,1983,{"$nulls":4},"Distillate Fuel Oil",{"$nulls":13},0.010999999999999954,0.010999999999999954,0.010999999999999954,0.010999999999999954]
["MER Queens","62576_G_MER01",62576,"G","MER01",null,"Fuel Cell",null,"NY_Z_J","New York",36,"Queens",81,"36081",1.2,8653,2017,{"$nulls":4},"Natural Gas",{"$nulls":13},0,0,0,0]
["South Nassau Communities Hospital","62447_G_1",62447,"G","1",null,"Combustion Turbine","IC","NY_Z_K","New York",36,"Nassau",59,"36059",1.1,9264,1975,{"$nulls":4},"Distillate Fuel Oil",{"$nulls":13},0.010999999999999954,0.010999999999999954,0.010999999999999954,0.010999999999999954]
["MCRD Parris Island PV","61956_G_BLKST",61956,"G","BLKST",null,"Combustion Turbine","IC","S_VACA","South Carolina",45,"Beaufort",13,"45013",1,9264,2019,{"$nulls":4},"Distillate Fuel Oil",{"$nulls":13},0.010999999999999954,0.010999999999999954,0.010999999999999954,0.010999999999999954]
["Nantucket","1615_G_19",1615,"G","19",null,"Combustion Turbine","IC","NENGREST","Massachusetts",25,"Nantucket",19,"25019",1,9264,2019,{"$nulls":4},"Distillate Fuel Oil",{"$nulls":13},0.010999999999999954,0.010999999999999954,0.010999999999999954,0.010999999999999954]
["Loma Linda University Cogen","10206_G_GEN5",10206,"G","GEN5",null,"Combustion Turbine","IC","WECC_SCE","California",6,"San Bernardino",71,"06071",1,9264,2018,{"$nulls":4},"Distillate Fuel Oil",{"$nulls":13},0.010999999999999954,0.010999999999999954,0.010999999999999954,0.010999999999999954]
["New York Methodist Hospital","52091_G_02-8P",52091,"G","02-8P",null,"Combustion Turbine","IC","NY_Z_J","New York",36,"Kings",47,"36047",1,9264,2006,{"$nulls":4},"Distillate Fuel Oil",{"$nulls":13},0.010999999999999954,0.010999999999999954,0.010999999999999954,0.010999999999999954]
["New York Methodist Hospital","52091_G_03-8L",52091,"G","03-8L",null,"Combustion Turbine","IC","NY_Z_J","New York",36,"Kings",47,"36047",1,9264,2008,{"$nulls":4},"Distillate Fuel Oil",{"$nulls":13},0.010999999999999954,0.010999999999999954,0.010999999999999954,0.010999999999999954]
["Good Samaritan Hospital","61551_G_EGEN1",61551,"G","EGEN1",null,"Combustion Turbine","IC","NY_Z_G-I","New York",36,"Rockland",87,"36087",1,9264,1980,{"$nulls":4},"Distillate Fuel Oil",{"$nulls":13},0.010999999999999954,0.010999999999999954,0.010999999999999954,0.010999999999999954]
["Woodhull Hospital","61567_G_EGEN5",61567,"G","EGEN5",null,"Combustion Turbine","IC","NY_Z_J","New York",36,"Kings",47,"36047",1,9264,2001,{"$nulls":4},"Distillate Fuel Oil",{"$nulls":13},0.010999999999999954,0.010999999999999954,0.010999999999999954,0.010999999999999954]
["The Allen Hospital","61568_G_EGEN1",61568,"G","EGEN1",null,"Combustion Turbine","IC","NY_Z_J","New York",36,"New York",61,"36061",1,9264,2009,{"$nulls":4},"Distillate Fuel Oil",{"$nulls":13},0.010999999999999954,0.010999999999999954,0.010999999999999954,0.010999999999999954]
["Mount Sinai Beth Israel","61569_G_EGEN3",61569,"G","EGEN3",null,"Combustion Turbine","IC","NY_Z_J","New York",36,"New York",61,"36061",1,9264,1988,{"$nulls":4},"Distillate Fuel Oil",{"$nulls":13},0.010999999999999954,0.010999999999999954,0.010999999999999954,0.010999999999999954]
["TAC-Distributed Energy Resource Int.","61990_G_NG",61990,"G","NG",null,"Combustion Turbine","IC","MIS_IL","Illinois",17,"Champaign",19,"17019",1,9264,2017,{"$nulls":4},"Natural Gas",{"$nulls":13},0.010999999999999954,0.010999999999999954,0.010999999999999954,0.010999999999999954]
["Kingsbrook Jewish Medical Center","62050_G_VHP59",62050,"G","VHP59",null,"Combustion Turbine","IC","NY_Z_J","New York",36,"Kings",47,"36047",1,9264,2002,{"$nulls":4},"Distillate Fuel Oil",{"$nulls":13},0.010999999999999954,0.010999999999999954,0.010999999999999954,0.010999999999999954]
["Albert Einstein College of Medicine","62398_G_CP035",62398,"G","CP035",null,"Combustion Turbine","IC","NY_Z_J","New York",36,"Bronx",5,"36005",1,9264,2002,{"$nulls":4},"Distillate Fuel Oil",{"$nulls":13},0.010999999999999954,0.010999999999999954,0.010999999999999954,0.010999999999999954]
["Regeneron Pharmaceuticals Inc.","62423_G_735G2",62423,"G","735G2",null,"Combustion Turbine","IC","NY_Z_G-I","New York",36,"Westchester",119,"36119",1,9264,2009,{"$nulls":4},"Distillate Fuel Oil",{"$nulls":13},0.010999999999999954,0.010999999999999954,0.010999999999999954,0.010999999999999954]
["Regeneron Pharmaceuticals Inc.","62423_G_777G1",62423,"G","777G1",null,"Combustion Turbine","IC","NY_Z_G-I","New York",36,"Westchester",119,"36119",1,9264,2013,{"$nulls":4},"Distillate Fuel Oil",{"$nulls":13},0.010999999999999954,0.010999999999999954,0.010999999999999954,0.010999999999999954]
["Regeneron Pharmaceuticals Inc.","62423_G_785G1",62423,"G","785G1",null,"Combustion Turbine","IC","NY_Z_G-I","New York",36,"Westchester",119,"36119",1,9264,2015,{"$nulls":4},"Distillate Fuel Oil",{"$nulls":13},0.010999999999999954,0.010999999999999954,0.010999999999999954,0.010999999999999954]
["South Nassau Communities Hospital","62447_G_3",62447,"G","3",null,"Combustion Turbine","IC","NY_Z_K","New York",36,"Nassau",59,"36059",1,9264,2005,{"$nulls":4},"Distillate Fuel Oil",{"$nulls":13},0.010999999999999954,0.010999999999999954,0.010999999999999954,0.010999999999999954]
["St. Johns Episcopal Hospital","62450_G_F1040",62450,"G","F1040",null,"Combustion Turbine","IC","NY_Z_J","New York",36,"Queens",81,"36081",1,9264,1995,{"$nulls":4},"Distillate Fuel Oil",{"$nulls":13},0.010999999999999954,0.010999999999999954,0.010999999999999954,0.010999999999999954]
["Ratkovich Alhambra","62458_G_RAT00",62458,"G","RAT00",null,"Fuel Cell",null,"WEC_LADW","California",6,"Los Angeles",37,"06037",1,8653,2018,{"$nulls":4},"Natural Gas",{"$nulls":13},0,0,0,0]
["Disney Prospect","62571_G_DSY01",62571,"G","DSY01",null,"Fuel Cell",null,"WEC_LADW","California",6,"Los Angeles",37,"06037",1,8653,2017,{"$nulls":4},"Natural Gas",{"$nulls":13},0,0,0,0]
["ATT Jericho","62572_G_ATT49",62572,"G","ATT49",null,"Fuel Cell",null,"NY_Z_K","New York",36,"Suffolk",103,"36103",1,8653,2017,{"$nulls":4},"Natural Gas",{"$nulls":13},0,0,0,0]
["ATT  Kelvin","62573_G_ATT56",62573,"G","ATT56",null,"Fuel Cell",null,"WECC_SCE","California",6,"Orange",59,"06059",1,8653,2017,{"$nulls":4},"Natural Gas",{"$nulls":13},0,0,0,0]
["ATT Van Nyus","62574_G_ATT93",62574,"G","ATT93",null,"Fuel Cell",null,"WEC_LADW","California",6,"Los Angeles",37,"06037",1,8653,2017,{"$nulls":4},"Natural Gas",{"$nulls":13},0,0,0,0]
["FLEX Gibraltar","62575_G_FLX01",62575,"G","FLX01",null,"Fuel Cell",null,"WEC_CALN","California",6,"Santa Clara",85,"06085",1,8653,2017,{"$nulls":4},"Natural Gas",{"$nulls":13},0,0,0,0]
["APP Prune A-D","62577_G_AP11A",62577,"G","AP11A",null,"Fuel Cell",null,"WEC_CALN","California",6,"Santa Clara",85,"06085",1,8653,2017,{"$nulls":4},"Natural Gas",{"$nulls":13},0,0,0,0]
["APP Prune A-D","62577_G_AP11B",62577,"G","AP11B",null,"Fuel Cell",null,"WEC_CALN","California",6,"Santa Clara",85,"06085",1,8653,2017,{"$nulls":4},"Natural Gas",{"$nulls":13},0,0,0,0]
["APP Prune A-D","62577_G_AP11C",62577,"G","AP11C",null,"Fuel Cell",null,"WEC_CALN","California",6,"Santa Clara",85,"06085",1,8653,2017,{"$nulls":4},"Natural Gas",{"$nulls":13},0,0,0,0]
["APP Prune A-D","62577_G_AP11D",62577,"G","AP11D",null,"Fuel Cell",null,"WEC_CALN","California",6,"Santa Clara",85,"06085",1,8653,2017,{"$nulls":4},"Natural Gas",{"$nulls":13},0,0,0,0]
["Mount Sinai Beth Israel","61569_G_EGEN9",61569,"G","EGEN9",null,"Combustion Turbine","IC","NY_Z_J","New York",36,"New York",61,"36061",0.9,9264,1988,{"$nulls":4},"Distillate Fuel Oil",{"$nulls":13},0.010999999999999954,0.010999999999999954,0.010999999999999954,0.010999999999999954]
["Maimonides Medical Center","62174_G_CM900",62174,"G","CM900",null,"Combustion Turbine","IC","NY_Z_J","New York",36,"Kings",47,"36047",0.9,9264,2006,{"$nulls":4},"Distillate Fuel Oil",{"$nulls":13},0.010999999999999954,0.010999999999999954,0.010999999999999954,0.010999999999999954]
["Maimonides Medical Center","62174_G_CN900",62174,"G","CN900",null,"Combustion Turbine","IC","NY_Z_J","New York",36,"Kings",47,"36047",0.9,9264,2006,{"$nulls":4},"Distillate Fuel Oil",{"$nulls":13},0.010999999999999954,0.010999999999999954,0.010999999999999954,0.010999999999999954]
["NYC-HH-New Bellevue Hospital","62250_G_CUM6Z",62250,"G","CUM6Z",null,"Combustion Turbine","IC","NY_Z_J","New York",36,"New York",61,"36061",0.9,9264,2011,{"$nulls":4},"Distillate Fuel Oil",{"$nulls":13},0.010999999999999954,0.010999999999999954,0.010999999999999954,0.010999999999999954]
["NYPH-Queens","62271_G_PB809",62271,"G","PB809",null,"Combustion Turbine","IC","NY_Z_J","New York",36,"Queens",81,"36081",0.9,9264,2010,{"$nulls":4},"Distillate Fuel Oil",{"$nulls":13},0.010999999999999954,0.010999999999999954,0.010999999999999954,0.010999999999999954]
["NYPH-Queens","62271_G_PB909",62271,"G","PB909",null,"Combustion Turbine","IC","NY_Z_J","New York",36,"Queens",81,"36081",0.9,9264,2010,{"$nulls":4},"Distillate Fuel Oil",{"$nulls":13},0.010999999999999954,0.010999999999999954,0.010999999999999954,0.010999999999999954]
["NYPH-Queens","62271_G_PR601",62271,"G","PR601",null,"Combustion Turbine","IC","NY_Z_J","New York",36,"Queens",81,"36081",0.9,9264,2000,{"$nulls":4},"Distillate Fuel Oil",{"$nulls":13},0.010999999999999954,0.010999999999999954,0.010999999999999954,0.010999999999999954]
["NYPH-Queens","62271_G_PR602",62271,"G","PR602",null,"Combustion Turbine","IC","NY_Z_J","New York",36,"Queens",81,"36081",0.9,9264,2010,{"$nulls":4},"Distillate Fuel Oil",{"$nulls":13},0.010999999999999954,0.010999999999999954,0.010999999999999954,0.010999999999999954]
["NYPH-Queens","62271_G_PR816",62271,"G","PR816",null,"Combustion Turbine","IC","NY_Z_J","New York",36,"Queens",81,"36081",0.9,9264,2000,{"$nulls":4},"Distillate Fuel Oil",{"$nulls":13},0.010999999999999954,0.010999999999999954,0.010999999999999954,0.010999999999999954]
["Albert Einstein College of Medicine","62398_G_CP925",62398,"G","CP925",null,"Combustion Turbine","IC","NY_Z_J","New York",36,"Bronx",5,"36005",0.9,9264,2002,{"$nulls":4},"Distillate Fuel Oil",{"$nulls":13},0.010999999999999954,0.010999999999999954,0.010999999999999954,0.010999999999999954]
["New York Methodist Hospital","52091_G_01-8N",52091,"G","01-8N",null,"Combustion Turbine","IC","NY_Z_J","New York",36,"Kings",47,"36047",0.8,9264,2006,{"$nulls":4},"Distillate Fuel Oil",{"$nulls":13},0.010999999999999954,0.010999999999999954,0.010999999999999954,0.010999999999999954]
["New York Methodist Hospital","52091_G_04-6Z",52091,"G","04-6Z",null,"Combustion Turbine","IC","NY_Z_J","New York",36,"Kings",47,"36047",0.8,9264,2006,{"$nulls":4},"Distillate Fuel Oil",{"$nulls":13},0.010999999999999954,0.010999999999999954,0.010999999999999954,0.010999999999999954]
["New York Methodist Hospital","52091_G_05-6Z",52091,"G","05-6Z",null,"Combustion Turbine","IC","NY_Z_J","New York",36,"Kings",47,"36047",0.8,9264,2006,{"$nulls":4},"Distillate Fuel Oil",{"$nulls":13},0.010999999999999954,0.010999999999999954,0.010999999999999954,0.010999999999999954]
["Mount Sinai Beth Israel","61569_G_EGEN7",61569,"G","EGEN7",null,"Combustion Turbine","IC","NY_Z_J","New York",36,"New York",61,"36061",0.8,9264,1988,{"$nulls":4},"Distillate Fuel Oil",{"$nulls":13},0.010999999999999954,0.010999999999999954,0.010999999999999954,0.010999999999999954]
["Mount Sinai Beth Israel","61569_G_EGEN8",61569,"G","EGEN8",null,"Combustion Turbine","IC","NY_Z_J","New York",36,"New York",61,"36061",0.8,9264,1988,{"$nulls":4},"Distillate Fuel Oil",{"$nulls":13},0.010999999999999954,0.010999999999999954,0.010999999999999954,0.010999999999999954]
["Saint Catherine of Siena Medical Center","62003_G_5FPX4",62003,"G","5FPX4",null,"Combustion Turbine","IC","NY_Z_K","New York",36,"Suffolk",103,"36103",0.4,9264,1972,{"$nulls":4},"Distillate Fuel Oil",{"$nulls":13},0.010999999999999954,0.010999999999999954,0.010999999999999954,0.010999999999999954]
["St Johns Riverside Hospital","62051_G_EG750",62051,"G","EG750",null,"Combustion Turbine","IC","NY_Z_G-I","New York",36,"Westchester",119,"36119",0.8,9264,1968,{"$nulls":4},"Distillate Fuel Oil",{"$nulls":13},0.010999999999999954,0.010999999999999954,0.010999999999999954,0.010999999999999954]
["Maimonides Medical Center","62174_G_CM800",62174,"G","CM800",null,"Combustion Turbine","IC","NY_Z_J","New York",36,"Kings",47,"36047",0.8,9264,2002,{"$nulls":4},"Distillate Fuel Oil",{"$nulls":13},0.010999999999999954,0.010999999999999954,0.010999999999999954,0.010999999999999954]
["NYC-HH-New Bellevue Hospital","62250_G_CAT2H",62250,"G","CAT2H",null,"Combustion Turbine","IC","NY_Z_J","New York",36,"New York",61,"36061",0.8,9264,2011,{"$nulls":4},"Distillate Fuel Oil",{"$nulls":13},0.010999999999999954,0.010999999999999954,0.010999999999999954,0.010999999999999954]
["NYC-HH-New Bellevue Hospital","62250_G_CAT2M",62250,"G","CAT2M",null,"Combustion Turbine","IC","NY_Z_J","New York",36,"New York",61,"36061",0.8,9264,2011,{"$nulls":4},"Distillate Fuel Oil",{"$nulls":13},0.010999999999999954,0.010999999999999954,0.010999999999999954,0.010999999999999954]
["NYC-HH-New Bellevue Hospital","62250_G_CAT2X",62250,"G","CAT2X",null,"Combustion Turbine","IC","NY_Z_J","New York",36,"New York",61,"36061",0.8,9264,2011,{"$nulls":4},"Distillate Fuel Oil",{"$nulls":13},0.010999999999999954,0.010999999999999954,0.010999999999999954,0.010999999999999954]
["NYC-HH-New Bellevue Hospital","62250_G_CAT2Y",62250,"G","CAT2Y",null,"Combustion Turbine","IC","NY_Z_J","New York",36,"New York",61,"36061",0.8,9264,2011,{"$nulls":4},"Distillate Fuel Oil",{"$nulls":13},0.010999999999999954,0.010999999999999954,0.010999999999999954,0.010999999999999954]
["NYP-Hudson Valley Hospital Center","62421_G_750RX",62421,"G","750RX",null,"Combustion Turbine","IC","NY_Z_G-I","New York",36,"Westchester",119,"36119",0.8,9264,2010,{"$nulls":4},"Distillate Fuel Oil",{"$nulls":13},0.010999999999999954,0.010999999999999954,0.010999999999999954,0.010999999999999954]
["Regeneron Pharmaceuticals Inc.","62423_G_771NG",62423,"G","771NG",null,"Combustion Turbine","IC","NY_Z_G-I","New York",36,"Westchester",119,"36119",0.8,9264,2010,{"$nulls":4},"Natural Gas",{"$nulls":13},0.010999999999999954,0.010999999999999954,0.010999999999999954,0.010999999999999954]
["South Nassau Communities Hospital","62447_G_2",62447,"G","2",null,"Combustion Turbine","IC","NY_Z_K","New York",36,"Nassau",59,"36059",0.8,9264,1975,{"$nulls":4},"Distillate Fuel Oil",{"$nulls":13},0.010999999999999954,0.010999999999999954,0.010999999999999954,0.010999999999999954]
["St. Joseph Hospital","62452_G_CT750",62452,"G","CT750",null,"Combustion Turbine","IC","NY_Z_G-I","New York",36,"Westchester",119,"36119",0.8,9264,1978,{"$nulls":4},"Distillate Fuel Oil",{"$nulls":13},0.010999999999999954,0.010999999999999954,0.010999999999999954,0.010999999999999954]
["Mt.Sinai-St.Lukes Roosevelt Hosp. Center","62453_G_CT750",62453,"G","CT750",null,"Combustion Turbine","IC","NY_Z_G-I","New York",36,"Westchester",119,"36119",0.8,9264,1978,{"$nulls":4},"Distillate Fuel Oil",{"$nulls":13},0.010999999999999954,0.010999999999999954,0.010999999999999954,0.010999999999999954]
["Good Samaritan Hospital","61551_G_EGEN2",61551,"G","EGEN2",null,"Combustion Turbine","IC","NY_Z_G-I","New York",36,"Rockland",87,"36087",0.7,9264,2012,{"$nulls":4},"Distillate Fuel Oil",{"$nulls":13},0.010999999999999954,0.010999999999999954,0.010999999999999954,0.010999999999999954]
["St Johns Riverside Hospital","62051_G_EG650",62051,"G","EG650",null,"Combustion Turbine","IC","NY_Z_G-I","New York",36,"Westchester",119,"36119",0.7,9264,2000,{"$nulls":4},"Distillate Fuel Oil",{"$nulls":13},0.010999999999999954,0.010999999999999954,0.010999999999999954,0.010999999999999954]
["NYC-HH-New Bellevue Hospital","62250_G_RUD3R",62250,"G","RUD3R",null,"Combustion Turbine","IC","NY_Z_J","New York",36,"New York",61,"36061",0.7,9264,2002,{"$nulls":4},"Distillate Fuel Oil",{"$nulls":13},0.010999999999999954,0.010999999999999954,0.010999999999999954,0.010999999999999954]
["Westchester County Medical Center","62270_G_CAT04",62270,"G","CAT04",null,"Combustion Turbine","IC","NY_Z_G-I","New York",36,"Westchester",119,"36119",0.7,9264,2000,{"$nulls":4},"Distillate Fuel Oil",{"$nulls":13},0.010999999999999954,0.010999999999999954,0.010999999999999954,0.010999999999999954]
["Westchester County Medical Center","62270_G_CATN1",62270,"G","CATN1",null,"Combustion Turbine","IC","NY_Z_G-I","New York",36,"Westchester",119,"36119",0.7,9264,1974,{"$nulls":4},"Distillate Fuel Oil",{"$nulls":13},0.010999999999999954,0.010999999999999954,0.010999999999999954,0.010999999999999954]
["Westchester County Medical Center","62270_G_CATN2",62270,"G","CATN2",null,"Combustion Turbine","IC","NY_Z_G-I","New York",36,"Westchester",119,"36119",0.7,9264,1974,{"$nulls":4},"Distillate Fuel Oil",{"$nulls":13},0.010999999999999954,0.010999999999999954,0.010999999999999954,0.010999999999999954]
["Westchester County Medical Center","62270_G_CATN3",62270,"G","CATN3",null,"Combustion Turbine","IC","NY_Z_G-I","New York",36,"Westchester",119,"36119",0.7,9264,1996,{"$nulls":4},"Distillate Fuel Oil",{"$nulls":13},0.010999999999999954,0.010999999999999954,0.010999999999999954,0.010999999999999954]
["Albert Einstein College of Medicine","62398_G_CP810",62398,"G","CP810",null,"Combustion Turbine","IC","NY_Z_J","New York",36,"Bronx",5,"36005",0.7,9264,2002,{"$nulls":4},"Distillate Fuel Oil",{"$nulls":13},0.010999999999999954,0.010999999999999954,0.010999999999999954,0.010999999999999954]
["Kingsbrook Jewish Medical Center","62050_G_SR4",62050,"G","SR4",null,"Combustion Turbine","IC","NY_Z_J","New York",36,"Kings",47,"36047",0.6,9264,1999,{"$nulls":4},"Distillate Fuel Oil",{"$nulls":13},0.010999999999999954,0.010999999999999954,0.010999999999999954,0.010999999999999954]
["NYC-HH-New Bellevue Hospital","62250_G_CAT6M",62250,"G","CAT6M",null,"Combustion Turbine","IC","NY_Z_J","New York",36,"New York",61,"36061",0.6,9264,1996,{"$nulls":4},"Distillate Fuel Oil",{"$nulls":13},0.010999999999999954,0.010999999999999954,0.010999999999999954,0.010999999999999954]
["NYC-HH-New Bellevue Hospital","62250_G_CAT6P",62250,"G","CAT6P",null,"Combustion Turbine","IC","NY_Z_J","New York",36,"New York",61,"36061",0.6,9264,1996,{"$nulls":4},"Distillate Fuel Oil",{"$nulls":13},0.010999999999999954,0.010999999999999954,0.010999999999999954,0.010999999999999954]
["Westchester County Medical Center","62270_G_CATR3",62270,"G","CATR3",null,"Combustion Turbine","IC","NY_Z_G-I","New York",36,"Westchester",119,"36119",0.6,9264,2013,{"$nulls":4},"Distillate Fuel Oil",{"$nulls":13},0.010999999999999954,0.010999999999999954,0.010999999999999954,0.010999999999999954]
["NYP-Hudson Valley Hospital Center","62421_G_600CP",62421,"G","600CP",null,"Combustion Turbine","IC","NY_Z_G-I","New York",36,"Westchester",119,"36119",0.6,9264,2012,{"$nulls":4},"Distillate Fuel Oil",{"$nulls":13},0.010999999999999954,0.010999999999999954,0.010999999999999954,0.010999999999999954]
["NYP-Hudson Valley Hospital Center","62421_G_600OE",62421,"G","600OE",null,"Combustion Turbine","IC","NY_Z_G-I","New York",36,"Westchester",119,"36119",0.6,9264,2012,{"$nulls":4},"Distillate Fuel Oil",{"$nulls":13},0.010999999999999954,0.010999999999999954,0.010999999999999954,0.010999999999999954]
["Jameson Gas Processing Plant","55052_G_GN410",55052,"G","GN410",null,"Combustion Turbine","IC","ERC_WEST","Texas",48,"Coke",81,"48081",0.5,9264,2017,{"$nulls":4},"Natural Gas",{"$nulls":13},0.010999999999999954,0.010999999999999954,0.010999999999999954,0.010999999999999954]
["Brooklyn Hospital Center","62002_G_500RE",62002,"G","500RE",null,"Combustion Turbine","IC","NY_Z_J","New York",36,"Kings",47,"36047",0.5,9264,2014,{"$nulls":4},"Distillate Fuel Oil",{"$nulls":13},0.010999999999999954,0.010999999999999954,0.010999999999999954,0.010999999999999954]
["Brooklyn Hospital Center","62002_G_SR4",62002,"G","SR4",null,"Combustion Turbine","IC","NY_Z_J","New York",36,"Kings",47,"36047",0.5,9264,1975,{"$nulls":4},"Distillate Fuel Oil",{"$nulls":13},0.010999999999999954,0.010999999999999954,0.010999999999999954,0.010999999999999954]
["Maimonides Medical Center","62174_G_625DI",62174,"G","625DI",null,"Combustion Turbine","IC","NY_Z_J","New York",36,"Kings",47,"36047",0.5,9264,1999,{"$nulls":4},"Distillate Fuel Oil",{"$nulls":13},0.010999999999999954,0.010999999999999954,0.010999999999999954,0.010999999999999954]
["Maimonides Medical Center","62174_G_CM500",62174,"G","CM500",null,"Combustion Turbine","IC","NY_Z_J","New York",36,"Kings",47,"36047",0.5,9264,2006,{"$nulls":4},"Distillate Fuel Oil",{"$nulls":13},0.010999999999999954,0.010999999999999954,0.010999999999999954,0.010999999999999954]
["Westchester County Medical Center","62270_G_DT080",62270,"G","DT080",null,"Combustion Turbine","IC","NY_Z_G-I","New York",36,"Westchester",119,"36119",0.5,9264,2002,{"$nulls":4},"Distillate Fuel Oil",{"$nulls":13},0.010999999999999954,0.010999999999999954,0.010999999999999954,0.010999999999999954]
["Westchester County Medical Center","62270_G_DT500",62270,"G","DT500",null,"Combustion Turbine","IC","NY_Z_G-I","New York",36,"Westchester",119,"36119",0.5,9264,2000,{"$nulls":4},"Distillate Fuel Oil",{"$nulls":13},0.010999999999999954,0.010999999999999954,0.010999999999999954,0.010999999999999954]
["Albert Einstein College of Medicine","62398_G_CM454",62398,"G","CM454",null,"Combustion Turbine","IC","NY_Z_J","New York",36,"Bronx",5,"36005",0.5,9264,2012,{"$nulls":4},"Distillate Fuel Oil",{"$nulls":13},0.010999999999999954,0.010999999999999954,0.010999999999999954,0.010999999999999954]
["Albert Einstein College of Medicine","62398_G_CP703",62398,"G","CP703",null,"Combustion Turbine","IC","NY_Z_J","New York",36,"Bronx",5,"36005",0.5,9264,2001,{"$nulls":4},"Distillate Fuel Oil",{"$nulls":13},0.010999999999999954,0.010999999999999954,0.010999999999999954,0.010999999999999954]
["Albert Einstein College of Medicine","62398_G_CP922",62398,"G","CP922",null,"Combustion Turbine","IC","NY_Z_J","New York",36,"Bronx",5,"36005",0.5,9264,2008,{"$nulls":4},"Distillate Fuel Oil",{"$nulls":13},0.010999999999999954,0.010999999999999954,0.010999999999999954,0.010999999999999954]
["Brooklyn Hospital Center","62002_G_400DF",62002,"G","400DF",null,"Combustion Turbine","IC","NY_Z_J","New York",36,"Kings",47,"36047",0.5,9264,2004,{"$nulls":4},"Distillate Fuel Oil",{"$nulls":13},0.010999999999999954,0.010999999999999954,0.010999999999999954,0.010999999999999954]
["Saint Catherine of Siena Medical Center","62003_G_855G3",62003,"G","855G3",null,"Combustion Turbine","IC","NY_Z_K","New York",36,"Suffolk",103,"36103",0.4,9264,2002,{"$nulls":4},"Distillate Fuel Oil",{"$nulls":13},0.010999999999999954,0.010999999999999954,0.010999999999999954,0.010999999999999954]
["Saint Catherine of Siena Medical Center","62003_G_D400F",62003,"G","D400F",null,"Combustion Turbine","IC","NY_Z_K","New York",36,"Suffolk",103,"36103",0.4,9264,1997,{"$nulls":4},"Distillate Fuel Oil",{"$nulls":13},0.010999999999999954,0.010999999999999954,0.010999999999999954,0.010999999999999954]
["Saint Catherine of Siena Medical Center","62003_G_E4486",62003,"G","E4486",null,"Combustion Turbine","IC","NY_Z_K","New York",36,"Suffolk",103,"36103",0.4,9264,2002,{"$nulls":4},"Distillate Fuel Oil",{"$nulls":13},0.010999999999999954,0.010999999999999954,0.010999999999999954,0.010999999999999954]
["Westchester County Medical Center","62270_G_CUM37",62270,"G","CUM37",null,"Combustion Turbine","IC","NY_Z_G-I","New York",36,"Westchester",119,"36119",0.4,9264,2000,{"$nulls":4},"Distillate Fuel Oil",{"$nulls":13},0.010999999999999954,0.010999999999999954,0.010999999999999954,0.010999999999999954]
["Regeneron Pharmaceuticals Inc.","62423_G_777NG",62423,"G","777NG",null,"Combustion Turbine","IC","NY_Z_G-I","New York",36,"Westchester",119,"36119",0.4,9264,2013,{"$nulls":4},"Natural Gas",{"$nulls":13},0.010999999999999954,0.010999999999999954,0.010999999999999954,0.010999999999999954]
["Energy Center","58168_G_TURB1",58168,"G","TURB1",null,"Combustion Turbine","IC","WECC_SCE","California",6,"San Bernardino",71,"06071",0.3,9264,2019,{"$nulls":4},"Natural Gas",{"$nulls":13},0.010999999999999954,0.010999999999999954,0.010999999999999954,0.010999999999999954]
["Energy Center","58168_G_TURB2",58168,"G","TURB2",null,"Combustion Turbine","IC","WECC_SCE","California",6,"San Bernardino",71,"06071",0.3,9264,2019,{"$nulls":4},"Natural Gas",{"$nulls":13},0.010999999999999954,0.010999999999999954,0.010999999999999954,0.010999999999999954]
["Energy Center","58168_G_TURB3",58168,"G","TURB3",null,"Combustion Turbine","IC","WECC_SCE","California",6,"San Bernardino",71,"06071",0.3,9264,2019,{"$nulls":4},"Natural Gas",{"$nulls":13},0.010999999999999954,0.010999999999999954,0.010999999999999954,0.010999999999999954]
["Mount Sinai Beth Israel","61569_G_EGEN2",61569,"G","EGEN2",null,"Combustion Turbine","IC","NY_Z_J","New York",36,"New York",61,"36061",0.3,9264,1988,{"$nulls":4},"Distillate Fuel Oil",{"$nulls":13},0.010999999999999954,0.010999999999999954,0.010999999999999954,0.010999999999999954]
["Mount Sinai Beth Israel","61569_G_EGEN4",61569,"G","EGEN4",null,"Combustion Turbine","IC","NY_Z_J","New York",36,"New York",61,"36061",0.3,9264,1988,{"$nulls":4},"Distillate Fuel Oil",{"$nulls":13},0.010999999999999954,0.010999999999999954,0.010999999999999954,0.010999999999999954]
["Mount Sinai Beth Israel","61569_G_EGEN6",61569,"G","EGEN6",null,"Combustion Turbine","IC","NY_Z_J","New York",36,"New York",61,"36061",0.3,9264,1988,{"$nulls":4},"Distillate Fuel Oil",{"$nulls":13},0.010999999999999954,0.010999999999999954,0.010999999999999954,0.010999999999999954]
["IKEA New Haven Rooftop PV &  Fuel Cell","61820_G_213FC",61820,"G","213FC",null,"Fuel Cell",null,"NENG_CT","Connecticut",9,"New Haven",9,"09009",0.3,8653,2016,{"$nulls":4},"Natural Gas",{"$nulls":13},0,0,0,0]
["St Johns Riverside Hospital","62051_G_EG300",62051,"G","EG300",null,"Combustion Turbine","IC","NY_Z_G-I","New York",36,"Westchester",119,"36119",0.3,9264,2009,{"$nulls":4},"Distillate Fuel Oil",{"$nulls":13},0.010999999999999954,0.010999999999999954,0.010999999999999954,0.010999999999999954]
["Maimonides Medical Center","62174_G_ON300",62174,"G","ON300",null,"Combustion Turbine","IC","NY_Z_J","New York",36,"Kings",47,"36047",0.3,9264,1990,{"$nulls":4},"Distillate Fuel Oil",{"$nulls":13},0.010999999999999954,0.010999999999999954,0.010999999999999954,0.010999999999999954]
["Westchester County Medical Center","62270_G_CATR4",62270,"G","CATR4",null,"Combustion Turbine","IC","NY_Z_G-I","New York",36,"Westchester",119,"36119",0.3,9264,1980,{"$nulls":4},"Distillate Fuel Oil",{"$nulls":13},0.010999999999999954,0.010999999999999954,0.010999999999999954,0.010999999999999954]
["Westchester County Medical Center","62270_G_DT250",62270,"G","DT250",null,"Combustion Turbine","IC","NY_Z_G-I","New York",36,"Westchester",119,"36119",0.3,9264,2000,{"$nulls":4},"Distillate Fuel Oil",{"$nulls":13},0.010999999999999954,0.010999999999999954,0.010999999999999954,0.010999999999999954]
["NYP-Hudson Valley Hospital Center","62421_G_300DS",62421,"G","300DS",null,"Combustion Turbine","IC","NY_Z_G-I","New York",36,"Westchester",119,"36119",0.3,9264,2010,{"$nulls":4},"Distillate Fuel Oil",{"$nulls":13},0.010999999999999954,0.010999999999999954,0.010999999999999954,0.010999999999999954]
["St. Joseph Hospital","62452_G_CT250",62452,"G","CT250",null,"Combustion Turbine","IC","NY_Z_G-I","New York",36,"Westchester",119,"36119",0.3,9264,1960,{"$nulls":4},"Distillate Fuel Oil",{"$nulls":13},0.010999999999999954,0.010999999999999954,0.010999999999999954,0.010999999999999954]
["Mt.Sinai-St.Lukes Roosevelt Hosp. Center","62453_G_CT250",62453,"G","CT250",null,"Combustion Turbine","IC","NY_Z_G-I","New York",36,"Westchester",119,"36119",0.3,9264,1960,{"$nulls":4},"Distillate Fuel Oil",{"$nulls":13},0.010999999999999954,0.010999999999999954,0.010999999999999954,0.010999999999999954]
["Mt.Sinai-St.Lukes Roosevelt Hosp. Center","62453_G_EG2",62453,"G","EG2",null,"Combustion Turbine","IC","NY_Z_G-I","New York",36,"Westchester",119,"36119",0.3,9264,2010,{"$nulls":4},"Distillate Fuel Oil",{"$nulls":13},0.010999999999999954,0.010999999999999954,0.010999999999999954,0.010999999999999954]
["Good Samaritan Hospital","61551_G_EGEN3",61551,"G","EGEN3",null,"Combustion Turbine","IC","NY_Z_G-I","New York",36,"Rockland",87,"36087",0.2,9264,2012,{"$nulls":4},"Natural Gas",{"$nulls":13},0.010999999999999954,0.010999999999999954,0.010999999999999954,0.010999999999999954]
["Mount Sinai Beth Israel","61569_G_EGEN1",61569,"G","EGEN1",null,"Combustion Turbine","IC","NY_Z_J","New York",36,"New York",61,"36061",0.2,9264,1988,{"$nulls":4},"Distillate Fuel Oil",{"$nulls":13},0.010999999999999954,0.010999999999999954,0.010999999999999954,0.010999999999999954]
["Mount Sinai Beth Israel","61569_G_EGEN5",61569,"G","EGEN5",null,"Combustion Turbine","IC","NY_Z_J","New York",36,"New York",61,"36061",0.2,9264,1988,{"$nulls":4},"Distillate Fuel Oil",{"$nulls":13},0.010999999999999954,0.010999999999999954,0.010999999999999954,0.010999999999999954]
["Saint Catherine of Siena Medical Center","62003_G_DFG65",62003,"G","DFG65",null,"Combustion Turbine","IC","NY_Z_K","New York",36,"Suffolk",103,"36103",0.2,9264,2001,{"$nulls":4},"Distillate Fuel Oil",{"$nulls":13},0.010999999999999954,0.010999999999999954,0.010999999999999954,0.010999999999999954]
["St Johns Riverside Hospital","62051_G_EG200",62051,"G","EG200",null,"Combustion Turbine","IC","NY_Z_G-I","New York",36,"Westchester",119,"36119",0.2,9264,2014,{"$nulls":4},"Distillate Fuel Oil",{"$nulls":13},0.010999999999999954,0.010999999999999954,0.010999999999999954,0.010999999999999954]
["Albert Einstein College of Medicine","62398_G_CM058",62398,"G","CM058",null,"Combustion Turbine","IC","NY_Z_J","New York",36,"Bronx",5,"36005",0.2,9264,2002,{"$nulls":4},"Distillate Fuel Oil",{"$nulls":13},0.010999999999999954,0.010999999999999954,0.010999999999999954,0.010999999999999954]
["Albert Einstein College of Medicine","62398_G_CM111",62398,"G","CM111",null,"Combustion Turbine","IC","NY_Z_J","New York",36,"Bronx",5,"36005",0.2,9264,2011,{"$nulls":4},"Distillate Fuel Oil",{"$nulls":13},0.010999999999999954,0.010999999999999954,0.010999999999999954,0.010999999999999954]
["Albert Einstein College of Medicine","62398_G_CP643",62398,"G","CP643",null,"Combustion Turbine","IC","NY_Z_J","New York",36,"Bronx",5,"36005",0.2,9264,2002,{"$nulls":4},"Distillate Fuel Oil",{"$nulls":13},0.010999999999999954,0.010999999999999954,0.010999999999999954,0.010999999999999954]
["Albert Einstein College of Medicine","62398_G_WK259",62398,"G","WK259",null,"Combustion Turbine","IC","NY_Z_J","New York",36,"Bronx",5,"36005",0.2,9264,2002,{"$nulls":4},"Natural Gas",{"$nulls":13},0.010999999999999954,0.010999999999999954,0.010999999999999954,0.010999999999999954]
["Regeneron Pharmaceuticals Inc.","62423_G_778NG",62423,"G","778NG",null,"Combustion Turbine","IC","NY_Z_G-I","New York",36,"Westchester",119,"36119",0.2,9264,2013,{"$nulls":4},"Natural Gas",{"$nulls":13},0.010999999999999954,0.010999999999999954,0.010999999999999954,0.010999999999999954]
["St. Johns Episcopal Hospital","62450_G_CT205",62450,"G","CT205",null,"Combustion Turbine","IC","NY_Z_J","New York",36,"Queens",81,"36081",0.2,9264,2010,{"$nulls":4},"Distillate Fuel Oil",{"$nulls":13},0.010999999999999954,0.010999999999999954,0.010999999999999954,0.010999999999999954]
["Mt.Sinai-St.Lukes Roosevelt Hosp. Center","62453_G_EG1",62453,"G","EG1",null,"Combustion Turbine","IC","NY_Z_G-I","New York",36,"Westchester",119,"36119",0.3,9264,1995,{"$nulls":4},"Distillate Fuel Oil",{"$nulls":13},0.010999999999999954,0.010999999999999954,0.010999999999999954,0.010999999999999954]
["Kingsbrook Jewish Medical Center","62050_G_115WA",62050,"G","115WA",null,"Combustion Turbine","IC","NY_Z_J","New York",36,"Kings",47,"36047",0.1,9264,2005,{"$nulls":4},"Distillate Fuel Oil",{"$nulls":13},0.010999999999999954,0.010999999999999954,0.010999999999999954,0.010999999999999954]
["Albert Einstein College of Medicine","62398_G_CP919",62398,"G","CP919",null,"Combustion Turbine","IC","NY_Z_J","New York",36,"Bronx",5,"36005",0.1,9264,2002,{"$nulls":4},"Distillate Fuel Oil",{"$nulls":13},0.010999999999999954,0.010999999999999954,0.010999999999999954,0.010999999999999954]
["Rush Creek Wind","60619_G_GEN1",60619,"G","GEN1",null,"Onshore Wind",null,"WECC_CO","Colorado",8,"Elbert",39,"08039",85.8,0,2018,{"$nulls":4},"Wind",{"$nulls":13},0,0,0,0]
["Chokecherry and Sierra Madre Wind","58987_G_I-C",58987,"G","I-C",null,"Onshore Wind",null,"WECC_WY","Wyoming",56,"Carbon",7,"56007",500,0,2024,{"$nulls":4},"Wind",{"$nulls":13},0,0,0,0]
["Hale Community Wind Farm","59247_G_HALE1",59247,"G","HALE1",null,"Onshore Wind",null,"SPP_SPS","Texas",48,"Hale",189,"48189",478,0,2019,{"$nulls":4},"Wind",{"$nulls":13},0,0,0,0]
["Foard City Wind","61402_G_FOARD",61402,"G","FOARD",null,"Onshore Wind",null,"ERC_WEST","Texas",48,"Foard",155,"48155",352.8,0,2019,{"$nulls":4},"Wind",{"$nulls":13},0,0,0,0]
["Rattlesnake Creek Wind Project","59292_G_RCWP",59292,"G","RCWP",null,"Onshore Wind",null,"SPP_NEBR","Nebraska",31,"Dixon",51,"31051",318.1,0,2019,{"$nulls":4},"Wind",{"$nulls":13},0,0,0,0]
["Santa Rita East","62038_G_STRAE",62038,"G","STRAE",null,"Onshore Wind",null,"ERC_WEST","Texas",48,"Irion",235,"48235",302.4,0,2019,{"$nulls":4},"Wind",{"$nulls":13},0,0,0,0]
["Ranchero Wind Farm LLC","62259_G_RAN",62259,"G","RAN",null,"Onshore Wind",null,"ERC_WEST","Texas",48,"Crockett",105,"48105",300,0,2019,{"$nulls":4},"Wind",{"$nulls":13},0,0,0,0]
["Tahoka Wind","61921_G_TAH",61921,"G","TAH",null,"Onshore Wind",null,"SPP_SPS","Texas",48,"Lynn",305,"48305",300,0,2018,{"$nulls":4},"Wind",{"$nulls":13},0,0,0,0]
["Torrecillas Wind Energy, LLC","61969_G_TWE",61969,"G","TWE",null,"Onshore Wind",null,"ERC_REST","Texas",48,"Webb",479,"48479",300,0,2019,{"$nulls":4},"Wind",{"$nulls":13},0,0,0,0]
["Upland Prairie","61564_G_1",61564,"G","1",null,"Onshore Wind",null,"MIS_MIDA","Iowa",19,"Clay",41,"19041",299.3,0,2019,{"$nulls":4},"Wind",{"$nulls":13},0,0,0,0]
["Diamond Vista Wind Project, LLC","61789_G_DV",61789,"G","DV",null,"Onshore Wind",null,"SPP_N","Kansas",20,"Marion",115,"20115",299.3,0,2019,{"$nulls":4},"Wind",{"$nulls":13},0,0,0,0]
["Solomon Forks Wind Project, LLC","61984_G_WTGS",61984,"G","WTGS",null,"Onshore Wind",null,"SPP_N","Kansas",20,"Thomas",193,"20193",275.6,0,2019,{"$nulls":4},"Wind",{"$nulls":13},0,0,0,0]
["Mount Signal Solar Farm 3","61202_G_MTSG3",61202,"G","MTSG3",null,"Solar PV",null,"WECC_IID","California",6,"Imperial",25,"06025",252.3,0,2018,{"$nulls":4},"Solar",{"$nulls":13},0,0,0,0]
["Phoebe Solar","61906_G_PHOEB",61906,"G","PHOEB",null,"Solar PV",null,"ERC_WEST","Texas",48,"Winkler",495,"48495",250,0,2019,{"$nulls":4},"Solar",{"$nulls":13},0,0,0,0]
["Arbor Hill Wind Farm","62132_G_WT1",62132,"G","WT1",null,"Onshore Wind",null,"MIS_MIDA","Iowa",19,"Adair",1,"19001",250,0,2018,{"$nulls":4},"Wind",{"$nulls":13},0,0,0,0]
["Armadillo Flats Wind Project, LLC","61926_G_ARM",61926,"G","ARM",null,"Onshore Wind",null,"SPP_WEST","Oklahoma",40,"Garfield",47,"40047",247.3,0,2018,{"$nulls":4},"Wind",{"$nulls":13},0,0,0,0]
["Pratt Wind, LLC","61957_G_PW",61957,"G","PW",null,"Onshore Wind",null,"SPP_N","Kansas",20,"Pratt",151,"20151",243.5,0,2018,{"$nulls":4},"Wind",{"$nulls":13},0,0,0,0]
["Panoche Valley Solar Farm","57340_G_1",57340,"G","1",null,"Solar PV",null,"WEC_CALN","California",6,"San Benito",69,"06069",240,0,2018,{"$nulls":4},"Solar",{"$nulls":13},0,0,0,0]
["Misae Solar","62249_G_77777",62249,"G","77777",null,"Solar PV",null,"ERC_WEST","Texas",48,"Childress",75,"48075",240,0,2019,{"$nulls":4},"Solar",{"$nulls":13},0,0,0,0]
["Rio Bravo Windpower, LLC","61865_G_1",61865,"G","1",null,"Onshore Wind",null,"ERC_REST","Texas",48,"Starr",427,"48427",237.6,0,2019,{"$nulls":4},"Wind",{"$nulls":13},0,0,0,0]
["Patriot Wind Farm","58614_G_PAT1",58614,"G","PAT1",null,"Onshore Wind",null,"ERC_REST","Texas",48,"Nueces",355,"48355",226.1,0,2019,{"$nulls":4},"Wind",{"$nulls":13},0,0,0,0]
["Grady Wind Energy Center, LLC","60317_G_1",60317,"G","1",null,"Onshore Wind",null,"SPP_SPS","New Mexico",35,"Curry",9,"35009",220.5,0,2019,{"$nulls":4},"Wind",{"$nulls":13},0,0,0,0]
["Green River Wind Farm","60471_G_GRNRV",60471,"G","GRNRV",null,"Onshore Wind",null,"PJM_COMD","Illinois",17,"Lee",103,"17103",212,0,2019,{"$nulls":4},"Wind",{"$nulls":13},0,0,0,0]
["Walnut Ridge Wind Farm","58694_G_1",58694,"G","1",null,"Onshore Wind",null,"PJM_COMD","Illinois",17,"Bureau",11,"17011",212,0,2018,{"$nulls":4},"Wind",{"$nulls":13},0,0,0,0]
["Upstream Wind Energy LLC","61784_G_UWE",61784,"G","UWE",null,"Onshore Wind",null,"SPP_NEBR","Nebraska",31,"Antelope",3,"31003",202.5,0,2018,{"$nulls":4},"Wind",{"$nulls":13},0,0,0,0]
["Stella Wind Farm","59063_G_WT1",59063,"G","WT1",null,"Onshore Wind",null,"ERC_REST","Texas",48,"Kenedy",261,"48261",201,0,2018,{"$nulls":4},"Wind",{"$nulls":13},0,0,0,0]
["Meadow Lake Wind Farm VI LLC","61756_G_MWLVI",61756,"G","MWLVI",null,"Onshore Wind",null,"MIS_INKY","Indiana",18,"Benton",7,"18007",200.4,0,2018,{"$nulls":4},"Wind",{"$nulls":13},0,0,0,0]
["Turtle Creek Wind Farm LLC","61638_G_TC1",61638,"G","TC1",null,"Onshore Wind",null,"MIS_IA","Iowa",19,"Mitchell",131,"19131",200.1,0,2018,{"$nulls":4},"Wind",{"$nulls":13},0,0,0,0]
["Wright Solar Park","59525_G_FRWSP",59525,"G","FRWSP",null,"Solar PV",null,"WEC_CALN","California",6,"Merced",47,"06047",200,0,2019,{"$nulls":4},"Solar",{"$nulls":13},0,0,0,0]
["Techren Solar II LLC","61930_G_TECH2",61930,"G","TECH2",null,"Solar PV",null,"WECC_SNV","Nevada",32,"Clark",3,"32003",200,0,2019,{"$nulls":4},"Solar",{"$nulls":13},0,0,0,0]
["Twiggs Solar","61696_G_TWIGG",61696,"G","TWIGG",null,"Solar PV",null,"S_SOU","Georgia",13,"Twiggs",289,"13289",200,0,2019,{"$nulls":4},"Solar",{"$nulls":13},0,0,0,0]
["North English","62133_G_GT1",62133,"G","GT1",null,"Onshore Wind",null,"MIS_IA","Iowa",19,"Poweshiek",157,"19157",200,0,2018,{"$nulls":4},"Wind",{"$nulls":13},0,0,0,0]
["Live Oak Wind Project","61782_G_WTGS",61782,"G","WTGS",null,"Onshore Wind",null,"ERC_WEST","Texas",48,"Schleicher",413,"48413",199.5,0,2019,{"$nulls":4},"Wind",{"$nulls":13},0,0,0,0]
["Prairie Queen Wind Farm","62488_G_WT",62488,"G","WT",null,"Onshore Wind",null,"SPP_N","Kansas",20,"Allen",1,"20001",199.3,0,2019,{"$nulls":4},"Wind",{"$nulls":13},0,0,0,0]
["Persimmon Creek Wind Farm 1, LLC","61876_G_PCWF1",61876,"G","PCWF1",null,"Onshore Wind",null,"SPP_WEST","Oklahoma",40,"Woodward",153,"40153",198.6,0,2018,{"$nulls":4},"Wind",{"$nulls":13},0,0,0,0]
["East Fork Wind Project, LLC","62220_G_WTGS",62220,"G","WTGS",null,"Onshore Wind",null,"SPP_N","Kansas",20,"Thomas",193,"20193",195.8,0,2020,{"$nulls":4},"Wind",{"$nulls":13},0,0,0,0]
["Hilltopper Wind Project","61735_G_WT1",61735,"G","WT1",null,"Onshore Wind",null,"MIS_IL","Illinois",17,"Logan",107,"17107",185,0,2019,{"$nulls":4},"Wind",{"$nulls":13},0,0,0,0]
["Lockett Windfarm","62356_G_LOC",62356,"G","LOC",null,"Onshore Wind",null,"ERC_WEST","Texas",48,"Wilbarger",487,"48487",183.8,0,2019,{"$nulls":4},"Wind",{"$nulls":13},0,0,0,0]
["Midway Solar - TX","61368_G_PV1",61368,"G","PV1",null,"Solar PV",null,"ERC_WEST","Texas",48,"Pecos",371,"48371",182,0,2018,{"$nulls":4},"Solar",{"$nulls":13},0,0,0,0]
["Beaver Creek II Wind","62134_G_GT1",62134,"G","GT1",null,"Onshore Wind",null,"MIS_IA","Iowa",19,"Greene",73,"19073",170,0,2018,{"$nulls":4},"Wind",{"$nulls":13},0,0,0,0]
["English Farms","61565_G_1",61565,"G","1",null,"Onshore Wind",null,"MIS_IA","Iowa",19,"Poweshiek",157,"19157",169.9,0,2019,{"$nulls":4},"Wind",{"$nulls":13},0,0,0,0]
["Midway Wind, LLC","61776_G_MIDWY",61776,"G","MIDWY",null,"Onshore Wind",null,"ERC_REST","Texas",48,"San Patricio",409,"48409",162.9,0,2019,{"$nulls":4},"Wind",{"$nulls":13},0,0,0,0]
["Pine River Wind Park","61106_G_1",61106,"G","1",null,"Onshore Wind",null,"MIS_LMI","Michigan",26,"Isabella",73,"26073",161.3,0,2019,{"$nulls":4},"Wind",{"$nulls":13},0,0,0,0]
["North Rosamond Solar LLC","59879_G_GEN01",59879,"G","GEN01",null,"Solar PV",null,"WECC_SCE","California",6,"Kern",29,"06029",160,0,2019,{"$nulls":4},"Solar",{"$nulls":13},0,0,0,0]
["Sholes Wind Energy Center","61889_G_WSN1",61889,"G","WSN1",null,"Onshore Wind",null,"SPP_NEBR","Nebraska",31,"Wayne",179,"31179",160,0,2019,{"$nulls":4},"Wind",{"$nulls":13},0,0,0,0]
["Camilla Solar Energy Project","61785_G_CAMSR",61785,"G","CAMSR",null,"Solar PV",null,"S_SOU","Georgia",13,"Mitchell",205,"13205",160,0,2019,{"$nulls":4},"Solar",{"$nulls":13},0,0,0,0]
["Gopher Creek Wind Farm","61417_G_GCWF",61417,"G","GCWF",null,"Onshore Wind",null,"ERC_WEST","Texas",48,"Borden",33,"48033",158,0,2019,{"$nulls":4},"Wind",{"$nulls":13},0,0,0,0]
["Foxtail Wind, LLC","61747_G_1",61747,"G","1",null,"Onshore Wind",null,"MIS_MAPP","North Dakota",38,"Dickey",21,"38021",150,0,2019,{"$nulls":4},"Wind",{"$nulls":13},0,0,0,0]
["Wildcat Ranch Wind Project","61674_G_WT",61674,"G","WT",null,"Onshore Wind",null,"SPP_SPS","Texas",48,"Cochran",79,"48079",150,0,2018,{"$nulls":4},"Wind",{"$nulls":13},0,0,0,0]
["Pegasus Wind","61916_G_PWEC",61916,"G","PWEC",null,"Onshore Wind",null,"MIS_LMI","Michigan",26,"Tuscola",157,"26157",146.1,0,2019,{"$nulls":4},"Wind",{"$nulls":13},0,0,0,0]
["Palmas Wind, LLC","61773_G_PW",61773,"G","PW",null,"Onshore Wind",null,"ERC_REST","Texas",48,"Cameron",61,"48061",142.6,0,2020,{"$nulls":4},"Wind",{"$nulls":13},0,0,0,0]
["Colonial Trail West","61985_G_CTWS",61985,"G","CTWS",null,"Solar PV",null,"PJM_Dom","Virginia",51,"Surry",181,"51181",142.4,0,2019,{"$nulls":4},"Solar",{"$nulls":13},0,0,0,0]
["Minco Wind IV, LLC","61836_G_MIV",61836,"G","MIV",null,"Onshore Wind",null,"SPP_WEST","Oklahoma",40,"Canadian",17,"40017",130,0,2018,{"$nulls":4},"Wind",{"$nulls":13},0,0,0,0]
["Voyager Wind II","61582_G_VYGR2",61582,"G","VYGR2",null,"Onshore Wind",null,"WECC_SCE","California",6,"Kern",29,"06029",128.7,0,2018,{"$nulls":4},"Wind",{"$nulls":13},0,0,0,0]
["Bishop Hill III","61787_G_BHIII",61787,"G","BHIII",null,"Onshore Wind",null,"PJM_COMD","Illinois",17,"Henry",73,"17073",119,0,2018,{"$nulls":4},"Wind",{"$nulls":13},0,0,0,0]
["Wistaria Ranch Solar","61750_G_WICA",61750,"G","WICA",null,"Solar PV",null,"WECC_IID","California",6,"Imperial",25,"06025",100,0,2018,{"$nulls":4},"Solar",{"$nulls":13},0,0,0,0]
["Antelope Expansion 2","61264_G_ANTX2",61264,"G","ANTX2",null,"Solar PV",null,"WEC_LADW","California",6,"Los Angeles",37,"06037",105,0,2018,{"$nulls":4},"Solar",{"$nulls":13},0,0,0,0]
["Heartland Divide Wind Project, LLC","61609_G_1",61609,"G","1",null,"Onshore Wind",null,"MIS_MIDA","Iowa",19,"Audubon",9,"19009",103.5,0,2018,{"$nulls":4},"Wind",{"$nulls":13},0,0,0,0]
["SR Arlington II","62367_G_ARLII",62367,"G","ARLII",null,"Solar PV",null,"S_SOU","Georgia",13,"Early",99,"13099",102.5,0,2019,{"$nulls":4},"Solar",{"$nulls":13},0,0,0,0]
["Orient Wind Farm","61077_G_1",61077,"G","1",null,"Onshore Wind",null,"MIS_MIDA","Iowa",19,"Adair",1,"19001",102,0,2018,{"$nulls":4},"Wind",{"$nulls":13},0,0,0,0]
["New Frontier Wind","59903_G_GEN",59903,"G","GEN",null,"Onshore Wind",null,"MIS_MAPP","North Dakota",38,"McHenry",49,"38049",100,0,2018,{"$nulls":4},"Wind",{"$nulls":13},0,0,0,0]
["Willow Spring Solar, LLC","60324_G_GEN01",60324,"G","GEN01",null,"Solar PV",null,"WECC_SCE","California",6,"Kern",29,"06029",100,0,2019,{"$nulls":4},"Solar",{"$nulls":13},0,0,0,0]
["Techren","61611_G_TECH1",61611,"G","TECH1",null,"Solar PV",null,"WECC_SNV","Nevada",32,"Clark",3,"32003",100,0,2019,{"$nulls":4},"Solar",{"$nulls":13},0,0,0,0]
["San Pablo Raceway","62004_G_SPRWY",62004,"G","SPRWY",null,"Solar PV",null,"WEC_LADW","California",6,"Los Angeles",37,"06037",100,0,2019,{"$nulls":4},"Solar",{"$nulls":13},0,0,0,0]
["West of the Pecos Solar","62415_G_WOTP1",62415,"G","WOTP1",null,"Solar PV",null,"ERC_WEST","Texas",48,"Reeves",389,"48389",100,0,2019,{"$nulls":4},"Solar",{"$nulls":13},0,0,0,0]
["Stoneray Power Partners, LLC","62269_G_STNRY",62269,"G","STNRY",null,"Onshore Wind",null,"MIS_MNWI","Minnesota",27,"Pipestone",117,"27117",100,0,2019,{"$nulls":4},"Wind",{"$nulls":13},0,0,0,0]
["Blue Summit II Wind, LLC","61970_G_BSII",61970,"G","BSII",null,"Onshore Wind",null,"ERC_WEST","Texas",48,"Wilbarger",487,"48487",99.4,0,2019,{"$nulls":4},"Wind",{"$nulls":13},0,0,0,0]
["Spring Grove I","61986_G_SGIS",61986,"G","SGIS",null,"Solar PV",null,"PJM_Dom","Virginia",51,"Surry",181,"51181",97.9,0,2020,{"$nulls":4},"Solar",{"$nulls":13},0,0,0,0]
["GRP Franklin Renewable Energy Facility","60550_G_GEN",60550,"G","GEN",null,"Biomass",null,"S_SOU","Georgia",13,"Franklin",119,"13119",93.5,13500,2019,{"$nulls":4},"Biomass",{"$nulls":12},0.08,0.020000000000000018,0.020000000000000018,0.020000000000000018,0.020000000000000018]
["Sweetwater Solar","61369_G_PV1",61369,"G","PV1",null,"Solar PV",null,"WECC_WY","Wyoming",56,"Sweetwater",37,"56037",92,0,2018,{"$nulls":4},"Solar",{"$nulls":13},0,0,0,0]
["Ivester Wind Farm","61911_G_WT1",61911,"G","WT1",null,"Onshore Wind",null,"MIS_IA","Iowa",19,"Grundy",75,"19075",90.8,0,2018,{"$nulls":4},"Wind",{"$nulls":13},0,0,0,0]
["Springbok 3 Solar Farm","60491_G_SB3SF",60491,"G","SB3SF",null,"Solar PV",null,"WECC_SCE","California",6,"Kern",29,"06029",90,0,2019,{"$nulls":4},"Solar",{"$nulls":13},0,0,0,0]
["Big Level Wind","60551_G_BLW01",60551,"G","BLW01",null,"Onshore Wind",null,"PJM_AP","Pennsylvania",42,"Potter",105,"42105",90,0,2019,{"$nulls":4},"Wind",{"$nulls":13},0,0,0,0]
["Rugged Solar LLC","57960_G_1",57960,"G","1",null,"Solar PV",null,"WEC_SDGE","California",6,"San Diego",73,"06073",80,0,2019,{"$nulls":4},"Solar",{"$nulls":13},0,0,0,0]
["Jawbone Wind Project","58175_G_JWPI",58175,"G","JWPI",null,"Onshore Wind",null,"WECC_MT","Montana",30,"Wheatland",107,"30107",80,0,2020,{"$nulls":4},"Wind",{"$nulls":13},0,0,0,0]
["Lorenzo Wind","59244_G_FIBE1",59244,"G","FIBE1",null,"Onshore Wind",null,"ERC_WEST","Texas",48,"Crosby",107,"48107",80,0,2018,{"$nulls":4},"Wind",{"$nulls":13},0,0,0,0]
["Stillwater Wind, LLC","61858_G_WT",61858,"G","WT",null,"Onshore Wind",null,"WECC_MT","Montana",30,"Stillwater",95,"30095",80,0,2018,{"$nulls":4},"Wind",{"$nulls":13},0,0,0,0]
["Aulander Holloman Solar, LLC","62340_G_HOLLO",62340,"G","HOLLO",null,"Solar PV",null,"PJM_Dom","North Carolina",37,"Hertford",91,"37091",80,0,2018,{"$nulls":4},"Solar",{"$nulls":13},0,0,0,0]
["Copenhagen Wind Farm","58979_G_CPHGN",58979,"G","CPHGN",null,"Onshore Wind",null,"NY_Z_C&E","New York",36,"Lewis",49,"36049",79.9,0,2018,2043,{"$nulls":3},"Wind",{"$nulls":13},0,0,0,0]
["Arkwright Summit Wind Farm LLC","61673_G_WT",61673,"G","WT",null,"Onshore Wind",null,"NY_Z_A","New York",36,"Chautauqua",13,"36013",78.4,0,2018,{"$nulls":4},"Wind",{"$nulls":13},0,0,0,0]
["Cedar Creek Wind","56371_G_2",56371,"G","2",null,"Onshore Wind",null,"WECC_CO","Colorado",8,"Weld",123,"08123",79.5,0,2007,{"$nulls":4},"Wind",{"$nulls":13},0,0,0,0]
["Pecan Solar","60030_G_PECAN",60030,"G","PECAN",null,"Solar PV",null,"PJM_Dom","North Carolina",37,"Northampton",131,"37131",74.9,0,2018,{"$nulls":4},"Solar",{"$nulls":13},0,0,0,0]
["Shaw Creek Solar, LLC","61790_G_SHAWC",61790,"G","SHAWC",null,"Solar PV",null,"S_VACA","South Carolina",45,"Aiken",3,"45003",74.9,0,2019,{"$nulls":4},"Solar",{"$nulls":13},0,0,0,0]
["Hamilton Solar Power Plant","61807_G_PV1",61807,"G","PV1",null,"Solar PV",null,"FRCC","Florida",12,"Hamilton",47,"12047",74.9,0,2018,{"$nulls":4},"Solar",{"$nulls":13},0,0,0,0]
["NC 102 Project LLC","61610_G_NC102",61610,"G","NC102",null,"Solar PV",null,"S_VACA","North Carolina",37,"Cabarrus",25,"37025",74.8,0,2018,{"$nulls":4},"Solar",{"$nulls":13},0,0,0,0]
["Lithia Solar","61663_G_GEN1",61663,"G","GEN1",null,"Solar PV",null,"FRCC","Florida",12,"Hillsborough",57,"12057",74.5,0,2019,{"$nulls":4},"Solar",{"$nulls":13},0,0,0,0]
["Sunshine Gateway Solar Energy Center","61763_G_1",61763,"G","1",null,"Solar PV",null,"FRCC","Florida",12,"Columbia",23,"12023",74.5,0,2019,{"$nulls":4},"Solar",{"$nulls":13},0,0,0,0]
["Miami Dade Solar Energy Center","61766_G_1",61766,"G","1",null,"Solar PV",null,"FRCC","Florida",12,"Miami Dade",86,"12086",74.5,0,2019,{"$nulls":4},"Solar",{"$nulls":13},0,0,0,0]
["Pioneer Trail Solar Energy Center","61767_G_1",61767,"G","1",null,"Solar PV",null,"FRCC","Florida",12,"Volusia",127,"12127",74.5,0,2019,{"$nulls":4},"Solar",{"$nulls":13},0,0,0,0]
["Interstate Solar Energy Center","61768_G_1",61768,"G","1",null,"Solar PV",null,"FRCC","Florida",12,"St Lucie",111,"12111",74.5,0,2019,{"$nulls":4},"Solar",{"$nulls":13},0,0,0,0]
["Balm Solar","61654_G_PV1",61654,"G","PV1",null,"Solar PV",null,"FRCC","Florida",12,"Hillsborough",57,"12057",72.9,0,2018,{"$nulls":4},"Solar",{"$nulls":13},0,0,0,0]
["SR Terrell","62058_G_TERRL",62058,"G","TERRL",null,"Solar PV",null,"S_SOU","Georgia",13,"Terrell",273,"13273",74,0,2019,{"$nulls":4},"Solar",{"$nulls":13},0,0,0,0]
["Payne Creek Solar","61665_G_GEN1",61665,"G","GEN1",null,"Solar PV",null,"FRCC","Florida",12,"Polk",105,"12105",68.9,0,2018,{"$nulls":4},"Solar",{"$nulls":13},0,0,0,0]
["Washburn Wind Farm","61071_G_WASH",61071,"G","WASH",null,"Onshore Wind",null,"MIS_MIDA","Iowa",19,"Black Hawk",13,"19013",70,0,2020,{"$nulls":4},"Wind",{"$nulls":13},0,0,0,0]
["GRP Madison Renewable Energy Facility","61213_G_GEN",61213,"G","GEN",null,"Biomass",null,"S_SOU","Georgia",13,"Madison",195,"13195",65,13500,2019,{"$nulls":4},"Biomass",{"$nulls":12},0.08,0.020000000000000018,0.020000000000000018,0.020000000000000018,0.020000000000000018]
["Grange Hall Solar","61656_G_PV1",61656,"G","PV1",null,"Solar PV",null,"FRCC","Florida",12,"Hillsborough",57,"12057",61,0,2019,{"$nulls":4},"Solar",{"$nulls":13},0,0,0,0]
["Great Valley Solar Portfolio Holdings, LLC","59940_G_GVS2",59940,"G","GVS2",null,"Solar PV",null,"WEC_CALN","California",6,"Fresno",19,"06019",60,0,2017,{"$nulls":4},"Solar",{"$nulls":13},0,0,0,0]
["Ranchland Solar, LLC","61813_G_RCHLD",61813,"G","RCHLD",null,"Solar PV",null,"PJM_Dom","North Carolina",37,"Currituck",53,"37053",60,0,2017,{"$nulls":4},"Solar",{"$nulls":13},0,0,0,0]
["Sage Solar I-III","62399_G_77778",62399,"G","77778",null,"Solar PV",null,"WECC_UT","Utah",49,"Rich",33,"49033",57.6,0,2019,{"$nulls":4},"Solar",{"$nulls":13},0,0,0,0]
["Beech Ridge II Wind Energy Center","62482_G_GEN1",62482,"G","GEN1",null,"Onshore Wind",null,"PJM_AP","West Virginia",54,"Greenbrier",25,"54025",56.2,0,2019,{"$nulls":4},"Wind",{"$nulls":13},0,0,0,0]
["Peace Creek Solar","61666_G_GEN",61666,"G","GEN",null,"Solar PV",null,"FRCC","Florida",12,"Polk",105,"12105",55.4,0,2019,{"$nulls":4},"Solar",{"$nulls":13},0,0,0,0]
["Millington Solar Farm","60560_G_MILL",60560,"G","MILL",null,"Solar PV",null,"S_C_TVA","Tennessee",47,"Shelby",157,"47157",53,0,2018,{"$nulls":4},"Solar",{"$nulls":13},0,0,0,0]
["Meridian III","62163_G_MRDII",62163,"G","MRDII",null,"Solar PV",null,"S_SOU","Mississippi",28,"Lauderdale",75,"28075",52.5,0,2019,{"$nulls":4},"Solar",{"$nulls":13},0,0,0,0]
["Buckleberry Solar","61693_G_GEN",61693,"G","GEN",null,"Solar PV",null,"S_VACA","North Carolina",37,"Lenoir",107,"37107",52.1,0,2018,{"$nulls":4},"Solar",{"$nulls":13},0,0,0,0]
["Citrus Ridge Solar","61988_G_FL501",61988,"G","FL501",null,"Solar PV",null,"FRCC","Florida",12,"Orange",95,"12095",52,0,2018,{"$nulls":4},"Solar",{"$nulls":13},0,0,0,0]
["Casa Mesa Wind Energy Center","61925_G_CMNM",61925,"G","CMNM",null,"Onshore Wind",null,"SPP_SPS","New Mexico",35,"Quay",37,"35037",50.9,0,2018,{"$nulls":4},"Wind",{"$nulls":13},0,0,0,0]
["Brantley Solar","60623_G_PV1",60623,"G","PV1",null,"Solar PV",null,"S_VACA","North Carolina",37,"Nash",127,"37127",50.2,0,2018,{"$nulls":4},"Solar",{"$nulls":13},0,0,0,0]
["Fox Creek Solar","60624_G_PV1",60624,"G","PV1",null,"Solar PV",null,"S_VACA","North Carolina",37,"Franklin",69,"37069",50.2,0,2018,{"$nulls":4},"Solar",{"$nulls":13},0,0,0,0]
["Innovative Solar 54","59669_G_IS054",59669,"G","IS054",null,"Solar PV",null,"S_VACA","North Carolina",37,"Lenoir",107,"37107",50,0,2018,{"$nulls":4},"Solar",{"$nulls":13},0,0,0,0]
["Bladen Solar","61561_G_GEN1",61561,"G","GEN1",null,"Solar PV",null,"S_VACA","North Carolina",37,"Bladen",17,"37017",50,0,2017,{"$nulls":4},"Solar",{"$nulls":13},0,0,0,0]
["Ivory Solar","61697_G_IVORY",61697,"G","IVORY",null,"Solar PV",null,"ERC_WEST","Texas",48,"Dawson",115,"48115",50,0,2018,{"$nulls":4},"Solar",{"$nulls":13},0,0,0,0]
["Titan Solar","61811_G_PCEC",61811,"G","PCEC",null,"Solar PV",null,"WECC_CO","Colorado",8,"Arapahoe",5,"08005",50,0,2018,{"$nulls":4},"Solar",{"$nulls":13},0,0,0,0]
["Thunder Spirit Wind, LLC","58965_G_2",58965,"G","2",null,"Onshore Wind",null,"MIS_MAPP","North Dakota",38,"Adams",1,"38001",48,0,2018,{"$nulls":4},"Wind",{"$nulls":13},0,0,0,0]
["Palmer's Creek Wind Farm, LLC","62291_G_PCWF",62291,"G","PCWF",null,"Onshore Wind",null,"MIS_MNWI","Minnesota",27,"Chippewa",23,"27023",44.6,0,2018,{"$nulls":4},"Wind",{"$nulls":13},0,0,0,0]
["Voyager Wind III","61583_G_VYGR3",61583,"G","VYGR3",null,"Onshore Wind",null,"WECC_SCE","California",6,"Kern",29,"06029",43.2,0,2018,{"$nulls":4},"Wind",{"$nulls":13},0,0,0,0]
["Lon Wright","2240_G_CTNWD",2240,"G","CTNWD",null,"Onshore Wind",null,"SPP_NEBR","Nebraska",31,"Dodge",53,"31053",40.9,0,2017,{"$nulls":4},"Wind",{"$nulls":13},0,0,0,0]
["Georgia-Pacific Consr Prods LP-Naheola","10699_G_TG4",10699,"G","TG4",null,"Biomass",null,"S_SOU","Alabama",1,"Choctaw",23,"01023",29.4,13500,2019,{"$nulls":4},"Biomass",{"$nulls":12},0.08,0.020000000000000018,0.020000000000000018,0.020000000000000018,0.020000000000000018]
["Vista Energy Storage System ","61661_G_VISTA",61661,"G","VISTA",null,"Energy Storage",null,"WEC_SDGE","California",6,"San Diego",73,"06073",40,0,2018,{"$nulls":4},"Energy Storage",{"$nulls":13},0,0,0,0]
["Peony Solar","61976_G_PGRG1",61976,"G","PGRG1",null,"Solar PV",null,"S_VACA","South Carolina",45,"Orangeburg",75,"45075",39,0,2018,{"$nulls":4},"Solar",{"$nulls":13},0,0,0,0]
["McGinness Hills 3","61912_G_OEC31",61912,"G","OEC31",null,"Geothermal",null,"WECC_NNV","Nevada",32,"Lander",15,"32015",17,30000,2018,{"$nulls":4},"Geothermal",{"$nulls":13},0,0,0,0]
["McGinness Hills 3","61912_G_OEC32",61912,"G","OEC32",null,"Geothermal",null,"WECC_NNV","Nevada",32,"Lander",15,"32015",20,30000,2018,{"$nulls":4},"Geothermal",{"$nulls":13},0,0,0,0]
["Sierra Pacific Quincy Facility","50112_G_GEN3",50112,"G","GEN3",null,"Biomass",null,"WEC_CALN","California",6,"Plumas",63,"06063",24,13500,2018,{"$nulls":4},"Biomass",{"$nulls":12},0.08,0.020000000000000018,0.020000000000000018,0.020000000000000018,0.020000000000000018]
["Bonnie Mine Solar","61655_G_PV1",61655,"G","PV1",null,"Solar PV",null,"FRCC","Florida",12,"Polk",105,"12105",35,0,2019,{"$nulls":4},"Solar",{"$nulls":13},0,0,0,0]
["Innovative Solar 67","59678_G_IS067",59678,"G","IS067",null,"Solar PV",null,"S_VACA","North Carolina",37,"Pender",141,"37141",33.3,0,2018,{"$nulls":4},"Solar",{"$nulls":13},0,0,0,0]
["Seymour Hills Wind Project, LLC","62227_G_WTGS",62227,"G","WTGS",null,"Onshore Wind",null,"ERC_WEST","Texas",48,"Baylor",23,"48023",30.2,0,2019,{"$nulls":4},"Wind",{"$nulls":13},0,0,0,0]
["Bluebell Solar","60789_G_UNIT1",60789,"G","UNIT1",null,"Solar PV",null,"ERC_WEST","Texas",48,"Sterling",431,"48431",30,0,2018,{"$nulls":4},"Solar",{"$nulls":13},0,0,0,0]
["Citizens Imperial Solar","62052_G_CIS1",62052,"G","CIS1",null,"Solar PV",null,"WECC_IID","California",6,"Imperial",25,"06025",30,0,2019,{"$nulls":4},"Solar",{"$nulls":13},0,0,0,0]
["Antrim Wind","59953_G_AWND1",59953,"G","AWND1",null,"Onshore Wind",null,"NENGREST","New Hampshire",33,"Hillsborough",11,"33011",28.4,0,2019,{"$nulls":4},"Wind",{"$nulls":13},0,0,0,0]
["Difwind Farms Ltd VI","54686_G_EXIS",54686,"G","EXIS",null,"Onshore Wind",null,"WECC_SCE","California",6,"Kern",29,"06029",25.3,0,1987,{"$nulls":4},"Wind",{"$nulls":13},0,0,0,0]
["North 301 Solar","61778_G_N301",61778,"G","N301",null,"Solar PV",null,"PJM_Dom","North Carolina",37,"Halifax",83,"37083",26.9,0,2019,{"$nulls":4},"Solar",{"$nulls":13},0,0,0,0]
["Great Valley Solar Portfolio Holdings, LLC","59940_G_GVS3",59940,"G","GVS3",null,"Solar PV",null,"WEC_CALN","California",6,"Fresno",19,"06019",20,0,2017,{"$nulls":4},"Solar",{"$nulls":13},0,0,0,0]
["Great Valley Solar Portfolio Holdings, LLC","59940_G_GVS4",59940,"G","GVS4",null,"Solar PV",null,"WEC_CALN","California",6,"Fresno",19,"06019",20,0,2017,{"$nulls":4},"Solar",{"$nulls":13},0,0,0,0]
["Heber Geothermal","54689_G_4",54689,"G","4",null,"Geothermal",null,"WECC_IID","California",6,"Imperial",25,"06025",16,30000,2018,{"$nulls":4},"Geothermal",{"$nulls":13},0,0,0,0]
["Lightning Dock Geothermal HI-01, LLC","58629_G_GEN-5",58629,"G","GEN-5",null,"Geothermal",null,"WECC_NM","New Mexico",35,"Hidalgo",23,"35023",7,30000,2018,{"$nulls":4},"Geothermal",{"$nulls":13},0,0,0,0]
["Brady","55991_G_OEC1",55991,"G","OEC1",null,"Geothermal",null,"WECC_NNV","Nevada",32,"Churchill",1,"32001",10,30000,2018,{"$nulls":4},"Geothermal",{"$nulls":13},0,0,0,0]
["HEBT WLA 1","61721_G_WLA1C",61721,"G","WLA1C",null,"Energy Storage",null,"WECC_SCE","California",6,"Orange",59,"06059",11.8,0,2019,{"$nulls":4},"Energy Storage",{"$nulls":13},0,0,0,0]
["Babcock Solar Energy Center","59993_G_BA",59993,"G","BA",null,"Energy Storage",null,"FRCC","Florida",12,"Charlotte",15,"12015",10,0,2018,{"$nulls":4},"Energy Storage",{"$nulls":13},0,0,0,0]
["Pinal Central Energy Center","61678_G_BA1",61678,"G","BA1",null,"Energy Storage",null,"WECC_AZ","Arizona",4,"Pinal",21,"04021",10,0,2018,{"$nulls":4},"Energy Storage",{"$nulls":13},0,0,0,0]
["Castle Gap Solar","60123_G_BAT1",60123,"G","BAT1",null,"Energy Storage",null,"ERC_WEST","Texas",48,"Upton",461,"48461",9.9,0,2019,{"$nulls":4},"Energy Storage",{"$nulls":13},0,0,0,0]
["Faraday","3045_G_7",3045,"G","7",null,"Hydro",null,"WECC_PNW","Oregon",41,"Clackamas",5,"41005",9,0,2020,{"$nulls":4},"Hydro",{"$nulls":13},0,0,0,0]
["Faraday","3045_G_8",3045,"G","8",null,"Hydro",null,"WECC_PNW","Oregon",41,"Clackamas",5,"41005",9,0,2020,{"$nulls":4},"Hydro",{"$nulls":13},0,0,0,0]
["Sierra Pacific Sonora","54517_G_GEN3",54517,"G","GEN3",null,"Biomass",null,"WEC_CALN","California",6,"Tuolumne",109,"06109",6,13500,2018,{"$nulls":4},"Biomass",{"$nulls":12},0.08,0.020000000000000018,0.020000000000000018,0.020000000000000018,0.020000000000000018]
["Terra-Gen Dixie Valley","52015_G_GEN2",52015,"G","GEN2",null,"Geothermal",null,"WECC_NNV","Nevada",32,"Churchill",1,"32001",2.5,30000,2012,{"$nulls":4},"Geothermal",{"$nulls":13},0,0,0,0]
["Vernon Dam","2352_G_6A",2352,"G","6A",null,"Hydro",null,"NENGREST","Vermont",50,"Windham",25,"50025",4.5,0,2008,{"$nulls":4},"Hydro",{"$nulls":13},0,0,0,0]
["Vernon Dam","2352_G_7A",2352,"G","7A",null,"Hydro",null,"NENGREST","Vermont",50,"Windham",25,"50025",4.5,0,2008,{"$nulls":4},"Hydro",{"$nulls":13},0,0,0,0]
["HEBT WLA 1","61721_G_WLA09",61721,"G","WLA09",null,"Energy Storage",null,"WECC_SCE","California",6,"Orange",59,"06059",4.5,0,2019,{"$nulls":4},"Energy Storage",{"$nulls":13},0,0,0,0]
["Salem Energy Systems LLC","54984_G_UNT2",54984,"G","UNT2",null,"Landfill Gas",null,"S_VACA","North Carolina",37,"Forsyth",67,"37067",3.3,18000,2017,{"$nulls":4},"Landfill Gas",{"$nulls":13},0.08999999999999997,0.08999999999999997,0.08999999999999997,0.08999999999999997]
["HEBT Irvine 1","61722_G_IRV1W",61722,"G","IRV1W",null,"Energy Storage",null,"WECC_SCE","California",6,"Orange",59,"06059",4.5,0,2018,{"$nulls":4},"Energy Storage",{"$nulls":13},0,0,0,0]
["Citrus Solar Energy Center","60061_G_BA",60061,"G","BA",null,"Energy Storage",null,"FRCC","Florida",12,"DeSoto",27,"12027",4,0,2018,{"$nulls":4},"Energy Storage",{"$nulls":13},0,0,0,0]
["Hauser","2185_G_HAU7",2185,"G","HAU7",null,"Hydro",null,"WECC_MT","Montana",30,"Lewis and Clark",49,"30049",3.4,0,2019,{"$nulls":4},"Hydro",{"$nulls":13},0,0,0,0]
["HEBT Irvine 2","61723_G_IRV2W",61723,"G","IRV2W",null,"Energy Storage",null,"WECC_SCE","California",6,"Orange",59,"06059",3.3,0,2018,{"$nulls":4},"Energy Storage",{"$nulls":13},0,0,0,0]
["Shoshone Falls","818_G_4",818,"G","4",null,"Hydro",null,"WECC_ID","Idaho",16,"Jerome",53,"16053",3.2,0,2020,{"$nulls":4},"Hydro",{"$nulls":13},0,0,0,0]
["Mt. Tom Solar Project","60906_G_BA1",60906,"G","BA1",null,"Energy Storage",null,"NENGREST","Massachusetts",25,"Hampden",13,"25013",3.1,0,2018,{"$nulls":4},"Energy Storage",{"$nulls":13},0,0,0,0]
["GE - Tehachapi","57566_G_2.8P3",57566,"G","2.8P3",null,"Onshore Wind",null,"WECC_SCE","California",6,"Kern",29,"06029",2.8,0,2018,{"$nulls":4},"Wind",{"$nulls":13},0,0,0,0]
["GE - Tehachapi","57566_G_2.5P2",57566,"G","2.5P2",null,"Onshore Wind",null,"WECC_SCE","California",6,"Kern",29,"06029",2.5,0,2015,{"$nulls":4},"Wind",{"$nulls":13},0,0,0,0]
["HEBT Irvine 2","61723_G_IRV06",61723,"G","IRV06",null,"Energy Storage",null,"WECC_SCE","California",6,"Orange",59,"06059",2.5,0,2018,{"$nulls":4},"Energy Storage",{"$nulls":13},0,0,0,0]
["Berkshire Wind Power Project","57721_G_HN-8",57721,"G","HN-8",null,"Onshore Wind",null,"NENGREST","Massachusetts",25,"Berkshire",3,"25003",2.3,0,2019,{"$nulls":4},"Wind",{"$nulls":13},0,0,0,0]
["Berkshire Wind Power Project","57721_G_HN-9",57721,"G","HN-9",null,"Onshore Wind",null,"NENGREST","Massachusetts",25,"Berkshire",3,"25003",2.3,0,2019,{"$nulls":4},"Wind",{"$nulls":13},0,0,0,0]
["Allendorf","56215_G_ET",56215,"G","ET",null,"Onshore Wind",null,"MIS_IA","Iowa",19,"Osceola",143,"19143",1.8,0,2019,{"$nulls":4},"Wind",{"$nulls":13},0,0,0,0]
["Allendorf","56215_G_WT",56215,"G","WT",null,"Onshore Wind",null,"MIS_IA","Iowa",19,"Osceola",143,"19143",2,0,2003,{"$nulls":4},"Wind",{"$nulls":13},0,0,0,0]
["Foundation NWNA","58114_G_WTG3",58114,"G","WTG3",null,"Onshore Wind",null,"WECC_SCE","California",6,"Riverside",65,"06065",1.9,0,2018,{"$nulls":4},"Wind",{"$nulls":13},0,0,0,0]
["HEBT WLA 1","61721_G_WLA08",61721,"G","WLA08",null,"Energy Storage",null,"WECC_SCE","California",6,"Orange",59,"06059",1.9,0,2019,{"$nulls":4},"Energy Storage",{"$nulls":13},0,0,0,0]
["Pecan Row Landfill To Electric Facility","59221_G_GM04",59221,"G","GM04",null,"Landfill Gas",null,"S_SOU","Georgia",13,"Lowndes",185,"13185",1.6,18000,1977,{"$nulls":4},"Landfill Gas",{"$nulls":13},0.08999999999999997,0.08999999999999997,0.08999999999999997,0.08999999999999997]
["HEBT WLA 1","61721_G_WLA04",61721,"G","WLA04",null,"Energy Storage",null,"WECC_SCE","California",6,"Orange",59,"06059",1.5,0,2019,{"$nulls":4},"Energy Storage",{"$nulls":13},0,0,0,0]
["Kingsberry Energy Storage System","61741_G_KBESS",61741,"G","KBESS",null,"Energy Storage",null,"ERC_REST","Texas",48,"Travis",453,"48453",1.5,0,2018,{"$nulls":4},"Energy Storage",{"$nulls":13},0,0,0,0]
["HEBT WLA 1","61721_G_WLA05",61721,"G","WLA05",null,"Energy Storage",null,"WECC_SCE","California",6,"Orange",59,"06059",1.3,0,2019,{"$nulls":4},"Energy Storage",{"$nulls":13},0,0,0,0]
["HEBT WLA 1","61721_G_WLA10",61721,"G","WLA10",null,"Energy Storage",null,"WECC_SCE","California",6,"Orange",59,"06059",1.3,0,2019,{"$nulls":4},"Energy Storage",{"$nulls":13},0,0,0,0]
["Lon Wright","2240_G_SLR1",2240,"G","SLR1",null,"Solar PV",null,"SPP_NEBR","Nebraska",31,"Dodge",53,"31053",1.3,0,2018,{"$nulls":4},"Solar",{"$nulls":13},0,0,0,0]
["HEBT WLA 1","61721_G_WLA06",61721,"G","WLA06",null,"Energy Storage",null,"WECC_SCE","California",6,"Orange",59,"06059",1.2,0,2019,{"$nulls":4},"Energy Storage",{"$nulls":13},0,0,0,0]
["Cox Battery Energy Storage","61679_G_1",61679,"G","1",null,"Energy Storage",null,"SPP_N","Missouri",29,"Greene",77,"29077",1.2,0,2017,{"$nulls":4},"Energy Storage",{"$nulls":13},0,0,0,0]
["Mongaup","2630_G_GEN2",2630,"G","GEN2",null,"Hydro",null,"NY_Z_G-I","New York",36,"Sullivan",105,"36105",1.1,0,1923,{"$nulls":4},"Hydro",{"$nulls":13},0,0,0,0]
["Mongaup","2630_G_GEN3",2630,"G","GEN3",null,"Hydro",null,"NY_Z_G-I","New York",36,"Sullivan",105,"36105",1.1,0,1923,{"$nulls":4},"Hydro",{"$nulls":13},0,0,0,0]
["Mongaup","2630_G_GEN4",2630,"G","GEN4",null,"Hydro",null,"NY_Z_G-I","New York",36,"Sullivan",105,"36105",1.1,0,1923,{"$nulls":4},"Hydro",{"$nulls":13},0,0,0,0]
["Ohio Northern University Solar Site","60913_G_PV2",60913,"G","PV2",null,"Solar PV",null,"PJM_West","Ohio",39,"Hardin",65,"39065",1,0,2018,{"$nulls":4},"Solar",{"$nulls":13},0,0,0,0]
["Green City Recovery, LLC","60703_G_2",60703,"G","2",null,"Landfill Gas",null,"S_C_KY","Kentucky",21,"Scott",209,"21209",1,18000,2019,{"$nulls":4},"Landfill Gas",{"$nulls":13},0.08999999999999997,0.08999999999999997,0.08999999999999997,0.08999999999999997]
["HEBT WLA 1","61721_G_WLA01",61721,"G","WLA01",null,"Energy Storage",null,"WECC_SCE","California",6,"Orange",59,"06059",1,0,2019,{"$nulls":4},"Energy Storage",{"$nulls":13},0,0,0,0]
["HEBT WLA 1","61721_G_WLA02",61721,"G","WLA02",null,"Energy Storage",null,"WECC_SCE","California",6,"Orange",59,"06059",1,0,2019,{"$nulls":4},"Energy Storage",{"$nulls":13},0,0,0,0]
["HEBT WLA 1","61721_G_WLA03",61721,"G","WLA03",null,"Energy Storage",null,"WECC_SCE","California",6,"Orange",59,"06059",1,0,2019,{"$nulls":4},"Energy Storage",{"$nulls":13},0,0,0,0]
["HEBT WLA 1","61721_G_WLA07",61721,"G","WLA07",null,"Energy Storage",null,"WECC_SCE","California",6,"Orange",59,"06059",1,0,2019,{"$nulls":4},"Energy Storage",{"$nulls":13},0,0,0,0]
["Boston Medical Center CHP Plant","61186_G_BATT",61186,"G","BATT",null,"Energy Storage",null,"NENGREST","Massachusetts",25,"Suffolk",25,"25025",1,0,2019,{"$nulls":4},"Energy Storage",{"$nulls":13},0,0,0,0]
["Lon Wright","2240_G_SLR2",2240,"G","SLR2",null,"Solar PV",null,"SPP_NEBR","Nebraska",31,"Dodge",53,"31053",1,0,2018,{"$nulls":4},"Solar",{"$nulls":13},0,0,0,0]
["GMP Solar - Panton","60562_G_GMPBP",60562,"G","GMPBP",null,"Energy Storage",null,"NENGREST","Vermont",50,"Addison",1,"50001",1,0,2018,{"$nulls":4},"Energy Storage",{"$nulls":13},0,0,0,0]
["Wright Cuddyer CSG","61494_G_41330",61494,"G","41330",null,"Solar PV",null,"MIS_MNWI","Minnesota",27,"Wright",171,"27171",1,0,2018,{"$nulls":4},"Solar",{"$nulls":13},0,0,0,0]
["HEBT Irvine 1","61722_G_IRV01",61722,"G","IRV01",null,"Energy Storage",null,"WECC_SCE","California",6,"Orange",59,"06059",1,0,2018,{"$nulls":4},"Energy Storage",{"$nulls":13},0,0,0,0]
["Lockheed Martin RMS Syracuse","61739_G_SYR1",61739,"G","SYR1",null,"Energy Storage",null,"NY_Z_C&E","New York",36,"Onondaga",67,"36067",1,0,2017,{"$nulls":4},"Energy Storage",{"$nulls":13},0,0,0,0]
["Rolling Thunder Wind Farm","57045_G_2",57045,"G","2",null,"Energy Storage",null,"SPP_WAUE","South Dakota",46,"Hand",59,"46059",0.8,0,2018,{"$nulls":4},"Energy Storage",{"$nulls":13},0,0,0,0]
["Heller Industrial Parks","57869_G_HM",57869,"G","HM",null,"Solar PV",null,"PJM_EMAC","New Jersey",34,"Middlesex",23,"34023",0.8,0,2013,{"$nulls":4},"Solar",{"$nulls":13},0,0,0,0]
["L'Oreal Piscataway","57868_G_UNIT3",57868,"G","UNIT3",null,"Solar PV",null,"PJM_EMAC","New Jersey",34,"Middlesex",23,"34023",0.7,0,2016,{"$nulls":4},"Solar",{"$nulls":13},0,0,0,0]
["Chattanooga Metropolitan Airport Solar","58515_G_GEN3",58515,"G","GEN3",null,"Solar PV",null,"S_C_TVA","Tennessee",47,"Hamilton",65,"47065",0.4,0,2019,{"$nulls":4},"Solar",{"$nulls":13},0,0,0,0]
["Allendorf","56215_G_ST",56215,"G","ST",null,"Onshore Wind",null,"MIS_IA","Iowa",19,"Osceola",143,"19143",1.7,0,1998,{"$nulls":4},"Wind",{"$nulls":13},0,0,0,0]
["Broadridge Cogen","57580_G_PV2",57580,"G","PV2",null,"Solar PV",null,"WEC_CALN","California",6,"El Dorado",17,"06017",0.5,0,2011,{"$nulls":4},"Solar",{"$nulls":13},0,0,0,0]
["Heller Industrial Parks","57869_G_HH",57869,"G","HH",null,"Solar PV",null,"PJM_EMAC","New Jersey",34,"Middlesex",23,"34023",0.5,0,2012,{"$nulls":4},"Solar",{"$nulls":13},0,0,0,0]
["New Orleans Solar Power Plant","61647_G_NOSPB",61647,"G","NOSPB",null,"Energy Storage",null,"MIS_S_AMSO","Louisiana",22,"Orleans",71,"22071",0.5,0,2016,{"$nulls":4},"Energy Storage",{"$nulls":13},0,0,0,0]
["Heller Industrial Parks","57869_G_HII",57869,"G","HII",null,"Solar PV",null,"PJM_EMAC","New Jersey",34,"Middlesex",23,"34023",0.4,0,2012,{"$nulls":4},"Solar",{"$nulls":13},0,0,0,0]
["Broadridge Cogen","57580_G_PV1",57580,"G","PV1",null,"Solar PV",null,"WEC_CALN","California",6,"El Dorado",17,"06017",0.3,0,2011,{"$nulls":4},"Solar",{"$nulls":13},0,0,0,0]
["L'Oreal Piscataway","57868_G_UNIT2",57868,"G","UNIT2",null,"Solar PV",null,"PJM_EMAC","New Jersey",34,"Middlesex",23,"34023",0.3,0,2014,{"$nulls":4},"Solar",{"$nulls":13},0,0,0,0]
["Meyers Falls","3868_G_UNA",3868,"G","UNA",null,"Hydro",null,"WECC_PNW","Washington",53,"Stevens",65,"53065",0.2,0,2006,{"$nulls":4},"Hydro",{"$nulls":13},0,0,0,0]
["Meyers Falls","3868_G_UNB",3868,"G","UNB",null,"Hydro",null,"WECC_PNW","Washington",53,"Stevens",65,"53065",0.2,0,2006,{"$nulls":4},"Hydro",{"$nulls":13},0,0,0,0]
["Heller Industrial Parks","57869_G_HJC",57869,"G","HJC",null,"Solar PV",null,"PJM_EMAC","New Jersey",34,"Middlesex",23,"34023",0.2,0,2012,{"$nulls":4},"Solar",{"$nulls":13},0,0,0,0]
["Belchertown Renewables","61295_G_02675",61295,"G","02675",null,"Solar PV",null,"NENGREST","Massachusetts",25,"Hampshire",15,"25015",4,0,2017,{"$nulls":4},"Solar",{"$nulls":13},0,0,0,0]
["Theodore Drive Solar","61296_G_02529",61296,"G","02529",null,"Solar PV",null,"NENGREST","Massachusetts",25,"Worcester",27,"25027",1.5,0,2017,{"$nulls":4},"Solar",{"$nulls":13},0,0,0,0]
["Sampson Road Solar","61308_G_02696",61308,"G","02696",null,"Solar PV",null,"NENGREST","Massachusetts",25,"Worcester",27,"25027",2,0,2017,{"$nulls":4},"Solar",{"$nulls":13},0,0,0,0]
["Higginsville Solar Farm","61316_G_HSF1",61316,"G","HSF1",null,"Solar PV",null,"SPP_N","Missouri",29,"Lafayette",107,"29107",2.5,0,2017,{"$nulls":4},"Solar",{"$nulls":13},0,0,0,0]
["Hog Creek Wind Project","61330_G_WT1",61330,"G","WT1",null,"Onshore Wind",null,"PJM_West","Ohio",39,"Hardin",65,"39065",66,0,2017,{"$nulls":4},"Wind",{"$nulls":13},0,0,0,0]
["Cherrydale Solar Power Facility","61375_G_PV1",61375,"G","PV1",null,"Solar PV",null,"PJM_EMAC","Virginia",51,"Northampton",131,"51131",20,0,2017,{"$nulls":4},"Solar",{"$nulls":13},0,0,0,0]
["Northern Westchester Hospital","61378_G_1",61378,"G",1,null,"Combustion Turbine","IC","NY_Z_G-I","New York",36,"Westchester",119,"36119",0.1,9264,2017,{"$nulls":4},"Distillate Fuel Oil",{"$nulls":13},0.010999999999999954,0.010999999999999954,0.010999999999999954,0.010999999999999954]
["Northern Westchester Hospital","61378_G_2",61378,"G",2,null,"Combustion Turbine","IC","NY_Z_G-I","New York",36,"Westchester",119,"36119",0.1,9264,2017,{"$nulls":4},"Distillate Fuel Oil",{"$nulls":13},0.010999999999999954,0.010999999999999954,0.010999999999999954,0.010999999999999954]
["Northern Westchester Hospital","61378_G_3",61378,"G",3,null,"Combustion Turbine","IC","NY_Z_G-I","New York",36,"Westchester",119,"36119",0.1,9264,2017,{"$nulls":4},"Distillate Fuel Oil",{"$nulls":13},0.010999999999999954,0.010999999999999954,0.010999999999999954,0.010999999999999954]
["Koppelman Sun","61381_G_KOPP1",61381,"G","KOPP1",null,"Solar PV",null,"MIS_MNWI","Minnesota",27,"Blue Earth",13,"27013",1,0,2017,{"$nulls":4},"Solar",{"$nulls":13},0,0,0,0]
["Koppelman Sun","61381_G_KOPP2",61381,"G","KOPP2",null,"Solar PV",null,"MIS_MNWI","Minnesota",27,"Blue Earth",13,"27013",1,0,2017,{"$nulls":4},"Solar",{"$nulls":13},0,0,0,0]
["Koppelman Sun","61381_G_KOPP3",61381,"G","KOPP3",null,"Solar PV",null,"MIS_MNWI","Minnesota",27,"Blue Earth",13,"27013",1,0,2017,{"$nulls":4},"Solar",{"$nulls":13},0,0,0,0]
["Koppelman Sun","61381_G_KOPP4",61381,"G","KOPP4",null,"Solar PV",null,"MIS_MNWI","Minnesota",27,"Blue Earth",13,"27013",1,0,2017,{"$nulls":4},"Solar",{"$nulls":13},0,0,0,0]
["Koppelman Sun","61381_G_KOPP5",61381,"G","KOPP5",null,"Solar PV",null,"MIS_MNWI","Minnesota",27,"Blue Earth",13,"27013",1,0,2017,{"$nulls":4},"Solar",{"$nulls":13},0,0,0,0]
["Rengstorf Solar","61383_G_RENG1",61383,"G","RENG1",null,"Solar PV",null,"MIS_MNWI","Minnesota",27,"Nicollet",103,"27103",1,0,2017,{"$nulls":4},"Solar",{"$nulls":13},0,0,0,0]
["Rengstorf Solar","61383_G_RENG2",61383,"G","RENG2",null,"Solar PV",null,"MIS_MNWI","Minnesota",27,"Nicollet",103,"27103",1,0,2017,{"$nulls":4},"Solar",{"$nulls":13},0,0,0,0]
["Rengstorf Solar","61383_G_RENG3",61383,"G","RENG3",null,"Solar PV",null,"MIS_MNWI","Minnesota",27,"Nicollet",103,"27103",1,0,2017,{"$nulls":4},"Solar",{"$nulls":13},0,0,0,0]
["Rengstorf Solar","61383_G_RENG4",61383,"G","RENG4",null,"Solar PV",null,"MIS_MNWI","Minnesota",27,"Nicollet",103,"27103",1,0,2017,{"$nulls":4},"Solar",{"$nulls":13},0,0,0,0]
["Rengstorf Solar","61383_G_RENG5",61383,"G","RENG5",null,"Solar PV",null,"MIS_MNWI","Minnesota",27,"Nicollet",103,"27103",1,0,2017,{"$nulls":4},"Solar",{"$nulls":13},0,0,0,0]
["Georgia Power at Jakin GA PV","61397_G_PV1",61397,"G","PV1",null,"Solar PV",null,"S_SOU","Georgia",13,"Early",99,"13099",1.5,0,2017,{"$nulls":4},"Solar",{"$nulls":13},0,0,0,0]
["Pikeville Farm","61404_G_1",61404,"G",1,null,"Solar PV",null,"S_VACA","North Carolina",37,"Wayne",191,"37191",5,0,2017,{"$nulls":4},"Solar",{"$nulls":13},0,0,0,0]
["Cottonwood Wind Energy Center","61407_G_CTNWD",61407,"G","CTNWD",null,"Onshore Wind",null,"SPP_NEBR","Nebraska",31,"Webster",181,"31181",89.7,0,2017,{"$nulls":4},"Wind",{"$nulls":13},0,0,0,0]
["Highway 56 Solar","61409_G_GEN1",61409,"G","GEN1",null,"Solar PV",null,"ERC_REST","Texas",48,"Grayson",181,"48181",5.3,0,2017,{"$nulls":4},"Solar",{"$nulls":13},0,0,0,0]
["Valencia 1 Solar CA","61418_G_VAL1",61418,"G","VAL1",null,"Solar PV",null,"WECC_IID","California",6,"Imperial",25,"06025",3,0,2017,{"$nulls":4},"Solar",{"$nulls":13},0,0,0,0]
["Waterford Holdco","61452_G_WATER",61452,"G","WATER",null,"Solar PV",null,"MIS_MNWI","Minnesota",27,"Rice",131,"27131",2.7,0,2017,{"$nulls":4},"Solar",{"$nulls":13},0,0,0,0]
["B.R. Corcoran","61453_G_42278",61453,"G",42278,null,"Solar PV",null,"MIS_MNWI","Minnesota",27,"Hennepin",53,"27053",1,0,2017,{"$nulls":4},"Solar",{"$nulls":13},0,0,0,0]
["B.R. Corcoran","61453_G_42279",61453,"G",42279,null,"Solar PV",null,"MIS_MNWI","Minnesota",27,"Hennepin",53,"27053",1,0,2017,{"$nulls":4},"Solar",{"$nulls":13},0,0,0,0]
["B.R. Corcoran","61453_G_42280",61453,"G",42280,null,"Solar PV",null,"MIS_MNWI","Minnesota",27,"Hennepin",53,"27053",1,0,2017,{"$nulls":4},"Solar",{"$nulls":13},0,0,0,0]
["B.R. Corcoran","61453_G_42281",61453,"G",42281,null,"Solar PV",null,"MIS_MNWI","Minnesota",27,"Hennepin",53,"27053",1,0,2017,{"$nulls":4},"Solar",{"$nulls":13},0,0,0,0]
["B.R. Corcoran","61453_G_42282",61453,"G",42282,null,"Solar PV",null,"MIS_MNWI","Minnesota",27,"Hennepin",53,"27053",1,0,2017,{"$nulls":4},"Solar",{"$nulls":13},0,0,0,0]
["B.R. Sartell","61454_G_42286",61454,"G",42286,null,"Solar PV",null,"MIS_MNWI","Minnesota",27,"Stearns",145,"27145",1,0,2017,{"$nulls":4},"Solar",{"$nulls":13},0,0,0,0]
["B.R. Sartell","61454_G_42287",61454,"G",42287,null,"Solar PV",null,"MIS_MNWI","Minnesota",27,"Stearns",145,"27145",1,0,2017,{"$nulls":4},"Solar",{"$nulls":13},0,0,0,0]
["B.R. Sartell","61454_G_42288",61454,"G",42288,null,"Solar PV",null,"MIS_MNWI","Minnesota",27,"Stearns",145,"27145",1,0,2017,{"$nulls":4},"Solar",{"$nulls":13},0,0,0,0]
["B.R. Sauk Rapids","61455_G_42292",61455,"G",42292,null,"Solar PV",null,"MIS_MNWI","Minnesota",27,"Benton",9,"27009",1,0,2017,{"$nulls":4},"Solar",{"$nulls":13},0,0,0,0]
["B.R. Sauk Rapids","61455_G_42294",61455,"G",42294,null,"Solar PV",null,"MIS_MNWI","Minnesota",27,"Benton",9,"27009",1,0,2017,{"$nulls":4},"Solar",{"$nulls":13},0,0,0,0]
["B.R. Sauk Rapids","61455_G_42295",61455,"G",42295,null,"Solar PV",null,"MIS_MNWI","Minnesota",27,"Benton",9,"27009",1,0,2017,{"$nulls":4},"Solar",{"$nulls":13},0,0,0,0]
["B.R. Sauk Rapids","61455_G_42296",61455,"G",42296,null,"Solar PV",null,"MIS_MNWI","Minnesota",27,"Benton",9,"27009",1,0,2017,{"$nulls":4},"Solar",{"$nulls":13},0,0,0,0]
["B.R. Sauk Rapids","61455_G_42297",61455,"G",42297,null,"Solar PV",null,"MIS_MNWI","Minnesota",27,"Benton",9,"27009",1,0,2017,{"$nulls":4},"Solar",{"$nulls":13},0,0,0,0]
["Montgomery Winsted","61456_G_41620",61456,"G",41620,null,"Solar PV",null,"MIS_MNWI","Minnesota",27,"McLeod",85,"27085",1,0,2017,{"$nulls":4},"Solar",{"$nulls":13},0,0,0,0]
["Montgomery Winsted","61456_G_41621",61456,"G",41621,null,"Solar PV",null,"MIS_MNWI","Minnesota",27,"McLeod",85,"27085",1,0,2017,{"$nulls":4},"Solar",{"$nulls":13},0,0,0,0]
["Montgomery Winsted","61456_G_41622",61456,"G",41622,null,"Solar PV",null,"MIS_MNWI","Minnesota",27,"McLeod",85,"27085",1,0,2017,{"$nulls":4},"Solar",{"$nulls":13},0,0,0,0]
["Georgia Power at Swainsboro","61459_G_PV1",61459,"G","PV1",null,"Solar PV",null,"S_SOU","Georgia",13,"Emanuel",107,"13107",2.9,0,2017,{"$nulls":4},"Solar",{"$nulls":13},0,0,0,0]
["SR Platte Solar Farm","61462_G_PV1",61462,"G","PV1",null,"Solar PV",null,"WECC_CO","Colorado",8,"Weld",123,"08123",16,0,2017,{"$nulls":4},"Solar",{"$nulls":13},0,0,0,0]
["SL Babylon","61487_G_SLBAB",61487,"G","SLBAB",null,"Solar PV",null,"NY_Z_K","New York",36,"Suffolk",103,"36103",8.9,0,2017,{"$nulls":4},"Solar",{"$nulls":13},0,0,0,0]
["CED Foster","61499_G_FORI",61499,"G","FORI",null,"Solar PV",null,"NENGREST","Rhode Island",44,"Providence",7,"44007",2,0,2017,{"$nulls":4},"Solar",{"$nulls":13},0,0,0,0]
["Provo Power Plant","61508_G_1",61508,"G",1,null,"Combustion Turbine","IC","WECC_UT","Utah",49,"Utah",49,"49049",2,9264,2017,{"$nulls":4},"Natural Gas",{"$nulls":13},0.010999999999999954,0.010999999999999954,0.010999999999999954,0.010999999999999954]
["Provo Power Plant","61508_G_2",61508,"G",2,null,"Combustion Turbine","IC","WECC_UT","Utah",49,"Utah",49,"49049",2,9264,2017,{"$nulls":4},"Natural Gas",{"$nulls":13},0.010999999999999954,0.010999999999999954,0.010999999999999954,0.010999999999999954]
["Provo Power Plant","61508_G_3",61508,"G",3,null,"Combustion Turbine","IC","WECC_UT","Utah",49,"Utah",49,"49049",2,9264,2017,{"$nulls":4},"Natural Gas",{"$nulls":13},0.010999999999999954,0.010999999999999954,0.010999999999999954,0.010999999999999954]
["Provo Power Plant","61508_G_4",61508,"G",4,null,"Combustion Turbine","IC","WECC_UT","Utah",49,"Utah",49,"49049",2,9264,2017,{"$nulls":4},"Natural Gas",{"$nulls":13},0.010999999999999954,0.010999999999999954,0.010999999999999954,0.010999999999999954]
["Provo Power Plant","61508_G_5",61508,"G",5,null,"Combustion Turbine","IC","WECC_UT","Utah",49,"Utah",49,"49049",2,9264,2017,{"$nulls":4},"Natural Gas",{"$nulls":13},0.010999999999999954,0.010999999999999954,0.010999999999999954,0.010999999999999954]
["Haworth Water Treatment Plant","56701_G_GEN5",56701,"G","GEN5",null,"Combustion Turbine","IC","PJM_EMAC","New Jersey",34,"Bergen",3,"34003",3.9,9264,2017,{"$nulls":4},"Distillate Fuel Oil",{"$nulls":13},0.010999999999999954,0.010999999999999954,0.010999999999999954,0.010999999999999954]
["Haworth Water Treatment Plant","56701_G_GEN6",56701,"G","GEN6",null,"Combustion Turbine","IC","PJM_EMAC","New Jersey",34,"Bergen",3,"34003",3.9,9264,2017,{"$nulls":4},"Distillate Fuel Oil",{"$nulls":13},0.010999999999999954,0.010999999999999954,0.010999999999999954,0.010999999999999954]
["Pennsauken Solar","56883_G_GEN10",56883,"G","GEN10",null,"Solar PV",null,"PJM_EMAC","New Jersey",34,"Camden",7,"34007",2,0,2017,{"$nulls":4},"Solar",{"$nulls":13},0,0,0,0]
["Kramer Solar","61058_G_KRAM2",61058,"G","KRAM2",null,"Solar PV",null,"MIS_MNWI","Minnesota",27,"Renville",129,"27129",1,0,2017,{"$nulls":4},"Solar",{"$nulls":13},0,0,0,0]
["Kramer Solar","61058_G_KRAM3",61058,"G","KRAM3",null,"Solar PV",null,"MIS_MNWI","Minnesota",27,"Renville",129,"27129",1,0,2017,{"$nulls":4},"Solar",{"$nulls":13},0,0,0,0]
["WasecaSun","61142_G_WASE2",61142,"G","WASE2",null,"Solar PV",null,"MIS_MNWI","Minnesota",27,"Waseca",161,"27161",1,0,2017,{"$nulls":4},"Solar",{"$nulls":13},0,0,0,0]
["WasecaSun","61142_G_WASE3",61142,"G","WASE3",null,"Solar PV",null,"MIS_MNWI","Minnesota",27,"Waseca",161,"27161",1,0,2017,{"$nulls":4},"Solar",{"$nulls":13},0,0,0,0]
["WasecaSun","61142_G_WASE4",61142,"G","WASE4",null,"Solar PV",null,"MIS_MNWI","Minnesota",27,"Waseca",161,"27161",1,0,2017,{"$nulls":4},"Solar",{"$nulls":13},0,0,0,0]
["WasecaSun","61142_G_WASE5",61142,"G","WASE5",null,"Solar PV",null,"MIS_MNWI","Minnesota",27,"Waseca",161,"27161",1,0,2017,{"$nulls":4},"Solar",{"$nulls":13},0,0,0,0]
["Bluff Point Wind Facility","61303_G_BLUFF",61303,"G","BLUFF",null,"Onshore Wind",null,"PJM_West","Indiana",18,"Jay",75,"18075",119.7,0,2017,{"$nulls":4},"Wind",{"$nulls":13},0,0,0,0]
["IKEA Grand Prairie Rooftop PV System","61309_G_PV1",61309,"G","PV1",null,"Solar PV",null,"ERC_REST","Texas",48,"Dallas",113,"48113",1.1,0,2017,{"$nulls":4},"Solar",{"$nulls":13},0,0,0,0]
["Crittenden Solar Facility","61310_G_PV1",61310,"G","PV1",null,"Solar PV",null,"S_C_KY","Kentucky",21,"Grant",81,"21081",2.7,0,2017,{"$nulls":4},"Solar",{"$nulls":13},0,0,0,0]
["Walton 1 Solar Facility","61311_G_PV1",61311,"G","PV1",null,"Solar PV",null,"PJM_West","Kentucky",21,"Kenton",117,"21117",2,0,2017,{"$nulls":4},"Solar",{"$nulls":13},0,0,0,0]
["Walton 2 Solar Facility","61312_G_PV1",61312,"G","PV1",null,"Solar PV",null,"PJM_West","Kentucky",21,"Kenton",117,"21117",2,0,2017,{"$nulls":4},"Solar",{"$nulls":13},0,0,0,0]
["Crater Community Solar","61328_G_TCCS1",61328,"G","TCCS1",null,"Solar PV",null,"MIS_MNWI","Minnesota",27,"Chippewa",23,"27023",0.9,0,2017,{"$nulls":4},"Solar",{"$nulls":13},0,0,0,0]
["Crater Community Solar","61328_G_TCCS2",61328,"G","TCCS2",null,"Solar PV",null,"MIS_MNWI","Minnesota",27,"Chippewa",23,"27023",0.9,0,2017,{"$nulls":4},"Solar",{"$nulls":13},0,0,0,0]
["Crater Community Solar","61328_G_TCCS3",61328,"G","TCCS3",null,"Solar PV",null,"MIS_MNWI","Minnesota",27,"Chippewa",23,"27023",0.9,0,2017,{"$nulls":4},"Solar",{"$nulls":13},0,0,0,0]
["Delphinus Community Solar","61329_G_QDCS1",61329,"G","QDCS1",null,"Solar PV",null,"MIS_MNWI","Minnesota",27,"Benton",9,"27009",0.9,0,2017,{"$nulls":4},"Solar",{"$nulls":13},0,0,0,0]
["Delphinus Community Solar","61329_G_QDCS2",61329,"G","QDCS2",null,"Solar PV",null,"MIS_MNWI","Minnesota",27,"Benton",9,"27009",0.9,0,2017,{"$nulls":4},"Solar",{"$nulls":13},0,0,0,0]
["Mill Creek Solar (OR)","61338_G_PGRC1",61338,"G","PGRC1",null,"Solar PV",null,"WECC_PNW","Oregon",41,"Yamhill",71,"41071",2.2,0,2017,{"$nulls":4},"Solar",{"$nulls":13},0,0,0,0]
["Next Generation Solar Farm","61340_G_NGSF1",61340,"G","NGSF1",null,"Solar PV",null,"NENGREST","Vermont",50,"Addison",1,"50001",2.2,0,2017,{"$nulls":4},"Solar",{"$nulls":13},0,0,0,0]
["Bondi Solar","61352_G_GEN1",61352,"G","GEN1",null,"Solar PV",null,"S_VACA","North Carolina",37,"Jones",103,"37103",5,0,2017,{"$nulls":4},"Solar",{"$nulls":13},0,0,0,0]
["Red Pine Wind Project","61357_G_RP1",61357,"G","RP1",null,"Onshore Wind",null,"MIS_MNWI","Minnesota",27,"Lincoln",81,"27081",200,0,2017,{"$nulls":4},"Wind",{"$nulls":13},0,0,0,0]
["DodgeSun","61379_G_DODG1",61379,"G","DODG1",null,"Solar PV",null,"MIS_MNWI","Minnesota",27,"Dodge",39,"27039",1,0,2017,{"$nulls":4},"Solar",{"$nulls":13},0,0,0,0]
["DodgeSun","61379_G_DODG2",61379,"G","DODG2",null,"Solar PV",null,"MIS_MNWI","Minnesota",27,"Dodge",39,"27039",1,0,2017,{"$nulls":4},"Solar",{"$nulls":13},0,0,0,0]
["DodgeSun","61379_G_DODG3",61379,"G","DODG3",null,"Solar PV",null,"MIS_MNWI","Minnesota",27,"Dodge",39,"27039",1,0,2017,{"$nulls":4},"Solar",{"$nulls":13},0,0,0,0]
["DodgeSun","61379_G_DODG4",61379,"G","DODG4",null,"Solar PV",null,"MIS_MNWI","Minnesota",27,"Dodge",39,"27039",1,0,2017,{"$nulls":4},"Solar",{"$nulls":13},0,0,0,0]
["DodgeSun","61379_G_DODG5",61379,"G","DODG5",null,"Solar PV",null,"MIS_MNWI","Minnesota",27,"Dodge",39,"27039",1,0,2017,{"$nulls":4},"Solar",{"$nulls":13},0,0,0,0]
["Johnson Solar","61380_G_JOHN1",61380,"G","JOHN1",null,"Solar PV",null,"MIS_MNWI","Minnesota",27,"Pipestone",117,"27117",1,0,2017,{"$nulls":4},"Solar",{"$nulls":13},0,0,0,0]
["Johnson Solar","61380_G_JOHN2",61380,"G","JOHN2",null,"Solar PV",null,"MIS_MNWI","Minnesota",27,"Pipestone",117,"27117",1,0,2017,{"$nulls":4},"Solar",{"$nulls":13},0,0,0,0]
["Johnson Solar","61380_G_JOHN3",61380,"G","JOHN3",null,"Solar PV",null,"MIS_MNWI","Minnesota",27,"Pipestone",117,"27117",1,0,2017,{"$nulls":4},"Solar",{"$nulls":13},0,0,0,0]
["Johnson Solar","61380_G_JOHN4",61380,"G","JOHN4",null,"Solar PV",null,"MIS_MNWI","Minnesota",27,"Pipestone",117,"27117",1,0,2017,{"$nulls":4},"Solar",{"$nulls":13},0,0,0,0]
["Johnson Solar","61380_G_JOHN5",61380,"G","JOHN5",null,"Solar PV",null,"MIS_MNWI","Minnesota",27,"Pipestone",117,"27117",1,0,2017,{"$nulls":4},"Solar",{"$nulls":13},0,0,0,0]
["Ashby Duffy Solar Farm","61399_G_DU183",61399,"G","DU183",null,"Solar PV",null,"NENGREST","Massachusetts",25,"Middlesex",17,"25017",1.8,0,2017,{"$nulls":4},"Solar",{"$nulls":13},0,0,0,0]
["Essex Solar Center","61406_G_ESSEX",61406,"G","ESSEX",null,"Solar PV",null,"PJM_Dom","Virginia",51,"Essex",57,"51057",20,0,2017,{"$nulls":4},"Solar",{"$nulls":13},0,0,0,0]
["Whitesboro Solar","61410_G_GEN1",61410,"G","GEN1",null,"Solar PV",null,"ERC_REST","Texas",48,"Grayson",181,"48181",5,0,2017,{"$nulls":4},"Solar",{"$nulls":13},0,0,0,0]
["Whitesboro Solar II","61411_G_GEN1",61411,"G","GEN1",null,"Solar PV",null,"ERC_REST","Texas",48,"Grayson",181,"48181",5,0,2017,{"$nulls":4},"Solar",{"$nulls":13},0,0,0,0]
["Merced 1 PV","61420_G_MRCD1",61420,"G","MRCD1",null,"Solar PV",null,"WEC_CALN","California",6,"Merced",47,"06047",3,0,2017,{"$nulls":4},"Solar",{"$nulls":13},0,0,0,0]
["Madera 1 PV","61421_G_MDRA1",61421,"G","MDRA1",null,"Solar PV",null,"WEC_CALN","California",6,"Madera",39,"06039",1.5,0,2017,{"$nulls":4},"Solar",{"$nulls":13},0,0,0,0]
["Southampton Solar, LLC","61422_G_PV1",61422,"G","PV1",null,"Solar PV",null,"PJM_Dom","Virginia",51,"Southampton",175,"51175",100,0,2017,{"$nulls":4},"Solar",{"$nulls":13},0,0,0,0]
["OR Solar 5, LLC","61423_G_PV1",61423,"G","PV1",null,"Solar PV",null,"WECC_PNW","Oregon",41,"Klamath",35,"41035",8,0,2017,{"$nulls":4},"Solar",{"$nulls":13},0,0,0,0]
["OR Solar 8, LLC","61424_G_PV1",61424,"G","PV1",null,"Solar PV",null,"WECC_PNW","Oregon",41,"Klamath",35,"41035",10,0,2017,{"$nulls":4},"Solar",{"$nulls":13},0,0,0,0]
["Gopher CSG","61426_G_PV1",61426,"G","PV1",null,"Solar PV",null,"MIS_MNWI","Minnesota",27,"Chisago",25,"27025",5,0,2017,{"$nulls":4},"Solar",{"$nulls":13},0,0,0,0]
["Richmond CSG","61427_G_PV1",61427,"G","PV1",null,"Solar PV",null,"MIS_MNWI","Minnesota",27,"Stearns",145,"27145",5,0,2017,{"$nulls":4},"Solar",{"$nulls":13},0,0,0,0]
["Taylors Falls CSG","61428_G_PV1",61428,"G","PV1",null,"Solar PV",null,"MIS_MNWI","Minnesota",27,"Chisago",25,"27025",5,0,2017,{"$nulls":4},"Solar",{"$nulls":13},0,0,0,0]
["OR Solar 6, LLC","61430_G_PV6",61430,"G","PV6",null,"Solar PV",null,"WECC_PNW","Oregon",41,"Lake",37,"41037",10,0,2017,{"$nulls":4},"Solar",{"$nulls":13},0,0,0,0]
["SCE&G Curie CSG","61432_G_SCCU1",61432,"G","SCCU1",null,"Solar PV",null,"S_VACA","South Carolina",45,"Hampton",49,"45049",2,0,2017,{"$nulls":4},"Solar",{"$nulls":13},0,0,0,0]
["SCE&G Nimitz CSG","61433_G_SCNM1",61433,"G","SCNM1",null,"Solar PV",null,"S_VACA","South Carolina",45,"Jasper",53,"45053",8,0,2017,{"$nulls":4},"Solar",{"$nulls":13},0,0,0,0]
["SCE&G Springfield CSG","61434_G_SCSP1",61434,"G","SCSP1",null,"Solar PV",null,"S_VACA","South Carolina",45,"Orangeburg",75,"45075",6.1,0,2017,{"$nulls":4},"Solar",{"$nulls":13},0,0,0,0]
["Farmington Solar Farm","61450_G_FSF1",61450,"G","FSF1",null,"Solar PV",null,"MIS_MO","Missouri",29,"St Francois",187,"29187",2.5,0,2017,{"$nulls":4},"Solar",{"$nulls":13},0,0,0,0]
["Northfield Holdco","61451_G_NORTH",61451,"G","NORTH",null,"Solar PV",null,"MIS_MNWI","Minnesota",27,"Rice",131,"27131",5,0,2017,{"$nulls":4},"Solar",{"$nulls":13},0,0,0,0]
["Palmer Solar Center","61457_G_PALM",61457,"G","PALM",null,"Solar PV",null,"PJM_Dom","Virginia",51,"Fluvanna",65,"51065",5,0,2017,{"$nulls":4},"Solar",{"$nulls":13},0,0,0,0]
["Martin Solar Center","61458_G_MARTN",61458,"G","MARTN",null,"Solar PV",null,"PJM_Dom","Virginia",51,"Goochland",75,"51075",5,0,2017,{"$nulls":4},"Solar",{"$nulls":13},0,0,0,0]
["Vandenberg Solar Project","61463_G_VBERG",61463,"G","VBERG",null,"Solar PV",null,"WECC_SCE","California",6,"Santa Barbara",83,"06083",20.6,0,2017,{"$nulls":4},"Solar",{"$nulls":13},0,0,0,0]
["Lichtenthal","61469_G_LIC01",61469,"G","LIC01",null,"Solar PV",null,"NY_Z_B","New York",36,"Genesee",37,"36037",2,0,2017,{"$nulls":4},"Solar",{"$nulls":13},0,0,0,0]
["Call Farms 1","61470_G_CFM11",61470,"G","CFM11",null,"Solar PV",null,"NY_Z_B","New York",36,"Genesee",37,"36037",2,0,2017,{"$nulls":4},"Solar",{"$nulls":13},0,0,0,0]
["Call Farms 3","61471_G_CFM31",61471,"G","CFM31",null,"Solar PV",null,"NY_Z_B","New York",36,"Genesee",37,"36037",2,0,2017,{"$nulls":4},"Solar",{"$nulls":13},0,0,0,0]
["Cameron Solar","61489_G_CAM",61489,"G","CAM",null,"Solar PV",null,"S_VACA","South Carolina",45,"Calhoun",17,"45017",19.9,0,2017,{"$nulls":4},"Solar",{"$nulls":13},0,0,0,0]
["Estill Solar","61490_G_EST1",61490,"G","EST1",null,"Solar PV",null,"S_VACA","South Carolina",45,"Hampton",49,"45049",19.9,0,2017,{"$nulls":4},"Solar",{"$nulls":13},0,0,0,0]
["Hampton Solar 2","61498_G_HAM2",61498,"G","HAM2",null,"Solar PV",null,"S_VACA","South Carolina",45,"Hampton",49,"45049",19.9,0,2017,{"$nulls":4},"Solar",{"$nulls":13},0,0,0,0]
["Porter Way Community Solar Garden","61500_G_PV1",61500,"G","PV1",null,"Solar PV",null,"MIS_MNWI","Minnesota",27,"Carver",19,"27019",2.9,0,2017,{"$nulls":4},"Solar",{"$nulls":13},0,0,0,0]
["RJC I CSG","61504_G_RCJ1",61504,"G","RCJ1",null,"Solar PV",null,"MIS_MNWI","Minnesota",27,"Steele",147,"27147",1,0,2017,{"$nulls":4},"Solar",{"$nulls":13},0,0,0,0]
["Huneke I CSG","61505_G_HUNE1",61505,"G","HUNE1",null,"Solar PV",null,"MIS_MNWI","Minnesota",27,"Goodhue",49,"27049",1,0,2017,{"$nulls":4},"Solar",{"$nulls":13},0,0,0,0]
["Krause CSG","61506_G_KRAUS",61506,"G","KRAUS",null,"Solar PV",null,"MIS_MNWI","Minnesota",27,"Renville",129,"27129",1,0,2017,{"$nulls":4},"Solar",{"$nulls":13},0,0,0,0]
["DG New Jersey Solar RLS Logistics","61507_G_RLSNJ",61507,"G","RLSNJ",null,"Solar PV",null,"PJM_EMAC","New Jersey",34,"Gloucester",15,"34015",3.9,0,2017,{"$nulls":4},"Solar",{"$nulls":13},0,0,0,0]
["Bullock Solar, LLC","61512_G_GEN1",61512,"G","GEN1",null,"Solar PV",null,"S_VACA","North Carolina",37,"Vance",181,"37181",50,0,2017,{"$nulls":4},"Solar",{"$nulls":13},0,0,0,0]
["Marlin Solar","61513_G_GEN1",61513,"G","GEN1",null,"Solar PV",null,"ERC_REST","Texas",48,"Limestone",293,"48293",5.3,0,2017,{"$nulls":4},"Solar",{"$nulls":13},0,0,0,0]
["North Gainesville Solar","61514_G_GEN1",61514,"G","GEN1",null,"Solar PV",null,"ERC_REST","Texas",48,"Cooke",97,"48097",5.2,0,2017,{"$nulls":4},"Solar",{"$nulls":13},0,0,0,0]
["DG Camden LLC Holtec","61515_G_HOLTC",61515,"G","HOLTC",null,"Solar PV",null,"PJM_EMAC","New Jersey",34,"Camden",7,"34007",2.2,0,2017,{"$nulls":4},"Solar",{"$nulls":13},0,0,0,0]
["School Sisters CSG","61516_G_SCHOO",61516,"G","SCHOO",null,"Solar PV",null,"MIS_MNWI","Minnesota",27,"Blue Earth",13,"27013",1,0,2017,{"$nulls":4},"Solar",{"$nulls":13},0,0,0,0]
["ABD Farms","61525_G_GEN1",61525,"G","GEN1",null,"Solar PV",null,"S_VACA","North Carolina",37,"Randolph",151,"37151",5,0,2017,{"$nulls":4},"Solar",{"$nulls":13},0,0,0,0]
["Valfilm Wind Project","61356_G_W1",61356,"G","W1",null,"Onshore Wind",null,"PJM_West","Ohio",39,"Hancock",63,"39063",1.5,0,2018,{"$nulls":4},"Wind",{"$nulls":13},0,0,0,0]
["Valfilm Wind Project","61356_G_W2",61356,"G","W2",null,"Onshore Wind",null,"PJM_West","Ohio",39,"Hancock",63,"39063",1.5,0,2018,{"$nulls":4},"Wind",{"$nulls":13},0,0,0,0]
["SunE Feely 1, LLC","61478_G_FELY1",61478,"G","FELY1",null,"Solar PV",null,"MIS_MNWI","Minnesota",27,"Dakota",37,"27037",1,0,2018,{"$nulls":4},"Solar",{"$nulls":13},0,0,0,0]
["SunE Feely 1, LLC","61478_G_FELY2",61478,"G","FELY2",null,"Solar PV",null,"MIS_MNWI","Minnesota",27,"Dakota",37,"27037",1,0,2018,{"$nulls":4},"Solar",{"$nulls":13},0,0,0,0]
["SunE Feely 1, LLC","61478_G_FELY3",61478,"G","FELY3",null,"Solar PV",null,"MIS_MNWI","Minnesota",27,"Dakota",37,"27037",1,0,2018,{"$nulls":4},"Solar",{"$nulls":13},0,0,0,0]
["SunE Feely 1, LLC","61478_G_FELY4",61478,"G","FELY4",null,"Solar PV",null,"MIS_MNWI","Minnesota",27,"Dakota",37,"27037",1,0,2018,{"$nulls":4},"Solar",{"$nulls":13},0,0,0,0]
["SunE Feely 1, LLC","61478_G_FELY5",61478,"G","FELY5",null,"Solar PV",null,"MIS_MNWI","Minnesota",27,"Dakota",37,"27037",1,0,2018,{"$nulls":4},"Solar",{"$nulls":13},0,0,0,0]
["Cottage Grove CSG, LLC","61483_G_CTGR1",61483,"G","CTGR1",null,"Solar PV",null,"MIS_MNWI","Minnesota",27,"Washington",163,"27163",1,0,2018,{"$nulls":4},"Solar",{"$nulls":13},0,0,0,0]
["Cottage Grove CSG, LLC","61483_G_CTGR2",61483,"G","CTGR2",null,"Solar PV",null,"MIS_MNWI","Minnesota",27,"Washington",163,"27163",1,0,2018,{"$nulls":4},"Solar",{"$nulls":13},0,0,0,0]
["Cottage Grove CSG, LLC","61483_G_CTGR3",61483,"G","CTGR3",null,"Solar PV",null,"MIS_MNWI","Minnesota",27,"Washington",163,"27163",1,0,2018,{"$nulls":4},"Solar",{"$nulls":13},0,0,0,0]
["Cottage Grove CSG, LLC","61483_G_CTGR4",61483,"G","CTGR4",null,"Solar PV",null,"MIS_MNWI","Minnesota",27,"Washington",163,"27163",1,0,2018,{"$nulls":4},"Solar",{"$nulls":13},0,0,0,0]
["Cottage Grove CSG, LLC","61483_G_CTGR5",61483,"G","CTGR5",null,"Solar PV",null,"MIS_MNWI","Minnesota",27,"Washington",163,"27163",1,0,2018,{"$nulls":4},"Solar",{"$nulls":13},0,0,0,0]
["Fox CSG, LLC","61484_G_FOX1",61484,"G","FOX1",null,"Solar PV",null,"MIS_MNWI","Minnesota",27,"Chisago",25,"27025",1,0,2018,{"$nulls":4},"Solar",{"$nulls":13},0,0,0,0]
["Fox CSG, LLC","61484_G_FOX2",61484,"G","FOX2",null,"Solar PV",null,"MIS_MNWI","Minnesota",27,"Chisago",25,"27025",1,0,2018,{"$nulls":4},"Solar",{"$nulls":13},0,0,0,0]
["Fox CSG, LLC","61484_G_FOX3",61484,"G","FOX3",null,"Solar PV",null,"MIS_MNWI","Minnesota",27,"Chisago",25,"27025",1,0,2018,{"$nulls":4},"Solar",{"$nulls":13},0,0,0,0]
["Fox CSG, LLC","61484_G_FOX4",61484,"G","FOX4",null,"Solar PV",null,"MIS_MNWI","Minnesota",27,"Chisago",25,"27025",1,0,2018,{"$nulls":4},"Solar",{"$nulls":13},0,0,0,0]
["Fox CSG, LLC","61484_G_FOX5",61484,"G","FOX5",null,"Solar PV",null,"MIS_MNWI","Minnesota",27,"Chisago",25,"27025",1,0,2018,{"$nulls":4},"Solar",{"$nulls":13},0,0,0,0]
["SunE Stolee, LLC","61485_G_STOL1",61485,"G","STOL1",null,"Solar PV",null,"MIS_MNWI","Minnesota",27,"Rice",131,"27131",1,0,2018,{"$nulls":4},"Solar",{"$nulls":13},0,0,0,0]
["SunE Stolee, LLC","61485_G_STOL2",61485,"G","STOL2",null,"Solar PV",null,"MIS_MNWI","Minnesota",27,"Rice",131,"27131",1,0,2018,{"$nulls":4},"Solar",{"$nulls":13},0,0,0,0]
["SunE Stolee, LLC","61485_G_STOL3",61485,"G","STOL3",null,"Solar PV",null,"MIS_MNWI","Minnesota",27,"Rice",131,"27131",1,0,2018,{"$nulls":4},"Solar",{"$nulls":13},0,0,0,0]
["Wyoming 2 CSG, LLC","61486_G_WY01",61486,"G","WY01",null,"Solar PV",null,"MIS_MNWI","Minnesota",27,"Chisago",25,"27025",1,0,2018,{"$nulls":4},"Solar",{"$nulls":13},0,0,0,0]
["Wyoming 2 CSG, LLC","61486_G_WY02",61486,"G","WY02",null,"Solar PV",null,"MIS_MNWI","Minnesota",27,"Chisago",25,"27025",1,0,2018,{"$nulls":4},"Solar",{"$nulls":13},0,0,0,0]
["Wyoming 2 CSG, LLC","61486_G_WY03",61486,"G","WY03",null,"Solar PV",null,"MIS_MNWI","Minnesota",27,"Chisago",25,"27025",1,0,2018,{"$nulls":4},"Solar",{"$nulls":13},0,0,0,0]
["Wyoming 2 CSG, LLC","61486_G_WY04",61486,"G","WY04",null,"Solar PV",null,"MIS_MNWI","Minnesota",27,"Chisago",25,"27025",1,0,2018,{"$nulls":4},"Solar",{"$nulls":13},0,0,0,0]
["Wyoming 2 CSG, LLC","61486_G_WY05",61486,"G","WY05",null,"Solar PV",null,"MIS_MNWI","Minnesota",27,"Chisago",25,"27025",1,0,2018,{"$nulls":4},"Solar",{"$nulls":13},0,0,0,0]
["DG AMP Solar Coldwater","61435_G_AMPCW",61435,"G","AMPCW",null,"Solar PV",null,"MIS_LMI","Michigan",26,"Branch",23,"26023",1.3,0,2018,{"$nulls":4},"Solar",{"$nulls":13},0,0,0,0]
["DG AMP Solar Versailles","61437_G_AMPVS",61437,"G","AMPVS",null,"Solar PV",null,"PJM_West","Ohio",39,"Darke",37,"39037",1.8,0,2018,{"$nulls":4},"Solar",{"$nulls":13},0,0,0,0]
["DG AMP Solar Jackson Center","61438_G_AMPJC",61438,"G","AMPJC",null,"Solar PV",null,"PJM_West","Ohio",39,"Shelby",149,"39149",1.6,0,2018,{"$nulls":4},"Solar",{"$nulls":13},0,0,0,0]
["Big George PV","61429_G_12344",61429,"G",12344,null,"Solar PV",null,"NENGREST","Massachusetts",25,"Plymouth",23,"25023",1,0,2018,{"$nulls":4},"Solar",{"$nulls":13},0,0,0,0]
["DG AMP Solar Orrville 3","61436_G_AMPO3",61436,"G","AMPO3",null,"Solar PV",null,"PJM_ATSI","Ohio",39,"Wayne",169,"39169",2.3,0,2018,{"$nulls":4},"Solar",{"$nulls":13},0,0,0,0]
["RE Gaskell West 1 LLC","61445_G_PV1",61445,"G","PV1",null,"Solar PV",null,"WECC_SCE","California",6,"Kern",29,"06029",20,0,2018,{"$nulls":4},"Solar",{"$nulls":13},0,0,0,0]
["Carver Gladden","61495_G_42254",61495,"G",42254,null,"Solar PV",null,"MIS_MNWI","Minnesota",27,"Carver",19,"27019",1,0,2018,{"$nulls":4},"Solar",{"$nulls":13},0,0,0,0]
["Carver Gladden","61495_G_42255",61495,"G",42255,null,"Solar PV",null,"MIS_MNWI","Minnesota",27,"Carver",19,"27019",1,0,2018,{"$nulls":4},"Solar",{"$nulls":13},0,0,0,0]
["Carver Gladden","61495_G_42256",61495,"G",42256,null,"Solar PV",null,"MIS_MNWI","Minnesota",27,"Carver",19,"27019",1,0,2018,{"$nulls":4},"Solar",{"$nulls":13},0,0,0,0]
["Lindstrom Solar","61382_G_LIND1",61382,"G","LIND1",null,"Solar PV",null,"MIS_MNWI","Minnesota",27,"Chisago",25,"27025",1,0,2018,{"$nulls":4},"Solar",{"$nulls":13},0,0,0,0]
["Lindstrom Solar","61382_G_LIND2",61382,"G","LIND2",null,"Solar PV",null,"MIS_MNWI","Minnesota",27,"Chisago",25,"27025",1,0,2018,{"$nulls":4},"Solar",{"$nulls":13},0,0,0,0]
["Lindstrom Solar","61382_G_LIND3",61382,"G","LIND3",null,"Solar PV",null,"MIS_MNWI","Minnesota",27,"Chisago",25,"27025",1,0,2018,{"$nulls":4},"Solar",{"$nulls":13},0,0,0,0]
["Foundation California Training Facility","61442_G_WTG1",61442,"G","WTG1",null,"Onshore Wind",null,"WEC_CALN","California",6,"Monterey",53,"06053",1.8,0,2018,{"$nulls":4},"Wind",{"$nulls":13},0,0,0,0]
["Foundation Mann Packing","61443_G_WTG1",61443,"G","WTG1",null,"Onshore Wind",null,"WEC_CALN","California",6,"Monterey",53,"06053",1.8,0,2018,{"$nulls":4},"Wind",{"$nulls":13},0,0,0,0]
["Foundation SaIinas Valley State Prison","61444_G_WTG1",61444,"G","WTG1",null,"Onshore Wind",null,"WEC_CALN","California",6,"Monterey",53,"06053",1.8,0,2018,{"$nulls":4},"Wind",{"$nulls":13},0,0,0,0]
["Wrigth Cuddyer","61494_G_41327",61494,"G",41327,null,"Solar PV",null,"MIS_MNWI","Minnesota",27,"Wright",171,"27171",1,0,2018,{"$nulls":4},"Solar",{"$nulls":13},0,0,0,0]
["Wrigth Cuddyer","61494_G_41328",61494,"G",41328,null,"Solar PV",null,"MIS_MNWI","Minnesota",27,"Wright",171,"27171",1,0,2018,{"$nulls":4},"Solar",{"$nulls":13},0,0,0,0]
["Wrigth Cuddyer","61494_G_41329",61494,"G",41329,null,"Solar PV",null,"MIS_MNWI","Minnesota",27,"Wright",171,"27171",1,0,2018,{"$nulls":4},"Solar",{"$nulls":13},0,0,0,0]
["Ocracoke","6377_G_BAT",6377,"G","BAT",null,"Energy Storage",null,"S_VACA","North Carolina",37,"Hyde",95,"37095",1,0,2017,{"$nulls":4},"Energy Storage",{"$nulls":13},0,0,0,0]
["Patua Geothermal Project Phase 1A","58319_G_PV-01",58319,"G","PV-01",null,"Solar PV",null,"WECC_NNV","Nevada",32,"Churchill",1,"32001",10.6,0,2017,{"$nulls":4},"Solar",{"$nulls":13},0,0,0,0]
["Santa Rita Jail","58625_G_SRFC2",58625,"G","SRFC2",null,"Fuel Cell",null,"WEC_CALN","California",6,"Alameda",1,"06001",1.4,8653,2017,{"$nulls":4},"Natural Gas",{"$nulls":13},0,0,0,0]
["Santa Rita Jail","58625_G_SRPV2",58625,"G","SRPV2",null,"Solar PV",null,"WEC_CALN","California",6,"Alameda",1,"06001",1,0,2016,{"$nulls":4},"Solar",{"$nulls":13},0,0,0,0]
["Santa Rita Jail","58625_G_SRPV3",58625,"G","SRPV3",null,"Solar PV",null,"WEC_CALN","California",6,"Alameda",1,"06001",0.5,0,2017,{"$nulls":4},"Solar",{"$nulls":13},0,0,0,0]
["Shakopee Energy Park","60647_G_SQA02",60647,"G","SQA02",null,"Combustion Turbine","IC","MIS_MNWI","Minnesota",27,"Scott",139,"27139",9.3,9264,2017,{"$nulls":4},"Natural Gas",{"$nulls":13},0.010999999999999954,0.010999999999999954,0.010999999999999954,0.010999999999999954]
["Shakopee Energy Park","60647_G_SQA03",60647,"G","SQA03",null,"Combustion Turbine","IC","MIS_MNWI","Minnesota",27,"Scott",139,"27139",9.3,9264,2017,{"$nulls":4},"Natural Gas",{"$nulls":13},0.010999999999999954,0.010999999999999954,0.010999999999999954,0.010999999999999954]
["Shakopee Energy Park","60647_G_SQA04",60647,"G","SQA04",null,"Combustion Turbine","IC","MIS_MNWI","Minnesota",27,"Scott",139,"27139",9.3,9264,2017,{"$nulls":4},"Natural Gas",{"$nulls":13},0.010999999999999954,0.010999999999999954,0.010999999999999954,0.010999999999999954]
["Shakopee Energy Park","60647_G_SQA05",60647,"G","SQA05",null,"Combustion Turbine","IC","MIS_MNWI","Minnesota",27,"Scott",139,"27139",9.3,9264,2017,{"$nulls":4},"Natural Gas",{"$nulls":13},0.010999999999999954,0.010999999999999954,0.010999999999999954,0.010999999999999954]
["River Bend Solar, LLC","61289_G_RBSMT",61289,"G","RBSMT",null,"Solar PV",null,"WECC_MT","Montana",30,"Stillwater",95,"30095",2,0,2017,{"$nulls":4},"Solar",{"$nulls":13},0,0,0,0]
["South Mills Solar, LLC","61290_G_SMSMT",61290,"G","SMSMT",null,"Solar PV",null,"WECC_MT","Montana",30,"Big Horn",3,"30003",3,0,2017,{"$nulls":4},"Solar",{"$nulls":13},0,0,0,0]
["Green Meadow Solar, LLC","61291_G_GMSMT",61291,"G","GMSMT",null,"Solar PV",null,"WECC_MT","Montana",30,"Lewis and Clark",49,"30049",3,0,2017,{"$nulls":4},"Solar",{"$nulls":13},0,0,0,0]
["Jackson Solar Farm","61292_G_JAKSN",61292,"G","JAKSN",null,"Solar PV",null,"S_VACA","North Carolina",37,"Wilson",195,"37195",8.6,0,2017,{"$nulls":4},"Solar",{"$nulls":13},0,0,0,0]
["Farley Road Solar","61294_G_02419",61294,"G","02419",null,"Solar PV",null,"NENGREST","Massachusetts",25,"Worcester",27,"25027",1.9,0,2017,{"$nulls":4},"Solar",{"$nulls":13},0,0,0,0]
["Upton Solar","61297_G_02567",61297,"G","02567",null,"Solar PV",null,"NENGREST","Massachusetts",25,"Worcester",27,"25027",2,0,2017,{"$nulls":4},"Solar",{"$nulls":13},0,0,0,0]
["Pleasantdale Road Solar","61298_G_02112",61298,"G","02112",null,"Solar PV",null,"NENGREST","Massachusetts",25,"Worcester",27,"25027",1,0,2017,{"$nulls":4},"Solar",{"$nulls":13},0,0,0,0]
["Hatfield Renewables","61299_G_02599",61299,"G","02599",null,"Solar PV",null,"NENGREST","Massachusetts",25,"Hampshire",15,"25015",1.9,0,2017,{"$nulls":4},"Solar",{"$nulls":13},0,0,0,0]
["Peterson Road Solar","61307_G_02076",61307,"G","02076",null,"Solar PV",null,"NENGREST","Massachusetts",25,"Hampden",13,"25013",2.5,0,2017,{"$nulls":4},"Solar",{"$nulls":13},0,0,0,0]
["BPU Solar Farm","61313_G_BPU1",61313,"G","BPU1",null,"Solar PV",null,"SPP_N","Kansas",20,"Wyandotte",209,"20209",1,0,2017,{"$nulls":4},"Solar",{"$nulls":13},0,0,0,0]
["SR Kersey","61314_G_KERS",61314,"G","KERS",null,"Solar PV",null,"WECC_CO","Colorado",8,"Weld",123,"08123",3.5,0,2017,{"$nulls":4},"Solar",{"$nulls":13},0,0,0,0]
["Golden Hills Solar","61315_G_02196",61315,"G","02196",null,"Solar PV",null,"NENGREST","Massachusetts",25,"Worcester",27,"25027",4.7,0,2017,{"$nulls":4},"Solar",{"$nulls":13},0,0,0,0]
["Saluda Solar II","61323_G_PGRB5",61323,"G","PGRB5",null,"Solar PV",null,"S_VACA","South Carolina",45,"Saluda",81,"45081",3.4,0,2017,{"$nulls":4},"Solar",{"$nulls":13},0,0,0,0]
["Odyssey Solar","61324_G_PGRB4",61324,"G","PGRB4",null,"Solar PV",null,"S_VACA","South Carolina",45,"Lexington",63,"45063",8.2,0,2017,{"$nulls":4},"Solar",{"$nulls":13},0,0,0,0]
["Hampton Solar I","61325_G_PGRB3",61325,"G","PGRB3",null,"Solar PV",null,"S_VACA","South Carolina",45,"Hampton",49,"45049",6.8,0,2017,{"$nulls":4},"Solar",{"$nulls":13},0,0,0,0]
["Cameron Solar II","61326_G_PGRB2",61326,"G","PGRB2",null,"Solar PV",null,"S_VACA","South Carolina",45,"Calhoun",17,"45017",4.1,0,2017,{"$nulls":4},"Solar",{"$nulls":13},0,0,0,0]
["Barnwell Solar","61327_G_PGRB1",61327,"G","PGRB1",null,"Solar PV",null,"S_VACA","South Carolina",45,"Barnwell",11,"45011",5.4,0,2017,{"$nulls":4},"Solar",{"$nulls":13},0,0,0,0]
["Great Divide Solar, LLC","61335_G_GDSMT",61335,"G","GDSMT",null,"Solar PV",null,"WECC_MT","Montana",30,"Lewis and Clark",49,"30049",3,0,2017,{"$nulls":4},"Solar",{"$nulls":13},0,0,0,0]
["Black Eagle Solar, LLC","61336_G_BESMT",61336,"G","BESMT",null,"Solar PV",null,"WECC_MT","Montana",30,"Cascade",13,"30013",3,0,2017,{"$nulls":4},"Solar",{"$nulls":13},0,0,0,0]
["Magpie Solar, LLC","61337_G_MSMT",61337,"G","MSMT",null,"Solar PV",null,"WECC_MT","Montana",30,"Golden Valley",37,"30037",3,0,2017,{"$nulls":4},"Solar",{"$nulls":13},0,0,0,0]
["Grafton PV","61341_G_MSBW1",61341,"G","MSBW1",null,"Solar PV",null,"NENGREST","Massachusetts",25,"Worcester",27,"25027",2.7,0,2016,{"$nulls":4},"Solar",{"$nulls":13},0,0,0,0]
["Barrett PV","61342_G_MSBW2",61342,"G","MSBW2",null,"Solar PV",null,"NENGREST","Massachusetts",25,"Worcester",27,"25027",11.9,0,2016,{"$nulls":4},"Solar",{"$nulls":13},0,0,0,0]
["Long Henry Solar","61347_G_GEN1",61347,"G","GEN1",null,"Solar PV",null,"S_VACA","North Carolina",37,"Wayne",191,"37191",2,0,2017,{"$nulls":4},"Solar",{"$nulls":13},0,0,0,0]
["Westmont 400A","61348_G_W5691",61348,"G","W5691",null,"Solar PV",null,"WEC_LADW","California",6,"Los Angeles",37,"06037",2.3,0,2017,{"$nulls":4},"Solar",{"$nulls":13},0,0,0,0]
["Westmont 400B","61349_G_W5694",61349,"G","W5694",null,"Solar PV",null,"WEC_LADW","California",6,"Los Angeles",37,"06037",2.2,0,2017,{"$nulls":4},"Solar",{"$nulls":13},0,0,0,0]
["MDFA Devens-Saratoga","61350_G_SO145",61350,"G","SO145",null,"Solar PV",null,"NENGREST","Massachusetts",25,"Worcester",27,"25027",2.5,0,2016,{"$nulls":4},"Solar",{"$nulls":13},0,0,0,0]
["Bear Creek Solar","61351_G_GEN1",61351,"G","GEN1",null,"Solar PV",null,"S_VACA","North Carolina",37,"Chatham",37,"37037",2,0,2017,{"$nulls":4},"Solar",{"$nulls":13},0,0,0,0]
["Princeton Solar Project","61354_G_STONY",61354,"G","STONY",null,"Solar PV",null,"PJM_EMAC","New Jersey",34,"Mercer",21,"34021",2.5,0,2017,{"$nulls":4},"Solar",{"$nulls":13},0,0,0,0]
["IGS Solar I - BWI5","61358_G_BWI5",61358,"G","BWI5",null,"Solar PV",null,"PJM_SMAC","Maryland",24,"Baltimore",5,"24005",1.1,0,2016,{"$nulls":4},"Solar",{"$nulls":13},0,0,0,0]
["IGS Solar I - EWR5","61359_G_EWR5",61359,"G","EWR5",null,"Solar PV",null,"PJM_EMAC","New Jersey",34,"Middlesex",23,"34023",1.9,0,2016,{"$nulls":4},"Solar",{"$nulls":13},0,0,0,0]
["IGS Solar I - EWR6","61360_G_EWR6",61360,"G","EWR6",null,"Solar PV",null,"PJM_EMAC","New Jersey",34,"Middlesex",23,"34023",1.9,0,2016,{"$nulls":4},"Solar",{"$nulls":13},0,0,0,0]
["Equuleus Community Solar Gardens","61363_G_CSG1",61363,"G","CSG1",null,"Solar PV",null,"MIS_MNWI","Minnesota",27,"Dakota",37,"27037",1,0,2017,{"$nulls":4},"Solar",{"$nulls":13},0,0,0,0]
["Equuleus Community Solar Gardens","61363_G_CSG2",61363,"G","CSG2",null,"Solar PV",null,"MIS_MNWI","Minnesota",27,"Dakota",37,"27037",1,0,2017,{"$nulls":4},"Solar",{"$nulls":13},0,0,0,0]
["Equuleus Community Solar Gardens","61363_G_CSG3",61363,"G","CSG3",null,"Solar PV",null,"MIS_MNWI","Minnesota",27,"Dakota",37,"27037",1,0,2017,{"$nulls":4},"Solar",{"$nulls":13},0,0,0,0]
["Equuleus Community Solar Gardens","61363_G_CSG4",61363,"G","CSG4",null,"Solar PV",null,"MIS_MNWI","Minnesota",27,"Dakota",37,"27037",1,0,2017,{"$nulls":4},"Solar",{"$nulls":13},0,0,0,0]
["Equuleus Community Solar Gardens","61363_G_CSG5",61363,"G","CSG5",null,"Solar PV",null,"MIS_MNWI","Minnesota",27,"Dakota",37,"27037",1,0,2017,{"$nulls":4},"Solar",{"$nulls":13},0,0,0,0]
["Smith & Wesson at Springfield MA PV","61367_G_PV1",61367,"G","PV1",null,"Solar PV",null,"NENGREST","Massachusetts",25,"Hampden",13,"25013",1.9,0,2017,{"$nulls":4},"Solar",{"$nulls":13},0,0,0,0]
["Walnut Springs Solar","61370_G_GEN1",61370,"G","GEN1",null,"Solar PV",null,"ERC_REST","Texas",48,"Bosque",35,"48035",5,0,2016,{"$nulls":4},"Solar",{"$nulls":13},0,0,0,0]
["Centaurus Solar - MA","61371_G_ASH24",61371,"G","ASH24",null,"Solar PV",null,"NENGREST","Massachusetts",25,"Middlesex",17,"25017",2.4,0,2016,{"$nulls":4},"Solar",{"$nulls":13},0,0,0,0]
["Kearsarge Bellingham PV","61373_G_BELL",61373,"G","BELL",null,"Solar PV",null,"NENGREST","Massachusetts",25,"Norfolk",21,"25021",2.9,0,2016,{"$nulls":4},"Solar",{"$nulls":13},0,0,0,0]
["Clarke Solar Power Facility","61374_G_PV1",61374,"G","PV1",null,"Solar PV",null,"PJM_AP","Virginia",51,"Clarke",43,"51043",10,0,2017,{"$nulls":4},"Solar",{"$nulls":13},0,0,0,0]
["Cedar Creek PV","61376_G_CEDR1",61376,"G","CEDR1",null,"Solar PV",null,"NY_Z_K","New York",36,"Nassau",59,"36059",1.8,0,2017,{"$nulls":4},"Solar",{"$nulls":13},0,0,0,0]
["Amazon - Patterson PV","61377_G_PATT1",61377,"G","PATT1",null,"Solar PV",null,"WEC_CALN","California",6,"Stanislaus",99,"06099",2.5,0,2017,{"$nulls":4},"Solar",{"$nulls":13},0,0,0,0]
["Northern Westchester Hospital","61378_G_4",61378,"G",4,null,"Combustion Turbine","IC","NY_Z_G-I","New York",36,"Westchester",119,"36119",0.8,9264,1971,{"$nulls":4},"Distillate Fuel Oil",{"$nulls":13},0.010999999999999954,0.010999999999999954,0.010999999999999954,0.010999999999999954]
["Northern Westchester Hospital","61378_G_5",61378,"G",5,null,"Combustion Turbine","IC","NY_Z_G-I","New York",36,"Westchester",119,"36119",0.8,9264,1971,{"$nulls":4},"Distillate Fuel Oil",{"$nulls":13},0.010999999999999954,0.010999999999999954,0.010999999999999954,0.010999999999999954]
["Georgia LFG Oak Grove Plant","61385_G_GM01",61385,"G","GM01",null,"Landfill Gas",null,"S_SOU","Georgia",13,"Barrow",13,"13013",2.1,18000,2016,{"$nulls":4},"Landfill Gas",{"$nulls":13},0.08999999999999997,0.08999999999999997,0.08999999999999997,0.08999999999999997]
["Georgia LFG Oak Grove Plant","61385_G_GM02",61385,"G","GM02",null,"Landfill Gas",null,"S_SOU","Georgia",13,"Barrow",13,"13013",2.1,18000,2016,{"$nulls":4},"Landfill Gas",{"$nulls":13},0.08999999999999997,0.08999999999999997,0.08999999999999997,0.08999999999999997]
["Georgia LFG Oak Grove Plant","61385_G_GM03",61385,"G","GM03",null,"Landfill Gas",null,"S_SOU","Georgia",13,"Barrow",13,"13013",2.1,18000,2016,{"$nulls":4},"Landfill Gas",{"$nulls":13},0.08999999999999997,0.08999999999999997,0.08999999999999997,0.08999999999999997]
["Georgia LFG Pine Ridge Plant","61386_G_GM01",61386,"G","GM01",null,"Landfill Gas",null,"S_SOU","Georgia",13,"Spalding",255,"13255",2.1,18000,2016,{"$nulls":4},"Landfill Gas",{"$nulls":13},0.08999999999999997,0.08999999999999997,0.08999999999999997,0.08999999999999997]
["Georgia LFG Pine Ridge Plant","61386_G_GM02",61386,"G","GM02",null,"Landfill Gas",null,"S_SOU","Georgia",13,"Spalding",255,"13255",2.1,18000,2016,{"$nulls":4},"Landfill Gas",{"$nulls":13},0.08999999999999997,0.08999999999999997,0.08999999999999997,0.08999999999999997]
["Georgia LFG Pine Ridge Plant","61386_G_GM03",61386,"G","GM03",null,"Landfill Gas",null,"S_SOU","Georgia",13,"Spalding",255,"13255",2.1,18000,2016,{"$nulls":4},"Landfill Gas",{"$nulls":13},0.08999999999999997,0.08999999999999997,0.08999999999999997,0.08999999999999997]
["Georgia LFG Richland Creek Plant","61387_G_GM01",61387,"G","GM01",null,"Landfill Gas",null,"S_SOU","Georgia",13,"Gwinnett",135,"13135",2.1,18000,2016,{"$nulls":4},"Landfill Gas",{"$nulls":13},0.08999999999999997,0.08999999999999997,0.08999999999999997,0.08999999999999997]
["Georgia LFG Richland Creek Plant","61387_G_GM02",61387,"G","GM02",null,"Landfill Gas",null,"S_SOU","Georgia",13,"Gwinnett",135,"13135",2.1,18000,2016,{"$nulls":4},"Landfill Gas",{"$nulls":13},0.08999999999999997,0.08999999999999997,0.08999999999999997,0.08999999999999997]
["Georgia LFG Richland Creek Plant","61387_G_GM03",61387,"G","GM03",null,"Landfill Gas",null,"S_SOU","Georgia",13,"Gwinnett",135,"13135",2.1,18000,2016,{"$nulls":4},"Landfill Gas",{"$nulls":13},0.08999999999999997,0.08999999999999997,0.08999999999999997,0.08999999999999997]
["Georgia LFG Richland Creek Plant","61387_G_GM04",61387,"G","GM04",null,"Landfill Gas",null,"S_SOU","Georgia",13,"Gwinnett",135,"13135",2.1,18000,2016,{"$nulls":4},"Landfill Gas",{"$nulls":13},0.08999999999999997,0.08999999999999997,0.08999999999999997,0.08999999999999997]
["Georgia LFG Richland Creek Plant","61387_G_GM05",61387,"G","GM05",null,"Landfill Gas",null,"S_SOU","Georgia",13,"Gwinnett",135,"13135",2.1,18000,2016,{"$nulls":4},"Landfill Gas",{"$nulls":13},0.08999999999999997,0.08999999999999997,0.08999999999999997,0.08999999999999997]
["AEP Jacksonville Solar Project","61388_G_PV1",61388,"G","PV1",null,"Solar PV",null,"FRCC","Florida",12,"Duval",31,"12031",7.1,0,2017,{"$nulls":4},"Solar",{"$nulls":13},0,0,0,0]
["Letchworth Solar Project","61389_G_PV1",61389,"G","PV1",null,"Solar PV",null,"NY_Z_A","New York",36,"Wyoming",121,"36121",1.2,0,2017,{"$nulls":4},"Solar",{"$nulls":13},0,0,0,0]
["Canis Major Solar Farm","61398_G_S1980",61398,"G","S1980",null,"Solar PV",null,"NENG_CT","Connecticut",9,"Hartford",3,"09003",2,0,2016,{"$nulls":4},"Solar",{"$nulls":13},0,0,0,0]
["Deep Branch Farm","61403_G_1",61403,"G",1,null,"Solar PV",null,"S_VACA","North Carolina",37,"Robeson",155,"37155",5,0,2017,{"$nulls":4},"Solar",{"$nulls":13},0,0,0,0]
["Moorings Farm 2","61405_G_1",61405,"G",1,null,"Solar PV",null,"S_VACA","North Carolina",37,"Lenoir",107,"37107",5,0,2017,{"$nulls":4},"Solar",{"$nulls":13},0,0,0,0]
["Canis Minor Solar Farm","61408_G_B1000",61408,"G","B1000",null,"Solar PV",null,"NENG_CT","Connecticut",9,"Litchfield",5,"09005",1,0,2016,{"$nulls":4},"Solar",{"$nulls":13},0,0,0,0]
["West Boylston Community Shared Solar","61415_G_CS1",61415,"G","CS1",null,"Solar PV",null,"NENGREST","Massachusetts",25,"Worcester",27,"25027",1.5,0,2016,{"$nulls":4},"Solar",{"$nulls":13},0,0,0,0]
["One Ten Partners PV","61419_G_OTP",61419,"G","OTP",null,"Solar PV",null,"WEC_LADW","California",6,"Los Angeles",37,"06037",2,0,2017,{"$nulls":4},"Solar",{"$nulls":13},0,0,0,0]
["Coyote Ridge Community Solar","61425_G_COYCS",61425,"G","COYCS",null,"Solar PV",null,"WECC_CO","Colorado",8,"Larimer",69,"08069",1.5,0,2017,{"$nulls":4},"Solar",{"$nulls":13},0,0,0,0]
["Panasonic Carport Solar","61439_G_PANBS",61439,"G","PANBS",null,"Energy Storage",null,"WECC_CO","Colorado",8,"Adams",1,"08001",1,0,2017,{"$nulls":4},"Energy Storage",{"$nulls":13},0,0,0,0]
["Panasonic Carport Solar","61439_G_PANPV",61439,"G","PANPV",null,"Solar PV",null,"WECC_CO","Colorado",8,"Adams",1,"08001",1.3,0,2017,{"$nulls":4},"Solar",{"$nulls":13},0,0,0,0]
["Denver Braswell PV","61441_G_GPDB1",61441,"G","GPDB1",null,"Solar PV",null,"S_SOU","Georgia",13,"Colquitt",71,"13071",1.4,0,2017,{"$nulls":4},"Solar",{"$nulls":13},0,0,0,0]
["IOS - MEW Phase 1","61460_G_MEW1",61460,"G","MEW1",null,"Solar PV",null,"NENG_ME","Maine",23,"Somerset",25,"23025",4.1,0,2017,{"$nulls":4},"Solar",{"$nulls":13},0,0,0,0]
["IGS Solar I - BWI2","61465_G_BWI2",61465,"G","BWI2",null,"Solar PV",null,"PJM_SMAC","Maryland",24,"Baltimore",5,"24005",1.4,0,2017,{"$nulls":4},"Solar",{"$nulls":13},0,0,0,0]
["IOS - ERW9","61466_G_EWR9",61466,"G","EWR9",null,"Solar PV",null,"PJM_EMAC","New Jersey",34,"Middlesex",23,"34023",5.3,0,2017,{"$nulls":4},"Solar",{"$nulls":13},0,0,0,0]
["City of Lexington","61467_G_LXNE1",61467,"G","LXNE1",null,"Solar PV",null,"SPP_NEBR","Nebraska",31,"Dawson",47,"31047",3.5,0,2017,{"$nulls":4},"Solar",{"$nulls":13},0,0,0,0]
["Valdosta Prison","61468_G_GPVP1",61468,"G","GPVP1",null,"Solar PV",null,"S_SOU","Georgia",13,"Lowndes",185,"13185",1,0,2017,{"$nulls":4},"Solar",{"$nulls":13},0,0,0,0]
["San Luis Solar Garden","61472_G_ANTO2",61472,"G","ANTO2",null,"Solar PV",null,"WECC_CO","Colorado",8,"Conejos",21,"08021",1.2,0,2017,{"$nulls":4},"Solar",{"$nulls":13},0,0,0,0]
["NYU LANGONE HEALTH","61488_G_ENB1",61488,"G","ENB1",null,"Combustion Turbine","IC","NY_Z_J","New York",36,"New York",61,"36061",2.7,9264,2016,{"$nulls":4},"Distillate Fuel Oil",{"$nulls":13},0.010999999999999954,0.010999999999999954,0.010999999999999954,0.010999999999999954]
["NYU LANGONE HEALTH","61488_G_ENB2",61488,"G","ENB2",null,"Combustion Turbine","IC","NY_Z_J","New York",36,"New York",61,"36061",2.7,9264,2016,{"$nulls":4},"Distillate Fuel Oil",{"$nulls":13},0.010999999999999954,0.010999999999999954,0.010999999999999954,0.010999999999999954]
["NYU LANGONE HEALTH","61488_G_GT",61488,"G","GT",null,"Combustion Turbine",null,"NY_Z_J","New York",36,"New York",61,"36061",7.5,9264,2016,{"$nulls":4},"Natural Gas",{"$nulls":13},0.010999999999999954,0.010999999999999954,0.010999999999999954,0.010999999999999954]
["301 Chestnut Solar NG","61518_G_3010",61518,"G",3010,null,"Solar PV",null,"NENGREST","Massachusetts",25,"Hampden",13,"25013",4.3,0,2017,{"$nulls":4},"Solar",{"$nulls":13},0,0,0,0]
["Baker Point","61519_G_GEN1",61519,"G","GEN1",null,"Solar PV",null,"PJM_AP","Maryland",24,"Frederick",21,"24021",9,0,2016,{"$nulls":4},"Solar",{"$nulls":13},0,0,0,0]
["Rosewood Solar","61520_G_GEN1",61520,"G","GEN1",null,"Solar PV",null,"S_VACA","North Carolina",37,"Wayne",191,"37191",2,0,2016,{"$nulls":4},"Solar",{"$nulls":13},0,0,0,0]
["Nixa Solar, LLC","60673_G_NIXA",60673,"G","NIXA",null,"Solar PV",null,"SPP_N","Missouri",29,"Christian",43,"29043",7.9,0,2017,{"$nulls":4},"Solar",{"$nulls":13},0,0,0,0]
["Conejos 1 Community Solar Array","60723_G_CONEJ",60723,"G","CONEJ",null,"Solar PV",null,"WECC_CO","Colorado",8,"Conejos",21,"08021",1.5,0,2017,{"$nulls":4},"Solar",{"$nulls":13},0,0,0,0]
["Xcel Adams 2 Community Solar Array","60725_G_ADCO2",60725,"G","ADCO2",null,"Solar PV",null,"WECC_CO","Colorado",8,"Adams",1,"08001",1.5,0,2017,{"$nulls":4},"Solar",{"$nulls":13},0,0,0,0]
["Cooperative Solar One","60863_G_PV1",60863,"G","PV1",null,"Solar PV",null,"PJM_West","Kentucky",21,"Clark",49,"21049",8.5,0,2017,{"$nulls":4},"Solar",{"$nulls":13},0,0,0,0]
["GRE Marshan Solar","60935_G_PV1",60935,"G","PV1",null,"Solar PV",null,"MIS_MNWI","Minnesota",27,"Dakota",37,"27037",1,0,2017,{"$nulls":4},"Solar",{"$nulls":13},0,0,0,0]
["VEC Magee Hill Solar","60954_G_PV1",60954,"G","PV1",null,"Solar PV",null,"NENGREST","Vermont",50,"Chittenden",7,"50007",1.3,0,2017,{"$nulls":4},"Solar",{"$nulls":13},0,0,0,0]
["Strawberry Point DPC Solar","60955_G_PV1",60955,"G","PV1",null,"Solar PV",null,"MIS_IA","Iowa",19,"Clayton",43,"19043",1.3,0,2017,{"$nulls":4},"Solar",{"$nulls":13},0,0,0,0]
["Sand Lake DPC Solar","60957_G_PV1",60957,"G","PV1",null,"Solar PV",null,"MIS_MNWI","Wisconsin",55,"Polk",95,"55095",1,0,2017,{"$nulls":4},"Solar",{"$nulls":13},0,0,0,0]
["Carina Community Solar","61179_G_JCCS1",61179,"G","JCCS1",null,"Solar PV",null,"MIS_MNWI","Minnesota",27,"Wabasha",157,"27157",0.9,0,2017,{"$nulls":4},"Solar",{"$nulls":13},0,0,0,0]
["Carina Community Solar","61179_G_JCCS2",61179,"G","JCCS2",null,"Solar PV",null,"MIS_MNWI","Minnesota",27,"Wabasha",157,"27157",0.9,0,2017,{"$nulls":4},"Solar",{"$nulls":13},0,0,0,0]
["Carina Community Solar","61179_G_JCCS3",61179,"G","JCCS3",null,"Solar PV",null,"MIS_MNWI","Minnesota",27,"Wabasha",157,"27157",0.9,0,2017,{"$nulls":4},"Solar",{"$nulls":13},0,0,0,0]
["Carina Community Solar","61179_G_JCCS4",61179,"G","JCCS4",null,"Solar PV",null,"MIS_MNWI","Minnesota",27,"Wabasha",157,"27157",0.9,0,2017,{"$nulls":4},"Solar",{"$nulls":13},0,0,0,0]
["Lyra Community Solar","61182_G_RLCS1",61182,"G","RLCS1",null,"Solar PV",null,"MIS_MNWI","Minnesota",27,"Le Sueur",79,"27079",0.9,0,2017,{"$nulls":4},"Solar",{"$nulls":13},0,0,0,0]
["Lyra Community Solar","61182_G_RLCS2",61182,"G","RLCS2",null,"Solar PV",null,"MIS_MNWI","Minnesota",27,"Le Sueur",79,"27079",0.9,0,2017,{"$nulls":4},"Solar",{"$nulls":13},0,0,0,0]
["Lyra Community Solar","61182_G_RLCS3",61182,"G","RLCS3",null,"Solar PV",null,"MIS_MNWI","Minnesota",27,"Le Sueur",79,"27079",0.9,0,2017,{"$nulls":4},"Solar",{"$nulls":13},0,0,0,0]
["Argo Navis Community Solar","61183_G_UACS1",61183,"G","UACS1",null,"Solar PV",null,"MIS_MNWI","Minnesota",27,"Washington",163,"27163",0.9,0,2017,{"$nulls":4},"Solar",{"$nulls":13},0,0,0,0]
["Argo Navis Community Solar","61183_G_UACS2",61183,"G","UACS2",null,"Solar PV",null,"MIS_MNWI","Minnesota",27,"Washington",163,"27163",0.9,0,2017,{"$nulls":4},"Solar",{"$nulls":13},0,0,0,0]
["Argo Navis Community Solar","61183_G_UACS3",61183,"G","UACS3",null,"Solar PV",null,"MIS_MNWI","Minnesota",27,"Washington",163,"27163",0.9,0,2017,{"$nulls":4},"Solar",{"$nulls":13},0,0,0,0]
["Broadridge Solar, LLC","61218_G_BROAD",61218,"G","BROAD",null,"Solar PV",null,"S_VACA","North Carolina",37,"Robeson",155,"37155",5,0,2017,{"$nulls":4},"Solar",{"$nulls":13},0,0,0,0]
["Golden Hills North Wind Energy Center","61222_G_1",61222,"G",1,null,"Onshore Wind",null,"WEC_CALN","California",6,"Alameda",1,"06001",46,0,2017,{"$nulls":4},"Wind",{"$nulls":13},0,0,0,0]
["Rock Falls Wind Farm LLC","61261_G_RF1",61261,"G","RF1",null,"Onshore Wind",null,"SPP_WEST","Oklahoma",40,"Kay",71,"40071",154.5,0,2017,{"$nulls":4},"Wind",{"$nulls":13},0,0,0,0]
["Arlington Valley Solar Energy I","57679_G_AVSE1",57679,"G","AVSE1",null,"Solar PV",null,"WECC_AZ","Arizona",4,"Maricopa",13,"04013",125,0,2017,{"$nulls":4},"Solar",{"$nulls":13},0,0,0,0]
["Vaughn Creek PV1","60001_G_VNCRK",60001,"G","VNCRK",null,"Solar PV",null,"PJM_Dom","North Carolina",37,"Hertford",91,"37091",20,0,2017,{"$nulls":4},"Solar",{"$nulls":13},0,0,0,0]
["Cuyama Solar, LLC","60043_G_GEN01",60043,"G","GEN01",null,"Solar PV",null,"WECC_SCE","California",6,"Santa Barbara",83,"06083",40,0,2017,{"$nulls":4},"Solar",{"$nulls":13},0,0,0,0]
["Bayshore Solar B, LLC","60474_G_BSHRB",60474,"G","BSHRB",null,"Solar PV",null,"WEC_LADW","California",6,"Los Angeles",37,"06037",20,0,2017,{"$nulls":4},"Solar",{"$nulls":13},0,0,0,0]
["Bayshore Solar C, LLC","60475_G_BSHRC",60475,"G","BSHRC",null,"Solar PV",null,"WEC_LADW","California",6,"Los Angeles",37,"06037",20,0,2017,{"$nulls":4},"Solar",{"$nulls":13},0,0,0,0]
["Bayshore Solar A, LLC","60481_G_BSHRA",60481,"G","BSHRA",null,"Solar PV",null,"WEC_LADW","California",6,"Los Angeles",37,"06037",20,0,2017,{"$nulls":4},"Solar",{"$nulls":13},0,0,0,0]
["Redwood 4 Solar Farm","60490_G_RW4SF",60490,"G","RW4SF",null,"Solar PV",null,"WECC_SCE","California",6,"Kern",29,"06029",20,0,2017,{"$nulls":4},"Solar",{"$nulls":13},0,0,0,0]
["CoTAL Solar Farm","60582_G_PV1",60582,"G","PV1",null,"Solar PV",null,"FRCC","Florida",12,"Leon",73,"12073",20,0,2017,{"$nulls":4},"Solar",{"$nulls":13},0,0,0,0]
["Oceana Solar","60584_G_01",60584,"G","01",null,"Solar PV",null,"PJM_Dom","Virginia",51,"Virginia Beach City",810,"51810",17.6,0,2017,{"$nulls":4},"Solar",{"$nulls":13},0,0,0,0]
["Prairie Wind Farm","60873_G_PWE",60873,"G","PWE",null,"Onshore Wind",null,"MIS_MIDA","Iowa",19,"Mahaska",123,"19123",168,0,2017,{"$nulls":4},"Wind",{"$nulls":13},0,0,0,0]
["Correctional Solar LLC","60915_G_PV1",60915,"G","PV1",null,"Solar PV",null,"PJM_Dom","Virginia",51,"New Kent",127,"51127",20,0,2017,{"$nulls":4},"Solar",{"$nulls":13},0,0,0,0]
["Sappony Solar LLC","60916_G_PV1",60916,"G","PV1",null,"Solar PV",null,"PJM_Dom","Virginia",51,"Sussex",183,"51183",20,0,2017,{"$nulls":4},"Solar",{"$nulls":13},0,0,0,0]
["Buckingham Solar LLC","60917_G_PV1",60917,"G","PV1",null,"Solar PV",null,"PJM_Dom","Virginia",51,"Buckingham",29,"51029",19.8,0,2017,{"$nulls":4},"Solar",{"$nulls":13},0,0,0,0]
["Nesvold Watertown Solar","60958_G_PV1",60958,"G","PV1",null,"Solar PV",null,"MIS_MNWI","Minnesota",27,"Carver",19,"27019",1,0,2017,{"$nulls":4},"Solar",{"$nulls":13},0,0,0,0]
["Nesvold Watertown Solar","60958_G_PV2",60958,"G","PV2",null,"Solar PV",null,"MIS_MNWI","Minnesota",27,"Carver",19,"27019",1,0,2017,{"$nulls":4},"Solar",{"$nulls":13},0,0,0,0]
["Nesvold Watertown Solar","60958_G_PV3",60958,"G","PV3",null,"Solar PV",null,"MIS_MNWI","Minnesota",27,"Carver",19,"27019",1,0,2017,{"$nulls":4},"Solar",{"$nulls":13},0,0,0,0]
["Nesvold Watertown Solar","60958_G_PV4",60958,"G","PV4",null,"Solar PV",null,"MIS_MNWI","Minnesota",27,"Carver",19,"27019",1,0,2017,{"$nulls":4},"Solar",{"$nulls":13},0,0,0,0]
["Nesvold Watertown Solar","60958_G_PV5",60958,"G","PV5",null,"Solar PV",null,"MIS_MNWI","Minnesota",27,"Carver",19,"27019",1,0,2017,{"$nulls":4},"Solar",{"$nulls":13},0,0,0,0]
["Scott-II Solar LLC","60968_G_PV1",60968,"G","PV1",null,"Solar PV",null,"PJM_Dom","Virginia",51,"Powhatan",145,"51145",2,0,2017,{"$nulls":4},"Solar",{"$nulls":13},0,0,0,0]
["Northern Cardinal Solar","60992_G_NCARD",60992,"G","NCARD",null,"Solar PV",null,"PJM_Dom","North Carolina",37,"Halifax",83,"37083",2,0,2017,{"$nulls":4},"Solar",{"$nulls":13},0,0,0,0]
["Marin Clean Energy Solar One","61013_G_MCES1",61013,"G","MCES1",null,"Solar PV",null,"WEC_CALN","California",6,"Contra Costa",13,"06013",10.5,0,2017,{"$nulls":4},"Solar",{"$nulls":13},0,0,0,0]
["Kramer Solar","61058_G_0000B",61058,"G","0000B",null,"Solar PV",null,"MIS_MNWI","Minnesota",27,"Renville",129,"27129",3.3,0,2017,{"$nulls":4},"Solar",{"$nulls":13},0,0,0,0]
["Novel OYA of Osakis","61059_G_0000G",61059,"G","0000G",null,"Solar PV",null,"MIS_MNWI","Minnesota",27,"Douglas",41,"27041",5,0,2017,{"$nulls":4},"Solar",{"$nulls":13},0,0,0,0]
["Novel - OYA of Mapleton","61060_G_0000I",61060,"G","0000I",null,"Solar PV",null,"MIS_MNWI","Minnesota",27,"Blue Earth",13,"27013",3.5,0,2017,{"$nulls":4},"Solar",{"$nulls":13},0,0,0,0]
["Beaver Creek Wind","61079_G_1",61079,"G",1,null,"Onshore Wind",null,"MIS_MIDA","Iowa",19,"Boone",15,"19015",170,0,2017,{"$nulls":4},"Wind",{"$nulls":13},0,0,0,0]
["Bedford Solar","61126_G_12346",61126,"G",12346,null,"Solar PV",null,"PJM_West","Virginia",51,"Bedford",19,"51019",3,0,2017,{"$nulls":4},"Solar",{"$nulls":13},0,0,0,0]
["Wadesboro Solar","61129_G_12347",61129,"G",12347,null,"Solar PV",null,"S_VACA","North Carolina",37,"Anson",7,"37007",5,0,2017,{"$nulls":4},"Solar",{"$nulls":13},0,0,0,0]
["Novel CSG of Armstrong","61138_G_0000A",61138,"G","0000A",null,"Solar PV",null,"MIS_MNWI","Minnesota",27,"Pope",121,"27121",3,0,2017,{"$nulls":4},"Solar",{"$nulls":13},0,0,0,0]
["Novel CSG of MN Lake","61140_G_0000D",61140,"G","0000D",null,"Solar PV",null,"MIS_MNWI","Minnesota",27,"Faribault",43,"27043",1.8,0,2017,{"$nulls":4},"Solar",{"$nulls":13},0,0,0,0]
["Novel CSG of Vetter Farms","61141_G_0000F",61141,"G","0000F",null,"Solar PV",null,"MIS_MNWI","Minnesota",27,"Blue Earth",13,"27013",3,0,2017,{"$nulls":4},"Solar",{"$nulls":13},0,0,0,0]
["WasecaSun","61142_G_0000H",61142,"G","0000H",null,"Solar PV",null,"MIS_MNWI","Minnesota",27,"Waseca",161,"27161",3.4,0,2017,{"$nulls":4},"Solar",{"$nulls":13},0,0,0,0]
["Taurus Community Solar","61174_G_ETCS1",61174,"G","ETCS1",null,"Solar PV",null,"MIS_MNWI","Minnesota",27,"Chippewa",23,"27023",0.9,0,2017,{"$nulls":4},"Solar",{"$nulls":13},0,0,0,0]
["Taurus Community Solar","61174_G_ETCS2",61174,"G","ETCS2",null,"Solar PV",null,"MIS_MNWI","Minnesota",27,"Chippewa",23,"27023",0.9,0,2017,{"$nulls":4},"Solar",{"$nulls":13},0,0,0,0]
["Taurus Community Solar","61174_G_ETCS3",61174,"G","ETCS3",null,"Solar PV",null,"MIS_MNWI","Minnesota",27,"Chippewa",23,"27023",0.9,0,2017,{"$nulls":4},"Solar",{"$nulls":13},0,0,0,0]
["Taurus Community Solar","61174_G_ETCS4",61174,"G","ETCS4",null,"Solar PV",null,"MIS_MNWI","Minnesota",27,"Chippewa",23,"27023",0.9,0,2017,{"$nulls":4},"Solar",{"$nulls":13},0,0,0,0]
["Antares Community Solar","61176_G_FACS1",61176,"G","FACS1",null,"Solar PV",null,"MIS_MNWI","Minnesota",27,"Lyon",83,"27083",0.9,0,2017,{"$nulls":4},"Solar",{"$nulls":13},0,0,0,0]
["Antares Community Solar","61176_G_FACS2",61176,"G","FACS2",null,"Solar PV",null,"MIS_MNWI","Minnesota",27,"Lyon",83,"27083",0.9,0,2017,{"$nulls":4},"Solar",{"$nulls":13},0,0,0,0]
["Antares Community Solar","61176_G_FACS3",61176,"G","FACS3",null,"Solar PV",null,"MIS_MNWI","Minnesota",27,"Lyon",83,"27083",0.9,0,2017,{"$nulls":4},"Solar",{"$nulls":13},0,0,0,0]
["Corvus Community Solar","61177_G_GCCS1",61177,"G","GCCS1",null,"Solar PV",null,"MIS_MNWI","Minnesota",27,"Blue Earth",13,"27013",0.9,0,2017,{"$nulls":4},"Solar",{"$nulls":13},0,0,0,0]
["Corvus Community Solar","61177_G_GCCS2",61177,"G","GCCS2",null,"Solar PV",null,"MIS_MNWI","Minnesota",27,"Blue Earth",13,"27013",0.9,0,2017,{"$nulls":4},"Solar",{"$nulls":13},0,0,0,0]
["Corvus Community Solar","61177_G_GCCS3",61177,"G","GCCS3",null,"Solar PV",null,"MIS_MNWI","Minnesota",27,"Blue Earth",13,"27013",0.9,0,2017,{"$nulls":4},"Solar",{"$nulls":13},0,0,0,0]
["Corvus Community Solar","61177_G_GCCS4",61177,"G","GCCS4",null,"Solar PV",null,"MIS_MNWI","Minnesota",27,"Blue Earth",13,"27013",0.9,0,2017,{"$nulls":4},"Solar",{"$nulls":13},0,0,0,0]
["Corvus Community Solar","61177_G_GCCS5",61177,"G","GCCS5",null,"Solar PV",null,"MIS_MNWI","Minnesota",27,"Blue Earth",13,"27013",0.9,0,2017,{"$nulls":4},"Solar",{"$nulls":13},0,0,0,0]
["Barker Solar, LLC","61194_G_BARK",61194,"G","BARK",null,"Solar PV",null,"S_VACA","North Carolina",37,"Robeson",155,"37155",5,0,2017,{"$nulls":4},"Solar",{"$nulls":13},0,0,0,0]
["OR Solar 3, LLC","61201_G_ORSR3",61201,"G","ORSR3",null,"Solar PV",null,"WECC_PNW","Oregon",41,"Klamath",35,"41035",10,0,2017,{"$nulls":4},"Solar",{"$nulls":13},0,0,0,0]
["Lahr 1, LLC","61203_G_PV1",61203,"G","PV1",null,"Solar PV",null,"MIS_MNWI","Minnesota",27,"Stearns",145,"27145",5,0,2017,{"$nulls":4},"Solar",{"$nulls":13},0,0,0,0]
["Kelly Solar, LLC","61219_G_KELLY",61219,"G","KELLY",null,"Solar PV",null,"S_VACA","North Carolina",37,"Vance",181,"37181",5,0,2017,{"$nulls":4},"Solar",{"$nulls":13},0,0,0,0]
["Cross Winds Energy Park","58830_G_CWEP2",58830,"G","CWEP2",null,"Onshore Wind",null,"MIS_LMI","Michigan",26,"Tuscola",157,"26157",44,0,2018,{"$nulls":4},"Wind",{"$nulls":13},0,0,0,0]
["Sadiebrook Solar, LLC","60719_G_SADIE",60719,"G","SADIE",null,"Solar PV",null,"S_VACA","South Carolina",45,"Charleston",19,"45019",5,0,2018,{"$nulls":4},"Solar",{"$nulls":13},0,0,0,0]
["Tungsten Mountain","60785_G_UNIT1",60785,"G","UNIT1",null,"Geothermal",null,"WECC_NNV","Nevada",32,"Churchill",1,"32001",37,30000,2018,{"$nulls":4},"Geothermal",{"$nulls":13},0,0,0,0]
["New Auburn DPC Solar","60936_G_PV1",60936,"G","PV1",null,"Solar PV",null,"MIS_MNWI","Wisconsin",55,"Chippewa",17,"55017",2.5,0,2018,{"$nulls":4},"Solar",{"$nulls":13},0,0,0,0]
["Freeport LP Pretreatment Facility","59145_G_65GTG",59145,"G","65GTG",null,"Combustion Turbine",null,"ERC_REST","Texas",48,"Brazoria",39,"48039",77.5,9264,2018,{"$nulls":4},"Natural Gas",{"$nulls":13},0.010999999999999954,0.010999999999999954,0.010999999999999954,0.010999999999999954]
["Flat Top Wind I","61212_G_FTWI",61212,"G","FTWI",null,"Onshore Wind",null,"ERC_REST","Texas",48,"Mills",333,"48333",200,0,2018,{"$nulls":4},"Wind",{"$nulls":13},0,0,0,0]
["Innovative Solar 55","59676_G_IS044",59676,"G","IS044",null,"Solar PV",null,"S_VACA","North Carolina",37,"Robeson",155,"37155",6.5,0,2018,{"$nulls":4},"Solar",{"$nulls":13},0,0,0,0]
["Colgreen North Shore Solar Farm","60825_G_CNS1",60825,"G","CNS1",null,"Solar PV",null,"WECC_SCE","California",6,"Riverside",65,"06065",74.8,0,2018,{"$nulls":4},"Solar",{"$nulls":13},0,0,0,0]
["Barefoot Bay Solar Energy Center","61051_G_1",61051,"G",1,null,"Solar PV",null,"FRCC","Florida",12,"Brevard",9,"12009",74.5,0,2018,{"$nulls":4},"Solar",{"$nulls":13},0,0,0,0]
["Castle Gap Solar","60123_G_CGAP",60123,"G","CGAP",null,"Solar PV",null,"ERC_WEST","Texas",48,"Upton",461,"48461",180,0,2018,{"$nulls":4},"Solar",{"$nulls":13},0,0,0,0]
["Clean Energy Future-Lordstown, LLC","60376_G_CTG1",60376,"G","CTG1",null,"Combined Cycle",null,"PJM_ATSI","Ohio",39,"Trumbull",155,"39155",263,6267,2018,{"$nulls":4},"Natural Gas",{"$nulls":13},0.010999999999999954,0.010999999999999954,0.010999999999999954,0.010999999999999954]
["Clean Energy Future-Lordstown, LLC","60376_G_CTG2",60376,"G","CTG2",null,"Combined Cycle",null,"PJM_ATSI","Ohio",39,"Trumbull",155,"39155",263,6267,2018,{"$nulls":4},"Natural Gas",{"$nulls":13},0.010999999999999954,0.010999999999999954,0.010999999999999954,0.010999999999999954]
["Clean Energy Future-Lordstown, LLC","60376_G_STG1",60376,"G","STG1",null,"Combined Cycle",null,"PJM_ATSI","Ohio",39,"Trumbull",155,"39155",324,6267,2018,{"$nulls":4},"Natural Gas",{"$nulls":13},0.010999999999999954,0.010999999999999954,0.010999999999999954,0.010999999999999954]
["Gray Hawk Solar","61272_G_GHS",61272,"G","GHS",null,"Solar PV",null,"WECC_AZ","Arizona",4,"Mohave",15,"04015",55,0,2018,{"$nulls":4},"Solar",{"$nulls":13},0,0,0,0]
["Cactus Flats Wind Energy Project","61001_G_WT1",61001,"G","WT1",null,"Onshore Wind",null,"ERC_WEST","Texas",48,"Concho",95,"48095",150,0,2018,{"$nulls":4},"Wind",{"$nulls":13},0,0,0,0]
["Ocotillo","116_G_GT6",116,"G","GT6",null,"Combustion Turbine",null,"WECC_AZ","Arizona",4,"Maricopa",13,"04013",104.7,9264,2018,{"$nulls":4},"Natural Gas",{"$nulls":13},0.010999999999999954,0.010999999999999954,0.010999999999999954,0.010999999999999954]
["Ocotillo","116_G_GT7",116,"G","GT7",null,"Combustion Turbine",null,"WECC_AZ","Arizona",4,"Maricopa",13,"04013",104.7,9264,2018,{"$nulls":4},"Natural Gas",{"$nulls":13},0.010999999999999954,0.010999999999999954,0.010999999999999954,0.010999999999999954]
["White Rock/Slab Creek","435_G_H3",435,"G","H3",null,"Hydro",null,"WEC_BANC","California",6,"El Dorado",17,"06017",2.7,0,2018,{"$nulls":4},"Hydro",{"$nulls":13},0,0,0,0]
["CA Flats Solar 150, LLC","60034_G_GEN01",60034,"G","GEN01",null,"Solar PV",null,"WEC_CALN","California",6,"San Luis Obispo",79,"06079",150,0,2018,{"$nulls":4},"Solar",{"$nulls":13},0,0,0,0]
["Ocotillo","116_G_GT5",116,"G","GT5",null,"Combustion Turbine",null,"WECC_AZ","Arizona",4,"Maricopa",13,"04013",104.7,9264,2019,{"$nulls":4},"Natural Gas",{"$nulls":13},0.010999999999999954,0.010999999999999954,0.010999999999999954,0.010999999999999954]
["Mankato Energy Center","56104_G_CTG1",56104,"G","CTG1",null,"Combined Cycle",null,"MIS_MNWI","Minnesota",27,"Blue Earth",13,"27013",200,6267,2019,{"$nulls":4},"Natural Gas",{"$nulls":13},0.010999999999999954,0.010999999999999954,0.010999999999999954,0.010999999999999954]
["G W Ivey","665_G_22",665,"G",22,null,"Combustion Turbine","IC","FRCC","Florida",12,"Miami Dade",86,"12086",0.1,9264,2013,{"$nulls":4},"Distillate Fuel Oil",{"$nulls":13},0.010999999999999954,0.010999999999999954,0.010999999999999954,0.010999999999999954]
["Colonie LFGTE Facility","56324_G_GEN4",56324,"G","GEN4",null,"Landfill Gas",null,"NY_Z_F","New York",36,"Albany",1,"36001",1.6,18000,2016,{"$nulls":4},"Landfill Gas",{"$nulls":13},0.08999999999999997,0.08999999999999997,0.08999999999999997,0.08999999999999997]
["Flat Meeks PV 1","59514_G_FLAT1",59514,"G","FLAT1",null,"Solar PV",null,"PJM_Dom","North Carolina",37,"Martin",117,"37117",5,0,2017,{"$nulls":4},"Solar",{"$nulls":13},0,0,0,0]
["Lillington Solar","59921_G_5MWPV",59921,"G","5MWPV",null,"Solar PV",null,"S_VACA","North Carolina",37,"Harnett",85,"37085",5,0,2017,{"$nulls":4},"Solar",{"$nulls":13},0,0,0,0]
["Weld 1 Community Solar Array","60720_G_WELD1",60720,"G","WELD1",null,"Solar PV",null,"WECC_CO","Colorado",8,"Weld",123,"08123",1.5,0,2017,{"$nulls":4},"Solar",{"$nulls":13},0,0,0,0]
["Logan 1 Community Solar Array","60722_G_LOGA1",60722,"G","LOGA1",null,"Solar PV",null,"WECC_CO","Colorado",8,"Logan",75,"08075",1.7,0,2017,{"$nulls":4},"Solar",{"$nulls":13},0,0,0,0]
["Arapahoe 3 Community Solar Array","60724_G_ARAP3",60724,"G","ARAP3",null,"Solar PV",null,"WECC_CO","Colorado",8,"Arapahoe",5,"08005",1.8,0,2017,{"$nulls":4},"Solar",{"$nulls":13},0,0,0,0]
["Xcel Adams 1 Community Solar Array","60726_G_ADCO1",60726,"G","ADCO1",null,"Solar PV",null,"WECC_CO","Colorado",8,"Adams",1,"08001",1.8,0,2017,{"$nulls":4},"Solar",{"$nulls":13},0,0,0,0]
["Pegasus Community Solar","61175_G_CPCS1",61175,"G","CPCS1",null,"Solar PV",null,"MIS_MNWI","Minnesota",27,"Stearns",145,"27145",0.9,0,2017,{"$nulls":4},"Solar",{"$nulls":13},0,0,0,0]
["Pegasus Community Solar","61175_G_CPCS2",61175,"G","CPCS2",null,"Solar PV",null,"MIS_MNWI","Minnesota",27,"Stearns",145,"27145",0.9,0,2017,{"$nulls":4},"Solar",{"$nulls":13},0,0,0,0]
["Capella Community Solar","61178_G_HCCS1",61178,"G","HCCS1",null,"Solar PV",null,"MIS_MNWI","Minnesota",27,"Pipestone",117,"27117",0.9,0,2017,{"$nulls":4},"Solar",{"$nulls":13},0,0,0,0]
["Capella Community Solar","61178_G_HCCS2",61178,"G","HCCS2",null,"Solar PV",null,"MIS_MNWI","Minnesota",27,"Pipestone",117,"27117",0.9,0,2017,{"$nulls":4},"Solar",{"$nulls":13},0,0,0,0]
["Capella Community Solar","61178_G_HCCS3",61178,"G","HCCS3",null,"Solar PV",null,"MIS_MNWI","Minnesota",27,"Pipestone",117,"27117",0.9,0,2017,{"$nulls":4},"Solar",{"$nulls":13},0,0,0,0]
["Capella Community Solar","61178_G_HCCS4",61178,"G","HCCS4",null,"Solar PV",null,"MIS_MNWI","Minnesota",27,"Pipestone",117,"27117",0.9,0,2017,{"$nulls":4},"Solar",{"$nulls":13},0,0,0,0]
["Capella Community Solar","61178_G_HCCS5",61178,"G","HCCS5",null,"Solar PV",null,"MIS_MNWI","Minnesota",27,"Pipestone",117,"27117",0.9,0,2017,{"$nulls":4},"Solar",{"$nulls":13},0,0,0,0]
["231 Dixon 74 Solar I, LLC","61195_G_DIXON",61195,"G","DIXON",null,"Solar PV",null,"S_VACA","North Carolina",37,"Cleveland",45,"37045",2,0,2017,{"$nulls":4},"Solar",{"$nulls":13},0,0,0,0]
["Mill Pond Solar Farm, LLC","61196_G_MILLL",61196,"G","MILLL",null,"Solar PV",null,"S_VACA","North Carolina",37,"Columbus",47,"37047",5,0,2017,{"$nulls":4},"Solar",{"$nulls":13},0,0,0,0]
["Redbed Plains Wind Farm","61221_G_WT1",61221,"G","WT1",null,"Onshore Wind",null,"SPP_WEST","Oklahoma",40,"Grady",51,"40051",99.1,0,2017,{"$nulls":4},"Wind",{"$nulls":13},0,0,0,0]
["Hobbs Generating Station","56458_G_CHW-T",56458,"G","CHW-T",null,"Combined Cycle",null,"SPP_SPS","New Mexico",35,"Lea",25,"35025",4.3,6267,2008,{"$nulls":4},"Natural Gas",{"$nulls":13},0.010999999999999954,0.010999999999999954,0.010999999999999954,0.010999999999999954]
["Millikan Farm","59576_G_GEN1",59576,"G","GEN1",null,"Solar PV",null,"S_VACA","North Carolina",37,"Randolph",151,"37151",5,0,2015,{"$nulls":4},"Solar",{"$nulls":13},0,0,0,0]
["Mill Seat Renewable Energy Facility","61012_G_GEN4",61012,"G","GEN4",null,"Landfill Gas",null,"NY_Z_B","New York",36,"Genesee",37,"36037",0.8,18000,2007,{"$nulls":4},"Landfill Gas",{"$nulls":13},0.08999999999999997,0.08999999999999997,0.08999999999999997,0.08999999999999997]
["Mill Seat Renewable Energy Facility","61012_G_GEN5",61012,"G","GEN5",null,"Landfill Gas",null,"NY_Z_B","New York",36,"Genesee",37,"36037",0.8,18000,2007,{"$nulls":4},"Landfill Gas",{"$nulls":13},0.08999999999999997,0.08999999999999997,0.08999999999999997,0.08999999999999997]
["Mill Seat Renewable Energy Facility","61012_G_GEN6",61012,"G","GEN6",null,"Landfill Gas",null,"NY_Z_B","New York",36,"Genesee",37,"36037",0.8,18000,2007,{"$nulls":4},"Landfill Gas",{"$nulls":13},0.08999999999999997,0.08999999999999997,0.08999999999999997,0.08999999999999997]
["Mill Seat Renewable Energy Facility","61012_G_GEN7",61012,"G","GEN7",null,"Landfill Gas",null,"NY_Z_B","New York",36,"Genesee",37,"36037",0.8,18000,2007,{"$nulls":4},"Landfill Gas",{"$nulls":13},0.08999999999999997,0.08999999999999997,0.08999999999999997,0.08999999999999997]
["Mill Seat Renewable Energy Facility","61012_G_GEN8",61012,"G","GEN8",null,"Landfill Gas",null,"NY_Z_B","New York",36,"Genesee",37,"36037",0.8,18000,2007,{"$nulls":4},"Landfill Gas",{"$nulls":13},0.08999999999999997,0.08999999999999997,0.08999999999999997,0.08999999999999997]
["Port of LA Solar FiT Project","61319_G_W4885",61319,"G","W4885",null,"Solar PV",null,"WEC_LADW","California",6,"Los Angeles",37,"06037",1.1,0,2015,{"$nulls":4},"Solar",{"$nulls":13},0,0,0,0]
["Arlington Outlet Hydroelectric Generator","61355_G_HY1",61355,"G","HY1",null,"Hydro",null,"ERC_REST","Texas",48,"Tarrant",439,"48439",1.3,0,2015,{"$nulls":4},"Hydro",{"$nulls":13},0,0,0,0]
["Northern Westchester Hospital","61378_G_P",61378,"G","P",null,"Combustion Turbine","IC","NY_Z_G-I","New York",36,"Westchester",119,"36119",0.1,9264,1971,{"$nulls":4},"Natural Gas",{"$nulls":13},0.010999999999999954,0.010999999999999954,0.010999999999999954,0.010999999999999954]
["NYC-HH - CONEY ISLAND HOSPITAL","61413_G_GEN1",61413,"G","GEN1",null,"Combustion Turbine","IC","NY_Z_J","New York",36,"Kings",47,"36047",1.2,9264,1993,{"$nulls":4},"Distillate Fuel Oil",{"$nulls":13},0.010999999999999954,0.010999999999999954,0.010999999999999954,0.010999999999999954]
["NYC-HH - CONEY ISLAND HOSPITAL","61413_G_GEN2",61413,"G","GEN2",null,"Combustion Turbine","IC","NY_Z_J","New York",36,"Kings",47,"36047",1.3,9264,2005,{"$nulls":4},"Distillate Fuel Oil",{"$nulls":13},0.010999999999999954,0.010999999999999954,0.010999999999999954,0.010999999999999954]
["NYC-HH - CONEY ISLAND HOSPITAL","61413_G_GEN3",61413,"G","GEN3",null,"Combustion Turbine","IC","NY_Z_J","New York",36,"Kings",47,"36047",0.3,9264,2014,{"$nulls":4},"Distillate Fuel Oil",{"$nulls":13},0.010999999999999954,0.010999999999999954,0.010999999999999954,0.010999999999999954]
["NY Times Daily Production Facility","61414_G_GEN1",61414,"G","GEN1",null,"Combustion Turbine","IC","NY_Z_J","New York",36,"Queens",81,"36081",2,9264,2005,{"$nulls":4},"Distillate Fuel Oil",{"$nulls":13},0.010999999999999954,0.010999999999999954,0.010999999999999954,0.010999999999999954]
["NY Times Daily Production Facility","61414_G_GEN2",61414,"G","GEN2",null,"Combustion Turbine","IC","NY_Z_J","New York",36,"Queens",81,"36081",2,9264,2005,{"$nulls":4},"Distillate Fuel Oil",{"$nulls":13},0.010999999999999954,0.010999999999999954,0.010999999999999954,0.010999999999999954]
["NY Times Daily Production Facility","61414_G_GEN3",61414,"G","GEN3",null,"Combustion Turbine","IC","NY_Z_J","New York",36,"Queens",81,"36081",2,9264,2005,{"$nulls":4},"Distillate Fuel Oil",{"$nulls":13},0.010999999999999954,0.010999999999999954,0.010999999999999954,0.010999999999999954]
["NY Times Daily Production Facility","61414_G_GEN4",61414,"G","GEN4",null,"Combustion Turbine","IC","NY_Z_J","New York",36,"Queens",81,"36081",2,9264,2005,{"$nulls":4},"Distillate Fuel Oil",{"$nulls":13},0.010999999999999954,0.010999999999999954,0.010999999999999954,0.010999999999999954]
["NY Times Daily Production Facility","61414_G_GEN5",61414,"G","GEN5",null,"Combustion Turbine","IC","NY_Z_J","New York",36,"Queens",81,"36081",2,9264,2008,{"$nulls":4},"Distillate Fuel Oil",{"$nulls":13},0.010999999999999954,0.010999999999999954,0.010999999999999954,0.010999999999999954]
["NY Times Daily Production Facility","61414_G_GEN6",61414,"G","GEN6",null,"Combustion Turbine","IC","NY_Z_J","New York",36,"Queens",81,"36081",2,9264,2008,{"$nulls":4},"Distillate Fuel Oil",{"$nulls":13},0.010999999999999954,0.010999999999999954,0.010999999999999954,0.010999999999999954]
["Mount Sinai Hospital","61416_G_AP1",61416,"G","AP1",null,"Combustion Turbine","IC","NY_Z_J","New York",36,"New York",61,"36061",1,9264,1970,{"$nulls":4},"Distillate Fuel Oil",{"$nulls":13},0.010999999999999954,0.010999999999999954,0.010999999999999954,0.010999999999999954]
["Mount Sinai Hospital","61416_G_AP2",61416,"G","AP2",null,"Combustion Turbine","IC","NY_Z_J","New York",36,"New York",61,"36061",1,9264,1970,{"$nulls":4},"Distillate Fuel Oil",{"$nulls":13},0.010999999999999954,0.010999999999999954,0.010999999999999954,0.010999999999999954]
["Mount Sinai Hospital","61416_G_AP3",61416,"G","AP3",null,"Combustion Turbine","IC","NY_Z_J","New York",36,"New York",61,"36061",1,9264,1970,{"$nulls":4},"Distillate Fuel Oil",{"$nulls":13},0.010999999999999954,0.010999999999999954,0.010999999999999954,0.010999999999999954]
["Mount Sinai Hospital","61416_G_AP4",61416,"G","AP4",null,"Combustion Turbine","IC","NY_Z_J","New York",36,"New York",61,"36061",1,9264,1970,{"$nulls":4},"Distillate Fuel Oil",{"$nulls":13},0.010999999999999954,0.010999999999999954,0.010999999999999954,0.010999999999999954]
["Mount Sinai Hospital","61416_G_AP5",61416,"G","AP5",null,"Combustion Turbine","IC","NY_Z_J","New York",36,"New York",61,"36061",1.5,9264,1997,{"$nulls":4},"Distillate Fuel Oil",{"$nulls":13},0.010999999999999954,0.010999999999999954,0.010999999999999954,0.010999999999999954]
["Mount Sinai Hospital","61416_G_AP6",61416,"G","AP6",null,"Combustion Turbine","IC","NY_Z_J","New York",36,"New York",61,"36061",1.5,9264,1997,{"$nulls":4},"Distillate Fuel Oil",{"$nulls":13},0.010999999999999954,0.010999999999999954,0.010999999999999954,0.010999999999999954]
["Mount Sinai Hospital","61416_G_CAM12",61416,"G","CAM12",null,"Combustion Turbine","IC","NY_Z_J","New York",36,"New York",61,"36061",0.4,9264,2006,{"$nulls":4},"Distillate Fuel Oil",{"$nulls":13},0.010999999999999954,0.010999999999999954,0.010999999999999954,0.010999999999999954]
["Mount Sinai Hospital","61416_G_EB10",61416,"G","EB10",null,"Combustion Turbine","IC","NY_Z_J","New York",36,"New York",61,"36061",1.5,9264,1996,{"$nulls":4},"Natural Gas",{"$nulls":13},0.010999999999999954,0.010999999999999954,0.010999999999999954,0.010999999999999954]
["Mount Sinai Hospital","61416_G_EB11",61416,"G","EB11",null,"Combustion Turbine","IC","NY_Z_J","New York",36,"New York",61,"36061",1.5,9264,1996,{"$nulls":4},"Natural Gas",{"$nulls":13},0.010999999999999954,0.010999999999999954,0.010999999999999954,0.010999999999999954]
["Mount Sinai Hospital","61416_G_FPA15",61416,"G","FPA15",null,"Combustion Turbine","IC","NY_Z_J","New York",36,"New York",61,"36061",0.6,9264,2014,{"$nulls":4},"Distillate Fuel Oil",{"$nulls":13},0.010999999999999954,0.010999999999999954,0.010999999999999954,0.010999999999999954]
["Mount Sinai Hospital","61416_G_GP7",61416,"G","GP7",null,"Combustion Turbine","IC","NY_Z_J","New York",36,"New York",61,"36061",0.9,9264,1988,{"$nulls":4},"Distillate Fuel Oil",{"$nulls":13},0.010999999999999954,0.010999999999999954,0.010999999999999954,0.010999999999999954]
["Mount Sinai Hospital","61416_G_GP8",61416,"G","GP8",null,"Combustion Turbine","IC","NY_Z_J","New York",36,"New York",61,"36061",0.9,9264,1988,{"$nulls":4},"Distillate Fuel Oil",{"$nulls":13},0.010999999999999954,0.010999999999999954,0.010999999999999954,0.010999999999999954]
["Mount Sinai Hospital","61416_G_GP9",61416,"G","GP9",null,"Combustion Turbine","IC","NY_Z_J","New York",36,"New York",61,"36061",0.9,9264,2011,{"$nulls":4},"Distillate Fuel Oil",{"$nulls":13},0.010999999999999954,0.010999999999999954,0.010999999999999954,0.010999999999999954]
["Mount Sinai Hospital","61416_G_HES13",61416,"G","HES13",null,"Combustion Turbine","IC","NY_Z_J","New York",36,"New York",61,"36061",2.5,9264,2012,{"$nulls":4},"Distillate Fuel Oil",{"$nulls":13},0.010999999999999954,0.010999999999999954,0.010999999999999954,0.010999999999999954]
["Mount Sinai Hospital","61416_G_HES14",61416,"G","HES14",null,"Combustion Turbine","IC","NY_Z_J","New York",36,"New York",61,"36061",2.5,9264,2012,{"$nulls":4},"Distillate Fuel Oil",{"$nulls":13},0.010999999999999954,0.010999999999999954,0.010999999999999954,0.010999999999999954]
["CoreSite Real Estate 2972 Stender, L.P.","61464_G_G-1",61464,"G","G-1",null,"Combustion Turbine","IC","WEC_CALN","California",6,"Santa Clara",85,"06085",2,9264,2011,{"$nulls":4},"Distillate Fuel Oil",{"$nulls":13},0.010999999999999954,0.010999999999999954,0.010999999999999954,0.010999999999999954]
["CoreSite Real Estate 2972 Stender, L.P.","61464_G_G-2",61464,"G","G-2",null,"Combustion Turbine","IC","WEC_CALN","California",6,"Santa Clara",85,"06085",2,9264,2011,{"$nulls":4},"Distillate Fuel Oil",{"$nulls":13},0.010999999999999954,0.010999999999999954,0.010999999999999954,0.010999999999999954]
["CoreSite Real Estate 2972 Stender, L.P.","61464_G_G-3",61464,"G","G-3",null,"Combustion Turbine","IC","WEC_CALN","California",6,"Santa Clara",85,"06085",2,9264,2011,{"$nulls":4},"Distillate Fuel Oil",{"$nulls":13},0.010999999999999954,0.010999999999999954,0.010999999999999954,0.010999999999999954]
["CoreSite Real Estate 2972 Stender, L.P.","61464_G_G-4",61464,"G","G-4",null,"Combustion Turbine","IC","WEC_CALN","California",6,"Santa Clara",85,"06085",2,9264,2011,{"$nulls":4},"Distillate Fuel Oil",{"$nulls":13},0.010999999999999954,0.010999999999999954,0.010999999999999954,0.010999999999999954]
["CoreSite Real Estate 2972 Stender, L.P.","61464_G_G-5",61464,"G","G-5",null,"Combustion Turbine","IC","WEC_CALN","California",6,"Santa Clara",85,"06085",2,9264,2011,{"$nulls":4},"Distillate Fuel Oil",{"$nulls":13},0.010999999999999954,0.010999999999999954,0.010999999999999954,0.010999999999999954]
["CoreSite Real Estate 2972 Stender, L.P.","61464_G_G-6",61464,"G","G-6",null,"Combustion Turbine","IC","WEC_CALN","California",6,"Santa Clara",85,"06085",2,9264,2011,{"$nulls":4},"Distillate Fuel Oil",{"$nulls":13},0.010999999999999954,0.010999999999999954,0.010999999999999954,0.010999999999999954]
["Hopewell Valley High School","61473_G_BA1",61473,"G","BA1",null,"Energy Storage",null,"PJM_EMAC","New Jersey",34,"Mercer",21,"34021",1,0,2015,{"$nulls":4},"Energy Storage",{"$nulls":13},0,0,0,0]
["Hopewell Valley High School","61473_G_HWVHS",61473,"G","HWVHS",null,"Solar PV",null,"PJM_EMAC","New Jersey",34,"Mercer",21,"34021",0.9,0,2015,{"$nulls":4},"Solar",{"$nulls":13},0,0,0,0]
["CoreSite Real Estate 55 S. Market Street","61474_G_G-1",61474,"G","G-1",null,"Combustion Turbine","IC","WEC_CALN","California",6,"Santa Clara",85,"06085",2,9264,2007,{"$nulls":4},"Distillate Fuel Oil",{"$nulls":13},0.010999999999999954,0.010999999999999954,0.010999999999999954,0.010999999999999954]
["CoreSite Real Estate 55 S. Market Street","61474_G_G-2",61474,"G","G-2",null,"Combustion Turbine","IC","WEC_CALN","California",6,"Santa Clara",85,"06085",2,9264,2007,{"$nulls":4},"Distillate Fuel Oil",{"$nulls":13},0.010999999999999954,0.010999999999999954,0.010999999999999954,0.010999999999999954]
["CoreSite Real Estate 55 S. Market Street","61474_G_G-3",61474,"G","G-3",null,"Combustion Turbine","IC","WEC_CALN","California",6,"Santa Clara",85,"06085",2,9264,2007,{"$nulls":4},"Distillate Fuel Oil",{"$nulls":13},0.010999999999999954,0.010999999999999954,0.010999999999999954,0.010999999999999954]
["CoreSite Real Estate 1656 McCarthy, L.P.","61475_G_G-1",61475,"G","G-1",null,"Combustion Turbine","IC","WEC_CALN","California",6,"Santa Clara",85,"06085",1,9264,2000,{"$nulls":4},"Distillate Fuel Oil",{"$nulls":13},0.010999999999999954,0.010999999999999954,0.010999999999999954,0.010999999999999954]
["CoreSite Real Estate 1656 McCarthy, L.P.","61475_G_G-2",61475,"G","G-2",null,"Combustion Turbine","IC","WEC_CALN","California",6,"Santa Clara",85,"06085",1,9264,2000,{"$nulls":4},"Distillate Fuel Oil",{"$nulls":13},0.010999999999999954,0.010999999999999954,0.010999999999999954,0.010999999999999954]
["CoreSite Real Estate 1656 McCarthy, L.P.","61475_G_G-3",61475,"G","G-3",null,"Combustion Turbine","IC","WEC_CALN","California",6,"Santa Clara",85,"06085",1,9264,2000,{"$nulls":4},"Distillate Fuel Oil",{"$nulls":13},0.010999999999999954,0.010999999999999954,0.010999999999999954,0.010999999999999954]
["CoreSite Real Estate 1656 McCarthy, L.P.","61475_G_G-4",61475,"G","G-4",null,"Combustion Turbine","IC","WEC_CALN","California",6,"Santa Clara",85,"06085",1,9264,2000,{"$nulls":4},"Distillate Fuel Oil",{"$nulls":13},0.010999999999999954,0.010999999999999954,0.010999999999999954,0.010999999999999954]
["CoreSite Real Estate 1656 McCarthy, L.P.","61475_G_G-5",61475,"G","G-5",null,"Combustion Turbine","IC","WEC_CALN","California",6,"Santa Clara",85,"06085",1,9264,2000,{"$nulls":4},"Distillate Fuel Oil",{"$nulls":13},0.010999999999999954,0.010999999999999954,0.010999999999999954,0.010999999999999954]
["CoreSite Real Estate 2901 Coronado, L.P.","61476_G_G-1",61476,"G","G-1",null,"Combustion Turbine","IC","WEC_CALN","California",6,"Santa Clara",85,"06085",2,9264,2010,{"$nulls":4},"Distillate Fuel Oil",{"$nulls":13},0.010999999999999954,0.010999999999999954,0.010999999999999954,0.010999999999999954]
["CoreSite Real Estate 2901 Coronado, L.P.","61476_G_G-2",61476,"G","G-2",null,"Combustion Turbine","IC","WEC_CALN","California",6,"Santa Clara",85,"06085",2,9264,2010,{"$nulls":4},"Distillate Fuel Oil",{"$nulls":13},0.010999999999999954,0.010999999999999954,0.010999999999999954,0.010999999999999954]
["CoreSite Real Estate 2901 Coronado, L.P.","61476_G_G-3",61476,"G","G-3",null,"Combustion Turbine","IC","WEC_CALN","California",6,"Santa Clara",85,"06085",2,9264,2010,{"$nulls":4},"Distillate Fuel Oil",{"$nulls":13},0.010999999999999954,0.010999999999999954,0.010999999999999954,0.010999999999999954]
["CoreSite Real Estate 2901 Coronado, L.P.","61476_G_G-4",61476,"G","G-4",null,"Combustion Turbine","IC","WEC_CALN","California",6,"Santa Clara",85,"06085",2,9264,2010,{"$nulls":4},"Distillate Fuel Oil",{"$nulls":13},0.010999999999999954,0.010999999999999954,0.010999999999999954,0.010999999999999954]
["CoreSite Real Estate 2901 Coronado, L.P.","61476_G_G-5",61476,"G","G-5",null,"Combustion Turbine","IC","WEC_CALN","California",6,"Santa Clara",85,"06085",2,9264,2010,{"$nulls":4},"Distillate Fuel Oil",{"$nulls":13},0.010999999999999954,0.010999999999999954,0.010999999999999954,0.010999999999999954]
["CoreSite Real Estate 3032 Coronado, L.P.","61482_G_G-1",61482,"G","G-1",null,"Combustion Turbine","IC","WEC_CALN","California",6,"Santa Clara",85,"06085",3,9264,2015,{"$nulls":4},"Distillate Fuel Oil",{"$nulls":13},0.010999999999999954,0.010999999999999954,0.010999999999999954,0.010999999999999954]
["CoreSite Real Estate 3032 Coronado, L.P.","61482_G_G-10",61482,"G","G-10",null,"Combustion Turbine","IC","WEC_CALN","California",6,"Santa Clara",85,"06085",3,9264,2015,{"$nulls":4},"Distillate Fuel Oil",{"$nulls":13},0.010999999999999954,0.010999999999999954,0.010999999999999954,0.010999999999999954]
["CoreSite Real Estate 3032 Coronado, L.P.","61482_G_G-2",61482,"G","G-2",null,"Combustion Turbine","IC","WEC_CALN","California",6,"Santa Clara",85,"06085",3,9264,2015,{"$nulls":4},"Distillate Fuel Oil",{"$nulls":13},0.010999999999999954,0.010999999999999954,0.010999999999999954,0.010999999999999954]
["CoreSite Real Estate 3032 Coronado, L.P.","61482_G_G-3",61482,"G","G-3",null,"Combustion Turbine","IC","WEC_CALN","California",6,"Santa Clara",85,"06085",3,9264,2015,{"$nulls":4},"Distillate Fuel Oil",{"$nulls":13},0.010999999999999954,0.010999999999999954,0.010999999999999954,0.010999999999999954]
["CoreSite Real Estate 3032 Coronado, L.P.","61482_G_G-4",61482,"G","G-4",null,"Combustion Turbine","IC","WEC_CALN","California",6,"Santa Clara",85,"06085",3,9264,2015,{"$nulls":4},"Distillate Fuel Oil",{"$nulls":13},0.010999999999999954,0.010999999999999954,0.010999999999999954,0.010999999999999954]
["CoreSite Real Estate 3032 Coronado, L.P.","61482_G_G-5",61482,"G","G-5",null,"Combustion Turbine","IC","WEC_CALN","California",6,"Santa Clara",85,"06085",3,9264,2015,{"$nulls":4},"Distillate Fuel Oil",{"$nulls":13},0.010999999999999954,0.010999999999999954,0.010999999999999954,0.010999999999999954]
["CoreSite Real Estate 3032 Coronado, L.P.","61482_G_G-6",61482,"G","G-6",null,"Combustion Turbine","IC","WEC_CALN","California",6,"Santa Clara",85,"06085",3,9264,2015,{"$nulls":4},"Distillate Fuel Oil",{"$nulls":13},0.010999999999999954,0.010999999999999954,0.010999999999999954,0.010999999999999954]
["CoreSite Real Estate 3032 Coronado, L.P.","61482_G_G-7",61482,"G","G-7",null,"Combustion Turbine","IC","WEC_CALN","California",6,"Santa Clara",85,"06085",3,9264,2015,{"$nulls":4},"Distillate Fuel Oil",{"$nulls":13},0.010999999999999954,0.010999999999999954,0.010999999999999954,0.010999999999999954]
["CoreSite Real Estate 3032 Coronado, L.P.","61482_G_G-8",61482,"G","G-8",null,"Combustion Turbine","IC","WEC_CALN","California",6,"Santa Clara",85,"06085",3,9264,2015,{"$nulls":4},"Distillate Fuel Oil",{"$nulls":13},0.010999999999999954,0.010999999999999954,0.010999999999999954,0.010999999999999954]
["CoreSite Real Estate 3032 Coronado, L.P.","61482_G_G-9",61482,"G","G-9",null,"Combustion Turbine","IC","WEC_CALN","California",6,"Santa Clara",85,"06085",3,9264,2015,{"$nulls":4},"Distillate Fuel Oil",{"$nulls":13},0.010999999999999954,0.010999999999999954,0.010999999999999954,0.010999999999999954]
["NYU LANGONE HEALTH","61488_G_HCC1",61488,"G","HCC1",null,"Combustion Turbine","IC","NY_Z_J","New York",36,"New York",61,"36061",1,9264,2006,{"$nulls":4},"Distillate Fuel Oil",{"$nulls":13},0.010999999999999954,0.010999999999999954,0.010999999999999954,0.010999999999999954]
["NYU LANGONE HEALTH","61488_G_SKB1",61488,"G","SKB1",null,"Combustion Turbine","IC","NY_Z_J","New York",36,"New York",61,"36061",1.3,9264,1992,{"$nulls":4},"Distillate Fuel Oil",{"$nulls":13},0.010999999999999954,0.010999999999999954,0.010999999999999954,0.010999999999999954]
["NYU LANGONE HEALTH","61488_G_SMB1",61488,"G","SMB1",null,"Combustion Turbine","IC","NY_Z_J","New York",36,"New York",61,"36061",1.4,9264,2006,{"$nulls":4},"Distillate Fuel Oil",{"$nulls":13},0.010999999999999954,0.010999999999999954,0.010999999999999954,0.010999999999999954]
["NYU LANGONE HEALTH","61488_G_SMB2",61488,"G","SMB2",null,"Combustion Turbine","IC","NY_Z_J","New York",36,"New York",61,"36061",1.4,9264,2006,{"$nulls":4},"Distillate Fuel Oil",{"$nulls":13},0.010999999999999954,0.010999999999999954,0.010999999999999954,0.010999999999999954]
["First Citizens Bank","61491_G_FCB",61491,"G","FCB",null,"Solar PV",null,"S_VACA","North Carolina",37,"Wake",183,"37183",1.5,0,2012,{"$nulls":4},"Solar",{"$nulls":13},0,0,0,0]
["Fort Hays State University Wind Farm","61540_G_WIND1",61540,"G","WIND1",null,"Onshore Wind",null,"SPP_N","Kansas",20,"Ellis",51,"20051",2,0,2013,{"$nulls":4},"Wind",{"$nulls":13},0,0,0,0]
["Fort Hays State University Wind Farm","61540_G_WIND2",61540,"G","WIND2",null,"Onshore Wind",null,"SPP_N","Kansas",20,"Ellis",51,"20051",2,0,2013,{"$nulls":4},"Wind",{"$nulls":13},0,0,0,0]
["MM Tulare Energy","55160_G_UNT1",55160,"G","UNT1",null,"Landfill Gas",null,"WECC_SCE","California",6,"Tulare",107,"06107",0.8,18000,2021,{"$nulls":4},"Landfill Gas",{"$nulls":13},0.08999999999999997,0.08999999999999997,0.08999999999999997,0.08999999999999997]
["MM Tulare Energy","55160_G_UNT2",55160,"G","UNT2",null,"Landfill Gas",null,"WECC_SCE","California",6,"Tulare",107,"06107",0.8,18000,2021,{"$nulls":4},"Landfill Gas",{"$nulls":13},0.08999999999999997,0.08999999999999997,0.08999999999999997,0.08999999999999997]
["Cyril","61614_G_1",61614,"G","1",null,"Solar PV",null,"SPP_WEST","Oklahoma",40,"Caddo",15,"40015",5,0,2017,{"$nulls":4},"Solar",{"$nulls":13},0,0,0,0]
["Tuttle","61618_G_1",61618,"G","1",null,"Solar PV",null,"SPP_WEST","Oklahoma",40,"Grady",51,"40051",4,0,2017,{"$nulls":4},"Solar",{"$nulls":13},0,0,0,0]
["Hinton","61615_G_1",61615,"G","1",null,"Solar PV",null,"SPP_WEST","Oklahoma",40,"Caddo",15,"40015",3,0,2017,{"$nulls":4},"Solar",{"$nulls":13},0,0,0,0]
["Marietta","61616_G_1",61616,"G","1",null,"Solar PV",null,"SPP_WEST","Oklahoma",40,"Love",85,"40085",3,0,2017,{"$nulls":4},"Solar",{"$nulls":13},0,0,0,0]
["Pine Ridge","61617_G_1",61617,"G","1",null,"Solar PV",null,"SPP_WEST","Oklahoma",40,"Caddo",15,"40015",3,0,2017,{"$nulls":4},"Solar",{"$nulls":13},0,0,0,0]
["WFEC - Community Solar Farms","0_G_PV6",0,"G","PV6",null,"Solar PV",null,"SPP_WEST","Oklahoma",40,"Caddo",15,"40015",2.75,0,2020,{"$nulls":4},"Solar",{"$nulls":13},0,0,0,0]
["Covington Solar Plant","61759_G_CVS1",61759,"G","CVS1",null,"Solar PV",null,"SPP_WEST","Oklahoma",40,"Garfield",47,"40047",10,0,2018,{"$nulls":4},"Solar",{"$nulls":13},0,0,0,0]
["North Rim Wind Project","0_G_1",0,"G",1,null,"Onshore Wind",null,"SPP_WEST","Oklahoma",40,"Beckham",9,"40009",304,0,2020,{"$nulls":4},"Wind",{"$nulls":13},0,0,0,0]
["Diamond Spring Wind Project","0_G_2",0,"G",2,null,"Onshore Wind",null,"SPP_WEST","Oklahoma",40,"Johnston",69,"40069",300,0,2020,{"$nulls":4},"Wind",{"$nulls":13},0,0,0,0]
["Ivanhoe","0_G_3",0,"G",3,null,"Onshore Wind",null,"SPP_SPS","Oklahoma",40,"Beaver",7,"40007",300,0,2020,{"$nulls":4},"Wind",{"$nulls":13},0,0,0,0]

{"sheet":"NEEDS v6_Capacity_Dropped_fr860","index":3,"n_rows":3579,"n_cols":8,"rows_kept":3579,"merged":[[1,1,1,7]]}
[]
[null,"Capacity from EIA form 860 Not Included in EPA Platform v6"]
[]
[null,"Plant Name","ORIS Plant Code","Unit ID","Plant Type","State Name","Capacity (MW)","Notes"]
[null,"Vanderbilt University Power Plant",52048,"GT1B","Combustion Turbine","Tennessee",5.8,"Dropped - Onsite Unit"]
[null,"HNL Emergency Power Facility",58469,"AP1","Biomass","Hawaii",2.5,"Dropped - in Alaska or in Hawaii"]
[null,"HNL Emergency Power Facility",58469,"AP2","Biomass","Hawaii",2.5,"Dropped - in Alaska or in Hawaii"]
[null,"HNL Emergency Power Facility",58469,"AP3","Biomass","Hawaii",2.5,"Dropped - in Alaska or in Hawaii"]
[null,"HNL Emergency Power Facility",58469,"AP4","Biomass","Hawaii",2.5,"Dropped - in Alaska or in Hawaii"]
[null,"Noorvik",6330,"2B","Combustion Turbine","Alaska",0.5,"Dropped - in Alaska or in Hawaii"]
[null,"231 Dixon 74 Solar I, LLC",61195,"DIXON","Solar PV","North Carolina",2,"Dropped - Planned Unit whose status does not meet NEEDS criteria"]
[null,"Pflugerville Solar Farm",57659,"PSF","Solar PV","Texas",120,"Dropped - Planned Unit whose status does not meet NEEDS criteria"]
[null,"Weld 1 Community Solar Array",60720,"WELD1","Solar PV","Colorado",1.5,"Dropped - Planned Unit whose status does not meet NEEDS criteria"]
[null,"Logan 1 Community Solar Array",60722,"LOGA1","Solar PV","Colorado",1.7,"Dropped - Planned Unit whose status does not meet NEEDS criteria"]
[null,"Conejos 1 Community Solar Array",60723,"CONEJ","Solar PV","Colorado",1.5,"Dropped - Planned Unit whose status does not meet NEEDS criteria"]
[null,"Arapahoe 3 Community Solar Array",60724,"ARAP3","Solar PV","Colorado",1.8,"Dropped - Planned Unit whose status does not meet NEEDS criteria"]
[null,"Xcel Adams 2 Community Solar Array",60725,"ADCO2","Solar PV","Colorado",1.5,"Dropped - Planned Unit whose status does not meet NEEDS criteria"]
[null,"Xcel Adams 1 Community Solar Array",60726,"ADCO1","Solar PV","Colorado",1.8,"Dropped - Planned Unit whose status does not meet NEEDS criteria"]
[null,"GRE Marshan Solar",60935,"PV1","Solar PV","Minnesota",1,"Dropped - Planned Unit whose status does not meet NEEDS criteria"]
[null,"Pegasus Community Solar",61175,"CPCS1","Solar PV","Minnesota",0.9,"Dropped - Planned Unit whose status does not meet NEEDS criteria"]
[null,"Pegasus Community Solar",61175,"CPCS2","Solar PV","Minnesota",0.9,"Dropped - Planned Unit whose status does not meet NEEDS criteria"]
[null,"Flat Top Wind I",61212,"FTWI","Onshore Wind","Texas",200,"Dropped - Planned Unit whose status does not meet NEEDS criteria"]
[null,"Kasigluk",57066,"1","Combustion Turbine","Alaska",0.8,"Dropped - in Alaska or in Hawaii"]
[null,"Flat Meeks PV 1",59514,"FLAT1","Solar PV","North Carolina",5,"Dropped - Planned Unit whose status does not meet NEEDS criteria"]
[null,"ESS Wesel",60214,"ESSWL","Energy Storage","Maryland",6,"Dropped - Planned Unit whose status does not meet NEEDS criteria"]
[null,"ESS Fairgrounds",60215,"ESSFG","Energy Storage","Maryland",4,"Dropped - Planned Unit whose status does not meet NEEDS criteria"]
[null,"Two Mile Desert Project",60510,"PV1","Solar PV","North Carolina",16.2,"Dropped - Planned Unit whose status does not meet NEEDS criteria"]
[null,"Sand Lake DPC Solar",60957,"PV1","Solar PV","Wisconsin",1,"Dropped - Planned Unit whose status does not meet NEEDS criteria"]
[null,"Nesvold Watertown Solar",60958,"PV1","Solar PV","Minnesota",1,"Dropped - Planned Unit whose status does not meet NEEDS criteria"]
[null,"Nesvold Watertown Solar",60958,"PV2","Solar PV","Minnesota",1,"Dropped - Planned Unit whose status does not meet NEEDS criteria"]
[null,"Nesvold Watertown Solar",60958,"PV3","Solar PV","Minnesota",1,"Dropped - Planned Unit whose status does not meet NEEDS criteria"]
[null,"Nesvold Watertown Solar",60958,"PV4","Solar PV","Minnesota",1,"Dropped - Planned Unit whose status does not meet NEEDS criteria"]
[null,"Nesvold Watertown Solar",60958,"PV5","Solar PV","Minnesota",1,"Dropped - Planned Unit whose status does not meet NEEDS criteria"]
[null,"Corvus Community Solar",61177,"GCCS1","Solar PV","Minnesota",0.9,"Dropped - Planned Unit whose status does not meet NEEDS criteria"]
[null,"Corvus Community Solar",61177,"GCCS2","Solar PV","Minnesota",0.9,"Dropped - Planned Unit whose status does not meet NEEDS criteria"]
[null,"Corvus Community Solar",61177,"GCCS3","Solar PV","Minnesota",0.9,"Dropped - Planned Unit whose status does not meet NEEDS criteria"]
[null,"Corvus Community Solar",61177,"GCCS4","Solar PV","Minnesota",0.9,"Dropped - Planned Unit whose status does not meet NEEDS criteria"]
[null,"Corvus Community Solar",61177,"GCCS5","Solar PV","Minnesota",0.9,"Dropped - Planned Unit whose status does not meet NEEDS criteria"]
[null,"Capella Community Solar",61178,"HCCS1","Solar PV","Minnesota",0.9,"Dropped - Planned Unit whose status does not meet NEEDS criteria"]
[null,"Capella Community Solar",61178,"HCCS2","Solar PV","Minnesota",0.9,"Dropped - Planned Unit whose status does not meet NEEDS criteria"]
[null,"Capella Community Solar",61178,"HCCS3","Solar PV","Minnesota",0.9,"Dropped - Planned Unit whose status does not meet NEEDS criteria"]
[null,"Capella Community Solar",61178,"HCCS4","Solar PV","Minnesota",0.9,"Dropped - Planned Unit whose status does not meet NEEDS criteria"]
[null,"Capella Community Solar",61178,"HCCS5","Solar PV","Minnesota",0.9,"Dropped - Planned Unit whose status does not meet NEEDS criteria"]
[null,"Mill Pond Solar Farm, LLC",61196,"MILLL","Solar PV","North Carolina",5,"Dropped - Planned Unit whose status does not meet NEEDS criteria"]
[null,"Lahr 1, LLC",61203,"PV1","Solar PV","Minnesota",5,"Dropped - Planned Unit whose status does not meet NEEDS criteria"]
[null,"Beaver Creek Gas Plant",55278,"STG-1","Non-Fossil Waste","Wyoming",0.9,"Dropped - Onsite Unit"]
[null,"Suzlon Project VIII LLC",57741,"S128","Onshore Wind","Texas",2.6,"Dropped - Planned Unit whose status does not meet NEEDS criteria"]
[null,"Williams College - Campus CHP",58160,"GEN4","Combustion Turbine","Massachusetts",2,"Dropped - Onsite Unit"]
[null,"Williams College - Campus CHP",58160,"GEN5","Combustion Turbine","Massachusetts",2,"Dropped - Onsite Unit"]
[null,"Nixa Solar, LLC",60673,"NIXA","Solar PV","Missouri",7.9,"Dropped - Planned Unit whose status does not meet NEEDS criteria"]
[null,"New Auburn DPC Solar",60936,"PV1","Solar PV","Wisconsin",2.5,"Dropped - Planned Unit whose status does not meet NEEDS criteria"]
[null,"VEC Magee Hill Solar",60954,"PV1","Solar PV","Vermont",1.3,"Dropped - Planned Unit whose status does not meet NEEDS criteria"]
[null,"Taurus Community Solar",61174,"ETCS1","Solar PV","Minnesota",0.9,"Dropped - Planned Unit whose status does not meet NEEDS criteria"]
[null,"Taurus Community Solar",61174,"ETCS2","Solar PV","Minnesota",0.9,"Dropped - Planned Unit whose status does not meet NEEDS criteria"]
[null,"Taurus Community Solar",61174,"ETCS3","Solar PV","Minnesota",0.9,"Dropped - Planned Unit whose status does not meet NEEDS criteria"]
[null,"Taurus Community Solar",61174,"ETCS4","Solar PV","Minnesota",0.9,"Dropped - Planned Unit whose status does not meet NEEDS criteria"]
[null,"Antares Community Solar",61176,"FACS1","Solar PV","Minnesota",0.9,"Dropped - Planned Unit whose status does not meet NEEDS criteria"]
[null,"Antares Community Solar",61176,"FACS2","Solar PV","Minnesota",0.9,"Dropped - Planned Unit whose status does not meet NEEDS criteria"]
[null,"Antares Community Solar",61176,"FACS3","Solar PV","Minnesota",0.9,"Dropped - Planned Unit whose status does not meet NEEDS criteria"]
[null,"Carina Community Solar",61179,"JCCS1","Solar PV","Minnesota",0.9,"Dropped - Planned Unit whose status does not meet NEEDS criteria"]
[null,"Carina Community Solar",61179,"JCCS2","Solar PV","Minnesota",0.9,"Dropped - Planned Unit whose status does not meet NEEDS criteria"]
[null,"Carina Community Solar",61179,"JCCS3","Solar PV","Minnesota",0.9,"Dropped - Planned Unit whose status does not meet NEEDS criteria"]
[null,"Carina Community Solar",61179,"JCCS4","Solar PV","Minnesota",0.9,"Dropped - Planned Unit whose status does not meet NEEDS criteria"]
[null,"Lyra Community Solar",61182,"RLCS1","Solar PV","Minnesota",0.9,"Dropped - Planned Unit whose status does not meet NEEDS criteria"]
[null,"Lyra Community Solar",61182,"RLCS2","Solar PV","Minnesota",0.9,"Dropped - Planned Unit whose status does not meet NEEDS criteria"]
[null,"Lyra Community Solar",61182,"RLCS3","Solar PV","Minnesota",0.9,"Dropped - Planned Unit whose status does not meet NEEDS criteria"]
[null,"Broadridge Solar, LLC",61218,"BROAD","Solar PV","North Carolina",5,"Dropped - Planned Unit whose status does not meet NEEDS criteria"]
[null,"Redbed Plains Wind Farm",61221,"WT1","Onshore Wind","Oklahoma",99.1,"Dropped - Planned Unit whose status does not meet NEEDS criteria"]
[null,"Inadale Wind Farm LLC",56984,"INABT","Energy Storage","Texas",9.9,"Dropped - Planned Unit whose status does not meet NEEDS criteria"]
[null,"Kings Park Solar I",59880,"KIPS1","Solar PV","New York",2,"Dropped - Planned Unit whose status does not meet NEEDS criteria"]
[null,"Kings Park Solar II",59881,"KIPS2","Solar PV","New York",2,"Dropped - Planned Unit whose status does not meet NEEDS criteria"]
[null,"Soluga Farms IV",59934,"SFIV","Solar PV","North Carolina",4.9,"Dropped - Planned Unit whose status does not meet NEEDS criteria"]
[null,"Sadiebrook Solar, LLC",60719,"SADIE","Solar PV","South Carolina",5,"Dropped - Planned Unit whose status does not meet NEEDS criteria"]
[null,"Cooperative Solar One",60863,"PV1","Solar PV","Kentucky",8.5,"Dropped - Planned Unit whose status does not meet NEEDS criteria"]
[null,"Correctional Solar LLC",60915,"PV1","Solar PV","Virginia",20,"Dropped - Planned Unit whose status does not meet NEEDS criteria"]
[null,"Sappony Solar LLC",60916,"PV1","Solar PV","Virginia",20,"Dropped - Planned Unit whose status does not meet NEEDS criteria"]
[null,"Strawberry Point DPC Solar",60955,"PV1","Solar PV","Iowa",1.3,"Dropped - Planned Unit whose status does not meet NEEDS criteria"]
[null,"Scott-II Solar LLC",60968,"PV1","Solar PV","Virginia",2,"Dropped - Planned Unit whose status does not meet NEEDS criteria"]
[null,"SCWA R5 Pond Solar",61123,"SKYR5","Solar PV","California",2,"Dropped - Planned Unit whose status does not meet NEEDS criteria"]
[null,"Argo Navis Community Solar",61183,"UACS1","Solar PV","Minnesota",0.9,"Dropped - Planned Unit whose status does not meet NEEDS criteria"]
[null,"Argo Navis Community Solar",61183,"UACS2","Solar PV","Minnesota",0.9,"Dropped - Planned Unit whose status does not meet NEEDS criteria"]
[null,"Argo Navis Community Solar",61183,"UACS3","Solar PV","Minnesota",0.9,"Dropped - Planned Unit whose status does not meet NEEDS criteria"]
[null,"Green Beanworks C PV",61215,"GBWXC","Solar PV","California",3,"Dropped - Planned Unit whose status does not meet NEEDS criteria"]
[null,"Green Beanworks D PV",61216,"GBWXD","Solar PV","California",3,"Dropped - Planned Unit whose status does not meet NEEDS criteria"]
[null,"Golden Hills North Wind Energy Center",61222,"1","Onshore Wind","California",46,"Dropped - Planned Unit whose status does not meet NEEDS criteria"]
[null,"Rock Falls Wind Farm LLC",61261,"RF1","Onshore Wind","Oklahoma",154.5,"Dropped - Planned Unit whose status does not meet NEEDS criteria"]
[null,"Pyron Wind Farm LLC",56981,"PYRBT","Energy Storage","Texas",9.9,"Dropped - Planned Unit whose status does not meet NEEDS criteria"]
[null,"Pilot Station",57058,"1","Combustion Turbine","Alaska",0.5,"Dropped - Planned Unit whose status does not meet NEEDS criteria"]
[null,"Arlington Valley Solar Energy I",57679,"AVSE1","Solar PV","Arizona",125,"Dropped - Planned Unit whose status does not meet NEEDS criteria"]
[null,"Los Alamos PV Site",58256,"4","Solar PV","New Mexico",1,"Dropped - Planned Unit whose status does not meet NEEDS criteria"]
[null,"Na Pua Makani Wind Project",58837,"WT1","Onshore Wind","Hawaii",25,"Dropped - Planned Unit whose status does not meet NEEDS criteria"]
[null,"Cove Point LNG Terminal",59073,"5501","Energy Storage","Maryland",3,"Dropped - Onsite Unit"]
[null,"Cove Point LNG Terminal",59073,"5502","Energy Storage","Maryland",1.3,"Dropped - Onsite Unit"]
[null,"Cove Point LNG Terminal",59073,"5511","Energy Storage","Maryland",1.7,"Dropped - Onsite Unit"]
[null,"Cove Point LNG Terminal",59073,"5EG","Combustion Turbine","Maryland",1,"Dropped - Onsite Unit"]
[null,"Cove Point LNG Terminal",59073,"5STA","Combined Cycle","Maryland",40,"Dropped - Onsite Unit"]
[null,"Cove Point LNG Terminal",59073,"5STB","Combined Cycle","Maryland",40,"Dropped - Onsite Unit"]
[null,"Trishe Wind Ohio LLC",59296,"NWOH2","Onshore Wind","Ohio",150,"Dropped - Planned Unit whose status does not meet NEEDS criteria"]
[null,"Grandy PV 1",59518,"GRAND","Solar PV","North Carolina",20,"Dropped - Planned Unit whose status does not meet NEEDS criteria"]
[null,"Manning PV 1",59520,"MANN","Solar PV","North Carolina",5,"Dropped - Planned Unit whose status does not meet NEEDS criteria"]
[null,"Whitetail Solar",59569,"PV1","Solar PV","South Carolina",10,"Dropped - Planned Unit whose status does not meet NEEDS criteria"]
[null,"Soy Solar",59571,"PV1","Solar PV","North Carolina",5,"Dropped - Planned Unit whose status does not meet NEEDS criteria"]
[null,"Cotton Solar",59572,"PV1","Solar PV","South Carolina",16,"Dropped - Planned Unit whose status does not meet NEEDS criteria"]
[null,"Rhubarb One SC",59596,"PV1","Solar PV","South Carolina",20,"Dropped - Planned Unit whose status does not meet NEEDS criteria"]
[null,"Innovative Solar 54",59669,"IS054","Solar PV","North Carolina",50,"Dropped - Planned Unit whose status does not meet NEEDS criteria"]
[null,"Innovative Solar 55",59676,"IS044","Solar PV","North Carolina",6.5,"Dropped - Planned Unit whose status does not meet NEEDS criteria"]
[null,"Innovative Solar 67",59678,"IS067","Solar PV","North Carolina",33.3,"Dropped - Planned Unit whose status does not meet NEEDS criteria"]
[null,"Thermo Solar PV-01",59883,"SOLAR","Solar PV","Utah",2.9,"Dropped - Planned Unit whose status does not meet NEEDS criteria"]
[null,"Vaughn Creek PV1",60001,"VNCRK","Solar PV","North Carolina",20,"Dropped - Planned Unit whose status does not meet NEEDS criteria"]
[null,"McLean Homestead",60020,"PV1","Solar PV","North Carolina",4.9,"Dropped - Planned Unit whose status does not meet NEEDS criteria"]
[null,"Shorthorn Holdings",60028,"PV1","Solar PV","South Carolina",15.4,"Dropped - Planned Unit whose status does not meet NEEDS criteria"]
[null,"Brevig Mission",60260,"3A","Combustion Turbine","Alaska",0.4,"Dropped - Planned Unit whose status does not meet NEEDS criteria"]
[null,"Holloman Solar Facility",60301,"HPV1","Solar PV","New Mexico",5,"Dropped - Planned Unit whose status does not meet NEEDS criteria"]
[null,"Grady Wind Energy Center, LLC",60317,"1","Onshore Wind","New Mexico",200.8,"Dropped - Planned Unit whose status does not meet NEEDS criteria"]
[null,"White Street Renewables",60364,"WSLFG","Landfill Gas","North Carolina",1.6,"Dropped - Planned Unit whose status does not meet NEEDS criteria"]
[null,"White Street Renewables",60364,"WSPV","Solar PV","North Carolina",3.4,"Dropped - Planned Unit whose status does not meet NEEDS criteria"]
[null,"Quail Holdings",60434,"PV1","Solar PV","North Carolina",25,"Dropped - Planned Unit whose status does not meet NEEDS criteria"]
[null,"Bayshore Solar B, LLC",60474,"BSHRB","Solar PV","California",20,"Dropped - Planned Unit whose status does not meet NEEDS criteria"]
[null,"Bayshore Solar C, LLC",60475,"BSHRC","Solar PV","California",20,"Dropped - Planned Unit whose status does not meet NEEDS criteria"]
[null,"Bayshore Solar A, LLC",60481,"BSHRA","Solar PV","California",20,"Dropped - Planned Unit whose status does not meet NEEDS criteria"]
[null,"Redwood 4 Solar Farm",60490,"RW4SF","Solar PV","California",20,"Dropped - Planned Unit whose status does not meet NEEDS criteria"]
[null,"CoTAL Solar Farm",60582,"PV1","Solar PV","Florida",20,"Dropped - Planned Unit whose status does not meet NEEDS criteria"]
[null,"Oceana Solar",60584,"01","Solar PV","Virginia",17.6,"Dropped - Planned Unit whose status does not meet NEEDS criteria"]
[null,"BRE NC Solar 2",60626,"BEAM2","Solar PV","North Carolina",5,"Dropped - Planned Unit whose status does not meet NEEDS criteria"]
[null,"BRE NC Solar 3",60627,"BEAM3","Solar PV","North Carolina",5,"Dropped - Planned Unit whose status does not meet NEEDS criteria"]
[null,"BRE NC Solar 4",60628,"BEAM4","Solar PV","North Carolina",5,"Dropped - Planned Unit whose status does not meet NEEDS criteria"]
[null,"Howardtown Farm",60630,"PV1","Solar PV","North Carolina",10,"Dropped - Planned Unit whose status does not meet NEEDS criteria"]
[null,"San Joaquin Solar",60678,"SJ1A","Solar PV","California",20,"Dropped - Planned Unit whose status does not meet NEEDS criteria"]
[null,"San Joaquin Solar",60678,"SJ1B","Solar PV","California",1.5,"Dropped - Planned Unit whose status does not meet NEEDS criteria"]
[null,"Annapolis Solar Park, LLC",60681,"ASP12","Solar PV","Maryland",12,"Dropped - Planned Unit whose status does not meet NEEDS criteria"]
[null,"Tanager Holdings",60691,"PV1","Solar PV","North Carolina",5,"Dropped - Planned Unit whose status does not meet NEEDS criteria"]
[null,"Friesian Holdings",60692,"PV1","Solar PV","North Carolina",75,"Dropped - Planned Unit whose status does not meet NEEDS criteria"]
[null,"Rowan Solar NC LLC",60780,"PV1","Solar PV","North Carolina",2,"Dropped - Planned Unit whose status does not meet NEEDS criteria"]
[null,"Jersey Holdings",60784,"PV1","Solar PV","North Carolina",5,"Dropped - Planned Unit whose status does not meet NEEDS criteria"]
[null,"Tungsten Mountain",60785,"UNIT1","Geothermal","Nevada",37,"Dropped - Planned Unit whose status does not meet NEEDS criteria"]
[null,"Cloverdale Solar Center",60813,"ECA02","Solar PV","California",1,"Dropped - Planned Unit whose status does not meet NEEDS criteria"]
[null,"Colgreen North Shore Solar Farm",60825,"CNS1","Solar PV","California",74.8,"Dropped - Planned Unit whose status does not meet NEEDS criteria"]
[null,"Prairie Wind Farm",60873,"PWE","Onshore Wind","Iowa",168,"Dropped - Planned Unit whose status does not meet NEEDS criteria"]
[null,"Carl Friedrich Gauss Solar",60882,"GAUSS","Solar PV","North Carolina",5,"Dropped - Planned Unit whose status does not meet NEEDS criteria"]
[null,"Halifax Solar LLC",60884,"HALFX","Solar PV","North Carolina",5,"Dropped - Planned Unit whose status does not meet NEEDS criteria"]
[null,"Santa Paula Energy Storage",60946,"SPES1","Energy Storage","California",5,"Dropped - Planned Unit whose status does not meet NEEDS criteria"]
[null,"Northern Cardinal Solar",60992,"NCARD","Solar PV","North Carolina",2,"Dropped - Planned Unit whose status does not meet NEEDS criteria"]
[null,"Marin Clean Energy Solar One",61013,"MCES1","Solar PV","California",10.5,"Dropped - Planned Unit whose status does not meet NEEDS criteria"]
[null,"Apple Hill Solar",61037,"APPL","Solar PV","Vermont",2,"Dropped - Planned Unit whose status does not meet NEEDS criteria"]
[null,"Weybridge 1 Solar",61038,"WEY1","Solar PV","Vermont",3,"Dropped - Planned Unit whose status does not meet NEEDS criteria"]
[null,"Roaring Brook, LLC",61041,"WT1","Onshore Wind","New York",78,"Dropped - Planned Unit whose status does not meet NEEDS criteria"]
[null,"Novel CSG of Kramer",61058,"0000B","Solar PV","Minnesota",3.3,"Dropped - Planned Unit whose status does not meet NEEDS criteria"]
[null,"Novel OYA of Osakis",61059,"0000G","Solar PV","Minnesota",5,"Dropped - Planned Unit whose status does not meet NEEDS criteria"]
[null,"Novel - OYA of Mapleton",61060,"0000I","Solar PV","Minnesota",3.5,"Dropped - Planned Unit whose status does not meet NEEDS criteria"]
[null,"Beaver Creek Wind",61079,"1","Onshore Wind","Iowa",170,"Dropped - Planned Unit whose status does not meet NEEDS criteria"]
[null,"Kihei Solar Farm",61099,"KIHEI","Solar PV","Hawaii",2.9,"Dropped - in Alaska or in Hawaii"]
[null,"Ku'ia Solar",61101,"KUIA","Solar PV","Hawaii",2.9,"Dropped - in Alaska or in Hawaii"]
[null,"Bedford Solar",61126,"12346","Solar PV","Virginia",3,"Dropped - Planned Unit whose status does not meet NEEDS criteria"]
[null,"Gamble Solar",61127,"12348","Solar PV","North Carolina",3,"Dropped - Planned Unit whose status does not meet NEEDS criteria"]
[null,"Salisbury Solar",61128,"12349","Solar PV","North Carolina",5,"Dropped - Planned Unit whose status does not meet NEEDS criteria"]
[null,"Wadesboro Solar",61129,"12347","Solar PV","North Carolina",5,"Dropped - Planned Unit whose status does not meet NEEDS criteria"]
[null,"Bear Poplar Solar",61130,"12344","Solar PV","North Carolina",5,"Dropped - Planned Unit whose status does not meet NEEDS criteria"]
[null,"Novel CSG of Armstrong",61138,"0000A","Solar PV","Minnesota",3,"Dropped - Planned Unit whose status does not meet NEEDS criteria"]
[null,"Novel CSG of Marmas",61139,"0000C","Solar PV","Minnesota",5,"Dropped - Planned Unit whose status does not meet NEEDS criteria"]
[null,"Novel CSG of MN Lake",61140,"0000D","Solar PV","Minnesota",1.8,"Dropped - Planned Unit whose status does not meet NEEDS criteria"]
[null,"Novel CSG of Vetter Farms",61141,"0000F","Solar PV","Minnesota",3,"Dropped - Planned Unit whose status does not meet NEEDS criteria"]
[null,"Novel CSG of Waseca",61142,"0000H","Solar PV","Minnesota",3.4,"Dropped - Planned Unit whose status does not meet NEEDS criteria"]
[null,"Winton Solar 2",61188,"PV1","Solar PV","North Carolina",4.5,"Dropped - Planned Unit whose status does not meet NEEDS criteria"]
[null,"Barker Solar, LLC",61194,"BARK","Solar PV","North Carolina",5,"Dropped - Planned Unit whose status does not meet NEEDS criteria"]
[null,"OR Solar 2, LLC",61200,"ORSR2","Solar PV","Oregon",10,"Dropped - Planned Unit whose status does not meet NEEDS criteria"]
[null,"OR Solar 3, LLC",61201,"ORSR3","Solar PV","Oregon",10,"Dropped - Planned Unit whose status does not meet NEEDS criteria"]
[null,"Kelly Solar, LLC",61219,"KELLY","Solar PV","North Carolina",5,"Dropped - Planned Unit whose status does not meet NEEDS criteria"]
[null,"Bear Creek Solar Center",61281,"BCRSC","Solar PV","Oregon",10,"Dropped - Planned Unit whose status does not meet NEEDS criteria"]
[null,"Crazy Horse Solar Project",61285,"PV1","Solar PV","California",2,"Dropped - Planned Unit whose status does not meet NEEDS criteria"]
[null,"Mustang",2953,"GT1","Combustion Turbine","Oklahoma",57,"Dropped - Planned Unit whose status does not meet NEEDS criteria"]
[null,"Mustang",2953,"GT2","Combustion Turbine","Oklahoma",57,"Dropped - Planned Unit whose status does not meet NEEDS criteria"]
[null,"Mustang",2953,"GT3","Combustion Turbine","Oklahoma",57,"Dropped - Planned Unit whose status does not meet NEEDS criteria"]
[null,"Mustang",2953,"GT4","Combustion Turbine","Oklahoma",57,"Dropped - Planned Unit whose status does not meet NEEDS criteria"]
[null,"Mustang",2953,"GT5","Combustion Turbine","Oklahoma",57,"Dropped - Planned Unit whose status does not meet NEEDS criteria"]
[null,"Mustang",2953,"GT6","Combustion Turbine","Oklahoma",57,"Dropped - Planned Unit whose status does not meet NEEDS criteria"]
[null,"Mustang",2953,"GT7","Combustion Turbine","Oklahoma",57,"Dropped - Planned Unit whose status does not meet NEEDS criteria"]
[null,"Hooper Bay",6319,"3B","Combustion Turbine","Alaska",0.4,"Dropped - Planned Unit whose status does not meet NEEDS criteria"]
[null,"Sampson County Landfill",57492,"GEN7","Landfill Gas","North Carolina",1.6,"Dropped - Planned Unit whose status does not meet NEEDS criteria"]
[null,"Sampson County Landfill",57492,"GEN8","Landfill Gas","North Carolina",1.6,"Dropped - Planned Unit whose status does not meet NEEDS criteria"]
[null,"Cross Winds Energy Park",58830,"CWEP2","Onshore Wind","Michigan",44,"Dropped - Planned Unit whose status does not meet NEEDS criteria"]
[null,"Five Forks Solar",59951,"5FRK","Solar PV","North Carolina",20,"Dropped - Planned Unit whose status does not meet NEEDS criteria"]
[null,"Lamesa Solar",60372,"LSPV2","Solar PV","Texas",100,"Dropped - Planned Unit whose status does not meet NEEDS criteria"]
[null,"Ocotillo",116,"GT5","Combustion Turbine","Arizona",104.7,"Dropped - Planned Unit whose status does not meet NEEDS criteria"]
[null,"Foundation NWNA",58114,"WTG3","Onshore Wind","California",1.9,"Dropped - Planned Unit whose status does not meet NEEDS criteria"]
[null,"Freeport LP Pretreatment Facility",59145,"65GTG","Combustion Turbine","Texas",77.5,"Dropped - Planned Unit whose status does not meet NEEDS criteria"]
[null,"Pine Valley Solar Farm, LLC",60298,"PV1","Solar PV","North Carolina",5,"Dropped - Planned Unit whose status does not meet NEEDS criteria"]
[null,"BHE Pueblo 2 Community Solar Array",60801,"PUEB2","Solar PV","Colorado",1.5,"Dropped - Planned Unit whose status does not meet NEEDS criteria"]
[null,"Ocotillo",116,"GT6","Combustion Turbine","Arizona",104.7,"Dropped - Planned Unit whose status does not meet NEEDS criteria"]
[null,"Braddock Lock and Dam",59091,"GEN1","Hydro","Pennsylvania",5.3,"Dropped - Planned Unit whose status does not meet NEEDS criteria"]
[null,"Wright Solar Park",59525,"FRWSP","Solar PV","California",200,"Dropped - Planned Unit whose status does not meet NEEDS criteria"]
[null,"Wallace Solar 2",60090,"2MWPV","Solar PV","North Carolina",1.9,"Dropped - Planned Unit whose status does not meet NEEDS criteria"]
[null,"Organ Church Solar",60284,"PV1","Solar PV","North Carolina",4.9,"Dropped - Planned Unit whose status does not meet NEEDS criteria"]
[null,"Climax Solar",60286,"PV1","Solar PV","North Carolina",4.9,"Dropped - Planned Unit whose status does not meet NEEDS criteria"]
[null,"Jester Solar",60290,"PV1","Solar PV","North Carolina",4.9,"Dropped - Planned Unit whose status does not meet NEEDS criteria"]
[null,"Trinity Solar",60291,"PV1","Solar PV","North Carolina",4.9,"Dropped - Planned Unit whose status does not meet NEEDS criteria"]
[null,"Crawford Solar",60294,"PV1","Solar PV","North Carolina",4.9,"Dropped - Planned Unit whose status does not meet NEEDS criteria"]
[null,"Midway Solar Farm III",60315,"MSF3","Solar PV","California",20,"Dropped - Planned Unit whose status does not meet NEEDS criteria"]
[null,"Schofield Generating Station",60328,"S1","Biomass","Hawaii",8.4,"Dropped - in Alaska or in Hawaii"]
[null,"Schofield Generating Station",60328,"S2","Biomass","Hawaii",8.4,"Dropped - in Alaska or in Hawaii"]
[null,"Schofield Generating Station",60328,"S3","Biomass","Hawaii",8.4,"Dropped - in Alaska or in Hawaii"]
[null,"Schofield Generating Station",60328,"S4","Biomass","Hawaii",8.4,"Dropped - in Alaska or in Hawaii"]
[null,"Schofield Generating Station",60328,"S5","Biomass","Hawaii",8.4,"Dropped - in Alaska or in Hawaii"]
[null,"Schofield Generating Station",60328,"S6","Biomass","Hawaii",8.4,"Dropped - in Alaska or in Hawaii"]
[null,"St. Mary Clean Energy Center",60610,"1","Non-Fossil Waste","Louisiana",47.9,"Dropped - Planned Unit whose status does not meet NEEDS criteria"]
[null,"Jefferson-Lewis BOCES Solar",60819,"PV1","Solar PV","New York",2,"Dropped - Planned Unit whose status does not meet NEEDS criteria"]
[null,"Thigpen Farms Solar, LLC",60850,"PV1","Solar PV","North Carolina",5,"Dropped - Planned Unit whose status does not meet NEEDS criteria"]
[null,"Barefoot Bay Solar Energy Center",61051,"1","Solar PV","Florida",74.5,"Dropped - Planned Unit whose status does not meet NEEDS criteria"]
[null,"Milligan III Wind Farm",61159,"M3001","Onshore Wind","Nebraska",73.4,"Dropped - Planned Unit whose status does not meet NEEDS criteria"]
[null,"Ocotillo",116,"GT7","Combustion Turbine","Arizona",104.7,"Dropped - Planned Unit whose status does not meet NEEDS criteria"]
[null,"Alexis Solar",60139,"PV1","Solar PV","North Carolina",5,"Dropped - Planned Unit whose status does not meet NEEDS criteria"]
[null,"Brooke Solar",60140,"PV1","Solar PV","North Carolina",4.5,"Dropped - Planned Unit whose status does not meet NEEDS criteria"]
[null,"Izia Solar",60141,"PV1","Solar PV","North Carolina",5,"Dropped - Planned Unit whose status does not meet NEEDS criteria"]
[null,"Signature Solar",60155,"PV1","Solar PV","North Carolina",5,"Dropped - Planned Unit whose status does not meet NEEDS criteria"]
[null,"Shelter Solar",60156,"PV1","Solar PV","North Carolina",5,"Dropped - Planned Unit whose status does not meet NEEDS criteria"]
[null,"Heedeh Solar",60157,"PV1","Solar PV","North Carolina",4.5,"Dropped - Planned Unit whose status does not meet NEEDS criteria"]
[null,"June Solar",60158,"PV1","Solar PV","North Carolina",4,"Dropped - Planned Unit whose status does not meet NEEDS criteria"]
[null,"Roman Solar",60159,"PV1","Solar PV","North Carolina",5,"Dropped - Planned Unit whose status does not meet NEEDS criteria"]
[null,"Tate Solar",60160,"PV1","Solar PV","North Carolina",5,"Dropped - Planned Unit whose status does not meet NEEDS criteria"]
[null,"Eagle Solar",60161,"PV1","Solar PV","North Carolina",4,"Dropped - Planned Unit whose status does not meet NEEDS criteria"]
[null,"Wilfork Solar",60162,"PV1","Solar PV","North Carolina",5,"Dropped - Planned Unit whose status does not meet NEEDS criteria"]
[null,"Hawk Solar",60163,"PV1","Solar PV","North Carolina",5,"Dropped - Planned Unit whose status does not meet NEEDS criteria"]
[null,"Jordan Solar",60164,"PV1","Solar PV","North Carolina",5,"Dropped - Planned Unit whose status does not meet NEEDS criteria"]
[null,"Robin Solar",60165,"PV1","Solar PV","North Carolina",5,"Dropped - Planned Unit whose status does not meet NEEDS criteria"]
[null,"Higgins Solar",60166,"PV1","Solar PV","North Carolina",5,"Dropped - Planned Unit whose status does not meet NEEDS criteria"]
[null,"Carter Solar",60167,"PV1","Solar PV","North Carolina",5,"Dropped - Planned Unit whose status does not meet NEEDS criteria"]
[null,"Sadie Solar",60168,"PV1","Solar PV","North Carolina",5,"Dropped - Planned Unit whose status does not meet NEEDS criteria"]
[null,"Icarus Solar",60169,"PV1","Solar PV","North Carolina",3,"Dropped - Planned Unit whose status does not meet NEEDS criteria"]
[null,"Iga Solar",60170,"PV1","Solar PV","North Carolina",5,"Dropped - Planned Unit whose status does not meet NEEDS criteria"]
[null,"Clayton Solar",60171,"PV1","Solar PV","North Carolina",5,"Dropped - Planned Unit whose status does not meet NEEDS criteria"]
[null,"Christina Solar",60172,"PV1","Solar PV","North Carolina",3,"Dropped - Planned Unit whose status does not meet NEEDS criteria"]
[null,"Longleaf Solar",60173,"PV1","Solar PV","North Carolina",5,"Dropped - Planned Unit whose status does not meet NEEDS criteria"]
[null,"Cardinal Solar",60174,"PV1","Solar PV","North Carolina",5,"Dropped - Planned Unit whose status does not meet NEEDS criteria"]
[null,"Bonnie Solar",60175,"PV1","Solar PV","North Carolina",5,"Dropped - Planned Unit whose status does not meet NEEDS criteria"]
[null,"Anna Solar",60176,"PV1","Solar PV","North Carolina",5,"Dropped - Planned Unit whose status does not meet NEEDS criteria"]
[null,"Blue Bird Solar",60177,"PV1","Solar PV","North Carolina",4,"Dropped - Planned Unit whose status does not meet NEEDS criteria"]
[null,"Cash Solar",60178,"PV1","Solar PV","North Carolina",5,"Dropped - Planned Unit whose status does not meet NEEDS criteria"]
[null,"Kathleen Solar",60180,"PV1","Solar PV","North Carolina",5,"Dropped - Planned Unit whose status does not meet NEEDS criteria"]
[null,"Grove Solar",60181,"PV1","Solar PV","North Carolina",5,"Dropped - Planned Unit whose status does not meet NEEDS criteria"]
[null,"San Jacinto Solar",60972,"SJAC","Solar PV","California",1.5,"Dropped - Planned Unit whose status does not meet NEEDS criteria"]
[null,"Lake Perris Solar",60973,"LKPR","Solar PV","California",1.5,"Dropped - Planned Unit whose status does not meet NEEDS criteria"]
[null,"Everett PV1",60997,"EVRT1","Solar PV","North Carolina",10,"Dropped - Planned Unit whose status does not meet NEEDS criteria"]
[null,"Underwood PV2",60998,"UNWD2","Solar PV","North Carolina",16,"Dropped - Planned Unit whose status does not meet NEEDS criteria"]
[null,"Westside Energy Station",60564,"WES1","Combustion Turbine","Minnesota",9.3,"Dropped - Planned Unit whose status does not meet NEEDS criteria"]
[null,"Westside Energy Station",60564,"WES2","Combustion Turbine","Minnesota",9.3,"Dropped - Planned Unit whose status does not meet NEEDS criteria"]
[null,"Westside Energy Station",60564,"WES3","Combustion Turbine","Minnesota",9.3,"Dropped - Planned Unit whose status does not meet NEEDS criteria"]
[null,"Westside Energy Station",60564,"WES4","Combustion Turbine","Minnesota",9.3,"Dropped - Planned Unit whose status does not meet NEEDS criteria"]
[null,"Westside Energy Station",60564,"WES5","Combustion Turbine","Minnesota",9.3,"Dropped - Planned Unit whose status does not meet NEEDS criteria"]
[null,"Mankato Energy Center",56104,"CTG1","Combined Cycle","Minnesota",200,"Dropped - Planned Unit whose status does not meet NEEDS criteria"]
[null,"Rugged Solar LLC",57960,"1","Solar PV","California",80,"Dropped - Planned Unit whose status does not meet NEEDS criteria"]
[null,"La Paz Solar Tower",58652,"1","Solar Thermal","Arizona",200,"Dropped - Planned Unit whose status does not meet NEEDS criteria"]
[null,"Walnut Ridge Wind Farm",58694,"1","Onshore Wind","Illinois",212,"Dropped - Planned Unit whose status does not meet NEEDS criteria"]
[null,"Oxbow Creek",58714,"1","Combustion Turbine","Pennsylvania",6.8,"Dropped - Planned Unit whose status does not meet NEEDS criteria"]
[null,"Oxbow Creek",58714,"2","Combustion Turbine","Pennsylvania",6.8,"Dropped - Planned Unit whose status does not meet NEEDS criteria"]
[null,"Oxbow Creek",58714,"3","Combustion Turbine","Pennsylvania",6.8,"Dropped - Planned Unit whose status does not meet NEEDS criteria"]
[null,"Hop Bottom",58800,"1","Combustion Turbine","Pennsylvania",6.8,"Dropped - Planned Unit whose status does not meet NEEDS criteria"]
[null,"Hop Bottom",58800,"2","Combustion Turbine","Pennsylvania",6.8,"Dropped - Planned Unit whose status does not meet NEEDS criteria"]
[null,"Hop Bottom",58800,"3","Combustion Turbine","Pennsylvania",6.8,"Dropped - Planned Unit whose status does not meet NEEDS criteria"]
[null,"Bayles",58816,"1","Combustion Turbine","Pennsylvania",6.8,"Dropped - Planned Unit whose status does not meet NEEDS criteria"]
[null,"Bayles",58816,"2","Combustion Turbine","Pennsylvania",6.8,"Dropped - Planned Unit whose status does not meet NEEDS criteria"]
[null,"Bayles",58816,"3","Combustion Turbine","Pennsylvania",6.8,"Dropped - Planned Unit whose status does not meet NEEDS criteria"]
[null,"Florey Knobb",58821,"1","Combustion Turbine","Pennsylvania",6.8,"Dropped - Planned Unit whose status does not meet NEEDS criteria"]
[null,"Florey Knobb",58821,"2","Combustion Turbine","Pennsylvania",6.8,"Dropped - Planned Unit whose status does not meet NEEDS criteria"]
[null,"Florey Knobb",58821,"3","Combustion Turbine","Pennsylvania",6.8,"Dropped - Planned Unit whose status does not meet NEEDS criteria"]
[null,"Marseilles Lock and Dam Hydro",58903,"UNIT1","Hydro","Illinois",2.6,"Dropped - Planned Unit whose status does not meet NEEDS criteria"]
[null,"Marseilles Lock and Dam Hydro",58903,"UNIT2","Hydro","Illinois",2.6,"Dropped - Planned Unit whose status does not meet NEEDS criteria"]
[null,"Marseilles Lock and Dam Hydro",58903,"UNIT3","Hydro","Illinois",2.6,"Dropped - Planned Unit whose status does not meet NEEDS criteria"]
[null,"Marseilles Lock and Dam Hydro",58903,"UNIT4","Hydro","Illinois",2.6,"Dropped - Planned Unit whose status does not meet NEEDS criteria"]
[null,"Amity Energy LLC",59418,"1","Combustion Turbine","Pennsylvania",6.8,"Dropped - Planned Unit whose status does not meet NEEDS criteria"]
[null,"Amity Energy LLC",59418,"2","Combustion Turbine","Pennsylvania",6.8,"Dropped - Planned Unit whose status does not meet NEEDS criteria"]
[null,"Amity Energy LLC",59418,"3","Combustion Turbine","Pennsylvania",6.8,"Dropped - Planned Unit whose status does not meet NEEDS criteria"]
[null,"Clear Springs Energy Center",59615,"CTG-1","Combustion Turbine","Texas",178,"Dropped - Planned Unit whose status does not meet NEEDS criteria"]
[null,"Clear Springs Energy Center",59615,"CTG-2","Combustion Turbine","Texas",177,"Dropped - Planned Unit whose status does not meet NEEDS criteria"]
[null,"Clear Springs Energy Center",59615,"CTG-3","Combustion Turbine","Texas",177,"Dropped - Planned Unit whose status does not meet NEEDS criteria"]
[null,"Union Valley Energy Center",59616,"CTG-1","Combustion Turbine","Texas",178,"Dropped - Planned Unit whose status does not meet NEEDS criteria"]
[null,"Union Valley Energy Center",59616,"CTG-2","Combustion Turbine","Texas",178,"Dropped - Planned Unit whose status does not meet NEEDS criteria"]
[null,"Union Valley Energy Center",59616,"CTG-3","Combustion Turbine","Texas",178,"Dropped - Planned Unit whose status does not meet NEEDS criteria"]
[null,"Van Alstyne Energy Center",59617,"CTG-1","Combustion Turbine","Texas",177,"Dropped - Planned Unit whose status does not meet NEEDS criteria"]
[null,"Van Alstyne Energy Center",59617,"CTG-2","Combustion Turbine","Texas",177,"Dropped - Planned Unit whose status does not meet NEEDS criteria"]
[null,"Van Alstyne Energy Center",59617,"CTG-3","Combustion Turbine","Texas",177,"Dropped - Planned Unit whose status does not meet NEEDS criteria"]
[null,"Perennial Wind Chaser Station",59721,"GT1","Combustion Turbine","Oregon",98.7,"Dropped - Planned Unit whose status does not meet NEEDS criteria"]
[null,"Perennial Wind Chaser Station",59721,"GT2","Combustion Turbine","Oregon",98.7,"Dropped - Planned Unit whose status does not meet NEEDS criteria"]
[null,"Perennial Wind Chaser Station",59721,"GT3","Combustion Turbine","Oregon",98.7,"Dropped - Planned Unit whose status does not meet NEEDS criteria"]
[null,"Perennial Wind Chaser Station",59721,"GT4","Combustion Turbine","Oregon",98.7,"Dropped - Planned Unit whose status does not meet NEEDS criteria"]
[null,"Exelon West Medway II LLC",59882,"4","Combustion Turbine","Massachusetts",97.4,"Dropped - Planned Unit whose status does not meet NEEDS criteria"]
[null,"Exelon West Medway II LLC",59882,"5","Combustion Turbine","Massachusetts",97.4,"Dropped - Planned Unit whose status does not meet NEEDS criteria"]
[null,"Sonoran Energy Project",59925,"GEN1","Combined Cycle","California",510.7,"Dropped - Planned Unit whose status does not meet NEEDS criteria"]
[null,"Round Hill PV1",59998,"RNDHL","Solar PV","North Carolina",5,"Dropped - Planned Unit whose status does not meet NEEDS criteria"]
[null,"Halyard Wharton Energy Center",60221,"TBN1","Combustion Turbine","Texas",210,"Dropped - Planned Unit whose status does not meet NEEDS criteria"]
[null,"Halyard Wharton Energy Center",60221,"TBN2","Combustion Turbine","Texas",210,"Dropped - Planned Unit whose status does not meet NEEDS criteria"]
[null,"Halyard Henderson Energy Center",60268,"TBN1","Combustion Turbine","Texas",210,"Dropped - Planned Unit whose status does not meet NEEDS criteria"]
[null,"Halyard Henderson Energy Center",60268,"TBN2","Combustion Turbine","Texas",210,"Dropped - Planned Unit whose status does not meet NEEDS criteria"]
[null,"Hilly Branch",60358,"28941","Solar PV","North Carolina",2,"Dropped - Planned Unit whose status does not meet NEEDS criteria"]
[null,"Gastonia Solar Center",60359,"60916","Solar PV","North Carolina",4.3,"Dropped - Planned Unit whose status does not meet NEEDS criteria"]
[null,"Pike Road Solar",60360,"51116","Solar PV","North Carolina",5,"Dropped - Planned Unit whose status does not meet NEEDS criteria"]
[null,"Clean Energy Future-Lordstown, LLC",60376,"CTG1","Combined Cycle","Ohio",263,"Dropped - Planned Unit whose status does not meet NEEDS criteria"]
[null,"Clean Energy Future-Lordstown, LLC",60376,"CTG2","Combined Cycle","Ohio",263,"Dropped - Planned Unit whose status does not meet NEEDS criteria"]
[null,"Clean Energy Future-Lordstown, LLC",60376,"STG1","Combined Cycle","Ohio",324,"Dropped - Planned Unit whose status does not meet NEEDS criteria"]
[null,"Invenergy Nelson Expansion LLC",60387,"GEN3","Combustion Turbine","Illinois",157,"Dropped - Planned Unit whose status does not meet NEEDS criteria"]
[null,"Invenergy Nelson Expansion LLC",60387,"GEN4","Combustion Turbine","Illinois",157,"Dropped - Planned Unit whose status does not meet NEEDS criteria"]
[null,"Warbler Holdings",60393,"PV1","Solar PV","North Carolina",4,"Dropped - Planned Unit whose status does not meet NEEDS criteria"]
[null,"GRP Franklin Renewable Energy Facility",60550,"GEN","Biomass","Georgia",93.5,"Dropped - Planned Unit whose status does not meet NEEDS criteria"]
[null,"Wildomar Solar",60872,"WILD1","Solar PV","California",1.2,"Dropped - Planned Unit whose status does not meet NEEDS criteria"]
[null,"Loma Rica Hydroelectric Powerhouse",60988,"HY1","Hydro","California",1.4,"Dropped - Planned Unit whose status does not meet NEEDS criteria"]
[null,"Lancaster SCE ReMAT",61081,"PV1","Solar PV","California",3,"Dropped - Planned Unit whose status does not meet NEEDS criteria"]
[null,"Wolf Run Energy",61263,"GEN4","Combustion Turbine","Pennsylvania",4.4,"Dropped - Planned Unit whose status does not meet NEEDS criteria"]
[null,"Wolf Run Energy",61263,"GEN5","Combustion Turbine","Pennsylvania",4.4,"Dropped - Planned Unit whose status does not meet NEEDS criteria"]
[null,"Gray Hawk Solar",61272,"GHS","Solar PV","Arizona",55,"Dropped - Planned Unit whose status does not meet NEEDS criteria"]
[null,"Niles Valley Energy LLC",61286,"GEN1","Combustion Turbine","Pennsylvania",4.2,"Dropped - Planned Unit whose status does not meet NEEDS criteria"]
[null,"Niles Valley Energy LLC",61286,"GEN2","Combustion Turbine","Pennsylvania",4.2,"Dropped - Planned Unit whose status does not meet NEEDS criteria"]
[null,"Niles Valley Energy LLC",61286,"GEN3","Combustion Turbine","Pennsylvania",4.2,"Dropped - Planned Unit whose status does not meet NEEDS criteria"]
[null,"Niles Valley Energy LLC",61286,"GEN4","Combustion Turbine","Pennsylvania",4.2,"Dropped - Planned Unit whose status does not meet NEEDS criteria"]
[null,"Niles Valley Energy LLC",61286,"GEN5","Combustion Turbine","Pennsylvania",4.2,"Dropped - Planned Unit whose status does not meet NEEDS criteria"]
[null,"Gowanus Gas Turbines Generating",2494,"SS","Combustion Turbine","New York",90,"Dropped - Planned Unit whose status does not meet NEEDS criteria"]
[null,"Fiber Winds",59244,"FIBE1","Onshore Wind","Texas",80,"Dropped - Planned Unit whose status does not meet NEEDS criteria"]
[null,"CA Flats Solar 150, LLC",60034,"GEN01","Solar PV","California",150,"Dropped - Planned Unit whose status does not meet NEEDS criteria"]
[null,"Castle Gap Solar",60123,"CGAP","Solar PV","Texas",117.3,"Dropped - Planned Unit whose status does not meet NEEDS criteria"]
[null,"Tamworth Holdings",60394,"PV1","Solar PV","North Carolina",5,"Dropped - Planned Unit whose status does not meet NEEDS criteria"]
[null,"Millington Solar Farm",60560,"MILL","Solar PV","Tennessee",53,"Dropped - Planned Unit whose status does not meet NEEDS criteria"]
[null,"Cactus Flats Wind Energy Project",61001,"WT1","Onshore Wind","Texas",150,"Dropped - Planned Unit whose status does not meet NEEDS criteria"]
[null,"Snow Mountain Solar, LLC",59935,"GEN01","Solar PV","Nevada",100,"Dropped - Planned Unit whose status does not meet NEEDS criteria"]
[null,"Waterman Turnout Hydroelectric",60466,"WTHF","Hydro","California",1,"Dropped - Planned Unit whose status does not meet NEEDS criteria"]
[null,"Clark Canyon Hydro-Electric Facility",60483,"FRNS1","Hydro","Montana",2.4,"Dropped - Planned Unit whose status does not meet NEEDS criteria"]
[null,"Clark Canyon Hydro-Electric Facility",60483,"FRNS2","Hydro","Montana",2.4,"Dropped - Planned Unit whose status does not meet NEEDS criteria"]
[null,"Sub 12",61080,"IC1","Combustion Turbine","Florida",9.3,"Dropped - Planned Unit whose status does not meet NEEDS criteria"]
[null,"Sub 12",61080,"IC2","Combustion Turbine","Florida",9.3,"Dropped - Planned Unit whose status does not meet NEEDS criteria"]
[null,"New Frontier Wind",59903,"GEN","Onshore Wind","North Dakota",99,"Dropped - Planned Unit whose status does not meet NEEDS criteria"]
[null,"Lillington Solar",59921,"5MWPV","Solar PV","North Carolina",5,"Dropped - Planned Unit whose status does not meet NEEDS criteria"]
[null,"Bay Branch Solar",60601,"BBSOL","Solar PV","North Carolina",5,"Dropped - Planned Unit whose status does not meet NEEDS criteria"]
[null,"Osceola Solar, LLC",60828,"PV1","Solar PV","North Carolina",5,"Dropped - Planned Unit whose status does not meet NEEDS criteria"]
[null,"Eastway Solar, LLC",60829,"PV1","Solar PV","North Carolina",4.9,"Dropped - Planned Unit whose status does not meet NEEDS criteria"]
[null,"Antelope Expansion 2",61264,"ANTX2","Solar PV","California",105,"Dropped - Planned Unit whose status does not meet NEEDS criteria"]
[null,"Sun Farm V, LLC",61287,"SF5PV","Solar PV","North Carolina",4.8,"Dropped - Planned Unit whose status does not meet NEEDS criteria"]
[null,"White Rock/Slab Creek",435,"H3","Hydro","California",2.7,"Dropped - Planned Unit whose status does not meet NEEDS criteria"]
[null,"Carlsbad Energy Center",59002,"CEC 6","Combustion Turbine","California",105.3,"Dropped - Planned Unit whose status does not meet NEEDS criteria"]
[null,"Carlsbad Energy Center",59002,"CEC 7","Combustion Turbine","California",105.3,"Dropped - Planned Unit whose status does not meet NEEDS criteria"]
[null,"Carlsbad Energy Center",59002,"CEC 8","Combustion Turbine","California",105.3,"Dropped - Planned Unit whose status does not meet NEEDS criteria"]
[null,"Rush Creek Wind",60619,"GEN1","Onshore Wind","Colorado",576,"Dropped - Planned Unit whose status does not meet NEEDS criteria"]
[null,"Neenach Solar Center",60826,"ECA03","Solar PV","California",1.5,"Dropped - Planned Unit whose status does not meet NEEDS criteria"]
[null,"Copenhagen Wind Farm",58979,"CPHGN","Onshore Wind","New York",79.9,"Dropped - Planned Unit whose status does not meet NEEDS criteria"]
[null,"Carlsbad Energy Center",59002,"CEC 9","Combustion Turbine","California",105.3,"Dropped - Planned Unit whose status does not meet NEEDS criteria"]
[null,"Carlsbad Energy Center",59002,"CEC10","Combustion Turbine","California",105.3,"Dropped - Planned Unit whose status does not meet NEEDS criteria"]
[null,"North Slope, LLC",60420,"NSPV","Onshore Wind","New York",200,"Dropped - Planned Unit whose status does not meet NEEDS criteria"]
[null,"Timothy Lake Powerhouse",60868,"1","Hydro","Oregon",1.2,"Dropped - Planned Unit whose status does not meet NEEDS criteria"]
[null,"Chestnut Solar",61011,"PV1","Solar PV","North Carolina",74.9,"Dropped - Planned Unit whose status does not meet NEEDS criteria"]
[null,"AES LAWAI SOLAR",61068,"LAWA1","Solar PV","Hawaii",20,"Dropped - Planned Unit whose status does not meet NEEDS criteria"]
[null,"AES LAWAI SOLAR",61068,"LAWA2","Energy Storage","Hawaii",20,"Dropped - Planned Unit whose status does not meet NEEDS criteria"]
[null,"Chocolate Bayou Works",10154,"GEN2","Combustion Turbine","Texas",50,"Dropped - Onsite Unit"]
[null,"Chocolate Bayou Works",10154,"GEN3","Combustion Turbine","Texas",50,"Dropped - Onsite Unit"]
[null,"Dixie Valley Power Partnership",10681,"GEN1","Geothermal","Nevada",25,"Dropped - Planned Unit whose status does not meet NEEDS criteria"]
[null,"University of Alaska Fairbanks",50711,"GEN5","Coal Steam","Alaska",17,"Dropped - Onsite Unit"]
[null,"Ponca City Refinery",52188,"G1A","Fossil Waste","Oklahoma",3,"Dropped - Planned Unit whose status does not meet NEEDS criteria"]
[null,"Panoche Valley Solar Farm",57340,"1","Solar PV","California",240,"Dropped - Planned Unit whose status does not meet NEEDS criteria"]
[null,"Cheyenne Prairie Generating Station",57703,"02B","Combustion Turbine","Wyoming",40,"Dropped - Planned Unit whose status does not meet NEEDS criteria"]
[null,"Cheyenne Prairie Generating Station",57703,"03A","Combustion Turbine","Wyoming",40,"Dropped - Planned Unit whose status does not meet NEEDS criteria"]
[null,"Jawbone Wind Project",58175,"JWPI","Onshore Wind","Montana",131.1,"Dropped - Planned Unit whose status does not meet NEEDS criteria"]
[null,"Red Rock Hydro Plant",58434,"1","Hydro","Iowa",27.5,"Dropped - Planned Unit whose status does not meet NEEDS criteria"]
[null,"Red Rock Hydro Plant",58434,"2","Hydro","Iowa",27.5,"Dropped - Planned Unit whose status does not meet NEEDS criteria"]
[null,"RC Thomas Hydroelectric Project",58645,"RCT1","Hydro","Texas",8.7,"Dropped - Planned Unit whose status does not meet NEEDS criteria"]
[null,"RC Thomas Hydroelectric Project",58645,"RCT2","Hydro","Texas",8.7,"Dropped - Planned Unit whose status does not meet NEEDS criteria"]
[null,"RC Thomas Hydroelectric Project",58645,"RCT3","Hydro","Texas",8.7,"Dropped - Planned Unit whose status does not meet NEEDS criteria"]
[null,"Scioto Ridge Wind Farm",58780,"1","Onshore Wind","Ohio",189.2,"Dropped - Planned Unit whose status does not meet NEEDS criteria"]
[null,"Flannagan Hydroelectric Project",58827,"LEFT","Hydro","Virginia",0.9,"Dropped - Planned Unit whose status does not meet NEEDS criteria"]
[null,"Flannagan Hydroelectric Project",58827,"RGHT","Hydro","Virginia",0.9,"Dropped - Planned Unit whose status does not meet NEEDS criteria"]
[null,"Summit Ridge I Wind Farm",58894,"SRWF","Onshore Wind","Oregon",192,"Dropped - Planned Unit whose status does not meet NEEDS criteria"]
[null,"Sugar Creek Wind One LLC",58924,"SUG1","Onshore Wind","Illinois",175,"Dropped - Planned Unit whose status does not meet NEEDS criteria"]
[null,"Lincoln Land Wind",58925,"SAN1","Onshore Wind","Illinois",30,"Dropped - Planned Unit whose status does not meet NEEDS criteria"]
[null,"Icebreaker Offshore Wind Farm",58941,"WTG1","Offshore Wind","Ohio",3,"Dropped - Planned Unit whose status does not meet NEEDS criteria"]
[null,"Icebreaker Offshore Wind Farm",58941,"WTG2","Offshore Wind","Ohio",3,"Dropped - Planned Unit whose status does not meet NEEDS criteria"]
[null,"Icebreaker Offshore Wind Farm",58941,"WTG3","Offshore Wind","Ohio",3,"Dropped - Planned Unit whose status does not meet NEEDS criteria"]
[null,"Icebreaker Offshore Wind Farm",58941,"WTG4","Offshore Wind","Ohio",3,"Dropped - Planned Unit whose status does not meet NEEDS criteria"]
[null,"Icebreaker Offshore Wind Farm",58941,"WTG5","Offshore Wind","Ohio",3,"Dropped - Planned Unit whose status does not meet NEEDS criteria"]
[null,"Icebreaker Offshore Wind Farm",58941,"WTG6","Offshore Wind","Ohio",3,"Dropped - Planned Unit whose status does not meet NEEDS criteria"]
[null,"Southbridge Landfill Gas-to-Energy",59011,"CAT2","Landfill Gas","Massachusetts",1.5,"Dropped - Planned Unit whose status does not meet NEEDS criteria"]
[null,"Hiilangaay Hydro",59037,"GEN 1","Hydro","Alaska",5,"Dropped - in Alaska or in Hawaii"]
[null,"Vici Wind Farm",59062,"VICI","Onshore Wind","Oklahoma",104.4,"Dropped - Planned Unit whose status does not meet NEEDS criteria"]
[null,"Stella Wind Farm",59063,"WT1","Onshore Wind","Texas",200,"Dropped - Planned Unit whose status does not meet NEEDS criteria"]
[null,"Grandview Wind Farm III LLC",59067,"GVIII","Onshore Wind","Texas",188,"Dropped - Planned Unit whose status does not meet NEEDS criteria"]
[null,"Hale Community Wind Farm",59247,"HALE2","Onshore Wind","Texas",240,"Dropped - Planned Unit whose status does not meet NEEDS criteria"]
[null,"Aragonne Solar LLC",59252,"PV1","Solar PV","New Mexico",38.4,"Dropped - Planned Unit whose status does not meet NEEDS criteria"]
[null,"Mud Springs Wind Project, LLC",59756,"1","Onshore Wind","Montana",80,"Dropped - Planned Unit whose status does not meet NEEDS criteria"]
[null,"Pryor Caves Wind Project, LLC",59757,"1","Onshore Wind","Montana",80,"Dropped - Planned Unit whose status does not meet NEEDS criteria"]
[null,"Horse Thief Wind Project, LLC",59758,"1","Onshore Wind","Montana",80,"Dropped - Planned Unit whose status does not meet NEEDS criteria"]
[null,"Croda Atlas Point CHP",59783,"91199","Landfill Gas","Delaware",2,"Dropped - Planned Unit whose status does not meet NEEDS criteria"]
[null,"Horseshoe Bend",59806,"SOLAR","Solar PV","Texas",140,"Dropped - Planned Unit whose status does not meet NEEDS criteria"]
[null,"Aiya Solar Project",59869,"GEN01","Solar PV","Nevada",100,"Dropped - Planned Unit whose status does not meet NEEDS criteria"]
[null,"KDC Solar PR1, LLC",59910,"SF","Solar PV","New Jersey",22,"Dropped - Planned Unit whose status does not meet NEEDS criteria"]
[null,"Greensville County Power Station",59913,"CT01","Combined Cycle","Virginia",324.4,"Dropped - Planned Unit whose status does not meet NEEDS criteria"]
[null,"Greensville County Power Station",59913,"CT02","Combined Cycle","Virginia",324.4,"Dropped - Planned Unit whose status does not meet NEEDS criteria"]
[null,"Greensville County Power Station",59913,"CT03","Combined Cycle","Virginia",324.4,"Dropped - Planned Unit whose status does not meet NEEDS criteria"]
[null,"Greensville County Power Station",59913,"ST01","Combined Cycle","Virginia",611.8,"Dropped - Planned Unit whose status does not meet NEEDS criteria"]
[null,"Antrim Wind",59953,"AWND1","Onshore Wind","New Hampshire",28.4,"Dropped - Planned Unit whose status does not meet NEEDS criteria"]
[null,"Bloomsbury Solar, LLC",59970,"BLOOM","Solar PV","North Carolina",5,"Dropped - Planned Unit whose status does not meet NEEDS criteria"]
[null,"Boykin PV1",59996,"BOYK1","Solar PV","North Carolina",17,"Dropped - Planned Unit whose status does not meet NEEDS criteria"]
[null,"High Shoals PV1",59997,"HISHO","Solar PV","North Carolina",16,"Dropped - Planned Unit whose status does not meet NEEDS criteria"]
[null,"E Nash PV1",60002,"NASH1","Solar PV","North Carolina",20,"Dropped - Planned Unit whose status does not meet NEEDS criteria"]
[null,"Willoughby PV1",60003,"WILL1","Solar PV","North Carolina",20,"Dropped - Planned Unit whose status does not meet NEEDS criteria"]
[null,"Cuyama Solar, LLC",60043,"GEN01","Solar PV","California",40,"Dropped - Planned Unit whose status does not meet NEEDS criteria"]
[null,"Mason Dixon Wind Farm",60212,"1","Onshore Wind","Pennsylvania",76,"Dropped - Planned Unit whose status does not meet NEEDS criteria"]
[null,"Canyon Wind Project, LLC",60271,"WT1","Onshore Wind","Texas",300,"Dropped - Planned Unit whose status does not meet NEEDS criteria"]
[null,"Cone Renewable Energy Project, LLC",60272,"WT1","Onshore Wind","Texas",300,"Dropped - Planned Unit whose status does not meet NEEDS criteria"]
[null,"Willard Solar",60287,"PV1","Solar PV","North Carolina",4.9,"Dropped - Planned Unit whose status does not meet NEEDS criteria"]
[null,"Portal Ridge Solar A, LLC",60309,"GEN01","Solar PV","California",18.5,"Dropped - Planned Unit whose status does not meet NEEDS criteria"]
[null,"Willow Spring Solar, LLC",60324,"GEN01","Solar PV","California",100,"Dropped - Planned Unit whose status does not meet NEEDS criteria"]
[null,"Willow Spring Solar 3, LLC",60325,"GEN01","Solar PV","California",50,"Dropped - Planned Unit whose status does not meet NEEDS criteria"]
[null,"SunCoke Energy South Shore Facility",60373,"SSST6","Coal Steam","Kentucky",60,"Dropped - Planned Unit whose status does not meet NEEDS criteria"]
[null,"Concord Blue Eagar, LLC",60374,"CB001","Non-Fossil Waste","Arizona",0.6,"Dropped - Planned Unit whose status does not meet NEEDS criteria"]
[null,"Concord Blue Eagar, LLC",60374,"CB002","Non-Fossil Waste","Arizona",0.6,"Dropped - Planned Unit whose status does not meet NEEDS criteria"]
[null,"Tides Lane Farm",60429,"PV1","Solar PV","North Carolina",5,"Dropped - Planned Unit whose status does not meet NEEDS criteria"]
[null,"Cabaniss Solar",60430,"PV1","Solar PV","North Carolina",4.2,"Dropped - Planned Unit whose status does not meet NEEDS criteria"]
[null,"Sellers Farm Solar",60439,"PV1","Solar PV","North Carolina",5,"Dropped - Planned Unit whose status does not meet NEEDS criteria"]
[null,"McGrigor Farm Solar",60440,"PV1","Solar PV","North Carolina",5,"Dropped - Planned Unit whose status does not meet NEEDS criteria"]
[null,"Green River Wind Farm",60471,"GRNRV","Onshore Wind","Illinois",212,"Dropped - Planned Unit whose status does not meet NEEDS criteria"]
[null,"Big Level Wind",60551,"BLW01","Onshore Wind","Pennsylvania",90,"Dropped - Planned Unit whose status does not meet NEEDS criteria"]
[null,"Sweetheart Lake Hydroelectric Facility",60588,"JHI01","Hydro","Alaska",6.6,"Dropped - Planned Unit whose status does not meet NEEDS criteria"]
[null,"Sweetheart Lake Hydroelectric Facility",60588,"JHI02","Hydro","Alaska",6.6,"Dropped - Planned Unit whose status does not meet NEEDS criteria"]
[null,"Sweetheart Lake Hydroelectric Facility",60588,"JHI03","Hydro","Alaska",6.6,"Dropped - Planned Unit whose status does not meet NEEDS criteria"]
[null,"Brantley Solar",60623,"PV1","Solar PV","North Carolina",50.2,"Dropped - Planned Unit whose status does not meet NEEDS criteria"]
[null,"Fox Creek Solar",60624,"PV1","Solar PV","North Carolina",50.2,"Dropped - Planned Unit whose status does not meet NEEDS criteria"]
[null,"Bluebell Solar",60789,"UNIT1","Solar PV","Texas",30,"Dropped - Planned Unit whose status does not meet NEEDS criteria"]
[null,"Homestead Wind LLC",60871,"HOMES","Onshore Wind","Illinois",35,"Dropped - Planned Unit whose status does not meet NEEDS criteria"]
[null,"Carter Solar One, LLC",60896,"CRTON","Solar PV","Idaho",20,"Dropped - Planned Unit whose status does not meet NEEDS criteria"]
[null,"Jackpot Solar North, LLC",60897,"JPTNO","Solar PV","Idaho",20,"Dropped - Planned Unit whose status does not meet NEEDS criteria"]
[null,"Jackpot Solar South, LLC",60898,"JPTSO","Solar PV","Idaho",20,"Dropped - Planned Unit whose status does not meet NEEDS criteria"]
[null,"Jackpot Solar East, LLC",60899,"JPTEA","Solar PV","Idaho",20,"Dropped - Planned Unit whose status does not meet NEEDS criteria"]
[null,"Jackpot Solar West, LLC",60900,"JPTWE","Solar PV","Idaho",20,"Dropped - Planned Unit whose status does not meet NEEDS criteria"]
[null,"Eisenhower Solar",60963,"PV1","Solar PV","North Carolina",5,"Dropped - Planned Unit whose status does not meet NEEDS criteria"]
[null,"Tyler Solar",60970,"PV1","Solar PV","North Carolina",5,"Dropped - Planned Unit whose status does not meet NEEDS criteria"]
[null,"Hollyfield",61023,"1","Solar PV","Virginia",6.8,"Dropped - Planned Unit whose status does not meet NEEDS criteria"]
[null,"Coyote Ridge",61047,"WT1","Onshore Wind","South Dakota",98,"Dropped - Planned Unit whose status does not meet NEEDS criteria"]
[null,"Seward Wind Farm",61056,"T1","Onshore Wind","Nebraska",1836,"Dropped - Planned Unit whose status does not meet NEEDS criteria"]
[null,"West Liberty Wind Farm",61057,"T1","Onshore Wind","Iowa",1980,"Dropped - Planned Unit whose status does not meet NEEDS criteria"]
[null,"West Liberty Wind Farm",61057,"T2","Onshore Wind","Iowa",1980,"Dropped - Planned Unit whose status does not meet NEEDS criteria"]
[null,"Washburn Wind Farm",61071,"WASH","Onshore Wind","Iowa",70,"Dropped - Planned Unit whose status does not meet NEEDS criteria"]
[null,"Pine River Wind Park",61106,"1","Onshore Wind","Michigan",161.3,"Dropped - Planned Unit whose status does not meet NEEDS criteria"]
[null,"West Fork Wind",61214,"WT1","Onshore Wind","Illinois",150,"Dropped - Planned Unit whose status does not meet NEEDS criteria"]
[null,"Arvah B Hopkins",688,"IC1","Combustion Turbine","Florida",18.5,"Dropped - Planned Unit whose status does not meet NEEDS criteria"]
[null,"Arvah B Hopkins",688,"IC2","Combustion Turbine","Florida",18.5,"Dropped - Planned Unit whose status does not meet NEEDS criteria"]
[null,"Arvah B Hopkins",688,"IC3","Combustion Turbine","Florida",18.5,"Dropped - Planned Unit whose status does not meet NEEDS criteria"]
[null,"Arvah B Hopkins",688,"IC4","Combustion Turbine","Florida",18.5,"Dropped - Planned Unit whose status does not meet NEEDS criteria"]
[null,"Gila Bend Power Generation Station",55507,"2","Combined Cycle","Arizona",156,"Dropped - Planned Unit whose status does not meet NEEDS criteria"]
[null,"Gila Bend Power Generation Station",55507,"3","Combined Cycle","Arizona",156,"Dropped - Planned Unit whose status does not meet NEEDS criteria"]
[null,"Gila Bend Power Generation Station",55507,"4","Combined Cycle","Arizona",390,"Dropped - Planned Unit whose status does not meet NEEDS criteria"]
[null,"Black Rock I",57477,"G3201","Geothermal","California",60,"Dropped - Planned Unit whose status does not meet NEEDS criteria"]
[null,"Sarasota County LFGTE Facility",59686,"LESF4","Landfill Gas","Florida",1.6,"Dropped - Planned Unit whose status does not meet NEEDS criteria"]
[null,"Monument Road",61033,"MR001","Onshore Wind","Nebraska",66,"Dropped - Planned Unit whose status does not meet NEEDS criteria"]
[null,"Fresno Dam Site Water Power Project",61061,"1","Hydro","Montana",0.5,"Dropped - Planned Unit whose status does not meet NEEDS criteria"]
[null,"Fresno Dam Site Water Power Project",61061,"2","Hydro","Montana",0.5,"Dropped - Planned Unit whose status does not meet NEEDS criteria"]
[null,"Fresno Dam Site Water Power Project",61061,"3","Hydro","Montana",0.5,"Dropped - Planned Unit whose status does not meet NEEDS criteria"]
[null,"Battle Mountain Solar Project",61098,"BMSP","Solar PV","Nevada",101,"Dropped - Planned Unit whose status does not meet NEEDS criteria"]
[null,"Mount Signal Solar Farm 3",61202,"MTSG3","Solar PV","California",252.3,"Dropped - Planned Unit whose status does not meet NEEDS criteria"]
[null,"Crosby County Wind Farm, LLC",60273,"WT1","Onshore Wind","Texas",160,"Dropped - Planned Unit whose status does not meet NEEDS criteria"]
[null,"GRP Madison Renewable Energy Facility",61213,"GEN","Biomass","Georgia",65,"Dropped - Planned Unit whose status does not meet NEEDS criteria"]
[null,"Ocotillo",116,"GT3","Combustion Turbine","Arizona",104.7,"Dropped - Planned Unit whose status does not meet NEEDS criteria"]
[null,"Ocotillo",116,"GT4","Combustion Turbine","Arizona",104.7,"Dropped - Planned Unit whose status does not meet NEEDS criteria"]
[null,"La Luz Energy Center",58284,"0002","Combustion Turbine","New Mexico",40.2,"Dropped - Planned Unit whose status does not meet NEEDS criteria"]
[null,"Good Spring NGCC Facility",58409,"GT1","Combined Cycle","Pennsylvania",232,"Dropped - Planned Unit whose status does not meet NEEDS criteria"]
[null,"Good Spring NGCC Facility",58409,"ST1","Combined Cycle","Pennsylvania",108,"Dropped - Planned Unit whose status does not meet NEEDS criteria"]
[null,"Middlesex Energy Center LLC",59909,"CT001","Combined Cycle","New Jersey",560,"Dropped - Planned Unit whose status does not meet NEEDS criteria"]
[null,"Hill County Generation Facility",60194,"CT1","Combustion Turbine","Texas",205,"Dropped - Planned Unit whose status does not meet NEEDS criteria"]
[null,"Hill County Generation Facility",60194,"CT2","Combustion Turbine","Texas",205,"Dropped - Planned Unit whose status does not meet NEEDS criteria"]
[null,"Hill County Generation Facility",60194,"CT3","Combustion Turbine","Texas",205,"Dropped - Planned Unit whose status does not meet NEEDS criteria"]
[null,"Hill County Generation Facility",60194,"CT4","Combustion Turbine","Texas",205,"Dropped - Planned Unit whose status does not meet NEEDS criteria"]
[null,"Gaines County",60697,"GC-1","Combustion Turbine","Texas",186,"Dropped - Planned Unit whose status does not meet NEEDS criteria"]
[null,"Birdsboro Power",61035,"GEN1","Combined Cycle","Pennsylvania",476,"Dropped - Planned Unit whose status does not meet NEEDS criteria"]
[null,"Canal",1599,"3","Combustion Turbine","Massachusetts",330,"Dropped - Planned Unit whose status does not meet NEEDS criteria"]
[null,"Deepwater",2384,"CT1","Combustion Turbine","New Jersey",235,"Dropped - Planned Unit whose status does not meet NEEDS criteria"]
[null,"Deepwater",2384,"ST1","O/G Steam","New Jersey",198.5,"Dropped - Planned Unit whose status does not meet NEEDS criteria"]
[null,"TES Filer City Station",50835,"GEN2","Combined Cycle","Michigan",228,"Dropped - Planned Unit whose status does not meet NEEDS criteria"]
[null,"Flat Water Wind Farm LLC",57283,"WTG2","Onshore Wind","Nebraska",10.5,"Dropped - Planned Unit whose status does not meet NEEDS criteria"]
[null,"White Camp Solar",58888,"WCAMP","Solar PV","Texas",100,"Dropped - Planned Unit whose status does not meet NEEDS criteria"]
[null,"Pecan Creek Energy Center",59298,"PCEC1","Combustion Turbine","Texas",133,"Dropped - Planned Unit whose status does not meet NEEDS criteria"]
[null,"Pecan Creek Energy Center",59298,"PCEC2","Combustion Turbine","Texas",133,"Dropped - Planned Unit whose status does not meet NEEDS criteria"]
[null,"Moundsville Power",59720,"MPCA1","Combined Cycle","West Virginia",224.9,"Dropped - Planned Unit whose status does not meet NEEDS criteria"]
[null,"Moundsville Power",59720,"MPCT1","Combined Cycle","West Virginia",177.3,"Dropped - Planned Unit whose status does not meet NEEDS criteria"]
[null,"Moundsville Power",59720,"MPCT2","Combined Cycle","West Virginia",177.3,"Dropped - Planned Unit whose status does not meet NEEDS criteria"]
[null,"Okeechobee Clean Energy Center",60345,"1A","Combined Cycle","Florida",376.6,"Dropped - Planned Unit whose status does not meet NEEDS criteria"]
[null,"Okeechobee Clean Energy Center",60345,"1B","Combined Cycle","Florida",376.6,"Dropped - Planned Unit whose status does not meet NEEDS criteria"]
[null,"Okeechobee Clean Energy Center",60345,"1C","Combined Cycle","Florida",376.6,"Dropped - Planned Unit whose status does not meet NEEDS criteria"]
[null,"Okeechobee Clean Energy Center",60345,"1ST","Combined Cycle","Florida",593.3,"Dropped - Planned Unit whose status does not meet NEEDS criteria"]
[null,"CE&P Imperial Valley 1",60670,"1","Biomass","California",50,"Dropped - Planned Unit whose status does not meet NEEDS criteria"]
[null,"Williams Solar, LLC",60859,"PV1","Solar PV","Texas",20,"Dropped - Planned Unit whose status does not meet NEEDS criteria"]
[null,"Morada del Sol, LLC",61049,"PV1","Solar PV","Texas",239.3,"Dropped - Planned Unit whose status does not meet NEEDS criteria"]
[null,"Antelope DSR 3",61265,"ADSR3","Solar PV","California",20,"Dropped - Planned Unit whose status does not meet NEEDS criteria"]
[null,"Palmer Renewable Energy",59336,"PRE","Biomass","Massachusetts",42,"Dropped - Planned Unit whose status does not meet NEEDS criteria"]
[null,"Buckeye Generation Center, LLC",59471,"CTG01","Combustion Turbine","Arizona",104,"Dropped - Planned Unit whose status does not meet NEEDS criteria"]
[null,"Buckeye Generation Center, LLC",59471,"CTG02","Combustion Turbine","Arizona",104,"Dropped - Planned Unit whose status does not meet NEEDS criteria"]
[null,"Buckeye Generation Center, LLC",59471,"CTG03","Combustion Turbine","Arizona",104,"Dropped - Planned Unit whose status does not meet NEEDS criteria"]
[null,"Buckeye Generation Center, LLC",59471,"CTG04","Combustion Turbine","Arizona",104,"Dropped - Planned Unit whose status does not meet NEEDS criteria"]
[null,"Buckeye Generation Center, LLC",59471,"CTG05","Combustion Turbine","Arizona",104,"Dropped - Planned Unit whose status does not meet NEEDS criteria"]
[null,"Buckeye Generation Center, LLC",59471,"CTG06","Combustion Turbine","Arizona",104,"Dropped - Planned Unit whose status does not meet NEEDS criteria"]
[null,"Black Fork Wind Energy Project",59907,"GEN","Onshore Wind","Ohio",200,"Dropped - Planned Unit whose status does not meet NEEDS criteria"]
[null,"Rockwood Energy Center LLC",59918,"ROCKW","Combined Cycle","Texas",1068,"Dropped - Planned Unit whose status does not meet NEEDS criteria"]
[null,"Broadlands Wind Farm",61161,"GEN01","Onshore Wind","Illinois",300,"Dropped - Planned Unit whose status does not meet NEEDS criteria"]
[null,"SJ/SC WPCP",56080,"EG4","Non-Fossil Waste","California",3.5,"Dropped - Onsite Unit"]
[null,"SJ/SC WPCP",56080,"EG5","Non-Fossil Waste","California",3.5,"Dropped - Onsite Unit"]
[null,"SJ/SC WPCP",56080,"EG6","Non-Fossil Waste","California",3.5,"Dropped - Onsite Unit"]
[null,"SJ/SC WPCP",56080,"EG7","Non-Fossil Waste","California",3.5,"Dropped - Onsite Unit"]
[null,"Merricourt Wind Project",57048,"1","Onshore Wind","North Dakota",150,"Dropped - Planned Unit whose status does not meet NEEDS criteria"]
[null,"Springbok 3 Solar Farm",60491,"SB3SF","Solar PV","California",90,"Dropped - Planned Unit whose status does not meet NEEDS criteria"]
[null,"Martinsdale Wind Farm",61108,"MTD","Onshore Wind","Montana",80,"Dropped - Planned Unit whose status does not meet NEEDS criteria"]
[null,"Eland 1 Solar Farm",61168,"68SF8","Solar PV","California",200,"Dropped - Planned Unit whose status does not meet NEEDS criteria"]
[null,"FGE Texas I",58931,"CA1","Combined Cycle","Texas",249.9,"Dropped - Planned Unit whose status does not meet NEEDS criteria"]
[null,"FGE Texas I",58931,"GT1","Combined Cycle","Texas",226.7,"Dropped - Planned Unit whose status does not meet NEEDS criteria"]
[null,"FGE Texas I",58931,"GT2","Combined Cycle","Texas",226.7,"Dropped - Planned Unit whose status does not meet NEEDS criteria"]
[null,"Blundell",299,"3","Geothermal","Utah",35,"Dropped - Planned Unit whose status does not meet NEEDS criteria"]
[null,"Formosa Utility Venture Ltd",10554,"3ST1","Combined Cycle","Texas",38,"Dropped - Planned Unit whose status does not meet NEEDS criteria"]
[null,"Formosa Utility Venture Ltd",10554,"3TBG1","Combined Cycle","Texas",97,"Dropped - Planned Unit whose status does not meet NEEDS criteria"]
[null,"Formosa Utility Venture Ltd",10554,"3TBG2","Combined Cycle","Texas",97,"Dropped - Planned Unit whose status does not meet NEEDS criteria"]
[null,"Gila Bend Power Generation Station",55507,"1","Combined Cycle","Arizona",156,"Dropped - Planned Unit whose status does not meet NEEDS criteria"]
[null,"Turning Point Solar",57371,"TPS50","Solar PV","Ohio",44,"Dropped - Planned Unit whose status does not meet NEEDS criteria"]
[null,"Bright Stalk Wind Farm II",57622,"GEN1","Onshore Wind","Illinois",200,"Dropped - Planned Unit whose status does not meet NEEDS criteria"]
[null,"Bright Stalk Wind Farm I",57623,"GEN1","Onshore Wind","Illinois",200,"Dropped - Planned Unit whose status does not meet NEEDS criteria"]
[null,"Montague Wind Power Facility LLC",58099,"1","Onshore Wind","Oregon",200,"Dropped - Planned Unit whose status does not meet NEEDS criteria"]
[null,"US Magnesium",58191,"GT4","Combustion Turbine","Utah",24,"Dropped - Onsite Unit"]
[null,"Buckeye Wind Farm",58776,"1","Onshore Wind","Ohio",100,"Dropped - Planned Unit whose status does not meet NEEDS criteria"]
[null,"Cassadaga  Wind Farm",58777,"1","Onshore Wind","New York",126,"Dropped - Planned Unit whose status does not meet NEEDS criteria"]
[null,"Coyote Crest Wind Farm",58778,"1","Onshore Wind","Washington",127.5,"Dropped - Planned Unit whose status does not meet NEEDS criteria"]
[null,"Chokecherry and Sierra Madre Wind",58987,"I-A","Onshore Wind","Wyoming",687,"Dropped - Planned Unit whose status does not meet NEEDS criteria"]
[null,"Stella Wind Farm II",59064,"WT1","Onshore Wind","Texas",200,"Dropped - Planned Unit whose status does not meet NEEDS criteria"]
[null,"Hale Community Wind Farm",59247,"HALE1","Onshore Wind","Texas",478,"Dropped - Planned Unit whose status does not meet NEEDS criteria"]
[null,"Sunshine Valley Solar",59826,"GEN01","Solar PV","Nevada",100,"Dropped - Planned Unit whose status does not meet NEEDS criteria"]
[null,"Desert Quartzite",59871,"GEN01","Solar PV","California",300,"Dropped - Planned Unit whose status does not meet NEEDS criteria"]
[null,"Windhub Solar A LLC",59878,"GEN01","Solar PV","California",20,"Dropped - Planned Unit whose status does not meet NEEDS criteria"]
[null,"North Rosamond Solar LLC",59879,"GEN01","Solar PV","California",150,"Dropped - Planned Unit whose status does not meet NEEDS criteria"]
[null,"Poplars Ranch Solar LLC",59890,"GEN","Solar PV","Oregon",16,"Dropped - Planned Unit whose status does not meet NEEDS criteria"]
[null,"Cardinal Point LLC",59902,"GEN","Onshore Wind","Illinois",150,"Dropped - Planned Unit whose status does not meet NEEDS criteria"]
[null,"Windhub Solar B, LLC",59969,"GEN01","Solar PV","California",20,"Dropped - Planned Unit whose status does not meet NEEDS criteria"]
[null,"Pecan Solar",60030,"PECAN","Solar PV","North Carolina",74.9,"Dropped - Planned Unit whose status does not meet NEEDS criteria"]
[null,"Garrison Butte Wind, LLC",60066,"GEN","Onshore Wind","North Dakota",150,"Dropped - Planned Unit whose status does not meet NEEDS criteria"]
[null,"Terrapin Hills Wind Farm",60211,"1","Onshore Wind","Maryland",50,"Dropped - Planned Unit whose status does not meet NEEDS criteria"]
[null,"Magic Valley Wind Farm III LLC",60362,"MVIII","Onshore Wind","Texas",200,"Dropped - Planned Unit whose status does not meet NEEDS criteria"]
[null,"Cattle Ridge Wind Farm 1",60503,"CTTL1","Onshore Wind","South Dakota",200,"Dropped - Planned Unit whose status does not meet NEEDS criteria"]
[null,"Blazing Star Wind Farm 1",60504,"BLZG1","Onshore Wind","Minnesota",200,"Dropped - Planned Unit whose status does not meet NEEDS criteria"]
[null,"Crocker Wind Farm",60505,"CRCKR","Onshore Wind","South Dakota",200,"Dropped - Planned Unit whose status does not meet NEEDS criteria"]
[null,"Sand Creek Wind Farm",60595,"WT1","Onshore Wind","Montana",75,"Dropped - Planned Unit whose status does not meet NEEDS criteria"]
[null,"Baron Winds Farm",60596,"1","Onshore Wind","New York",250,"Dropped - Planned Unit whose status does not meet NEEDS criteria"]
[null,"Townsite Solar Project",60654,"GEN01","Solar PV","Nevada",160,"Dropped - Planned Unit whose status does not meet NEEDS criteria"]
[null,"FDS Co-Generation Facility",60693,"1","Fossil Waste","Ohio",110,"Dropped - Planned Unit whose status does not meet NEEDS criteria"]
[null,"Stanton Energy Reliability Center",60698,"GT1","Combustion Turbine","California",45.9,"Dropped - Planned Unit whose status does not meet NEEDS criteria"]
[null,"Stanton Energy Reliability Center",60698,"GT2","Combustion Turbine","California",45.9,"Dropped - Planned Unit whose status does not meet NEEDS criteria"]
[null,"Stanton Energy Reliability Center",60698,"GT3","Combustion Turbine","California",45.9,"Dropped - Planned Unit whose status does not meet NEEDS criteria"]
[null,"New Colony Wind Project",60718,"WT1","Onshore Wind","Montana",25,"Dropped - Planned Unit whose status does not meet NEEDS criteria"]
[null,"Big Blue River Wind Farm",60907,"WT1","Onshore Wind","Indiana",200,"Dropped - Planned Unit whose status does not meet NEEDS criteria"]
[null,"Washington Solar",60948,"PV1","Solar PV","North Carolina",5,"Dropped - Planned Unit whose status does not meet NEEDS criteria"]
[null,"Adams Solar",60949,"PV1","Solar PV","North Carolina",2,"Dropped - Planned Unit whose status does not meet NEEDS criteria"]
[null,"Mountain Lion Solar",60950,"PV1","Solar PV","North Carolina",1.7,"Dropped - Planned Unit whose status does not meet NEEDS criteria"]
[null,"Violet Solar",60961,"PV1","Solar PV","North Carolina",5,"Dropped - Planned Unit whose status does not meet NEEDS criteria"]
[null,"River Otter Solar",60969,"PV1","Solar PV","North Carolina",5,"Dropped - Planned Unit whose status does not meet NEEDS criteria"]
[null,"Reading Wind Project",60999,"READW","Onshore Wind","Kansas",200.1,"Dropped - Planned Unit whose status does not meet NEEDS criteria"]
[null,"Orient Wind Farm",61077,"1","Onshore Wind","Iowa",482,"Dropped - Planned Unit whose status does not meet NEEDS criteria"]
[null,"Plum Creek Wind",61078,"1","Onshore Wind","Iowa",500,"Dropped - Planned Unit whose status does not meet NEEDS criteria"]
[null,"Burke Wind, LLC",61100,"GE23","Onshore Wind","North Dakota",199.4,"Dropped - Planned Unit whose status does not meet NEEDS criteria"]
[null,"Riverside Energy Center",55641,"CTG3","Combined Cycle","Wisconsin",225,"Dropped - Planned Unit whose status does not meet NEEDS criteria"]
[null,"Riverside Energy Center",55641,"CTG4","Combined Cycle","Wisconsin",225,"Dropped - Planned Unit whose status does not meet NEEDS criteria"]
[null,"Riverside Energy Center",55641,"PV1","Solar PV","Wisconsin",2,"Dropped - Planned Unit whose status does not meet NEEDS criteria"]
[null,"Riverside Energy Center",55641,"STG2","Combined Cycle","Wisconsin",250,"Dropped - Planned Unit whose status does not meet NEEDS criteria"]
[null,"Cricket Valley Energy",57185,"U001","Combined Cycle","New York",345,"Dropped - Planned Unit whose status does not meet NEEDS criteria"]
[null,"Black Rock II",57478,"G3202","Geothermal","California",60,"Dropped - Planned Unit whose status does not meet NEEDS criteria"]
[null,"Mattawoman Energy Center",59662,"CGT11","Combined Cycle","Maryland",286,"Dropped - Planned Unit whose status does not meet NEEDS criteria"]
[null,"Mattawoman Energy Center",59662,"CGT12","Combined Cycle","Maryland",286,"Dropped - Planned Unit whose status does not meet NEEDS criteria"]
[null,"Mattawoman Energy Center",59662,"STG11","Combined Cycle","Maryland",436,"Dropped - Planned Unit whose status does not meet NEEDS criteria"]
[null,"South Field Energy",60356,"SFECC","Combined Cycle","Ohio",1060,"Dropped - Planned Unit whose status does not meet NEEDS criteria"]
[null,"White Wing Solar",60572,"GEN01","Solar PV","Arizona",200,"Dropped - Planned Unit whose status does not meet NEEDS criteria"]
[null,"Salt Springs Wind Farm",60807,"WT","Onshore Wind","Kansas",200,"Dropped - Planned Unit whose status does not meet NEEDS criteria"]
[null,"Sun Streams, LLC",60827,"GEN01","Solar PV","Arizona",150,"Dropped - Planned Unit whose status does not meet NEEDS criteria"]
[null,"New Orleans Power",60928,"1","Combustion Turbine","Louisiana",250,"Dropped - Planned Unit whose status does not meet NEEDS criteria"]
[null,"Cricket Valley Energy",57185,"U002","Combined Cycle","New York",345,"Dropped - Planned Unit whose status does not meet NEEDS criteria"]
[null,"FGE Texas II",58930,"CA1","Combined Cycle","Texas",249.9,"Dropped - Planned Unit whose status does not meet NEEDS criteria"]
[null,"FGE Texas II",58930,"GT1","Combined Cycle","Texas",226.7,"Dropped - Planned Unit whose status does not meet NEEDS criteria"]
[null,"FGE Texas II",58930,"GT2","Combined Cycle","Texas",226.7,"Dropped - Planned Unit whose status does not meet NEEDS criteria"]
[null,"Pinecrest Energy Center",59923,"CTG-1","Combined Cycle","Texas",229,"Dropped - Planned Unit whose status does not meet NEEDS criteria"]
[null,"Pinecrest Energy Center",59923,"CTG-2","Combined Cycle","Texas",229,"Dropped - Planned Unit whose status does not meet NEEDS criteria"]
[null,"Pinecrest Energy Center",59923,"STG","Combined Cycle","Texas",289,"Dropped - Planned Unit whose status does not meet NEEDS criteria"]
[null,"Cricket Valley Energy",57185,"U003","Combined Cycle","New York",345,"Dropped - Planned Unit whose status does not meet NEEDS criteria"]
[null,"CPV Fairview Energy Center",60589,"GEN1","Combined Cycle","Pennsylvania",1100,"Dropped - Planned Unit whose status does not meet NEEDS criteria"]
[null,"Peak Valley Solar Farm",61167,"91MC8","Solar PV","California",200,"Dropped - Planned Unit whose status does not meet NEEDS criteria"]
[null,"B L England",2378,"4","Combined Cycle","New Jersey",282,"Dropped - Planned Unit whose status does not meet NEEDS criteria"]
[null,"Henrietta D Energy Storage LLC",60641,"HDES1","Energy Storage","California",10,"Dropped - Planned Unit whose status does not meet NEEDS criteria"]
[null,"Energy Nuevo Storage Farm",60646,"NUEVO","Energy Storage","California",20,"Dropped - Planned Unit whose status does not meet NEEDS criteria"]
[null,"H Power",10334,"PV1","Solar PV","Hawaii",2.1,"Dropped - Planned Unit whose status does not meet NEEDS criteria"]
[null,"Robinson Power Company LLC",56453,"CTG1","Combined Cycle","Pennsylvania",950,"Dropped - Planned Unit whose status does not meet NEEDS criteria"]
[null,"Imperial Valley Solar, LLC",56917,"2","Solar PV","California",400,"Dropped - Planned Unit whose status does not meet NEEDS criteria"]
[null,"Borden Solar Farm",59531,"BRDN","Solar PV","California",50,"Dropped - Planned Unit whose status does not meet NEEDS criteria"]
[null,"Neches Station, LLC",59716,"CTG1","Combustion Turbine","Texas",223,"Dropped - Planned Unit whose status does not meet NEEDS criteria"]
[null,"Neches Station, LLC",59716,"CTG2","Combustion Turbine","Texas",223,"Dropped - Planned Unit whose status does not meet NEEDS criteria"]
[null,"Blythe Solar III, LLC",60094,"BLCK1","Solar PV","California",31.2,"Dropped - Planned Unit whose status does not meet NEEDS criteria"]
[null,"Blythe Solar IV, LLC",60095,"BLCK1","Solar PV","California",31.2,"Dropped - Planned Unit whose status does not meet NEEDS criteria"]
[null,"ESC Harrison County Power",60206,"HCCA1","Combined Cycle","West Virginia",205.4,"Dropped - Planned Unit whose status does not meet NEEDS criteria"]
[null,"ESC Harrison County Power",60206,"HCCT1","Combined Cycle","West Virginia",319.1,"Dropped - Planned Unit whose status does not meet NEEDS criteria"]
[null,"Lake Charles Power",60927,"1A","Combined Cycle","Louisiana",250,"Dropped - Planned Unit whose status does not meet NEEDS criteria"]
[null,"Lake Charles Power",60927,"1B","Combined Cycle","Louisiana",250,"Dropped - Planned Unit whose status does not meet NEEDS criteria"]
[null,"Lake Charles Power",60927,"1C","Combined Cycle","Louisiana",500,"Dropped - Planned Unit whose status does not meet NEEDS criteria"]
[null,"Hickory Run Energy Station",61028,"CTG1","Combined Cycle","Pennsylvania",283,"Dropped - Planned Unit whose status does not meet NEEDS criteria"]
[null,"Hickory Run Energy Station",61028,"CTG2","Combined Cycle","Pennsylvania",283,"Dropped - Planned Unit whose status does not meet NEEDS criteria"]
[null,"Hickory Run Energy Station",61028,"STG1","Combined Cycle","Pennsylvania",437,"Dropped - Planned Unit whose status does not meet NEEDS criteria"]
[null,"Eland 2 Solar Farm",61169,"69SV8","Solar PV","California",200,"Dropped - Planned Unit whose status does not meet NEEDS criteria"]
[null,"Long Ridge Solar Farm",61170,"33UI8","Solar PV","Utah",300,"Dropped - Planned Unit whose status does not meet NEEDS criteria"]
[null,"La Paloma Energy Center",59924,"CTG-1","Combined Cycle","Texas",211.5,"Dropped - Planned Unit whose status does not meet NEEDS criteria"]
[null,"La Paloma Energy Center",59924,"CTG-2","Combined Cycle","Texas",211.5,"Dropped - Planned Unit whose status does not meet NEEDS criteria"]
[null,"La Paloma Energy Center",59924,"STG-1","Combined Cycle","Texas",300,"Dropped - Planned Unit whose status does not meet NEEDS criteria"]
[null,"Blythe Solar III, LLC",60094,"BLCK2","Solar PV","California",31.2,"Dropped - Planned Unit whose status does not meet NEEDS criteria"]
[null,"Blythe Solar IV, LLC",60095,"BLCK2","Solar PV","California",31.2,"Dropped - Planned Unit whose status does not meet NEEDS criteria"]
[null,"Buckeye Geothermal Power Plant",57180,"1","Geothermal","California",49.9,"Dropped - Planned Unit whose status does not meet NEEDS criteria"]
[null,"Wild Horse Power Plant",57181,"1","Geothermal","California",40,"Dropped - Planned Unit whose status does not meet NEEDS criteria"]
[null,"Apex Bethel Energy Center",59048,"ABEC1","Combined Cycle","Texas",158.5,"Dropped - Planned Unit whose status does not meet NEEDS criteria"]
[null,"Apex Bethel Energy Center",59048,"ABEC2","Combined Cycle","Texas",158.5,"Dropped - Planned Unit whose status does not meet NEEDS criteria"]
[null,"Little Bear Solar 1, LLC",59870,"GEN01","Solar PV","California",20,"Dropped - Planned Unit whose status does not meet NEEDS criteria"]
[null,"Little Bear Solar 2, LLC",59885,"GEN01","Solar PV","California",20,"Dropped - Planned Unit whose status does not meet NEEDS criteria"]
[null,"Mission Rock Energy Center",60650,"BA1","Energy Storage","California",25,"Dropped - Planned Unit whose status does not meet NEEDS criteria"]
[null,"Mission Rock Energy Center",60650,"GT1","Combustion Turbine","California",275,"Dropped - Planned Unit whose status does not meet NEEDS criteria"]
[null,"Green Valley LFGTE",56278,"4","Landfill Gas","Kentucky",0.8,"Dropped - Planned Unit whose status does not meet NEEDS criteria"]
[null,"West Butte Wind Power Project",57704,"WB-1","Onshore Wind","Oregon",104.5,"Dropped - Planned Unit whose status does not meet NEEDS criteria"]
[null,"Blythe Solar III, LLC",60094,"BLCK3","Solar PV","California",31.2,"Dropped - Planned Unit whose status does not meet NEEDS criteria"]
[null,"Blythe Solar IV, LLC",60095,"BLCK3","Solar PV","California",31.2,"Dropped - Planned Unit whose status does not meet NEEDS criteria"]
[null,"Poplar Camp Wind Farm",61111,"PC1","Onshore Wind","Virginia",72,"Dropped - Planned Unit whose status does not meet NEEDS criteria"]
[null,"Scattergood",404,"8","Combined Cycle","California",209.5,"Dropped - Planned Unit whose status does not meet NEEDS criteria"]
[null,"Scattergood",404,"9","Combined Cycle","California",209.5,"Dropped - Planned Unit whose status does not meet NEEDS criteria"]
[null,"Chokecherry and Sierra Madre Wind",58987,"I-B","Onshore Wind","Wyoming",813,"Dropped - Planned Unit whose status does not meet NEEDS criteria"]
[null,"Highland Park Project",59659,"HPWT","Onshore Wind","Colorado",150,"Dropped - Planned Unit whose status does not meet NEEDS criteria"]
[null,"Hopeful Solar LLC",59892,"GEN","Solar PV","Georgia",20.7,"Dropped - Planned Unit whose status does not meet NEEDS criteria"]
[null,"Nolin Hills Wind, LLC",60070,"GEN","Onshore Wind","Oregon",350,"Dropped - Planned Unit whose status does not meet NEEDS criteria"]
[null,"Blythe Solar III, LLC",60094,"BLCK4","Solar PV","California",31.2,"Dropped - Planned Unit whose status does not meet NEEDS criteria"]
[null,"Blythe Solar IV, LLC",60095,"BLCK4","Solar PV","California",31.2,"Dropped - Planned Unit whose status does not meet NEEDS criteria"]
[null,"Tisch Mills Wind",60674,"TISCH","Onshore Wind","Wisconsin",150,"Dropped - Planned Unit whose status does not meet NEEDS criteria"]
[null,"American Kings Solar, LLC",60777,"GEN01","Solar PV","California",123,"Dropped - Planned Unit whose status does not meet NEEDS criteria"]
[null,"Renovo Energy Center",60786,"RECNY","Combined Cycle","Pennsylvania",480,"Dropped - Planned Unit whose status does not meet NEEDS criteria"]
[null,"Renovo Energy Center",60786,"RECPJ","Combined Cycle","Pennsylvania",480,"Dropped - Planned Unit whose status does not meet NEEDS criteria"]
[null,"Black Rock III",57479,"G303","Geothermal","California",60,"Dropped - Planned Unit whose status does not meet NEEDS criteria"]
[null,"VA Offshore Wind Project (VOWTAP)",59693,"OSW1","Offshore Wind","Virginia",12,"Dropped - Planned Unit whose status does not meet NEEDS criteria"]
[null,"ESC Brooke County Power I",60202,"BCCA1","Combined Cycle","West Virginia",261.2,"Dropped - Planned Unit whose status does not meet NEEDS criteria"]
[null,"ESC Brooke County Power I",60202,"BCCT1","Combined Cycle","West Virginia",252.3,"Dropped - Planned Unit whose status does not meet NEEDS criteria"]
[null,"ESC Brooke County Power I",60202,"BCCT2","Combined Cycle","West Virginia",252.3,"Dropped - Planned Unit whose status does not meet NEEDS criteria"]
[null,"Astoria Station",61144,"1","Combustion Turbine","South Dakota",260,"Dropped - Planned Unit whose status does not meet NEEDS criteria"]
[null,"Copper Crossing Energy Center",58413,"CCGS3","Combustion Turbine","Arizona",226,"Dropped - Planned Unit whose status does not meet NEEDS criteria"]
[null,"Copper Crossing Energy Center",58413,"CCGS4","Combustion Turbine","Arizona",226,"Dropped - Planned Unit whose status does not meet NEEDS criteria"]
[null,"Copper Crossing Energy Center",58413,"CCGS5","Combustion Turbine","Arizona",226,"Dropped - Planned Unit whose status does not meet NEEDS criteria"]
[null,"Copper Crossing Energy Center",58413,"CCGS6","Combustion Turbine","Arizona",226,"Dropped - Planned Unit whose status does not meet NEEDS criteria"]
[null,"Copper Crossing Energy Center",58413,"CCGS7","Combustion Turbine","Arizona",226,"Dropped - Planned Unit whose status does not meet NEEDS criteria"]
[null,"Copper Crossing Energy Center",58413,"CCGS8","Combustion Turbine","Arizona",226,"Dropped - Planned Unit whose status does not meet NEEDS criteria"]
[null,"ESC Tioga County Power",60205,"TCCA1","Combined Cycle","Pennsylvania",302,"Dropped - Planned Unit whose status does not meet NEEDS criteria"]
[null,"ESC Tioga County Power",60205,"TCCT1","Combined Cycle","Pennsylvania",253.1,"Dropped - Planned Unit whose status does not meet NEEDS criteria"]
[null,"ESC Tioga County Power",60205,"TCCT2","Combined Cycle","Pennsylvania",253.1,"Dropped - Planned Unit whose status does not meet NEEDS criteria"]
[null,"Montgomery County",60925,"1A","Combined Cycle","Texas",250,"Dropped - Planned Unit whose status does not meet NEEDS criteria"]
[null,"Montgomery County",60925,"1B","Combined Cycle","Texas",250,"Dropped - Planned Unit whose status does not meet NEEDS criteria"]
[null,"Montgomery County",60925,"1C","Combined Cycle","Texas",500,"Dropped - Planned Unit whose status does not meet NEEDS criteria"]
[null,"Killingly Energy Center",61239,"KEC","Combined Cycle","Connecticut",498.2,"Dropped - Planned Unit whose status does not meet NEEDS criteria"]
[null,"Reidsville Energy Center",61240,"REC","Combined Cycle","North Carolina",474.3,"Dropped - Planned Unit whose status does not meet NEEDS criteria"]
[null,"Cash Creek",56107,"CT1","Combined Cycle","Kentucky",350.3,"Dropped - Planned Unit whose status does not meet NEEDS criteria"]
[null,"Cash Creek",56107,"CT2","Combined Cycle","Kentucky",350.3,"Dropped - Planned Unit whose status does not meet NEEDS criteria"]
[null,"Cash Creek",56107,"ST","Combined Cycle","Kentucky",123.6,"Dropped - Planned Unit whose status does not meet NEEDS criteria"]
[null,"Texas Clean Energy Project",59859,"TCE1A","IGCC","Texas",274,"Dropped - Planned Unit whose status does not meet NEEDS criteria"]
[null,"Texas Clean Energy Project",59859,"TCE1B","IGCC","Texas",126,"Dropped - Planned Unit whose status does not meet NEEDS criteria"]
[null,"Clean Path Energy Center",60289,"CPEC1","Combined Cycle","New Mexico",680,"Dropped - Planned Unit whose status does not meet NEEDS criteria"]
[null,"Clean Path Energy Center",60289,"PVGEN","Solar PV","New Mexico",55,"Dropped - Planned Unit whose status does not meet NEEDS criteria"]
[null,"Plant Washington",56675,"MAIN","Coal Steam","Georgia",850,"Dropped - Planned Unit whose status does not meet NEEDS criteria"]
[null,"Copper Crossing Energy Center",58413,"CCGS1","Combustion Turbine","Arizona",98,"Dropped - Planned Unit whose status does not meet NEEDS criteria"]
[null,"Copper Crossing Energy Center",58413,"CCGS2","Combustion Turbine","Arizona",98,"Dropped - Planned Unit whose status does not meet NEEDS criteria"]
[null,"Eagle Mountain",3489,"CT1","Combined Cycle","Texas",224.9,"Dropped - Planned Unit whose status does not meet NEEDS criteria"]
[null,"Eagle Mountain",3489,"CT2","Combined Cycle","Texas",224.9,"Dropped - Planned Unit whose status does not meet NEEDS criteria"]
[null,"Eagle Mountain",3489,"ST1","Combined Cycle","Texas",344.4,"Dropped - Planned Unit whose status does not meet NEEDS criteria"]
[null,"Simpson Ridge Wind Farm LLC",57117,"GEN 1","Onshore Wind","Wyoming",50,"Dropped - Planned Unit whose status does not meet NEEDS criteria"]
[null,"Blackstone Wind Farm III",57618,"GEN1","Onshore Wind","Illinois",200,"Dropped - Planned Unit whose status does not meet NEEDS criteria"]
[null,"Blackstone Wind Farm IV",57619,"GEN1","Onshore Wind","Illinois",100,"Dropped - Planned Unit whose status does not meet NEEDS criteria"]
[null,"Chokecherry and Sierra Madre Wind",58987,"II-A","Onshore Wind","Wyoming",750,"Dropped - Planned Unit whose status does not meet NEEDS criteria"]
[null,"Tehachapi Wind Resource II",54909,"PLAN","Onshore Wind","California",15.5,"Dropped - Planned Unit whose status does not meet NEEDS criteria"]
[null,"Pea Patch Wind Farm",58087,"PEAP","Onshore Wind","Maryland",50,"Dropped - Planned Unit whose status does not meet NEEDS criteria"]
[null,"Chokecherry and Sierra Madre Wind",58987,"II-B","Onshore Wind","Wyoming",750,"Dropped - Planned Unit whose status does not meet NEEDS criteria"]
[null,"UAMPS Carbon Free Power Plant",61075,"NPM1","Nuclear","Idaho",47.5,"Dropped - Planned Unit whose status does not meet NEEDS criteria"]
[null,"UAMPS Carbon Free Power Plant",61075,"NPM2","Nuclear","Idaho",47.5,"Dropped - Planned Unit whose status does not meet NEEDS criteria"]
[null,"UAMPS Carbon Free Power Plant",61075,"NPM3","Nuclear","Idaho",47.5,"Dropped - Planned Unit whose status does not meet NEEDS criteria"]
[null,"UAMPS Carbon Free Power Plant",61075,"NPM4","Nuclear","Idaho",47.5,"Dropped - Planned Unit whose status does not meet NEEDS criteria"]
[null,"UAMPS Carbon Free Power Plant",61075,"NPM5","Nuclear","Idaho",47.5,"Dropped - Planned Unit whose status does not meet NEEDS criteria"]
[null,"UAMPS Carbon Free Power Plant",61075,"NPM6","Nuclear","Idaho",47.5,"Dropped - Planned Unit whose status does not meet NEEDS criteria"]
[null,"UAMPS Carbon Free Power Plant",61075,"NPM7","Nuclear","Idaho",47.5,"Dropped - Planned Unit whose status does not meet NEEDS criteria"]
[null,"UAMPS Carbon Free Power Plant",61075,"NPM8","Nuclear","Idaho",47.5,"Dropped - Planned Unit whose status does not meet NEEDS criteria"]
[null,"UAMPS Carbon Free Power Plant",61075,"NPM9","Nuclear","Idaho",47.5,"Dropped - Planned Unit whose status does not meet NEEDS criteria"]
[null,"UAMPS Carbon Free Power Plant",61075,"NPM10","Nuclear","Idaho",47.5,"Dropped - Planned Unit whose status does not meet NEEDS criteria"]
[null,"UAMPS Carbon Free Power Plant",61075,"NPM11","Nuclear","Idaho",47.5,"Dropped - Planned Unit whose status does not meet NEEDS criteria"]
[null,"UAMPS Carbon Free Power Plant",61075,"NPM12","Nuclear","Idaho",47.5,"Dropped - Planned Unit whose status does not meet NEEDS criteria"]
[null,"Mahoney Lake Hydroelectric",59027,"GEN 1","Hydro","Alaska",9.6,"Dropped - Planned Unit whose status does not meet NEEDS criteria"]
[null,"Barry",3,"1","O/G Steam","Alabama",55,"Dropped  - Planned Retirement by 06/2021"]
[null,"Barry",3,"2","O/G Steam","Alabama",55,"Dropped  - Planned Retirement by 06/2021"]
[null,"Gadsden",7,"1","O/G Steam","Alabama",64,"Dropped  - Planned Retirement by 06/2021"]
[null,"Gadsden",7,"2","O/G Steam","Alabama",66,"Dropped  - Planned Retirement by 06/2021"]
[null,"Annex Creek",62,"5","Hydro","Alaska",1.8,"Dropped - in Alaska or in Hawaii"]
[null,"Annex Creek",62,"6","Hydro","Alaska",1.8,"Dropped - in Alaska or in Hawaii"]
[null,"Gold Creek",63,"1","Hydro","Alaska",0.8,"Dropped - in Alaska or in Hawaii"]
[null,"Gold Creek",63,"2","Hydro","Alaska",0.4,"Dropped - in Alaska or in Hawaii"]
[null,"Gold Creek",63,"3","Hydro","Alaska",0.4,"Dropped - in Alaska or in Hawaii"]
[null,"Gold Creek",63,"IC1","Combustion Turbine","Alaska",1.2,"Dropped - in Alaska or in Hawaii"]
[null,"Gold Creek",63,"IC2","Combustion Turbine","Alaska",1.2,"Dropped - in Alaska or in Hawaii"]
[null,"Gold Creek",63,"IC3","Combustion Turbine","Alaska",1.1,"Dropped - in Alaska or in Hawaii"]
[null,"Gold Creek",63,"IC4","Combustion Turbine","Alaska",3.5,"Dropped - in Alaska or in Hawaii"]
[null,"Gold Creek",63,"IC5","Combustion Turbine","Alaska",1.1,"Dropped - in Alaska or in Hawaii"]
[null,"Lemon Creek",64,"1","Combustion Turbine","Alaska",2.5,"Dropped - in Alaska or in Hawaii"]
[null,"Lemon Creek",64,"2","Combustion Turbine","Alaska",2.5,"Dropped - in Alaska or in Hawaii"]
[null,"Lemon Creek",64,"3","Combustion Turbine","Alaska",2.5,"Dropped - in Alaska or in Hawaii"]
[null,"Lemon Creek",64,"5","Combustion Turbine","Alaska",17.5,"Dropped - in Alaska or in Hawaii"]
[null,"Lemon Creek",64,"6","Combustion Turbine","Alaska",17.5,"Dropped - in Alaska or in Hawaii"]
[null,"Lemon Creek",64,"7","Combustion Turbine","Alaska",2.5,"Dropped - in Alaska or in Hawaii"]
[null,"Lemon Creek",64,"IC10","Combustion Turbine","Alaska",2.5,"Dropped - in Alaska or in Hawaii"]
[null,"Lemon Creek",64,"IC11","Combustion Turbine","Alaska",2.5,"Dropped - in Alaska or in Hawaii"]
[null,"Lemon Creek",64,"IC12","Combustion Turbine","Alaska",2.5,"Dropped - in Alaska or in Hawaii"]
[null,"Lemon Creek",64,"IC8","Combustion Turbine","Alaska",2.5,"Dropped - in Alaska or in Hawaii"]
[null,"Lemon Creek",64,"IC9","Combustion Turbine","Alaska",2.5,"Dropped - in Alaska or in Hawaii"]
[null,"Salmon Creek 1",65,"HY7","Hydro","Alaska",5.2,"Dropped - in Alaska or in Hawaii"]
[null,"Skagway",66,"1","Hydro","Alaska",0.4,"Dropped - in Alaska or in Hawaii"]
[null,"Skagway",66,"2","Hydro","Alaska",0.1,"Dropped - in Alaska or in Hawaii"]
[null,"Skagway",66,"3","Hydro","Alaska",0.3,"Dropped - in Alaska or in Hawaii"]
[null,"Skagway",66,"4","Hydro","Alaska",0.2,"Dropped - in Alaska or in Hawaii"]
[null,"Skagway",66,"6A","Combustion Turbine","Alaska",0.8,"Dropped - in Alaska or in Hawaii"]
[null,"Skagway",66,"7A","Combustion Turbine","Alaska",1.1,"Dropped - in Alaska or in Hawaii"]
[null,"Skagway",66,"8A","Combustion Turbine","Alaska",0.5,"Dropped - in Alaska or in Hawaii"]
[null,"Skagway",66,"9","Combustion Turbine","Alaska",1,"Dropped - in Alaska or in Hawaii"]
[null,"Haines",69,"10","Combustion Turbine","Alaska",1.2,"Dropped - in Alaska or in Hawaii"]
[null,"Haines",69,"5","Combustion Turbine","Alaska",0.6,"Dropped - in Alaska or in Hawaii"]
[null,"Haines",69,"7A","Combustion Turbine","Alaska",2.8,"Dropped - in Alaska or in Hawaii"]
[null,"Haines",69,"IC8A","Combustion Turbine","Alaska",1.6,"Dropped - in Alaska or in Hawaii"]
[null,"Swan Lake",70,"1","Hydro","Alaska",11.2,"Dropped - in Alaska or in Hawaii"]
[null,"Swan Lake",70,"2","Hydro","Alaska",11.2,"Dropped - in Alaska or in Hawaii"]
[null,"Terror Lake",71,"1","Hydro","Alaska",11.2,"Dropped - in Alaska or in Hawaii"]
[null,"Terror Lake",71,"2","Hydro","Alaska",11.2,"Dropped - in Alaska or in Hawaii"]
[null,"Terror Lake",71,"3","Hydro","Alaska",11.2,"Dropped - in Alaska or in Hawaii"]
[null,"Anchorage 1",75,"3R","Combustion Turbine","Alaska",29.3,"Dropped - in Alaska or in Hawaii"]
[null,"Anchorage 1",75,"4","Combustion Turbine","Alaska",31.1,"Dropped - in Alaska or in Hawaii"]
[null,"Anchorage 1",75,"P1 BS","Combustion Turbine","Alaska",2,"Dropped - in Alaska or in Hawaii"]
[null,"Eklutna Hydro Project",77,"1","Hydro","Alaska",22.2,"Dropped - in Alaska or in Hawaii"]
[null,"Eklutna Hydro Project",77,"2","Hydro","Alaska",22.2,"Dropped - in Alaska or in Hawaii"]
[null,"Snettisham",78,"1","Hydro","Alaska",23.5,"Dropped - in Alaska or in Hawaii"]
[null,"Snettisham",78,"2","Hydro","Alaska",23.5,"Dropped - in Alaska or in Hawaii"]
[null,"Snettisham",78,"3","Hydro","Alaska",31,"Dropped - in Alaska or in Hawaii"]
[null,"Aurora Energy LLC Chena",79,"1","Coal Steam","Alaska",4.7,"Dropped - in Alaska or in Hawaii"]
[null,"Aurora Energy LLC Chena",79,"2","Coal Steam","Alaska",2,"Dropped - in Alaska or in Hawaii"]
[null,"Aurora Energy LLC Chena",79,"5","Coal Steam","Alaska",19,"Dropped - in Alaska or in Hawaii"]
[null,"Ketchikan",84,"3","Hydro","Alaska",1.4,"Dropped - in Alaska or in Hawaii"]
[null,"Ketchikan",84,"4","Hydro","Alaska",1.4,"Dropped - in Alaska or in Hawaii"]
[null,"Ketchikan",84,"5","Hydro","Alaska",1.4,"Dropped - in Alaska or in Hawaii"]
[null,"S W Bailey",85,"1","Combustion Turbine","Alaska",3.5,"Dropped - in Alaska or in Hawaii"]
[null,"S W Bailey",85,"2","Combustion Turbine","Alaska",3.5,"Dropped - in Alaska or in Hawaii"]
[null,"S W Bailey",85,"3","Combustion Turbine","Alaska",5.5,"Dropped - in Alaska or in Hawaii"]
[null,"S W Bailey",85,"4","Combustion Turbine","Alaska",10.5,"Dropped - in Alaska or in Hawaii"]
[null,"Snake River",90,"12","Combustion Turbine","Alaska",3.7,"Dropped - in Alaska or in Hawaii"]
[null,"Snake River",90,"14","Combustion Turbine","Alaska",1.9,"Dropped - in Alaska or in Hawaii"]
[null,"Snake River",90,"15","Combustion Turbine","Alaska",5.2,"Dropped - in Alaska or in Hawaii"]
[null,"Snake River",90,"16","Combustion Turbine","Alaska",5.2,"Dropped - in Alaska or in Hawaii"]
[null,"Snake River",90,"18","Combustion Turbine","Alaska",0.4,"Dropped - in Alaska or in Hawaii"]
[null,"Snake River",90,"ENT","Onshore Wind","Alaska",0.8,"Dropped - in Alaska or in Hawaii"]
[null,"Snake River",90,"EWT 1","Onshore Wind","Alaska",0.9,"Dropped - in Alaska or in Hawaii"]
[null,"Snake River",90,"EWT 2","Onshore Wind","Alaska",0.9,"Dropped - in Alaska or in Hawaii"]
[null,"Petersburg",91,"3","Hydro","Alaska",1.6,"Dropped - in Alaska or in Hawaii"]
[null,"Petersburg",91,"IC1","Combustion Turbine","Alaska",1.7,"Dropped - in Alaska or in Hawaii"]
[null,"Petersburg",91,"IC2","Combustion Turbine","Alaska",0.2,"Dropped - in Alaska or in Hawaii"]
[null,"Petersburg",91,"IC3","Combustion Turbine","Alaska",1,"Dropped - in Alaska or in Hawaii"]
[null,"Petersburg",91,"IC4","Combustion Turbine","Alaska",0.6,"Dropped - in Alaska or in Hawaii"]
[null,"Petersburg",91,"IC5","Combustion Turbine","Alaska",0.7,"Dropped - in Alaska or in Hawaii"]
[null,"Petersburg",91,"IC6","Combustion Turbine","Alaska",2.3,"Dropped - in Alaska or in Hawaii"]
[null,"Petersburg",91,"IC7","Combustion Turbine","Alaska",2.3,"Dropped - in Alaska or in Hawaii"]
[null,"Petersburg",91,"IC8","Combustion Turbine","Alaska",2.2,"Dropped - in Alaska or in Hawaii"]
[null,"Seward (AK)",92,"3","Combustion Turbine","Alaska",2.5,"Dropped - in Alaska or in Hawaii"]
[null,"Seward (AK)",92,"4","Combustion Turbine","Alaska",2.5,"Dropped - in Alaska or in Hawaii"]
[null,"Seward (AK)",92,"5","Combustion Turbine","Alaska",2.5,"Dropped - in Alaska or in Hawaii"]
[null,"Seward (AK)",92,"6","Combustion Turbine","Alaska",2.8,"Dropped - in Alaska or in Hawaii"]
[null,"Seward (AK)",92,"N1","Combustion Turbine","Alaska",2.8,"Dropped - in Alaska or in Hawaii"]
[null,"Seward (AK)",92,"N2","Combustion Turbine","Alaska",2.5,"Dropped - in Alaska or in Hawaii"]
[null,"Blue Lake Hydro",93,"3","Hydro","Alaska",5.3,"Dropped - in Alaska or in Hawaii"]
[null,"Blue Lake Hydro",93,"4","Hydro","Alaska",5.3,"Dropped - in Alaska or in Hawaii"]
[null,"Blue Lake Hydro",93,"5","Hydro","Alaska",5.3,"Dropped - in Alaska or in Hawaii"]
[null,"Wrangell",95,"11","Combustion Turbine","Alaska",2,"Dropped - in Alaska or in Hawaii"]
[null,"Wrangell",95,"12","Combustion Turbine","Alaska",2,"Dropped - in Alaska or in Hawaii"]
[null,"Wrangell",95,"13","Combustion Turbine","Alaska",2,"Dropped - in Alaska or in Hawaii"]
[null,"Wrangell",95,"9","Combustion Turbine","Alaska",2.5,"Dropped - in Alaska or in Hawaii"]
[null,"Beluga",96,"1","Combustion Turbine","Alaska",18.9,"Dropped - in Alaska or in Hawaii"]
[null,"Beluga",96,"2","Combustion Turbine","Alaska",18.9,"Dropped - in Alaska or in Hawaii"]
[null,"Beluga",96,"3","Combustion Turbine","Alaska",58,"Dropped - in Alaska or in Hawaii"]
[null,"Beluga",96,"5","Combustion Turbine","Alaska",61.4,"Dropped - in Alaska or in Hawaii"]
[null,"Beluga",96,"6","Combustion Turbine","Alaska",72.6,"Dropped - in Alaska or in Hawaii"]
[null,"Beluga",96,"7","Combustion Turbine","Alaska",70.6,"Dropped - in Alaska or in Hawaii"]
[null,"Dillingham",109,"10","Combustion Turbine","Alaska",1.1,"Dropped - in Alaska or in Hawaii"]
[null,"Dillingham",109,"11","Combustion Turbine","Alaska",1,"Dropped - in Alaska or in Hawaii"]
[null,"Dillingham",109,"12","Combustion Turbine","Alaska",1,"Dropped - in Alaska or in Hawaii"]
[null,"Dillingham",109,"13","Combustion Turbine","Alaska",1,"Dropped - in Alaska or in Hawaii"]
[null,"Dillingham",109,"14","Combustion Turbine","Alaska",1,"Dropped - in Alaska or in Hawaii"]
[null,"Dillingham",109,"15","Combustion Turbine","Alaska",1,"Dropped - in Alaska or in Hawaii"]
[null,"Dillingham",109,"16","Combustion Turbine","Alaska",0.5,"Dropped - in Alaska or in Hawaii"]
[null,"Crosscut",143,"CC5","Hydro","Arizona",3,"Dropped - OS status in 2015, 2016 and 2017 EIA Form 860"]
[null,"Kyrene",147,"KY1","O/G Steam","Arizona",34,"Dropped - OS status in 2015, 2016 and 2017 EIA Form 860"]
[null,"Kyrene",147,"KY2","O/G Steam","Arizona",72,"Dropped - OS status in 2015, 2016 and 2017 EIA Form 860"]
[null,"Narrows (AR)",195,"2","Hydro","Arkansas",9.7,"Dropped - OS status in 2015, 2016 and 2017 EIA Form 860"]
[null,"St Johns River Power Park",207,"1","Coal Steam","Florida",626,"Dropped  - Planned Retirement by 06/2021"]
[null,"St Johns River Power Park",207,"2","Coal Steam","Florida",626,"Dropped  - Planned Retirement by 06/2021"]
[null,"Centerville PH",224,"1","Hydro","California",5.5,"Dropped - OS status in 2015, 2016 and 2017 EIA Form 860"]
[null,"Centerville PH",224,"2","Hydro","California",0.9,"Dropped - OS status in 2015, 2016 and 2017 EIA Form 860"]
[null,"Cow Creek",229,"1","Hydro","California",0.9,"Dropped  - Planned Retirement by 06/2021"]
[null,"Cow Creek",229,"2","Hydro","California",0.9,"Dropped  - Planned Retirement by 06/2021"]
[null,"Kilarc",253,"1","Hydro","California",1.6,"Dropped  - Planned Retirement by 06/2021"]
[null,"Kilarc",253,"2","Hydro","California",1.6,"Dropped  - Planned Retirement by 06/2021"]
[null,"Encina",302,"2","O/G Steam","California",104,"Dropped  - Planned Retirement by 06/2021"]
[null,"Encina",302,"3","O/G Steam","California",110,"Dropped  - Planned Retirement by 06/2021"]
[null,"Encina",302,"4","O/G Steam","California",300,"Dropped  - Planned Retirement by 06/2021"]
[null,"Encina",302,"5","O/G Steam","California",330,"Dropped  - Planned Retirement by 06/2021"]
[null,"Encina",302,"GT1","Combustion Turbine","California",14,"Dropped  - Planned Retirement by 06/2021"]
[null,"Kearny",303,"KEA3","Combustion Turbine","California",61,"Dropped  - Planned Retirement by 06/2021"]
[null,"Green Lake",313,"1","Hydro","Alaska",9.3,"Dropped - in Alaska or in Hawaii"]
[null,"Green Lake",313,"2","Hydro","Alaska",9.3,"Dropped - in Alaska or in Hawaii"]
[null,"AES Alamitos LLC",315,"1","O/G Steam","California",175,"Dropped  - Planned Retirement by 06/2021"]
[null,"AES Alamitos LLC",315,"2","O/G Steam","California",175,"Dropped  - Planned Retirement by 06/2021"]
[null,"AES Alamitos LLC",315,"3","O/G Steam","California",332,"Dropped  - Planned Retirement by 06/2021"]
[null,"AES Alamitos LLC",315,"4","O/G Steam","California",335,"Dropped  - Planned Retirement by 06/2021"]
[null,"AES Alamitos LLC",315,"5","O/G Steam","California",485,"Dropped  - Planned Retirement by 06/2021"]
[null,"AES Alamitos LLC",315,"6","O/G Steam","California",495,"Dropped  - Planned Retirement by 06/2021"]
[null,"AES Huntington Beach LLC",335,"1","O/G Steam","California",225.8,"Dropped  - Planned Retirement by 06/2021"]
[null,"AES Huntington Beach LLC",335,"2","O/G Steam","California",225.8,"Dropped  - Planned Retirement by 06/2021"]
[null,"Mandalay",345,"1","O/G Steam","California",215,"Dropped  - Planned Retirement by 06/2021"]
[null,"Mandalay",345,"2","O/G Steam","California",215,"Dropped  - Planned Retirement by 06/2021"]
[null,"AES Redondo Beach LLC",356,"5","O/G Steam","California",175,"Dropped  - Planned Retirement by 06/2021"]
[null,"AES Redondo Beach LLC",356,"6","O/G Steam","California",175,"Dropped  - Planned Retirement by 06/2021"]
[null,"AES Redondo Beach LLC",356,"7","O/G Steam","California",480,"Dropped  - Planned Retirement by 06/2021"]
[null,"AES Redondo Beach LLC",356,"8","O/G Steam","California",480,"Dropped  - Planned Retirement by 06/2021"]
[null,"Solomon Gulch",390,"1","Hydro","Alaska",6,"Dropped - in Alaska or in Hawaii"]
[null,"Solomon Gulch",390,"2","Hydro","Alaska",6,"Dropped - in Alaska or in Hawaii"]
[null,"Scattergood",404,"1","O/G Steam","California",107,"Dropped  - Planned Retirement by 06/2021"]
[null,"Scattergood",404,"2","O/G Steam","California",177,"Dropped  - Planned Retirement by 06/2021"]
[null,"Tok",406,"3A","Combustion Turbine","Alaska",1.3,"Dropped - in Alaska or in Hawaii"]
[null,"Tok",406,"4A","Combustion Turbine","Alaska",1.1,"Dropped - in Alaska or in Hawaii"]
[null,"Tok",406,"5A","Combustion Turbine","Alaska",1.1,"Dropped - in Alaska or in Hawaii"]
[null,"Tok",406,"6","Combustion Turbine","Alaska",0.5,"Dropped - OS status in 2015, 2016 and 2017 EIA Form 860"]
[null,"Tok",406,"7a","Combustion Turbine","Alaska",1.9,"Dropped - OS status in 2015, 2016 and 2017 EIA Form 860"]
[null,"Tok",406,"8","Combustion Turbine","Alaska",0.4,"Dropped - in Alaska or in Hawaii"]
[null,"Tok",406,"9","Combustion Turbine","Alaska",1,"Dropped - in Alaska or in Hawaii"]
[null,"Craig (AK)",421,"1","Combustion Turbine","Alaska",0.6,"Dropped - in Alaska or in Hawaii"]
[null,"Craig (AK)",421,"3B","Combustion Turbine","Alaska",1.8,"Dropped - in Alaska or in Hawaii"]
[null,"Craig (AK)",421,"5","Combustion Turbine","Alaska",1.1,"Dropped - in Alaska or in Hawaii"]
[null,"Craig (AK)",421,"6","Combustion Turbine","Alaska",1.1,"Dropped - in Alaska or in Hawaii"]
[null,"Hydaburg",423,"1A","Combustion Turbine","Alaska",0.4,"Dropped - in Alaska or in Hawaii"]
[null,"Hydaburg",423,"3A","Combustion Turbine","Alaska",0.3,"Dropped - in Alaska or in Hawaii"]
[null,"Hydaburg",423,"5","Combustion Turbine","Alaska",0.3,"Dropped - in Alaska or in Hawaii"]
[null,"Edward C Hyatt",437,"2","Pumped Storage","California",112.4,"Dropped - OS status in 2015, 2016 and 2017 EIA Form 860"]
[null,"Edward C Hyatt",437,"4","Pumped Storage","California",112.4,"Dropped - OS status in 2015, 2016 and 2017 EIA Form 860"]
[null,"Edward C Hyatt",437,"6","Pumped Storage","California",112.4,"Dropped - OS status in 2015, 2016 and 2017 EIA Form 860"]
[null,"Thermalito",438,"1","Hydro","California",32.6,"Dropped - OS status in 2015, 2016 and 2017 EIA Form 860"]
[null,"Thermalito",438,"2","Pumped Storage","California",27.5,"Dropped - OS status in 2015, 2016 and 2017 EIA Form 860"]
[null,"Thermalito",438,"3","Pumped Storage","California",27.5,"Dropped - OS status in 2015, 2016 and 2017 EIA Form 860"]
[null,"Thermalito",438,"4","Pumped Storage","California",27.5,"Dropped - OS status in 2015, 2016 and 2017 EIA Form 860"]
[null,"Salida",474,"1","Hydro","Colorado",0.8,"Dropped  - Planned Retirement by 06/2021"]
[null,"Valmont",477,"5","Coal Steam","Colorado",184,"Dropped  - Planned Retirement by 06/2021"]
[null,"Lamar Plant",508,"4","Coal Steam","Colorado",25,"Dropped - OS status in 2015, 2016 and 2017 EIA Form 860"]
[null,"Lamar Plant",508,"5","Combustion Turbine","Colorado",4.2,"Dropped - OS status in 2015, 2016 and 2017 EIA Form 860"]
[null,"Lamar Plant",508,"6","Coal Steam","Colorado",15,"Dropped - OS status in 2015, 2016 and 2017 EIA Form 860"]
[null,"Lamar Plant",508,"IC1","Combustion Turbine","Colorado",1,"Dropped - OS status in 2015, 2016 and 2017 EIA Form 860"]
[null,"Lamar Plant",508,"IC2","Combustion Turbine","Colorado",1,"Dropped - OS status in 2015, 2016 and 2017 EIA Form 860"]
[null,"Trinidad (CO)",511,"1","Coal Steam","Colorado",3.8,"Dropped - OS status in 2015, 2016 and 2017 EIA Form 860"]
[null,"Fort Myers",612,"11","Combustion Turbine","Florida",54,"Dropped  - Planned Retirement by 06/2021"]
[null,"Fort Myers",612,"12","Combustion Turbine","Florida",54,"Dropped  - Planned Retirement by 06/2021"]
[null,"Fort Myers",612,"3","Combustion Turbine","Florida",54,"Dropped  - Planned Retirement by 06/2021"]
[null,"Fort Myers",612,"4","Combustion Turbine","Florida",54,"Dropped  - Planned Retirement by 06/2021"]
[null,"Fort Myers",612,"5","Combustion Turbine","Florida",54,"Dropped  - Planned Retirement by 06/2021"]
[null,"Fort Myers",612,"6","Combustion Turbine","Florida",54,"Dropped  - Planned Retirement by 06/2021"]
[null,"Fort Myers",612,"7","Combustion Turbine","Florida",54,"Dropped  - Planned Retirement by 06/2021"]
[null,"Fort Myers",612,"8","Combustion Turbine","Florida",54,"Dropped  - Planned Retirement by 06/2021"]
[null,"Fort Myers",612,"9","Combustion Turbine","Florida",54,"Dropped  - Planned Retirement by 06/2021"]
[null,"Fort Myers",612,"G10","Combustion Turbine","Florida",54,"Dropped  - Planned Retirement by 06/2021"]
[null,"Fort Myers",612,"GT1","Combustion Turbine","Florida",54,"Dropped  - Planned Retirement by 06/2021"]
[null,"Fort Myers",612,"GT2","Combustion Turbine","Florida",54,"Dropped  - Planned Retirement by 06/2021"]
[null,"Lauderdale",613,"1","Combustion Turbine","Florida",35,"Dropped  - Planned Retirement by 06/2021"]
[null,"Lauderdale",613,"10","Combustion Turbine","Florida",35,"Dropped  - Planned Retirement by 06/2021"]
[null,"Lauderdale",613,"11","Combustion Turbine","Florida",35,"Dropped  - Planned Retirement by 06/2021"]
[null,"Lauderdale",613,"12","Combustion Turbine","Florida",35,"Dropped  - Planned Retirement by 06/2021"]
[null,"Lauderdale",613,"13","Combustion Turbine","Florida",35,"Dropped  - Planned Retirement by 06/2021"]
[null,"Lauderdale",613,"14","Combustion Turbine","Florida",35,"Dropped  - Planned Retirement by 06/2021"]
[null,"Lauderdale",613,"15","Combustion Turbine","Florida",35,"Dropped  - Planned Retirement by 06/2021"]
[null,"Lauderdale",613,"16","Combustion Turbine","Florida",35,"Dropped  - Planned Retirement by 06/2021"]
[null,"Lauderdale",613,"17","Combustion Turbine","Florida",35,"Dropped  - Planned Retirement by 06/2021"]
[null,"Lauderdale",613,"18","Combustion Turbine","Florida",35,"Dropped  - Planned Retirement by 06/2021"]
[null,"Lauderdale",613,"19","Combustion Turbine","Florida",35,"Dropped  - Planned Retirement by 06/2021"]
[null,"Lauderdale",613,"2","Combustion Turbine","Florida",35,"Dropped  - Planned Retirement by 06/2021"]
[null,"Lauderdale",613,"20","Combustion Turbine","Florida",35,"Dropped  - Planned Retirement by 06/2021"]
[null,"Lauderdale",613,"21","Combustion Turbine","Florida",35,"Dropped  - Planned Retirement by 06/2021"]
[null,"Lauderdale",613,"22","Combustion Turbine","Florida",35,"Dropped  - Planned Retirement by 06/2021"]
[null,"Lauderdale",613,"3","Combustion Turbine","Florida",35,"Dropped  - Planned Retirement by 06/2021"]
[null,"Lauderdale",613,"4","Combustion Turbine","Florida",35,"Dropped  - Planned Retirement by 06/2021"]
[null,"Lauderdale",613,"5","Combustion Turbine","Florida",35,"Dropped  - Planned Retirement by 06/2021"]
[null,"Lauderdale",613,"6","Combustion Turbine","Florida",35,"Dropped  - Planned Retirement by 06/2021"]
[null,"Lauderdale",613,"7","Combustion Turbine","Florida",35,"Dropped  - Planned Retirement by 06/2021"]
[null,"Lauderdale",613,"8","Combustion Turbine","Florida",35,"Dropped  - Planned Retirement by 06/2021"]
[null,"Lauderdale",613,"9","Combustion Turbine","Florida",35,"Dropped  - Planned Retirement by 06/2021"]
[null,"Port Everglades",617,"10","Combustion Turbine","Florida",35,"Dropped  - Planned Retirement by 06/2021"]
[null,"Port Everglades",617,"11","Combustion Turbine","Florida",35,"Dropped  - Planned Retirement by 06/2021"]
[null,"Port Everglades",617,"12","Combustion Turbine","Florida",35,"Dropped  - Planned Retirement by 06/2021"]
[null,"Port Everglades",617,"6","Combustion Turbine","Florida",35,"Dropped  - Planned Retirement by 06/2021"]
[null,"Port Everglades",617,"7","Combustion Turbine","Florida",35,"Dropped  - Planned Retirement by 06/2021"]
[null,"Port Everglades",617,"8","Combustion Turbine","Florida",35,"Dropped  - Planned Retirement by 06/2021"]
[null,"Port Everglades",617,"9","Combustion Turbine","Florida",35,"Dropped  - Planned Retirement by 06/2021"]
[null,"Port Everglades",617,"GT1","Combustion Turbine","Florida",35,"Dropped  - Planned Retirement by 06/2021"]
[null,"Port Everglades",617,"GT2","Combustion Turbine","Florida",35,"Dropped  - Planned Retirement by 06/2021"]
[null,"Port Everglades",617,"GT3","Combustion Turbine","Florida",35,"Dropped  - Planned Retirement by 06/2021"]
[null,"Port Everglades",617,"GT4","Combustion Turbine","Florida",35,"Dropped  - Planned Retirement by 06/2021"]
[null,"Port Everglades",617,"GT5","Combustion Turbine","Florida",35,"Dropped  - Planned Retirement by 06/2021"]
[null,"Avon Park",624,"P1","Combustion Turbine","Florida",24,"Dropped  - Planned Retirement by 06/2021"]
[null,"Avon Park",624,"P2","Combustion Turbine","Florida",24,"Dropped  - Planned Retirement by 06/2021"]
[null,"Crystal River",628,"1","Coal Steam","Florida",370,"Dropped  - Planned Retirement by 06/2021"]
[null,"Crystal River",628,"2","Coal Steam","Florida",499,"Dropped  - Planned Retirement by 06/2021"]
[null,"Higgins",630,"P1","Combustion Turbine","Florida",20,"Dropped  - Planned Retirement by 06/2021"]
[null,"Higgins",630,"P2","Combustion Turbine","Florida",25,"Dropped  - Planned Retirement by 06/2021"]
[null,"Higgins",630,"P3","Combustion Turbine","Florida",31,"Dropped  - Planned Retirement by 06/2021"]
[null,"Higgins",630,"P4","Combustion Turbine","Florida",31,"Dropped  - Planned Retirement by 06/2021"]
[null,"Pilot Butte",674,"1","Hydro","Wyoming",0.8,"Dropped - OS status in 2015, 2016 and 2017 EIA Form 860"]
[null,"Pilot Butte",674,"2","Hydro","Wyoming",0.8,"Dropped - OS status in 2015, 2016 and 2017 EIA Form 860"]
[null,"Arvah B Hopkins",688,"1","O/G Steam","Florida",76,"Dropped  - Planned Retirement by 06/2021"]
[null,"S O Purdom",689,"GT1","Combustion Turbine","Florida",10,"Dropped  - Planned Retirement by 06/2021"]
[null,"S O Purdom",689,"GT2","Combustion Turbine","Florida",10,"Dropped  - Planned Retirement by 06/2021"]
[null,"Marathon Generating Plant",696,"4","Combustion Turbine","Florida",3,"Dropped - OS status in 2015, 2016 and 2017 EIA Form 860"]
[null,"Hartwell Lake",754,"3","Hydro","Georgia",85,"Dropped - OS status in 2015, 2016 and 2017 EIA Form 860"]
[null,"Allatoona",760,"1","Hydro","Georgia",35,"Dropped - OS status in 2015, 2016 and 2017 EIA Form 860"]
[null,"Allatoona",760,"2","Hydro","Georgia",35,"Dropped - OS status in 2015, 2016 and 2017 EIA Form 860"]
[null,"Kahe",765,"K1","O/G Steam","Hawaii",77.9,"Dropped - in Alaska or in Hawaii"]
[null,"Kahe",765,"K2","O/G Steam","Hawaii",78.1,"Dropped - in Alaska or in Hawaii"]
[null,"Kahe",765,"K3","O/G Steam","Hawaii",82.1,"Dropped - in Alaska or in Hawaii"]
[null,"Kahe",765,"K4","O/G Steam","Hawaii",87.2,"Dropped - in Alaska or in Hawaii"]
[null,"Kahe",765,"K5","O/G Steam","Hawaii",128.1,"Dropped - in Alaska or in Hawaii"]
[null,"Kahe",765,"K6","O/G Steam","Hawaii",128.7,"Dropped - in Alaska or in Hawaii"]
[null,"Waiau",766,"W10","Combustion Turbine","Hawaii",51.2,"Dropped - in Alaska or in Hawaii"]
[null,"Waiau",766,"W3","O/G Steam","Hawaii",47.2,"Dropped - in Alaska or in Hawaii"]
[null,"Waiau",766,"W4","O/G Steam","Hawaii",47.7,"Dropped - in Alaska or in Hawaii"]
[null,"Waiau",766,"W5","O/G Steam","Hawaii",51.9,"Dropped - in Alaska or in Hawaii"]
[null,"Waiau",766,"W6","O/G Steam","Hawaii",51.8,"Dropped - in Alaska or in Hawaii"]
[null,"Waiau",766,"W7","O/G Steam","Hawaii",77.8,"Dropped - in Alaska or in Hawaii"]
[null,"Waiau",766,"W8","O/G Steam","Hawaii",77.8,"Dropped - in Alaska or in Hawaii"]
[null,"Waiau",766,"W9","Combustion Turbine","Hawaii",51.2,"Dropped - in Alaska or in Hawaii"]
[null,"Waimea",768,"12","Combustion Turbine","Hawaii",2.5,"Dropped - in Alaska or in Hawaii"]
[null,"Waimea",768,"13","Combustion Turbine","Hawaii",2.5,"Dropped - in Alaska or in Hawaii"]
[null,"Waimea",768,"14","Combustion Turbine","Hawaii",2.5,"Dropped - in Alaska or in Hawaii"]
[null,"Kanoelehua",769,"11","Combustion Turbine","Hawaii",2,"Dropped - in Alaska or in Hawaii"]
[null,"Kanoelehua",769,"15","Combustion Turbine","Hawaii",2.5,"Dropped - in Alaska or in Hawaii"]
[null,"Kanoelehua",769,"16","Combustion Turbine","Hawaii",2.5,"Dropped - in Alaska or in Hawaii"]
[null,"Kanoelehua",769,"17","Combustion Turbine","Hawaii",2.5,"Dropped - in Alaska or in Hawaii"]
[null,"Kanoelehua",769,"CT1","Combustion Turbine","Hawaii",10.5,"Dropped - in Alaska or in Hawaii"]
[null,"Puueo",771,"1","Hydro","Hawaii",0.7,"Dropped - in Alaska or in Hawaii"]
[null,"Puueo",771,"2A","Hydro","Hawaii",2.4,"Dropped - in Alaska or in Hawaii"]
[null,"W H Hill",772,"5","O/G Steam","Hawaii",14.1,"Dropped - in Alaska or in Hawaii"]
[null,"W H Hill",772,"6","O/G Steam","Hawaii",21.4,"Dropped - in Alaska or in Hawaii"]
[null,"Waiau Hydro",774,"1","Hydro","Hawaii",0.7,"Dropped - in Alaska or in Hawaii"]
[null,"Waiau Hydro",774,"2","Hydro","Hawaii",0.3,"Dropped - in Alaska or in Hawaii"]
[null,"Orca",789,"3","Combustion Turbine","Alaska",2.5,"Dropped - in Alaska or in Hawaii"]
[null,"Orca",789,"4","Combustion Turbine","Alaska",2.4,"Dropped - in Alaska or in Hawaii"]
[null,"Orca",789,"5","Combustion Turbine","Alaska",1.1,"Dropped - in Alaska or in Hawaii"]
[null,"Orca",789,"6","Combustion Turbine","Alaska",1.1,"Dropped - in Alaska or in Hawaii"]
[null,"Orca",789,"7","Combustion Turbine","Alaska",3.6,"Dropped - in Alaska or in Hawaii"]
[null,"Palaau Power",792,"15","Combustion Turbine","Hawaii",2,"Dropped - in Alaska or in Hawaii"]
[null,"Palaau Power",792,"7","Combustion Turbine","Hawaii",2,"Dropped - in Alaska or in Hawaii"]
[null,"Palaau Power",792,"8","Combustion Turbine","Hawaii",2,"Dropped - in Alaska or in Hawaii"]
[null,"Palaau Power",792,"9","Combustion Turbine","Hawaii",2,"Dropped - in Alaska or in Hawaii"]
[null,"Palaau Power",792,"CAT1","Combustion Turbine","Hawaii",1.2,"Dropped - in Alaska or in Hawaii"]
[null,"Palaau Power",792,"CAT2","Combustion Turbine","Hawaii",1.2,"Dropped - in Alaska or in Hawaii"]
[null,"Palaau Power",792,"CUM3","Combustion Turbine","Hawaii",0.9,"Dropped - in Alaska or in Hawaii"]
[null,"Palaau Power",792,"CUM4","Combustion Turbine","Hawaii",0.9,"Dropped - in Alaska or in Hawaii"]
[null,"Palaau Power",792,"CUM5","Combustion Turbine","Hawaii",0.9,"Dropped - in Alaska or in Hawaii"]
[null,"Palaau Power",792,"CUM6","Combustion Turbine","Hawaii",0.9,"Dropped - in Alaska or in Hawaii"]
[null,"Thousand Springs",820,"1","Hydro","Idaho",0.8,"Dropped - OS status in 2015, 2016 and 2017 EIA Form 860"]
[null,"Thousand Springs",820,"2","Hydro","Idaho",0.8,"Dropped - OS status in 2015, 2016 and 2017 EIA Form 860"]
[null,"Will County",884,"4","Coal Steam","Illinois",510,"Dropped  - Planned Retirement by 06/2021"]
[null,"Broadway (IN)",1011,"1","Combustion Turbine","Indiana",0,"Dropped  - Planned Retirement by 06/2021"]
[null,"Northeast (IN)",1013,"1","Combustion Turbine","Indiana",10,"Dropped  - Planned Retirement by 06/2021"]
[null,"Northeast (IN)",1013,"2","Combustion Turbine","Indiana",10,"Dropped  - Planned Retirement by 06/2021"]
[null,"Sutherland",1077,"3","O/G Steam","Iowa",80.8,"Dropped  - Planned Retirement by 06/2021"]
[null,"Burlington (IA)",1104,"GT1","Combustion Turbine","Iowa",15.2,"Dropped  - Planned Retirement by 06/2021"]
[null,"Burlington (IA)",1104,"GT2","Combustion Turbine","Iowa",13.4,"Dropped  - Planned Retirement by 06/2021"]
[null,"Burlington (IA)",1104,"GT3","Combustion Turbine","Iowa",14.2,"Dropped  - Planned Retirement by 06/2021"]
[null,"Burlington (IA)",1104,"GT4","Combustion Turbine","Iowa",16.1,"Dropped  - Planned Retirement by 06/2021"]
[null,"Centerville",1105,"1","Combustion Turbine","Iowa",2.1,"Dropped  - Planned Retirement by 06/2021"]
[null,"Centerville",1105,"2","Combustion Turbine","Iowa",1.8,"Dropped  - Planned Retirement by 06/2021"]
[null,"Centerville",1105,"3","Combustion Turbine","Iowa",1.9,"Dropped  - Planned Retirement by 06/2021"]
[null,"Centerville",1105,"GT1","Combustion Turbine","Iowa",21.6,"Dropped  - Planned Retirement by 06/2021"]
[null,"Centerville",1105,"GT2","Combustion Turbine","Iowa",25.7,"Dropped  - Planned Retirement by 06/2021"]
[null,"Ottumwa City of",1173,"1","Hydro","Iowa",1,"Dropped - OS status in 2015, 2016 and 2017 EIA Form 860"]
[null,"Vinton",1194,"5","Combustion Turbine","Iowa",0.5,"Dropped - OS status in 2015, 2016 and 2017 EIA Form 860"]
[null,"Bird City",1224,"2","Combustion Turbine","Kansas",2,"Dropped - OS status in 2015, 2016 and 2017 EIA Form 860"]
[null,"Kaw",1294,"1","O/G Steam","Kansas",41.9,"Dropped - OS status in 2015, 2016 and 2017 EIA Form 860"]
[null,"Kaw",1294,"2","O/G Steam","Kansas",41.9,"Dropped - OS status in 2015, 2016 and 2017 EIA Form 860"]
[null,"Kaw",1294,"3","O/G Steam","Kansas",56.5,"Dropped - OS status in 2015, 2016 and 2017 EIA Form 860"]
[null,"Louisiana 2",1392,"10","O/G Steam","Louisiana",40,"Dropped - OS status in 2015, 2016 and 2017 EIA Form 860"]
[null,"Louisiana 2",1392,"11","O/G Steam","Louisiana",40,"Dropped - OS status in 2015, 2016 and 2017 EIA Form 860"]
[null,"Louisiana 2",1392,"12","O/G Steam","Louisiana",58,"Dropped - OS status in 2015, 2016 and 2017 EIA Form 860"]
[null,"R S Nelson",1393,"3","O/G Steam","Louisiana",146,"Dropped - OS status in 2015, 2016 and 2017 EIA Form 860"]
[null,"Sterlington",1404,"7B","Combined Cycle","Louisiana",44,"Dropped - OS status in 2015, 2016 and 2017 EIA Form 860"]
[null,"Louis Doc Bonin",1443,"1","O/G Steam","Louisiana",40,"Dropped - OS status in 2015, 2016 and 2017 EIA Form 860"]
[null,"Louis Doc Bonin",1443,"2","O/G Steam","Louisiana",70,"Dropped - OS status in 2015, 2016 and 2017 EIA Form 860"]
[null,"Louis Doc Bonin",1443,"3","O/G Steam","Louisiana",146,"Dropped - OS status in 2015, 2016 and 2017 EIA Form 860"]
[null,"Rayne",1456,"8","Combustion Turbine","Louisiana",3.4,"Dropped - OS status in 2015, 2016 and 2017 EIA Form 860"]
[null,"Flos Inn Diesel",1514,"FID1","Combustion Turbine","Maine",1.4,"Dropped - OS status in 2015, 2016 and 2017 EIA Form 860"]
[null,"Flos Inn Diesel",1514,"FID2","Combustion Turbine","Maine",1.4,"Dropped - OS status in 2015, 2016 and 2017 EIA Form 860"]
[null,"Flos Inn Diesel",1514,"FID3","Combustion Turbine","Maine",1.4,"Dropped - OS status in 2015, 2016 and 2017 EIA Form 860"]
[null,"Herbert A Wagner",1554,"2","Coal Steam","Maryland",118,"Dropped  - Planned Retirement by 06/2021"]
[null,"Dickerson",1572,"GT1","Combustion Turbine","Maryland",18,"Dropped  - Planned Retirement by 06/2021"]
[null,"Dickerson",1572,"GT2","Combustion Turbine","Maryland",147,"Dropped  - Planned Retirement by 06/2021"]
[null,"Dickerson",1572,"GT3","Combustion Turbine","Maryland",147,"Dropped  - Planned Retirement by 06/2021"]
[null,"Pilgrim Nuclear Power Station",1590,"1","Nuclear","Massachusetts",677.2,"Dropped  - Planned Retirement by 06/2021"]
[null,"Brayton Point",1619,"1","Coal Steam","Massachusetts",225.2,"Dropped  - Planned Retirement by 06/2021"]
[null,"Brayton Point",1619,"2","Coal Steam","Massachusetts",237.8,"Dropped  - Planned Retirement by 06/2021"]
[null,"Brayton Point",1619,"3","Coal Steam","Massachusetts",575,"Dropped  - Planned Retirement by 06/2021"]
[null,"Brayton Point",1619,"4","O/G Steam","Massachusetts",435,"Dropped  - Planned Retirement by 06/2021"]
[null,"Palisades",1715,"1","Nuclear","Michigan",787.4,"Dropped  - Planned Retirement by 06/2021"]
[null,"Presque Isle",1769,"5","Coal Steam","Michigan",55,"Dropped  - Planned Retirement by 06/2021"]
[null,"Presque Isle",1769,"6","Coal Steam","Michigan",55,"Dropped  - Planned Retirement by 06/2021"]
[null,"Presque Isle",1769,"7","Coal Steam","Michigan",83,"Dropped  - Planned Retirement by 06/2021"]
[null,"Presque Isle",1769,"8","Coal Steam","Michigan",83,"Dropped  - Planned Retirement by 06/2021"]
[null,"Presque Isle",1769,"9","Coal Steam","Michigan",83,"Dropped  - Planned Retirement by 06/2021"]
[null,"Shiras",1843,"1","Coal Steam","Michigan",11.6,"Dropped - OS status in 2015, 2016 and 2017 EIA Form 860"]
[null,"Marshall (MI)",1844,"IC2","Combustion Turbine","Michigan",0.9,"Dropped  - Planned Retirement by 06/2021"]
[null,"Marshall (MI)",1844,"IC4","Combustion Turbine","Michigan",0.7,"Dropped  - Planned Retirement by 06/2021"]
[null,"Fox Lake",1888,"1","O/G Steam","Minnesota",13.2,"Dropped  - Planned Retirement by 06/2021"]
[null,"Fox Lake",1888,"3","O/G Steam","Minnesota",85.2,"Dropped  - Planned Retirement by 06/2021"]
[null,"Clay Boswell",1893,"1","Coal Steam","Minnesota",67.3,"Dropped  - Planned Retirement by 06/2021"]
[null,"Clay Boswell",1893,"2","Coal Steam","Minnesota",67.4,"Dropped  - Planned Retirement by 06/2021"]
[null,"Thomson",1901,"1","Hydro","Minnesota",12.5,"Dropped - OS status in 2015, 2016 and 2017 EIA Form 860"]
[null,"Thomson",1901,"2","Hydro","Minnesota",12.5,"Dropped - OS status in 2015, 2016 and 2017 EIA Form 860"]
[null,"Thomson",1901,"4","Hydro","Minnesota",12.1,"Dropped - OS status in 2015, 2016 and 2017 EIA Form 860"]
[null,"Thomson",1901,"5","Hydro","Minnesota",11.9,"Dropped - OS status in 2015, 2016 and 2017 EIA Form 860"]
[null,"Hoot Lake",1943,"D1","Combustion Turbine","Minnesota",0.2,"Dropped  - Planned Retirement by 06/2021"]
[null,"Hoot Lake",1943,"D2","Combustion Turbine","Minnesota",0.1,"Dropped  - Planned Retirement by 06/2021"]
[null,"Moose Lake",1996,"4","Combustion Turbine","Minnesota",1.3,"Dropped - OS status in 2015, 2016 and 2017 EIA Form 860"]
[null,"New Ulm",2001,"3","O/G Steam","Minnesota",4.7,"Dropped - OS status in 2015, 2016 and 2017 EIA Form 860"]
[null,"Jack Watson",2049,"3","O/G Steam","Mississippi",107,"Dropped  - Planned Retirement by 06/2021"]
[null,"Henderson",2062,"H2","Combustion Turbine","Mississippi",13,"Dropped - OS status in 2015, 2016 and 2017 EIA Form 860"]
[null,"Montrose",2080,"2","Coal Steam","Missouri",164,"Dropped  - Planned Retirement by 06/2021"]
[null,"Montrose",2080,"3","Coal Steam","Missouri",170,"Dropped  - Planned Retirement by 06/2021"]
[null,"Sibley",2094,"1","Coal Steam","Missouri",42.2,"Dropped  - Planned Retirement by 06/2021"]
[null,"Sibley",2094,"2","Coal Steam","Missouri",42.1,"Dropped  - Planned Retirement by 06/2021"]
[null,"Sibley",2094,"3","Coal Steam","Missouri",364.1,"Dropped  - Planned Retirement by 06/2021"]
[null,"Lake Road (MO)",2098,"4","Coal Steam","Missouri",97.1,"Dropped  - Planned Retirement by 06/2021"]
[null,"Lake Road (MO)",2098,"6","Combustion Turbine","Missouri",20.9,"Dropped  - Planned Retirement by 06/2021"]
[null,"Albany",2113,"3","Combustion Turbine","Missouri",0.6,"Dropped - OS status in 2015, 2016 and 2017 EIA Form 860"]
[null,"Fayette",2125,"GT1","Combustion Turbine","Missouri",3,"Dropped - OS status in 2015, 2016 and 2017 EIA Form 860"]
[null,"Fayette",2125,"GT2","Combustion Turbine","Missouri",2.8,"Dropped - OS status in 2015, 2016 and 2017 EIA Form 860"]
[null,"Fayette",2125,"GT3","Combustion Turbine","Missouri",2.4,"Dropped - OS status in 2015, 2016 and 2017 EIA Form 860"]
[null,"Fayette",2125,"GT4","Combustion Turbine","Missouri",1,"Dropped - OS status in 2015, 2016 and 2017 EIA Form 860"]
[null,"Vandalia",2165,"1","Combustion Turbine","Missouri",1,"Dropped - OS status in 2015, 2016 and 2017 EIA Form 860"]
[null,"Vandalia",2165,"10","Combustion Turbine","Missouri",1.1,"Dropped - OS status in 2015, 2016 and 2017 EIA Form 860"]
[null,"Vandalia",2165,"11","Combustion Turbine","Missouri",1,"Dropped - OS status in 2015, 2016 and 2017 EIA Form 860"]
[null,"Vandalia",2165,"12","Combustion Turbine","Missouri",1,"Dropped - OS status in 2015, 2016 and 2017 EIA Form 860"]
[null,"Vandalia",2165,"4A","Combustion Turbine","Missouri",1,"Dropped - OS status in 2015, 2016 and 2017 EIA Form 860"]
[null,"Vandalia",2165,"5A","Combustion Turbine","Missouri",1,"Dropped - OS status in 2015, 2016 and 2017 EIA Form 860"]
[null,"Vandalia",2165,"8","Combustion Turbine","Missouri",0.8,"Dropped - OS status in 2015, 2016 and 2017 EIA Form 860"]
[null,"Vandalia",2165,"9","Combustion Turbine","Missouri",1.1,"Dropped - OS status in 2015, 2016 and 2017 EIA Form 860"]
[null,"Arnold",2216,"2A","Combustion Turbine","Nebraska",0.1,"Dropped - OS status in 2015, 2016 and 2017 EIA Form 860"]
[null,"West Point Municipal",2313,"5","Combustion Turbine","Nebraska",4.1,"Dropped - OS status in 2015, 2016 and 2017 EIA Form 860"]
[null,"Fort Churchill",2330,"1","O/G Steam","Nevada",113,"Dropped  - Planned Retirement by 06/2021"]
[null,"B L England",2378,"3","O/G Steam","New Jersey",148,"Dropped  - Planned Retirement by 06/2021"]
[null,"Oyster Creek",2388,"1","Nuclear","New Jersey",607.7,"Dropped  - Planned Retirement by 06/2021"]
[null,"PSEG Hudson Generating Station",2403,"2","O/G Steam","New Jersey",620,"Dropped  - Planned Retirement by 06/2021"]
[null,"PSEG Mercer Generating Station",2408,"1","Coal Steam","New Jersey",316,"Dropped  - Planned Retirement by 06/2021"]
[null,"PSEG Mercer Generating Station",2408,"2","Coal Steam","New Jersey",316,"Dropped  - Planned Retirement by 06/2021"]
[null,"PSEG Sewaren Generating Station",2411,"1","O/G Steam","New Jersey",102.8,"Dropped  - Planned Retirement by 06/2021"]
[null,"PSEG Sewaren Generating Station",2411,"2","O/G Steam","New Jersey",118,"Dropped  - Planned Retirement by 06/2021"]
[null,"PSEG Sewaren Generating Station",2411,"3","O/G Steam","New Jersey",106.2,"Dropped  - Planned Retirement by 06/2021"]
[null,"PSEG Sewaren Generating Station",2411,"4","O/G Steam","New Jersey",123.6,"Dropped  - Planned Retirement by 06/2021"]
[null,"Rio Grande",2444,"6","O/G Steam","New Mexico",45,"Dropped  - Planned Retirement by 06/2021"]
[null,"San Juan",2451,"2","Coal Steam","New Mexico",340,"Dropped  - Planned Retirement by 06/2021"]
[null,"San Juan",2451,"3","Coal Steam","New Mexico",497,"Dropped  - Planned Retirement by 06/2021"]
[null,"Cunningham",2454,"1","O/G Steam","New Mexico",71,"Dropped  - Planned Retirement by 06/2021"]
[null,"Algodones",2475,"1","O/G Steam","New Mexico",15,"Dropped - OS status in 2015, 2016 and 2017 EIA Form 860"]
[null,"Algodones",2475,"2","O/G Steam","New Mexico",15,"Dropped - OS status in 2015, 2016 and 2017 EIA Form 860"]
[null,"Algodones",2475,"3","O/G Steam","New Mexico",15,"Dropped - OS status in 2015, 2016 and 2017 EIA Form 860"]
[null,"Ravenswood",2500,"GT33","Combustion Turbine","New York",0,"Dropped - OS status in 2015, 2016 and 2017 EIA Form 860"]
[null,"Ravenswood",2500,"GT7","Combustion Turbine","New York",0,"Dropped - OS status in 2015, 2016 and 2017 EIA Form 860"]
[null,"Fulton Hydro",2566,"1","Hydro","New York",0.1,"Dropped - OS status in 2015, 2016 and 2017 EIA Form 860"]
[null,"Fulton Hydro",2566,"2","Hydro","New York",0.1,"Dropped - OS status in 2015, 2016 and 2017 EIA Form 860"]
[null,"Wiscoy 170",2646,"2","Hydro","New York",0.4,"Dropped - OS status in 2015, 2016 and 2017 EIA Form 860"]
[null,"Greenport",2681,"2","Combustion Turbine","New York",1.5,"Dropped - OS status in 2015, 2016 and 2017 EIA Form 860"]
[null,"Greenport",2681,"7","Combustion Turbine","New York",1.6,"Dropped - OS status in 2015, 2016 and 2017 EIA Form 860"]
[null,"Asheville",2706,"1","Coal Steam","North Carolina",189,"Dropped  - Planned Retirement by 06/2021"]
[null,"Asheville",2706,"2","Coal Steam","North Carolina",189,"Dropped  - Planned Retirement by 06/2021"]
[null,"L V Sutton Steam",2713,"GTA","Combustion Turbine","North Carolina",23,"Dropped  - Planned Retirement by 06/2021"]
[null,"L V Sutton Steam",2713,"GTB","Combustion Turbine","North Carolina",25,"Dropped  - Planned Retirement by 06/2021"]
[null,"J M Stuart",2850,"1","Coal Steam","Ohio",577,"Dropped  - Planned Retirement by 06/2021"]
[null,"J M Stuart",2850,"2","Coal Steam","Ohio",577,"Dropped  - Planned Retirement by 06/2021"]
[null,"J M Stuart",2850,"3","Coal Steam","Ohio",577,"Dropped  - Planned Retirement by 06/2021"]
[null,"J M Stuart",2850,"4","Coal Steam","Ohio",577,"Dropped  - Planned Retirement by 06/2021"]
[null,"J M Stuart",2850,"D1","Combustion Turbine","Ohio",2.2,"Dropped  - Planned Retirement by 06/2021"]
[null,"J M Stuart",2850,"D2","Combustion Turbine","Ohio",2.2,"Dropped  - Planned Retirement by 06/2021"]
[null,"J M Stuart",2850,"D3","Combustion Turbine","Ohio",2.2,"Dropped  - Planned Retirement by 06/2021"]
[null,"J M Stuart",2850,"D4","Combustion Turbine","Ohio",2.2,"Dropped  - Planned Retirement by 06/2021"]
[null,"Orrville",2935,"7","Coal Steam","Ohio",5,"Dropped - OS status in 2015, 2016 and 2017 EIA Form 860"]
[null,"Orrville",2935,"8","Coal Steam","Ohio",7.5,"Dropped - OS status in 2015, 2016 and 2017 EIA Form 860"]
[null,"Mustang",2953,"3","O/G Steam","Oklahoma",121,"Dropped  - Planned Retirement by 06/2021"]
[null,"Mustang",2953,"4","O/G Steam","Oklahoma",259,"Dropped  - Planned Retirement by 06/2021"]
[null,"Southwestern",2964,"IC1","Combustion Turbine","Oklahoma",2,"Dropped - OS status in 2015, 2016 and 2017 EIA Form 860"]
[null,"Pensacola",2981,"A","Hydro","Oklahoma",0.5,"Dropped - OS status in 2015, 2016 and 2017 EIA Form 860"]
[null,"New Castle Plant",3138,"EMDB","Combustion Turbine","Pennsylvania",2.5,"Dropped - OS status in 2015, 2016 and 2017 EIA Form 860"]
[null,"Darlington County",3250,"9","Combustion Turbine","South Carolina",50,"Dropped  - Planned Retirement by 06/2021"]
[null,"Johnsonville",3406,"1","Coal Steam","Tennessee",107,"Dropped  - Planned Retirement by 06/2021"]
[null,"Johnsonville",3406,"2","Coal Steam","Tennessee",107,"Dropped  - Planned Retirement by 06/2021"]
[null,"Johnsonville",3406,"3","Coal Steam","Tennessee",107,"Dropped  - Planned Retirement by 06/2021"]
[null,"Johnsonville",3406,"4","Coal Steam","Tennessee",107,"Dropped  - Planned Retirement by 06/2021"]
[null,"Newman",3456,"1","O/G Steam","Texas",74,"Dropped  - Planned Retirement by 06/2021"]
[null,"Newman",3456,"3","O/G Steam","Texas",102,"Dropped  - Planned Retirement by 06/2021"]
[null,"Plant X",3485,"1","O/G Steam","Texas",38,"Dropped  - Planned Retirement by 06/2021"]
[null,"Plant X",3485,"2","O/G Steam","Texas",90,"Dropped  - Planned Retirement by 06/2021"]
[null,"J Robert Massengale",3604,"4","O/G Steam","Texas",10,"Dropped - OS status in 2015, 2016 and 2017 EIA Form 860"]
[null,"J Robert Massengale",3604,"5","O/G Steam","Texas",10,"Dropped - OS status in 2015, 2016 and 2017 EIA Form 860"]
[null,"Yorktown",3809,"1","Coal Steam","Virginia",159,"Dropped  - Planned Retirement by 06/2021"]
[null,"Yorktown",3809,"2","Coal Steam","Virginia",164,"Dropped  - Planned Retirement by 06/2021"]
[null,"Radford",3827,"1","Hydro","Virginia",1,"Dropped - OS status in 2015, 2016 and 2017 EIA Form 860"]
[null,"Transalta Centralia Generation",3845,"1","Coal Steam","Washington",670,"Dropped  - Planned Retirement by 06/2021"]
[null,"Snoqualmie",3860,"1","Hydro","Washington",1.8,"Dropped - OS status in 2015, 2016 and 2017 EIA Form 860"]
[null,"Snoqualmie",3860,"2","Hydro","Washington",1.8,"Dropped - OS status in 2015, 2016 and 2017 EIA Form 860"]
[null,"Snoqualmie",3860,"3","Hydro","Washington",1.8,"Dropped - OS status in 2015, 2016 and 2017 EIA Form 860"]
[null,"Snoqualmie",3860,"4","Hydro","Washington",1.8,"Dropped - OS status in 2015, 2016 and 2017 EIA Form 860"]
[null,"Wanapum",3888,"4","Hydro","Washington",103.8,"Dropped  - Planned Retirement by 06/2021"]
[null,"Wanapum",3888,"8","Hydro","Washington",103.8,"Dropped  - Planned Retirement by 06/2021"]
[null,"Kanawha River",3936,"1","Coal Steam","West Virginia",200,"Dropped  - Planned Retirement by 06/2021"]
[null,"Kanawha River",3936,"2","Coal Steam","West Virginia",200,"Dropped  - Planned Retirement by 06/2021"]
[null,"Biron",3971,"3","Hydro","Wisconsin",0.4,"Dropped - OS status in 2015, 2016 and 2017 EIA Form 860"]
[null,"Biron",3971,"4","Hydro","Wisconsin",0.4,"Dropped - OS status in 2015, 2016 and 2017 EIA Form 860"]
[null,"Biron",3971,"5","Hydro","Wisconsin",0.4,"Dropped - OS status in 2015, 2016 and 2017 EIA Form 860"]
[null,"Biron",3971,"7","Hydro","Wisconsin",0.4,"Dropped - OS status in 2015, 2016 and 2017 EIA Form 860"]
[null,"Stevens Point",3973,"6","Hydro","Wisconsin",0.8,"Dropped - OS status in 2015, 2016 and 2017 EIA Form 860"]
[null,"Whiting",3975,"1","Hydro","Wisconsin",1.2,"Dropped - OS status in 2015, 2016 and 2017 EIA Form 860"]
[null,"Whiting",3975,"3","Hydro","Wisconsin",0.5,"Dropped - OS status in 2015, 2016 and 2017 EIA Form 860"]
[null,"Northern States Flambeau",3984,"1","Combustion Turbine","Wisconsin",12,"Dropped  - Planned Retirement by 06/2021"]
[null,"Fitchburg",3991,"1","Combustion Turbine","Wisconsin",16.6,"Dropped  - Planned Retirement by 06/2021"]
[null,"Fitchburg",3991,"2","Combustion Turbine","Wisconsin",15.8,"Dropped  - Planned Retirement by 06/2021"]
[null,"Sycamore (WI)",3993,"1","Combustion Turbine","Wisconsin",11.2,"Dropped  - Planned Retirement by 06/2021"]
[null,"Sycamore (WI)",3993,"2","Combustion Turbine","Wisconsin",16.6,"Dropped  - Planned Retirement by 06/2021"]
[null,"French Island",4005,"3","Combustion Turbine","Wisconsin",61,"Dropped - OS status in 2015, 2016 and 2017 EIA Form 860"]
[null,"Edgewater",4050,"4","Coal Steam","Wisconsin",302.4,"Dropped  - Planned Retirement by 06/2021"]
[null,"Rock River",4057,"3","Combustion Turbine","Wisconsin",24.8,"Dropped  - Planned Retirement by 06/2021"]
[null,"Rock River",4057,"4","Combustion Turbine","Wisconsin",14.4,"Dropped  - Planned Retirement by 06/2021"]
[null,"Rock River",4057,"5","Combustion Turbine","Wisconsin",44.1,"Dropped  - Planned Retirement by 06/2021"]
[null,"Rock River",4057,"6","Combustion Turbine","Wisconsin",44.6,"Dropped  - Planned Retirement by 06/2021"]
[null,"Sheepskin",4059,"1","Combustion Turbine","Wisconsin",28.4,"Dropped  - Planned Retirement by 06/2021"]
[null,"Barron",4102,"7","Combustion Turbine","Wisconsin",0.6,"Dropped - OS status in 2015, 2016 and 2017 EIA Form 860"]
[null,"Navajo",4941,"NAV1","Coal Steam","Arizona",750,"Dropped  - Planned Retirement by 06/2021"]
[null,"Killen Station",6031,"2","Coal Steam","Ohio",600,"Dropped  - Planned Retirement by 06/2021"]
[null,"Killen Station",6031,"GT1","Combustion Turbine","Ohio",18,"Dropped  - Planned Retirement by 06/2021"]
[null,"Kahului",6056,"1","O/G Steam","Hawaii",4.7,"Dropped - in Alaska or in Hawaii"]
[null,"Kahului",6056,"2","O/G Steam","Hawaii",4.8,"Dropped - in Alaska or in Hawaii"]
[null,"Kahului",6056,"3","O/G Steam","Hawaii",11,"Dropped - in Alaska or in Hawaii"]
[null,"Kahului",6056,"4","O/G Steam","Hawaii",11.9,"Dropped - in Alaska or in Hawaii"]
[null,"Helms Pumped Storage",6100,"1","Pumped Storage","California",404,"Dropped - OS status in 2015, 2016 and 2017 EIA Form 860"]
[null,"Boardman",6106,"1","Coal Steam","Oregon",585,"Dropped  - Planned Retirement by 06/2021"]
[null,"West Point (GA)",6133,"2","Hydro","Georgia",42,"Dropped - OS status in 2015, 2016 and 2017 EIA Form 860"]
[null,"Kansas City International",6144,"1","Combustion Turbine","Missouri",16.7,"Dropped - OS status in 2015, 2016 and 2017 EIA Form 860"]
[null,"Kansas City International",6144,"2","Combustion Turbine","Missouri",16.9,"Dropped - OS status in 2015, 2016 and 2017 EIA Form 860"]
[null,"Bellefonte",6150,"DG-1","Combustion Turbine","Alabama",7,"Dropped - OS status in 2015, 2016 and 2017 EIA Form 860"]
[null,"Bellefonte",6150,"DG-2","Combustion Turbine","Alabama",7,"Dropped - OS status in 2015, 2016 and 2017 EIA Form 860"]
[null,"J T Deely",6181,"1","Coal Steam","Texas",420,"Dropped  - Planned Retirement by 06/2021"]
[null,"J T Deely",6181,"2","Coal Steam","Texas",420,"Dropped  - Planned Retirement by 06/2021"]
[null,"Swift 2",6265,"21","Hydro","Washington",34,"Dropped - OS status in 2015, 2016 and 2017 EIA Form 860"]
[null,"Swift 2",6265,"22","Hydro","Washington",31,"Dropped - OS status in 2015, 2016 and 2017 EIA Form 860"]
[null,"Kodiak",6281,"1","Combustion Turbine","Alaska",2.5,"Dropped - in Alaska or in Hawaii"]
[null,"Kodiak",6281,"2c","Combustion Turbine","Alaska",4.4,"Dropped - in Alaska or in Hawaii"]
[null,"Kodiak",6281,"3c","Combustion Turbine","Alaska",4.4,"Dropped - in Alaska or in Hawaii"]
[null,"Kodiak",6281,"4","Combustion Turbine","Alaska",7,"Dropped - in Alaska or in Hawaii"]
[null,"Port Lions",6282,"1","Combustion Turbine","Alaska",0.3,"Dropped - in Alaska or in Hawaii"]
[null,"Port Lions",6282,"2","Combustion Turbine","Alaska",0.2,"Dropped - in Alaska or in Hawaii"]
[null,"Port Lions",6282,"3","Combustion Turbine","Alaska",0.2,"Dropped - in Alaska or in Hawaii"]
[null,"Port Lions",6282,"4","Combustion Turbine","Alaska",0.2,"Dropped - in Alaska or in Hawaii"]
[null,"Seldovia",6283,"5","Combustion Turbine","Alaska",1.2,"Dropped - in Alaska or in Hawaii"]
[null,"Seldovia",6283,"6","Combustion Turbine","Alaska",1.2,"Dropped  - Planned Retirement by 06/2021"]
[null,"North Pole",6285,"1","Combustion Turbine","Alaska",44,"Dropped - in Alaska or in Hawaii"]
[null,"North Pole",6285,"2","Combustion Turbine","Alaska",50,"Dropped - in Alaska or in Hawaii"]
[null,"North Pole",6285,"GT3","Fossil Waste","Alaska",41,"Dropped - in Alaska or in Hawaii"]
[null,"North Pole",6285,"STG1","Fossil Waste","Alaska",10,"Dropped - in Alaska or in Hawaii"]
[null,"Fairbanks",6286,"5","Combustion Turbine","Alaska",2.8,"Dropped - in Alaska or in Hawaii"]
[null,"Fairbanks",6286,"6","Combustion Turbine","Alaska",2.8,"Dropped - in Alaska or in Hawaii"]
[null,"Fairbanks",6286,"GT1","Combustion Turbine","Alaska",15.5,"Dropped - in Alaska or in Hawaii"]
[null,"Fairbanks",6286,"GT2","Combustion Turbine","Alaska",15,"Dropped - in Alaska or in Hawaii"]
[null,"Healy",6288,"1","Coal Steam","Alaska",25,"Dropped - in Alaska or in Hawaii"]
[null,"Healy",6288,"2","Coal Steam","Alaska",50,"Dropped - in Alaska or in Hawaii"]
[null,"Healy",6288,"IC1","Combustion Turbine","Alaska",2.8,"Dropped - in Alaska or in Hawaii"]
[null,"Cooper Lake",6291,"1","Hydro","Alaska",9.7,"Dropped - in Alaska or in Hawaii"]
[null,"Cooper Lake",6291,"2","Hydro","Alaska",9.7,"Dropped - in Alaska or in Hawaii"]
[null,"Bernice Lake",6292,"2","Combustion Turbine","Alaska",17,"Dropped - in Alaska or in Hawaii"]
[null,"Bernice Lake",6292,"3","Combustion Turbine","Alaska",22.9,"Dropped - in Alaska or in Hawaii"]
[null,"Bernice Lake",6292,"4","Combustion Turbine","Alaska",22.5,"Dropped - in Alaska or in Hawaii"]
[null,"International",6293,"1","Combustion Turbine","Alaska",12.6,"Dropped - in Alaska or in Hawaii"]
[null,"International",6293,"2","Combustion Turbine","Alaska",12.6,"Dropped - in Alaska or in Hawaii"]
[null,"Unalakleet",6299,"5","Combustion Turbine","Alaska",0.4,"Dropped - in Alaska or in Hawaii"]
[null,"Unalakleet",6299,"6","Combustion Turbine","Alaska",0.4,"Dropped - in Alaska or in Hawaii"]
[null,"Unalakleet",6299,"7","Combustion Turbine","Alaska",0.4,"Dropped - in Alaska or in Hawaii"]
[null,"Unalakleet",6299,"8","Combustion Turbine","Alaska",0.4,"Dropped - in Alaska or in Hawaii"]
[null,"Naknek",6301,"4A","Combustion Turbine","Alaska",1.3,"Dropped - in Alaska or in Hawaii"]
[null,"Naknek",6301,"5A","Combustion Turbine","Alaska",1,"Dropped - in Alaska or in Hawaii"]
[null,"Naknek",6301,"6A","Combustion Turbine","Alaska",1,"Dropped - in Alaska or in Hawaii"]
[null,"Naknek",6301,"7A","Combustion Turbine","Alaska",1,"Dropped - in Alaska or in Hawaii"]
[null,"Naknek",6301,"8","Combustion Turbine","Alaska",1,"Dropped - in Alaska or in Hawaii"]
[null,"Naknek",6301,"NA1","Combustion Turbine","Alaska",1.1,"Dropped - in Alaska or in Hawaii"]
[null,"Naknek",6301,"NA2","Combustion Turbine","Alaska",1.1,"Dropped - in Alaska or in Hawaii"]
[null,"Naknek",6301,"NA3","Combustion Turbine","Alaska",0.8,"Dropped - in Alaska or in Hawaii"]
[null,"Naknek",6301,"NA4","Combustion Turbine","Alaska",0.8,"Dropped - in Alaska or in Hawaii"]
[null,"Naknek",6301,"NA5","Combustion Turbine","Alaska",0.8,"Dropped - in Alaska or in Hawaii"]
[null,"Purple Lake",6302,"1","Hydro","Alaska",1.3,"Dropped - in Alaska or in Hawaii"]
[null,"Purple Lake",6302,"2","Hydro","Alaska",1.3,"Dropped - in Alaska or in Hawaii"]
[null,"Purple Lake",6302,"3","Hydro","Alaska",1.3,"Dropped - in Alaska or in Hawaii"]
[null,"Kotzebue",6304,"10","Combustion Turbine","Alaska",3,"Dropped - in Alaska or in Hawaii"]
[null,"Kotzebue",6304,"10wt","Onshore Wind","Alaska",0.1,"Dropped - in Alaska or in Hawaii"]
[null,"Kotzebue",6304,"11wt","Onshore Wind","Alaska",0.1,"Dropped - in Alaska or in Hawaii"]
[null,"Kotzebue",6304,"12wt","Onshore Wind","Alaska",0.1,"Dropped - in Alaska or in Hawaii"]
[null,"Kotzebue",6304,"13WT","Onshore Wind","Alaska",0.1,"Dropped - in Alaska or in Hawaii"]
[null,"Kotzebue",6304,"14","Combustion Turbine","Alaska",2.5,"Dropped - in Alaska or in Hawaii"]
[null,"Kotzebue",6304,"14wt","Onshore Wind","Alaska",0.1,"Dropped - in Alaska or in Hawaii"]
[null,"Kotzebue",6304,"15","Combustion Turbine","Alaska",2.5,"Dropped - in Alaska or in Hawaii"]
[null,"Kotzebue",6304,"15WT","Onshore Wind","Alaska",0.1,"Dropped - in Alaska or in Hawaii"]
[null,"Kotzebue",6304,"16","Combustion Turbine","Alaska",1.4,"Dropped - in Alaska or in Hawaii"]
[null,"Kotzebue",6304,"16WT","Onshore Wind","Alaska",0.1,"Dropped - in Alaska or in Hawaii"]
[null,"Kotzebue",6304,"17","Combustion Turbine","Alaska",0.7,"Dropped - in Alaska or in Hawaii"]
[null,"Kotzebue",6304,"17WT","Onshore Wind","Alaska",0.1,"Dropped - in Alaska or in Hawaii"]
[null,"Kotzebue",6304,"18WT","Onshore Wind","Alaska",0.9,"Dropped - in Alaska or in Hawaii"]
[null,"Kotzebue",6304,"19WT","Onshore Wind","Alaska",0.9,"Dropped - in Alaska or in Hawaii"]
[null,"Kotzebue",6304,"1WT","Onshore Wind","Alaska",0.6,"Dropped - in Alaska or in Hawaii"]
[null,"Kotzebue",6304,"2WT","Onshore Wind","Alaska",0.1,"Dropped - in Alaska or in Hawaii"]
[null,"Kotzebue",6304,"3WT","Onshore Wind","Alaska",0.2,"Dropped - in Alaska or in Hawaii"]
[null,"Kotzebue",6304,"4WT","Onshore Wind","Alaska",0.5,"Dropped - in Alaska or in Hawaii"]
[null,"Kotzebue",6304,"5WT","Onshore Wind","Alaska",0.1,"Dropped - in Alaska or in Hawaii"]
[null,"Kotzebue",6304,"6WT","Onshore Wind","Alaska",0.1,"Dropped - in Alaska or in Hawaii"]
[null,"Kotzebue",6304,"7A","Combustion Turbine","Alaska",1.1,"Dropped - in Alaska or in Hawaii"]
[null,"Kotzebue",6304,"7WT","Onshore Wind","Alaska",0.1,"Dropped - in Alaska or in Hawaii"]
[null,"Kotzebue",6304,"8WT","Onshore Wind","Alaska",0.1,"Dropped - in Alaska or in Hawaii"]
[null,"Kotzebue",6304,"9wt","Onshore Wind","Alaska",0.1,"Dropped - in Alaska or in Hawaii"]
[null,"Glennallen",6305,"3","Combustion Turbine","Alaska",0.5,"Dropped - in Alaska or in Hawaii"]
[null,"Glennallen",6305,"4","Combustion Turbine","Alaska",0.5,"Dropped - in Alaska or in Hawaii"]
[null,"Glennallen",6305,"5","Combustion Turbine","Alaska",0.5,"Dropped - in Alaska or in Hawaii"]
[null,"Glennallen",6305,"6","Combustion Turbine","Alaska",2.5,"Dropped - in Alaska or in Hawaii"]
[null,"Glennallen",6305,"7","Combustion Turbine","Alaska",2.5,"Dropped - in Alaska or in Hawaii"]
[null,"Glennallen",6305,"8","Combustion Turbine","Alaska",1.2,"Dropped - in Alaska or in Hawaii"]
[null,"Glennallen",6305,"9","Combustion Turbine","Alaska",2.8,"Dropped - in Alaska or in Hawaii"]
[null,"Valdez",6306,"4","Combustion Turbine","Alaska",1.5,"Dropped - in Alaska or in Hawaii"]
[null,"Valdez",6306,"5","Combustion Turbine","Alaska",2,"Dropped - in Alaska or in Hawaii"]
[null,"Valdez",6306,"6","Combustion Turbine","Alaska",0.8,"Dropped - in Alaska or in Hawaii"]
[null,"Valdez",6306,"7","Combustion Turbine","Alaska",2.8,"Dropped - in Alaska or in Hawaii"]
[null,"Chevak",6311,"1A","Combustion Turbine","Alaska",0.5,"Dropped - in Alaska or in Hawaii"]
[null,"Chevak",6311,"2A","Combustion Turbine","Alaska",0.5,"Dropped - in Alaska or in Hawaii"]
[null,"Chevak",6311,"3A","Combustion Turbine","Alaska",0.8,"Dropped - in Alaska or in Hawaii"]
[null,"Emmonak",6314,"2A","Combustion Turbine","Alaska",0.5,"Dropped - in Alaska or in Hawaii"]
[null,"Emmonak",6314,"4a","Combustion Turbine","Alaska",0.5,"Dropped - in Alaska or in Hawaii"]
[null,"Emmonak",6314,"5B","Combustion Turbine","Alaska",1.3,"Dropped - in Alaska or in Hawaii"]
[null,"Emmonak",6314,"6","Combustion Turbine","Alaska",0.9,"Dropped - in Alaska or in Hawaii"]
[null,"Hooper Bay",6319,"3A","Combustion Turbine","Alaska",0.3,"Dropped  - Planned Retirement by 06/2021"]
[null,"Hooper Bay",6319,"4B","Combustion Turbine","Alaska",0.5,"Dropped - in Alaska or in Hawaii"]
[null,"Hooper Bay",6319,"5A","Combustion Turbine","Alaska",0.8,"Dropped - in Alaska or in Hawaii"]
[null,"Hooper Bay",6319,"6","Combustion Turbine","Alaska",0.5,"Dropped - in Alaska or in Hawaii"]
[null,"Kiana",6323,"1B","Combustion Turbine","Alaska",0.3,"Dropped - in Alaska or in Hawaii"]
[null,"Kiana",6323,"3A","Combustion Turbine","Alaska",0.4,"Dropped - in Alaska or in Hawaii"]
[null,"Kiana",6323,"4","Combustion Turbine","Alaska",0.5,"Dropped - in Alaska or in Hawaii"]
[null,"Mountain Village",6329,"1","Combustion Turbine","Alaska",0.3,"Dropped - in Alaska or in Hawaii"]
[null,"Mountain Village",6329,"3B","Combustion Turbine","Alaska",0.5,"Dropped - in Alaska or in Hawaii"]
[null,"Mountain Village",6329,"4A","Combustion Turbine","Alaska",0.8,"Dropped - in Alaska or in Hawaii"]
[null,"Mountain Village",6329,"5A","Combustion Turbine","Alaska",0.7,"Dropped - in Alaska or in Hawaii"]
[null,"Noorvik",6330,"1A","Combustion Turbine","Alaska",0.3,"Dropped - in Alaska or in Hawaii"]
[null,"Noorvik",6330,"2A","Combustion Turbine","Alaska",0.4,"Dropped  - Planned Retirement by 06/2021"]
[null,"Noorvik",6330,"3A","Combustion Turbine","Alaska",0.7,"Dropped - in Alaska or in Hawaii"]
[null,"Nunapitchuk",6333,"1A","Combustion Turbine","Alaska",0.5,"Dropped - in Alaska or in Hawaii"]
[null,"St Marys IC",6338,"1B","Combustion Turbine","Alaska",0.5,"Dropped - in Alaska or in Hawaii"]
[null,"St Marys IC",6338,"2","Combustion Turbine","Alaska",0.6,"Dropped - in Alaska or in Hawaii"]
[null,"St Marys IC",6338,"3","Combustion Turbine","Alaska",0.9,"Dropped - in Alaska or in Hawaii"]
[null,"Selawik",6341,"1A","Combustion Turbine","Alaska",0.3,"Dropped - in Alaska or in Hawaii"]
[null,"Selawik",6341,"2B","Combustion Turbine","Alaska",0.5,"Dropped - in Alaska or in Hawaii"]
[null,"Selawik",6341,"3B","Combustion Turbine","Alaska",0.5,"Dropped - in Alaska or in Hawaii"]
[null,"Shishmaref",6345,"1","Combustion Turbine","Alaska",0.3,"Dropped - in Alaska or in Hawaii"]
[null,"Shishmaref",6345,"2","Combustion Turbine","Alaska",0.3,"Dropped - in Alaska or in Hawaii"]
[null,"Shishmaref",6345,"3A","Combustion Turbine","Alaska",0.4,"Dropped - in Alaska or in Hawaii"]
[null,"Shishmaref",6345,"4A","Combustion Turbine","Alaska",0.5,"Dropped - in Alaska or in Hawaii"]
[null,"Togiak",6348,"2a","Combustion Turbine","Alaska",0.5,"Dropped - in Alaska or in Hawaii"]
[null,"Togiak",6348,"4","Combustion Turbine","Alaska",0.3,"Dropped - in Alaska or in Hawaii"]
[null,"Togiak",6348,"4B","Combustion Turbine","Alaska",0.8,"Dropped - in Alaska or in Hawaii"]
[null,"Togiak",6348,"5A","Combustion Turbine","Alaska",0.8,"Dropped - in Alaska or in Hawaii"]
[null,"Tangier",6390,"3","Combustion Turbine","Virginia",0.6,"Dropped - OS status in 2015, 2016 and 2017 EIA Form 860"]
[null,"Tangier",6390,"4","Combustion Turbine","Virginia",0.8,"Dropped - OS status in 2015, 2016 and 2017 EIA Form 860"]
[null,"Port Allen (HI)",6474,"3","Combustion Turbine","Hawaii",2.5,"Dropped - in Alaska or in Hawaii"]
[null,"Port Allen (HI)",6474,"4","Combustion Turbine","Hawaii",2.5,"Dropped - in Alaska or in Hawaii"]
[null,"Port Allen (HI)",6474,"5","Combustion Turbine","Hawaii",2.5,"Dropped - in Alaska or in Hawaii"]
[null,"Port Allen (HI)",6474,"8","Combustion Turbine","Hawaii",7.6,"Dropped - in Alaska or in Hawaii"]
[null,"Port Allen (HI)",6474,"9","Combustion Turbine","Hawaii",7.6,"Dropped - in Alaska or in Hawaii"]
[null,"Port Allen (HI)",6474,"D6","Combustion Turbine","Hawaii",7.6,"Dropped - in Alaska or in Hawaii"]
[null,"Port Allen (HI)",6474,"D7","Combustion Turbine","Hawaii",7.6,"Dropped - in Alaska or in Hawaii"]
[null,"Port Allen (HI)",6474,"GT1","Combustion Turbine","Hawaii",17.5,"Dropped - in Alaska or in Hawaii"]
[null,"Port Allen (HI)",6474,"GT2","Combustion Turbine","Hawaii",22.6,"Dropped - in Alaska or in Hawaii"]
[null,"Port Allen (HI)",6474,"IC1","Combustion Turbine","Hawaii",1.7,"Dropped - in Alaska or in Hawaii"]
[null,"Port Allen (HI)",6474,"IC2","Combustion Turbine","Hawaii",1.7,"Dropped - in Alaska or in Hawaii"]
[null,"Port Allen (HI)",6474,"ST1","O/G Steam","Hawaii",9,"Dropped - in Alaska or in Hawaii"]
[null,"San Francisquito 2",6480,"1","Hydro","California",14.5,"Dropped - OS status in 2015, 2016 and 2017 EIA Form 860"]
[null,"Maalaea",6504,"1","Combustion Turbine","Hawaii",2.5,"Dropped - in Alaska or in Hawaii"]
[null,"Maalaea",6504,"10","Combustion Turbine","Hawaii",12.3,"Dropped - in Alaska or in Hawaii"]
[null,"Maalaea",6504,"11","Combustion Turbine","Hawaii",12.3,"Dropped - in Alaska or in Hawaii"]
[null,"Maalaea",6504,"12","Combustion Turbine","Hawaii",12.3,"Dropped - in Alaska or in Hawaii"]
[null,"Maalaea",6504,"13","Combustion Turbine","Hawaii",12.3,"Dropped - in Alaska or in Hawaii"]
[null,"Maalaea",6504,"14","Combined Cycle","Hawaii",21.1,"Dropped - in Alaska or in Hawaii"]
[null,"Maalaea",6504,"15","Combined Cycle","Hawaii",12,"Dropped - in Alaska or in Hawaii"]
[null,"Maalaea",6504,"16","Combined Cycle","Hawaii",21.1,"Dropped - in Alaska or in Hawaii"]
[null,"Maalaea",6504,"17","Combined Cycle","Hawaii",17.6,"Dropped - in Alaska or in Hawaii"]
[null,"Maalaea",6504,"18","Combined Cycle","Hawaii",13.8,"Dropped - in Alaska or in Hawaii"]
[null,"Maalaea",6504,"19","Combined Cycle","Hawaii",17.6,"Dropped - in Alaska or in Hawaii"]
[null,"Maalaea",6504,"2","Combustion Turbine","Hawaii",2.5,"Dropped - in Alaska or in Hawaii"]
[null,"Maalaea",6504,"3","Combustion Turbine","Hawaii",2.5,"Dropped - in Alaska or in Hawaii"]
[null,"Maalaea",6504,"4","Combustion Turbine","Hawaii",5.5,"Dropped - in Alaska or in Hawaii"]
[null,"Maalaea",6504,"5","Combustion Turbine","Hawaii",5.5,"Dropped - in Alaska or in Hawaii"]
[null,"Maalaea",6504,"6","Combustion Turbine","Hawaii",5.5,"Dropped - in Alaska or in Hawaii"]
[null,"Maalaea",6504,"7","Combustion Turbine","Hawaii",5.5,"Dropped - in Alaska or in Hawaii"]
[null,"Maalaea",6504,"8","Combustion Turbine","Hawaii",5.5,"Dropped - in Alaska or in Hawaii"]
[null,"Maalaea",6504,"9","Combustion Turbine","Hawaii",5.5,"Dropped - in Alaska or in Hawaii"]
[null,"Maalaea",6504,"X1","Combustion Turbine","Hawaii",2.5,"Dropped - in Alaska or in Hawaii"]
[null,"Maalaea",6504,"X2","Combustion Turbine","Hawaii",2.5,"Dropped - in Alaska or in Hawaii"]
[null,"Drop 3 (WA)",6508,"1","Hydro","Washington",0.5,"Dropped - OS status in 2015, 2016 and 2017 EIA Form 860"]
[null,"Drop 3 (WA)",6508,"2","Hydro","Washington",0.5,"Dropped - OS status in 2015, 2016 and 2017 EIA Form 860"]
[null,"Brunswick",6510,"1","Combustion Turbine","Nevada",2,"Dropped  - Planned Retirement by 06/2021"]
[null,"Brunswick",6510,"2","Combustion Turbine","Nevada",2,"Dropped  - Planned Retirement by 06/2021"]
[null,"Brunswick",6510,"3","Combustion Turbine","Nevada",2,"Dropped  - Planned Retirement by 06/2021"]
[null,"McGrath",6555,"3A","Combustion Turbine","Alaska",0.5,"Dropped - in Alaska or in Hawaii"]
[null,"McGrath",6555,"4A","Combustion Turbine","Alaska",0.5,"Dropped - in Alaska or in Hawaii"]
[null,"McGrath",6555,"6","Combustion Turbine","Alaska",0.6,"Dropped - in Alaska or in Hawaii"]
[null,"McGrath",6555,"7","Combustion Turbine","Alaska",0.6,"Dropped - in Alaska or in Hawaii"]
[null,"George M Sullivan Generation Plant 2",6559,"10","Combined Cycle","Alaska",50,"Dropped - in Alaska or in Hawaii"]
[null,"George M Sullivan Generation Plant 2",6559,"11","Combined Cycle","Alaska",29,"Dropped - in Alaska or in Hawaii"]
[null,"George M Sullivan Generation Plant 2",6559,"7","Combined Cycle","Alaska",102.6,"Dropped - in Alaska or in Hawaii"]
[null,"George M Sullivan Generation Plant 2",6559,"9","Combined Cycle","Alaska",50,"Dropped - in Alaska or in Hawaii"]
[null,"George M Sullivan Generation Plant 2",6559,"GT8","Combustion Turbine","Alaska",77.7,"Dropped - in Alaska or in Hawaii"]
[null,"Unionville",6563,"1","Combustion Turbine","Missouri",22,"Dropped - OS status in 2015, 2016 and 2017 EIA Form 860"]
[null,"Unionville",6563,"2","Combustion Turbine","Missouri",22,"Dropped - OS status in 2015, 2016 and 2017 EIA Form 860"]
[null,"Berlin",6565,"3A","Combustion Turbine","Maryland",1.8,"Dropped - OS status in 2015, 2016 and 2017 EIA Form 860"]
[null,"Bethel",6566,"1","Combustion Turbine","Alaska",2.1,"Dropped - in Alaska or in Hawaii"]
[null,"Bethel",6566,"2","Combustion Turbine","Alaska",2.1,"Dropped - in Alaska or in Hawaii"]
[null,"Bethel",6566,"3","Combustion Turbine","Alaska",2.1,"Dropped - in Alaska or in Hawaii"]
[null,"Bethel",6566,"4","Combustion Turbine","Alaska",2.1,"Dropped - in Alaska or in Hawaii"]
[null,"Bethel",6566,"6","Combustion Turbine","Alaska",2.1,"Dropped - in Alaska or in Hawaii"]
[null,"Bethel",6566,"7","Combustion Turbine","Alaska",2.1,"Dropped - in Alaska or in Hawaii"]
[null,"Beaver Falls",6580,"1","Hydro","Alaska",1,"Dropped - in Alaska or in Hawaii"]
[null,"Beaver Falls",6580,"3","Hydro","Alaska",2.2,"Dropped - in Alaska or in Hawaii"]
[null,"Beaver Falls",6580,"4","Hydro","Alaska",2.2,"Dropped - in Alaska or in Hawaii"]
[null,"Silvis",6581,"1","Hydro","Alaska",2.1,"Dropped - in Alaska or in Hawaii"]
[null,"Yakutat",6637,"2B","Combustion Turbine","Alaska",0.8,"Dropped - in Alaska or in Hawaii"]
[null,"Yakutat",6637,"3A","Combustion Turbine","Alaska",0.6,"Dropped - in Alaska or in Hawaii"]
[null,"Yakutat",6637,"6","Combustion Turbine","Alaska",1.2,"Dropped - in Alaska or in Hawaii"]
[null,"Yakutat",6637,"7","Combustion Turbine","Alaska",1.2,"Dropped - in Alaska or in Hawaii"]
[null,"Pelican",6702,"HC1","Hydro","Alaska",0.5,"Dropped - in Alaska or in Hawaii"]
[null,"Pelican",6702,"HC2","Hydro","Alaska",0.1,"Dropped - in Alaska or in Hawaii"]
[null,"Pelican",6702,"IC6","Combustion Turbine","Alaska",0.4,"Dropped - in Alaska or in Hawaii"]
[null,"Pelican",6702,"IC7","Combustion Turbine","Alaska",0.4,"Dropped - in Alaska or in Hawaii"]
[null,"Pelican",6702,"IC8","Combustion Turbine","Alaska",0.2,"Dropped - in Alaska or in Hawaii"]
[null,"Jarvis Street",6801,"1","Combustion Turbine","Alaska",2,"Dropped - in Alaska or in Hawaii"]
[null,"Jarvis Street",6801,"2","Combustion Turbine","Alaska",2.8,"Dropped - in Alaska or in Hawaii"]
[null,"Jarvis Street",6801,"3","Combustion Turbine","Alaska",2.8,"Dropped - in Alaska or in Hawaii"]
[null,"Jarvis Street",6801,"4","Combustion Turbine","Alaska",4,"Dropped - in Alaska or in Hawaii"]
[null,"Jarvis Street",6801,"5","Combustion Turbine","Alaska",13.5,"Dropped - in Alaska or in Hawaii"]
[null,"Humpback Creek",7042,"1","Hydro","Alaska",0.4,"Dropped - in Alaska or in Hawaii"]
[null,"Humpback Creek",7042,"2","Hydro","Alaska",0.4,"Dropped - in Alaska or in Hawaii"]
[null,"Humpback Creek",7042,"3","Hydro","Alaska",0.2,"Dropped - in Alaska or in Hawaii"]
[null,"Centennial",7112,"IC6","Combustion Turbine","Alaska",3.3,"Dropped - in Alaska or in Hawaii"]
[null,"Puna",7130,"1","O/G Steam","Hawaii",14,"Dropped - in Alaska or in Hawaii"]
[null,"Puna",7130,"3","Combustion Turbine","Hawaii",20,"Dropped - in Alaska or in Hawaii"]
[null,"Grinnell",7137,"1","Combustion Turbine","Iowa",23.7,"Dropped  - Planned Retirement by 06/2021"]
[null,"Grinnell",7137,"2","Combustion Turbine","Iowa",20.6,"Dropped  - Planned Retirement by 06/2021"]
[null,"Chester Lake",7168,"1","Hydro","Alaska",1,"Dropped - in Alaska or in Hawaii"]
[null,"Northway",7169,"1A","Combustion Turbine","Alaska",0.3,"Dropped - in Alaska or in Hawaii"]
[null,"Northway",7169,"2A","Combustion Turbine","Alaska",0.2,"Dropped - in Alaska or in Hawaii"]
[null,"Northway",7169,"5","Combustion Turbine","Alaska",0.4,"Dropped - in Alaska or in Hawaii"]
[null,"Barrow",7173,"10","Combustion Turbine","Alaska",1.5,"Dropped - in Alaska or in Hawaii"]
[null,"Barrow",7173,"11","Combustion Turbine","Alaska",4.8,"Dropped - in Alaska or in Hawaii"]
[null,"Barrow",7173,"12","Combustion Turbine","Alaska",5,"Dropped - in Alaska or in Hawaii"]
[null,"Barrow",7173,"6","Combustion Turbine","Alaska",2.5,"Dropped - in Alaska or in Hawaii"]
[null,"Barrow",7173,"7","Combustion Turbine","Alaska",2.5,"Dropped - in Alaska or in Hawaii"]
[null,"Barrow",7173,"8","Combustion Turbine","Alaska",2.5,"Dropped - in Alaska or in Hawaii"]
[null,"Barrow",7173,"9","Combustion Turbine","Alaska",1.5,"Dropped - in Alaska or in Hawaii"]
[null,"Gwitchyaa Zhee",7174,"1","Combustion Turbine","Alaska",0.3,"Dropped - in Alaska or in Hawaii"]
[null,"Gwitchyaa Zhee",7174,"10","Combustion Turbine","Alaska",0.2,"Dropped - in Alaska or in Hawaii"]
[null,"Gwitchyaa Zhee",7174,"7","Combustion Turbine","Alaska",0.4,"Dropped - in Alaska or in Hawaii"]
[null,"Gwitchyaa Zhee",7174,"8","Combustion Turbine","Alaska",0.4,"Dropped - in Alaska or in Hawaii"]
[null,"Gwitchyaa Zhee",7174,"9","Combustion Turbine","Alaska",0.2,"Dropped - in Alaska or in Hawaii"]
[null,"Aniak",7182,"1","Combustion Turbine","Alaska",0.2,"Dropped - in Alaska or in Hawaii"]
[null,"Aniak",7182,"10","Combustion Turbine","Alaska",0.6,"Dropped - in Alaska or in Hawaii"]
[null,"Aniak",7182,"9","Combustion Turbine","Alaska",0.6,"Dropped - in Alaska or in Hawaii"]
[null,"Newhalen",7183,"5","Combustion Turbine","Alaska",0.3,"Dropped - in Alaska or in Hawaii"]
[null,"Newhalen",7183,"6","Combustion Turbine","Alaska",0.3,"Dropped - in Alaska or in Hawaii"]
[null,"Newhalen",7183,"7","Combustion Turbine","Alaska",0.3,"Dropped - in Alaska or in Hawaii"]
[null,"Newhalen",7183,"H-1","Hydro","Alaska",0.4,"Dropped - in Alaska or in Hawaii"]
[null,"Newhalen",7183,"H-2","Hydro","Alaska",0.4,"Dropped - in Alaska or in Hawaii"]
[null,"Milner Hydro",7190,"3","Hydro","Idaho",0.8,"Dropped - OS status in 2015, 2016 and 2017 EIA Form 860"]
[null,"Auke Bay",7250,"13","Combustion Turbine","Alaska",2.8,"Dropped - in Alaska or in Hawaii"]
[null,"Auke Bay",7250,"14","Combustion Turbine","Alaska",23,"Dropped - in Alaska or in Hawaii"]
[null,"Auke Bay",7250,"4","Combustion Turbine","Alaska",2.5,"Dropped - in Alaska or in Hawaii"]
[null,"Miki Basin",7264,"LL1","Combustion Turbine","Hawaii",1,"Dropped - in Alaska or in Hawaii"]
[null,"Miki Basin",7264,"LL2","Combustion Turbine","Hawaii",1,"Dropped - in Alaska or in Hawaii"]
[null,"Miki Basin",7264,"LL3","Combustion Turbine","Hawaii",1,"Dropped - in Alaska or in Hawaii"]
[null,"Miki Basin",7264,"LL4","Combustion Turbine","Hawaii",1,"Dropped - in Alaska or in Hawaii"]
[null,"Miki Basin",7264,"LL5","Combustion Turbine","Hawaii",1,"Dropped - in Alaska or in Hawaii"]
[null,"Miki Basin",7264,"LL6","Combustion Turbine","Hawaii",1,"Dropped - in Alaska or in Hawaii"]
[null,"Miki Basin",7264,"LL7","Combustion Turbine","Hawaii",2.1,"Dropped - in Alaska or in Hawaii"]
[null,"Miki Basin",7264,"LL8","Combustion Turbine","Hawaii",2.1,"Dropped - in Alaska or in Hawaii"]
[null,"Bradley Lake",7367,"1","Hydro","Alaska",63,"Dropped - in Alaska or in Hawaii"]
[null,"Bradley Lake",7367,"2","Hydro","Alaska",63,"Dropped - in Alaska or in Hawaii"]
[null,"Gonzales Hydro Plant",7394,"1","Hydro","Texas",0.3,"Dropped - OS status in 2015, 2016 and 2017 EIA Form 860"]
[null,"Gonzales Hydro Plant",7394,"2","Hydro","Texas",0.3,"Dropped - OS status in 2015, 2016 and 2017 EIA Form 860"]
[null,"Gonzales Hydro Plant",7394,"3","Hydro","Texas",0.3,"Dropped - OS status in 2015, 2016 and 2017 EIA Form 860"]
[null,"Thorne Bay Plant",7414,"2","Combustion Turbine","Alaska",0.6,"Dropped - in Alaska or in Hawaii"]
[null,"Thorne Bay Plant",7414,"4","Combustion Turbine","Alaska",0.4,"Dropped - in Alaska or in Hawaii"]
[null,"Vernon",7436,"JH1","Combustion Turbine","California",3.6,"Dropped - OS status in 2015, 2016 and 2017 EIA Form 860"]
[null,"Vernon",7436,"JH2","Combustion Turbine","California",3.6,"Dropped - OS status in 2015, 2016 and 2017 EIA Form 860"]
[null,"Vernon",7436,"JH3","Combustion Turbine","California",3.6,"Dropped - OS status in 2015, 2016 and 2017 EIA Form 860"]
[null,"Vernon",7436,"JH4","Combustion Turbine","California",3.6,"Dropped - OS status in 2015, 2016 and 2017 EIA Form 860"]
[null,"Vernon",7436,"JH5","Combustion Turbine","California",3.6,"Dropped - OS status in 2015, 2016 and 2017 EIA Form 860"]
[null,"Galena Electric Utility",7437,"1A","Combustion Turbine","Alaska",0.8,"Dropped - in Alaska or in Hawaii"]
[null,"Galena Electric Utility",7437,"2A","Combustion Turbine","Alaska",0.5,"Dropped - in Alaska or in Hawaii"]
[null,"Galena Electric Utility",7437,"3A","Combustion Turbine","Alaska",0.8,"Dropped - in Alaska or in Hawaii"]
[null,"Galena Electric Utility",7437,"4A","Combustion Turbine","Alaska",1,"Dropped - in Alaska or in Hawaii"]
[null,"Galena Electric Utility",7437,"5A","Combustion Turbine","Alaska",0.8,"Dropped - in Alaska or in Hawaii"]
[null,"Church Street Plant",7438,"C1","Combustion Turbine","Virginia",0.8,"Dropped  - Planned Retirement by 06/2021"]
[null,"Church Street Plant",7438,"C2","Combustion Turbine","Virginia",0.8,"Dropped  - Planned Retirement by 06/2021"]
[null,"Church Street Plant",7438,"C4","Combustion Turbine","Virginia",1,"Dropped  - Planned Retirement by 06/2021"]
[null,"Angoon",7462,"1A","Combustion Turbine","Alaska",0.5,"Dropped - in Alaska or in Hawaii"]
[null,"Angoon",7462,"2A","Combustion Turbine","Alaska",0.5,"Dropped - in Alaska or in Hawaii"]
[null,"Angoon",7462,"3","Combustion Turbine","Alaska",0.5,"Dropped - in Alaska or in Hawaii"]
[null,"Hoonah",7463,"2A","Combustion Turbine","Alaska",1,"Dropped - in Alaska or in Hawaii"]
[null,"Hoonah",7463,"3A","Combustion Turbine","Alaska",0.5,"Dropped - in Alaska or in Hawaii"]
[null,"Hoonah",7463,"4","Combustion Turbine","Alaska",0.5,"Dropped - in Alaska or in Hawaii"]
[null,"Kake",7464,"1A","Combustion Turbine","Alaska",0.5,"Dropped - in Alaska or in Hawaii"]
[null,"Kake",7464,"2","Combustion Turbine","Alaska",1.1,"Dropped - in Alaska or in Hawaii"]
[null,"Kake",7464,"3A","Combustion Turbine","Alaska",0.8,"Dropped - in Alaska or in Hawaii"]
[null,"NSB Atqasuk Utility",7482,"NA1","Combustion Turbine","Alaska",0.9,"Dropped - in Alaska or in Hawaii"]
[null,"NSB Atqasuk Utility",7482,"NA2","Combustion Turbine","Alaska",0.9,"Dropped - in Alaska or in Hawaii"]
[null,"NSB Atqasuk Utility",7482,"NA3","Combustion Turbine","Alaska",0.4,"Dropped - in Alaska or in Hawaii"]
[null,"NSB Atqasuk Utility",7482,"PG2","Combustion Turbine","Alaska",0.4,"Dropped - in Alaska or in Hawaii"]
[null,"NSB Atqasuk Utility",7482,"PG3","Combustion Turbine","Alaska",0.6,"Dropped - in Alaska or in Hawaii"]
[null,"NSB Kaktovik Utility",7483,"PG1A","Combustion Turbine","Alaska",0.9,"Dropped - in Alaska or in Hawaii"]
[null,"NSB Kaktovik Utility",7483,"PG2A","Combustion Turbine","Alaska",0.9,"Dropped - in Alaska or in Hawaii"]
[null,"NSB Kaktovik Utility",7483,"PG3A","Combustion Turbine","Alaska",0.4,"Dropped - in Alaska or in Hawaii"]
[null,"NSB Kaktovik Utility",7483,"PG4A","Combustion Turbine","Alaska",0.4,"Dropped - in Alaska or in Hawaii"]
[null,"NSB Nuiqsut Utility",7484,"PG1A","Combustion Turbine","Alaska",0.9,"Dropped - in Alaska or in Hawaii"]
[null,"NSB Nuiqsut Utility",7484,"PG2A","Combustion Turbine","Alaska",0.9,"Dropped - in Alaska or in Hawaii"]
[null,"NSB Nuiqsut Utility",7484,"PG3A","Combustion Turbine","Alaska",0.4,"Dropped - in Alaska or in Hawaii"]
[null,"NSB Nuiqsut Utility",7484,"PG3B","Combustion Turbine","Alaska",0.6,"Dropped - in Alaska or in Hawaii"]
[null,"NSB Nuiqsut Utility",7484,"PG5A","Combustion Turbine","Alaska",0.8,"Dropped - in Alaska or in Hawaii"]
[null,"NSB Nuiqsut Utility",7484,"PG6A","Combustion Turbine","Alaska",0.8,"Dropped - in Alaska or in Hawaii"]
[null,"NSB Point Hope Utility",7485,"PG1A","Combustion Turbine","Alaska",1,"Dropped - in Alaska or in Hawaii"]
[null,"NSB Point Hope Utility",7485,"PG6","Combustion Turbine","Alaska",0.6,"Dropped - in Alaska or in Hawaii"]
[null,"NSB Point Hope Utility",7485,"PG7","Combustion Turbine","Alaska",0.6,"Dropped - in Alaska or in Hawaii"]
[null,"NSB Point Hope Utility",7485,"PG8","Combustion Turbine","Alaska",0.9,"Dropped - in Alaska or in Hawaii"]
[null,"NSB Point Lay Utility",7486,"PG10","Combustion Turbine","Alaska",0.6,"Dropped - in Alaska or in Hawaii"]
[null,"NSB Point Lay Utility",7486,"PG7","Combustion Turbine","Alaska",0.6,"Dropped - in Alaska or in Hawaii"]
[null,"NSB Point Lay Utility",7486,"PG8","Combustion Turbine","Alaska",0.6,"Dropped - in Alaska or in Hawaii"]
[null,"NSB Point Lay Utility",7486,"PG9","Combustion Turbine","Alaska",0.6,"Dropped - in Alaska or in Hawaii"]
[null,"NSB Anaktuvuk Pass",7487,"1","Combustion Turbine","Alaska",0.3,"Dropped - in Alaska or in Hawaii"]
[null,"NSB Anaktuvuk Pass",7487,"2","Combustion Turbine","Alaska",0.3,"Dropped - in Alaska or in Hawaii"]
[null,"NSB Anaktuvuk Pass",7487,"3","Combustion Turbine","Alaska",0.3,"Dropped - in Alaska or in Hawaii"]
[null,"NSB Anaktuvuk Pass",7487,"6","Combustion Turbine","Alaska",0.9,"Dropped - in Alaska or in Hawaii"]
[null,"NSB Anaktuvuk Pass",7487,"7","Combustion Turbine","Alaska",0.9,"Dropped - in Alaska or in Hawaii"]
[null,"NSB Wainwright Utility",7488,"PG1","Combustion Turbine","Alaska",0.4,"Dropped - in Alaska or in Hawaii"]
[null,"NSB Wainwright Utility",7488,"PG2","Combustion Turbine","Alaska",0.4,"Dropped - in Alaska or in Hawaii"]
[null,"NSB Wainwright Utility",7488,"PG3","Combustion Turbine","Alaska",0.4,"Dropped - in Alaska or in Hawaii"]
[null,"NSB Wainwright Utility",7488,"PG4A","Combustion Turbine","Alaska",0.9,"Dropped - in Alaska or in Hawaii"]
[null,"NSB Wainwright Utility",7488,"PG5","Combustion Turbine","Alaska",0.9,"Dropped - in Alaska or in Hawaii"]
[null,"King Cove",7493,"1","Combustion Turbine","Alaska",0.3,"Dropped - in Alaska or in Hawaii"]
[null,"King Cove",7493,"2","Combustion Turbine","Alaska",0.4,"Dropped - in Alaska or in Hawaii"]
[null,"King Cove",7493,"3","Combustion Turbine","Alaska",0.6,"Dropped - in Alaska or in Hawaii"]
[null,"King Cove",7493,"4","Hydro","Alaska",0.7,"Dropped - in Alaska or in Hawaii"]
[null,"King Cove",7493,"5","Combustion Turbine","Alaska",0.3,"Dropped - in Alaska or in Hawaii"]
[null,"Dutch Harbor",7502,"10","Combustion Turbine","Alaska",4.4,"Dropped - in Alaska or in Hawaii"]
[null,"Dutch Harbor",7502,"11","Combustion Turbine","Alaska",4.4,"Dropped - in Alaska or in Hawaii"]
[null,"Dutch Harbor",7502,"12","Combustion Turbine","Alaska",3.7,"Dropped - in Alaska or in Hawaii"]
[null,"Dutch Harbor",7502,"13","Combustion Turbine","Alaska",3.7,"Dropped - in Alaska or in Hawaii"]
[null,"Dutch Harbor",7502,"15","Combustion Turbine","Alaska",0.2,"Dropped - in Alaska or in Hawaii"]
[null,"Dutch Harbor",7502,"8","Combustion Turbine","Alaska",1,"Dropped - in Alaska or in Hawaii"]
[null,"Dutch Harbor",7502,"9","Combustion Turbine","Alaska",1,"Dropped - in Alaska or in Hawaii"]
[null,"Unalaska Power Module",7503,"7","Combustion Turbine","Alaska",0.8,"Dropped - in Alaska or in Hawaii"]
[null,"Red Cedar",7595,"1","Combustion Turbine","Iowa",13,"Dropped  - Planned Retirement by 06/2021"]
[null,"Nymans Plant",7723,"1","Combustion Turbine","Alaska",2.5,"Dropped - in Alaska or in Hawaii"]
[null,"Nymans Plant",7723,"2","Combustion Turbine","Alaska",7.3,"Dropped - in Alaska or in Hawaii"]
[null,"Goat Lake Hydro",7751,"1","Hydro","Alaska",4,"Dropped - in Alaska or in Hawaii"]
[null,"Black Bear Lake",7752,"1","Hydro","Alaska",4.5,"Dropped - in Alaska or in Hawaii"]
[null,"Valdez Cogen",7841,"1","Fossil Waste","Alaska",5.1,"Dropped - in Alaska or in Hawaii"]
[null,"Power Creek",7862,"4","Hydro","Alaska",2.8,"Dropped - in Alaska or in Hawaii"]
[null,"Power Creek",7862,"5","Hydro","Alaska",2.8,"Dropped - in Alaska or in Hawaii"]
[null,"Snoqualmie 2",7867,"7","Hydro","Washington",21,"Dropped - OS status in 2015, 2016 and 2017 EIA Form 860"]
[null,"Three Mile Island",8011,"1","Nuclear","Pennsylvania",802.8,"Dropped  - Planned Retirement by 06/2021"]
[null,"Comanche (OK)",8059,"IC1","Combustion Turbine","Oklahoma",4,"Dropped - OS status in 2015, 2016 and 2017 EIA Form 860"]
[null,"Keahole",8083,"2","Combustion Turbine","Hawaii",15.9,"Dropped - in Alaska or in Hawaii"]
[null,"Keahole",8083,"21","Combustion Turbine","Hawaii",2.5,"Dropped - in Alaska or in Hawaii"]
[null,"Keahole",8083,"22","Combustion Turbine","Hawaii",2.5,"Dropped - in Alaska or in Hawaii"]
[null,"Keahole",8083,"23","Combustion Turbine","Hawaii",2.5,"Dropped - in Alaska or in Hawaii"]
[null,"Keahole",8083,"7","Combined Cycle","Hawaii",16,"Dropped - in Alaska or in Hawaii"]
[null,"Keahole",8083,"CT4","Combined Cycle","Hawaii",19.8,"Dropped - in Alaska or in Hawaii"]
[null,"Keahole",8083,"CT5","Combined Cycle","Hawaii",19.8,"Dropped - in Alaska or in Hawaii"]
[null,"Astoria Generating Station",8906,"4","O/G Steam","New York",380,"Dropped - OS status in 2015, 2016 and 2017 EIA Form 860"]
[null,"Nine Springs",9674,"GT1","Combustion Turbine","Wisconsin",14.2,"Dropped  - Planned Retirement by 06/2021"]
[null,"Dinosaur Point",10005,"WTGS","Onshore Wind","California",17,"Dropped  - Planned Retirement by 06/2021"]
[null,"WestRock-West Point Mill",10017,"GEN8","Non-Fossil Waste","Virginia",5,"Dropped - Onsite Unit"]
[null,"WestRock-West Point Mill",10017,"GEN9","Non-Fossil Waste","Virginia",10,"Dropped - Onsite Unit"]
[null,"WestRock-West Point Mill",10017,"GN10","Non-Fossil Waste","Virginia",25,"Dropped - Onsite Unit"]
[null,"WestRock-West Point Mill",10017,"GN11","Non-Fossil Waste","Virginia",15,"Dropped - Onsite Unit"]
[null,"WestRock-West Point Mill",10017,"GN12","Non-Fossil Waste","Virginia",46,"Dropped - Onsite Unit"]
[null,"Cutrale Citrus Juices USA I",10020,"GEN3","Combustion Turbine","Florida",4.3,"Dropped - Onsite Unit"]
[null,"Encina Water Pollution Control",10026,"EG10","Non-Fossil Waste","California",0.8,"Dropped - Onsite Unit"]
[null,"Encina Water Pollution Control",10026,"EG20","Non-Fossil Waste","California",0.8,"Dropped - Onsite Unit"]
[null,"Encina Water Pollution Control",10026,"EG30","Non-Fossil Waste","California",0.8,"Dropped - Onsite Unit"]
[null,"Encina Water Pollution Control",10026,"EG40","Non-Fossil Waste","California",0.8,"Dropped - Onsite Unit"]
[null,"General Electric Aircraft Engines",10029,"GEN5","O/G Steam","Massachusetts",8.5,"Dropped - Onsite Unit"]
[null,"General Electric Aircraft Engines",10029,"GEN6","O/G Steam","Massachusetts",8.5,"Dropped - Onsite Unit"]
[null,"General Electric Aircraft Engines",10029,"GEN7","O/G Steam","Massachusetts",6.8,"Dropped - Onsite Unit"]
[null,"General Electric Aircraft Engines",10029,"GEN8","Combustion Turbine","Massachusetts",19.1,"Dropped - Onsite Unit"]
[null,"General Electric Aircraft Engines",10029,"PV","Solar PV","Massachusetts",2.1,"Dropped - Onsite Unit"]
[null,"Kaweah Delta District Hospital",10042,"KDHT1","Combustion Turbine","California",3.5,"Dropped - Onsite Unit"]
[null,"General Electric Diesel Engine Plant",10058,"REGN","Combustion Turbine","Pennsylvania",4.3,"Dropped - Onsite Unit"]
[null,"General Electric Great Falls Upper Hydro",10059,"1575","Hydro","New Hampshire",1.6,"Dropped - OS status in 2015, 2016 and 2017 EIA Form 860"]
[null,"General Electric Great Falls Upper Hydro",10059,"500","Hydro","New Hampshire",0.5,"Dropped - OS status in 2015, 2016 and 2017 EIA Form 860"]
[null,"Pulp Mill Power House",10074,"GEN1","Non-Fossil Waste","California",20,"Dropped - OS status in 2015, 2016 and 2017 EIA Form 860"]
[null,"Tesoro Hawaii",10093,"GEN1","Fossil Waste","Hawaii",20,"Dropped - in Alaska or in Hawaii"]
[null,"Hampton Facility",10108,"GEN1","Combustion Turbine","New Hampshire",0.5,"Dropped - Onsite Unit"]
[null,"Hampton Facility",10108,"GEN2","Combustion Turbine","New Hampshire",0.5,"Dropped - Onsite Unit"]
[null,"Hampton Facility",10108,"GEN3","Combustion Turbine","New Hampshire",0.7,"Dropped - Onsite Unit"]
[null,"Hampton Facility",10108,"GEN4","Combustion Turbine","New Hampshire",0.7,"Dropped - Onsite Unit"]
[null,"Hampton Facility",10108,"GEN5","Combustion Turbine","New Hampshire",0.7,"Dropped - Onsite Unit"]
[null,"Hampton Facility",10108,"GEN8","Combustion Turbine","New Hampshire",3.8,"Dropped - Onsite Unit"]
[null,"PInova Inc",10120,"GEN5","Biomass","Georgia",7.1,"Dropped - Onsite Unit"]
[null,"CIP II/AR Bridgewater Holdings - NJCOE",10122,"02","Combustion Turbine","New Jersey",4.1,"Dropped - Onsite Unit"]
[null,"Hoffmann LaRoche",10123,"TG01","Combustion Turbine","New Jersey",4.1,"Dropped - Onsite Unit"]
[null,"Hoffmann LaRoche",10123,"TG03","Combustion Turbine","New Jersey",4.1,"Dropped - Onsite Unit"]
[null,"White Pine Electric Power",10148,"GEN3","O/G Steam","Michigan",18,"Dropped - OS status in 2015, 2016 and 2017 EIA Form 860"]
[null,"Decorative Panels Intl",10149,"GEN1","O/G Steam","Michigan",7,"Dropped - Onsite Unit"]
[null,"Chocolate Bayou Works",10154,"GEN1","Combustion Turbine","Texas",30,"Dropped - Onsite Unit"]
[null,"Metropolitan Sewerage District",10181,"GEN1","Hydro","North Carolina",0.8,"Dropped - Onsite Unit"]
[null,"Metropolitan Sewerage District",10181,"GEN2","Hydro","North Carolina",0.8,"Dropped - Onsite Unit"]
[null,"Metropolitan Sewerage District",10181,"GEN3","Hydro","North Carolina",0.8,"Dropped - Onsite Unit"]
[null,"Anson Abenaki Hydros",10186,"AB1","Hydro","Maine",2.2,"Dropped - Onsite Unit"]
[null,"Anson Abenaki Hydros",10186,"AB2","Hydro","Maine",2.2,"Dropped - Onsite Unit"]
[null,"Anson Abenaki Hydros",10186,"AB3","Hydro","Maine",2.2,"Dropped - Onsite Unit"]
[null,"Anson Abenaki Hydros",10186,"AB4","Hydro","Maine",2.2,"Dropped - Onsite Unit"]
[null,"Anson Abenaki Hydros",10186,"AB5","Hydro","Maine",2.2,"Dropped - Onsite Unit"]
[null,"Anson Abenaki Hydros",10186,"AB6","Hydro","Maine",2.6,"Dropped - Onsite Unit"]
[null,"Anson Abenaki Hydros",10186,"AB7","Hydro","Maine",2.2,"Dropped - Onsite Unit"]
[null,"Anson Abenaki Hydros",10186,"AB8","Hydro","Maine",0.3,"Dropped - Onsite Unit"]
[null,"Anson Abenaki Hydros",10186,"AN1","Hydro","Maine",1.8,"Dropped - Onsite Unit"]
[null,"Anson Abenaki Hydros",10186,"AN2","Hydro","Maine",1.8,"Dropped - Onsite Unit"]
[null,"Anson Abenaki Hydros",10186,"AN3","Hydro","Maine",1.8,"Dropped - Onsite Unit"]
[null,"Anson Abenaki Hydros",10186,"AN4","Hydro","Maine",1.8,"Dropped - Onsite Unit"]
[null,"Anson Abenaki Hydros",10186,"AN5","Hydro","Maine",1.8,"Dropped - Onsite Unit"]
[null,"Anson Abenaki Hydros",10186,"STG1","O/G Steam","Maine",2,"Dropped - Onsite Unit"]
[null,"Cutrale Citrus Juices USA II",10188,"GEN6","Combustion Turbine","Florida",4.3,"Dropped - Onsite Unit"]
[null,"Cutrale Citrus Juices USA II",10188,"GEN7","Combustion Turbine","Florida",4.3,"Dropped - Onsite Unit"]
[null,"Hawaii Cogen",10194,"GEN1","Fossil Waste","Hawaii",3.2,"Dropped - Onsite Unit"]
[null,"Hawaii Cogen",10194,"GEN2","Fossil Waste","Hawaii",3.2,"Dropped - Onsite Unit"]
[null,"Hawaii Cogen",10194,"GEN3","Fossil Waste","Hawaii",3.2,"Dropped - Onsite Unit"]
[null,"Hawaii Cogen",10194,"GEN4","Fossil Waste","Hawaii",3.2,"Dropped - Onsite Unit"]
[null,"CF Industries Yazoo City Complex",10195,"EXIS","Combustion Turbine","Mississippi",21.3,"Dropped - Onsite Unit"]
[null,"Fernandina Beach Mill",10202,"GEN5","Non-Fossil Waste","Florida",30,"Dropped - Onsite Unit"]
[null,"Fernandina Beach Mill",10202,"GEN6","Non-Fossil Waste","Florida",50,"Dropped - Onsite Unit"]
[null,"Loma Linda University Cogen",10206,"GEN1","Combustion Turbine","California",4.8,"Dropped - Onsite Unit"]
[null,"Loma Linda University Cogen",10206,"GEN2","Combustion Turbine","California",4.8,"Dropped - Onsite Unit"]
[null,"Loma Linda University Cogen",10206,"GEN4","Combustion Turbine","California",1.7,"Dropped - Onsite Unit"]
[null,"Escanaba Mill",10208,"NO.7","Non-Fossil Waste","Michigan",32,"Dropped - Onsite Unit"]
[null,"Escanaba Mill",10208,"NO.8","Non-Fossil Waste","Michigan",23,"Dropped - Onsite Unit"]
[null,"Escanaba Mill",10208,"NO9","Non-Fossil Waste","Michigan",45,"Dropped - Onsite Unit"]
[null,"Merck Rahway Power Plant",10224,"GEN8","O/G Steam","New Jersey",4.8,"Dropped - Onsite Unit"]
[null,"Merck Rahway Power Plant",10224,"GEN9","O/G Steam","New Jersey",10,"Dropped - Onsite Unit"]
[null,"Merck Rahway Power Plant",10224,"SOLAR","Solar PV","New Jersey",0.5,"Dropped - Onsite Unit"]
[null,"Biron Mill",10234,"GEN1","Coal Steam","Wisconsin",15.3,"Dropped - Onsite Unit"]
[null,"Biron Mill",10234,"GEN3","Coal Steam","Wisconsin",7.5,"Dropped - Onsite Unit"]
[null,"Biron Mill",10234,"GEN4","Coal Steam","Wisconsin",12.5,"Dropped - Onsite Unit"]
[null,"Biron Mill",10234,"GEN5","Coal Steam","Wisconsin",20,"Dropped - Onsite Unit"]
[null,"P H Glatfelter Co -Chillicothe Facility",10244,"T-10","Non-Fossil Waste","Ohio",0,"Dropped - Onsite Unit"]
[null,"P H Glatfelter Co -Chillicothe Facility",10244,"T-11","Non-Fossil Waste","Ohio",12.5,"Dropped - Onsite Unit"]
[null,"P H Glatfelter Co -Chillicothe Facility",10244,"T-12","Non-Fossil Waste","Ohio",16.4,"Dropped - Onsite Unit"]
[null,"P H Glatfelter Co -Chillicothe Facility",10244,"T-13","Coal Steam","Ohio",12.6,"Dropped - Onsite Unit"]
[null,"ArcelorMittal Burns Harbor",10245,"GEN5","Fossil Waste","Indiana",60.5,"Dropped - Onsite Unit"]
[null,"ArcelorMittal Burns Harbor",10245,"GEN6","Fossil Waste","Indiana",51,"Dropped - Onsite Unit"]
[null,"ArcelorMittal Burns Harbor",10245,"GEN7","Fossil Waste","Indiana",63.2,"Dropped - Onsite Unit"]
[null,"Domtar Kingsport Mill",10252,"NO.1","Non-Fossil Waste","Tennessee",46.5,"Dropped - Onsite Unit"]
[null,"Enterprise Products Operating",10261,"GEN1","Combustion Turbine","Texas",2.3,"Dropped - Onsite Unit"]
[null,"Enterprise Products Operating",10261,"GEN2","Combustion Turbine","Texas",2.3,"Dropped - Onsite Unit"]
[null,"Enterprise Products Operating",10261,"GEN3","Combustion Turbine","Texas",3,"Dropped - Onsite Unit"]
[null,"Enterprise Products Operating",10261,"GEN4","Combustion Turbine","Texas",3,"Dropped - Onsite Unit"]
[null,"Enterprise Products Operating",10261,"GEN5","Combustion Turbine","Texas",3,"Dropped - Onsite Unit"]
[null,"Enterprise Products Operating",10261,"GEN6","Combustion Turbine","Texas",3,"Dropped - Onsite Unit"]
[null,"Enterprise Products Operating",10261,"GEN7","Combustion Turbine","Texas",3,"Dropped - Onsite Unit"]
[null,"Enterprise Products Operating",10261,"GEN8","Combustion Turbine","Texas",3,"Dropped - Onsite Unit"]
[null,"California Institute of Technology",10262,"GEN6","Combined Cycle","California",9,"Dropped - Onsite Unit"]
[null,"California Institute of Technology",10262,"GEN7","Combined Cycle","California",2.1,"Dropped - Onsite Unit"]
[null,"Florida's Natural Growers",10275,"CE50","Combustion Turbine","Florida",2.7,"Dropped - Onsite Unit"]
[null,"Florida's Natural Growers",10275,"TA70","Combustion Turbine","Florida",4.9,"Dropped - Onsite Unit"]
[null,"Bob Jones University Cogen Plant",10280,"ENG1","Combustion Turbine","South Carolina",1.1,"Dropped - Onsite Unit"]
[null,"Bob Jones University Cogen Plant",10280,"ENG5","Combustion Turbine","South Carolina",1,"Dropped - Onsite Unit"]
[null,"Bob Jones University Cogen Plant",10280,"ENG6","Combustion Turbine","South Carolina",1,"Dropped - Onsite Unit"]
[null,"Bob Jones University Cogen Plant",10280,"ENG7","Combustion Turbine","South Carolina",1,"Dropped - Onsite Unit"]
[null,"Cornell Hydro",10286,"1","Hydro","New York",0.5,"Dropped - Onsite Unit"]
[null,"Cornell Hydro",10286,"2","Hydro","New York",1.1,"Dropped - Onsite Unit"]
[null,"Big Valley Power LLC",10288,"IS27","Biomass","California",8.7,"Dropped - OS status in 2015, 2016 and 2017 EIA Form 860"]
[null,"Louisiana Sugar Refining",10301,"GEN2","O/G Steam","Louisiana",1.7,"Dropped - Onsite Unit"]
[null,"Louisiana Sugar Refining",10301,"GEN3","O/G Steam","Louisiana",1.5,"Dropped - Onsite Unit"]
[null,"Louisiana Sugar Refining",10301,"GEN4","O/G Steam","Louisiana",2.1,"Dropped - Onsite Unit"]
[null,"Juniata Locomotive Shop",10302,"GEN1","Coal Steam","Pennsylvania",0.4,"Dropped - Onsite Unit"]
[null,"Juniata Locomotive Shop",10302,"GEN2","Coal Steam","Pennsylvania",0.3,"Dropped - Onsite Unit"]
[null,"Juniata Locomotive Shop",10302,"GEN3","Combustion Turbine","Pennsylvania",1.5,"Dropped - Onsite Unit"]
[null,"Geismar",10319,"GEN1","Combustion Turbine","Louisiana",33.7,"Dropped - Onsite Unit"]
[null,"Geismar",10319,"GEN2","Combustion Turbine","Louisiana",39.2,"Dropped - Onsite Unit"]
[null,"Geismar",10319,"GEN3","Non-Fossil Waste","Louisiana",7.2,"Dropped - Onsite Unit"]
[null,"H Power",10334,"GEN1","Municipal Solid Waste","Hawaii",58,"Dropped - in Alaska or in Hawaii"]
[null,"H Power",10334,"GEN2","Municipal Solid Waste","Hawaii",28,"Dropped - in Alaska or in Hawaii"]
[null,"Green Bay West Mill",10360,"GEN6","Coal Steam","Wisconsin",18,"Dropped - Onsite Unit"]
[null,"Green Bay West Mill",10360,"GEN7","Coal Steam","Wisconsin",23,"Dropped - Onsite Unit"]
[null,"Green Bay West Mill",10360,"GEN9","Coal Steam","Wisconsin",38,"Dropped - Onsite Unit"]
[null,"Savannah River Mill",10361,"GEN1","Combustion Turbine","Georgia",21.4,"Dropped - Onsite Unit"]
[null,"Savannah River Mill",10361,"GEN2","Combustion Turbine","Georgia",21.4,"Dropped - Onsite Unit"]
[null,"Savannah River Mill",10361,"GEN3","Coal Steam","Georgia",41.9,"Dropped - Onsite Unit"]
[null,"Savannah River Mill",10361,"GEN4","Coal Steam","Georgia",41.9,"Dropped - Onsite Unit"]
[null,"Muskogee Mill",10362,"GEN1","Coal Steam","Oklahoma",10.8,"Dropped - Onsite Unit"]
[null,"Muskogee Mill",10362,"GEN2","Coal Steam","Oklahoma",29.5,"Dropped - Onsite Unit"]
[null,"Muskogee Mill",10362,"GEN3","Coal Steam","Oklahoma",45.7,"Dropped - Onsite Unit"]
[null,"Elizabethtown Power LLC",10380,"GEN1","Coal Steam","North Carolina",32,"Dropped - OS status in 2015, 2016 and 2017 EIA Form 860"]
[null,"Arcelormittal Cleveland Inc",10398,"GEN3","Fossil Waste","Ohio",10,"Dropped - Onsite Unit"]
[null,"Arcelormittal Cleveland Inc",10398,"GEN5","Fossil Waste","Ohio",10,"Dropped - Onsite Unit"]
[null,"Arcelormittal Cleveland Inc",10398,"GENA","Fossil Waste","Ohio",15,"Dropped - Onsite Unit"]
[null,"Arcelormittal Cleveland Inc",10398,"GENB","Fossil Waste","Ohio",10,"Dropped - Onsite Unit"]
[null,"Arcelormittal Cleveland Inc",10398,"GENC","Fossil Waste","Ohio",23,"Dropped - Onsite Unit"]
[null,"Clark University",10408,"GEN2","Combustion Turbine","Massachusetts",2,"Dropped - Onsite Unit"]
[null,"Kalaheo Hydro",10412,"KPH1","Hydro","Hawaii",2,"Dropped - Onsite Unit"]
[null,"Wainiha Hydro",10413,"WAIA","Hydro","Hawaii",1.7,"Dropped - in Alaska or in Hawaii"]
[null,"Wainiha Hydro",10413,"WAIB","Hydro","Hawaii",1.7,"Dropped - in Alaska or in Hawaii"]
[null,"Indian Orchard Plant 1",10417,"TG","O/G Steam","Massachusetts",3.5,"Dropped - Onsite Unit"]
[null,"Ascend Performance Materials Texas Inc.",10418,"GEN1","Fossil Waste","Texas",5.2,"Dropped - Onsite Unit"]
[null,"Ascend Performance Materials Texas Inc.",10418,"GEN4","Fossil Waste","Texas",42.5,"Dropped - Onsite Unit"]
[null,"International Paper - Orange",10425,"TG","Non-Fossil Waste","Texas",36.8,"Dropped - Onsite Unit"]
[null,"Inland Paperboard Packaging Rome",10426,"GEN2","Non-Fossil Waste","Georgia",5,"Dropped - Onsite Unit"]
[null,"Inland Paperboard Packaging Rome",10426,"GEN3","Non-Fossil Waste","Georgia",5,"Dropped - Onsite Unit"]
[null,"Inland Paperboard Packaging Rome",10426,"GEN4","Non-Fossil Waste","Georgia",20,"Dropped - Onsite Unit"]
[null,"Inland Paperboard Packaging Rome",10426,"GEN5","Non-Fossil Waste","Georgia",31,"Dropped - Onsite Unit"]
[null,"Anheuser-Busch St Louis",10430,"GEN1","O/G Steam","Missouri",11,"Dropped - Onsite Unit"]
[null,"Anheuser-Busch St Louis",10430,"GEN3","O/G Steam","Missouri",11,"Dropped - Onsite Unit"]
[null,"Anheuser-Busch St Louis",10430,"GEN4","O/G Steam","Missouri",4.1,"Dropped - Onsite Unit"]
[null,"Anheuser-Busch Jacksonville",10431,"GEN1","Combustion Turbine","Florida",8.6,"Dropped - Onsite Unit"]
[null,"Mosaic New Wales Operations",10434,"TG1","Non-Fossil Waste","Florida",8,"Dropped - OS status in 2015, 2016 and 2017 EIA Form 860"]
[null,"Wisconsin Rapids Paper Mill",10466,"GEN1","Non-Fossil Waste","Wisconsin",7.5,"Dropped - Onsite Unit"]
[null,"Wisconsin Rapids Paper Mill",10466,"GEN2","Non-Fossil Waste","Wisconsin",8.6,"Dropped - Onsite Unit"]
[null,"Wisconsin Rapids Paper Mill",10466,"GEN3","Non-Fossil Waste","Wisconsin",5,"Dropped - Onsite Unit"]
[null,"Expander Turbine",10475,"16TG","Fossil Waste","Indiana",18.8,"Dropped - Onsite Unit"]
[null,"Boise Cascade International Falls",10486,"GEN 6","Non-Fossil Waste","Minnesota",40,"Dropped - Onsite Unit"]
[null,"Boise Cascade International Falls",10486,"GEN5","Non-Fossil Waste","Minnesota",6.2,"Dropped - Onsite Unit"]
[null,"International Falls Power",10487,"GEN1","Hydro","Minnesota",2.2,"Dropped - Onsite Unit"]
[null,"International Falls Power",10487,"GEN2","Hydro","Minnesota",2.2,"Dropped - Onsite Unit"]
[null,"International Falls Power",10487,"GEN3","Hydro","Minnesota",2.2,"Dropped - Onsite Unit"]
[null,"International Falls Power",10487,"GEN4","Hydro","Minnesota",2.2,"Dropped - Onsite Unit"]
[null,"International Falls Power",10487,"GEN5","Hydro","Minnesota",2.2,"Dropped - Onsite Unit"]
[null,"International Falls Power",10487,"GEN6","Hydro","Minnesota",1.6,"Dropped - Onsite Unit"]
[null,"International Falls Power",10487,"GEN7","Hydro","Minnesota",1.6,"Dropped - Onsite Unit"]
[null,"DeRidder Mill",10488,"TG","Non-Fossil Waste","Louisiana",61.5,"Dropped - Onsite Unit"]
[null,"Mead Rumford Cogen",10491,"3STG","O/G Steam","Maine",12.5,"Dropped - Onsite Unit"]
[null,"Amalgamated Sugar Twin Falls",10504,"1500","Coal Steam","Idaho",1.2,"Dropped - Onsite Unit"]
[null,"Amalgamated Sugar Twin Falls",10504,"2500","Coal Steam","Idaho",2.3,"Dropped - Onsite Unit"]
[null,"Amalgamated Sugar Twin Falls",10504,"4000","Coal Steam","Idaho",5,"Dropped - Onsite Unit"]
[null,"Finch Paper",10511,"GEN6","Biomass","New York",23,"Dropped - Onsite Unit"]
[null,"Al Turi",10549,"3010","Landfill Gas","New York",0.8,"Dropped - OS status in 2015, 2016 and 2017 EIA Form 860"]
[null,"Anderson Power Products Division",10553,"3622","Combustion Turbine","Massachusetts",0.1,"Dropped - Onsite Unit"]
[null,"Anderson Power Products Division",10553,"6033","Combustion Turbine","Massachusetts",0.3,"Dropped - Onsite Unit"]
[null,"Anderson Power Products Division",10553,"6035","Combustion Turbine","Massachusetts",0.3,"Dropped - Onsite Unit"]
[null,"Anderson Power Products Division",10553,"6046","Combustion Turbine","Massachusetts",0.3,"Dropped - Onsite Unit"]
[null,"Rayonier Advanced Materials - Jesup Plant",10560,"GEN2","Non-Fossil Waste","Georgia",4.7,"Dropped - Onsite Unit"]
[null,"Rayonier Advanced Materials - Jesup Plant",10560,"GEN3","Non-Fossil Waste","Georgia",7,"Dropped - Onsite Unit"]
[null,"Rayonier Advanced Materials - Jesup Plant",10560,"GEN4","Non-Fossil Waste","Georgia",7,"Dropped - Onsite Unit"]
[null,"Rayonier Advanced Materials - Jesup Plant",10560,"GEN5","Non-Fossil Waste","Georgia",27.9,"Dropped - Onsite Unit"]
[null,"Rayonier Advanced Materials - Jesup Plant",10560,"GEN6","Non-Fossil Waste","Georgia",25.1,"Dropped - Onsite Unit"]
[null,"Fernandina Plant",10562,"GEN3","Biomass","Florida",6.5,"Dropped - OS status in 2015, 2016 and 2017 EIA Form 860"]
[null,"Port Arthur Texas Refinery",10568,"GEN1","Combustion Turbine","Texas",28,"Dropped - Onsite Unit"]
[null,"Brunswick Cellulose",10605,"GEN3","Non-Fossil Waste","Georgia",9.2,"Dropped - Onsite Unit"]
[null,"Brunswick Cellulose",10605,"GEN4","Non-Fossil Waste","Georgia",50,"Dropped - Onsite Unit"]
[null,"Brunswick Cellulose",10605,"GEN5","Non-Fossil Waste","Georgia",13,"Dropped - Onsite Unit"]
[null,"Georgia-Pacific Crossett LLC",10606,"GEN4","Non-Fossil Waste","Arkansas",28,"Dropped - Onsite Unit"]
[null,"Georgia-Pacific Crossett LLC",10606,"GEN5","Non-Fossil Waste","Arkansas",30.6,"Dropped - Onsite Unit"]
[null,"Georgia-Pacific Crossett LLC",10606,"GEN6","Non-Fossil Waste","Arkansas",36,"Dropped - Onsite Unit"]
[null,"Georgia-Pacific Monticello Paper",10610,"GEN1","Non-Fossil Waste","Mississippi",22.6,"Dropped - Onsite Unit"]
[null,"Georgia-Pacific Monticello Paper",10610,"GEN2","Non-Fossil Waste","Mississippi",31.2,"Dropped - Onsite Unit"]
[null,"Georgia-Pacific Palatka Operations",10611,"GEN4","Non-Fossil Waste","Florida",44.6,"Dropped - Onsite Unit"]
[null,"Georgia-Pacific Palatka Operations",10611,"GEN8","Non-Fossil Waste","Florida",25.1,"Dropped - Onsite Unit"]
[null,"Georgia-Pacific Port Hudson",10612,"GEN1","Non-Fossil Waste","Louisiana",67.7,"Dropped - Onsite Unit"]
[null,"Georgia-Pacific Port Hudson",10612,"GEN2","Coal Steam","Louisiana",60,"Dropped - Onsite Unit"]
[null,"Pine Bluff Mill",10627,"1TG1","Non-Fossil Waste","Arkansas",32,"Dropped - Onsite Unit"]
[null,"Pine Bluff Mill",10627,"2TG1","Non-Fossil Waste","Arkansas",15.9,"Dropped - Onsite Unit"]
[null,"Pine Bluff Mill",10627,"3TG1","Non-Fossil Waste","Arkansas",13,"Dropped - Onsite Unit"]
[null,"French Paper Hydro",10656,"1","Hydro","Michigan",0.3,"Dropped - Onsite Unit"]
[null,"French Paper Hydro",10656,"2","Hydro","Michigan",0.4,"Dropped - Onsite Unit"]
[null,"French Paper Hydro",10656,"3","Hydro","Michigan",0.3,"Dropped - Onsite Unit"]
[null,"French Paper Hydro",10656,"4","Hydro","Michigan",0.2,"Dropped - Onsite Unit"]
[null,"AES Hawaii",10673,"GEN1","Coal Steam","Hawaii",180,"Dropped - in Alaska or in Hawaii"]
[null,"CES Placerita Power Plant",10677,"UNT2","Combined Cycle","California",46,"Dropped - OS status in 2015, 2016 and 2017 EIA Form 860"]
[null,"CES Placerita Power Plant",10677,"UNT3","Combined Cycle","California",23,"Dropped - OS status in 2015, 2016 and 2017 EIA Form 860"]
[null,"Westend Facility",10685,"PINA","Combustion Turbine","California",15,"Dropped - OS status in 2015, 2016 and 2017 EIA Form 860"]
[null,"ExxonMobil Baton Rouge Turbine Generator",10690,"CTG1","Combustion Turbine","Louisiana",76.7,"Dropped - Onsite Unit"]
[null,"ExxonMobil Baytown Turbine",10692,"GEN1","Combustion Turbine","Texas",27,"Dropped - Onsite Unit"]
[null,"ExxonMobil Baytown Turbine",10692,"GEN2","Combustion Turbine","Texas",27,"Dropped - Onsite Unit"]
[null,"ExxonMobil Baytown Turbine",10692,"GEN3","Combustion Turbine","Texas",27,"Dropped - Onsite Unit"]
[null,"ExxonMobil Baytown Turbine",10692,"GEN4","Combustion Turbine","Texas",76,"Dropped - Onsite Unit"]
[null,"ExxonMobil Baytown Turbine",10692,"GEN5","Combustion Turbine","Texas",140,"Dropped - Onsite Unit"]
[null,"Eastern Correctional Institute",10693,"1147","Biomass","Maryland",1.3,"Dropped - Onsite Unit"]
[null,"Eastern Correctional Institute",10693,"1148","Biomass","Maryland",1.3,"Dropped - Onsite Unit"]
[null,"Eastern Correctional Institute",10693,"DG1","Combustion Turbine","Maryland",1,"Dropped - Onsite Unit"]
[null,"Eastern Correctional Institute",10693,"DG2","Combustion Turbine","Maryland",1,"Dropped - Onsite Unit"]
[null,"St Francisville Mill",10697,"GEN2","Non-Fossil Waste","Louisiana",16.5,"Dropped - Onsite Unit"]
[null,"Graphic Packaging",10698,"GEN1","O/G Steam","Michigan",5,"Dropped - Onsite Unit"]
[null,"Graphic Packaging",10698,"GEN2","O/G Steam","Michigan",1.5,"Dropped - Onsite Unit"]
[null,"Georgia-Pacific Consr Prods LP-Naheola",10699,"GEN1","Non-Fossil Waste","Alabama",12.4,"Dropped - Onsite Unit"]
[null,"Georgia-Pacific Consr Prods LP-Naheola",10699,"GEN2","Non-Fossil Waste","Alabama",12.4,"Dropped - Onsite Unit"]
[null,"Georgia-Pacific Consr Prods LP-Naheola",10699,"GT3","Non-Fossil Waste","Alabama",37.4,"Dropped - Onsite Unit"]
[null,"Red Shield Envir Old Town Facility",10700,"TG4","Non-Fossil Waste","Maine",7.5,"Dropped - Onsite Unit"]
[null,"Red Shield Envir Old Town Facility",10700,"TG6","Biomass","Maine",14,"Dropped - Onsite Unit"]
[null,"Kyocera America Project",10720,"0287","Combustion Turbine","California",1.7,"Dropped - Onsite Unit"]
[null,"Kyocera America Project",10720,"0333","Combustion Turbine","California",2.1,"Dropped - Onsite Unit"]
[null,"Hoge Lumber",10739,"AC3M","Biomass","Ohio",1.2,"Dropped - Onsite Unit"]
[null,"Hoge Lumber",10739,"W750","Biomass","Ohio",0.3,"Dropped - Onsite Unit"]
[null,"Sabine River Works",10789,"GEN1","Combined Cycle","Texas",82,"Dropped - Onsite Unit"]
[null,"Sabine River Works",10789,"GEN3","Combined Cycle","Texas",5,"Dropped - Onsite Unit"]
[null,"Sabine River Works",10789,"GT1A","Combined Cycle","Texas",160,"Dropped - Onsite Unit"]
[null,"Sabine River Works",10789,"GT1B","Combined Cycle","Texas",160,"Dropped - Onsite Unit"]
[null,"Sabine River Works",10789,"ST1A","Combined Cycle","Texas",100,"Dropped - Onsite Unit"]
[null,"Camden South Carolina",10795,"GEN1","O/G Steam","South Carolina",5.5,"Dropped - Onsite Unit"]
[null,"Camden South Carolina",10795,"GEN2","O/G Steam","South Carolina",5.5,"Dropped - Onsite Unit"]
[null,"Camden South Carolina",10795,"GEN3","O/G Steam","South Carolina",17.5,"Dropped - Onsite Unit"]
[null,"Ogdensburg Power",10803,"GEN3","O/G Steam","New York",23,"Dropped - OS status in 2015, 2016 and 2017 EIA Form 860"]
[null,"Center Falls",10853,"1","Hydro","New York",0.3,"Dropped - Onsite Unit"]
[null,"Center Falls",10853,"2","Hydro","New York",0.3,"Dropped - Onsite Unit"]
[null,"Center Falls",10853,"3","Hydro","New York",0.2,"Dropped - Onsite Unit"]
[null,"Cargill Corn Milling Division",10855,"GEN1","Coal Steam","Iowa",18.7,"Dropped - Onsite Unit"]
[null,"Cargill Corn Milling Division",10855,"GEN2","Coal Steam","Iowa",18,"Dropped - Onsite Unit"]
[null,"Archer Daniels Midland Clinton",10860,"1A","Coal Steam","Iowa",75,"Dropped - Onsite Unit"]
[null,"Archer Daniels Midland Clinton",10860,"2A","Coal Steam","Iowa",105,"Dropped - Onsite Unit"]
[null,"Archer Daniels Midland Des Moines",10861,"GEN1","Coal Steam","Iowa",7.9,"Dropped - Onsite Unit"]
[null,"Archer Daniels Midland Lincoln",10862,"GEN1","Coal Steam","Nebraska",7.9,"Dropped - Onsite Unit"]
[null,"Archer Daniels Midland Mankato",10863,"GEN1","Coal Steam","Minnesota",6.2,"Dropped - Onsite Unit"]
[null,"Archer Daniels Midland Decatur",10865,"GEN2","Coal Steam","Illinois",31,"Dropped - Onsite Unit"]
[null,"Archer Daniels Midland Decatur",10865,"GEN3","Coal Steam","Illinois",31,"Dropped - Onsite Unit"]
[null,"Archer Daniels Midland Decatur",10865,"GEN4","Coal Steam","Illinois",31,"Dropped - Onsite Unit"]
[null,"Archer Daniels Midland Decatur",10865,"GEN5","Coal Steam","Illinois",31,"Dropped - Onsite Unit"]
[null,"Archer Daniels Midland Decatur",10865,"GEN6","Coal Steam","Illinois",31,"Dropped - Onsite Unit"]
[null,"Archer Daniels Midland Decatur",10865,"GEN7","Coal Steam","Illinois",75,"Dropped - Onsite Unit"]
[null,"Archer Daniels Midland Decatur",10865,"GEN8","Coal Steam","Illinois",105,"Dropped - Onsite Unit"]
[null,"Archer Daniels Midland Peoria",10866,"GEN6","Combustion Turbine","Illinois",15,"Dropped - Onsite Unit"]
[null,"Archer Daniels Midland Peoria",10866,"GEN7","Combustion Turbine","Illinois",15,"Dropped - Onsite Unit"]
[null,"Tate & Lyle Decatur Plant Cogen",10867,"GEN1","Coal Steam","Illinois",58.1,"Dropped - Onsite Unit"]
[null,"Kings Falls Hydroelectric",10872,"1","Hydro","New York",0.2,"Dropped - OS status in 2015, 2016 and 2017 EIA Form 860"]
[null,"HGST San Jose Standby Generator",50024,"50MW","Combustion Turbine","California",42,"Dropped - Onsite Unit"]
[null,"Corpus Refinery",50026,"FR6","Combustion Turbine","Texas",32,"Dropped - Onsite Unit"]
[null,"Norton Powerhouse",50041,"GEN1","O/G Steam","Massachusetts",2.5,"Dropped - Onsite Unit"]
[null,"Norton Powerhouse",50041,"GEN2","O/G Steam","Massachusetts",3.1,"Dropped - Onsite Unit"]
[null,"International Paper Jay Hydro",50047,"GEN1","Hydro","Maine",0.5,"Dropped - Onsite Unit"]
[null,"International Paper Jay Hydro",50047,"GEN2","Hydro","Maine",0.5,"Dropped - Onsite Unit"]
[null,"International Paper Jay Hydro",50047,"GEN3","Hydro","Maine",0.5,"Dropped - Onsite Unit"]
[null,"International Paper Jay Hydro",50047,"GEN4","Hydro","Maine",0.5,"Dropped - Onsite Unit"]
[null,"International Paper Jay Hydro",50047,"GEN5","Hydro","Maine",0.5,"Dropped - Onsite Unit"]
[null,"International Paper Jay Hydro",50047,"GEN6","Hydro","Maine",0.6,"Dropped - Onsite Unit"]
[null,"Rice University",50054,"GEN1","Combustion Turbine","Texas",3.1,"Dropped - Onsite Unit"]
[null,"Rice University",50054,"GEN2","Combustion Turbine","Texas",3.8,"Dropped - Onsite Unit"]
[null,"Brown Station Road Plant I",50060,"3972","Landfill Gas","Maryland",0.8,"Dropped - OS status in 2015, 2016 and 2017 EIA Form 860"]
[null,"Brown Station Road Plant I",50060,"9340","Landfill Gas","Maryland",0.8,"Dropped - OS status in 2015, 2016 and 2017 EIA Form 860"]
[null,"San Diego State University",50061,"GEN2","Combined Cycle","California",4.6,"Dropped - Onsite Unit"]
[null,"San Diego State University",50061,"GEN3","Combined Cycle","California",4.6,"Dropped - Onsite Unit"]
[null,"San Diego State University",50061,"GEN4","Combined Cycle","California",4.1,"Dropped - Onsite Unit"]
[null,"San Diego State University",50061,"GEN5","Solar PV","California",0.1,"Dropped - Onsite Unit"]
[null,"San Diego State University",50061,"GEN6","Solar PV","California",0.3,"Dropped - Onsite Unit"]
[null,"San Diego State University",50061,"GEN7","Solar PV","California",0.3,"Dropped - Onsite Unit"]
[null,"San Diego State University",50061,"GEN8","Solar PV","California",0.1,"Dropped - Onsite Unit"]
[null,"Marcus Hook Refinery Cogen",50074,"GEN1","Combustion Turbine","Pennsylvania",48,"Dropped  - Planned Retirement by 06/2021"]
[null,"Santa Felicia Dam",50076,"UNT1","Hydro","California",0.2,"Dropped - OS status in 2015, 2016 and 2017 EIA Form 860"]
[null,"Santa Felicia Dam",50076,"UNT2","Hydro","California",1.1,"Dropped - OS status in 2015, 2016 and 2017 EIA Form 860"]
[null,"Waste Energy Services",50077,"CAT1","Landfill Gas","Michigan",0.5,"Dropped  - Planned Retirement by 06/2021"]
[null,"Waste Energy Services",50077,"CAT2","Landfill Gas","Michigan",0.3,"Dropped  - Planned Retirement by 06/2021"]
[null,"Waste Energy Services",50077,"CAT3","Landfill Gas","Michigan",0.3,"Dropped  - Planned Retirement by 06/2021"]
[null,"Waste Energy Services",50077,"CAT4","Landfill Gas","Michigan",0.3,"Dropped - OS status in 2015, 2016 and 2017 EIA Form 860"]
[null,"International Paper Livermore Hydro",50082,"GEN1","Hydro","Maine",1.1,"Dropped - Onsite Unit"]
[null,"International Paper Livermore Hydro",50082,"GEN2","Hydro","Maine",1.1,"Dropped - Onsite Unit"]
[null,"International Paper Livermore Hydro",50082,"GEN3","Hydro","Maine",1.1,"Dropped - Onsite Unit"]
[null,"International Paper Livermore Hydro",50082,"GEN4","Hydro","Maine",1.2,"Dropped - Onsite Unit"]
[null,"International Paper Livermore Hydro",50082,"GEN5","Hydro","Maine",1.1,"Dropped - Onsite Unit"]
[null,"International Paper Livermore Hydro",50082,"GEN6","Hydro","Maine",0.7,"Dropped - Onsite Unit"]
[null,"International Paper Livermore Hydro",50082,"GEN7","Hydro","Maine",0.9,"Dropped - Onsite Unit"]
[null,"International Paper Livermore Hydro",50082,"GEN8","Hydro","Maine",1,"Dropped - Onsite Unit"]
[null,"International Paper Livermore Hydro",50082,"GEN9","Hydro","Maine",1,"Dropped - Onsite Unit"]
[null,"Univ of Massachusetts Medical Center",50087,"GEN1","O/G Steam","Massachusetts",1.5,"Dropped - Onsite Unit"]
[null,"Univ of Massachusetts Medical Center",50087,"GEN2","O/G Steam","Massachusetts",1.5,"Dropped - Onsite Unit"]
[null,"Univ of Massachusetts Medical Center",50087,"GEN3","O/G Steam","Massachusetts",3,"Dropped - Onsite Unit"]
[null,"Univ of Massachusetts Medical Center",50087,"GEN4","Combustion Turbine","Massachusetts",6,"Dropped - Onsite Unit"]
[null,"University of Northern Iowa",50088,"GEN1","Coal Steam","Iowa",7.5,"Dropped - Onsite Unit"]
[null,"Univ of San Francisco Cogen",50089,"S-17","Combustion Turbine","California",1.4,"Dropped - Onsite Unit"]
[null,"WestRock (TX)",50101,"GEN1","Non-Fossil Waste","Texas",9.5,"Dropped - Onsite Unit"]
[null,"WestRock (TX)",50101,"GEN2","Non-Fossil Waste","Texas",32,"Dropped - Onsite Unit"]
[null,"WestRock (TX)",50101,"GEN3","Non-Fossil Waste","Texas",18,"Dropped - Onsite Unit"]
[null,"Ground Water Pumping Station",50105,"GPS1","Hydro","Oregon",0.9,"Dropped - OS status in 2015, 2016 and 2017 EIA Form 860"]
[null,"Ground Water Pumping Station",50105,"GPS2","Hydro","Oregon",0.9,"Dropped - OS status in 2015, 2016 and 2017 EIA Form 860"]
[null,"Ground Water Pumping Station",50105,"GPS3","Hydro","Oregon",0.9,"Dropped - OS status in 2015, 2016 and 2017 EIA Form 860"]
[null,"Ground Water Pumping Station",50105,"GPS4","Hydro","Oregon",0.9,"Dropped - OS status in 2015, 2016 and 2017 EIA Form 860"]
[null,"Ground Water Pumping Station",50105,"GPS5","Hydro","Oregon",0.9,"Dropped - OS status in 2015, 2016 and 2017 EIA Form 860"]
[null,"Ground Water Pumping Station",50105,"GPS6","Hydro","Oregon",0.9,"Dropped - OS status in 2015, 2016 and 2017 EIA Form 860"]
[null,"Valero Refinery Corpus Christi West",50121,"PRU","Non-Fossil Waste","Texas",12,"Dropped - Onsite Unit"]
[null,"Valero Refinery Corpus Christi West",50121,"TG1","Coal Steam","Texas",26.6,"Dropped - Onsite Unit"]
[null,"Valero Refinery Corpus Christi West",50121,"TG2","Coal Steam","Texas",26.6,"Dropped - Onsite Unit"]
[null,"Clear Lake Hydro Project",50128,"3381","Hydro","California",2.4,"Dropped - OS status in 2015, 2016 and 2017 EIA Form 860"]
[null,"Imperial Savannah LP",50146,"GENA","O/G Steam","Georgia",2.7,"Dropped - Onsite Unit"]
[null,"Imperial Savannah LP",50146,"GENB","O/G Steam","Georgia",3,"Dropped - Onsite Unit"]
[null,"Imperial Savannah LP",50146,"GENC","O/G Steam","Georgia",1,"Dropped - Onsite Unit"]
[null,"Imperial Savannah LP",50146,"GEND","O/G Steam","Georgia",4.5,"Dropped - Onsite Unit"]
[null,"Linde Wilmington",50148,"GEN1","Combined Cycle","California",21,"Dropped - Onsite Unit"]
[null,"Linde Wilmington",50148,"GEN2","Combined Cycle","California",6,"Dropped - Onsite Unit"]
[null,"Union Carbide Seadrift Cogen",50150,"IGT","Combined Cycle","Texas",12,"Dropped - OS status in 2015, 2016 and 2017 EIA Form 860"]
[null,"Texas City Plant Union Carbide",50153,"STG","Non-Fossil Waste","Texas",38,"Dropped - Onsite Unit"]
[null,"International Paper Woronoco Mill",50166,"GEN2","Hydro","Massachusetts",1.7,"Dropped - OS status in 2015, 2016 and 2017 EIA Form 860"]
[null,"Wichita Plant",50169,"GEN1","Combustion Turbine","Kansas",27,"Dropped - Onsite Unit"]
[null,"Cosmo Specialty Fibers Plant",50185,"TG1","Biomass","Washington",8.5,"Dropped - Onsite Unit"]
[null,"Cosmo Specialty Fibers Plant",50185,"TG2","Biomass","Washington",8.5,"Dropped - Onsite Unit"]
[null,"Nippon Dynawave Packaging Longview WA",50187,"TG1","Non-Fossil Waste","Washington",7.4,"Dropped - Onsite Unit"]
[null,"Nippon Dynawave Packaging Longview WA",50187,"TG2","Non-Fossil Waste","Washington",4.7,"Dropped - Onsite Unit"]
[null,"Nippon Dynawave Packaging Longview WA",50187,"TG4","Non-Fossil Waste","Washington",16.7,"Dropped - Onsite Unit"]
[null,"Nippon Dynawave Packaging Longview WA",50187,"TG5","Biomass","Washington",29.2,"Dropped - Onsite Unit"]
[null,"International Paper Co. - New Bern Mill",50188,"TG2","Non-Fossil Waste","North Carolina",29,"Dropped - Onsite Unit"]
[null,"Domtar Paper Company Rothschild",50190,"HG1","Hydro","Wisconsin",0.6,"Dropped - Onsite Unit"]
[null,"Domtar Paper Company Rothschild",50190,"HG2","Hydro","Wisconsin",0.5,"Dropped - Onsite Unit"]
[null,"Domtar Paper Company Rothschild",50190,"HG3","Hydro","Wisconsin",0.6,"Dropped - Onsite Unit"]
[null,"Domtar Paper Company Rothschild",50190,"HG4","Hydro","Wisconsin",0.5,"Dropped - Onsite Unit"]
[null,"Domtar Paper Company Rothschild",50190,"HG5","Hydro","Wisconsin",1,"Dropped - Onsite Unit"]
[null,"Domtar Paper Company Rothschild",50190,"HG6","Hydro","Wisconsin",0.7,"Dropped - Onsite Unit"]
[null,"Domtar Paper Company Rothschild",50190,"HG7","Hydro","Wisconsin",0.5,"Dropped - Onsite Unit"]
[null,"IP Springfield Oregon",50191,"TG1","Non-Fossil Waste","Oregon",7.5,"Dropped - Onsite Unit"]
[null,"IP Springfield Oregon",50191,"TG2","Non-Fossil Waste","Oregon",5,"Dropped - Onsite Unit"]
[null,"IP Springfield Oregon",50191,"TG3","Non-Fossil Waste","Oregon",12.5,"Dropped - Onsite Unit"]
[null,"IP Springfield Oregon",50191,"TG4","Non-Fossil Waste","Oregon",33,"Dropped - Onsite Unit"]
[null,"International Paper Valliant OK",50192,"TG1","Non-Fossil Waste","Oklahoma",57.8,"Dropped - Onsite Unit"]
[null,"B Braun Medical",50200,"GEN1","Combustion Turbine","California",2.7,"Dropped - Onsite Unit"]
[null,"B Braun Medical",50200,"GEN2","Combustion Turbine","California",3,"Dropped - Onsite Unit"]
[null,"US Gypsum Oakfield",50203,"GEN1","Combustion Turbine","New York",4.9,"Dropped - Onsite Unit"]
[null,"Oxnard Wastewater Treatment Plant",50224,"7610","Non-Fossil Waste","California",0.4,"Dropped - Onsite Unit"]
[null,"Oxnard Wastewater Treatment Plant",50224,"7710","Non-Fossil Waste","California",0.4,"Dropped - Onsite Unit"]
[null,"Oxnard Wastewater Treatment Plant",50224,"7810","Non-Fossil Waste","California",0.4,"Dropped - Onsite Unit"]
[null,"Robbins Lumber",50230,"CAT","Combustion Turbine","Maine",1.8,"Dropped - Onsite Unit"]
[null,"Robbins Lumber",50230,"WEST","Biomass","Maine",1.1,"Dropped - Onsite Unit"]
[null,"SDS Lumber Gorge Energy Division",50231,"TG2","Biomass","Washington",5,"Dropped - Onsite Unit"]
[null,"SDS Lumber Gorge Energy Division",50231,"TG3","Biomass","Washington",4.7,"Dropped - Onsite Unit"]
[null,"San Antonio Regional Hospital",50234,"2074","Combustion Turbine","California",0.9,"Dropped - Onsite Unit"]
[null,"San Antonio Regional Hospital",50234,"2075","Combustion Turbine","California",0.9,"Dropped - Onsite Unit"]
[null,"San Antonio Regional Hospital",50234,"2076","Combustion Turbine","California",0.9,"Dropped - Onsite Unit"]
[null,"Purdue University",50240,"GEN1","O/G Steam","Indiana",30.8,"Dropped - Onsite Unit"]
[null,"Purdue University",50240,"GEN2","O/G Steam","Indiana",7,"Dropped - Onsite Unit"]
[null,"Purdue University",50240,"GEN3","Combustion Turbine","Indiana",1.8,"Dropped - Onsite Unit"]
[null,"Providence Memorial Hospital",50241,"9541","Combustion Turbine","Texas",2.1,"Dropped - Onsite Unit"]
[null,"Providence Memorial Hospital",50241,"9542","Combustion Turbine","Texas",2.1,"Dropped - Onsite Unit"]
[null,"Canton North Carolina",50244,"GEN8","Coal Steam","North Carolina",7.5,"Dropped - Onsite Unit"]
[null,"Canton North Carolina",50244,"GEN9","Coal Steam","North Carolina",7.5,"Dropped - Onsite Unit"]
[null,"Canton North Carolina",50244,"GN10","Coal Steam","North Carolina",7.5,"Dropped - Onsite Unit"]
[null,"Canton North Carolina",50244,"GN11","Coal Steam","North Carolina",7.5,"Dropped - Onsite Unit"]
[null,"Canton North Carolina",50244,"GN12","Coal Steam","North Carolina",10,"Dropped - Onsite Unit"]
[null,"Canton North Carolina",50244,"GN13","Coal Steam","North Carolina",12.5,"Dropped - Onsite Unit"]
[null,"International Paper Pensacola",50250,"GEN1","Non-Fossil Waste","Florida",36,"Dropped - Onsite Unit"]
[null,"International Paper Pensacola",50250,"GEN2","Non-Fossil Waste","Florida",40,"Dropped - Onsite Unit"]
[null,"Verso Paper Quinnesec Mich Mill",50251,"GEN1","Non-Fossil Waste","Michigan",28,"Dropped - Onsite Unit"]
[null,"Verso Paper Quinnesec Mich Mill",50251,"GEN2","Biomass","Michigan",31,"Dropped - Onsite Unit"]
[null,"KapStone Kraft Paper Corp",50254,"GEN1","Non-Fossil Waste","North Carolina",30,"Dropped - Onsite Unit"]
[null,"Oakwood Hospital & Medical Center",50260,"1 2M","Combustion Turbine","Michigan",2,"Dropped - Onsite Unit"]
[null,"Oakwood Hospital & Medical Center",50260,"2 2M","Combustion Turbine","Michigan",2,"Dropped - Onsite Unit"]
[null,"Oakwood Hospital & Medical Center",50260,"500A","Combustion Turbine","Michigan",0.5,"Dropped - Onsite Unit"]
[null,"Oakwood Hospital & Medical Center",50260,"500KW","Combustion Turbine","Michigan",0.5,"Dropped - Onsite Unit"]
[null,"ExxonMobil Santa Ynez Facility",50270,"GTG1","Combined Cycle","California",40.2,"Dropped - Onsite Unit"]
[null,"ExxonMobil Santa Ynez Facility",50270,"STG1","Combined Cycle","California",8.9,"Dropped - Onsite Unit"]
[null,"Simplot Leasing Don Plant",50274,"GEN1","Non-Fossil Waste","Idaho",14.8,"Dropped - Onsite Unit"]
[null,"Park 500 Philip Morris USA",50275,"TG3","O/G Steam","Virginia",10.5,"Dropped - Onsite Unit"]
[null,"Luke Mill",50282,"GEN1","Coal Steam","Maryland",32,"Dropped - Onsite Unit"]
[null,"Luke Mill",50282,"GEN2","Coal Steam","Maryland",28,"Dropped - Onsite Unit"]
[null,"Packaging Corp of America",50296,"GEN1","Non-Fossil Waste","Tennessee",50,"Dropped - Onsite Unit"]
[null,"Packaging Corp of America",50296,"GEN2","Non-Fossil Waste","Tennessee",22.5,"Dropped - Onsite Unit"]
[null,"Shell Deer Park",50304,"GEN1","Non-Fossil Waste","Texas",45,"Dropped - Onsite Unit"]
[null,"Shell Deer Park",50304,"GEN2","Non-Fossil Waste","Texas",45,"Dropped - Onsite Unit"]
[null,"Shell Deer Park",50304,"GEN4","Fossil Waste","Texas",70,"Dropped - Onsite Unit"]
[null,"Shell Deer Park",50304,"GEN5","Fossil Waste","Texas",70,"Dropped - Onsite Unit"]
[null,"LaFarge Alpena",50305,"GE10","Coal Steam","Michigan",3.2,"Dropped - Onsite Unit"]
[null,"LaFarge Alpena",50305,"GEN6","Coal Steam","Michigan",12,"Dropped - Onsite Unit"]
[null,"LaFarge Alpena",50305,"GEN7","Coal Steam","Michigan",10,"Dropped - Onsite Unit"]
[null,"LaFarge Alpena",50305,"GEN8","Coal Steam","Michigan",11,"Dropped - Onsite Unit"]
[null,"LaFarge Alpena",50305,"GEN9","Coal Steam","Michigan",11,"Dropped - Onsite Unit"]
[null,"University of Oklahoma",50307,"GEN1","O/G Steam","Oklahoma",7.5,"Dropped - Onsite Unit"]
[null,"University of Oklahoma",50307,"GEN2","O/G Steam","Oklahoma",2.5,"Dropped - Onsite Unit"]
[null,"University of Oklahoma",50307,"GEN3","O/G Steam","Oklahoma",2.5,"Dropped - Onsite Unit"]
[null,"University of Oklahoma",50307,"GEN4","O/G Steam","Oklahoma",4.3,"Dropped - Onsite Unit"]
[null,"University of Oklahoma",50307,"GEN5","Combustion Turbine","Oklahoma",1.8,"Dropped - Onsite Unit"]
[null,"Utility Plants Section",50308,"GEN1","Coal Steam","Alaska",5.3,"Dropped - in Alaska or in Hawaii"]
[null,"Utility Plants Section",50308,"GEN3","Coal Steam","Alaska",5.3,"Dropped - in Alaska or in Hawaii"]
[null,"Utility Plants Section",50308,"GEN4","Coal Steam","Alaska",5.3,"Dropped - in Alaska or in Hawaii"]
[null,"Utility Plants Section",50308,"GEN5","Coal Steam","Alaska",5.3,"Dropped - in Alaska or in Hawaii"]
[null,"Standby Generation Plant",50310,"1","Combustion Turbine","Florida",1.1,"Dropped - Onsite Unit"]
[null,"Standby Generation Plant",50310,"1SB","Combustion Turbine","Florida",1.3,"Dropped - Onsite Unit"]
[null,"Standby Generation Plant",50310,"2","Combustion Turbine","Florida",1.1,"Dropped - Onsite Unit"]
[null,"Standby Generation Plant",50310,"2SB","Combustion Turbine","Florida",1.3,"Dropped - Onsite Unit"]
[null,"Standby Generation Plant",50310,"3","Combustion Turbine","Florida",1.1,"Dropped - Onsite Unit"]
[null,"Standby Generation Plant",50310,"3SB","Combustion Turbine","Florida",1.3,"Dropped - Onsite Unit"]
[null,"Standby Generation Plant",50310,"4SB","Combustion Turbine","Florida",1.3,"Dropped - Onsite Unit"]
[null,"Standby Generation Plant",50310,"5SB","Combustion Turbine","Florida",1.3,"Dropped - Onsite Unit"]
[null,"Standby Generation Plant",50310,"6SB","Combustion Turbine","Florida",1.3,"Dropped - Onsite Unit"]
[null,"Standby Generation Plant",50310,"7SB","Combustion Turbine","Florida",1.3,"Dropped - Onsite Unit"]
[null,"Standby Generation Plant",50310,"8SB","Combustion Turbine","Florida",1.3,"Dropped - Onsite Unit"]
[null,"Bunge North America East LLC",50316,"3516","O/G Steam","Indiana",2.2,"Dropped - Onsite Unit"]
[null,"Par Sterile Products",50318,"38-1","Combustion Turbine","Michigan",2.8,"Dropped - Onsite Unit"]
[null,"Gay Robinson",50333,"DSL5","Combustion Turbine","Hawaii",0.5,"Dropped - in Alaska or in Hawaii"]
[null,"Gay Robinson",50333,"DSL6","Combustion Turbine","Hawaii",0.5,"Dropped - in Alaska or in Hawaii"]
[null,"Gay Robinson",50333,"HYD2","Hydro","Hawaii",0.8,"Dropped - in Alaska or in Hawaii"]
[null,"Mooseheart Power House",50337,"GEN1","Combustion Turbine","Illinois",0.5,"Dropped - Onsite Unit"]
[null,"Mooseheart Power House",50337,"GEN2","Combustion Turbine","Illinois",0.5,"Dropped - Onsite Unit"]
[null,"Mooseheart Power House",50337,"GEN3","Combustion Turbine","Illinois",0.3,"Dropped - Onsite Unit"]
[null,"Mooseheart Power House",50337,"GEN4","Combustion Turbine","Illinois",0.5,"Dropped - Onsite Unit"]
[null,"PCS Nitrogen Fertilizer LP",50341,"GEN2","Non-Fossil Waste","Louisiana",8,"Dropped - OS status in 2015, 2016 and 2017 EIA Form 860"]
[null,"Sloss Industries Corp",50359,"10","Fossil Waste","Alabama",8.5,"Dropped - Onsite Unit"]
[null,"Sloss Industries Corp",50359,"9","Fossil Waste","Alabama",7.5,"Dropped - Onsite Unit"]
[null,"Mesquite Lake Energy Park Plant 2",50363,"L313","Biomass","California",15.5,"Dropped - OS status in 2015, 2016 and 2017 EIA Form 860"]
[null,"The Mosaic Company, Plant City Facility",50371,"MI34","Non-Fossil Waste","Florida",27.9,"Dropped - Onsite Unit"]
[null,"Port Allen (LA)",50389,"GEN1","Combustion Turbine","Louisiana",3.5,"Dropped - Onsite Unit"]
[null,"Port Allen (LA)",50389,"GEN2","Combustion Turbine","Louisiana",3.5,"Dropped - Onsite Unit"]
[null,"Eielson AFB Central Heat & Power Plant",50392,"DG01","Combustion Turbine","Alaska",1.4,"Dropped - Onsite Unit"]
[null,"Eielson AFB Central Heat & Power Plant",50392,"DG02","Combustion Turbine","Alaska",1.4,"Dropped - Onsite Unit"]
[null,"Eielson AFB Central Heat & Power Plant",50392,"DG03","Combustion Turbine","Alaska",1.4,"Dropped - Onsite Unit"]
[null,"Eielson AFB Central Heat & Power Plant",50392,"DG04","Combustion Turbine","Alaska",1.4,"Dropped - Onsite Unit"]
[null,"Eielson AFB Central Heat & Power Plant",50392,"DG1","Combustion Turbine","Alaska",1.8,"Dropped - Onsite Unit"]
[null,"Eielson AFB Central Heat & Power Plant",50392,"TG1","Coal Steam","Alaska",0.5,"Dropped - Onsite Unit"]
[null,"Eielson AFB Central Heat & Power Plant",50392,"TG2","Coal Steam","Alaska",0.5,"Dropped - Onsite Unit"]
[null,"Eielson AFB Central Heat & Power Plant",50392,"TG3","Coal Steam","Alaska",5,"Dropped - Onsite Unit"]
[null,"Eielson AFB Central Heat & Power Plant",50392,"TG4","Coal Steam","Alaska",5,"Dropped - Onsite Unit"]
[null,"Eielson AFB Central Heat & Power Plant",50392,"TG5","Coal Steam","Alaska",9,"Dropped - Onsite Unit"]
[null,"Georgia-Pacific Corp - Nekoosa Mill",50395,"HY1","Hydro","Wisconsin",0.8,"Dropped - Onsite Unit"]
[null,"Georgia-Pacific Corp - Nekoosa Mill",50395,"HY2","Hydro","Wisconsin",0.8,"Dropped - Onsite Unit"]
[null,"Georgia-Pacific Corp - Nekoosa Mill",50395,"HY3","Hydro","Wisconsin",0.8,"Dropped - Onsite Unit"]
[null,"Georgia-Pacific Corp - Nekoosa Mill",50395,"HY4","Hydro","Wisconsin",0.6,"Dropped - Onsite Unit"]
[null,"Georgia-Pacific Corp - Nekoosa Mill",50395,"HY5","Hydro","Wisconsin",0.7,"Dropped - Onsite Unit"]
[null,"Georgia-Pacific Corp - Nekoosa Mill",50395,"NHG1","Hydro","Wisconsin",0.2,"Dropped - Onsite Unit"]
[null,"Georgia-Pacific Corp - Nekoosa Mill",50395,"TG14","Non-Fossil Waste","Wisconsin",12.5,"Dropped - Onsite Unit"]
[null,"Georgia-Pacific Corp - Nekoosa Mill",50395,"TG6","O/G Steam","Wisconsin",5.7,"Dropped - Onsite Unit"]
[null,"Georgia-Pacific Corp - Nekoosa Mill",50395,"TG8","O/G Steam","Wisconsin",13,"Dropped - Onsite Unit"]
[null,"Dillard Complex",50396,"GEN6","Biomass","Oregon",11.5,"Dropped - OS status in 2015, 2016 and 2017 EIA Form 860"]
[null,"International Paper Savanna Mill",50398,"GE10","Non-Fossil Waste","Georgia",82.7,"Dropped - Onsite Unit"]
[null,"International Paper Savanna Mill",50398,"GEN9","O/G Steam","Georgia",71.2,"Dropped - Onsite Unit"]
[null,"Somerset Plant",50406,"GEN1","Non-Fossil Waste","Maine",50,"Dropped - Onsite Unit"]
[null,"Somerset Plant",50406,"GEN2","Non-Fossil Waste","Maine",65,"Dropped - Onsite Unit"]
[null,"Mobile Energy Services LLC",50407,"GEN6","Biomass","Alabama",33.2,"Dropped - OS status in 2015, 2016 and 2017 EIA Form 860"]
[null,"Rutgers Biomedical and Health Cogen",50411,"GEN1","Combustion Turbine","New Jersey",3.4,"Dropped - Onsite Unit"]
[null,"Rutgers Biomedical and Health Cogen",50411,"GEN2","Combustion Turbine","New Jersey",3.4,"Dropped - Onsite Unit"]
[null,"Rutgers Biomedical and Health Cogen",50411,"GEN3","Combustion Turbine","New Jersey",3.4,"Dropped - Onsite Unit"]
[null,"Duluth Paper Mill",50424,"GEN1","Non-Fossil Waste","Minnesota",10.6,"Dropped - Onsite Unit"]
[null,"S D Warren Westbrook",50447,"GN18","Hydro","Maine",0,"Dropped  - Planned Retirement by 06/2021"]
[null,"S D Warren Westbrook",50447,"GN19","Hydro","Maine",0,"Dropped  - Planned Retirement by 06/2021"]
[null,"S D Warren Westbrook",50447,"GN20","Hydro","Maine",0,"Dropped  - Planned Retirement by 06/2021"]
[null,"Procter & Gamble Cincinnati Plant",50456,"GEN1","O/G Steam","Ohio",11.7,"Dropped - Onsite Unit"]
[null,"Cheboygan",50461,"GEN1","Hydro","Michigan",0.7,"Dropped - Onsite Unit"]
[null,"Swift Creek Chemical Complex",50474,"SCC","Energy Storage","Florida",15.9,"Dropped - Onsite Unit"]
[null,"Packaging of America Tomahawk Mill",50476,"GEN1","O/G Steam","Wisconsin",5.4,"Dropped - Onsite Unit"]
[null,"Packaging of America Tomahawk Mill",50476,"GEN2","O/G Steam","Wisconsin",8.2,"Dropped - Onsite Unit"]
[null,"Packaging of America Tomahawk Mill",50476,"GEN3","Hydro","Wisconsin",0.5,"Dropped - Onsite Unit"]
[null,"Packaging of America Tomahawk Mill",50476,"GEN4","Hydro","Wisconsin",0.3,"Dropped - Onsite Unit"]
[null,"Packaging of America Tomahawk Mill",50476,"GEN5","Hydro","Wisconsin",0.3,"Dropped - Onsite Unit"]
[null,"Georgia-Pacific Big Island",50479,"BHG1","Hydro","Virginia",0.2,"Dropped - Onsite Unit"]
[null,"Georgia-Pacific Big Island",50479,"BHG2","Hydro","Virginia",0.2,"Dropped - Onsite Unit"]
[null,"Georgia-Pacific Big Island",50479,"GEN1","Biomass","Virginia",6.5,"Dropped - Onsite Unit"]
[null,"Tennessee Eastman Operations",50481,"TG10","Coal Steam","Tennessee",6,"Dropped - Onsite Unit"]
[null,"Tennessee Eastman Operations",50481,"TG11","Coal Steam","Tennessee",6,"Dropped - Onsite Unit"]
[null,"Tennessee Eastman Operations",50481,"TG12","Coal Steam","Tennessee",6,"Dropped - Onsite Unit"]
[null,"Tennessee Eastman Operations",50481,"TG13","Coal Steam","Tennessee",7,"Dropped - Onsite Unit"]
[null,"Tennessee Eastman Operations",50481,"TG14","Coal Steam","Tennessee",10,"Dropped - Onsite Unit"]
[null,"Tennessee Eastman Operations",50481,"TG15","Coal Steam","Tennessee",7.5,"Dropped - Onsite Unit"]
[null,"Tennessee Eastman Operations",50481,"TG16","Coal Steam","Tennessee",10.4,"Dropped - Onsite Unit"]
[null,"Tennessee Eastman Operations",50481,"TG17","Coal Steam","Tennessee",10.4,"Dropped - Onsite Unit"]
[null,"Tennessee Eastman Operations",50481,"TG18","Coal Steam","Tennessee",10.4,"Dropped - Onsite Unit"]
[null,"Tennessee Eastman Operations",50481,"TG19","Coal Steam","Tennessee",10.4,"Dropped - Onsite Unit"]
[null,"Tennessee Eastman Operations",50481,"TG20","Coal Steam","Tennessee",10.4,"Dropped - Onsite Unit"]
[null,"Tennessee Eastman Operations",50481,"TG21","Coal Steam","Tennessee",15,"Dropped - Onsite Unit"]
[null,"Tennessee Eastman Operations",50481,"TG22","Coal Steam","Tennessee",15.4,"Dropped - Onsite Unit"]
[null,"Tennessee Eastman Operations",50481,"TG24","Coal Steam","Tennessee",16.8,"Dropped - Onsite Unit"]
[null,"Tennessee Eastman Operations",50481,"TG25","Coal Steam","Tennessee",18,"Dropped - Onsite Unit"]
[null,"Tennessee Eastman Operations",50481,"TG26","Coal Steam","Tennessee",16.6,"Dropped - Onsite Unit"]
[null,"Tennessee Eastman Operations",50481,"TGO7","Coal Steam","Tennessee",6,"Dropped - Onsite Unit"]
[null,"Tennessee Eastman Operations",50481,"TGO8","Coal Steam","Tennessee",6,"Dropped - Onsite Unit"]
[null,"Tennessee Eastman Operations",50481,"TGO9","Coal Steam","Tennessee",6,"Dropped - Onsite Unit"]
[null,"Clewiston Sugar House",50482,"TG5","Biomass","Florida",11,"Dropped - OS status in 2015, 2016 and 2017 EIA Form 860"]
[null,"PPG Powerhouse A",50487,"A1","Non-Fossil Waste","Louisiana",7.5,"Dropped - Onsite Unit"]
[null,"PPG Powerhouse A",50487,"A2","Non-Fossil Waste","Louisiana",7.5,"Dropped - Onsite Unit"]
[null,"PPG Powerhouse A",50487,"A4","Non-Fossil Waste","Louisiana",7.5,"Dropped - Onsite Unit"]
[null,"PPG Powerhouse A",50487,"A7","Non-Fossil Waste","Louisiana",10,"Dropped - Onsite Unit"]
[null,"PPG Powerhouse A",50487,"A9","Non-Fossil Waste","Louisiana",20,"Dropped - Onsite Unit"]
[null,"PPG Riverside",50488,"GEN1","Non-Fossil Waste","Louisiana",35,"Dropped - OS status in 2015, 2016 and 2017 EIA Form 860"]
[null,"Axiall Natrium Plant",50491,"GEN3","O/G Steam","West Virginia",7.5,"Dropped - Onsite Unit"]
[null,"Axiall Natrium Plant",50491,"GEN4","O/G Steam","West Virginia",7.5,"Dropped - Onsite Unit"]
[null,"Axiall Natrium Plant",50491,"GEN6","O/G Steam","West Virginia",26,"Dropped - Onsite Unit"]
[null,"Axiall Natrium Plant",50491,"GEN7","O/G Steam","West Virginia",82,"Dropped - Onsite Unit"]
[null,"Bayonne Plant Holding LLC",50497,"GTG1","Combined Cycle","New Jersey",36.9,"Dropped  - Planned Retirement by 06/2021"]
[null,"Bayonne Plant Holding LLC",50497,"GTG2","Combined Cycle","New Jersey",36.9,"Dropped  - Planned Retirement by 06/2021"]
[null,"Bayonne Plant Holding LLC",50497,"GTG3","Combined Cycle","New Jersey",36.9,"Dropped  - Planned Retirement by 06/2021"]
[null,"Bayonne Plant Holding LLC",50497,"STG1","Combined Cycle","New Jersey",52.2,"Dropped  - Planned Retirement by 06/2021"]
[null,"PCS Phosphate",50509,"GEN1","Non-Fossil Waste","North Carolina",54,"Dropped - Onsite Unit"]
[null,"Equilon Los Angeles Refining",50530,"GEN1","Fossil Waste","California",25,"Dropped - Onsite Unit"]
[null,"Equilon Los Angeles Refining",50530,"GEN2","Fossil Waste","California",25,"Dropped - Onsite Unit"]
[null,"Equilon Los Angeles Refining",50530,"GEN3","Fossil Waste","California",15,"Dropped - Onsite Unit"]
[null,"BP Carson Refinery",50540,"GEN1","Fossil Waste","California",6.5,"Dropped - Onsite Unit"]
[null,"BP Carson Refinery",50540,"GEN2","O/G Steam","California",1.5,"Dropped - Onsite Unit"]
[null,"Port Townsend Paper",50544,"GEN6","Non-Fossil Waste","Washington",7.5,"Dropped - Onsite Unit"]
[null,"Port Townsend Paper",50544,"HDRO","Hydro","Washington",0.3,"Dropped - Onsite Unit"]
[null,"Expera Specialty Solutions - Mosinee Mill",50614,"GEN1","Non-Fossil Waste","Wisconsin",13,"Dropped - Onsite Unit"]
[null,"Expera Specialty Solutions - Mosinee Mill",50614,"HYD1","Hydro","Wisconsin",2,"Dropped - Onsite Unit"]
[null,"Expera Specialty Solutions - Mosinee Mill",50614,"HYD2","Hydro","Wisconsin",0.7,"Dropped - Onsite Unit"]
[null,"Expera Specialty Solutions - Mosinee Mill",50614,"HYD3","Hydro","Wisconsin",0.7,"Dropped - Onsite Unit"]
[null,"Expera Specialty Solutions - Mosinee Mill",50614,"WEST","Non-Fossil Waste","Wisconsin",5,"Dropped - Onsite Unit"]
[null,"Flambeau River Papers",50620,"GEN1","Biomass","Wisconsin",4.7,"Dropped - Onsite Unit"]
[null,"Gaviota Oil Plant",50623,"GENA","Combustion Turbine","California",3,"Dropped - OS status in 2015, 2016 and 2017 EIA Form 860"]
[null,"Torrance Refining Company, LLC",50624,"EXP1","Non-Fossil Waste","California",7.5,"Dropped - Onsite Unit"]
[null,"Torrance Refining Company, LLC",50624,"GTG1","Combustion Turbine","California",22.5,"Dropped - Onsite Unit"]
[null,"Torrance Refining Company, LLC",50624,"STG1","Non-Fossil Waste","California",19.3,"Dropped - Onsite Unit"]
[null,"Chalmette Refining LLC",50626,"GEN1","Energy Storage","Louisiana",1.8,"Dropped - Onsite Unit"]
[null,"ExxonMobil Oil Joliet Refinery",50627,"GTG1","Fossil Waste","Illinois",22,"Dropped - Onsite Unit"]
[null,"ExxonMobil Oil Joliet Refinery",50627,"MG","Fossil Waste","Illinois",11.2,"Dropped - Onsite Unit"]
[null,"ExxonMobil Oil Joliet Refinery",50627,"STG1","Fossil Waste","Illinois",0.0999999999999996,"Dropped - Onsite Unit"]
[null,"Clearwater Paper IPP Lewiston",50637,"GEN1","O/G Steam","Idaho",1,"Dropped - OS status in 2015, 2016 and 2017 EIA Form 860"]
[null,"Clearwater Paper IPP Lewiston",50637,"GEN2","O/G Steam","Idaho",3.3,"Dropped - OS status in 2015, 2016 and 2017 EIA Form 860"]
[null,"Clearwater Paper APP CB",50638,"GEN1","O/G Steam","Arkansas",20,"Dropped - Onsite Unit"]
[null,"Sappi Cloquet Mill",50639,"GEN3","Biomass","Minnesota",14.8,"Dropped - Onsite Unit"]
[null,"Sappi Cloquet Mill",50639,"GEN4","Biomass","Minnesota",41.5,"Dropped - Onsite Unit"]
[null,"Sappi Cloquet Mill",50639,"GEN5","Non-Fossil Waste","Minnesota",14,"Dropped - Onsite Unit"]
[null,"Sappi Cloquet Mill",50639,"HGN1","Hydro","Minnesota",1.6,"Dropped - Onsite Unit"]
[null,"Sappi Cloquet Mill",50639,"HGN5","Hydro","Minnesota",0.5,"Dropped - Onsite Unit"]
[null,"Sappi Cloquet Mill",50639,"HGN6","Hydro","Minnesota",0.5,"Dropped - Onsite Unit"]
[null,"Sappi Cloquet Mill",50639,"HGN7","Hydro","Minnesota",1,"Dropped - Onsite Unit"]
[null,"Covanta Tulsa Renewable Energy LLC",50660,"GEN1","Municipal Solid Waste","Oklahoma",15.6,"Dropped - Onsite Unit"]
[null,"Municipal Cogen Plant",50674,"GEN1A","Combustion Turbine","California",1.2,"Dropped - Onsite Unit"]
[null,"Plant No 1 Orange County",50696,"GEN1","Non-Fossil Waste","California",2.4,"Dropped - Onsite Unit"]
[null,"Plant No 1 Orange County",50696,"GEN2","Non-Fossil Waste","California",2.4,"Dropped - Onsite Unit"]
[null,"Plant No 1 Orange County",50696,"GEN3","Non-Fossil Waste","California",2.4,"Dropped - Onsite Unit"]
[null,"Thermo Greeley",50709,"GEN1","Combustion Turbine","Colorado",30.1,"Dropped - OS status in 2015, 2016 and 2017 EIA Form 860"]
[null,"University of Alaska Fairbanks",50711,"GEN1","Coal Steam","Alaska",0.5,"Dropped - Onsite Unit"]
[null,"University of Alaska Fairbanks",50711,"GEN2","Coal Steam","Alaska",0.5,"Dropped - Onsite Unit"]
[null,"University of Alaska Fairbanks",50711,"GEN3","Coal Steam","Alaska",8.1,"Dropped - Onsite Unit"]
[null,"University of Alaska Fairbanks",50711,"GEN4","Combustion Turbine","Alaska",9.6,"Dropped - Onsite Unit"]
[null,"Clairton Works",50729,"GEN1","Fossil Waste","Pennsylvania",16,"Dropped - Onsite Unit"]
[null,"Clairton Works",50729,"GEN3","Fossil Waste","Pennsylvania",8,"Dropped - Onsite Unit"]
[null,"Mon Valley Works",50732,"GEN1","Fossil Waste","Pennsylvania",28,"Dropped - Onsite Unit"]
[null,"Mon Valley Works",50732,"GEN2","Fossil Waste","Pennsylvania",28,"Dropped - Onsite Unit"]
[null,"Mon Valley Works",50732,"GEN3","Fossil Waste","Pennsylvania",1.9,"Dropped - Onsite Unit"]
[null,"Gary Works",50733,"STG1","Fossil Waste","Indiana",161,"Dropped - Onsite Unit"]
[null,"Exeter Energy LP",50736,"GEN1","Tires","Connecticut",26,"Dropped - OS status in 2015, 2016 and 2017 EIA Form 860"]
[null,"Starrett City Cogen Facility",50743,"GEN1","O/G Steam","New York",5.5,"Dropped - Onsite Unit"]
[null,"Starrett City Cogen Facility",50743,"GEN2","O/G Steam","New York",5.5,"Dropped - Onsite Unit"]
[null,"Starrett City Cogen Facility",50743,"GEN3","Combustion Turbine","New York",2,"Dropped - Onsite Unit"]
[null,"Starrett City Cogen Facility",50743,"GEN4","Combustion Turbine","New York",2,"Dropped - Onsite Unit"]
[null,"Starrett City Cogen Facility",50743,"GEN5","Combustion Turbine","New York",2,"Dropped - Onsite Unit"]
[null,"Southeast Kern River Cogen",50751,"GTG2","Combustion Turbine","California",3,"Dropped - OS status in 2015, 2016 and 2017 EIA Form 860"]
[null,"Southeast Kern River Cogen",50751,"GTG3","Combustion Turbine","California",3,"Dropped - OS status in 2015, 2016 and 2017 EIA Form 860"]
[null,"South Belridge Cogeneration Facility",50752,"GEN1","Combustion Turbine","California",19,"Dropped - Onsite Unit"]
[null,"South Belridge Cogeneration Facility",50752,"GEN2","Combustion Turbine","California",19,"Dropped - Onsite Unit"]
[null,"South Belridge Cogeneration Facility",50752,"GEN3","Combustion Turbine","California",19,"Dropped - Onsite Unit"]
[null,"Steamboat 1",50763,"OE11","Geothermal","Nevada",0.9,"Dropped - OS status in 2015, 2016 and 2017 EIA Form 860"]
[null,"Steamboat 1",50763,"OE12","Geothermal","Nevada",0.9,"Dropped - OS status in 2015, 2016 and 2017 EIA Form 860"]
[null,"Steamboat 1",50763,"OE13","Geothermal","Nevada",0.9,"Dropped - OS status in 2015, 2016 and 2017 EIA Form 860"]
[null,"Steamboat 1",50763,"OE14","Geothermal","Nevada",0.9,"Dropped - OS status in 2015, 2016 and 2017 EIA Form 860"]
[null,"Steamboat 1",50763,"OE21","Geothermal","Nevada",0.9,"Dropped - OS status in 2015, 2016 and 2017 EIA Form 860"]
[null,"Steamboat 1",50763,"OE22","Geothermal","Nevada",0.9,"Dropped - OS status in 2015, 2016 and 2017 EIA Form 860"]
[null,"Steamboat 1",50763,"OE23","Geothermal","Nevada",0.9,"Dropped - OS status in 2015, 2016 and 2017 EIA Form 860"]
[null,"Seminole Mill",50803,"GEN3","O/G Steam","Florida",13,"Dropped - Onsite Unit"]
[null,"WestRock Panama City Mill",50807,"GEN3","Non-Fossil Waste","Florida",4,"Dropped - Onsite Unit"]
[null,"WestRock Panama City Mill",50807,"GEN4","Non-Fossil Waste","Florida",10,"Dropped - Onsite Unit"]
[null,"WestRock Panama City Mill",50807,"GEN6","Biomass","Florida",21.8,"Dropped - Onsite Unit"]
[null,"Westrock Hodge (LA)",50810,"NO 7","Non-Fossil Waste","Louisiana",15.6,"Dropped - Onsite Unit"]
[null,"Westrock Hodge (LA)",50810,"NO 8","Non-Fossil Waste","Louisiana",27.5,"Dropped - Onsite Unit"]
[null,"Westrock Hodge (LA)",50810,"NO 9","Non-Fossil Waste","Louisiana",23.3,"Dropped - Onsite Unit"]
[null,"Gramercy Holdings LLC",50846,"GT3","Combustion Turbine","Louisiana",15,"Dropped - Onsite Unit"]
[null,"Gramercy Holdings LLC",50846,"GT4","Combustion Turbine","Louisiana",21,"Dropped - Onsite Unit"]
[null,"Gramercy Holdings LLC",50846,"ST1","O/G Steam","Louisiana",17,"Dropped - Onsite Unit"]
[null,"Gramercy Holdings LLC",50846,"ST2","O/G Steam","Louisiana",17,"Dropped - Onsite Unit"]
[null,"Gramercy Holdings LLC",50846,"ST3","O/G Steam","Louisiana",6,"Dropped - Onsite Unit"]
[null,"Ivy River Hydro",50890,"GEN1","Hydro","North Carolina",0.2,"Dropped - OS status in 2015, 2016 and 2017 EIA Form 860"]
[null,"Ivy River Hydro",50890,"GEN2","Hydro","North Carolina",0.2,"Dropped - OS status in 2015, 2016 and 2017 EIA Form 860"]
[null,"Ivy River Hydro",50890,"GEN3","Hydro","North Carolina",0.2,"Dropped - OS status in 2015, 2016 and 2017 EIA Form 860"]
[null,"Ivy River Hydro",50890,"GEN4","Hydro","North Carolina",0.2,"Dropped - OS status in 2015, 2016 and 2017 EIA Form 860"]
[null,"Ivy River Hydro",50890,"GEN5","Hydro","North Carolina",0.2,"Dropped - OS status in 2015, 2016 and 2017 EIA Form 860"]
[null,"Ivy River Hydro",50890,"GEN6","Hydro","North Carolina",0.2,"Dropped - OS status in 2015, 2016 and 2017 EIA Form 860"]
[null,"Sagamore Plant Cogeneration",50903,"GEN1","O/G Steam","Indiana",7.4,"Dropped - Onsite Unit"]
[null,"Ford Utilities Center",50906,"3","Combustion Turbine","New Mexico",6,"Dropped - Onsite Unit"]
[null,"Ford Utilities Center",50906,"4","O/G Steam","New Mexico",0.7,"Dropped - Onsite Unit"]
[null,"Ford Utilities Center",50906,"5","Combustion Turbine","New Mexico",6.2,"Dropped - Onsite Unit"]
[null,"Erie Coke",50920,"1","Fossil Waste","Pennsylvania",1,"Dropped - Onsite Unit"]
[null,"Des Moines Wastewater Reclamation Fac",50932,"72-04","Non-Fossil Waste","Iowa",1.4,"Dropped - Onsite Unit"]
[null,"Des Moines Wastewater Reclamation Fac",50932,"72-05","Non-Fossil Waste","Iowa",1.4,"Dropped - Onsite Unit"]
[null,"Rhinelander Mill",50933,"GEN5","O/G Steam","Wisconsin",4,"Dropped - Onsite Unit"]
[null,"Rhinelander Mill",50933,"GEN6","Coal Steam","Wisconsin",6.3,"Dropped - Onsite Unit"]
[null,"Rhinelander Mill",50933,"HYD1","Hydro","Wisconsin",0.5,"Dropped - Onsite Unit"]
[null,"Rhinelander Mill",50933,"HYD2","Hydro","Wisconsin",0.5,"Dropped - Onsite Unit"]
[null,"Rhinelander Mill",50933,"HYD3","Hydro","Wisconsin",1,"Dropped - Onsite Unit"]
[null,"Caterpillar",50935,"3512","Combustion Turbine","Indiana",0.8,"Dropped - Onsite Unit"]
[null,"Caterpillar",50935,"3516","Combustion Turbine","Indiana",0.8,"Dropped - Onsite Unit"]
[null,"Caterpillar",50935,"516A","Combustion Turbine","Indiana",1.8,"Dropped - Onsite Unit"]
[null,"Caterpillar",50935,"ET1","Combustion Turbine","Indiana",2,"Dropped - Onsite Unit"]
[null,"Caterpillar",50935,"ET2","Combustion Turbine","Indiana",2,"Dropped - Onsite Unit"]
[null,"Caterpillar",50935,"ET3","Combustion Turbine","Indiana",2.5,"Dropped - Onsite Unit"]
[null,"Caterpillar",50935,"ET4","Combustion Turbine","Indiana",2.5,"Dropped - Onsite Unit"]
[null,"Caterpillar",50935,"R12","Combustion Turbine","Indiana",0.3,"Dropped - Onsite Unit"]
[null,"William Beaumont Hospital",50937,"GENA","Combustion Turbine","Michigan",1.9,"Dropped - Onsite Unit"]
[null,"William Beaumont Hospital",50937,"GENB","Combustion Turbine","Michigan",1.9,"Dropped - Onsite Unit"]
[null,"Lagoon Cogeneration Facility",50942,"1","Combustion Turbine","Utah",0.5,"Dropped - Onsite Unit"]
[null,"Lagoon Cogeneration Facility",50942,"2","Combustion Turbine","Utah",0.5,"Dropped - Onsite Unit"]
[null,"Lagoon Cogeneration Facility",50942,"3","Combustion Turbine","Utah",0.5,"Dropped - Onsite Unit"]
[null,"R & R Lumber",50945,"ST1","Biomass","Oregon",1.4,"Dropped - Onsite Unit"]
[null,"Saint Francis Hospital",50952,"GEN1","Combustion Turbine","Illinois",0.8,"Dropped - OS status in 2015, 2016 and 2017 EIA Form 860"]
[null,"Saint Francis Hospital",50952,"GEN2","Combustion Turbine","Illinois",0.8,"Dropped - OS status in 2015, 2016 and 2017 EIA Form 860"]
[null,"Rousselot Inc",50955,"GEN1","O/G Steam","Massachusetts",1.5,"Dropped - Onsite Unit"]
[null,"Rousselot Inc",50955,"GEN2","O/G Steam","Massachusetts",1.5,"Dropped - Onsite Unit"]
[null,"Rousselot Inc",50955,"GEN3","O/G Steam","Massachusetts",3.3,"Dropped - Onsite Unit"]
[null,"Bowater Newsprint Calhoun Operation",50956,"GEN1","Non-Fossil Waste","Tennessee",17,"Dropped - Onsite Unit"]
[null,"Bowater Newsprint Calhoun Operation",50956,"GEN2","Non-Fossil Waste","Tennessee",19,"Dropped - Onsite Unit"]
[null,"Bowater Newsprint Calhoun Operation",50956,"GEN3","Non-Fossil Waste","Tennessee",27,"Dropped - Onsite Unit"]
[null,"Naval Hospital Medical Center",50963,"4TG","Combustion Turbine","California",4.4,"Dropped - Onsite Unit"]
[null,"Toledo Ref Power Recovery Train",50965,"GEN1","Coal Steam","Ohio",6,"Dropped - Onsite Unit"]
[null,"MU Combined Heat and Power Plant",50969,"DGT1","Combustion Turbine","Missouri",2,"Dropped - Onsite Unit"]
[null,"MU Combined Heat and Power Plant",50969,"GEN1","Coal Steam","Missouri",6,"Dropped - Onsite Unit"]
[null,"MU Combined Heat and Power Plant",50969,"GEN2","Coal Steam","Missouri",12.2,"Dropped - Onsite Unit"]
[null,"MU Combined Heat and Power Plant",50969,"GEN3","Coal Steam","Missouri",19.2,"Dropped - Onsite Unit"]
[null,"MU Combined Heat and Power Plant",50969,"GEN4","Coal Steam","Missouri",13.3,"Dropped - Onsite Unit"]
[null,"MU Combined Heat and Power Plant",50969,"GEN6","Combustion Turbine","Missouri",0.5,"Dropped - Onsite Unit"]
[null,"MU Combined Heat and Power Plant",50969,"GEN7","Combustion Turbine","Missouri",1,"Dropped - Onsite Unit"]
[null,"MU Combined Heat and Power Plant",50969,"NTG1","Combustion Turbine","Missouri",11.4,"Dropped - Onsite Unit"]
[null,"MU Combined Heat and Power Plant",50969,"NTG2","Combustion Turbine","Missouri",11.4,"Dropped - Onsite Unit"]
[null,"Motiva Enterprises Port Arthur Refinery",50973,"GN31","Combined Cycle","Texas",8.4,"Dropped - Onsite Unit"]
[null,"Motiva Enterprises Port Arthur Refinery",50973,"GN32","Combined Cycle","Texas",10.5,"Dropped - Onsite Unit"]
[null,"Motiva Enterprises Port Arthur Refinery",50973,"GN33","Combined Cycle","Texas",21.5,"Dropped - Onsite Unit"]
[null,"Motiva Enterprises Port Arthur Refinery",50973,"GN34","Combustion Turbine","Texas",15.6,"Dropped - Onsite Unit"]
[null,"Motiva Enterprises Port Arthur Refinery",50973,"GN35","Combined Cycle","Texas",39,"Dropped - Onsite Unit"]
[null,"Motiva Enterprises Port Arthur Refinery",50973,"GN41","Combined Cycle","Texas",36.1,"Dropped - Onsite Unit"]
[null,"Motiva Enterprises Port Arthur Refinery",50973,"GN42","Combined Cycle","Texas",36.1,"Dropped - Onsite Unit"]
[null,"Motiva Enterprises Port Arthur Refinery",50973,"GN43","Combined Cycle","Texas",36.1,"Dropped - Onsite Unit"]
[null,"Motiva Enterprises Port Arthur Refinery",50973,"GN44","Combined Cycle","Texas",36.1,"Dropped - Onsite Unit"]
[null,"Solano County Cogen Plant",50985,"3163","Combustion Turbine","California",1,"Dropped - Onsite Unit"]
[null,"Solano County Cogen Plant",50985,"3164","Combustion Turbine","California",0.4,"Dropped - Onsite Unit"]
[null,"Solano County Cogen Plant",50985,"3165","Combustion Turbine","California",1.4,"Dropped - Onsite Unit"]
[null,"Ingersoll Milling Machine",50989,"0071","Combustion Turbine","Illinois",0.6,"Dropped - Onsite Unit"]
[null,"Ingersoll Milling Machine",50989,"0072","Combustion Turbine","Illinois",0.6,"Dropped - Onsite Unit"]
[null,"Ingersoll Milling Machine",50989,"0073","Combustion Turbine","Illinois",0.6,"Dropped - Onsite Unit"]
[null,"Ingersoll Milling Machine",50989,"0074","Combustion Turbine","Illinois",0.6,"Dropped - Onsite Unit"]
[null,"Ingersoll Milling Machine",50989,"0075","Combustion Turbine","Illinois",0.6,"Dropped - Onsite Unit"]
[null,"Ingersoll Milling Machine",50989,"0076","Combustion Turbine","Illinois",0.7,"Dropped - Onsite Unit"]
[null,"Ingersoll Milling Machine",50989,"0077","Combustion Turbine","Illinois",0.6,"Dropped - Onsite Unit"]
[null,"Marathon Electric",50990,"P1-1","Combustion Turbine","Wisconsin",0.4,"Dropped - Onsite Unit"]
[null,"Marathon Electric",50990,"P1-2","Combustion Turbine","Wisconsin",0.4,"Dropped - Onsite Unit"]
[null,"Marathon Electric",50990,"P2-3","Combustion Turbine","Wisconsin",0.9,"Dropped - Onsite Unit"]
[null,"Marathon Electric",50990,"P2-4","Combustion Turbine","Wisconsin",0.9,"Dropped - Onsite Unit"]
[null,"Gallup Refinery",50997,"GEN1","Combustion Turbine","New Mexico",2.9,"Dropped - Onsite Unit"]
[null,"Gallup Refinery",50997,"GEN2","Combustion Turbine","New Mexico",2.9,"Dropped - Onsite Unit"]
[null,"Enterprise Sugar Factory",51008,"1000","Biomass","Louisiana",1,"Dropped - Onsite Unit"]
[null,"Enterprise Sugar Factory",51008,"2000","Biomass","Louisiana",2,"Dropped - Onsite Unit"]
[null,"Hofstra University",51035,"GEN1","Combustion Turbine","New York",1.1,"Dropped - Onsite Unit"]
[null,"Hofstra University",51035,"GEN2","Combustion Turbine","New York",1.1,"Dropped - Onsite Unit"]
[null,"ITT Cogen Facility",52021,"GEN1","Combustion Turbine","Illinois",3.5,"Dropped - Onsite Unit"]
[null,"ITT Cogen Facility",52021,"GEN2","Combustion Turbine","Illinois",3.5,"Dropped - Onsite Unit"]
[null,"Rhode Island Hospital",52024,"GEN2","O/G Steam","Rhode Island",1.7,"Dropped - Onsite Unit"]
[null,"Rhode Island Hospital",52024,"GEN4","O/G Steam","Rhode Island",1.7,"Dropped - Onsite Unit"]
[null,"Rhode Island Hospital",52024,"NEW1","O/G Steam","Rhode Island",3.5,"Dropped - Onsite Unit"]
[null,"Rhode Island Hospital",52024,"NEW3","O/G Steam","Rhode Island",3.5,"Dropped - Onsite Unit"]
[null,"Puna Geothermal Venture I",52028,"OEC11","Geothermal","Hawaii",3.1,"Dropped - in Alaska or in Hawaii"]
[null,"Puna Geothermal Venture I",52028,"OEC12","Geothermal","Hawaii",3.1,"Dropped - in Alaska or in Hawaii"]
[null,"Puna Geothermal Venture I",52028,"OEC13","Geothermal","Hawaii",3.1,"Dropped - in Alaska or in Hawaii"]
[null,"Puna Geothermal Venture I",52028,"OEC14","Geothermal","Hawaii",3.1,"Dropped - in Alaska or in Hawaii"]
[null,"Puna Geothermal Venture I",52028,"OEC15","Geothermal","Hawaii",3.1,"Dropped - in Alaska or in Hawaii"]
[null,"Puna Geothermal Venture I",52028,"OEC21","Geothermal","Hawaii",3.1,"Dropped - in Alaska or in Hawaii"]
[null,"Puna Geothermal Venture I",52028,"OEC22","Geothermal","Hawaii",3.1,"Dropped - in Alaska or in Hawaii"]
[null,"Puna Geothermal Venture I",52028,"OEC23","Geothermal","Hawaii",3.1,"Dropped - in Alaska or in Hawaii"]
[null,"Puna Geothermal Venture I",52028,"OEC24","Geothermal","Hawaii",3.1,"Dropped - in Alaska or in Hawaii"]
[null,"Puna Geothermal Venture I",52028,"OEC25","Geothermal","Hawaii",3.1,"Dropped - in Alaska or in Hawaii"]
[null,"Puna Geothermal Venture I",52028,"OEC31","Geothermal","Hawaii",6,"Dropped - in Alaska or in Hawaii"]
[null,"Puna Geothermal Venture I",52028,"OEC32","Geothermal","Hawaii",6,"Dropped - in Alaska or in Hawaii"]
[null,"Alliance Refinery",52031,"GEN1","Fossil Waste","Louisiana",6,"Dropped - Onsite Unit"]
[null,"Alliance Refinery",52031,"GEN2","Fossil Waste","Louisiana",19,"Dropped - Onsite Unit"]
[null,"Moretown Generating Station",52033,"1","Hydro","Vermont",0.3,"Dropped - OS status in 2015, 2016 and 2017 EIA Form 860"]
[null,"Bunge Oil",52034,"1","Combustion Turbine","Illinois",2.8,"Dropped - Onsite Unit"]
[null,"Vanderbilt University Power Plant",52048,"GT2","Combustion Turbine","Tennessee",4,"Dropped - Onsite Unit"]
[null,"Vanderbilt University Power Plant",52048,"GT3","Combustion Turbine","Tennessee",7.8,"Dropped - Onsite Unit"]
[null,"Herkimer",52057,"01","Hydro","New York",0.1,"Dropped - OS status in 2015, 2016 and 2017 EIA Form 860"]
[null,"Herkimer",52057,"02","Hydro","New York",0.1,"Dropped - OS status in 2015, 2016 and 2017 EIA Form 860"]
[null,"Herkimer",52057,"03","Hydro","New York",0.1,"Dropped - OS status in 2015, 2016 and 2017 EIA Form 860"]
[null,"Herkimer",52057,"04","Hydro","New York",0.1,"Dropped - OS status in 2015, 2016 and 2017 EIA Form 860"]
[null,"Martinez Sulfuric Acid Regeneration Plt",52063,"GEN1","Non-Fossil Waste","California",4,"Dropped - Onsite Unit"]
[null,"Point Comfort Operations",52069,"GEN1","O/G Steam","Texas",14.9,"Dropped - Onsite Unit"]
[null,"Point Comfort Operations",52069,"GEN2","O/G Steam","Texas",14.9,"Dropped - Onsite Unit"]
[null,"Point Comfort Operations",52069,"GEN3","O/G Steam","Texas",14.9,"Dropped - Onsite Unit"]
[null,"Point Comfort Operations",52069,"GEN4","O/G Steam","Texas",14,"Dropped - Onsite Unit"]
[null,"Radford Army Ammunition Plant",52072,"GEN1","Coal Steam","Virginia",5.6,"Dropped - Onsite Unit"]
[null,"Radford Army Ammunition Plant",52072,"GEN2","Coal Steam","Virginia",5.6,"Dropped - Onsite Unit"]
[null,"Radford Army Ammunition Plant",52072,"GEN3","Coal Steam","Virginia",5.6,"Dropped - Onsite Unit"]
[null,"Radford Army Ammunition Plant",52072,"GEN4","Coal Steam","Virginia",5.6,"Dropped - Onsite Unit"]
[null,"Lost Hills Cogeneration Plant",52077,"GEN4","Combustion Turbine","California",2.7,"Dropped - Onsite Unit"]
[null,"Lost Hills Cogeneration Plant",52077,"GEN5","Combustion Turbine","California",2.7,"Dropped - Onsite Unit"]
[null,"Lost Hills Cogeneration Plant",52077,"GEN6","Combustion Turbine","California",2.7,"Dropped - Onsite Unit"]
[null,"North Midway Cogen",52078,"GEN7","Combustion Turbine","California",3,"Dropped - OS status in 2015, 2016 and 2017 EIA Form 860"]
[null,"North Midway Cogen",52078,"GEN8","Combustion Turbine","California",3,"Dropped - OS status in 2015, 2016 and 2017 EIA Form 860"]
[null,"North Midway Cogen",52078,"GEN9","Combustion Turbine","California",3,"Dropped - OS status in 2015, 2016 and 2017 EIA Form 860"]
[null,"Coalinga 6C Cogen",52083,"TG1","Combustion Turbine","California",2.7,"Dropped - OS status in 2015, 2016 and 2017 EIA Form 860"]
[null,"Coalinga 6C Cogen",52083,"TG2","Combustion Turbine","California",2.7,"Dropped - OS status in 2015, 2016 and 2017 EIA Form 860"]
[null,"Celanese Acetate LLC",52089,"GEN1","O/G Steam","Virginia",6,"Dropped - Onsite Unit"]
[null,"Celanese Acetate LLC",52089,"GEN2","O/G Steam","Virginia",6,"Dropped - Onsite Unit"]
[null,"Celanese Acetate LLC",52089,"GEN3","O/G Steam","Virginia",6,"Dropped - Onsite Unit"]
[null,"Celanese Acetate LLC",52089,"GEN4","O/G Steam","Virginia",9.2,"Dropped - Onsite Unit"]
[null,"Plant No 2 Orange County",52099,"GEN1","Non-Fossil Waste","California",2.7,"Dropped - Onsite Unit"]
[null,"Plant No 2 Orange County",52099,"GEN2","Non-Fossil Waste","California",2.7,"Dropped - Onsite Unit"]
[null,"Plant No 2 Orange County",52099,"GEN3","Non-Fossil Waste","California",2.7,"Dropped - Onsite Unit"]
[null,"Plant No 2 Orange County",52099,"GEN4","Non-Fossil Waste","California",2.7,"Dropped - Onsite Unit"]
[null,"Plant No 2 Orange County",52099,"GEN5","Non-Fossil Waste","California",2.7,"Dropped - Onsite Unit"]
[null,"Plant No 2 Orange County",52099,"GEN6","Non-Fossil Waste","California",0.9,"Dropped - Onsite Unit"]
[null,"Philadelphia Refinery",52106,"GEN1","Fossil Waste","Pennsylvania",5.5,"Dropped - Onsite Unit"]
[null,"Philadelphia Refinery",52106,"GEN2","Fossil Waste","Pennsylvania",6.7,"Dropped - Onsite Unit"]
[null,"Philadelphia Refinery",52106,"GEN3","Fossil Waste","Pennsylvania",7.3,"Dropped - Onsite Unit"]
[null,"Richmond Cogen",52109,"GEN1","Combined Cycle","California",50,"Dropped - Onsite Unit"]
[null,"Richmond Cogen",52109,"GEN2","Combined Cycle","California",50,"Dropped - Onsite Unit"]
[null,"Richmond Cogen",52109,"GEN5","Fossil Waste","California",30.4,"Dropped - Onsite Unit"]
[null,"Ingredion Stockton",52115,"GEN1","Combustion Turbine","California",2.8,"Dropped - Onsite Unit"]
[null,"Ingredion Stockton",52115,"GEN2","Combustion Turbine","California",6.5,"Dropped - Onsite Unit"]
[null,"Freeport Energy",52120,"G-37","Combustion Turbine","Texas",59.2,"Dropped - Onsite Unit"]
[null,"Freeport Energy",52120,"G-61","Combined Cycle","Texas",68.3,"Dropped - Onsite Unit"]
[null,"Freeport Energy",52120,"G-63","Combined Cycle","Texas",68.3,"Dropped - Onsite Unit"]
[null,"Freeport Energy",52120,"G-64","Combined Cycle","Texas",35,"Dropped - Onsite Unit"]
[null,"Freeport Energy",52120,"G-65","Combined Cycle","Texas",95.2,"Dropped - Onsite Unit"]
[null,"Freeport Energy",52120,"G-66","Combined Cycle","Texas",95.6,"Dropped - Onsite Unit"]
[null,"Freeport Energy",52120,"G-67","Combined Cycle","Texas",95.6,"Dropped - Onsite Unit"]
[null,"Wasson CO2 Removal Plant",52122,"GEN1","Combustion Turbine","Texas",17.3,"Dropped - Onsite Unit"]
[null,"Elk Basin Gasoline Plant",52127,"GEN1","Fossil Waste","Wyoming",0.8,"Dropped - Onsite Unit"]
[null,"Elk Basin Gasoline Plant",52127,"GEN2","Fossil Waste","Wyoming",0.8,"Dropped - Onsite Unit"]
[null,"Whiting Refinery",52130,"31TG","Fossil Waste","Indiana",11.2,"Dropped - Onsite Unit"]
[null,"Whiting Refinery",52130,"32TG","Fossil Waste","Indiana",11.2,"Dropped - Onsite Unit"]
[null,"Whiting Refinery",52130,"33TG","Fossil Waste","Indiana",16.4,"Dropped - Onsite Unit"]
[null,"Whiting Refinery",52130,"34TG","Fossil Waste","Indiana",11.8,"Dropped - Onsite Unit"]
[null,"Whiting Refinery",52130,"35TG","Fossil Waste","Indiana",38,"Dropped - Onsite Unit"]
[null,"Power Station 4",52132,"GEN1","Combined Cycle","Texas",69,"Dropped - Onsite Unit"]
[null,"Power Station 4",52132,"GEN2","Combined Cycle","Texas",69,"Dropped - Onsite Unit"]
[null,"Power Station 4",52132,"GEN3","Combined Cycle","Texas",34,"Dropped - Onsite Unit"]
[null,"Tesoro Mandan Cogeneration Plant",52133,"GEN1","Fossil Waste","North Dakota",2.8,"Dropped - Onsite Unit"]
[null,"Tesoro Mandan Cogeneration Plant",52133,"GEN2","Fossil Waste","North Dakota",2.8,"Dropped - Onsite Unit"]
[null,"Tesoro Mandan Cogeneration Plant",52133,"GEN3","Fossil Waste","North Dakota",2.8,"Dropped - Onsite Unit"]
[null,"Steamboat 1A Power Plant",52138,"DE32","Geothermal","Nevada",0.9,"Dropped - OS status in 2015, 2016 and 2017 EIA Form 860"]
[null,"International Paper Prattville Mill",52140,"GEN1","Non-Fossil Waste","Alabama",34.8,"Dropped - Onsite Unit"]
[null,"International Paper Prattville Mill",52140,"GEN2","Non-Fossil Waste","Alabama",46.6,"Dropped - Onsite Unit"]
[null,"Elkton",52148,"GEN1","O/G Steam","Virginia",1.2,"Dropped - Onsite Unit"]
[null,"Elkton",52148,"GEN2","Combustion Turbine","Virginia",0.8,"Dropped - Onsite Unit"]
[null,"Elkton",52148,"GEN3","Combustion Turbine","Virginia",1,"Dropped - Onsite Unit"]
[null,"Elkton",52148,"GEN4","Combustion Turbine","Virginia",0.3,"Dropped - Onsite Unit"]
[null,"Elkton",52148,"GEN5","O/G Steam","Virginia",0.1,"Dropped - Onsite Unit"]
[null,"West Point (PA)",52149,"COG3","Combustion Turbine","Pennsylvania",38.5,"Dropped - Onsite Unit"]
[null,"West Point (PA)",52149,"GEN14","Combustion Turbine","Pennsylvania",1.5,"Dropped - Onsite Unit"]
[null,"West Point (PA)",52149,"GEN2","Combustion Turbine","Pennsylvania",24.5,"Dropped - Onsite Unit"]
[null,"West Point (PA)",52149,"GEN3","Combustion Turbine","Pennsylvania",2.4,"Dropped - Onsite Unit"]
[null,"West Point (PA)",52149,"GEN4","Combustion Turbine","Pennsylvania",1.7,"Dropped - Onsite Unit"]
[null,"West Point (PA)",52149,"GEN5","Combustion Turbine","Pennsylvania",1.2,"Dropped - Onsite Unit"]
[null,"West Point (PA)",52149,"GEN6","Combustion Turbine","Pennsylvania",1.2,"Dropped - Onsite Unit"]
[null,"West Point (PA)",52149,"GEN7","Combustion Turbine","Pennsylvania",0.7,"Dropped - Onsite Unit"]
[null,"West Point (PA)",52149,"GEN8","Combustion Turbine","Pennsylvania",1,"Dropped - Onsite Unit"]
[null,"West Point (PA)",52149,"GEN9","Combustion Turbine","Pennsylvania",0.9,"Dropped - Onsite Unit"]
[null,"West Point (PA)",52149,"GN10","Combustion Turbine","Pennsylvania",0.9,"Dropped - Onsite Unit"]
[null,"West Point (PA)",52149,"GN11","Combustion Turbine","Pennsylvania",0.9,"Dropped - Onsite Unit"]
[null,"West Point (PA)",52149,"GN12","Combustion Turbine","Pennsylvania",2,"Dropped - Onsite Unit"]
[null,"West Point (PA)",52149,"GN13","Combustion Turbine","Pennsylvania",2,"Dropped - Onsite Unit"]
[null,"International Paper Eastover Facility",52151,"GEN1","Non-Fossil Waste","South Carolina",46,"Dropped - Onsite Unit"]
[null,"International Paper Eastover Facility",52151,"GEN2","Non-Fossil Waste","South Carolina",57,"Dropped - Onsite Unit"]
[null,"International Paper Franklin Mill",52152,"GE10","Combustion Turbine","Virginia",38,"Dropped - Onsite Unit"]
[null,"International Paper Franklin Mill",52152,"GEN9","Non-Fossil Waste","Virginia",36.1,"Dropped - Onsite Unit"]
[null,"CITGO Refinery Powerhouse",52175,"GEN1","O/G Steam","Louisiana",7.4,"Dropped - Onsite Unit"]
[null,"CITGO Refinery Powerhouse",52175,"GEN2","O/G Steam","Louisiana",5.6,"Dropped - Onsite Unit"]
[null,"CITGO Refinery Powerhouse",52175,"GEN3","O/G Steam","Louisiana",19.6,"Dropped - Onsite Unit"]
[null,"Tesoro Kenai Cogeneration Plant",52184,"GEN1","Combustion Turbine","Alaska",4.2,"Dropped - Onsite Unit"]
[null,"Tesoro Kenai Cogeneration Plant",52184,"GEN2","Combustion Turbine","Alaska",4.2,"Dropped - Onsite Unit"]
[null,"MM West Covina",54015,"GEN3","Landfill Gas","California",4.4,"Dropped - OS status in 2015, 2016 and 2017 EIA Form 860"]
[null,"University of Illinois Cogen Facility",54044,"CT1","Combustion Turbine","Illinois",6.4,"Dropped - Onsite Unit"]
[null,"University of Illinois Cogen Facility",54044,"CT2","Combustion Turbine","Illinois",6.4,"Dropped - Onsite Unit"]
[null,"University of Illinois Cogen Facility",54044,"CT3","Combustion Turbine","Illinois",6.4,"Dropped - Onsite Unit"]
[null,"University of Illinois Cogen Facility",54044,"GEN1","Combustion Turbine","Illinois",6.3,"Dropped - Onsite Unit"]
[null,"University of Illinois Cogen Facility",54044,"GEN2","Combustion Turbine","Illinois",6.3,"Dropped - Onsite Unit"]
[null,"University of Illinois Cogen Facility",54044,"GEN3","Combustion Turbine","Illinois",3.7,"Dropped - Onsite Unit"]
[null,"University of Illinois Cogen Facility",54044,"GEN4","Combustion Turbine","Illinois",3.7,"Dropped - Onsite Unit"]
[null,"University of Illinois Cogen Facility",54044,"RE1","Combustion Turbine","Illinois",5.5,"Dropped - Onsite Unit"]
[null,"University of Illinois Cogen Facility",54044,"RE2","Combustion Turbine","Illinois",5.5,"Dropped - Onsite Unit"]
[null,"University of Illinois Cogen Facility",54044,"RE3","Combustion Turbine","Illinois",5.5,"Dropped - Onsite Unit"]
[null,"Androscoggin Mill",54085,"GEN1","Non-Fossil Waste","Maine",25,"Dropped - Onsite Unit"]
[null,"Androscoggin Mill",54085,"GEN2","Non-Fossil Waste","Maine",25,"Dropped - Onsite Unit"]
[null,"Androscoggin Mill",54085,"GEN3","Non-Fossil Waste","Maine",30,"Dropped - Onsite Unit"]
[null,"International Paper Georgetown Mill",54087,"GEN1","Non-Fossil Waste","South Carolina",25.3,"Dropped - Onsite Unit"]
[null,"International Paper Georgetown Mill",54087,"GEN2","Biomass","South Carolina",27.4,"Dropped - Onsite Unit"]
[null,"International Paper Georgetown Mill",54087,"GEN3","Biomass","South Carolina",37.7,"Dropped - Onsite Unit"]
[null,"Mansfield Mill",54091,"GEN1","Non-Fossil Waste","Louisiana",24.6,"Dropped - Onsite Unit"]
[null,"Mansfield Mill",54091,"GEN2","Non-Fossil Waste","Louisiana",25.6,"Dropped - Onsite Unit"]
[null,"Mansfield Mill",54091,"GEN3","Non-Fossil Waste","Louisiana",22.1,"Dropped - Onsite Unit"]
[null,"Mansfield Mill",54091,"GEN4","Combustion Turbine","Louisiana",29,"Dropped - Onsite Unit"]
[null,"International Paper Riverdale Mill",54096,"GEN1","Non-Fossil Waste","Alabama",11.6,"Dropped - Onsite Unit"]
[null,"International Paper Riverdale Mill",54096,"GEN2","Non-Fossil Waste","Alabama",37.4,"Dropped - Onsite Unit"]
[null,"International Paper Riverdale Mill",54096,"GEN3","Combined Cycle","Alabama",17,"Dropped - Onsite Unit"]
[null,"International Paper Riverdale Mill",54096,"GEN4","Combined Cycle","Alabama",38.2,"Dropped - Onsite Unit"]
[null,"International Paper Texarkana Mill",54097,"GEN1","Non-Fossil Waste","Texas",25,"Dropped - Onsite Unit"]
[null,"International Paper Texarkana Mill",54097,"GEN2","Non-Fossil Waste","Texas",40,"Dropped - Onsite Unit"]
[null,"Kaukauna Paper Mill",54098,"GEN1","Non-Fossil Waste","Wisconsin",6,"Dropped - Onsite Unit"]
[null,"Kaukauna Paper Mill",54098,"GEN2","Non-Fossil Waste","Wisconsin",11,"Dropped - Onsite Unit"]
[null,"Kaukauna Paper Mill",54098,"GEN3","Non-Fossil Waste","Wisconsin",15.6,"Dropped - Onsite Unit"]
[null,"Kaukauna Paper Mill",54098,"GEN4","Coal Steam","Wisconsin",12,"Dropped - Onsite Unit"]
[null,"Ticonderoga Mill",54099,"GEN1","Non-Fossil Waste","New York",41,"Dropped - Onsite Unit"]
[null,"International Paper Vicksburg Mill",54100,"GEN1","Non-Fossil Waste","Mississippi",1.5,"Dropped - Onsite Unit"]
[null,"International Paper Vicksburg Mill",54100,"GEN2","Non-Fossil Waste","Mississippi",37,"Dropped - Onsite Unit"]
[null,"Georgia-Pacific Cedar Springs",54101,"GEN1","Non-Fossil Waste","Georgia",45,"Dropped - Onsite Unit"]
[null,"Georgia-Pacific Cedar Springs",54101,"GEN2","Non-Fossil Waste","Georgia",45,"Dropped - Onsite Unit"]
[null,"Ashdown",54104,"GEN1","Non-Fossil Waste","Arkansas",17,"Dropped - Onsite Unit"]
[null,"Ashdown",54104,"GEN2","Non-Fossil Waste","Arkansas",40,"Dropped - Onsite Unit"]
[null,"Ashdown",54104,"GEN3","Non-Fossil Waste","Arkansas",33,"Dropped - Onsite Unit"]
[null,"Ashdown",54104,"GEN4","Non-Fossil Waste","Arkansas",38,"Dropped - Onsite Unit"]
[null,"Great Lakes Hydro America - ME",54134,"DOH3","Hydro","Maine",1.3,"Dropped - OS status in 2015, 2016 and 2017 EIA Form 860"]
[null,"Great Lakes Hydro America - ME",54134,"DOH4","Hydro","Maine",1.8,"Dropped - OS status in 2015, 2016 and 2017 EIA Form 860"]
[null,"Iowa State University",54201,"GEN3","Coal Steam","Iowa",13.3,"Dropped - Onsite Unit"]
[null,"Iowa State University",54201,"GEN4","Coal Steam","Iowa",6.3,"Dropped - Onsite Unit"]
[null,"Iowa State University",54201,"GEN5","Coal Steam","Iowa",11.5,"Dropped - Onsite Unit"]
[null,"Iowa State University",54201,"GEN6","Coal Steam","Iowa",15.1,"Dropped - Onsite Unit"]
[null,"Upper Androscoggin",54202,"1","Hydro","Maine",0.7,"Dropped - OS status in 2015, 2016 and 2017 EIA Form 860"]
[null,"Upper Androscoggin",54202,"2","Hydro","Maine",0.5,"Dropped - OS status in 2015, 2016 and 2017 EIA Form 860"]
[null,"Upper Androscoggin",54202,"3","Hydro","Maine",0.5,"Dropped - OS status in 2015, 2016 and 2017 EIA Form 860"]
[null,"Mississippi Baptist Medical Center",54203,"A","Combustion Turbine","Mississippi",4,"Dropped - Onsite Unit"]
[null,"ArcelorMittal Warren",54207,"GEN1","Fossil Waste","Ohio",2.8,"Dropped - Onsite Unit"]
[null,"ArcelorMittal Warren",54207,"GEN2","Fossil Waste","Ohio",7,"Dropped - Onsite Unit"]
[null,"ArcelorMittal Warren",54207,"GEN3","Fossil Waste","Ohio",9.3,"Dropped - Onsite Unit"]
[null,"American Crystal Sugar Hillsboro",54210,"G1","Coal Steam","North Dakota",13.3,"Dropped - Onsite Unit"]
[null,"American Crystal Sugar Moorhead",54211,"G1","Coal Steam","Minnesota",3,"Dropped - Onsite Unit"]
[null,"American Crystal Sugar Moorhead",54211,"G2","Coal Steam","Minnesota",2,"Dropped - Onsite Unit"]
[null,"American Crystal Sugar Crookston",54212,"G1","Coal Steam","Minnesota",3.5,"Dropped - Onsite Unit"]
[null,"American Crystal Sugar Crookston",54212,"G2","Coal Steam","Minnesota",3,"Dropped - Onsite Unit"]
[null,"American Crystal Sugar Drayton",54213,"G1","Coal Steam","North Dakota",6,"Dropped - Onsite Unit"]
[null,"American Crystal Sugar East Grand Forks",54214,"G1","Coal Steam","Minnesota",2.5,"Dropped - Onsite Unit"]
[null,"American Crystal Sugar East Grand Forks",54214,"G2","Coal Steam","Minnesota",5,"Dropped - Onsite Unit"]
[null,"U S Alliance Coosa Pines",54216,"AOW6","O/G Steam","Alabama",0,"Dropped - Onsite Unit"]
[null,"U S Alliance Coosa Pines",54216,"GEN7","Non-Fossil Waste","Alabama",23.8,"Dropped - Onsite Unit"]
[null,"Burney Mountain Power",54219,"GEN1","Biomass","California",9.8,"Dropped - OS status in 2015, 2016 and 2017 EIA Form 860"]
[null,"Pfizer Groton Plant",54236,"GT-1","Combustion Turbine","Connecticut",9.5,"Dropped - Onsite Unit"]
[null,"Pfizer Groton Plant",54236,"TG 3","O/G Steam","Connecticut",9.4,"Dropped - Onsite Unit"]
[null,"Pfizer Groton Plant",54236,"TG 4","O/G Steam","Connecticut",5,"Dropped - Onsite Unit"]
[null,"Pfizer Groton Plant",54236,"TG5","O/G Steam","Connecticut",7.5,"Dropped - Onsite Unit"]
[null,"Louisiana Tech University Power Plant",54240,"TG3","Combustion Turbine","Louisiana",6.4,"Dropped - Onsite Unit"]
[null,"Newman (PA)",54250,"001","O/G Steam","Pennsylvania",1.8,"Dropped - Onsite Unit"]
[null,"Akron Recycle Energy Plant",54265,"1","Biomass","Ohio",2,"Dropped - OS status in 2015, 2016 and 2017 EIA Form 860"]
[null,"Akron Recycle Energy Plant",54265,"2","Biomass","Ohio",2,"Dropped - OS status in 2015, 2016 and 2017 EIA Form 860"]
[null,"Univ of NC Chapel Hill Cogen Facility",54276,"ES001","Combustion Turbine","North Carolina",1.8,"Dropped - Onsite Unit"]
[null,"Univ of NC Chapel Hill Cogen Facility",54276,"ES002","Combustion Turbine","North Carolina",1.8,"Dropped - Onsite Unit"]
[null,"Univ of NC Chapel Hill Cogen Facility",54276,"TG3","Coal Steam","North Carolina",28.7,"Dropped - Onsite Unit"]
[null,"Interstate Paper LLC Riceboro",54281,"577A","Non-Fossil Waste","Georgia",14.5,"Dropped - Onsite Unit"]
[null,"Rolls Royce",54286,"N8OT","Landfill Gas","Indiana",4,"Dropped - Onsite Unit"]
[null,"Inforum",54290,"BUG1","Combustion Turbine","Georgia",1.3,"Dropped - Onsite Unit"]
[null,"West Group Data Center",54294,"1","Combustion Turbine","Minnesota",0.6,"Dropped - Onsite Unit"]
[null,"West Group Data Center",54294,"2","Combustion Turbine","Minnesota",0.6,"Dropped - Onsite Unit"]
[null,"West Group Data Center",54294,"3","Combustion Turbine","Minnesota",0.6,"Dropped - Onsite Unit"]
[null,"West Group Data Center",54294,"4","Combustion Turbine","Minnesota",0.6,"Dropped - Onsite Unit"]
[null,"Biola University",54296,"EG1","Combustion Turbine","California",0.6,"Dropped - Onsite Unit"]
[null,"Biola University",54296,"EG2","Combustion Turbine","California",0.6,"Dropped - Onsite Unit"]
[null,"Biola University",54296,"EG3","Combustion Turbine","California",1,"Dropped - Onsite Unit"]
[null,"CTV Power Purchase Contract Trust",54300,"SX1S","Onshore Wind","California",0.1,"Dropped - OS status in 2015, 2016 and 2017 EIA Form 860"]
[null,"Westward Seafoods",54305,"2","Combustion Turbine","Alaska",2.2,"Dropped - Onsite Unit"]
[null,"Westward Seafoods",54305,"3","Combustion Turbine","Alaska",2.2,"Dropped - Onsite Unit"]
[null,"Westward Seafoods",54305,"4","Combustion Turbine","Alaska",2.2,"Dropped - Onsite Unit"]
[null,"Archer Daniels Midland Southport",54316,"GEN1","Combustion Turbine","North Carolina",15,"Dropped - Onsite Unit"]
[null,"Archer Daniels Midland Southport",54316,"GEN2","Combustion Turbine","North Carolina",15,"Dropped - Onsite Unit"]
[null,"Archer Daniels Midland Southport",54316,"GEN3","Combustion Turbine","North Carolina",15,"Dropped - Onsite Unit"]
[null,"General Chemical",54318,"TG1","Coal Steam","Wyoming",15,"Dropped - Onsite Unit"]
[null,"General Chemical",54318,"TG2","Coal Steam","Wyoming",15,"Dropped - Onsite Unit"]
[null,"CNN Center",54323,"D4_1","Combustion Turbine","Georgia",1.5,"Dropped - Onsite Unit"]
[null,"CNN Center",54323,"D4_2","Combustion Turbine","Georgia",2,"Dropped - Onsite Unit"]
[null,"CNN Center",54323,"D4_3","Combustion Turbine","Georgia",2,"Dropped - Onsite Unit"]
[null,"CNN Center",54323,"D5_1","Combustion Turbine","Georgia",2,"Dropped - Onsite Unit"]
[null,"CNN Center",54323,"D5_2","Combustion Turbine","Georgia",2,"Dropped - Onsite Unit"]
[null,"CNN Center",54323,"D5_3","Combustion Turbine","Georgia",2,"Dropped - Onsite Unit"]
[null,"CNN Center",54323,"DK2","Combustion Turbine","Georgia",1.3,"Dropped - Onsite Unit"]
[null,"Westhollow Technology Center",54330,"1","Combustion Turbine","Texas",3.7,"Dropped - Onsite Unit"]
[null,"Morton Salt Rittman",54335,"GEN2","Coal Steam","Ohio",2.5,"Dropped - Onsite Unit"]
[null,"Howard F Curren Advncd Wastewater Plant",54347,"1","Non-Fossil Waste","Florida",0.5,"Dropped - Onsite Unit"]
[null,"Howard F Curren Advncd Wastewater Plant",54347,"2","Non-Fossil Waste","Florida",0.5,"Dropped - Onsite Unit"]
[null,"Howard F Curren Advncd Wastewater Plant",54347,"3","Non-Fossil Waste","Florida",0.5,"Dropped - Onsite Unit"]
[null,"Howard F Curren Advncd Wastewater Plant",54347,"4","Non-Fossil Waste","Florida",0.5,"Dropped - Onsite Unit"]
[null,"Howard F Curren Advncd Wastewater Plant",54347,"5","Non-Fossil Waste","Florida",0.5,"Dropped - Onsite Unit"]
[null,"International Paper Augusta Mill",54358,"1","Non-Fossil Waste","Georgia",25.3,"Dropped - Onsite Unit"]
[null,"International Paper Augusta Mill",54358,"2","Non-Fossil Waste","Georgia",36.5,"Dropped - Onsite Unit"]
[null,"International Paper Augusta Mill",54358,"3","Non-Fossil Waste","Georgia",17.5,"Dropped - Onsite Unit"]
[null,"Fuyao Glass Illinois Inc.",54360,"PORT","Combustion Turbine","Illinois",0.7,"Dropped - Onsite Unit"]
[null,"Fuyao Glass Illinois Inc.",54360,"TK1","Combustion Turbine","Illinois",2,"Dropped - Onsite Unit"]
[null,"Fuyao Glass Illinois Inc.",54360,"TK2","Combustion Turbine","Illinois",2,"Dropped - Onsite Unit"]
[null,"PPG Industries Shelby NC Works",54363,"GEN2","Combustion Turbine","North Carolina",0.6,"Dropped - Onsite Unit"]
[null,"PPG Industries Shelby NC Works",54363,"GEN3","Combustion Turbine","North Carolina",0.6,"Dropped - Onsite Unit"]
[null,"PPG Industries Shelby NC Works",54363,"GEN4","Combustion Turbine","North Carolina",0.8,"Dropped - Onsite Unit"]
[null,"PPG Industries Shelby NC Works",54363,"GEN5","Combustion Turbine","North Carolina",0.8,"Dropped - Onsite Unit"]
[null,"PPG Industries Works 4",54364,"L1G","Combustion Turbine","Texas",2,"Dropped - Onsite Unit"]
[null,"PPG Industries Works 4",54364,"L1PG","Combustion Turbine","Texas",0.9,"Dropped - Onsite Unit"]
[null,"PPG Industries Works 4",54364,"L2G","Combustion Turbine","Texas",2,"Dropped - Onsite Unit"]
[null,"PPG Industries Works 4",54364,"L2PG","Combustion Turbine","Texas",1.1,"Dropped - Onsite Unit"]
[null,"Sinclair Oil Refinery",54374,"2004","Combustion Turbine","Wyoming",1.3,"Dropped - Onsite Unit"]
[null,"Sinclair Oil Refinery",54374,"2006","Combustion Turbine","Wyoming",1.3,"Dropped - Onsite Unit"]
[null,"Sinclair Oil Refinery",54374,"2008","Combustion Turbine","Wyoming",1.3,"Dropped - Onsite Unit"]
[null,"Sinclair Oil Refinery",54374,"NO2","Fossil Waste","Wyoming",0.4,"Dropped - Onsite Unit"]
[null,"Sinclair Oil Refinery",54374,"NO3","Fossil Waste","Wyoming",1.3,"Dropped - Onsite Unit"]
[null,"Sinclair Oil Refinery",54374,"NO5","Combustion Turbine","Wyoming",1.1,"Dropped - Onsite Unit"]
[null,"Dartmouth College Heating Plant",54409,"GEN1","O/G Steam","New Hampshire",2,"Dropped - Onsite Unit"]
[null,"Dartmouth College Heating Plant",54409,"GEN2","O/G Steam","New Hampshire",2,"Dropped - Onsite Unit"]
[null,"Dartmouth College Heating Plant",54409,"GEN3","O/G Steam","New Hampshire",3,"Dropped - Onsite Unit"]
[null,"John Deere Dubuque Works",54414,"GE10","Combustion Turbine","Iowa",1.4,"Dropped - Onsite Unit"]
[null,"John Deere Dubuque Works",54414,"GEN5","Combustion Turbine","Iowa",1.4,"Dropped - Onsite Unit"]
[null,"John Deere Dubuque Works",54414,"GEN6","Combustion Turbine","Iowa",1.4,"Dropped - Onsite Unit"]
[null,"John Deere Dubuque Works",54414,"GEN7","Combustion Turbine","Iowa",1.4,"Dropped - Onsite Unit"]
[null,"John Deere Dubuque Works",54414,"GEN8","Combustion Turbine","Iowa",1.4,"Dropped - Onsite Unit"]
[null,"John Deere Dubuque Works",54414,"GEN9","Combustion Turbine","Iowa",1.4,"Dropped - Onsite Unit"]
[null,"Unisea G 2",54422,"CAT4","Combustion Turbine","Alaska",1,"Dropped - Onsite Unit"]
[null,"Unisea G 2",54422,"CAT5","Combustion Turbine","Alaska",1,"Dropped - Onsite Unit"]
[null,"Unisea G 2",54422,"GEN1","Combustion Turbine","Alaska",2.2,"Dropped - Onsite Unit"]
[null,"Unisea G 2",54422,"GEN2","Combustion Turbine","Alaska",2.3,"Dropped - Onsite Unit"]
[null,"Unisea G 2",54422,"GEN3","Combustion Turbine","Alaska",2.3,"Dropped - Onsite Unit"]
[null,"Unisea G 2",54422,"GEN4","Combustion Turbine","Alaska",2.2,"Dropped - Onsite Unit"]
[null,"Unisea G 2",54422,"GEN5","Combustion Turbine","Alaska",2.3,"Dropped - Onsite Unit"]
[null,"Unisea G 2",54422,"GEN6","Combustion Turbine","Alaska",2.2,"Dropped - Onsite Unit"]
[null,"Gaylord Container Bogalusa",54427,"NO10","Biomass","Louisiana",34.4,"Dropped - Onsite Unit"]
[null,"Gaylord Container Bogalusa",54427,"NO8","Biomass","Louisiana",22.5,"Dropped - Onsite Unit"]
[null,"Gaylord Container Bogalusa",54427,"NO9","Biomass","Louisiana",34.9,"Dropped - Onsite Unit"]
[null,"Los Angeles Refinery Wilmington",54451,"G1","Combustion Turbine","California",6.1,"Dropped - Onsite Unit"]
[null,"Los Angeles Refinery Wilmington",54451,"G2","Fossil Waste","California",45,"Dropped - Onsite Unit"]
[null,"Agrium Kenai Nitrogen Operations",54452,"744A","Combustion Turbine","Alaska",2.5,"Dropped - OS status in 2015, 2016 and 2017 EIA Form 860"]
[null,"Agrium Kenai Nitrogen Operations",54452,"744B","Combustion Turbine","Alaska",2.5,"Dropped - OS status in 2015, 2016 and 2017 EIA Form 860"]
[null,"Agrium Kenai Nitrogen Operations",54452,"744C","Combustion Turbine","Alaska",2.5,"Dropped - OS status in 2015, 2016 and 2017 EIA Form 860"]
[null,"Agrium Kenai Nitrogen Operations",54452,"744D","Combustion Turbine","Alaska",2.5,"Dropped - OS status in 2015, 2016 and 2017 EIA Form 860"]
[null,"Agrium Kenai Nitrogen Operations",54452,"744E","Combustion Turbine","Alaska",2.5,"Dropped - OS status in 2015, 2016 and 2017 EIA Form 860"]
[null,"Hewlett Packard Enterprise",54457,"ALF1","Combustion Turbine","Georgia",1,"Dropped - Onsite Unit"]
[null,"Hewlett Packard Enterprise",54457,"ALF2","Combustion Turbine","Georgia",1,"Dropped - Onsite Unit"]
[null,"Hewlett Packard Enterprise",54457,"ALF3","Combustion Turbine","Georgia",1,"Dropped - Onsite Unit"]
[null,"Hewlett Packard Enterprise",54457,"ALF4","Combustion Turbine","Georgia",1,"Dropped - Onsite Unit"]
[null,"Hewlett Packard Enterprise",54457,"ALF5","Combustion Turbine","Georgia",1,"Dropped - Onsite Unit"]
[null,"Hewlett Packard Enterprise",54457,"B1GN1","Combustion Turbine","Georgia",1.4,"Dropped - Onsite Unit"]
[null,"Hewlett Packard Enterprise",54457,"B1GN2","Combustion Turbine","Georgia",1.4,"Dropped - Onsite Unit"]
[null,"Benedum Plant",54458,"BG3A","Combustion Turbine","Texas",1,"Dropped - Onsite Unit"]
[null,"Benedum Plant",54458,"BG6","Combustion Turbine","Texas",1,"Dropped - Onsite Unit"]
[null,"Mt Lassen Power",54468,"GEN1","Biomass","California",10.5,"Dropped - OS status in 2015, 2016 and 2017 EIA Form 860"]
[null,"Pacific Oroville Power Inc",54469,"GEN1","Biomass","California",8.3,"Dropped - OS status in 2015, 2016 and 2017 EIA Form 860"]
[null,"Pacific Oroville Power Inc",54469,"GEN2","Biomass","California",8.3,"Dropped - OS status in 2015, 2016 and 2017 EIA Form 860"]
[null,"Simplot Phosphates",54472,"GEN1","Energy Storage","Wyoming",11.5,"Dropped - Onsite Unit"]
[null,"Oroville Cogeneration LP",54477,"GEN1","Combustion Turbine","California",1.1,"Dropped  - Planned Retirement by 06/2021"]
[null,"Oroville Cogeneration LP",54477,"GEN2","Combustion Turbine","California",1.1,"Dropped  - Planned Retirement by 06/2021"]
[null,"Oroville Cogeneration LP",54477,"GEN3","Combustion Turbine","California",1.1,"Dropped  - Planned Retirement by 06/2021"]
[null,"Oroville Cogeneration LP",54477,"GEN4","Combustion Turbine","California",1.1,"Dropped  - Planned Retirement by 06/2021"]
[null,"Oroville Cogeneration LP",54477,"GEN5","Combustion Turbine","California",1.1,"Dropped  - Planned Retirement by 06/2021"]
[null,"Oroville Cogeneration LP",54477,"GEN6","Combustion Turbine","California",1.1,"Dropped  - Planned Retirement by 06/2021"]
[null,"Oroville Cogeneration LP",54477,"GEN7","Combustion Turbine","California",1.1,"Dropped  - Planned Retirement by 06/2021"]
[null,"Domino Sugar Arabi Plant",54512,"TG1","O/G Steam","Louisiana",3.4,"Dropped - Onsite Unit"]
[null,"Domino Sugar Arabi Plant",54512,"TG2","O/G Steam","Louisiana",2.3,"Dropped - Onsite Unit"]
[null,"Domino Sugar Arabi Plant",54512,"TG3","O/G Steam","Louisiana",2,"Dropped - Onsite Unit"]
[null,"WestRock (IL)",54513,"E-1","Combustion Turbine","Illinois",0.7,"Dropped - Onsite Unit"]
[null,"WestRock (IL)",54513,"E2-A","Combustion Turbine","Illinois",0.7,"Dropped - Onsite Unit"]
[null,"WestRock (IL)",54513,"E2-B","Combustion Turbine","Illinois",0.7,"Dropped - Onsite Unit"]
[null,"WestRock (IL)",54513,"E3","Combustion Turbine","Illinois",0.8,"Dropped - Onsite Unit"]
[null,"Village Creek Water Reclamation Facility",54520,"SD1","Combustion Turbine","Texas",0.9,"Dropped - Onsite Unit"]
[null,"Village Creek Water Reclamation Facility",54520,"SD2","Combustion Turbine","Texas",0.9,"Dropped - Onsite Unit"]
[null,"Village Creek Water Reclamation Facility",54520,"TG1","Non-Fossil Waste","Texas",4.2,"Dropped - Onsite Unit"]
[null,"Village Creek Water Reclamation Facility",54520,"TG2","Non-Fossil Waste","Texas",4.2,"Dropped - Onsite Unit"]
[null,"Hoffer Plastics",54523,"GEN1","Combustion Turbine","Illinois",0.8,"Dropped - Onsite Unit"]
[null,"Hoffer Plastics",54523,"GEN2","Combustion Turbine","Illinois",0.8,"Dropped - Onsite Unit"]
[null,"Hoffer Plastics",54523,"GEN3","Combustion Turbine","Illinois",0.8,"Dropped - Onsite Unit"]
[null,"Hoffer Plastics",54523,"GEN4","Combustion Turbine","Illinois",0.8,"Dropped - Onsite Unit"]
[null,"Hoffer Plastics",54523,"GEN5","Combustion Turbine","Illinois",0.8,"Dropped - Onsite Unit"]
[null,"Hoffer Plastics",54523,"GEN6","Combustion Turbine","Illinois",0.8,"Dropped - Onsite Unit"]
[null,"Hoffer Plastics",54523,"GEN7","Combustion Turbine","Illinois",0.8,"Dropped - Onsite Unit"]
[null,"Hoffer Plastics",54523,"GEN8","Combustion Turbine","Illinois",0.8,"Dropped - Onsite Unit"]
[null,"Hoffer Plastics",54523,"GEN9","Combustion Turbine","Illinois",0.8,"Dropped - Onsite Unit"]
[null,"Stingray Facility",54531,"1S72","Combustion Turbine","Louisiana",2.5,"Dropped - Onsite Unit"]
[null,"Southern Minnesota Beet Sugar",54533,"0001","O/G Steam","Minnesota",7.5,"Dropped - Onsite Unit"]
[null,"St Josephs Hospital",54534,"0001","Combustion Turbine","Florida",1.6,"Dropped - Onsite Unit"]
[null,"Charter Dura-Bar",54540,"1A","Combustion Turbine","Illinois",0.9,"Dropped - Onsite Unit"]
[null,"Charter Dura-Bar",54540,"1B","Combustion Turbine","Illinois",0.9,"Dropped - Onsite Unit"]
[null,"Charter Dura-Bar",54540,"2A","Combustion Turbine","Illinois",0.9,"Dropped - Onsite Unit"]
[null,"Charter Dura-Bar",54540,"2B","Combustion Turbine","Illinois",0.9,"Dropped - Onsite Unit"]
[null,"Charter Dura-Bar",54540,"3A","Combustion Turbine","Illinois",0.9,"Dropped - Onsite Unit"]
[null,"Charter Dura-Bar",54540,"3B","Combustion Turbine","Illinois",0.9,"Dropped - Onsite Unit"]
[null,"YKK USA Chestney",54566,"BWP1","Combustion Turbine","Georgia",0.5,"Dropped - Onsite Unit"]
[null,"YKK USA Chestney",54566,"SEV1","Combustion Turbine","Georgia",0.3,"Dropped - Onsite Unit"]
[null,"YKK USA Chestney",54566,"SLD1","Combustion Turbine","Georgia",0.5,"Dropped - Onsite Unit"]
[null,"MM Yolo Power",54567,"5","Landfill Gas","California",0.4,"Dropped - OS status in 2015, 2016 and 2017 EIA Form 860"]
[null,"Bayville Central Facility",54569,"COG1","Non-Fossil Waste","New Jersey",0.3,"Dropped - Onsite Unit"]
[null,"Bayville Central Facility",54569,"COG2","Non-Fossil Waste","New Jersey",0.3,"Dropped - Onsite Unit"]
[null,"Bayville Central Facility",54569,"COG3","Non-Fossil Waste","New Jersey",0.3,"Dropped - Onsite Unit"]
[null,"Bayville Central Facility",54569,"COG4","Combustion Turbine","New Jersey",1.5,"Dropped - Onsite Unit"]
[null,"Bayville Central Facility",54569,"COG5","Combustion Turbine","New Jersey",1.5,"Dropped - Onsite Unit"]
[null,"Bayville Central Facility",54569,"COG6","Combustion Turbine","New Jersey",1.5,"Dropped - Onsite Unit"]
[null,"Bayville Central Facility",54569,"COG7","Combustion Turbine","New Jersey",1.5,"Dropped - Onsite Unit"]
[null,"Bayville Central Facility",54569,"CPV1","Solar PV","New Jersey",0.2,"Dropped - Onsite Unit"]
[null,"Glenns Ferry Cogen Facility",54578,"1001","Combined Cycle","Idaho",10.4,"Dropped - OS status in 2015, 2016 and 2017 EIA Form 860"]
[null,"University of Arizona - Biosphere 2",54594,"G-1","Combustion Turbine","Arizona",1.5,"Dropped - Onsite Unit"]
[null,"University of Arizona - Biosphere 2",54594,"G-4","Combustion Turbine","Arizona",1.6,"Dropped - Onsite Unit"]
[null,"Warner Lambert",54604,"016E","Combustion Turbine","Michigan",1,"Dropped - Onsite Unit"]
[null,"Warner Lambert",54604,"0550","Combustion Turbine","Michigan",1.5,"Dropped - Onsite Unit"]
[null,"Warner Lambert",54604,"085-1","Combustion Turbine","Michigan",2.3,"Dropped - Onsite Unit"]
[null,"Warner Lambert",54604,"085-2","Combustion Turbine","Michigan",2.3,"Dropped - Onsite Unit"]
[null,"Warner Lambert",54604,"5164","Combustion Turbine","Michigan",2.8,"Dropped - Onsite Unit"]
[null,"Warner Lambert",54604,"800-1","Combustion Turbine","Michigan",2.3,"Dropped - Onsite Unit"]
[null,"Pratt & Whitney",54605,"FT-8","Combustion Turbine","Connecticut",28,"Dropped - Onsite Unit"]
[null,"University of Texas at Dallas",54607,"GEN1","Combustion Turbine","Texas",3.5,"Dropped - Onsite Unit"]
[null,"Ingredion Winston Salem",54618,"7500","Biomass","North Carolina",6.6,"Dropped - Onsite Unit"]
[null,"Ingredion Winston Salem",54618,"900","Biomass","North Carolina",0.4,"Dropped - Onsite Unit"]
[null,"Central District Wastewater Treat Plant",54623,"3A","Non-Fossil Waste","Florida",1.2,"Dropped - Onsite Unit"]
[null,"Central District Wastewater Treat Plant",54623,"4A","Non-Fossil Waste","Florida",1.2,"Dropped - Onsite Unit"]
[null,"Central District Wastewater Treat Plant",54623,"5","Non-Fossil Waste","Florida",1.2,"Dropped - Onsite Unit"]
[null,"Central District Wastewater Treat Plant",54623,"6","Non-Fossil Waste","Florida",1.2,"Dropped - Onsite Unit"]
[null,"South District Wastewater Treatment Plt",54624,"1A","Non-Fossil Waste","Florida",2,"Dropped - Onsite Unit"]
[null,"South District Wastewater Treatment Plt",54624,"2A","Non-Fossil Waste","Florida",2,"Dropped - Onsite Unit"]
[null,"South District Wastewater Treatment Plt",54624,"3A","Non-Fossil Waste","Florida",2,"Dropped - Onsite Unit"]
[null,"South District Wastewater Treatment Plt",54624,"4A","Non-Fossil Waste","Florida",2,"Dropped - Onsite Unit"]
[null,"Phelps Dodge Refining",54628,"2607","Combustion Turbine","Texas",2.6,"Dropped - Onsite Unit"]
[null,"Phelps Dodge Refining",54628,"2608","Combustion Turbine","Texas",2.6,"Dropped - Onsite Unit"]
[null,"Phelps Dodge Refining",54628,"3001","Combustion Turbine","Texas",3.2,"Dropped - Onsite Unit"]
[null,"Phelps Dodge Refining",54628,"3002","Combustion Turbine","Texas",3.2,"Dropped - Onsite Unit"]
[null,"Phelps Dodge Refining",54628,"3003","Combustion Turbine","Texas",3.2,"Dropped - Onsite Unit"]
[null,"American Gypsum Cogeneration",54630,"D-1","Combustion Turbine","Colorado",1.2,"Dropped - Onsite Unit"]
[null,"American Gypsum Cogeneration",54630,"D-2","Combustion Turbine","Colorado",1.2,"Dropped - Onsite Unit"]
[null,"American Gypsum Cogeneration",54630,"T-1","Combustion Turbine","Colorado",2.6,"Dropped - Onsite Unit"]
[null,"American Gypsum Cogeneration",54630,"T-2","Combustion Turbine","Colorado",2.6,"Dropped - Onsite Unit"]
[null,"Johnsonburg Mill",54638,"PT1","Non-Fossil Waste","Pennsylvania",49,"Dropped - Onsite Unit"]
[null,"Kalaeloa Cogen Plant",54646,"CT1","Combined Cycle","Hawaii",85,"Dropped - in Alaska or in Hawaii"]
[null,"Kalaeloa Cogen Plant",54646,"CT2","Combined Cycle","Hawaii",85,"Dropped - in Alaska or in Hawaii"]
[null,"Kalaeloa Cogen Plant",54646,"ST","Combined Cycle","Hawaii",50,"Dropped - in Alaska or in Hawaii"]
[null,"International Paper Riegelwood Mill",54656,"NO 1","Non-Fossil Waste","North Carolina",7.8,"Dropped - Onsite Unit"]
[null,"International Paper Riegelwood Mill",54656,"NO 2","Non-Fossil Waste","North Carolina",8.3,"Dropped - Onsite Unit"]
[null,"International Paper Riegelwood Mill",54656,"NO3","Non-Fossil Waste","North Carolina",44.5,"Dropped - Onsite Unit"]
[null,"Chino Mines",54667,"7","Combined Cycle","New Mexico",15.4,"Dropped - Onsite Unit"]
[null,"Chino Mines",54667,"9","Combined Cycle","New Mexico",35,"Dropped - Onsite Unit"]
[null,"Spartanburg Water System",54675,"DI2","Combustion Turbine","South Carolina",2,"Dropped - Onsite Unit"]
[null,"Spartanburg Water System",54675,"DI3","Combustion Turbine","South Carolina",1.3,"Dropped - Onsite Unit"]
[null,"Spartanburg Water System",54675,"HG1","Hydro","South Carolina",0.5,"Dropped - Onsite Unit"]
[null,"Spartanburg Water System",54675,"HG2","Hydro","South Carolina",0.5,"Dropped - Onsite Unit"]
[null,"Thundermist Hydro",54688,"HYD1","Hydro","Rhode Island",1.1,"Dropped - OS status in 2015, 2016 and 2017 EIA Form 860"]
[null,"Amalgamated Sugar LLC Nampa",54690,"2250","Coal Steam","Idaho",2.2,"Dropped - Onsite Unit"]
[null,"Amalgamated Sugar LLC Nampa",54690,"500","Coal Steam","Idaho",0.5,"Dropped - Onsite Unit"]
[null,"Amalgamated Sugar LLC Nampa",54690,"6500","Coal Steam","Idaho",6,"Dropped - Onsite Unit"]
[null,"Toca Plant",54705,"EG-1","Combustion Turbine","Louisiana",0.8,"Dropped - Onsite Unit"]
[null,"Toca Plant",54705,"EG-3","Combustion Turbine","Louisiana",0.8,"Dropped - Onsite Unit"]
[null,"Toca Plant",54705,"EG-4","Combustion Turbine","Louisiana",0.7,"Dropped - Onsite Unit"]
[null,"Toca Plant",54705,"EG2A","Combustion Turbine","Louisiana",0.5,"Dropped - Onsite Unit"]
[null,"Hendricks Regional Health",54731,"GE06","Combustion Turbine","Indiana",1,"Dropped - Onsite Unit"]
[null,"Hendricks Regional Health",54731,"GEO1","Combustion Turbine","Indiana",0.5,"Dropped - Onsite Unit"]
[null,"Hendricks Regional Health",54731,"GEO2","Combustion Turbine","Indiana",0.5,"Dropped - Onsite Unit"]
[null,"Hendricks Regional Health",54731,"GEO3","Combustion Turbine","Indiana",0.3,"Dropped - Onsite Unit"]
[null,"Hendricks Regional Health",54731,"GEO4","Combustion Turbine","Indiana",1,"Dropped - Onsite Unit"]
[null,"Hendricks Regional Health",54731,"GEO5","Combustion Turbine","Indiana",1,"Dropped - Onsite Unit"]
[null,"Freeport McMoRan",54734,"1","Combustion Turbine","New Mexico",2.9,"Dropped - Onsite Unit"]
[null,"Freeport McMoRan",54734,"10","Combustion Turbine","New Mexico",2.9,"Dropped - Onsite Unit"]
[null,"Freeport McMoRan",54734,"11","Combustion Turbine","New Mexico",2.9,"Dropped - Onsite Unit"]
[null,"Freeport McMoRan",54734,"12","Combustion Turbine","New Mexico",2.9,"Dropped - Onsite Unit"]
[null,"Freeport McMoRan",54734,"13","Combustion Turbine","New Mexico",2.9,"Dropped - Onsite Unit"]
[null,"Freeport McMoRan",54734,"14","Combustion Turbine","New Mexico",2.9,"Dropped - Onsite Unit"]
[null,"Freeport McMoRan",54734,"15","Combustion Turbine","New Mexico",2.9,"Dropped - Onsite Unit"]
[null,"Freeport McMoRan",54734,"2","Combustion Turbine","New Mexico",2.9,"Dropped - Onsite Unit"]
[null,"Freeport McMoRan",54734,"3","Combustion Turbine","New Mexico",2.9,"Dropped - Onsite Unit"]
[null,"Freeport McMoRan",54734,"4","Combustion Turbine","New Mexico",2.9,"Dropped - Onsite Unit"]
[null,"Freeport McMoRan",54734,"5","Combustion Turbine","New Mexico",2.9,"Dropped - Onsite Unit"]
[null,"Freeport McMoRan",54734,"6","Combustion Turbine","New Mexico",2.9,"Dropped - Onsite Unit"]
[null,"Freeport McMoRan",54734,"7","Combustion Turbine","New Mexico",2.9,"Dropped - Onsite Unit"]
[null,"Freeport McMoRan",54734,"8","Combustion Turbine","New Mexico",2.9,"Dropped - Onsite Unit"]
[null,"Freeport McMoRan",54734,"9","Combustion Turbine","New Mexico",2.9,"Dropped - Onsite Unit"]
[null,"District 70 Transco Gas Pipe Line",54744,"001","Non-Fossil Waste","Mississippi",0.7,"Dropped - OS status in 2015, 2016 and 2017 EIA Form 860"]
[null,"District 70 Transco Gas Pipe Line",54744,"002","Non-Fossil Waste","Mississippi",0.7,"Dropped - OS status in 2015, 2016 and 2017 EIA Form 860"]
[null,"Weyerhaeuser Pine Hill Operations",54752,"NO1","Biomass","Alabama",40,"Dropped - Onsite Unit"]
[null,"Weyerhaeuser Pine Hill Operations",54752,"NO2","Non-Fossil Waste","Alabama",34.8,"Dropped - Onsite Unit"]
[null,"Rock-Tenn Mill",54763,"2TG","Non-Fossil Waste","Alabama",8.6,"Dropped - Onsite Unit"]
[null,"Rock-Tenn Mill",54763,"4TG","Non-Fossil Waste","Alabama",35,"Dropped - Onsite Unit"]
[null,"NYU Lutheran Medical Center",54769,"GEN1","Combustion Turbine","New York",0.8,"Dropped - Onsite Unit"]
[null,"NYU Lutheran Medical Center",54769,"GEN2","Combustion Turbine","New York",0.8,"Dropped - Onsite Unit"]
[null,"Oklahoma State University",54779,"GEN1","O/G Steam","Oklahoma",1.6,"Dropped - Onsite Unit"]
[null,"Oklahoma State University",54779,"GEN2","O/G Steam","Oklahoma",1.6,"Dropped - Onsite Unit"]
[null,"Oklahoma State University",54779,"GEN4","O/G Steam","Oklahoma",5.2,"Dropped - Onsite Unit"]
[null,"University of Illinois Abbott Power Plt",54780,"T1","O/G Steam","Illinois",3,"Dropped - Onsite Unit"]
[null,"University of Illinois Abbott Power Plt",54780,"T10","O/G Steam","Illinois",10.5,"Dropped - Onsite Unit"]
[null,"University of Illinois Abbott Power Plt",54780,"T11","O/G Steam","Illinois",12.5,"Dropped - Onsite Unit"]
[null,"University of Illinois Abbott Power Plt",54780,"T12","O/G Steam","Illinois",7,"Dropped - Onsite Unit"]
[null,"University of Illinois Abbott Power Plt",54780,"T2","O/G Steam","Illinois",3,"Dropped - Onsite Unit"]
[null,"University of Illinois Abbott Power Plt",54780,"T3","O/G Steam","Illinois",3,"Dropped - Onsite Unit"]
[null,"University of Illinois Abbott Power Plt",54780,"T4","O/G Steam","Illinois",3,"Dropped - Onsite Unit"]
[null,"University of Illinois Abbott Power Plt",54780,"T6","O/G Steam","Illinois",7.5,"Dropped - Onsite Unit"]
[null,"University of Illinois Abbott Power Plt",54780,"T7","O/G Steam","Illinois",7.5,"Dropped - Onsite Unit"]
[null,"University of Illinois Abbott Power Plt",54780,"T8","Combustion Turbine","Illinois",12.5,"Dropped - Onsite Unit"]
[null,"University of Illinois Abbott Power Plt",54780,"T9","Combustion Turbine","Illinois",12.5,"Dropped - Onsite Unit"]
[null,"Evanston Township High School",54788,"GEN1","Combustion Turbine","Illinois",0.8,"Dropped - Onsite Unit"]
[null,"Evanston Township High School",54788,"GEN2","Combustion Turbine","Illinois",0.8,"Dropped - Onsite Unit"]
[null,"Evanston Township High School",54788,"GEN3","Combustion Turbine","Illinois",0.8,"Dropped - Onsite Unit"]
[null,"Georgia-Pacific Brewton Mill",54789,"2TG","Non-Fossil Waste","Alabama",12.4,"Dropped - Onsite Unit"]
[null,"Georgia-Pacific Brewton Mill",54789,"3TG","Non-Fossil Waste","Alabama",13.6,"Dropped - Onsite Unit"]
[null,"Georgia-Pacific Brewton Mill",54789,"4TG","Non-Fossil Waste","Alabama",62,"Dropped - Onsite Unit"]
[null,"CSL Behring LLC",54790,"GEN1","Combustion Turbine","Illinois",3.8,"Dropped - Onsite Unit"]
[null,"Domino Sugar Baltimore",54795,"GEN1","O/G Steam","Maryland",5,"Dropped - Onsite Unit"]
[null,"Domino Sugar Baltimore",54795,"GEN2","O/G Steam","Maryland",2.5,"Dropped - Onsite Unit"]
[null,"Domino Sugar Baltimore",54795,"GEN4","O/G Steam","Maryland",10,"Dropped - Onsite Unit"]
[null,"Saint Agnes Medical Center",54800,"9911","Combustion Turbine","California",2.7,"Dropped - Onsite Unit"]
[null,"Saint Agnes Medical Center",54800,"9929","Combustion Turbine","California",2.7,"Dropped - Onsite Unit"]
[null,"Mead Coated Board",54802,"GEN1","Non-Fossil Waste","Alabama",32,"Dropped - Onsite Unit"]
[null,"Mead Coated Board",54802,"GEN2","Non-Fossil Waste","Alabama",55.5,"Dropped - Onsite Unit"]
[null,"Mead Coated Board",54802,"GEN3","Combustion Turbine","Alabama",21,"Dropped - Onsite Unit"]
[null,"University of Washington Power Plant",54809,"DG3","Combustion Turbine","Washington",2,"Dropped - Onsite Unit"]
[null,"University of Washington Power Plant",54809,"DG4","Combustion Turbine","Washington",2,"Dropped - Onsite Unit"]
[null,"University of Washington Power Plant",54809,"DG5","Combustion Turbine","Washington",2,"Dropped - Onsite Unit"]
[null,"University of Washington Power Plant",54809,"DG6","Combustion Turbine","Washington",2,"Dropped - Onsite Unit"]
[null,"University of Washington Power Plant",54809,"DG7","Combustion Turbine","Washington",2,"Dropped - Onsite Unit"]
[null,"University of Washington Power Plant",54809,"TG2","O/G Steam","Washington",5,"Dropped - Onsite Unit"]
[null,"Shepherd Center",54813,"1","Combustion Turbine","Georgia",0.6,"Dropped - Onsite Unit"]
[null,"Shepherd Center",54813,"2","Combustion Turbine","Georgia",0.6,"Dropped - Onsite Unit"]
[null,"Shepherd Center",54813,"3","Combustion Turbine","Georgia",0.2,"Dropped - Onsite Unit"]
[null,"Shepherd Center",54813,"4","Combustion Turbine","Georgia",0.3,"Dropped - Onsite Unit"]
[null,"Shepherd Center",54813,"5","Combustion Turbine","Georgia",0.6,"Dropped - Onsite Unit"]
[null,"Shepherd Center",54813,"6","Combustion Turbine","Georgia",0.6,"Dropped - Onsite Unit"]
[null,"Riverwood 100 Building",54816,"11KT","Combustion Turbine","Georgia",1.1,"Dropped - OS status in 2015, 2016 and 2017 EIA Form 860"]
[null,"191 Peachtree Tower",54818,"GEN1","Combustion Turbine","Georgia",1.2,"Dropped - Onsite Unit"]
[null,"191 Peachtree Tower",54818,"GEN2","Combustion Turbine","Georgia",1.2,"Dropped - Onsite Unit"]
[null,"Smithfield Farmland Corp Bladen",54823,"GEN1","Combustion Turbine","North Carolina",1.5,"Dropped - Onsite Unit"]
[null,"Smithfield Farmland Corp Bladen",54823,"GEN2","Combustion Turbine","North Carolina",1.5,"Dropped - Onsite Unit"]
[null,"Smithfield Farmland Corp Bladen",54823,"GEN3","Combustion Turbine","North Carolina",1.5,"Dropped - Onsite Unit"]
[null,"Smithfield Farmland Corp Bladen",54823,"GEN4","Combustion Turbine","North Carolina",1.5,"Dropped - Onsite Unit"]
[null,"Smithfield Farmland Corp Bladen",54823,"GEN5","Combustion Turbine","North Carolina",1.5,"Dropped - Onsite Unit"]
[null,"Smithfield Farmland Corp Bladen",54823,"GEN6","Combustion Turbine","North Carolina",1.5,"Dropped - Onsite Unit"]
[null,"Smithfield Farmland Corp Bladen",54823,"GEN7","Combustion Turbine","North Carolina",1.5,"Dropped - Onsite Unit"]
[null,"Smithfield Farmland Corp Bladen",54823,"GEN8","Combustion Turbine","North Carolina",1.5,"Dropped - Onsite Unit"]
[null,"Smithfield Farmland Corp Bladen",54823,"GEN9","Combustion Turbine","North Carolina",1.5,"Dropped - Onsite Unit"]
[null,"Smithfield Farmland Corp Bladen",54823,"GN10","Combustion Turbine","North Carolina",1.5,"Dropped - Onsite Unit"]
[null,"Smithfield Farmland Corp Bladen",54823,"GN11","Combustion Turbine","North Carolina",1.5,"Dropped - Onsite Unit"]
[null,"Smithfield Farmland Corp Bladen",54823,"GN12","Combustion Turbine","North Carolina",1.5,"Dropped - Onsite Unit"]
[null,"Smithfield Farmland Corp Bladen",54823,"GN13","Combustion Turbine","North Carolina",1.5,"Dropped - Onsite Unit"]
[null,"Smithfield Farmland Corp Bladen",54823,"GN14","Combustion Turbine","North Carolina",1.5,"Dropped - Onsite Unit"]
[null,"Smithfield Farmland Corp Bladen",54823,"GN15","Combustion Turbine","North Carolina",1.5,"Dropped - Onsite Unit"]
[null,"Smithfield Farmland Corp Bladen",54823,"GN16","Combustion Turbine","North Carolina",1.5,"Dropped - Onsite Unit"]
[null,"Smithfield Farmland Corp Bladen",54823,"GN17","Combustion Turbine","North Carolina",1.5,"Dropped - Onsite Unit"]
[null,"Smithfield Farmland Corp Bladen",54823,"GN18","Combustion Turbine","North Carolina",1.5,"Dropped - Onsite Unit"]
[null,"Smithfield Farmland Corp Bladen",54823,"GN19","Combustion Turbine","North Carolina",1.5,"Dropped - Onsite Unit"]
[null,"Wailuku River Hydroelectric",54827,"8101","Hydro","Hawaii",4.9,"Dropped - in Alaska or in Hawaii"]
[null,"Wailuku River Hydroelectric",54827,"8102","Hydro","Hawaii",4.9,"Dropped - in Alaska or in Hawaii"]
[null,"Bristol Myers Squibb New Brunswick",54829,"GEN1","Combustion Turbine","New Jersey",8.8,"Dropped - Onsite Unit"]
[null,"Bristol Myers Squibb New Brunswick",54829,"GEN2","O/G Steam","New Jersey",0.6,"Dropped - Onsite Unit"]
[null,"Dekalb Medical Center",54830,"03","Combustion Turbine","Georgia",1.2,"Dropped - Onsite Unit"]
[null,"Dekalb Medical Center",54830,"90","Combustion Turbine","Georgia",1.2,"Dropped - Onsite Unit"]
[null,"Dekalb Medical Center",54830,"93","Combustion Turbine","Georgia",1.2,"Dropped - Onsite Unit"]
[null,"Fort Greely Power Plant",54834,"EN-4","Combustion Turbine","Alaska",1.2,"Dropped - Onsite Unit"]
[null,"Fort Greely Power Plant",54834,"EN-5","Combustion Turbine","Alaska",1.2,"Dropped - Onsite Unit"]
[null,"Fort Greely Power Plant",54834,"EN-6","Combustion Turbine","Alaska",2.5,"Dropped - Onsite Unit"]
[null,"Fort Greely Power Plant",54834,"EN-7","Combustion Turbine","Alaska",2.5,"Dropped - Onsite Unit"]
[null,"Evonik Industries AG",54835,"T121","Combustion Turbine","Indiana",1.2,"Dropped - Onsite Unit"]
[null,"Valdosta Water Treatment Plant",54839,"GEN1","Combustion Turbine","Georgia",1.7,"Dropped - Onsite Unit"]
[null,"Valdosta Water Treatment Plant",54839,"GEN2","Combustion Turbine","Georgia",1.7,"Dropped - Onsite Unit"]
[null,"Sun Trust Plaza",54845,"EG-1","Combustion Turbine","Georgia",1,"Dropped - Onsite Unit"]
[null,"Sun Trust Plaza",54845,"EG-2","Combustion Turbine","Georgia",1,"Dropped - Onsite Unit"]
[null,"MMSD Jones Island Wastewater",54851,"GEN1","Combustion Turbine","Wisconsin",13,"Dropped - Onsite Unit"]
[null,"MMSD Jones Island Wastewater",54851,"SOL1","Landfill Gas","Wisconsin",4.6,"Dropped - Onsite Unit"]
[null,"MMSD Jones Island Wastewater",54851,"SOL2","Landfill Gas","Wisconsin",4.6,"Dropped - Onsite Unit"]
[null,"MMSD Jones Island Wastewater",54851,"SOL3","Landfill Gas","Wisconsin",4.6,"Dropped - Onsite Unit"]
[null,"Mars Snackfood US",54855,"1","Combustion Turbine","Illinois",3,"Dropped - Onsite Unit"]
[null,"Bassett Medical Center",54863,"0001","Combustion Turbine","New York",0.8,"Dropped - Onsite Unit"]
[null,"Bassett Medical Center",54863,"0002","Combustion Turbine","New York",0.8,"Dropped - Onsite Unit"]
[null,"Bassett Medical Center",54863,"0003","Combustion Turbine","New York",0.8,"Dropped - Onsite Unit"]
[null,"Bassett Medical Center",54863,"0004","Combustion Turbine","New York",1.6,"Dropped - Onsite Unit"]
[null,"Bassett Medical Center",54863,"0005","Combustion Turbine","New York",1.6,"Dropped - Onsite Unit"]
[null,"Neenah Paper Munising Mill",54867,"M387","Coal Steam","Michigan",5.8,"Dropped - Onsite Unit"]
[null,"Atlanta Gift Mart LP",54877,"BUG","Combustion Turbine","Georgia",1.2,"Dropped - Onsite Unit"]
[null,"Dunn Paper",54878,"01","Hydro","New York",0.4,"Dropped - Onsite Unit"]
[null,"Dunn Paper",54878,"02","Hydro","New York",0.3,"Dropped - Onsite Unit"]
[null,"Dunn Paper",54878,"03","Hydro","New York",0.3,"Dropped - Onsite Unit"]
[null,"Kamin LLC Wrens Plant",54880,"SDT1","Combustion Turbine","Georgia",1.7,"Dropped - Onsite Unit"]
[null,"Kamin LLC Wrens Plant",54880,"SDT2","Combustion Turbine","Georgia",1.7,"Dropped - Onsite Unit"]
[null,"Kamin LLC Wrens Plant",54880,"SDT3","Combustion Turbine","Georgia",1.7,"Dropped - Onsite Unit"]
[null,"Presence Saint Mary of Nazareth Hospital",54886,"GEN1","Combustion Turbine","Illinois",0.8,"Dropped - Onsite Unit"]
[null,"Presence Saint Mary of Nazareth Hospital",54886,"GEN3","Combustion Turbine","Illinois",0.8,"Dropped - Onsite Unit"]
[null,"Presence Saint Mary of Nazareth Hospital",54886,"GEN4","Combustion Turbine","Illinois",0.9,"Dropped - Onsite Unit"]
[null,"Presence Saint Mary of Nazareth Hospital",54886,"GEN5","Combustion Turbine","Illinois",0.9,"Dropped - Onsite Unit"]
[null,"Presence Saint Mary of Nazareth Hospital",54886,"GEN6","Combustion Turbine","Illinois",0.8,"Dropped - Onsite Unit"]
[null,"DSM Pharmaceuticals",54887,"GEN1","Combustion Turbine","North Carolina",3.5,"Dropped - Onsite Unit"]
[null,"DSM Pharmaceuticals",54887,"GEN2","Combustion Turbine","North Carolina",0.3,"Dropped - Onsite Unit"]
[null,"DSM Pharmaceuticals",54887,"GEN3","Combustion Turbine","North Carolina",1.1,"Dropped - Onsite Unit"]
[null,"DSM Pharmaceuticals",54887,"GEN4","Combustion Turbine","North Carolina",1.2,"Dropped - Onsite Unit"]
[null,"DSM Pharmaceuticals",54887,"GEN5","Combustion Turbine","North Carolina",1,"Dropped - Onsite Unit"]
[null,"DSM Pharmaceuticals",54887,"GEN6","Combustion Turbine","North Carolina",1.2,"Dropped - Onsite Unit"]
[null,"DSM Pharmaceuticals",54887,"GEN7","Combustion Turbine","North Carolina",0.1,"Dropped - Onsite Unit"]
[null,"DSM Pharmaceuticals",54887,"GEN8","Combustion Turbine","North Carolina",0.3,"Dropped - Onsite Unit"]
[null,"Georgia Pacific Center",54906,"01","Combustion Turbine","Georgia",0.7,"Dropped - Onsite Unit"]
[null,"Georgia Pacific Center",54906,"02","Combustion Turbine","Georgia",0.7,"Dropped - Onsite Unit"]
[null,"Mass Inst Tech Cntrl Utilities/Cogen Plt",54907,"CTG1","Combustion Turbine","Massachusetts",39,"Dropped - Onsite Unit"]
[null,"Enderlin",54908,"GEN1","Biomass","North Dakota",5.1,"Dropped - Onsite Unit"]
[null,"Enderlin",54908,"GEN2","Biomass","North Dakota",4.7,"Dropped - Onsite Unit"]
[null,"Martinez Refining",54912,"GTG1","Combined Cycle","California",36,"Dropped - Onsite Unit"]
[null,"Martinez Refining",54912,"GTG2","Combined Cycle","California",36,"Dropped - Onsite Unit"]
[null,"Martinez Refining",54912,"STG1","Fossil Waste","California",18,"Dropped - Onsite Unit"]
[null,"Ergon Refining Vicksburg",54918,"TMO1","Combustion Turbine","Mississippi",4.4,"Dropped - Onsite Unit"]
[null,"Grand Isle Gas Plant / Treating Station",54927,"1","Combustion Turbine","Louisiana",2.9,"Dropped - Onsite Unit"]
[null,"Grand Isle Gas Plant / Treating Station",54927,"2","Combustion Turbine","Louisiana",2.9,"Dropped - Onsite Unit"]
[null,"Grand Isle Gas Plant / Treating Station",54927,"3","Combustion Turbine","Louisiana",2.9,"Dropped - Onsite Unit"]
[null,"Panduit Tinley Park",54932,"GEN1","Combustion Turbine","Illinois",0.7,"Dropped - Onsite Unit"]
[null,"Panduit Tinley Park",54932,"GEN2","Combustion Turbine","Illinois",0.7,"Dropped - Onsite Unit"]
[null,"Mondelez Global LLC",54933,"GEN1","Combustion Turbine","Illinois",5,"Dropped - Onsite Unit"]
[null,"Wellesley College Central Utility Plant",54937,"1118","Combustion Turbine","Massachusetts",1.2,"Dropped - Onsite Unit"]
[null,"Wellesley College Central Utility Plant",54937,"1119","Combustion Turbine","Massachusetts",1.2,"Dropped - Onsite Unit"]
[null,"Wellesley College Central Utility Plant",54937,"1120","Combustion Turbine","Massachusetts",1.2,"Dropped - Onsite Unit"]
[null,"Wellesley College Central Utility Plant",54937,"1121","Combustion Turbine","Massachusetts",1.2,"Dropped - Onsite Unit"]
[null,"Wellesley College Central Utility Plant",54937,"8187","Combustion Turbine","Massachusetts",1.9,"Dropped - Onsite Unit"]
[null,"Wellesley College Central Utility Plant",54937,"SB1","Combustion Turbine","Massachusetts",3,"Dropped - Onsite Unit"]
[null,"Monterey Regional Water Cogen Facility",54951,"EG1","Non-Fossil Waste","California",0.6,"Dropped - Onsite Unit"]
[null,"Monterey Regional Water Cogen Facility",54951,"EG2","Non-Fossil Waste","California",0.6,"Dropped - Onsite Unit"]
[null,"Monterey Regional Water Cogen Facility",54951,"EG3","Non-Fossil Waste","California",0.6,"Dropped - Onsite Unit"]
[null,"Cargill Salt",54965,"ACTG","Coal Steam","Michigan",2,"Dropped - Onsite Unit"]
[null,"New Mexico State University",54975,"01","Combustion Turbine","New Mexico",4.5,"Dropped - Onsite Unit"]
[null,"Woodridge Greene Valley Treatment Plant",54987,"FM01","Combustion Turbine","Illinois",1.5,"Dropped - Onsite Unit"]
[null,"Indiana Harbor E 5 AC Station",54995,"17TG","Fossil Waste","Indiana",90,"Dropped - Onsite Unit"]
[null,"Murphy-Brown LLC",55002,"01","Combustion Turbine","North Carolina",1.2,"Dropped - Onsite Unit"]
[null,"Murphy-Brown LLC",55002,"02","Combustion Turbine","North Carolina",1.2,"Dropped - Onsite Unit"]
[null,"Thornwood High School",55004,"1","Combustion Turbine","Illinois",0.7,"Dropped - Onsite Unit"]
[null,"Thornwood High School",55004,"2","Combustion Turbine","Illinois",0.7,"Dropped - Onsite Unit"]
[null,"Thornridge High School",55005,"1","Combustion Turbine","Illinois",0.5,"Dropped - Onsite Unit"]
[null,"Thornridge High School",55005,"2","Combustion Turbine","Illinois",0.5,"Dropped - Onsite Unit"]
[null,"Yates Gas Plant",55025,"GEN1","Combustion Turbine","Texas",2.8,"Dropped - Onsite Unit"]
[null,"Yates Gas Plant",55025,"GEN2","Combustion Turbine","Texas",2.8,"Dropped - Onsite Unit"]
[null,"Papillion Creek Wastewater",55027,"951","Non-Fossil Waste","Nebraska",0.5,"Dropped - Onsite Unit"]
[null,"Papillion Creek Wastewater",55027,"952","Non-Fossil Waste","Nebraska",0.5,"Dropped - Onsite Unit"]
[null,"Papillion Creek Wastewater",55027,"953","Non-Fossil Waste","Nebraska",0.5,"Dropped - Onsite Unit"]
[null,"Missouri River Wastewater Treatment",55033,"6013","Non-Fossil Waste","Nebraska",1,"Dropped - Onsite Unit"]
[null,"Missouri River Wastewater Treatment",55033,"6101","Non-Fossil Waste","Nebraska",1,"Dropped - Onsite Unit"]
[null,"Missouri River Wastewater Treatment",55033,"6102","Non-Fossil Waste","Nebraska",1,"Dropped - Onsite Unit"]
[null,"Lignetics of Maine, LLC.",55034,"0001","Biomass","Maine",0.4,"Dropped - OS status in 2015, 2016 and 2017 EIA Form 860"]
[null,"Lignetics of Maine, LLC.",55034,"0002","Biomass","Maine",0.5,"Dropped - OS status in 2015, 2016 and 2017 EIA Form 860"]
[null,"Davenport Water Pollution Control Plant",55035,"GEN1","Non-Fossil Waste","Iowa",0.8,"Dropped - Onsite Unit"]
[null,"Davenport Water Pollution Control Plant",55035,"GEN2","Non-Fossil Waste","Iowa",0.8,"Dropped - Onsite Unit"]
[null,"University of Tennessee Steam Plant",55036,"GEN1","Combustion Turbine","Tennessee",4.5,"Dropped - Onsite Unit"]
[null,"Opryland USA",55037,"GTO1","Combustion Turbine","Tennessee",3.8,"Dropped - Onsite Unit"]
[null,"Boise Cascade Pulp & Paper Mill",55044,"STG1","O/G Steam","Alabama",17.8,"Dropped - Onsite Unit"]
[null,"Jameson Gas Processing Plant",55052,"620","Combustion Turbine","Texas",0.4,"Dropped - Onsite Unit"]
[null,"Jameson Gas Processing Plant",55052,"621","Combustion Turbine","Texas",0.4,"Dropped - Onsite Unit"]
[null,"Jameson Gas Processing Plant",55052,"622","Combustion Turbine","Texas",0.5,"Dropped - Onsite Unit"]
[null,"Bridgeport Gas Processing Plant",55053,"14","Combustion Turbine","Texas",0.8,"Dropped - Onsite Unit"]
[null,"Bridgeport Gas Processing Plant",55053,"15","Combustion Turbine","Texas",0.8,"Dropped - Onsite Unit"]
[null,"Bridgeport Gas Processing Plant",55053,"16","Combustion Turbine","Texas",0.8,"Dropped - Onsite Unit"]
[null,"Bridgeport Gas Processing Plant",55053,"17","Combustion Turbine","Texas",0.8,"Dropped - Onsite Unit"]
[null,"Bridgeport Gas Processing Plant",55053,"2723","Combustion Turbine","Texas",0.8,"Dropped - Onsite Unit"]
[null,"Bridgeport Gas Processing Plant",55053,"654","Combustion Turbine","Texas",0.8,"Dropped - Onsite Unit"]
[null,"Bridgeport Gas Processing Plant",55053,"655","Combustion Turbine","Texas",0.8,"Dropped - Onsite Unit"]
[null,"Bridgeport Gas Processing Plant",55053,"656","Combustion Turbine","Texas",0.8,"Dropped - Onsite Unit"]
[null,"Bridgeport Gas Processing Plant",55053,"657","Combustion Turbine","Texas",0.8,"Dropped - Onsite Unit"]
[null,"Bridgeport Gas Processing Plant",55053,"658","Combustion Turbine","Texas",0.8,"Dropped - Onsite Unit"]
[null,"Bridgeport Gas Processing Plant",55053,"666","Combustion Turbine","Texas",0.8,"Dropped - Onsite Unit"]
[null,"Bridgeport Gas Processing Plant",55053,"667","Combustion Turbine","Texas",0.8,"Dropped - Onsite Unit"]
[null,"Bridgeport Gas Processing Plant",55053,"671","Combustion Turbine","Texas",0.8,"Dropped - Onsite Unit"]
[null,"Livingston Generating Facility",55054,"1","Landfill Gas","Illinois",4.2,"Dropped - OS status in 2015, 2016 and 2017 EIA Form 860"]
[null,"Livingston Generating Facility",55054,"3","Landfill Gas","Illinois",4.2,"Dropped - OS status in 2015, 2016 and 2017 EIA Form 860"]
[null,"Livingston Generating Facility",55054,"GEN2","Landfill Gas","Illinois",4.2,"Dropped - OS status in 2015, 2016 and 2017 EIA Form 860"]
[null,"Heat Recovery Coke Facility",55066,"TG18","Non-Fossil Waste","Indiana",88,"Dropped - Onsite Unit"]
[null,"New Albany Energy Facility",55080,"1","Combustion Turbine","Mississippi",60,"Dropped - OS status in 2015, 2016 and 2017 EIA Form 860"]
[null,"New Albany Energy Facility",55080,"2","Combustion Turbine","Mississippi",60,"Dropped - OS status in 2015, 2016 and 2017 EIA Form 860"]
[null,"New Albany Energy Facility",55080,"3","Combustion Turbine","Mississippi",60,"Dropped - OS status in 2015, 2016 and 2017 EIA Form 860"]
[null,"New Albany Energy Facility",55080,"4","Combustion Turbine","Mississippi",60,"Dropped - OS status in 2015, 2016 and 2017 EIA Form 860"]
[null,"New Albany Energy Facility",55080,"5","Combustion Turbine","Mississippi",60,"Dropped - OS status in 2015, 2016 and 2017 EIA Form 860"]
[null,"New Albany Energy Facility",55080,"6","Combustion Turbine","Mississippi",60,"Dropped - OS status in 2015, 2016 and 2017 EIA Form 860"]
[null,"NRG Sterlington Power",55099,"08","Combustion Turbine","Louisiana",19,"Dropped - OS status in 2015, 2016 and 2017 EIA Form 860"]
[null,"Bank of America Plaza",55152,"GEN1","Combustion Turbine","Georgia",1.3,"Dropped - Onsite Unit"]
[null,"Bank of America Plaza",55152,"GEN2","Combustion Turbine","Georgia",1.3,"Dropped - Onsite Unit"]
[null,"MM Hartford Energy",55163,"UNT1","Landfill Gas","Connecticut",0.9,"Dropped - OS status in 2015, 2016 and 2017 EIA Form 860"]
[null,"Aera San Ardo Cogen Facility",55184,"UN-A","Combustion Turbine","California",2.8,"Dropped - Onsite Unit"]
[null,"Aera San Ardo Cogen Facility",55184,"UN-B","Combustion Turbine","California",2.8,"Dropped - Onsite Unit"]
[null,"Osceola (FL)",55192,"CTG1","Combustion Turbine","Florida",157,"Dropped - OS status in 2015, 2016 and 2017 EIA Form 860"]
[null,"Osceola (FL)",55192,"CTG2","Combustion Turbine","Florida",157,"Dropped - OS status in 2015, 2016 and 2017 EIA Form 860"]
[null,"Osceola (FL)",55192,"CTG3","Combustion Turbine","Florida",157,"Dropped - OS status in 2015, 2016 and 2017 EIA Form 860"]
[null,"Tuscola Station",55245,"TG1","Coal Steam","Illinois",3.8,"Dropped - Onsite Unit"]
[null,"Tuscola Station",55245,"TG2","Coal Steam","Illinois",4.9,"Dropped - Onsite Unit"]
[null,"Tuscola Station",55245,"TG3","Coal Steam","Illinois",4.8,"Dropped - Onsite Unit"]
[null,"State Farm Support Center East",55274,"2A","Combustion Turbine","Georgia",1.8,"Dropped - Onsite Unit"]
[null,"State Farm Support Center East",55274,"2B","Combustion Turbine","Georgia",1.8,"Dropped - Onsite Unit"]
[null,"State Farm Support Center East",55274,"3A","Combustion Turbine","Georgia",1.8,"Dropped - Onsite Unit"]
[null,"State Farm Support Center East",55274,"3B","Combustion Turbine","Georgia",1.8,"Dropped - Onsite Unit"]
[null,"State Farm Support Center East",55274,"4A","Combustion Turbine","Georgia",1.8,"Dropped - Onsite Unit"]
[null,"State Farm Support Center East",55274,"4B","Combustion Turbine","Georgia",1.8,"Dropped - Onsite Unit"]
[null,"Beaver Creek Gas Plant",55278,"1","Combustion Turbine","Wyoming",1.8,"Dropped - Onsite Unit"]
[null,"Beaver Creek Gas Plant",55278,"2","Combustion Turbine","Wyoming",1.8,"Dropped - Onsite Unit"]
[null,"BASF Freeport Works",55311,"GEN1","Combustion Turbine","Texas",75,"Dropped - Onsite Unit"]
[null,"BASF Freeport Works",55311,"GEN2","Non-Fossil Waste","Texas",11.7,"Dropped - Onsite Unit"]
[null,"Freeport McMoRan Cobre Mining",55312,"1","Combustion Turbine","New Mexico",0.8,"Dropped - Onsite Unit"]
[null,"Freeport McMoRan Cobre Mining",55312,"2","Combustion Turbine","New Mexico",0.8,"Dropped - Onsite Unit"]
[null,"Freeport McMoRan Cobre Mining",55312,"3","Combustion Turbine","New Mexico",0.8,"Dropped - Onsite Unit"]
[null,"Indian River",55318,"1","O/G Steam","Florida",75.5,"Dropped - OS status in 2015, 2016 and 2017 EIA Form 860"]
[null,"Indian River",55318,"2","O/G Steam","Florida",181.3,"Dropped - OS status in 2015, 2016 and 2017 EIA Form 860"]
[null,"Indian River",55318,"3","O/G Steam","Florida",319.6,"Dropped - OS status in 2015, 2016 and 2017 EIA Form 860"]
[null,"Athens Regional Medical Center",55319,"CT1","Combustion Turbine","Georgia",0.7,"Dropped - Onsite Unit"]
[null,"Athens Regional Medical Center",55319,"CT3","Combustion Turbine","Georgia",0.7,"Dropped - Onsite Unit"]
[null,"Athens Regional Medical Center",55319,"STEG3","Combustion Turbine","Georgia",0.8,"Dropped - Onsite Unit"]
[null,"Athens Regional Medical Center",55319,"STEG4","Combustion Turbine","Georgia",0.8,"Dropped - Onsite Unit"]
[null,"Athens Regional Medical Center",55319,"STEG5","Combustion Turbine","Georgia",0.8,"Dropped - Onsite Unit"]
[null,"Athens Regional Medical Center",55319,"STEG6","Combustion Turbine","Georgia",0.8,"Dropped - Onsite Unit"]
[null,"Hamakua Energy Plant",55369,"CT1","Fossil Waste","Hawaii",21.7,"Dropped - in Alaska or in Hawaii"]
[null,"Hamakua Energy Plant",55369,"CT2","Fossil Waste","Hawaii",21.7,"Dropped - in Alaska or in Hawaii"]
[null,"Hamakua Energy Plant",55369,"ST1","Fossil Waste","Hawaii",17.4,"Dropped - in Alaska or in Hawaii"]
[null,"State Farm Insur Support Center Central",55390,"2A","Combustion Turbine","Texas",1.8,"Dropped - Onsite Unit"]
[null,"State Farm Insur Support Center Central",55390,"2B","Combustion Turbine","Texas",1.8,"Dropped - Onsite Unit"]
[null,"State Farm Insur Support Center Central",55390,"3A","Combustion Turbine","Texas",1.8,"Dropped - Onsite Unit"]
[null,"State Farm Insur Support Center Central",55390,"3B","Combustion Turbine","Texas",1.8,"Dropped - Onsite Unit"]
[null,"State Farm Insur Support Center Central",55390,"4A","Combustion Turbine","Texas",1.8,"Dropped - Onsite Unit"]
[null,"State Farm Insur Support Center Central",55390,"4B","Combustion Turbine","Texas",1.8,"Dropped - Onsite Unit"]
[null,"Kentucky Mills",55429,"01","Non-Fossil Waste","Kentucky",49,"Dropped - Onsite Unit"]
[null,"MMSD South Shore Wastewater",55525,"1","Non-Fossil Waste","Wisconsin",1.4,"Dropped - Onsite Unit"]
[null,"MMSD South Shore Wastewater",55525,"1CAT","Non-Fossil Waste","Wisconsin",0.9,"Dropped - Onsite Unit"]
[null,"MMSD South Shore Wastewater",55525,"2CAT","Non-Fossil Waste","Wisconsin",0.9,"Dropped - Onsite Unit"]
[null,"MMSD South Shore Wastewater",55525,"3CAT","Non-Fossil Waste","Wisconsin",0.9,"Dropped - Onsite Unit"]
[null,"MMSD South Shore Wastewater",55525,"4CAT","Non-Fossil Waste","Wisconsin",0.9,"Dropped - Onsite Unit"]
[null,"GRS C&C",55597,"2","Landfill Gas","Michigan",0.9,"Dropped - OS status in 2015, 2016 and 2017 EIA Form 860"]
[null,"GRS Pine Bend",55598,"3","Landfill Gas","Minnesota",6,"Dropped - OS status in 2015, 2016 and 2017 EIA Form 860"]
[null,"Monmouth Landfill Gas to Energy",55618,"GEN1","Landfill Gas","New Jersey",0,"Dropped - Unit capacity is zero after planned derating"]
[null,"Monmouth Landfill Gas to Energy",55618,"GEN2","Landfill Gas","New Jersey",0,"Dropped - Unit capacity is zero after planned derating"]
[null,"Choctaw County",55706,"CTG1","Combined Cycle","Mississippi",164,"Dropped - OS status in 2015, 2016 and 2017 EIA Form 860"]
[null,"Streator Energy Partners LLC",55760,"ST1","Landfill Gas","Illinois",0.9,"Dropped  - Planned Retirement by 06/2021"]
[null,"Otsego Mill Power Plant",55799,"NRTH","Combustion Turbine","Michigan",8.8,"Dropped - Onsite Unit"]
[null,"Otsego Mill Power Plant",55799,"SOTH","Combustion Turbine","Michigan",8.8,"Dropped - Onsite Unit"]
[null,"East Millinocket Mill",55830,"M2S1","Biomass","Maine",14.5,"Dropped - OS status in 2015, 2016 and 2017 EIA Form 860"]
[null,"East Millinocket Mill",55830,"M2S2","Biomass","Maine",14.5,"Dropped - OS status in 2015, 2016 and 2017 EIA Form 860"]
[null,"East Millinocket Mill",55830,"M2S3","Biomass","Maine",28.1,"Dropped - OS status in 2015, 2016 and 2017 EIA Form 860"]
[null,"Valero Refinery Cogeneration Unit 1",55851,"GT 1","Combustion Turbine","California",45.4,"Dropped - Onsite Unit"]
[null,"Oak Point Cogen",55857,"5121","Combustion Turbine","Louisiana",4,"Dropped - Onsite Unit"]
[null,"Oak Point Cogen",55857,"5131","Combustion Turbine","Louisiana",4,"Dropped - Onsite Unit"]
[null,"Oak Point Cogen",55857,"5141","Combustion Turbine","Louisiana",4,"Dropped - Onsite Unit"]
[null,"Oak Point Cogen",55857,"5151","Combustion Turbine","Louisiana",4,"Dropped - Onsite Unit"]
[null,"Oak Point Cogen",55857,"5161","Combustion Turbine","Louisiana",4,"Dropped - Onsite Unit"]
[null,"Stevens Point Mill",55861,"SP","O/G Steam","Wisconsin",7,"Dropped - Onsite Unit"]
[null,"Kaheka Hydro",55864,"KAH1","Hydro","Hawaii",1.5,"Dropped - in Alaska or in Hawaii"]
[null,"Kaheka Hydro",55864,"KAH2","Hydro","Hawaii",1.5,"Dropped - in Alaska or in Hawaii"]
[null,"Kaheka Hydro",55864,"KAH3","Hydro","Hawaii",1.5,"Dropped - in Alaska or in Hawaii"]
[null,"Sonoma Central Landfill Phase III",55880,"P-31","Landfill Gas","California",0.7,"Dropped - OS status in 2015, 2016 and 2017 EIA Form 860"]
[null,"Sonoma Central Landfill Phase III",55880,"P-32","Landfill Gas","California",0.7,"Dropped - OS status in 2015, 2016 and 2017 EIA Form 860"]
[null,"Elk Hills Cogen",55950,"U1","Combustion Turbine","California",23.3,"Dropped - Onsite Unit"]
[null,"Elk Hills Cogen",55950,"U2","Combustion Turbine","California",23.3,"Dropped - Onsite Unit"]
[null,"Nikiski Co-Generation",55966,"GT1","Combined Cycle","Alaska",37.9,"Dropped - in Alaska or in Hawaii"]
[null,"Nikiski Co-Generation",55966,"ST1","Combined Cycle","Alaska",40,"Dropped - in Alaska or in Hawaii"]
[null,"Hawkeye Energy Greenport LLC",55969,"U-01","Combustion Turbine","New York",52.8,"Dropped  - Planned Retirement by 06/2021"]
[null,"Grimes Way",56016,"1","Combustion Turbine","Washington",1,"Dropped - Onsite Unit"]
[null,"Grimes Way",56016,"2","Combustion Turbine","Washington",1,"Dropped - Onsite Unit"]
[null,"Grimes Way",56016,"3","Combustion Turbine","Washington",1.7,"Dropped - Onsite Unit"]
[null,"Inner Harbor East Heating",56050,"1","Combustion Turbine","Maryland",2.1,"Dropped - Onsite Unit"]
[null,"Hana Substation",56055,"MH1","Combustion Turbine","Hawaii",1,"Dropped - in Alaska or in Hawaii"]
[null,"Hana Substation",56055,"MH2","Combustion Turbine","Hawaii",1,"Dropped - in Alaska or in Hawaii"]
[null,"ABC Coke",56076,"1","Fossil Waste","Alabama",3.8,"Dropped - Onsite Unit"]
[null,"SJ/SC WPCP",56080,"EG1","Combustion Turbine","California",2.8,"Dropped - Onsite Unit"]
[null,"SJ/SC WPCP",56080,"EG2","Combustion Turbine","California",2.8,"Dropped - Onsite Unit"]
[null,"SJ/SC WPCP",56080,"EG3","Combustion Turbine","California",2.8,"Dropped - Onsite Unit"]
[null,"Regional Wastewater Control Facility",56134,"0101","Combustion Turbine","California",1,"Dropped - Onsite Unit"]
[null,"Regional Wastewater Control Facility",56134,"0301","Combustion Turbine","California",1,"Dropped - Onsite Unit"]
[null,"Regional Wastewater Control Facility",56134,"0401","Combustion Turbine","California",1,"Dropped - Onsite Unit"]
[null,"Regional Wastewater Control Facility",56134,"0501","Combustion Turbine","California",1,"Dropped - Onsite Unit"]
[null,"Neptune Gas Processing Plant",56139,"NPCG","Energy Storage","Louisiana",3.1,"Dropped - Onsite Unit"]
[null,"False Island",56146,"1","Combustion Turbine","Alaska",1.3,"Dropped - in Alaska or in Hawaii"]
[null,"Viking",56147,"1","Combustion Turbine","Alaska",1,"Dropped - in Alaska or in Hawaii"]
[null,"Columbia Flooring Melbourne",56182,"Kato","Biomass","Arkansas",1.7,"Dropped - Onsite Unit"]
[null,"Central Michigan University",56190,"GT1","Combustion Turbine","Michigan",3.2,"Dropped - Onsite Unit"]
[null,"Central Michigan University",56190,"STM1","O/G Steam","Michigan",1,"Dropped - Onsite Unit"]
[null,"Georgia-Pacific Wauna Mill",56192,"1","Non-Fossil Waste","Oregon",22,"Dropped - Onsite Unit"]
[null,"Medford Operation",56193,"1","Biomass","Oregon",3.1,"Dropped - Onsite Unit"]
[null,"Medford Operation",56193,"2","Biomass","Oregon",4.4,"Dropped - Onsite Unit"]
[null,"DeKalb Medical Center-Hillandale",56231,"01","Combustion Turbine","Georgia",0.7,"Dropped - Onsite Unit"]
[null,"DeKalb Medical Center-Hillandale",56231,"02","Combustion Turbine","Georgia",0.7,"Dropped - Onsite Unit"]
[null,"John Street 1, 3, 4 & 5",56256,"JS 3","Combustion Turbine","Connecticut",2,"Dropped - OS status in 2015, 2016 and 2017 EIA Form 860"]
[null,"John Street 1, 3, 4 & 5",56256,"JS 4","Combustion Turbine","Connecticut",2,"Dropped - OS status in 2015, 2016 and 2017 EIA Form 860"]
[null,"John Street 1, 3, 4 & 5",56256,"JS 5","Combustion Turbine","Connecticut",2,"Dropped - OS status in 2015, 2016 and 2017 EIA Form 860"]
[null,"Kapaia Power Station",56258,"CT1","Non-Fossil Waste","Hawaii",26.6,"Dropped - in Alaska or in Hawaii"]
[null,"South Fork",56265,"1","Hydro","Alaska",1.9,"Dropped - in Alaska or in Hawaii"]
[null,"Santa Maria EPG",56284,"EPG","Fossil Waste","California",5.3,"Dropped - Onsite Unit"]
[null,"Bayway Refinery",56294,"FGX","Non-Fossil Waste","New Jersey",11.2,"Dropped - Onsite Unit"]
[null,"Shute Creek Facility",56312,"021A","Fossil Waste","Wyoming",35.6,"Dropped - Onsite Unit"]
[null,"Shute Creek Facility",56312,"021B","Fossil Waste","Wyoming",35.6,"Dropped - Onsite Unit"]
[null,"Shute Creek Facility",56312,"021C","Fossil Waste","Wyoming",35.6,"Dropped - Onsite Unit"]
[null,"Delta Power",56325,"6","Combustion Turbine","Alaska",23.1,"Dropped - in Alaska or in Hawaii"]
[null,"Campbell Industrial Park",56329,"CIP1","Biomass","Hawaii",113,"Dropped - in Alaska or in Hawaii"]
[null,"Western Renewable Energy",56358,"1","Biomass","Arizona",2.5,"Dropped - OS status in 2015, 2016 and 2017 EIA Form 860"]
[null,"Pakini Nui Wind Farm",56378,"1","Onshore Wind","Hawaii",21,"Dropped - in Alaska or in Hawaii"]
[null,"Hawi  Wind Farm",56447,"V-47","Onshore Wind","Hawaii",10.6,"Dropped - in Alaska or in Hawaii"]
[null,"Kaheawa Pastures Wind Farm",56449,"1","Onshore Wind","Hawaii",30,"Dropped - in Alaska or in Hawaii"]
[null,"Frey Farm Landfill",56510,"GEN1","Landfill Gas","Pennsylvania",1.6,"Dropped  - Planned Retirement by 06/2021"]
[null,"Kasidaya Creek Hydro",56542,"1","Hydro","Alaska",3,"Dropped - in Alaska or in Hawaii"]
[null,"EXC Wind 1",56557,"1","Onshore Wind","Texas",10,"Dropped  - Planned Retirement by 06/2021"]
[null,"EXC Wind 2",56558,"JDW2","Onshore Wind","Texas",10,"Dropped  - Planned Retirement by 06/2021"]
[null,"EXC Wind 3",56559,"JDW3","Onshore Wind","Texas",10,"Dropped  - Planned Retirement by 06/2021"]
[null,"Lanai Solar-Electric Plant",56667,"0001","Solar PV","Hawaii",0.1,"Dropped - in Alaska or in Hawaii"]
[null,"Lanai Solar-Electric Plant",56667,"0002","Solar PV","Hawaii",0.1,"Dropped - in Alaska or in Hawaii"]
[null,"Lanai Solar-Electric Plant",56667,"0003","Solar PV","Hawaii",0.1,"Dropped - in Alaska or in Hawaii"]
[null,"Lanai Solar-Electric Plant",56667,"0004","Solar PV","Hawaii",0.1,"Dropped - in Alaska or in Hawaii"]
[null,"Lanai Solar-Electric Plant",56667,"0005","Solar PV","Hawaii",0.1,"Dropped - in Alaska or in Hawaii"]
[null,"Lanai Solar-Electric Plant",56667,"0006","Solar PV","Hawaii",0.1,"Dropped - in Alaska or in Hawaii"]
[null,"Lanai Solar-Electric Plant",56667,"0007","Solar PV","Hawaii",0.1,"Dropped - in Alaska or in Hawaii"]
[null,"Lanai Solar-Electric Plant",56667,"0008","Solar PV","Hawaii",0.1,"Dropped - in Alaska or in Hawaii"]
[null,"Lanai Solar-Electric Plant",56667,"0009","Solar PV","Hawaii",0.1,"Dropped - in Alaska or in Hawaii"]
[null,"Lanai Solar-Electric Plant",56667,"0010","Solar PV","Hawaii",0.1,"Dropped - in Alaska or in Hawaii"]
[null,"Lanai Solar-Electric Plant",56667,"0011","Solar PV","Hawaii",0.1,"Dropped - in Alaska or in Hawaii"]
[null,"Lanai Solar-Electric Plant",56667,"0012","Solar PV","Hawaii",0.1,"Dropped - in Alaska or in Hawaii"]
[null,"Model Gas Power Station",56863,"1","Landfill Gas","Ohio",1.4,"Dropped - OS status in 2015, 2016 and 2017 EIA Form 860"]
[null,"Model Gas Power Station",56863,"2","Landfill Gas","Ohio",1.4,"Dropped - OS status in 2015, 2016 and 2017 EIA Form 860"]
[null,"Ottawa County Project",56865,"1","Landfill Gas","Ohio",1.4,"Dropped - OS status in 2015, 2016 and 2017 EIA Form 860"]
[null,"Moretown",56891,"GEN 1","Landfill Gas","Vermont",1.6,"Dropped  - Planned Retirement by 06/2021"]
[null,"Southcentral Power Project",57036,"1","Combined Cycle","Alaska",39.8,"Dropped - in Alaska or in Hawaii"]
[null,"Southcentral Power Project",57036,"2","Combined Cycle","Alaska",39.8,"Dropped - in Alaska or in Hawaii"]
[null,"Southcentral Power Project",57036,"3","Combined Cycle","Alaska",39.8,"Dropped - in Alaska or in Hawaii"]
[null,"Southcentral Power Project",57036,"4","Combined Cycle","Alaska",50.3,"Dropped - in Alaska or in Hawaii"]
[null,"Noatak",57051,"5A","Combustion Turbine","Alaska",0.5,"Dropped - in Alaska or in Hawaii"]
[null,"Noatak",57051,"UNIT2","Combustion Turbine","Alaska",0.3,"Dropped - in Alaska or in Hawaii"]
[null,"Noatak",57051,"UNIT4","Combustion Turbine","Alaska",0.5,"Dropped - in Alaska or in Hawaii"]
[null,"Savoonga",57052,"UNIT1","Combustion Turbine","Alaska",0.4,"Dropped - in Alaska or in Hawaii"]
[null,"Savoonga",57052,"UNIT2","Combustion Turbine","Alaska",0.5,"Dropped - in Alaska or in Hawaii"]
[null,"Savoonga",57052,"UNIT3","Combustion Turbine","Alaska",0.8,"Dropped - in Alaska or in Hawaii"]
[null,"Alakanuk",57053,"UNIT4","Combustion Turbine","Alaska",0.8,"Dropped - in Alaska or in Hawaii"]
[null,"Upper Kalskag",57054,"UNIT1","Combustion Turbine","Alaska",0.2,"Dropped - in Alaska or in Hawaii"]
[null,"Upper Kalskag",57054,"UNIT2","Combustion Turbine","Alaska",0.4,"Dropped - in Alaska or in Hawaii"]
[null,"Upper Kalskag",57054,"UNIT3","Combustion Turbine","Alaska",0.5,"Dropped - in Alaska or in Hawaii"]
[null,"Stebbins",57055,"1","Combustion Turbine","Alaska",0.5,"Dropped - in Alaska or in Hawaii"]
[null,"Stebbins",57055,"2","Combustion Turbine","Alaska",0.5,"Dropped - in Alaska or in Hawaii"]
[null,"Stebbins",57055,"3","Combustion Turbine","Alaska",0.5,"Dropped - in Alaska or in Hawaii"]
[null,"Stebbins",57055,"4","Combustion Turbine","Alaska",0.5,"Dropped - in Alaska or in Hawaii"]
[null,"Scammon Bay",57056,"UNIT1","Combustion Turbine","Alaska",0.4,"Dropped - in Alaska or in Hawaii"]
[null,"Scammon Bay",57056,"UNIT2","Combustion Turbine","Alaska",0.4,"Dropped - in Alaska or in Hawaii"]
[null,"Scammon Bay",57056,"UNIT3","Combustion Turbine","Alaska",0.5,"Dropped - in Alaska or in Hawaii"]
[null,"Quinhagak",57057,"UNIT1","Combustion Turbine","Alaska",0.4,"Dropped - in Alaska or in Hawaii"]
[null,"Quinhagak",57057,"UNIT2","Combustion Turbine","Alaska",0.3,"Dropped - in Alaska or in Hawaii"]
[null,"Quinhagak",57057,"UNIT3","Combustion Turbine","Alaska",0.4,"Dropped - in Alaska or in Hawaii"]
[null,"Pilot Station",57058,"UNIT1","Combustion Turbine","Alaska",0.4,"Dropped  - Planned Retirement by 06/2021"]
[null,"Pilot Station",57058,"UNIT2","Combustion Turbine","Alaska",0.5,"Dropped - in Alaska or in Hawaii"]
[null,"Pilot Station",57058,"UNIT3","Combustion Turbine","Alaska",0.3,"Dropped - in Alaska or in Hawaii"]
[null,"Koyuk",57059,"UNIT1","Combustion Turbine","Alaska",0.2,"Dropped - in Alaska or in Hawaii"]
[null,"Koyuk",57059,"UNIT2","Combustion Turbine","Alaska",0.4,"Dropped - in Alaska or in Hawaii"]
[null,"Koyuk",57059,"UNIT3","Combustion Turbine","Alaska",0.5,"Dropped - in Alaska or in Hawaii"]
[null,"Elim",57060,"UNIT1","Combustion Turbine","Alaska",0.2,"Dropped - in Alaska or in Hawaii"]
[null,"Elim",57060,"UNIT2","Combustion Turbine","Alaska",0.4,"Dropped - in Alaska or in Hawaii"]
[null,"Elim",57060,"UNIT3","Combustion Turbine","Alaska",0.5,"Dropped - in Alaska or in Hawaii"]
[null,"St. Michael",57061,"4","Combustion Turbine","Alaska",0.7,"Dropped - in Alaska or in Hawaii"]
[null,"Gambell",57062,"1A","Combustion Turbine","Alaska",0.3,"Dropped - in Alaska or in Hawaii"]
[null,"Gambell",57062,"UNIT2","Combustion Turbine","Alaska",0.5,"Dropped - in Alaska or in Hawaii"]
[null,"Gambell",57062,"UNIT3","Combustion Turbine","Alaska",0.8,"Dropped - in Alaska or in Hawaii"]
[null,"Shungnak",57063,"UNIT1","Combustion Turbine","Alaska",0.2,"Dropped - in Alaska or in Hawaii"]
[null,"Shungnak",57063,"UNIT2","Combustion Turbine","Alaska",0.3,"Dropped - in Alaska or in Hawaii"]
[null,"Shungnak",57063,"UNIT3","Combustion Turbine","Alaska",0.3,"Dropped - in Alaska or in Hawaii"]
[null,"Shungnak",57063,"UNIT4","Combustion Turbine","Alaska",0.4,"Dropped - in Alaska or in Hawaii"]
[null,"Kotlik",57064,"UNIT1","Combustion Turbine","Alaska",0.3,"Dropped - in Alaska or in Hawaii"]
[null,"Kotlik",57064,"UNIT2","Combustion Turbine","Alaska",0.3,"Dropped - in Alaska or in Hawaii"]
[null,"Kotlik",57064,"UNIT3","Combustion Turbine","Alaska",0.5,"Dropped - in Alaska or in Hawaii"]
[null,"Kotlik",57064,"UNIT4","Combustion Turbine","Alaska",0.5,"Dropped - in Alaska or in Hawaii"]
[null,"Kivalina",57065,"UNIT1","Combustion Turbine","Alaska",0.2,"Dropped - in Alaska or in Hawaii"]
[null,"Kivalina",57065,"UNIT2","Combustion Turbine","Alaska",0.3,"Dropped - in Alaska or in Hawaii"]
[null,"Kivalina",57065,"UNIT3","Combustion Turbine","Alaska",0.2,"Dropped - in Alaska or in Hawaii"]
[null,"Kivalina",57065,"UNIT4","Combustion Turbine","Alaska",0.4,"Dropped - in Alaska or in Hawaii"]
[null,"Kasigluk",57066,"5A","Combustion Turbine","Alaska",0.7,"Dropped - in Alaska or in Hawaii"]
[null,"Kasigluk",57066,"UNIT1","Combustion Turbine","Alaska",0.4,"Dropped  - Planned Retirement by 06/2021"]
[null,"Kasigluk",57066,"UNIT2","Combustion Turbine","Alaska",0.5,"Dropped - in Alaska or in Hawaii"]
[null,"Toksook Bay",57067,"UNIT1","Combustion Turbine","Alaska",0.4,"Dropped - in Alaska or in Hawaii"]
[null,"Toksook Bay",57067,"UNIT2","Combustion Turbine","Alaska",0.5,"Dropped - in Alaska or in Hawaii"]
[null,"Toksook Bay",57067,"UNIT3","Combustion Turbine","Alaska",0.8,"Dropped - in Alaska or in Hawaii"]
[null,"Kaheawa Wind Power II LLC",57082,"1","Onshore Wind","Hawaii",21,"Dropped - in Alaska or in Hawaii"]
[null,"Kaheawa Wind Power II LLC",57082,"2","Energy Storage","Hawaii",10,"Dropped - in Alaska or in Hawaii"]
[null,"Lake Dorothy Hydroelectric Project",57085,"1","Hydro","Alaska",14.3,"Dropped - in Alaska or in Hawaii"]
[null,"Kahuku Wind Power LLC",57087,"1","Onshore Wind","Hawaii",30,"Dropped - in Alaska or in Hawaii"]
[null,"Nine Mile Gas Processing Plant",57132,"1","Combustion Turbine","Oklahoma",2,"Dropped - OS status in 2015, 2016 and 2017 EIA Form 860"]
[null,"Nine Mile Gas Processing Plant",57132,"2","Combustion Turbine","Oklahoma",2.1,"Dropped - OS status in 2015, 2016 and 2017 EIA Form 860"]
[null,"Nine Mile Gas Processing Plant",57132,"3","Combustion Turbine","Oklahoma",2.1,"Dropped - OS status in 2015, 2016 and 2017 EIA Form 860"]
[null,"Mesquite Lake Water & Power Plant 1",57154,"1209","Biomass","California",13,"Dropped - OS status in 2015, 2016 and 2017 EIA Form 860"]
[null,"Pillar Mountain Wind Project",57187,"1","Onshore Wind","Alaska",4.5,"Dropped - in Alaska or in Hawaii"]
[null,"Pillar Mountain Wind Project",57187,"2","Onshore Wind","Alaska",4.5,"Dropped - in Alaska or in Hawaii"]
[null,"Soldotna",57206,"1","Combustion Turbine","Alaska",44,"Dropped - in Alaska or in Hawaii"]
[null,"Sierra SunTower Solar Gen Station",57323,"UNIT1","Solar Thermal","California",3.2,"Dropped - OS status in 2015, 2016 and 2017 EIA Form 860"]
[null,"Questa Solar Facility",57369,"QST","Solar PV","New Mexico",1,"Dropped  - Planned Retirement by 06/2021"]
[null,"Caltech Central",57460,"CL00","Fuel Cell","California",0.1,"Dropped  - Planned Retirement by 06/2021"]
[null,"Caltech Central",57460,"CL01","Fuel Cell","California",0.1,"Dropped  - Planned Retirement by 06/2021"]
[null,"Caltech Central",57460,"CL02","Fuel Cell","California",0.1,"Dropped  - Planned Retirement by 06/2021"]
[null,"Caltech Central",57460,"CL03","Fuel Cell","California",0.1,"Dropped  - Planned Retirement by 06/2021"]
[null,"Caltech Central",57460,"CL04","Fuel Cell","California",0.1,"Dropped  - Planned Retirement by 06/2021"]
[null,"Caltech Central",57460,"CL05","Fuel Cell","California",0.1,"Dropped  - Planned Retirement by 06/2021"]
[null,"Caltech Central",57460,"CL06","Fuel Cell","California",0.1,"Dropped  - Planned Retirement by 06/2021"]
[null,"Caltech Central",57460,"CL07","Fuel Cell","California",0.1,"Dropped  - Planned Retirement by 06/2021"]
[null,"Caltech Central",57460,"CL08","Fuel Cell","California",0.1,"Dropped  - Planned Retirement by 06/2021"]
[null,"Caltech Central",57460,"CL09","Fuel Cell","California",0.1,"Dropped  - Planned Retirement by 06/2021"]
[null,"Caltech Central",57460,"CL10","Fuel Cell","California",0.1,"Dropped  - Planned Retirement by 06/2021"]
[null,"TSGT Mobile Generator #15",57476,"M15G","Combustion Turbine","New Mexico",2,"Dropped - OS status in 2015, 2016 and 2017 EIA Form 860"]
[null,"Kapaa Photovoltaic Project",57525,"KSPV","Solar PV","Hawaii",1,"Dropped - in Alaska or in Hawaii"]
[null,"Kawailoa Wind",57529,"1","Onshore Wind","Hawaii",69,"Dropped - in Alaska or in Hawaii"]
[null,"Battery Energy Storage System",57583,"BESS","Energy Storage","Alaska",27,"Dropped - in Alaska or in Hawaii"]
[null,"Town of Falmouth WWTP",57654,"WIND1","Onshore Wind","Massachusetts",0.8,"Dropped  - Planned Retirement by 06/2021"]
[null,"Town of Falmouth WWTP",57654,"WIND2","Onshore Wind","Massachusetts",0.8,"Dropped  - Planned Retirement by 06/2021"]
[null,"Middlebury College",57804,"2","Biomass","Vermont",0.4,"Dropped - Onsite Unit"]
[null,"Middlebury College",57804,"3","Biomass","Vermont",0.3,"Dropped - Onsite Unit"]
[null,"Titusville Solar",57815,"PV1","Solar PV","New Jersey",4.1,"Dropped - Onsite Unit"]
[null,"North Hollywood",57854,"1PT1","Pumped Storage","California",1.8,"Dropped - OS status in 2015, 2016 and 2017 EIA Form 860"]
[null,"Univ of California San Diego Solar",57856,"SGU1","Solar PV","California",1.2,"Dropped - Onsite Unit"]
[null,"Shasta Renewable Resources Plant",57857,"1","Biomass","California",5.5,"Dropped - OS status in 2015, 2016 and 2017 EIA Form 860"]
[null,"Stockton Athletic Center",57864,"2LOT7","Solar PV","New Jersey",0.5,"Dropped  - Planned Retirement by 06/2021"]
[null,"Stockton Athletic Center",57864,"LOT7","Solar PV","New Jersey",0.2,"Dropped  - Planned Retirement by 06/2021"]
[null,"Stockton Athletic Center",57864,"LOT7B","Solar PV","New Jersey",0.2,"Dropped  - Planned Retirement by 06/2021"]
[null,"Stockton Athletic Center",57864,"SAC","Solar PV","New Jersey",0.3,"Dropped  - Planned Retirement by 06/2021"]
[null,"Improvement Dst No. 4",57895,"ID4","Solar PV","California",1.1,"Dropped - Onsite Unit"]
[null,"Central Utility Plant Cincinnati",57908,"CTG1","Combined Cycle","Ohio",12.5,"Dropped - Onsite Unit"]
[null,"Central Utility Plant Cincinnati",57908,"CTG2","Combined Cycle","Ohio",12.5,"Dropped - Onsite Unit"]
[null,"Central Utility Plant Cincinnati",57908,"P005","Combustion Turbine","Ohio",1.9,"Dropped - Onsite Unit"]
[null,"Central Utility Plant Cincinnati",57908,"STG","Combined Cycle","Ohio",21.5,"Dropped - Onsite Unit"]
[null,"Sidney MT Plant",57914,"1","Coal Steam","Montana",2,"Dropped - Onsite Unit"]
[null,"Sidney MT Plant",57914,"2","Coal Steam","Montana",2,"Dropped - Onsite Unit"]
[null,"Tronox",57915,"1","Coal Steam","Wyoming",3.5,"Dropped - Onsite Unit"]
[null,"Tronox",57915,"2","Coal Steam","Wyoming",3.5,"Dropped - Onsite Unit"]
[null,"Tronox",57915,"3","Coal Steam","Wyoming",4,"Dropped - Onsite Unit"]
[null,"Tronox",57915,"4","Coal Steam","Wyoming",10,"Dropped - Onsite Unit"]
[null,"Tronox",57915,"5","Coal Steam","Wyoming",11.5,"Dropped - Onsite Unit"]
[null,"Tronox",57915,"6","Coal Steam","Wyoming",12.6,"Dropped - Onsite Unit"]
[null,"Spreckels Sugar Company",57916,"1","O/G Steam","California",8.9,"Dropped - Onsite Unit"]
[null,"Sonoco Products Co",57919,"2","O/G Steam","South Carolina",2.5,"Dropped - Onsite Unit"]
[null,"Sonoco Products Co",57919,"3","Biomass","South Carolina",10,"Dropped - Onsite Unit"]
[null,"Sonoco Products Co",57919,"4","Coal Steam","South Carolina",28,"Dropped - Onsite Unit"]
[null,"Heat Plant 770",57926,"HP","O/G Steam","Ohio",0,"Dropped  - Planned Retirement by 06/2021"]
[null,"Heat Plant 770",57926,"LP","O/G Steam","Ohio",0,"Dropped  - Planned Retirement by 06/2021"]
[null,"SIUC",57928,"EMER","Combustion Turbine","Illinois",1.6,"Dropped - Onsite Unit"]
[null,"SIUC",57928,"GEN5","Coal Steam","Illinois",2.8,"Dropped - Onsite Unit"]
[null,"Eva Creek Wind",57935,"EVW","Onshore Wind","Alaska",24.6,"Dropped - in Alaska or in Hawaii"]
[null,"Western Sugar Coop - Scottsbluff",57937,"SCBF","Coal Steam","Nebraska",5,"Dropped - Onsite Unit"]
[null,"Wausau Paper Middletown",57940,"G3","Coal Steam","Ohio",1,"Dropped - Onsite Unit"]
[null,"MSC Sebewaing",57949,"1","Coal Steam","Michigan",1.4,"Dropped - Onsite Unit"]
[null,"MSC Sebewaing",57949,"2","Coal Steam","Michigan",0.9,"Dropped - Onsite Unit"]
[null,"MSC Croswell",57950,"1","Coal Steam","Michigan",1.2,"Dropped - Onsite Unit"]
[null,"Southeast Steam Plant",57966,"SSP","O/G Steam","Minnesota",0.1,"Dropped - Onsite Unit"]
[null,"Western Sugar Coop - Torrington",57967,"GEGEN","O/G Steam","Wyoming",2,"Dropped - Onsite Unit"]
[null,"Auwahi Wind Energy",57996,"AWEB","Energy Storage","Hawaii",11,"Dropped - in Alaska or in Hawaii"]
[null,"Auwahi Wind Energy",57996,"AWET","Onshore Wind","Hawaii",24,"Dropped - in Alaska or in Hawaii"]
[null,"Lilly Technical Center",58043,"1","Combustion Turbine","Indiana",1,"Dropped - Onsite Unit"]
[null,"Lilly Technical Center",58043,"2","Combustion Turbine","Indiana",1,"Dropped - Onsite Unit"]
[null,"Lilly Technical Center",58043,"3","Combustion Turbine","Indiana",2,"Dropped - Onsite Unit"]
[null,"Lilly Technical Center",58043,"4","Combustion Turbine","Indiana",2,"Dropped - Onsite Unit"]
[null,"Lilly Technical Center",58043,"5","Non-Fossil Waste","Indiana",1,"Dropped - Onsite Unit"]
[null,"Works 53",58046,"1","Combustion Turbine","North Carolina",1,"Dropped - Onsite Unit"]
[null,"Works 53",58046,"2","Combustion Turbine","North Carolina",1.2,"Dropped - Onsite Unit"]
[null,"Works 53",58046,"3","Combustion Turbine","North Carolina",0.8,"Dropped - Onsite Unit"]
[null,"PPG Industries, Inc. Works 6",58051,"L1","Combustion Turbine","Pennsylvania",2,"Dropped - Onsite Unit"]
[null,"PPG Industries, Inc. Works 6",58051,"L2AE","Combustion Turbine","Pennsylvania",1.5,"Dropped - Onsite Unit"]
[null,"PPG Industries, Inc. Works 6",58051,"L2BW","Combustion Turbine","Pennsylvania",1.5,"Dropped - Onsite Unit"]
[null,"Battle Creek Mill",58052,"1TG","O/G Steam","Michigan",0.8,"Dropped - Onsite Unit"]
[null,"Battle Creek Mill",58052,"2TG","O/G Steam","Michigan",0.8,"Dropped - Onsite Unit"]
[null,"Vitro Flat Glass LLC",58053,"IG#2","Combustion Turbine","California",0.7,"Dropped - Onsite Unit"]
[null,"Vitro Flat Glass LLC",58053,"OG#1","Combustion Turbine","California",1,"Dropped - Onsite Unit"]
[null,"Vitro Flat Glass LLC",58053,"OG#3","Combustion Turbine","California",0.9,"Dropped - Onsite Unit"]
[null,"MillerCoors Irwindale Brewery",58056,"JEN1","Non-Fossil Waste","California",0.6,"Dropped - Onsite Unit"]
[null,"MillerCoors Irwindale Brewery",58056,"JEN2","Non-Fossil Waste","California",0.6,"Dropped - Onsite Unit"]
[null,"MillerCoors Irwindale Brewery",58056,"PV","Solar PV","California",2.5,"Dropped - Onsite Unit"]
[null,"MillerCoors Irwindale Brewery",58056,"T100","Combustion Turbine","California",4.1,"Dropped - Onsite Unit"]
[null,"MillerCoors Irwindale Brewery",58056,"T200","Combustion Turbine","California",4.1,"Dropped - Onsite Unit"]
[null,"Paramount Refinery",58058,"1","Combustion Turbine","California",6.5,"Dropped - Onsite Unit"]
[null,"SABIC Innovative Plastics Mt. Vernon",58063,"COGN1","Combustion Turbine","Indiana",78.6,"Dropped - Onsite Unit"]
[null,"PCA, Filer City Mill",58066,"TG2","O/G Steam","Michigan",8,"Dropped - Onsite Unit"]
[null,"PCA, Filer City Mill",58066,"TG3","O/G Steam","Michigan",11.5,"Dropped - Onsite Unit"]
[null,"PRSI FCC Generator",58069,"55M1","Coal Steam","Texas",3,"Dropped - Onsite Unit"]
[null,"El Dorado Refinery",58075,"L3804","Combustion Turbine","Kansas",32,"Dropped - Onsite Unit"]
[null,"Western Sugar Coop- Ft Morgan",58081,"ATB-2","Coal Steam","Colorado",3,"Dropped - Onsite Unit"]
[null,"Fullerton Mill CHP",58083,"GTG1","Combined Cycle","California",12,"Dropped - Onsite Unit"]
[null,"Fullerton Mill CHP",58083,"STG1","Combined Cycle","California",1,"Dropped - Onsite Unit"]
[null,"PRC-Desoto Intl/PPG Aerospace",58085,"CATR1","Combustion Turbine","California",0.5,"Dropped - Onsite Unit"]
[null,"PRC-Desoto Intl/PPG Aerospace",58085,"CATR2","Combustion Turbine","California",1,"Dropped - Onsite Unit"]
[null,"Kern Oil & Refining Co",58100,"5900","Combustion Turbine","California",3.8,"Dropped - Onsite Unit"]
[null,"International Paper Red River Mill",58108,"3 T-G","Non-Fossil Waste","Louisiana",55,"Dropped - Onsite Unit"]
[null,"Georgia-Pacific Toledo Mill",58109,"TG1","Non-Fossil Waste","Oregon",18.4,"Dropped - Onsite Unit"]
[null,"Georgia-Pacific Toledo Mill",58109,"TG2","Non-Fossil Waste","Oregon",13.4,"Dropped - Onsite Unit"]
[null,"Cellu Tissue",58116,"GEN1","Combustion Turbine","Connecticut",3,"Dropped - Onsite Unit"]
[null,"TNSG South Plant",58117,"1A","Combustion Turbine","Alaska",0.8,"Dropped - in Alaska or in Hawaii"]
[null,"TNSG South Plant",58117,"2","Combustion Turbine","Alaska",0.6,"Dropped - in Alaska or in Hawaii"]
[null,"TNSG South Plant",58117,"3","Combustion Turbine","Alaska",0.6,"Dropped - in Alaska or in Hawaii"]
[null,"TNSG South Plant",58117,"4A","Combustion Turbine","Alaska",0.8,"Dropped - in Alaska or in Hawaii"]
[null,"TNSG South Plant",58117,"6","Combustion Turbine","Alaska",2,"Dropped - in Alaska or in Hawaii"]
[null,"Adkins Energy LLC",58136,"S5MW","Combustion Turbine","Illinois",4,"Dropped - Onsite Unit"]
[null,"Otter Creek Ethanol Poet - Ashton",58138,"1","Combustion Turbine","Iowa",5.5,"Dropped - Onsite Unit"]
[null,"Summit Street Power Plant",58140,"GT-1","Combustion Turbine","Ohio",4.9,"Dropped - Onsite Unit"]
[null,"Summit Street Power Plant",58140,"GT-2","Combustion Turbine","Ohio",6.9,"Dropped - Onsite Unit"]
[null,"Twin Rivers Paper Co LLC",58146,"GEN5","Non-Fossil Waste","Maine",22,"Dropped - Onsite Unit"]
[null,"Eastern Maine Medical Center",58153,"COGE","Combustion Turbine","Maine",3.8,"Dropped - Onsite Unit"]
[null,"SUNY Old Westbury College",58156,"GE","Combustion Turbine","New York",1.8,"Dropped - Onsite Unit"]
[null,"University of Rochester",58157,"HP","O/G Steam","New York",17,"Dropped - Onsite Unit"]
[null,"University of Rochester",58157,"LP","O/G Steam","New York",7.2,"Dropped - Onsite Unit"]
[null,"Wesleyan University Cogen 1",58158,"1","Combustion Turbine","Connecticut",2.3,"Dropped - Onsite Unit"]
[null,"UCONN Cogen Facility",58159,"CGT1","Combined Cycle","Connecticut",6.4,"Dropped - Onsite Unit"]
[null,"UCONN Cogen Facility",58159,"CGT2","Combined Cycle","Connecticut",6.4,"Dropped - Onsite Unit"]
[null,"UCONN Cogen Facility",58159,"CGT3","Combined Cycle","Connecticut",6.4,"Dropped - Onsite Unit"]
[null,"UCONN Cogen Facility",58159,"STG1","Combined Cycle","Connecticut",4.9,"Dropped - Onsite Unit"]
[null,"Williams College - Campus CHP",58160,"GEN2","O/G Steam","Massachusetts",3,"Dropped - Onsite Unit"]
[null,"Mercy Medical Center",58163,"1","Combustion Turbine","New York",0.1,"Dropped - Onsite Unit"]
[null,"Mercy Medical Center",58163,"3","Combustion Turbine","New York",0.4,"Dropped - Onsite Unit"]
[null,"Mercy Medical Center",58163,"4","Combustion Turbine","New York",0.7,"Dropped - Onsite Unit"]
[null,"Mercy Medical Center",58163,"5","Combustion Turbine","New York",0.3,"Dropped - Onsite Unit"]
[null,"Mercy Medical Center",58163,"6","Combustion Turbine","New York",0.2,"Dropped - Onsite Unit"]
[null,"Mercy Medical Center",58163,"7","Combustion Turbine","New York",0.3,"Dropped - Onsite Unit"]
[null,"Mercy Medical Center",58163,"8","Combustion Turbine","New York",0.6,"Dropped - Onsite Unit"]
[null,"College of New Jersey",58165,"COGEN","Combustion Turbine","New Jersey",4.2,"Dropped - Onsite Unit"]
[null,"Smith College Central Heating Plant",58166,"GT-1","Combustion Turbine","Massachusetts",2.7,"Dropped - Onsite Unit"]
[null,"William Floyd School District",58167,"GEN1","Combustion Turbine","New York",1.3,"Dropped - Onsite Unit"]
[null,"William Floyd School District",58167,"GEN2","Combustion Turbine","New York",1.3,"Dropped - Onsite Unit"]
[null,"William Floyd School District",58167,"GEN3","Combustion Turbine","New York",1.3,"Dropped - Onsite Unit"]
[null,"Energy Center",58168,"EC01","Combustion Turbine","California",2.5,"Dropped - Onsite Unit"]
[null,"BMW Manufacturing Co",58173,"GT601","Landfill Gas","South Carolina",5,"Dropped - Onsite Unit"]
[null,"BMW Manufacturing Co",58173,"GT602","Landfill Gas","South Carolina",5,"Dropped - Onsite Unit"]
[null,"MTSU Power Co-Gen Plant",58179,"GT-01","Combustion Turbine","Tennessee",5,"Dropped - Onsite Unit"]
[null,"Loyola University Health Plant",58181,"UNIT1","Combustion Turbine","Illinois",3.9,"Dropped - Onsite Unit"]
[null,"Loyola University Health Plant",58181,"UNIT2","Combustion Turbine","Illinois",3.9,"Dropped - Onsite Unit"]
[null,"Prairie Horizon Agri Energy",58183,"T5741","O/G Steam","Kansas",0.7,"Dropped - Onsite Unit"]
[null,"Rand Whitney CHP Plant",58184,"TG-1","Combustion Turbine","Connecticut",14.6,"Dropped - Onsite Unit"]
[null,"Amherst College Co Gen",58185,"CTG","Combustion Turbine","Massachusetts",1.2,"Dropped - Onsite Unit"]
[null,"Amherst College Co Gen",58185,"STG","O/G Steam","Massachusetts",0.5,"Dropped - Onsite Unit"]
[null,"HVCC Cogen Plant",58186,"CG01","Combustion Turbine","New York",0.8,"Dropped - Onsite Unit"]
[null,"HVCC Cogen Plant",58186,"CG02","Combustion Turbine","New York",0.8,"Dropped - Onsite Unit"]
[null,"HVCC Cogen Plant",58186,"CG03","Combustion Turbine","New York",1.3,"Dropped - Onsite Unit"]
[null,"HVCC Cogen Plant",58186,"CG04","Combustion Turbine","New York",1.2,"Dropped - Onsite Unit"]
[null,"HVCC Cogen Plant",58186,"CG05","Combustion Turbine","New York",2,"Dropped - Onsite Unit"]
[null,"HVCC Cogen Plant",58186,"CG06","Combustion Turbine","New York",1.3,"Dropped - Onsite Unit"]
[null,"Thomas M Knott Cogen Facility",58190,"CG","Combustion Turbine","California",1.2,"Dropped - Onsite Unit"]
[null,"US Magnesium",58191,"GT1","Combustion Turbine","Utah",10,"Dropped - Onsite Unit"]
[null,"US Magnesium",58191,"GT2","Combustion Turbine","Utah",10,"Dropped - Onsite Unit"]
[null,"US Magnesium",58191,"GT3","Combustion Turbine","Utah",10,"Dropped - Onsite Unit"]
[null,"Arkalon Ethanol LLC",58192,"ST961","O/G Steam","Kansas",3,"Dropped - Onsite Unit"]
[null,"Bonanza BioEnergy LLC",58193,"ST96","O/G Steam","Kansas",2,"Dropped - Onsite Unit"]
[null,"West Campus Steam Plant",58194,"WC 4","O/G Steam","Pennsylvania",0.6,"Dropped - Onsite Unit"]
[null,"West Campus Steam Plant",58194,"WC 5","O/G Steam","Pennsylvania",0.6,"Dropped - Onsite Unit"]
[null,"Cargill Salt Hersey",58196,"ST1","O/G Steam","Michigan",2.1,"Dropped - Onsite Unit"]
[null,"Poet Biorefining Lake Crystal",58197,"1","Combustion Turbine","Minnesota",6,"Dropped - Onsite Unit"]
[null,"Poet Biorefining Lake Crystal",58197,"2","O/G Steam","Minnesota",1,"Dropped - Onsite Unit"]
[null,"Arizona State University CHP",58199,"G1","Combined Cycle","Arizona",9.2,"Dropped - Onsite Unit"]
[null,"Monroe Community College Plant",58201,"1","Combustion Turbine","New York",1.6,"Dropped - Onsite Unit"]
[null,"Monroe Community College Plant",58201,"2","Combustion Turbine","New York",1.6,"Dropped - Onsite Unit"]
[null,"Monroe Community College Plant",58201,"3","Combustion Turbine","New York",1.6,"Dropped - Onsite Unit"]
[null,"Monroe Community College Plant",58201,"4","Combustion Turbine","New York",1.6,"Dropped - Onsite Unit"]
[null,"E.B. Eddy Paper Inc",58222,"3TU","Coal Steam","Michigan",5,"Dropped - Onsite Unit"]
[null,"Hoag Hospital Cogen Plant",58223,"1","Combustion Turbine","California",1.2,"Dropped - Onsite Unit"]
[null,"Hoag Hospital Cogen Plant",58223,"2","Combustion Turbine","California",1.2,"Dropped - Onsite Unit"]
[null,"Hoag Hospital Cogen Plant",58223,"3","Combustion Turbine","California",1.2,"Dropped - Onsite Unit"]
[null,"Northeastern Illinois University Cogen",58245,"GEN1","Combustion Turbine","Illinois",0.8,"Dropped - Onsite Unit"]
[null,"Northeastern Illinois University Cogen",58245,"GEN2","Combustion Turbine","Illinois",0.8,"Dropped - Onsite Unit"]
[null,"Northeastern Illinois University Cogen",58245,"GEN3","Combustion Turbine","Illinois",0.8,"Dropped - Onsite Unit"]
[null,"Northeastern Illinois University Cogen",58245,"GEN4","Combustion Turbine","Illinois",0.8,"Dropped - Onsite Unit"]
[null,"C&H Sugar Plant",58251,"TG3","Non-Fossil Waste","California",5,"Dropped - Onsite Unit"]
[null,"C&H Sugar Plant",58251,"TG4","Non-Fossil Waste","California",5,"Dropped - Onsite Unit"]
[null,"Kalaeloa Solar Two",58259,"KAS2","Solar PV","Hawaii",5,"Dropped - in Alaska or in Hawaii"]
[null,"NCAH Central Utility Plant",58265,"C-3","Combustion Turbine","Iowa",0.2,"Dropped - Onsite Unit"]
[null,"NCAH Central Utility Plant",58265,"EP-6","Combustion Turbine","Iowa",0.8,"Dropped - Onsite Unit"]
[null,"NCAH Central Utility Plant",58265,"FRZRF","Combustion Turbine","Iowa",0.2,"Dropped - Onsite Unit"]
[null,"NCAH Central Utility Plant",58265,"MBGEN","Combustion Turbine","Iowa",0.5,"Dropped - Onsite Unit"]
[null,"NCAH Central Utility Plant",58265,"S-13","Combustion Turbine","Iowa",2.1,"Dropped - Onsite Unit"]
[null,"NCAH Central Utility Plant",58265,"S-14","Combustion Turbine","Iowa",2.1,"Dropped - Onsite Unit"]
[null,"NCAH Central Utility Plant",58265,"S-16","Combustion Turbine","Iowa",3,"Dropped - Onsite Unit"]
[null,"NCAH Central Utility Plant",58265,"S-17","Combustion Turbine","Iowa",2,"Dropped - Onsite Unit"]
[null,"NCAH Central Utility Plant",58265,"S-18","Combustion Turbine","Iowa",2,"Dropped - Onsite Unit"]
[null,"NCAH Central Utility Plant",58265,"S-19","Combustion Turbine","Iowa",2,"Dropped - Onsite Unit"]
[null,"NCAH Central Utility Plant",58265,"S-7A","Combustion Turbine","Iowa",1,"Dropped - Onsite Unit"]
[null,"Paia Hydroelectric Plant",58277,"PAH1","Hydro","Hawaii",1.3,"Dropped - in Alaska or in Hawaii"]
[null,"TNSG North Plant",58278,"13","Combustion Turbine","Alaska",0.3,"Dropped - in Alaska or in Hawaii"]
[null,"TNSG North Plant",58278,"CT1","Combustion Turbine","Alaska",4.5,"Dropped - in Alaska or in Hawaii"]
[null,"TNSG North Plant",58278,"CT2","Combustion Turbine","Alaska",4.5,"Dropped - in Alaska or in Hawaii"]
[null,"TNSG North Plant",58278,"CT3","Combustion Turbine","Alaska",4.5,"Dropped - in Alaska or in Hawaii"]
[null,"TNSG North Plant",58278,"CT4","Combustion Turbine","Alaska",4.5,"Dropped - in Alaska or in Hawaii"]
[null,"The Andersons Albion Ethanol LLC",58330,"9611","O/G Steam","Michigan",0.2,"Dropped - Onsite Unit"]
[null,"The Andersons Albion Ethanol LLC",58330,"CHP-1","Combustion Turbine","Michigan",6,"Dropped - Onsite Unit"]
[null,"Triton East and West Cogen",58375,"1","Combustion Turbine","Illinois",0.8,"Dropped - Onsite Unit"]
[null,"Triton East and West Cogen",58375,"2","Combustion Turbine","Illinois",0.8,"Dropped - Onsite Unit"]
[null,"Triton East and West Cogen",58375,"3","Combustion Turbine","Illinois",0.8,"Dropped - Onsite Unit"]
[null,"Triton East and West Cogen",58375,"4","Combustion Turbine","Illinois",0.8,"Dropped - Onsite Unit"]
[null,"Triton East and West Cogen",58375,"5","Combustion Turbine","Illinois",0.4,"Dropped - Onsite Unit"]
[null,"JBER Landfill Gas Power Plant",58380,"1","Landfill Gas","Alaska",1.4,"Dropped - in Alaska or in Hawaii"]
[null,"JBER Landfill Gas Power Plant",58380,"2","Landfill Gas","Alaska",1.4,"Dropped - in Alaska or in Hawaii"]
[null,"JBER Landfill Gas Power Plant",58380,"3","Landfill Gas","Alaska",1.4,"Dropped - in Alaska or in Hawaii"]
[null,"JBER Landfill Gas Power Plant",58380,"4","Landfill Gas","Alaska",1.4,"Dropped - in Alaska or in Hawaii"]
[null,"JBER Landfill Gas Power Plant",58380,"5","Landfill Gas","Alaska",1.4,"Dropped - in Alaska or in Hawaii"]
[null,"Central Energy Facility",58400,"GT01","Combustion Turbine","South Carolina",4.7,"Dropped - Onsite Unit"]
[null,"Central Energy Facility",58400,"GT02","Combustion Turbine","South Carolina",2.5,"Dropped - Onsite Unit"]
[null,"ESS Battery",58405,"1","Energy Storage","Alaska",3,"Dropped - in Alaska or in Hawaii"]
[null,"CSU Northridge Plant",58422,"63","Fuel Cell","California",0.3,"Dropped - Onsite Unit"]
[null,"CSU Northridge Plant",58422,"64","Fuel Cell","California",0.3,"Dropped - Onsite Unit"]
[null,"CSU Northridge Plant",58422,"65","Fuel Cell","California",0.3,"Dropped - Onsite Unit"]
[null,"CSU Northridge Plant",58422,"67","Fuel Cell","California",0.3,"Dropped - Onsite Unit"]
[null,"CSU Northridge Plant",58422,"B2PV","Solar PV","California",0.3,"Dropped - Onsite Unit"]
[null,"CSU Northridge Plant",58422,"CP1","Combustion Turbine","California",0.2,"Dropped - Onsite Unit"]
[null,"CSU Northridge Plant",58422,"E6PV","Solar PV","California",0.1,"Dropped - Onsite Unit"]
[null,"Fire Island Wind",58425,"WT1","Onshore Wind","Alaska",18,"Dropped - in Alaska or in Hawaii"]
[null,"LSU Cogen",58428,"1-02","Combustion Turbine","Louisiana",19.6,"Dropped - Onsite Unit"]
[null,"Collinwood BioEnergy Facility",58439,"CBE01","Non-Fossil Waste","Ohio",1,"Dropped  - Planned Retirement by 06/2021"]
[null,"Livingston Solar Farm",58504,"LVSF","Solar PV","New Jersey",1.2,"Dropped - Onsite Unit"]
[null,"Montefieor Medical Center Moses Division",58507,"ES006","Combustion Turbine","New York",4.8,"Dropped - Onsite Unit"]
[null,"Montefieor Medical Center Moses Division",58507,"S0001","Combustion Turbine","New York",1.2,"Dropped - Onsite Unit"]
[null,"Montefieor Medical Center Moses Division",58507,"S0002","Combustion Turbine","New York",1.2,"Dropped - Onsite Unit"]
[null,"Montefieor Medical Center Moses Division",58507,"S0003","Combustion Turbine","New York",1.2,"Dropped - Onsite Unit"]
[null,"Delta Wind Farm",58511,"EWT1","Onshore Wind","Alaska",0.9,"Dropped - in Alaska or in Hawaii"]
[null,"Delta Wind Farm",58511,"EWT2","Onshore Wind","Alaska",0.9,"Dropped - in Alaska or in Hawaii"]
[null,"Delta Wind Farm",58511,"NW1","Onshore Wind","Alaska",0.1,"Dropped - in Alaska or in Hawaii"]
[null,"Port Allen Solar",58549,"1","Solar PV","Hawaii",6,"Dropped - in Alaska or in Hawaii"]
[null,"Princeton University Cogeneration",58584,"GT1","Combustion Turbine","New Jersey",15.5,"Dropped - Onsite Unit"]
[null,"Princeton University Cogeneration",58584,"PV1","Solar PV","New Jersey",4.5,"Dropped - Onsite Unit"]
[null,"Sierra Nevada Brewing Co",58585,"COGN","Combustion Turbine","California",1.7,"Dropped - Onsite Unit"]
[null,"Sierra Nevada Brewing Co",58585,"SOLR","Solar PV","California",1.4,"Dropped - Onsite Unit"]
[null,"DGS Central Utility Plant",58593,"BS1","Combustion Turbine","California",0.6,"Dropped - Onsite Unit"]
[null,"DGS Central Utility Plant",58593,"EM1","Combustion Turbine","California",0.4,"Dropped - Onsite Unit"]
[null,"DGS Central Utility Plant",58593,"STG","O/G Steam","California",2.9,"Dropped - Onsite Unit"]
[null,"HTW Plant 303 COGEN",58597,"CGN1","Combustion Turbine","Utah",5.6,"Dropped - Onsite Unit"]
[null,"Water Reclamation Plant",58617,"GEN1","Non-Fossil Waste","Minnesota",0.3,"Dropped - Onsite Unit"]
[null,"Water Reclamation Plant",58617,"GEN2","Non-Fossil Waste","Minnesota",0.3,"Dropped - Onsite Unit"]
[null,"Transamerica Pyramid",58619,"1","Combustion Turbine","California",0.5,"Dropped - Onsite Unit"]
[null,"Transamerica Pyramid",58619,"2","Combustion Turbine","California",0.5,"Dropped - Onsite Unit"]
[null,"Museum of Science and Industry",58635,"COGEN","Combustion Turbine","Illinois",1.7,"Dropped - Onsite Unit"]
[null,"KRS I Anahola Solar",58639,"ANAPV","Solar PV","Hawaii",12,"Dropped - in Alaska or in Hawaii"]
[null,"KRS I Anahola Solar",58639,"B5B6","Energy Storage","Hawaii",6,"Dropped - in Alaska or in Hawaii"]
[null,"KRS II Koloa Solar",58640,"BESS3","Energy Storage","Hawaii",1.5,"Dropped - in Alaska or in Hawaii"]
[null,"KRS II Koloa Solar",58640,"KOLPV","Solar PV","Hawaii",12,"Dropped - in Alaska or in Hawaii"]
[null,"Kalaeloa Renewable Energy Park",58651,"KREP","Solar PV","Hawaii",5,"Dropped - in Alaska or in Hawaii"]
[null,"Waihonu North Solar",58655,"INV-1","Solar PV","Hawaii",0.5,"Dropped - in Alaska or in Hawaii"]
[null,"Waihonu North Solar",58655,"INV-2","Solar PV","Hawaii",0.5,"Dropped - in Alaska or in Hawaii"]
[null,"Waihonu North Solar",58655,"INV-3","Solar PV","Hawaii",0.5,"Dropped - in Alaska or in Hawaii"]
[null,"Waihonu North Solar",58655,"INV-4","Solar PV","Hawaii",0.5,"Dropped - in Alaska or in Hawaii"]
[null,"Waihonu North Solar",58655,"INV-5","Solar PV","Hawaii",0.5,"Dropped - in Alaska or in Hawaii"]
[null,"Waihonu North Solar",58655,"INV-6","Solar PV","Hawaii",0.5,"Dropped - in Alaska or in Hawaii"]
[null,"Waihonu North Solar",58655,"INV-7","Solar PV","Hawaii",0.5,"Dropped - in Alaska or in Hawaii"]
[null,"Waihonu North Solar",58655,"INV-8","Solar PV","Hawaii",0.5,"Dropped - in Alaska or in Hawaii"]
[null,"Waihonu North Solar",58655,"INV-9","Solar PV","Hawaii",0.5,"Dropped - in Alaska or in Hawaii"]
[null,"Waihonu North Solar",58655,"INV10","Solar PV","Hawaii",0.5,"Dropped - in Alaska or in Hawaii"]
[null,"Waihonu South Solar",58656,"INV-1","Solar PV","Hawaii",0.5,"Dropped - in Alaska or in Hawaii"]
[null,"Waihonu South Solar",58656,"INV-2","Solar PV","Hawaii",0.5,"Dropped - in Alaska or in Hawaii"]
[null,"Waihonu South Solar",58656,"INV-3","Solar PV","Hawaii",0.5,"Dropped - in Alaska or in Hawaii"]
[null,"Aloha Solar Energy Fund 1 PK1",58659,"PK-1","Solar PV","Hawaii",5,"Dropped - in Alaska or in Hawaii"]
[null,"Holsum Elm Dairy",58663,"GEN1","Non-Fossil Waste","Wisconsin",0.6,"Dropped - Onsite Unit"]
[null,"Holsum Elm Dairy",58663,"GEN2","Non-Fossil Waste","Wisconsin",0.6,"Dropped - Onsite Unit"]
[null,"Frito Lay Incorporated",58664,"COGEN","Combustion Turbine","Connecticut",3.6,"Dropped - Onsite Unit"]
[null,"Pearl City Peninsula Solar Park",58676,"PCPPV","Solar PV","Hawaii",1,"Dropped - in Alaska or in Hawaii"]
[null,"Kapolei Solar Energy Park",58684,"KSEPV","Solar PV","Hawaii",1,"Dropped - in Alaska or in Hawaii"]
[null,"Mira Loma",58698,"D960","Solar PV","California",1,"Dropped - Onsite Unit"]
[null,"Mira Loma",58698,"D9611","Solar PV","California",1.5,"Dropped - Onsite Unit"]
[null,"Mira Loma",58698,"D9612","Solar PV","California",0.5,"Dropped - Onsite Unit"]
[null,"County College of Morris",58881,"PV01","Solar PV","New Jersey",2.9,"Dropped - Onsite Unit"]
[null,"Mercer County Community College",58882,"PV01","Solar PV","New Jersey",7.5,"Dropped - Onsite Unit"]
[null,"Patriots Stadium",58896,"PV01","Solar PV","New Jersey",1,"Dropped - Onsite Unit"]
[null,"Temple SEGF",58897,"19G01","Combustion Turbine","Pennsylvania",1.6,"Dropped - Onsite Unit"]
[null,"Temple SEGF",58897,"19G02","Combustion Turbine","Pennsylvania",1.6,"Dropped - Onsite Unit"]
[null,"Temple SEGF",58897,"19G03","Combustion Turbine","Pennsylvania",1.6,"Dropped - Onsite Unit"]
[null,"Temple SEGF",58897,"19G04","Combustion Turbine","Pennsylvania",1.6,"Dropped - Onsite Unit"]
[null,"Temple SEGF",58897,"19G05","Combustion Turbine","Pennsylvania",1.6,"Dropped - Onsite Unit"]
[null,"Temple SEGF",58897,"19G06","Combustion Turbine","Pennsylvania",1.6,"Dropped - Onsite Unit"]
[null,"Temple SEGF",58897,"19G07","Combustion Turbine","Pennsylvania",1.6,"Dropped - Onsite Unit"]
[null,"Temple SEGF",58897,"19G08","Combustion Turbine","Pennsylvania",1.6,"Dropped - Onsite Unit"]
[null,"Temple SEGF",58897,"19G09","Combustion Turbine","Pennsylvania",1.6,"Dropped - Onsite Unit"]
[null,"Temple SEGF",58897,"19G10","Combustion Turbine","Pennsylvania",1.6,"Dropped - Onsite Unit"]
[null,"Subregional Water Reclamation Facility",58960,"S200","Non-Fossil Waste","California",1.1,"Dropped - Onsite Unit"]
[null,"Subregional Water Reclamation Facility",58960,"S201","Non-Fossil Waste","California",1.1,"Dropped - Onsite Unit"]
[null,"Subregional Water Reclamation Facility",58960,"S202","Non-Fossil Waste","California",1.1,"Dropped - Onsite Unit"]
[null,"Subregional Water Reclamation Facility",58960,"S203","Non-Fossil Waste","California",1.1,"Dropped - Onsite Unit"]
[null,"Whitman",58977,"WPG-1","Hydro","Alaska",3.9,"Dropped - in Alaska or in Hawaii"]
[null,"Whitman",58977,"WPG-2","Hydro","Alaska",0.9,"Dropped - in Alaska or in Hawaii"]
[null,"Allison Creek Hydro",58982,"GEN1","Hydro","Alaska",6.5,"Dropped - in Alaska or in Hawaii"]
[null,"Eklutna Generation Station",58989,"EGS01","Combustion Turbine","Alaska",16.5,"Dropped - in Alaska or in Hawaii"]
[null,"Eklutna Generation Station",58989,"EGS02","Combustion Turbine","Alaska",16.5,"Dropped - in Alaska or in Hawaii"]
[null,"Eklutna Generation Station",58989,"EGS03","Combustion Turbine","Alaska",16.5,"Dropped - in Alaska or in Hawaii"]
[null,"Eklutna Generation Station",58989,"EGS04","Combustion Turbine","Alaska",16.5,"Dropped - in Alaska or in Hawaii"]
[null,"Eklutna Generation Station",58989,"EGS05","Combustion Turbine","Alaska",16.5,"Dropped - in Alaska or in Hawaii"]
[null,"Eklutna Generation Station",58989,"EGS06","Combustion Turbine","Alaska",16.5,"Dropped - in Alaska or in Hawaii"]
[null,"Eklutna Generation Station",58989,"EGS07","Combustion Turbine","Alaska",16.5,"Dropped - in Alaska or in Hawaii"]
[null,"Eklutna Generation Station",58989,"EGS08","Combustion Turbine","Alaska",16.5,"Dropped - in Alaska or in Hawaii"]
[null,"Eklutna Generation Station",58989,"EGS09","Combustion Turbine","Alaska",16.5,"Dropped - in Alaska or in Hawaii"]
[null,"Eklutna Generation Station",58989,"EGS10","Combustion Turbine","Alaska",16.5,"Dropped - in Alaska or in Hawaii"]
[null,"Biomass to Energy Facility, Kauai",59035,"MKA1","Biomass","Hawaii",8.3,"Dropped - in Alaska or in Hawaii"]
[null,"Biomass to Energy Facility, Kauai",59035,"XKA1","Combustion Turbine","Hawaii",0.5,"Dropped - in Alaska or in Hawaii"]
[null,"Biomass to Energy Facility, Kauai",59035,"XKA2","Combustion Turbine","Hawaii",0.5,"Dropped - in Alaska or in Hawaii"]
[null,"Cove Point LNG Terminal",59073,"111JA","Combustion Turbine","Maryland",8.5,"Dropped - Onsite Unit"]
[null,"Cove Point LNG Terminal",59073,"111JB","Combustion Turbine","Maryland",8.5,"Dropped - Onsite Unit"]
[null,"Cove Point LNG Terminal",59073,"111JC","Combustion Turbine","Maryland",8.5,"Dropped - Onsite Unit"]
[null,"Cove Point LNG Terminal",59073,"214JA","Combustion Turbine","Maryland",21.7,"Dropped - Onsite Unit"]
[null,"Cove Point LNG Terminal",59073,"214JB","Combustion Turbine","Maryland",21.7,"Dropped - Onsite Unit"]
[null,"Cove Point LNG Terminal",59073,"311JA","Combustion Turbine","Maryland",12.9,"Dropped - Onsite Unit"]
[null,"Bridgeport Disposal Solar Farm",59166,"BRIDG","Solar PV","New Jersey",1.2,"Dropped - Onsite Unit"]
[null,"Cogeneration 2",59233,"CT2","Combined Cycle","Arizona",5,"Dropped - Onsite Unit"]
[null,"Broshco Fabricated Products",59373,"1","Combustion Turbine","Ohio",1.2,"Dropped - Onsite Unit"]
[null,"Broshco Fabricated Products",59373,"2","Combustion Turbine","Ohio",1.2,"Dropped - Onsite Unit"]
[null,"Broshco Fabricated Products",59373,"3","Combustion Turbine","Ohio",1.2,"Dropped - Onsite Unit"]
[null,"Broshco Fabricated Products",59373,"4","Combustion Turbine","Ohio",1.1,"Dropped - Onsite Unit"]
[null,"The Methodist Hospital, Gas Turbine",59381,"GT-1","Combustion Turbine","Texas",3,"Dropped - Onsite Unit"]
[null,"East Kansas Agri-Energy, LLC",59383,"KATO","Non-Fossil Waste","Kansas",0.8,"Dropped - Onsite Unit"]
[null,"City of Tulare Water Facility",59395,"C2550","Non-Fossil Waste","California",0.4,"Dropped - Onsite Unit"]
[null,"City of Tulare Water Facility",59395,"DFC30","Fuel Cell","California",1.1,"Dropped - Onsite Unit"]
[null,"City of Tulare Water Facility",59395,"PV302","Solar PV","California",0.1,"Dropped - Onsite Unit"]
[null,"City of Tulare Water Facility",59395,"SC500","Solar PV","California",1,"Dropped - Onsite Unit"]
[null,"Waxdale",59448,"CGEN1","Landfill Gas","Wisconsin",3.5,"Dropped - Onsite Unit"]
[null,"Waxdale",59448,"CGEN2","Combustion Turbine","Wisconsin",3.5,"Dropped - Onsite Unit"]
[null,"Waxdale",59448,"WEC01","Onshore Wind","Wisconsin",1.5,"Dropped - Onsite Unit"]
[null,"Waxdale",59448,"WEC02","Onshore Wind","Wisconsin",1.5,"Dropped - Onsite Unit"]
[null,"East. Michigan Univ. Heating Plant",59452,"COGEN","Combustion Turbine","Michigan",4.1,"Dropped - Onsite Unit"]
[null,"Albany Medical Ctr Cogen Plant",59453,"GTG1","Combustion Turbine","New York",3.5,"Dropped - Onsite Unit"]
[null,"P Plant",59456,"P-TG4","Combustion Turbine","California",4,"Dropped - Onsite Unit"]
[null,"P Plant",59456,"P-TG5","Combustion Turbine","California",4,"Dropped - Onsite Unit"]
[null,"Q Plant",59457,"Q-TG1","Combustion Turbine","California",4,"Dropped - Onsite Unit"]
[null,"W Plant",59458,"W-TG1","Combustion Turbine","California",4,"Dropped - Onsite Unit"]
[null,"Town of Williamson Landfill PV",59613,"TWLL","Solar PV","New York",1.2,"Dropped - Onsite Unit"]
[null,"Lightolier Wind I Turbine",59639,"LIGHT","Onshore Wind","Massachusetts",2,"Dropped - Onsite Unit"]
[null,"NBC Field's Point Wind Farm",59692,"FPWTG","Onshore Wind","Rhode Island",4.5,"Dropped - Onsite Unit"]
[null,"Heartland Community College",59776,"T01","Onshore Wind","Illinois",1.7,"Dropped - Onsite Unit"]
[null,"Waynoka Gas Processing Plant",59782,"G1","Combustion Turbine","Oklahoma",1.3,"Dropped - Onsite Unit"]
[null,"Waynoka Gas Processing Plant",59782,"G2","Combustion Turbine","Oklahoma",1.3,"Dropped - Onsite Unit"]
[null,"Waynoka Gas Processing Plant",59782,"G3","Combustion Turbine","Oklahoma",1.3,"Dropped - Onsite Unit"]
[null,"Industrial Plant",59793,"15","Combustion Turbine","Alaska",22.8,"Dropped - in Alaska or in Hawaii"]
[null,"South Campus Solar",59922,"GA500","Solar PV","Delaware",0.5,"Dropped - Onsite Unit"]
[null,"South Campus Solar",59922,"SG333","Solar PV","Delaware",0.3,"Dropped - Onsite Unit"]
[null,"South Campus Solar",59922,"SG500","Solar PV","Delaware",0.5,"Dropped - Onsite Unit"]
[null,"Ambler",60243,"1","Combustion Turbine","Alaska",0.4,"Dropped - in Alaska or in Hawaii"]
[null,"Ambler",60243,"2","Combustion Turbine","Alaska",0.3,"Dropped - in Alaska or in Hawaii"]
[null,"Ambler",60243,"3","Combustion Turbine","Alaska",0.4,"Dropped - in Alaska or in Hawaii"]
[null,"Marshall",60244,"1","Combustion Turbine","Alaska",0.5,"Dropped - in Alaska or in Hawaii"]
[null,"Marshall",60244,"2","Combustion Turbine","Alaska",0.4,"Dropped - in Alaska or in Hawaii"]
[null,"Marshall",60244,"3","Combustion Turbine","Alaska",0.2,"Dropped - in Alaska or in Hawaii"]
[null,"New Stuyahok",60245,"1","Combustion Turbine","Alaska",0.4,"Dropped - in Alaska or in Hawaii"]
[null,"New Stuyahok",60245,"2","Combustion Turbine","Alaska",0.5,"Dropped - in Alaska or in Hawaii"]
[null,"New Stuyahok",60245,"3","Combustion Turbine","Alaska",0.5,"Dropped - in Alaska or in Hawaii"]
[null,"Swampy Acres",60250,"13","Combustion Turbine","Alaska",4.4,"Dropped - in Alaska or in Hawaii"]
[null,"Swampy Acres",60250,"6A","Combustion Turbine","Alaska",2,"Dropped - in Alaska or in Hawaii"]
[null,"Swampy Acres",60250,"7A","Combustion Turbine","Alaska",2,"Dropped - in Alaska or in Hawaii"]
[null,"Brevig Mission",60260,"1","Combustion Turbine","Alaska",0.2,"Dropped - in Alaska or in Hawaii"]
[null,"Brevig Mission",60260,"2","Combustion Turbine","Alaska",0.4,"Dropped - in Alaska or in Hawaii"]
[null,"Brevig Mission",60260,"3","Combustion Turbine","Alaska",0.5,"Dropped  - Planned Retirement by 06/2021"]
[null,"KIUC Kapaia PV and BA Storage Project",60546,"BA1","Energy Storage","Hawaii",11,"Dropped - in Alaska or in Hawaii"]
[null,"KIUC Kapaia PV and BA Storage Project",60546,"PV1","Solar PV","Hawaii",15,"Dropped - in Alaska or in Hawaii"]
[null,"Flywheel Energy Storage System",60563,"FESS","Energy Storage","Alaska",2,"Dropped - in Alaska or in Hawaii"]
[null,"Tyee Lake Hydroelectric Facility",61166,"UNIT1","Hydro","Alaska",11.3,"Dropped - in Alaska or in Hawaii"]
[null,"Tyee Lake Hydroelectric Facility",61166,"UNIT2","Hydro","Alaska",11.3,"Dropped - in Alaska or in Hawaii"]
[null,"EE Waianae Solar Project",61172,"WAIAN","Solar PV","Hawaii",27.6,"Dropped - in Alaska or in Hawaii"]
[null,"Georgia-Pacific Brewton Mill",54789,"1TG","Non-Fossil Waste","Alabama",10.5,"Dropped - Onsite Unit"]
[null,"Thiele Kaolin Sandersville",54841,"G1","Combustion Turbine","Georgia",1.1,"Dropped - Onsite Unit"]
[null,"Thiele Kaolin Sandersville",54841,"G2","Combustion Turbine","Georgia",1.1,"Dropped - Onsite Unit"]
[null,"Thiele Kaolin Reedy Creek",54849,"G1","Combustion Turbine","Georgia",1.1,"Dropped - Onsite Unit"]
[null,"Thiele Kaolin Reedy Creek",54849,"G2","Combustion Turbine","Georgia",1.1,"Dropped - Onsite Unit"]
[null,"SJ/SC WPCP",56080,"E2","Non-Fossil Waste","California",0.8,"Dropped - Onsite Unit"]
[null,"SJ/SC WPCP",56080,"E5","Non-Fossil Waste","California",1.8,"Dropped - Onsite Unit"]
[null,"SABIC Innovative Plastics Mt. Vernon",58063,"1","Coal Steam","Indiana",3,"Dropped - Onsite Unit"]
[null,"Honeywell Farms",10125,"1","Combustion Turbine","New York",0.8,"Dropped - Onsite Unit"]
[null,"Honeywell Farms",10125,"2","Combustion Turbine","New York",0.8,"Dropped - Onsite Unit"]
[null,"Honeywell Farms",10125,"3","Combustion Turbine","New York",0.8,"Dropped - Onsite Unit"]
[null,"Honeywell Farms",10125,"4","Combustion Turbine","New York",0.8,"Dropped - Onsite Unit"]
[null,"Honeywell Farms",10125,"5","Combustion Turbine","New York",0.8,"Dropped - Onsite Unit"]
[null,"Honeywell Farms",10125,"6","Combustion Turbine","New York",0.4,"Dropped - Onsite Unit"]
[null,"Aliso Water Management Agency",10820,"GEN1","Non-Fossil Waste","California",0.4,"Dropped - Onsite Unit"]
[null,"Aliso Water Management Agency",10820,"GEN2","Non-Fossil Waste","California",0.4,"Dropped - Onsite Unit"]
[null,"Wentzville Assembly & Contiguous",57932,"GEN1","O/G Steam","Missouri",3,"Dropped - Onsite Unit"]
[null,"MTSU Power Co-Gen Plant",58179,"SG-01","Combustion Turbine","Tennessee",2,"Dropped - Onsite Unit"]
[null,"MTSU Power Co-Gen Plant",58179,"SG-02","Combustion Turbine","Tennessee",2,"Dropped - Onsite Unit"]
[null,"MTSU Power Co-Gen Plant",58179,"SG-03","Combustion Turbine","Tennessee",2,"Dropped - Onsite Unit"]
[null,"MTSU Power Co-Gen Plant",58179,"SG-04","Combustion Turbine","Tennessee",2,"Dropped - Onsite Unit"]
[null,"MTSU Power Co-Gen Plant",58179,"SG-05","Combustion Turbine","Tennessee",2,"Dropped - Onsite Unit"]
[null,"Sherwin Alumina",54291,"1","Non-Fossil Waste","Texas",6,"Dropped - Onsite Unit"]
[null,"Sherwin Alumina",54291,"2","Non-Fossil Waste","Texas",6,"Dropped - Onsite Unit"]
[null,"Sherwin Alumina",54291,"3","Non-Fossil Waste","Texas",6,"Dropped - Onsite Unit"]
[null,"Sherwin Alumina",54291,"4","Non-Fossil Waste","Texas",6,"Dropped - Onsite Unit"]
[null,"University of Texas at San Antonio",54606,"GEN1","Combustion Turbine","Texas",3.3,"Dropped - Onsite Unit"]
[null,"Kalaheo Hydro",10412,"KAL","Hydro","Hawaii",1.1,"Dropped - Onsite Unit"]
[null,"MVUT",10600,"GEN1","Combustion Turbine","California",3.1,"Dropped - Onsite Unit"]
[null,"Des Moines Wastewater Reclamation Fac",50932,"01","Non-Fossil Waste","Iowa",0.6,"Dropped - Onsite Unit"]
[null,"Des Moines Wastewater Reclamation Fac",50932,"02","Non-Fossil Waste","Iowa",0.6,"Dropped - Onsite Unit"]
[null,"Des Moines Wastewater Reclamation Fac",50932,"03","Non-Fossil Waste","Iowa",0.6,"Dropped - Onsite Unit"]
[null,"American Eagle Paper Mills",50284,"TG3","Coal Steam","Pennsylvania",2.5,"Dropped - Onsite Unit"]
[null,"American Eagle Paper Mills",50284,"TG4","Coal Steam","Pennsylvania",4.5,"Dropped - Onsite Unit"]
[null,"American Eagle Paper Mills",50284,"TG5","Coal Steam","Pennsylvania",3,"Dropped - Onsite Unit"]
[null,"American Eagle Paper Mills",50284,"TG6","Coal Steam","Pennsylvania",7,"Dropped - Onsite Unit"]
[null,"General Mills West Chicago",54924,"1","Combustion Turbine","Illinois",0.8,"Dropped - Onsite Unit"]
[null,"General Mills West Chicago",54924,"2","Combustion Turbine","Illinois",0.8,"Dropped - Onsite Unit"]
[null,"General Mills West Chicago",54924,"3","Combustion Turbine","Illinois",0.8,"Dropped - Onsite Unit"]
[null,"General Mills West Chicago",54924,"4","Combustion Turbine","Illinois",0.8,"Dropped - Onsite Unit"]
[null,"General Mills West Chicago",54924,"5","Combustion Turbine","Illinois",0.8,"Dropped - Onsite Unit"]
[null,"General Mills West Chicago",54924,"6","Combustion Turbine","Illinois",0.8,"Dropped - Onsite Unit"]
[null,"General Mills West Chicago",54924,"7","Combustion Turbine","Illinois",0.8,"Dropped - Onsite Unit"]
[null,"General Mills West Chicago",54924,"8","Combustion Turbine","Illinois",0.8,"Dropped - Onsite Unit"]
[null,"Georgia-Pacific Palatka Operations",10611,"GEN2","O/G Steam","Florida",7,"Dropped - Onsite Unit"]
[null,"Aliso Water Management Agency",10820,"GEN3","Non-Fossil Waste","California",0.4,"Dropped - Onsite Unit"]
[null,"Grossmont Hospital",10115,"GEN1","Combustion Turbine","California",0.8,"Dropped - Onsite Unit"]
[null,"Grossmont Hospital",10115,"GEN2","Combustion Turbine","California",0.8,"Dropped - Onsite Unit"]
[null,"Port Townsend Paper",50544,"GEN4","Non-Fossil Waste","Washington",3,"Dropped - Onsite Unit"]
[null,"Warm Springs Forest Products",50426,"GEN1","Biomass","Oregon",2.6,"Dropped - Onsite Unit"]
[null,"Warm Springs Forest Products",50426,"GEN2","Biomass","Oregon",2.6,"Dropped - Onsite Unit"]
[null,"Warm Springs Forest Products",50426,"GEN3","Biomass","Oregon",2.6,"Dropped - Onsite Unit"]
[null,"Vanderbilt University Power Plant",52048,"GT1","Combustion Turbine","Tennessee",4,"Dropped - Onsite Unit"]
[null,"Harford Waste to Energy Facility",54935,"001","Municipal Solid Waste","Maryland",1.1,"Dropped - Onsite Unit"]
[null,"Uncasville Mill",50801,"GEN1","O/G Steam","Connecticut",1.3,"Dropped - Onsite Unit"]
[null,"Cutrale Citrus Juices USA I",10020,"GEN2","Combustion Turbine","Florida",4.3,"Dropped - Onsite Unit"]
[null,"Hampton Facility",10108,"GEN6","Combustion Turbine","New Hampshire",0.7,"Dropped - Onsite Unit"]
[null,"Bob Jones University Cogen Plant",10280,"ENG2","Combustion Turbine","South Carolina",1.1,"Dropped - Onsite Unit"]
[null,"Bob Jones University Cogen Plant",10280,"ENG4","Combustion Turbine","South Carolina",1.1,"Dropped - Onsite Unit"]
[null,"General Mills Operations Lodi",10031,"1","Combustion Turbine","California",3.2,"Dropped - Onsite Unit"]
[null,"Powertrain Warren General Motors",10032,"GT1","Combustion Turbine","Michigan",2.7,"Dropped - Onsite Unit"]
[null,"Cutrale Citrus Juices USA II",10188,"GEN5","Combustion Turbine","Florida",4.3,"Dropped - Onsite Unit"]
[null,"Fairfield Works",50730,"GEN1","Fossil Waste","Alabama",20,"Dropped - Onsite Unit"]
[null,"Fairfield Works",50730,"GEN2","Fossil Waste","Alabama",20,"Dropped - Onsite Unit"]
[null,"Fairfield Works",50730,"GEN3","Fossil Waste","Alabama",20,"Dropped - Onsite Unit"]
[null,"Fairfield Works",50730,"GEN4","Fossil Waste","Alabama",20,"Dropped - Onsite Unit"]
[null,"RockTenn Coshocton Mill",50811,"GEN1","Biomass","Ohio",12,"Dropped - Onsite Unit"]
[null,"Lincoln Paper & Tissue",54587,"TG-3","Biomass","Maine",9,"Dropped - Onsite Unit"]
[null,"Mercy Medical Center",58163,"2","Combustion Turbine","New York",0.4,"Dropped - Onsite Unit"]
[null,"John Deere Harvester Works",10039,"GEN6","Coal Steam","Illinois",2.5,"Dropped - Onsite Unit"]
[null,"Boise Cascade International Falls",10486,"GEN1","Non-Fossil Waste","Minnesota",4,"Dropped - Onsite Unit"]
[null,"Boise Cascade International Falls",10486,"GEN2","Non-Fossil Waste","Minnesota",4,"Dropped - Onsite Unit"]
[null,"Boise Cascade International Falls",10486,"GEN3","Non-Fossil Waste","Minnesota",7.5,"Dropped - Onsite Unit"]
[null,"Boise Cascade International Falls",10486,"GEN4","Non-Fossil Waste","Minnesota",7.5,"Dropped - Onsite Unit"]
[null,"Westrock Hodge (LA)",50810,"NO 6","Non-Fossil Waste","Louisiana",5,"Dropped - Onsite Unit"]
[null,"Bayer CropScience Institute Plant",57917,"2","Coal Steam","West Virginia",6.3,"Dropped - Onsite Unit"]
[null,"Bayer CropScience Institute Plant",57917,"1","Coal Steam","West Virginia",6.3,"Dropped - Onsite Unit"]
[null,"Goddard Steam Plant",57944,"1","O/G Steam","Maryland",5,"Dropped - Onsite Unit"]
[null,"Goddard Steam Plant",57944,"2","O/G Steam","Maryland",5,"Dropped - Onsite Unit"]
[null,"Cutrale Citrus Juices USA II",10188,"GEN4","Combustion Turbine","Florida",4.3,"Dropped - Onsite Unit"]
[null,"Bob Jones University Cogen Plant",10280,"ENG3","Combustion Turbine","South Carolina",1.1,"Dropped - Onsite Unit"]
[null,"Pfizer Groton Plant",54236,"TG 2","O/G Steam","Connecticut",2.5,"Dropped - Onsite Unit"]
[null,"John Deere Harvester Works",10039,"GEN7","Coal Steam","Illinois",0.8,"Dropped - Onsite Unit"]
[null,"Iowa Methodist Medical Center",10655,"1","Combustion Turbine","Iowa",1.5,"Dropped - Onsite Unit"]
[null,"Iowa Methodist Medical Center",10655,"2","Combustion Turbine","Iowa",1.5,"Dropped - Onsite Unit"]
[null,"Iowa Methodist Medical Center",10655,"3","Combustion Turbine","Iowa",0.5,"Dropped - Onsite Unit"]
[null,"Sierra Nevada Brewing Co",58585,"FCE","Fuel Cell","California",1,"Dropped - Onsite Unit"]
[null,"SJ/SC WPCP",56080,"E3","Non-Fossil Waste","California",0.8,"Dropped - Onsite Unit"]
[null,"Cross Oil Refining & Marketing, Inc",58077,"CROSS","Combustion Turbine","Arkansas",3.5,"Dropped - Onsite Unit"]
[null,"West Campus Steam Plant",58194,"WC 2","Coal Steam","Pennsylvania",0.5,"Dropped - Onsite Unit"]
[null,"West Campus Steam Plant",58194,"WC 3","Coal Steam","Pennsylvania",0.6,"Dropped - Onsite Unit"]
[null,"Cargill Corn Wet Milling Plant",10729,"GEN1","Coal Steam","Tennessee",10.3,"Dropped - Onsite Unit"]
[null,"Morton Salt Rittman",54335,"GEN1","Coal Steam","Ohio",1.5,"Dropped - Onsite Unit"]
[null,"Presence Saint Mary of Nazareth Hospital",54886,"GEN2","Combustion Turbine","Illinois",0.8,"Dropped - Onsite Unit"]
[null,"Albany Brewery",57936,"GEN1","Coal Steam","Georgia",2.5,"Dropped - Onsite Unit"]
[null,"West Point (PA)",52149,"GEN1","O/G Steam","Pennsylvania",3,"Dropped - Onsite Unit"]
[null,"Vanderbilt University Power Plant",52048,"GEN1","Coal Steam","Tennessee",6.5,"Dropped - Onsite Unit"]
[null,"Central District Wastewater Treat Plant",54623,"2","Non-Fossil Waste","Florida",1.2,"Dropped - Onsite Unit"]
[null,"PInova Inc",10120,"GEN6","Biomass","Georgia",2,"Dropped - Onsite Unit"]
[null,"AG Processing Inc",10223,"E.C.","Coal Steam","Iowa",8.5,"Dropped - Onsite Unit"]
[null,"Green Bay West Mill",10360,"GEN10","Coal Steam","Wisconsin",26.4,"Dropped - Onsite Unit"]
[null,"Green Bay West Mill",10360,"GEN5","Coal Steam","Wisconsin",7.5,"Dropped - Onsite Unit"]
[null,"Texas City Plant Union Carbide",50153,"GTG","Combustion Turbine","Texas",32,"Dropped - Onsite Unit"]
[null,"Valero Energy Port Arthur Refinery",52108,"GEN1","Combined Cycle","Texas",14,"Dropped - Onsite Unit"]
[null,"Valero Energy Port Arthur Refinery",52108,"GEN2","Combustion Turbine","Texas",12,"Dropped - Onsite Unit"]
[null,"Valero Energy Port Arthur Refinery",52108,"GEN4","Fossil Waste","Texas",10,"Dropped - Onsite Unit"]
[null,"Valero Energy Port Arthur Refinery",52108,"GEN5","Fossil Waste","Texas",10,"Dropped - Onsite Unit"]
[null,"Valero Energy Port Arthur Refinery",52108,"GEN6","Fossil Waste","Texas",10,"Dropped - Onsite Unit"]
[null,"Valero Energy Port Arthur Refinery",52108,"GEN7","Fossil Waste","Texas",10,"Dropped - Onsite Unit"]
[null,"Central District Wastewater Treat Plant",54623,"1","Non-Fossil Waste","Florida",1.2,"Dropped - Onsite Unit"]
[null,"John Deere Harvester Works",10039,"GEN2","Coal Steam","Illinois",2,"Dropped - Onsite Unit"]
[null,"NCAH Central Utility Plant",58265,"EP-2","Combustion Turbine","Iowa",0.6,"Dropped - Onsite Unit"]
[null,"Suwannee River Chemical Complex",50473,"SRC","Energy Storage","Florida",27.3,"Dropped - Onsite Unit"]
[null,"Versailles Mill",54657,"NO1","O/G Steam","Connecticut",14,"Dropped - Onsite Unit"]
[null,"Loma Linda University Cogen",10206,"GEN3","Combined Cycle","California",1.2,"Dropped - Onsite Unit"]
[null,"Louisiana Sugar Refining",10301,"GEN1","O/G Steam","Louisiana",0.6,"Dropped - Onsite Unit"]
[null,"Municipal Cogen Plant",50674,"GEN1","Combustion Turbine","California",0.6,"Dropped - Onsite Unit"]
[null,"Municipal Cogen Plant",50674,"GEN2","Combustion Turbine","California",0.6,"Dropped - Onsite Unit"]
[null,"International Paper Courtland Mill",50245,"ABB","Non-Fossil Waste","Alabama",62,"Dropped - Onsite Unit"]
[null,"International Paper Courtland Mill",50245,"GE","Non-Fossil Waste","Alabama",27,"Dropped - Onsite Unit"]
[null,"International Paper Co. - New Bern Mill",50188,"TG1","Non-Fossil Waste","North Carolina",29.7,"Dropped - Onsite Unit"]
[null,"South District Wastewater Treatment Plt",54624,"2","Energy Storage","Florida",0.8,"Dropped - Onsite Unit"]
[null,"South District Wastewater Treatment Plt",54624,"3","Energy Storage","Florida",0.8,"Dropped - Onsite Unit"]
[null,"Vanderbilt University Power Plant",52048,"GEN2","Coal Steam","Tennessee",4.5,"Dropped - Onsite Unit"]
[null,"Hoover Company",55536,"0542","Combustion Turbine","Texas",1.8,"Dropped - Onsite Unit"]
[null,"Hoover Company",55536,"0543","Combustion Turbine","Texas",1.8,"Dropped - Onsite Unit"]
[null,"Hoover Company",55536,"0544","Combustion Turbine","Texas",1.8,"Dropped - Onsite Unit"]
[null,"Hoover Company",55536,"0545","Combustion Turbine","Texas",1.8,"Dropped - Onsite Unit"]
[null,"South District Wastewater Treatment Plt",54624,"1","Energy Storage","Florida",0.8,"Dropped - Onsite Unit"]
[null,"Sinclair Oil Refinery",54374,"NO1","O/G Steam","Wyoming",0.4,"Dropped - Onsite Unit"]
[null,"Red Shield Envir Old Town Facility",10700,"TG2","O/G Steam","Maine",3,"Dropped - Onsite Unit"]
[null,"Red Shield Envir Old Town Facility",10700,"TG5","Combustion Turbine","Maine",8.8,"Dropped - Onsite Unit"]
[null,"John Deere Harvester Works",10039,"GEN4","Coal Steam","Illinois",2.5,"Dropped - Onsite Unit"]
[null,"Park 500 Philip Morris USA",50275,"TG2","Coal Steam","Virginia",0,"Dropped - Onsite Unit"]
[null,"Archer Daniels Midland Peoria",10866,"GEN1","Coal Steam","Illinois",1.5,"Dropped - Onsite Unit"]
[null,"International Paper Courtland Mill",50245,"GT","Combustion Turbine","Alabama",30,"Dropped - Onsite Unit"]
[null,"MMSD Jones Island Wastewater",54851,"GEN2","Combustion Turbine","Wisconsin",13,"Dropped - Onsite Unit"]
[null,"Domtar Paper Company Rothschild",50190,"TG2","O/G Steam","Wisconsin",4.7,"Dropped - Onsite Unit"]
[null,"Lincoln Paper & Tissue",54587,"WEST","Non-Fossil Waste","Maine",3.5,"Dropped - Onsite Unit"]
[null,"Prairie Horizon Agri Energy",58183,"T5687","O/G Steam","Kansas",0,"Dropped - Onsite Unit"]
[null,"Kamin LLC Wrens Plant",54880,"WPH1","Combustion Turbine","Georgia",1.1,"Dropped - Onsite Unit"]
[null,"Kamin LLC Wrens Plant",54880,"WPH2","Combustion Turbine","Georgia",1.2,"Dropped - Onsite Unit"]
[null,"Kamin LLC Wrens Plant",54880,"WPH3","Combustion Turbine","Georgia",1,"Dropped - Onsite Unit"]
[null,"Archer Daniels Midland Peoria",10866,"GEN5","Coal Steam","Illinois",4,"Dropped - Onsite Unit"]
[null,"Rhinelander Mill",50933,"GEN3","O/G Steam","Wisconsin",0.6,"Dropped - Onsite Unit"]
[null,"Sinclair Oil Refinery",54374,"2002","Combustion Turbine","Wyoming",1.3,"Dropped - Onsite Unit"]
[null,"Clark University",10408,"GEN1","Combustion Turbine","Massachusetts",2,"Dropped - Onsite Unit"]
[null,"Central District Wastewater Treat Plant",54623,"3","Non-Fossil Waste","Florida",1.2,"Dropped - Onsite Unit"]
[null,"Central District Wastewater Treat Plant",54623,"4","Non-Fossil Waste","Florida",1.2,"Dropped - Onsite Unit"]
[null,"Rock-Tenn Mill",54763,"3TG","Non-Fossil Waste","Alabama",16,"Dropped - Onsite Unit"]
[null,"John Deere Harvester Works",10039,"GEN5","Coal Steam","Illinois",3,"Dropped - Onsite Unit"]
[null,"Motiva Enterprises Port Arthur Refinery",50973,"GN26","Combined Cycle","Texas",9.7,"Dropped - Onsite Unit"]
[null,"Archer Daniels Midland Peoria",10866,"GEN2","Coal Steam","Illinois",1.5,"Dropped - Onsite Unit"]
[null,"Archer Daniels Midland Peoria",10866,"GEN3","Coal Steam","Illinois",4,"Dropped - Onsite Unit"]
[null,"Archer Daniels Midland Peoria",10866,"GEN4","Coal Steam","Illinois",4,"Dropped - Onsite Unit"]
[null,"Archer Daniels Midland Peoria",10866,"GEN8","Combustion Turbine","Illinois",10,"Dropped - Onsite Unit"]
[null,"Middlebury College",57804,"1","Biomass","Vermont",0.1,"Dropped - Onsite Unit"]
[null,"Freeport Energy",52120,"G-62","Combined Cycle","Texas",68.3,"Dropped - Onsite Unit"]
[null,"Unisea G 2",54422,"CAT1","Combustion Turbine","Alaska",0.8,"Dropped - Onsite Unit"]
[null,"Unisea G 2",54422,"CAT2","Combustion Turbine","Alaska",0.9,"Dropped - Onsite Unit"]
[null,"Spartanburg Water System",54675,"DI1","Combustion Turbine","South Carolina",1.6,"Dropped - Onsite Unit"]
[null,"Rolls Royce",54286,"63F5","Combustion Turbine","Indiana",2.1,"Dropped - Onsite Unit"]
[null,"Motiva Enterprises Port Arthur Refinery",50973,"GN27","Combined Cycle","Texas",4.3,"Dropped - Onsite Unit"]
[null,"Whiting Refinery",52130,"15TG","Fossil Waste","Indiana",5,"Dropped - Onsite Unit"]
[null,"Cutrale Citrus Juices USA I",10020,"GEN1","Combustion Turbine","Florida",3.1,"Dropped - Onsite Unit"]
[null,"Cutrale Citrus Juices USA II",10188,"GEN1","Combined Cycle","Florida",3,"Dropped - Onsite Unit"]
[null,"Cutrale Citrus Juices USA II",10188,"GEN2","Combined Cycle","Florida",3,"Dropped - Onsite Unit"]
[null,"John Deere Dubuque Works",54414,"GEN2","Coal Steam","Iowa",3.5,"Dropped - Onsite Unit"]
[null,"John Deere Dubuque Works",54414,"GEN4","Coal Steam","Iowa",7.5,"Dropped - Onsite Unit"]
[null,"International Paper Franklin Mill",52152,"GEN1","Non-Fossil Waste","Virginia",5,"Dropped - Onsite Unit"]
[null,"International Paper Franklin Mill",52152,"GEN2","Non-Fossil Waste","Virginia",3.7,"Dropped - Onsite Unit"]
[null,"International Paper Franklin Mill",52152,"GEN3","Non-Fossil Waste","Virginia",2.5,"Dropped - Onsite Unit"]
[null,"International Paper Franklin Mill",52152,"GEN6","Non-Fossil Waste","Virginia",9.3,"Dropped - Onsite Unit"]
[null,"International Paper Franklin Mill",52152,"GEN7","Non-Fossil Waste","Virginia",15.6,"Dropped - Onsite Unit"]
[null,"International Paper Franklin Mill",52152,"GEN8","Non-Fossil Waste","Virginia",27.5,"Dropped - Onsite Unit"]
[null,"Cargill Corn Wet Milling Plant",10729,"GEN2","Combustion Turbine","Tennessee",4.3,"Dropped - Onsite Unit"]
[null,"YKK USA Chestney",54566,"GEN1","Combustion Turbine","Georgia",1.5,"Dropped - Onsite Unit"]
[null,"YKK USA Chestney",54566,"GEN2","Combustion Turbine","Georgia",1.5,"Dropped - Onsite Unit"]
[null,"YKK USA Chestney",54566,"GEN3","Combustion Turbine","Georgia",1.7,"Dropped - Onsite Unit"]
[null,"Athens Regional Medical Center",55319,"CU1","Combustion Turbine","Georgia",0.7,"Dropped - Onsite Unit"]
[null,"Gramercy Holdings LLC",50846,"GT2","Combustion Turbine","Louisiana",15,"Dropped - Onsite Unit"]
[null,"Oklahoma State University",54779,"GEN3","O/G Steam","Oklahoma",1.6,"Dropped - Onsite Unit"]
[null,"Marathon Electric",50990,"P3-5","Combustion Turbine","Wisconsin",0.7,"Dropped - Onsite Unit"]
[null,"Freeport Energy",52120,"G-35","Combined Cycle","Texas",95.6,"Dropped - Onsite Unit"]
[null,"Freeport Energy",52120,"G-36","Combined Cycle","Texas",99,"Dropped - Onsite Unit"]
[null,"John Deere Dubuque Works",54414,"GEN3","Coal Steam","Iowa",1.5,"Dropped - Onsite Unit"]
[null,"Fort Greely Power Plant",54834,"EN-1","Combustion Turbine","Alaska",1,"Dropped - Onsite Unit"]
[null,"Fort Greely Power Plant",54834,"EN-2","Combustion Turbine","Alaska",1,"Dropped - Onsite Unit"]
[null,"Fort Greely Power Plant",54834,"EN-3","Combustion Turbine","Alaska",1,"Dropped - Onsite Unit"]
[null,"Port Townsend Paper",50544,"GEN2","Non-Fossil Waste","Washington",3,"Dropped - Onsite Unit"]
[null,"U S Alliance Coosa Pines",54216,"AOW1","Coal Steam","Alabama",4.7,"Dropped - Onsite Unit"]
[null,"U S Alliance Coosa Pines",54216,"AOW2","Coal Steam","Alabama",4.7,"Dropped - Onsite Unit"]
[null,"U S Alliance Coosa Pines",54216,"AOW4","Coal Steam","Alabama",4.7,"Dropped - Onsite Unit"]
[null,"U S Alliance Coosa Pines",54216,"AOW5","Coal Steam","Alabama",4.7,"Dropped - Onsite Unit"]
[null,"Archer Daniels Midland Clinton",10860,"GEN1","Coal Steam","Iowa",7.5,"Dropped - Onsite Unit"]
[null,"Archer Daniels Midland Clinton",10860,"GEN2","Coal Steam","Iowa",3.5,"Dropped - Onsite Unit"]
[null,"Archer Daniels Midland Clinton",10860,"GEN3","Coal Steam","Iowa",9.4,"Dropped - Onsite Unit"]
[null,"Archer Daniels Midland Clinton",10860,"GEN4","Coal Steam","Iowa",4,"Dropped - Onsite Unit"]
[null,"Archer Daniels Midland Clinton",10860,"GEN5","Coal Steam","Iowa",7,"Dropped - Onsite Unit"]
[null,"Sabine River Works",10789,"GEN4","Combined Cycle","Texas",5,"Dropped - Onsite Unit"]
[null,"Encina Water Pollution Control",10026,"EG2","Combustion Turbine","California",0.5,"Dropped - Onsite Unit"]
[null,"Encina Water Pollution Control",10026,"EG3","Non-Fossil Waste","California",0.5,"Dropped - Onsite Unit"]
[null,"Rolls Royce",54286,"RIOT","Combustion Turbine","Indiana",3.3,"Dropped - Onsite Unit"]
[null,"Rolls Royce",54286,"RO9T","Combustion Turbine","Indiana",3.3,"Dropped - Onsite Unit"]
[null,"SJ/SC WPCP",56080,"E6","Non-Fossil Waste","California",1.8,"Dropped - Onsite Unit"]
[null,"Encina Water Pollution Control",10026,"EG1","Combustion Turbine","California",0.5,"Dropped - Onsite Unit"]
[null,"Big Spring Texas Refinery",10569,"GENA","Non-Fossil Waste","Texas",1,"Dropped - Onsite Unit"]
[null,"Louisiana Tech University Power Plant",54240,"TG2","O/G Steam","Louisiana",4.6,"Dropped - Onsite Unit"]
[null,"SJ/SC WPCP",56080,"E1","Non-Fossil Waste","California",0.8,"Dropped - Onsite Unit"]
[null,"Merck Rahway Power Plant",10224,"GEN7","O/G Steam","New Jersey",3.8,"Dropped - Onsite Unit"]
[null,"Elk Basin Gasoline Plant",52127,"GEN3","Fossil Waste","Wyoming",0.4,"Dropped - Onsite Unit"]
[null,"Georgia-Pacific Palatka Operations",10611,"GEN3","Non-Fossil Waste","Florida",4.7,"Dropped - Onsite Unit"]
[null,"Freeport Energy",52120,"G-33","Combined Cycle","Texas",49,"Dropped - Onsite Unit"]
[null,"Kaweah Delta District Hospital",10042,"KDH2","Combustion Turbine","California",0.5,"Dropped - Onsite Unit"]
[null,"Gramercy Holdings LLC",50846,"GT1","Combustion Turbine","Louisiana",15,"Dropped - Onsite Unit"]
[null,"Kaweah Delta District Hospital",10042,"KDH1","Combustion Turbine","California",0.5,"Dropped - Onsite Unit"]
[null,"Valero Energy Port Arthur Refinery",52108,"GEN3","Combined Cycle","Texas",12,"Dropped - Onsite Unit"]
[null,"Domtar Kingsport Mill",10252,"NO.6","Non-Fossil Waste","Tennessee",7,"Dropped - Onsite Unit"]
[null,"Domtar Kingsport Mill",10252,"NO.7","Non-Fossil Waste","Tennessee",12,"Dropped - Onsite Unit"]
[null,"Valero Refinery Corpus Christi West",50121,"TG3","Fossil Waste","Texas",7,"Dropped - Onsite Unit"]
[null,"Kamin LLC Wrens Plant",54880,"WP1","Combustion Turbine","Georgia",1.1,"Dropped - Onsite Unit"]
[null,"Kaweah Delta District Hospital",10042,"KDH3","Combustion Turbine","California",0.7,"Dropped - Onsite Unit"]
[null,"YKK USA Chestney",54566,"PPD1","Combustion Turbine","Georgia",0.4,"Dropped - Onsite Unit"]
[null,"YKK USA Chestney",54566,"PPD2","Combustion Turbine","Georgia",0.4,"Dropped - Onsite Unit"]
[null,"Westrock Hodge (LA)",50810,"NO 4","Non-Fossil Waste","Louisiana",3,"Dropped - Onsite Unit"]
[null,"Fuyao Glass Illinois Inc.",54360,"1200","Combustion Turbine","Illinois",1.2,"Dropped - Onsite Unit"]
[null,"Chino Mines",54667,"5","O/G Steam","New Mexico",9.3,"Dropped - Onsite Unit"]
[null,"Chino Mines",54667,"8","O/G Steam","New Mexico",27.9,"Dropped - Onsite Unit"]
[null,"Cutrale Citrus Juices USA II",10188,"GEN3","Combined Cycle","Florida",1.3,"Dropped - Onsite Unit"]
[null,"Oakwood Hospital & Medical Center",50260,"300KW","Combustion Turbine","Michigan",0.3,"Dropped - Onsite Unit"]
[null,"Ascend Performance Materials Texas Inc.",10418,"GEN2","Fossil Waste","Texas",1.2,"Dropped - Onsite Unit"]
[null,"Ascend Performance Materials Texas Inc.",10418,"GEN3","Fossil Waste","Texas",2,"Dropped - Onsite Unit"]
[null,"West Group Data Center",54294,"2178","Combustion Turbine","Minnesota",0.7,"Dropped - Onsite Unit"]
[null,"West Group Data Center",54294,"2179","Combustion Turbine","Minnesota",0.7,"Dropped - Onsite Unit"]
[null,"West Group Data Center",54294,"2180","Combustion Turbine","Minnesota",0.7,"Dropped - Onsite Unit"]
[null,"Lincoln Paper & Tissue",54587,"GE","Non-Fossil Waste","Maine",2,"Dropped - Onsite Unit"]
[null,"Pfizer Groton Plant",54236,"TG 1","O/G Steam","Connecticut",2.5,"Dropped - Onsite Unit"]
[null,"Green Bay West Mill",10360,"GEN8","Coal Steam","Wisconsin",20,"Dropped - Onsite Unit"]
[null,"Chino Mines",54667,"4","O/G Steam","New Mexico",7,"Dropped - Onsite Unit"]
[null,"Oakwood Hospital & Medical Center",50260,"EG#1","Combustion Turbine","Michigan",0.5,"Dropped - Onsite Unit"]
[null,"Oakwood Hospital & Medical Center",50260,"EG#2","Combustion Turbine","Michigan",0.5,"Dropped - Onsite Unit"]
[null,"Oakwood Hospital & Medical Center",50260,"EG#3","Combustion Turbine","Michigan",0.5,"Dropped - Onsite Unit"]
[null,"Whiting Refinery",52130,"17TG","Fossil Waste","Indiana",5,"Dropped - Onsite Unit"]
[null,"Iowa State University",54201,"1","Coal Steam","Iowa",3,"Dropped - Onsite Unit"]
[null,"Hoffmann LaRoche",10123,"TG1","Combustion Turbine","New Jersey",3,"Dropped - Onsite Unit"]
[null,"Hoffmann LaRoche",10123,"TG2","Combustion Turbine","New Jersey",3,"Dropped - Onsite Unit"]
[null,"Hoffmann LaRoche",10123,"TG3","Combustion Turbine","New Jersey",3,"Dropped - Onsite Unit"]
[null,"Fernandina Beach Mill",10202,"GEN4","Coal Steam","Florida",7,"Dropped - Onsite Unit"]
[null,"Celanese Acetate LLC",52089,"DEG1","Combustion Turbine","Virginia",2,"Dropped - Onsite Unit"]
[null,"University of Illinois Abbott Power Plt",54780,"T5","O/G Steam","Illinois",3,"Dropped - Onsite Unit"]
[null,"Freeport Energy",52120,"G-45","Combined Cycle","Texas",92,"Dropped - Onsite Unit"]
[null,"Village Creek Water Reclamation Facility",54520,"3","Non-Fossil Waste","Texas",1.1,"Dropped - Onsite Unit"]
[null,"Rock-Tenn Mill",54763,"ITG","Non-Fossil Waste","Alabama",9.2,"Dropped - Onsite Unit"]
[null,"DeKalb Medical Center-Hillandale",56231,"03","Combustion Turbine","Georgia",1.5,"Dropped - Onsite Unit"]
[null,"Ford Utilities Center",50906,"2","O/G Steam","New Mexico",1.4,"Dropped - Onsite Unit"]
[null,"Naval Hospital Medical Center",50963,"2TG","Combustion Turbine","California",0.7,"Dropped - Onsite Unit"]
[null,"Naval Hospital Medical Center",50963,"3TG","Combustion Turbine","California",0.7,"Dropped - Onsite Unit"]
[null,"Naval Hospital Medical Center",50963,"1TG","Combustion Turbine","California",0.7,"Dropped - Onsite Unit"]
[null,"Freeport Energy",52120,"G-42","Combined Cycle","Texas",46,"Dropped - Onsite Unit"]
[null,"Freeport Energy",52120,"G-31","Combined Cycle","Texas",50,"Dropped - Onsite Unit"]
[null,"U S Alliance Coosa Pines",54216,"AOW3","Coal Steam","Alabama",4.7,"Dropped - Onsite Unit"]
[null,"Red Shield Envir Old Town Facility",10700,"TG1","O/G Steam","Maine",3.3,"Dropped - Onsite Unit"]
[null,"San Diego State University",50061,"GEN1","Combined Cycle","California",2.9,"Dropped - Onsite Unit"]
[null,"Louisiana Tech University Power Plant",54240,"TG1","O/G Steam","Louisiana",2.5,"Dropped - Onsite Unit"]
[null,"Bayville Central Facility",54569,"SBG1","Combustion Turbine","New Jersey",0.6,"Dropped - Onsite Unit"]
[null,"CIP II/AR Bridgewater Holdings - NJCOE",10122,"01","Combustion Turbine","New Jersey",2.7,"Dropped - Onsite Unit"]
[null,"California Institute of Technology",10262,"GEN1","Combined Cycle","California",1,"Dropped - Onsite Unit"]
[null,"California Institute of Technology",10262,"GEN2","Combined Cycle","California",4.3,"Dropped - Onsite Unit"]
[null,"International Paper Savanna Mill",50398,"GEN5","Biomass","Georgia",7,"Dropped - Onsite Unit"]
[null,"Kamin LLC Wrens Plant",54880,"TUR1","Combustion Turbine","Georgia",0.9,"Dropped - Onsite Unit"]
[null,"Green Bay West Mill",10360,"GEN1","Coal Steam","Wisconsin",1.4,"Dropped - Onsite Unit"]
[null,"Green Bay West Mill",10360,"GEN2","Coal Steam","Wisconsin",2.8,"Dropped - Onsite Unit"]
[null,"Green Bay West Mill",10360,"GEN3","Coal Steam","Wisconsin",2.8,"Dropped - Onsite Unit"]
[null,"Green Bay West Mill",10360,"GEN4","Coal Steam","Wisconsin",2.3,"Dropped - Onsite Unit"]
[null,"Cargill Salt",54965,"DCT","Coal Steam","Michigan",1.2,"Dropped - Onsite Unit"]
[null,"Grossmont Hospital",10115,"GEN3","Combustion Turbine","California",4.2,"Dropped - Onsite Unit"]
[null,"California Institute of Technology",10262,"GEN3","Combined Cycle","California",2.5,"Dropped - Onsite Unit"]
[null,"California Institute of Technology",10262,"GEN4","Combined Cycle","California",2.5,"Dropped - Onsite Unit"]
[null,"California Institute of Technology",10262,"GEN5","Combined Cycle","California",1,"Dropped - Onsite Unit"]
[null,"Richmond Cogen",52109,"GEN3","Combined Cycle","California",43,"Dropped - Onsite Unit"]
[null,"Univ of NC Chapel Hill Cogen Facility",54276,"TG4","Coal Steam","North Carolina",20,"Dropped - Onsite Unit"]
[null,"Williams College - Campus CHP",58160,"GEN3","Combustion Turbine","Massachusetts",1.2,"Dropped - Onsite Unit"]
[null,"Williams College - Campus CHP",58160,"GEN6","Combustion Turbine","Massachusetts",2,"Dropped - Onsite Unit"]

{"sheet":"Key to Emission Control","index":4,"n_rows":136,"n_cols":17,"rows_kept":136}
["Key to Emission Controls in NEEDS v6"]
[]
["NOx Comb Control","Definition",null,"NOx Post-Comb Control","Definition",null,"PM Control","Definition",null,"Mercury_Controls","Definition",null,"HCL_Controls","Definition",null,"CO2_Controls","Definition"]
["AA","Advanced Overfire Air",null,"SCR","Selective Catalytic Reduction",null,"B","Baghouse",null,"ACI","Activated Carbon Injection",null,"DSI","Dry Sobent Injection",null,"CCS","Carbon Capture and Storage"]
["AA + DLNB + NH3","Advanced Overfire Air + Dry Low NOx Burners + Ammonia Injection",null,"SNCR","Selective Non-catalytic Reduction",null,"B + C","Baghouse + Cyclone"]
["AA + FU + LNB","Advanced Overfire Air + Fuel Reburning + Low NOx Burner Technology",{"$nulls":4},"B + WS","Baghouse + Wet Scrubber"]
["AA + LNB","Advanced Overfire Air + Low NOx Burner Technology",{"$nulls":4},"C","Cyclone"]
["AA + LNB + LNBO","Advanced Overfire Air + Low NOx Burner Technology + Low NOx Burner Technology w/ Overfire Air",{"$nulls":4},"C + WS","Cyclone + Wet Scrubber"]
["AA + LNB + LNBO + OFA","Advanced Overfire Air + Low NOx Burner Technology + Low NOx Burner Technology w/ Overfire Air + Overfire Air",{"$nulls":4},"ESPC","Electrostatic precipitator, cold side"]
["AA + LNB + NH3","Advanced Overfire Air + Low NOx Burners + Ammonia Injection",{"$nulls":4},"ESPC + B","Electrostatic precipitator, cold side + Baghouse"]
["AA + LNB + OFA","Advanced Overfire Air + Low NOx Burner Technology + Overfire Air",{"$nulls":4},"ESPC + B + WS","Electrostatic precipitator, cold side + Baghouse + Wet Scrubber"]
["AA + LNCB","Advanced Overfire Air + Low NOx Cell Burner",{"$nulls":4},"ESPC + C","Electrostatic precipitator, cold side + Cyclone"]
["AA + NH3","Advanced Overfire Air + Ammonia Injection",{"$nulls":4},"ESPC + C + WS","Electrostatic precipitator, cold side + Cyclone + Wet Scrubber"]
["AA + OFA","Advanced Overfire Air + Overfire Air",{"$nulls":4},"ESPC + ESPH","Electrostatic precipitator, cold side + Electrostatic precipitator, hot side"]
["BF","Biased Firing (alternative burners)",{"$nulls":4},"ESPC + WESP","Electrostatic precipitator, cold side + Electrostatic precipitator, wet side"]
["BF + CM + FR + OFA","Biased Firing (alternative burners) + Combustion Modification + Flue Gas Recirculation + Overfire Air",{"$nulls":4},"ESPC + WS","Electrostatic precipitator, cold side + Wet Scrubber"]
["BF + FR + LA + LNB + OFA","Biased Firing (alternative burners) + Flue Gas Recirculation + Low excess air + Low NOx Burner Technology + Overfire Air",{"$nulls":4},"ESPH","Electrostatic precipitator, hot side"]
["BF + LA","Biased Firing (alternative burners) + Low excess air",{"$nulls":4},"ESPH + B","Electrostatic precipitator, hot side + Baghouse"]
["BF + LA + OFA","Biased Firing (alternative burners) + Low excess air + Overfire Air",{"$nulls":4},"ESPH + B + C","Electrostatic precipitator, hot side + Baghouse + Cyclone"]
["BF + LNB","Biased Firing (alternative burners) + Low NOx Burner Technology",{"$nulls":4},"ESPH + B + WS","Electrostatic precipitator, hot side + Baghouse + Wet Scrubber"]
["BF + LNB + LNBO","Biased Firing (alternative burners) + Low NOx Burner Technology + Low NOx Burner Technology w/ Overfire Air",{"$nulls":4},"ESPH + C","Electrostatic precipitator, hot side + Cyclone"]
["BF + LNB + OFA","Biased Firing (alternative burners) + Low NOx Burner Technology + Overfire Air",{"$nulls":4},"ESPH + C + WS","Electrostatic precipitator, hot side + Cyclone + Wet Scrubber"]
["BF + LNBO","Biased Firing (alternative burners) + Low NOx Burner Technology w/ Overfire Air",{"$nulls":4},"ESPH + WESP","Electrostatic precipitator, hot side + Electrostatic precipitator, wet side"]
["BOOS","Burners-Out-Of-Service",{"$nulls":4},"WESP + B","Electrostatic precipitator, wet side + Baghouse"]
["CF","Fluidized Bed Combustor",{"$nulls":4},"WS","Wet Scrubber"]
["CF + CM","Fluidized Bed Combustor + Combustion Modification"]
["CF + CM + NH3","Fluidized Bed Combustor + Combustion Modification + Ammonia Injection"]
["CF + FR + NH3","Fluidized Bed Combustor + Flue Gas Recirculation + Ammonia Injection"]
["CF + FU + LA","Fluidized Bed Combustor + Fuel Reburning + Low excess air"]
["CF + LA + NH3","Fluidized Bed Combustor + Low excess air + Ammonia Injection"]
["CF + LA + OFA","Fluidized Bed Combustor + Low excess air + Overfire Air"]
["CF + LNB + NH3","Fluidized Bed Combustor + Low NOx Burner Technology + Ammonia Injection"]
["CF + NH3","Fluidized Bed Combustor + Ammonia Injection"]
["CF + NH3 + OFA","Fluidized Bed Combustor + Ammonia Injection + Overfire Air"]
["CF + OFA","Fluidized Bed Combustor + Overfire Air"]
["CM","Combustion Modification"]
["CM + FR","Combustion Modification + Flue Gas Recirculation"]
["CM + FR + LNB + NH3","Combustion Modification + Flue Gas Recirculation + Low NOx Burner Technology + Ammonia Injection"]
["CM + FR + LNB + OFA","Combustion Modification + Flue Gas Recirculation + Low NOx Burner Technology + Overfire Air"]
["CM + FU + LA","Combustion Modification + Fuel Reburning + Low excess air"]
["CM + LNB","Combustion Modification + Low NOx Burner Technology"]
["CM + LNB + LNCB","Combustion Modification + Low NOx Burner Technology + Low NOx Cell Burner"]
["CM + LNB + OFA","Combustion Modification + Low NOx Burner Technology + Overfire Air"]
["CM + LNB + STM","Combustion Modification + Low NOx Burner Technology + Steam Injection"]
["CM + NH3","Combustion Modification + Ammonia Injection"]
["CM + OFA","Combustion Modification + Overfire Air"]
["CO","Combustion Optimization"]
["DLNB","Dry Low NOx Burners"]
["DLNB + FR + H2O + OFA","Dry Low NOx Burners + Flue Gas Recirculation + Water Injection + Overfire Air"]
["DLNB + FR + LNB","Dry Low NOx Burners + Flue Gas Recirculation + Low NOx Burner Technology"]
["DLNB + H2O","Dry Low NOx Burners + Water Injection"]
["DLNB + H2O + LNB","Dry Low NOx Burners + Water Injection + Low NOx Burner Technology"]
["DLNB + H2O + LNB + NH3","Dry Low NOx Burners + Water Injection + Low NOx Burner Technology + Ammonia Injection"]
["DLNB + H2O + LNB + NH3 + STM","Dry Low NOx Burners + Water Injection + Low NOx Burner Technology + Ammonia Injection + Steam Injection"]
["DLNB + H2O + NH3","Dry Low NOx Burners + Water Injection + Ammonia Injection"]
["DLNB + H2O + STM","Dry Low NOx Burners + Water Injection + Steam Injection"]
["DLNB + LNB + NH3","Dry Low NOx Burners + Low NOx Burner Technology + Ammonia Injection"]
["DLNB + LNB + NH3 + STM","Dry Low NOx Burners + Low NOx Burner Technology + Ammonia Injection + Steam Injection"]
["DLNB + NH3","Dry Low NOx Burners + Ammonia Injection"]
["DLNB + NH3 + STM","Dry Low NOx Burners + Ammonia Injection + Steam Injection"]
["DLNB + STM","Dry Low NOx Burners + Steam Injection"]
["FR","Flue Gas Recirculation "]
["FR + FU","Flue Gas Recirculation + Fuel Reburning"]
["FR + H2O + LNB","Flue Gas Recirculation  + Water Injection + Low NOx Burner Technology"]
["FR + H2O + OFA","Flue Gas Recirculation  + Water Injection + Overfire Air"]
["FR + LA","Flue Gas Recirculation  + Low excess air"]
["FR + LA + LNB","Flue Gas Recirculation  + Low excess air + Low NOx Burner Technology"]
["FR + LA + NH3","Flue Gas Recirculation  + Low excess air + Ammonia Injection"]
["FR + LA + OFA","Flue Gas Recirculation  + Low excess air + Overfire Air"]
["FR + LNB","Flue Gas Recirculation  + Low NOx Burner Technology"]
["FR + LNB + LNBO + OFA","Flue Gas Recirculation  + Low NOx Burner Technology + Low NOx Burner Technology w/ Overfire Air + Overfire Air"]
["FR + LNB + OFA","Flue Gas Recirculation  + Low NOx Burner Technology + Overfire Air"]
["FR + LNBO + OFA","Flue Gas Recirculation  + Low NOx Burner Technology w/ Overfire Air + Overfire Air"]
["FR + NH3","Flue Gas Recirculation  + Ammonia Injection"]
["FR + NH3 + OFA","Flue Gas Recirculation  + Ammonia Injection + Overfire Air"]
["FR + OFA","Flue Gas Recirculation  + Overfire Air"]
["FR + OFA + MR","Flue Gas Recirculation  + Overfire Air + Combustion Modification/Fuel Reburning"]
["FR + SC","Flue Gas Recirculation  + Slagging"]
["FU + LA","Fuel Reburning + Low excess air"]
["FU + LNB + OFA","Fuel Reburning + Low NOx Burner Technology + Overfire Air"]
["H2O","Water Injection"]
["H2O + LNB","Water Injection + Low NOx Burner Technology"]
["H2O + LNB + NH3","Water Injection + Low NOx Burner Technology + Ammonia Injection"]
["H2O + LNB + STM","Water Injection + Low NOx Burner Technology + Steam Injection"]
["H2O + NH3","Water Injection + Ammonia Injection"]
["H2O + NH3 + AA","Water Injection + Ammonia Injection + Advanced Overfire Air"]
["H2O + OFA","Water Injection + Overfire Air"]
["H2O + STM","Water Injection + Steam Injection"]
["LA","Low excess air"]
["LA + LNB","Low excess air + Low NOx Burner Technology"]
["LA + LNB + NH3 + OFA","Low excess air + Low NOx Burner Technology + Ammonia Injection + Overfire Air"]
["LA + LNB + OFA","Low excess air + Low NOx Burner Technology + Overfire Air"]
["LA + NH3","Low excess air + Ammonia Injection"]
["LA + NH3 + STM","Low excess air + Ammonia Injection + Steam Injection"]
["LA + OFA","Low excess air + Overfire Air"]
["LNB","Low NOx Burner Technology"]
["LNB + BOOS + OFA","Low NOx Burner Technology + Burners-Out-Of-Service + Overfire Air"]
["LNB + LNBO","Low NOx Burner Technology + Low NOx Burner Technology w/ Overfire Air"]
["LNB + LNBO + OFA","Low NOx Burner Technology + Low NOx Burner Technology w/ Overfire Air + Overfire Air"]
["LNB + LNCB","Low NOx Burner Technology + Low NOx Cell Burner"]
["LNB + LNCB + OFA","Low NOx Burner Technology + Low NOx Cell Burner + Overfire Air"]
["LNB + NH3","Low NOx Burner Technology + Ammonia Injection"]
["LNB + NH3 + OFA","Low NOx Burner Technology + Ammonia Injection + Overfire Air"]
["LNB + OFA","Low NOx Burner Technology + Overfire Air"]
["LNB + OFA + NH3 + other","Low NOx Burner Technology + Overfire Air + Ammonia Injection + other"]
["LNB + OFA + STC","Low NOx Burner Technology + Overfire Air + Staged Combustion"]
["LNB + STM","Low NOx Burner Technology + Steam Injection"]
["LNBO","Low NOx Burner Technology w/ Overfire Air"]
["LNBO + NH3","Low NOx Burner Technology w/ Overfire Air + Ammonia Injection"]
["LNBO + OFA","Low NOx Burner Technology w/ Overfire Air + Overfire Air"]
["LNC1","Low NOx Burner Technology w/ Closed-coupled OFA"]
["LNC2","Low NOx Burner Technology w/ Separated OFA"]
["LNC2 + CM","Low NOx Burner Technology w/ Separated OFA + Combustion Modification"]
["LNC2 + H2O","Low NOx Burner Technology w/ Separated OFA + Water Injection"]
["LNC2 + LNC1","Low NOx Burner Technology w/ Separated OFA + Low NOx Burner Technology w/ Closed-coupled OFA"]
["LNC2 + NH3","Low NOx Burner Technology w/ Separated OFA + Ammonia Injection"]
["LNC2 + NH3 + OFA","Low NOx Burner Technology w/ Separated OFA + Ammonia Injection + Overfire Air"]
["LNC2 + OFA","Low NOx Burner Technology w/ Separated OFA + Overfire Air"]
["LNC2 + other","Low NOx Burner Technology w/ Separated OFA + other"]
["LNC3","Low NOx Burner Technology w/ Closed-coupled/Separated OFA"]
["LNC3 + NH3","Low NOx Burner Technology w/ Closed-coupled/Separated OFA + Ammonia Injection"]
["LNC3 + OFA","Low NOx Burner Technology w/ Closed-coupled/Separated OFA + Overfire Air"]
["LNC3 + other","Low NOx Burner Technology w/ Closed-coupled/Separated OFA + other"]
["LNCB","Low NOx Cell Burner"]
["LNCB + OFA","Low NOx Cell Burner + Overfire Air"]
["NDI","Nitrogen Diluent Injection"]
["NH3","Ammonia Injection"]
["NH3 + OFA","Ammonia Injection + Overfire Air"]
["NH3 + STM","Ammonia Injection + Steam Injection"]
["OFA","Overfire Air"]
["OFA + LNC1","Overfire Air + Low NOx Burner Technology w/ Closed-coupled OFA"]
["OFA + LNC2","Overfire Air + Low NOx Burner Technology w/ Separated OFA"]
["other","Other"]
["ROFA","Rotating Opposed Fired Air"]
["STC","Staged Combustion"]
["STM","Steam Injection"]