## Summary
EPA IPM Summary Run Results
EPA Platform v6 Projections for
Continental U.S.
Air Quality Modeling Base Case
All costs and prices are in 2016-year dollars | Values in red are rounded to zero, not equal to zero
NATIONWIDE EMISSIONS | 2021 | 2023 | 2025 | 2030 | 2035 | 2040 | 2045 | 2050
SO2 (million tons) | 0.80838 | 0.82039 | 0.82552 | 0.78526 | 0.67975 | 0.6651 | 0.61848 | 0.48835
NOx (million tons) | 0.77307 | 0.79441 | 0.78848 | 0.74924 | 0.67767 | 0.6691 | 0.60771 | 0.49026
CO2 (million metric tons) | 1510.804 | 1566.1294 | 1541.5564 | 1476.1498 | 1429.8685 | 1463.0805 | 1365.3397 | 1240.1377
Hg (tons) | 4.3337 | 4.5115 | 4.4941 | 4.1928 | 3.6943 | 3.7665 | 3.5457 | 2.9905
HCL (Mtons) | 4.7655 | 5.0319 | 4.9729 | 4.6979 | 4.0537 | 4.1099 | 3.85 | 3.0556
TOTAL COSTS | 2021 | 2023 | 2025 | 2030 | 2035 | 2040 | 2045 | 2050
Total Costs (billion $) | 132.5182 | 137.8316 | 142.6509 | 154.3593 | 162.5844 | 175.2279 | 173.7947 | 170.6815
PRICES | 2021 | 2023 | 2025 | 2030 | 2035 | 2040 | 2045 | 2050
National Wholesale Electricity Price (mills/kWh) | 35.7137 | 35.5722 | 39.3928 | 39.9196 | 40.4227 | 41.6104 | 41.4388 | 38.5054
Natural Gas Prices (2016 $/MMBtu)
Henry Hub | 3.307 | 3.4924 | 3.5568 | 3.5835 | 3.5907 | 3.843 | 3.973 | 3.8472
Delivered | 3.3615 | 3.5332 | 3.5592 | 3.5257 | 3.3882 | 3.6478 | 3.7976 | 3.6658
Minemouth Coal Prices (2016 $/MMBtu)
Appalachia | 1.9161 | 2.0215 | 2.0818 | 2.2994 | 2.5947 | 2.8434 | 3.2757 | 4.2462
Interior | 1.4081 | 1.4208 | 1.452 | 1.514 | 1.5712 | 1.6739 | 1.8007 | 1.8028
Waste Coal | 0.0001 | 0.0001 | 0.0001 | 0.0001 | 0.0001 | 0.0001 | 0.0001 | 0.0001
West | 0.82519 | 0.83956 | 0.85634 | 0.88696 | 0.95299 | 1.0113 | 1.0768 | 1.1308
National | 1.2104 | 1.2286 | 1.2398 | 1.307 | 1.373 | 1.4784 | 1.6021 | 1.6909
TOTAL CAPACITY (Cumulative GW) | 2021 | 2023 | 2025 | 2030 | 2035 | 2040 | 2045 | 2050
Hydro | 108.086 | 109.961 | 110.3183 | 110.4523 | 110.9172 | 111.1554 | 111.1554 | 111.1554
Non-Hydro Renewables | 181.5248 | 206.4981 | 231.0266 | 329.7028 | 347.3465 | 374.0053 | 459.4683 | 554.5417
Biomass | 0.85836 | 0.5562 | 0.5562 | 0.5562 | 0.4758 | 0.4758 | 0.4682 | 0.4472
Geothermal | 2.8278 | 2.9171 | 2.928 | 2.928 | 2.928 | 2.928 | 2.928 | 2.928
Landfill Gas | 1.8292 | 1.8292 | 1.8292 | 1.8292 | 1.8292 | 1.8292 | 1.8292 | 1.8292
Solar | 52.1704 | 70.5764 | 88.9824 | 134.9974 | 143.0917 | 160.834 | 192.1239 | 234.5897
Wind | 123.839 | 130.6191 | 136.7308 | 189.392 | 199.0218 | 207.9383 | 262.119 | 314.7476
Coal | 170.5548 | 166.6459 | 163.8132 | 157.5247 | 150.9733 | 147.2825 | 144.2336 | 118.5622
Coal without CCS | 169.9598 | 166.0509 | 160.9525 | 154.6641 | 148.1127 | 144.4218 | 141.9679 | 116.2966
IGCC without CCS | 0.595 | 0.595 | 0.595 | 0.595 | 0.595 | 0.595 | 0 | 0
Coal with CCS | 0 | 0 | 2.2657 | 2.2657 | 2.2657 | 2.2657 | 2.2657 | 2.2657
Energy Storage | 1.8232 | 1.8232 | 4.4761 | 10.9696 | 14.6659 | 25.0321 | 23.1371 | 38.0458
Nuclear | 90.5332 | 79.2492 | 78.1302 | 69.3572 | 69.228 | 68.334 | 67.211 | 58.4241
Natural Gas | 415.7467 | 416.303 | 418.6858 | 419.7664 | 451.4864 | 482.8175 | 517.3232 | 565.8239
CC without CCS | 270.237 | 271.3152 | 272.8872 | 274.1738 | 294.7182 | 315.7169 | 338.7864 | 362.2042
CC with CCS | 0 | 0 | 0 | 0 | 0 | 0 | 0 | 0
CT | 145.5098 | 144.9878 | 145.7986 | 145.5927 | 156.7682 | 167.1005 | 178.5368 | 203.6197
Oil/Gas Steam | 66.7477 | 66.9252 | 67.1036 | 66.281 | 65.9646 | 65.3826 | 65.0252 | 63.3126
Other | 6.4252 | 6.4252 | 6.4252 | 6.4252 | 6.4252 | 6.4252 | 6.4252 | 6.4252
Grand Total | 1041.4417 | 1053.8307 | 1079.979 | 1170.4793 | 1217.0072 | 1280.4346 | 1393.979 | 1516.2911
NEW CAPACITY (Cumulative GW) | 2021 | 2023 | 2025 | 2030 | 2035 | 2040 | 2045 | 2050
Hydro | 6.4974 | 8.3724 | 8.7297 | 8.8637 | 9.3286 | 9.5668 | 9.5668 | 9.5668
Non-Hydro Renewables | 60.5304 | 85.8059 | 110.3344 | 209.0106 | 226.7347 | 253.3935 | 338.8641 | 433.9585
Biomass | 0.2179 | 0.2179 | 0.2179 | 0.2179 | 0.2179 | 0.2179 | 0.2179 | 0.2179
Geothermal | 0.48034 | 0.56964 | 0.58053 | 0.58053 | 0.58053 | 0.58053 | 0.58053 | 0.58053
Landfill Gas | 0.0362 | 0.0362 | 0.0362 | 0.0362 | 0.0362 | 0.0362 | 0.0362 | 0.0362
Solar | 25.855 | 44.261 | 62.667 | 108.682 | 116.7763 | 134.5186 | 165.8085 | 208.2743
Wind | 33.941 | 40.7211 | 46.8328 | 99.494 | 109.1238 | 118.0403 | 172.221 | 224.8496
Coal | 0 | 0 | 0 | 0 | 0 | 0 | 0 | 0
Coal without CCS | 0 | 0 | 0 | 0 | 0 | 0 | 0 | 0
IGCC without CCS | 0 | 0 | 0 | 0 | 0 | 0 | 0 | 0
Coal with CCS | 0 | 0 | 0 | 0 | 0 | 0 | 0 | 0
Energy Storage | 1.145 | 1.145 | 3.7979 | 10.2914 | 13.9877 | 24.3539 | 22.4589 | 37.3676
Nuclear | 0 | 0 | 0 | 0 | 0 | 0 | 0 | 0
Natural Gas | 16.6372 | 17.7832 | 20.1661 | 21.9206 | 53.9286 | 85.2597 | 119.7654 | 169.425
CC without CCS | 12.6845 | 13.8305 | 15.4026 | 17.0185 | 37.5629 | 58.5616 | 81.6311 | 105.0489
CC with CCS | 0 | 0 | 0 | 0 | 0 | 0 | 0 | 0
CT | 3.9527 | 3.9527 | 4.7635 | 4.9022 | 16.3657 | 26.698 | 38.1343 | 64.3761
Other | 0.035 | 0.035 | 0.035 | 0.035 | 0.035 | 0.035 | 0.035 | 0.035
Grand Total | 84.8451 | 113.1414 | 143.063 | 250.1213 | 304.0147 | 372.6089 | 490.6902 | 650.3529
RETIREMENTS (GW) | 2021 | 2023 | 2025 | 2030 | 2035 | 2040 | 2045 | 2050
CC Retirements | 3.8264 | 3.8942 | 3.8942 | 4.2236 | 4.2236 | 4.2236 | 4.2236 | 4.2236
Coal Retirements | 44.3353 | 46.641 | 48.361 | 54.3953 | 60.9467 | 64.6376 | 67.0915 | 92.7628
CT Retirements | 1.9797 | 2.4886 | 2.4886 | 2.8332 | 3.1212 | 3.1212 | 3.1212 | 4.28
Nuclear Retirements | 3.861 | 16.444 | 17.563 | 25.096 | 25.2252 | 25.2252 | 26.3482 | 35.1351
O/G Retirements | 8.0296 | 8.0012 | 8.0012 | 8.8238 | 9.1402 | 9.7222 | 10.0795 | 11.7922
IGCC Retirements | 0.9132 | 0.9132 | 0.9132 | 0.9132 | 0.9132 | 0.9132 | 1.5082 | 1.5082
Biomass Retirements | 2.9817 | 3.2839 | 3.2839 | 3.2839 | 3.3643 | 3.3643 | 3.3719 | 3.3929
Fuel Cell Retirements | 0 | 0 | 0 | 0 | 0 | 0 | 0 | 0
Fossil_Other Retirements | 0 | 0 | 0 | 0 | 0 | 0 | 0 | 0
Geothermal Retirements | 0.0076 | 0.0076 | 0.0076 | 0.0076 | 0.0076 | 0.0076 | 0.0076 | 0.0076
Hydro Retirements | 0 | 0 | 0 | 0 | 0 | 0 | 0 | 0
Landfill Gas Retirements | 0 | 0 | 0 | 0 | 0 | 0 | 0 | 0
Non Fossil_Other Retirements | 0 | 0 | 0 | 0 | 0 | 0 | 0 | 0
Energy Storage Retirements | 0 | 0 | 0 | 0 | 0 | 0 | 0 | 0
Grand Total | 65.9345 | 81.6736 | 84.5126 | 99.5766 | 106.942 | 111.2148 | 115.7517 | 153.1024
GENERATION MIX (thousand GWh) | 2021 | 2023 | 2025 | 2030 | 2035 | 2040 | 2045 | 2050
Hydro | 310.045 | 320.9609 | 323.5656 | 326.7699 | 329.2996 | 327.6192 | 328.336 | 328.2437
Non-Hydro Renewables | 535.0563 | 587.9606 | 641.5185 | 917.5399 | 970.2337 | 1031.2296 | 1318.3745 | 1619.0665
Biomass | 3.0567 | 1.8039 | 1.8954 | 1.7372 | 0.87884 | 0.93812 | 0.89285 | 0.77492
Biomass Co-firing | 0.019236 | 0.069328 | 0.072557 | 0 | 0 | 0 | 0 | 0
Geothermal | 19.775 | 20.479 | 20.5649 | 20.5649 | 20.5649 | 20.5649 | 20.5649 | 20.5649
Landfill Gas | 10.8679 | 10.8679 | 10.8679 | 9.3087 | 9.3488 | 9.5886 | 9.5802 | 9.3754
Solar | 102.5459 | 132.591 | 163.8196 | 246.163 | 260.8914 | 291.6346 | 346.3449 | 421.0845
Wind | 398.7917 | 422.1494 | 444.2982 | 639.7662 | 678.5499 | 708.5034 | 940.9916 | 1167.2667
Coal | 831.8377 | 881.1011 | 877.8907 | 819.0738 | 703.6123 | 713.2733 | 657.8845 | 505.076
Coal without CCS (Biomass Co-firing is included) | 827.5482 | 876.8116 | 857.2514 | 798.4344 | 683.1812 | 692.9688 | 641.5346 | 488.7561
IGCC without CCS | 4.2895 | 4.2895 | 4.2895 | 4.2895 | 4.0812 | 3.9546 | 0 | 0
Coal with CCS | 0 | 0 | 16.3499 | 16.3499 | 16.3499 | 16.3499 | 16.3499 | 16.3199
Energy Storage | 2.1687 | 2.3933 | 5.5426 | 14.4422 | 20.3303 | 35.2853 | 33.442 | 53.7773
Nuclear | 710.9318 | 627.2812 | 618.3884 | 547.9735 | 547.1291 | 540.214 | 531.3602 | 461.5361
Natural Gas | 1602.894 | 1620.5123 | 1627.6968 | 1613.3386 | 1794.0823 | 1901.4027 | 1847.1816 | 1958.8477
CC without CCS | 1580.7108 | 1596.474 | 1600.2197 | 1575.2494 | 1744.2168 | 1855.0988 | 1806.9745 | 1916.7977
CC with CCS | 0 | 0 | 0 | 0 | 0 | 0 | 0 | 0
CT | 22.1831 | 24.0382 | 27.4771 | 38.0892 | 49.8655 | 46.3039 | 40.2072 | 42.0501
Oil/Gas Steam | 55.3108 | 56.1929 | 55.1057 | 52.7315 | 58.0475 | 45.8166 | 33.0571 | 25.5868
Other | 31.7305 | 31.7305 | 31.7293 | 31.1229 | 31.1248 | 31.1632 | 31.1713 | 31.0077
Grand Total | 4079.9555 | 4128.0634 | 4181.365 | 4322.9922 | 4453.8596 | 4626.0038 | 4780.8073 | 4983.1419
FUEL SUPPLY AND CONSUMPTION | 2021 | 2023 | 2025 | 2030 | 2035 | 2040 | 2045 | 2050
Coal Use by Region (million tons) | 506.7627 | 537.1589 | 534.5583 | 507.3164 | 452.5644 | 466.5979 | 433.8594 | 350.419
Power Sector | 451.0327 | 479.6589 | 476.4083 | 444.5564 | 387.1844 | 393.4779 | 363.8094 | 284.769
Appalachia | 71.1614 | 69.3317 | 60.6427 | 49.637 | 29.5412 | 30.2554 | 26.6943 | 9.4174
Interior | 109.6383 | 114.6421 | 117.1645 | 115.2653 | 103.2236 | 101.5329 | 97.1964 | 77.4077
Waste Coal | 0.0001 | 0.0001 | 0.0001 | 0.0001 | 0.0001 | 0.0001 | 0.0001 | 0.0001
West | 270.233 | 295.685 | 298.6011 | 279.654 | 254.4196 | 261.6896 | 239.9186 | 197.9438
Non-Power Sector | 55.73 | 57.5 | 58.15 | 62.76 | 65.38 | 73.12 | 70.05 | 65.65
Appalachia | 21.19 | 22.33 | 23.02 | 24.6 | 25.7 | 29.01 | 23.89 | 23.73
Interior | 7.66 | 7.46 | 7.16 | 9.57 | 10.61 | 11.93 | 13.11 | 8.69
West | 26.88 | 27.71 | 27.97 | 28.59 | 29.07 | 32.18 | 33.05 | 33.23
Power Sector Coal Use by Rank (million tons) | 451.0326 | 479.6588 | 476.4082 | 444.5563 | 387.1843 | 393.4778 | 363.8093 | 284.7689
Bituminous | 151.7395 | 154.7718 | 148.4367 | 143.9899 | 116.1402 | 115.2612 | 105.782 | 69.2014
Subbituminous | 244.429 | 268.3535 | 271.6562 | 249.8759 | 227.4058 | 234.2894 | 215.4737 | 179.4754
Lignite | 54.8641 | 56.5335 | 56.3153 | 50.6905 | 43.6383 | 43.9273 | 42.5537 | 36.0921
Natural Gas Use (Trillion cubic feet) | 11.6246 | 11.7647 | 11.8009 | 11.7143 | 12.9224 | 13.3463 | 12.5991 | 13.0968
Note on A9: ICFI: All tons are SHORT tons, unless otherwise noted as metric Mtons : thousand tons

## Retrofit Summary
EPA IPM Summary Run Results
EPA Platform v6 Projections for
Continental U.S.
Air Quality Modeling Base Case
All costs and prices are in 2016-year dollars | Values in red are rounded to zero, not equal to zero
TOTAL CONTROLS (Cumulative GW) | 2021 | 2023 | 2025 | 2030 | 2035 | 2040 | 2045 | 2050
FGD | 142.9633 | 140.2342 | 137.4379 | 132.8409 | 128.0529 | 125.5751 | 123.1725 | 100.9613
Existing Scrubber | 142.6715 | 139.8854 | 137.0877 | 132.4908 | 127.7028 | 125.2249 | 122.8223 | 100.6111
Existing Wet Scrubber | 110.3578 | 107.8914 | 105.1403 | 101.7873 | 97.9273 | 95.9443 | 94.9829 | 75.1117
Existing Dry Scrubber | 32.3136 | 31.9939 | 31.9474 | 30.7034 | 29.7754 | 29.2806 | 27.8394 | 25.4994
Retrofit Scrubber | 0.29187 | 0.34883 | 0.35017 | 0.35017 | 0.35017 | 0.35017 | 0.35017 | 0.35017
Retrofit Wet Scrubber | 0.29187 | 0.34883 | 0.35017 | 0.35017 | 0.35017 | 0.35017 | 0.35017 | 0.35017
Retrofit Dry Scrubber | 0 | 0 | 0 | 0 | 0 | 0 | 0 | 0
New Scrubber | 0 | 0 | 0 | 0 | 0 | 0 | 0 | 0
New Wet Scrubber | 0 | 0 | 0 | 0 | 0 | 0 | 0 | 0
New Dry Scrubber | 0 | 0 | 0 | 0 | 0 | 0 | 0 | 0
SCR | 103.4872 | 102.2622 | 100.0053 | 96.4389 | 93.6919 | 92.8596 | 91.2284 | 75.3118
Existing SCR | 101.9187 | 100.6307 | 98.5069 | 94.925 | 92.178 | 91.3458 | 89.7146 | 73.798
Retrofit SCR | 1.5685 | 1.6315 | 1.4984 | 1.5138 | 1.5138 | 1.5138 | 1.5138 | 1.5138
New SCR | 0 | 0 | 0 | 0 | 0 | 0 | 0 | 0
SNCR | 22.1657 | 21.8305 | 21.6977 | 21.6272 | 21.0562 | 19.5465 | 18.761 | 11.9281
Existing SNCR | 20.4066 | 20.0038 | 19.871 | 19.8005 | 19.2295 | 17.7199 | 16.9343 | 10.1014
Retrofit SNCR | 1.759 | 1.8267 | 1.8267 | 1.8267 | 1.8267 | 1.8267 | 1.8267 | 1.8267
New SNCR | 0 | 0 | 0 | 0 | 0 | 0 | 0 | 0
ACI | 108.9763 | 107.1423 | 104.5173 | 100.8352 | 95.8672 | 94.3974 | 93.5423 | 83.6787
Existing ACI | 108.9763 | 107.1423 | 104.5173 | 100.8352 | 95.8672 | 94.3974 | 93.5423 | 83.6787
Retrofit ACI | 0 | 0 | 0 | 0 | 0 | 0 | 0 | 0
New ACI | 0 | 0 | 0 | 0 | 0 | 0 | 0 | 0
CCS | 0 | 0 | 2.2657 | 2.2657 | 2.2657 | 2.2657 | 2.2657 | 2.2657
Hardwired CCS | 0 | 0 | 0 | 0 | 0 | 0 | 0 | 0
Retrofit CCS | 0 | 0 | 2.2657 | 2.2657 | 2.2657 | 2.2657 | 2.2657 | 2.2657
New CCS | 0 | 0 | 0 | 0 | 0 | 0 | 0 | 0
DSI | 18.1474 | 17.8334 | 16.1134 | 14.9378 | 13.0368 | 12.4365 | 12.4063 | 8.8326
Existing DSI | 18.1474 | 17.8334 | 16.1134 | 14.9378 | 13.0368 | 12.4365 | 12.4063 | 8.8326
Retrofit DSI | 0 | 0 | 0 | 0 | 0 | 0 | 0 | 0
C2G | 1.509 | 1.823 | 2.243 | 2.243 | 2.243 | 2.243 | 2.2028 | 1.874
HRI | 0 | 0 | 0 | 0 | 0 | 0 | 0 | 0
RETROFITS (Cumulative GW) | 2021 | 2023 | 2025 | 2030 | 2035 | 2040 | 2045 | 2050
FGD | 0.29187 | 0.34883 | 0.35017 | 0.35017 | 0.35017 | 0.35017 | 0.35017 | 0.35017
SCR | 1.5685 | 1.6315 | 1.4984 | 1.5138 | 1.5138 | 1.5138 | 1.5138 | 1.5138
SNCR | 1.759 | 1.8267 | 1.8267 | 1.8267 | 1.8267 | 1.8267 | 1.8267 | 1.8267
ACI | 0 | 0 | 0 | 0 | 0 | 0 | 0 | 0
CCS | 0 | 0 | 2.2657 | 2.2657 | 2.2657 | 2.2657 | 2.2657 | 2.2657
DSI | 0 | 0 | 0 | 0 | 0 | 0 | 0 | 0
C2G | 1.509 | 1.823 | 2.243 | 2.243 | 2.243 | 2.243 | 2.2028 | 1.874
HRI | 0 | 0 | 0 | 0 | 0 | 0 | 0 | 0
TOTAL CONTROLS IN NEEDS (GW)
FGD | 2021: 179.2414
SCR | 2021: 128.703
SNCR | 2021: 28.1529
ACI | 2021: 136.9158
DSI | 2021: 45.3577
Note on A9: ICFI: All tons are SHORT tons, unless otherwise noted as metric Mtons : thousand tons

## All Constraints
Constraint Name | Constraint # | Constraint ID | Constraint Type | Neutralized | LimitType | Constraint Time Frame | Data Field | Unit of Measure | 2021-2021(RY 2021) | 2022-2023(RY 2023) | 2024-2027(RY 2025) | 2028-2032(RY 2030) | 2033-2037(RY 2035) | 2038-2042(RY 2040) | 2043-2047(RY 2045) | 2048-2054(RY 2050)
#1 - SO2 Title IV Annual Constraint v5.14 | 1 | 6321 | Rate Constraint in MTons | FALSE | L | Annual | Seasons Included | Seasons | Winter, WintShld, Summer | Winter, WintShld, Summer | Winter, WintShld, Summer | Winter, WintShld, Summer | Winter, WintShld, Summer | Winter, WintShld, Summer | Winter, WintShld, Summer | Winter, WintShld, Summer
#1 - SO2 Title IV Annual Constraint v5.14 | 1 | 6321 | Rate Constraint in MTons | FALSE | L | Annual | Standard SO2 | Thousand Tons | 7973.0011 | 7973.0011 | 7973.0011 | 7973.0011 | 7973.0011 | 7973.0011 | 7973.0011 | 7973.0011
#1 - SO2 Title IV Annual Constraint v5.14 | 1 | 6321 | Rate Constraint in MTons | FALSE | L | Annual | Emissions at Affected Plants SO2 | Thousand Tons | 777.3075 | 787.626 | 792.1024 | 755.3512 | 658.6443 | 643.9503 | 598.7875 | 471.5031
#1 - SO2 Title IV Annual Constraint v5.14 | 1 | 6321 | Rate Constraint in MTons | FALSE | L | Annual | Allowances Purchased SO2 | Thousand Tons | 0 | 0 | 0 | 0 | 0 | 0 | 0 | 0
#1 - SO2 Title IV Annual Constraint v5.14 | 1 | 6321 | Rate Constraint in MTons | FALSE | L | Annual | Allowances Sold SO2 | Thousand Tons | 0 | 0 | 0 | 0 | 0 | 0 | 0 | 0
#1 - SO2 Title IV Annual Constraint v5.14 | 1 | 6321 | Rate Constraint in MTons | FALSE | L | Annual | Allowances Banked | Thousand Tons | 0 | 0 | 0 | 0 | 0 | 0 | 0 | 0
#1 - SO2 Title IV Annual Constraint v5.14 | 1 | 6321 | Rate Constraint in MTons | FALSE | L | Annual | Allowances Withdrawn (1:1) | Thousand Tons | 0 | 0 | 0 | 0 | 0 | 0 | 0 | 0
#1 - SO2 Title IV Annual Constraint v5.14 | 1 | 6321 | Rate Constraint in MTons | FALSE | L | Annual | Allowances Withdrawn (n:1) | Thousand Tons | 0 | 0 | 0 | 0 | 0 | 0 | 0 | 0
#1 - SO2 Title IV Annual Constraint v5.14 | 1 | 6321 | Rate Constraint in MTons | FALSE | L | Annual | Net Emissions Allowance Position | Thousand Tons | 777.3075 | 787.626 | 792.1024 | 755.3512 | 658.6443 | 643.9503 | 598.7875 | 471.5031
#1 - SO2 Title IV Annual Constraint v5.14 | 1 | 6321 | Rate Constraint in MTons | FALSE | L | Annual | Fuel Consumed | TBtu | 20532.598 | 21184.0057 | 21133.1501 | 20437.09 | 20514.0269 | 21074.7758 | 19751.589 | 18684.0294
#1 - SO2 Title IV Annual Constraint v5.14 | 1 | 6321 | Rate Constraint in MTons | FALSE | L | Annual | Rate | lb/MMBtu | 0.075714 | 0.07436 | 0.074963 | 0.07392 | 0.064214 | 0.061111 | 0.060632 | 0.050471
#1 - SO2 Title IV Annual Constraint v5.14 | 1 | 6321 | Rate Constraint in MTons | FALSE | L | Annual | Generation | TWh | 2479.2641 | 2547.0132 | 2549.7329 | 2474.7662 | 2545.4797 | 2652.2687 | 2531.9684 | 2484.5526
#1 - SO2 Title IV Annual Constraint v5.14 | 1 | 6321 | Rate Constraint in MTons | FALSE | L | Annual | Qualifying Generation | TWh | 2479.2641 | 2547.0132 | 2549.7329 | 2474.7662 | 2545.4797 | 2652.2687 | 2531.9684 | 2484.5526
#1 - SO2 Title IV Annual Constraint v5.14 | 1 | 6321 | Rate Constraint in MTons | FALSE | L | Annual | Rate | lb/MWh | 0.62705 | 0.61847 | 0.62132 | 0.61044 | 0.5175 | 0.48558 | 0.47298 | 0.37955
#1 - SO2 Title IV Annual Constraint v5.14 | 1 | 6321 | Rate Constraint in MTons | FALSE | L | Annual | Constraint Shadow Price | US2016$/Ton | 0 | 0 | 0 | 0 | 0 | 0 | 0 | 0
#4 - NOx SIPCall Constraint v5.16 | 2 | 6732 | Rate Constraint in MTons | FALSE | L | Annual | Seasons Included | Seasons | Summer | Summer | Summer | Summer | Summer | Summer | Summer | Summer
#4 - NOx SIPCall Constraint v5.16 | 2 | 6732 | Rate Constraint in MTons | FALSE | L | Annual | Standard NOX | Thousand Tons | 72.845 | 72.845 | 72.845 | 72.845 | 72.845 | 72.845 | 72.845 | 72.845
#4 - NOx SIPCall Constraint v5.16 | 2 | 6732 | Rate Constraint in MTons | FALSE | L | Annual | Emissions at Affected Plants NOX | Thousand Tons | 21.9305 | 23.4689 | 21.6945 | 20.2243 | 15.4505 | 15.816 | 15.5553 | 10.6083
#4 - NOx SIPCall Constraint v5.16 | 2 | 6732 | Rate Constraint in MTons | FALSE | L | Annual | Allowances Purchased NOX | Thousand Tons | 0 | 0 | 0 | 0 | 0 | 0 | 0 | 0
#4 - NOx SIPCall Constraint v5.16 | 2 | 6732 | Rate Constraint in MTons | FALSE | L | Annual | Allowances Sold NOX | Thousand Tons | 0 | 0 | 0 | 0 | 0 | 0 | 0 | 0
#4 - NOx SIPCall Constraint v5.16 | 2 | 6732 | Rate Constraint in MTons | FALSE | L | Annual | Allowances Banked | Thousand Tons | 0 | 0 | 0 | 0 | 0 | 0 | 0 | 0
#4 - NOx SIPCall Constraint v5.16 | 2 | 6732 | Rate Constraint in MTons | FALSE | L | Annual | Allowances Withdrawn (1:1) | Thousand Tons | 0 | 0 | 0 | 0 | 0 | 0 | 0 | 0
#4 - NOx SIPCall Constraint v5.16 | 2 | 6732 | Rate Constraint in MTons | FALSE | L | Annual | Allowances Withdrawn (n:1) | Thousand Tons | 0 | 0 | 0 | 0 | 0 | 0 | 0 | 0
#4 - NOx SIPCall Constraint v5.16 | 2 | 6732 | Rate Constraint in MTons | FALSE | L | Annual | Net Emissions Allowance Position | Thousand Tons | 21.9305 | 23.4689 | 21.6945 | 20.2243 | 15.4505 | 15.816 | 15.5553 | 10.6083
#4 - NOx SIPCall Constraint v5.16 | 2 | 6732 | Rate Constraint in MTons | FALSE | L | Annual | Fuel Consumed | TBtu | 658.7086 | 672.7304 | 665.4037 | 662.8363 | 649.616 | 668.7231 | 685.4251 | 603.494
#4 - NOx SIPCall Constraint v5.16 | 2 | 6732 | Rate Constraint in MTons | FALSE | L | Annual | Rate | lb/MMBtu | 0.066586 | 0.069772 | 0.065207 | 0.061023 | 0.047568 | 0.047302 | 0.045389 | 0.035156
#4 - NOx SIPCall Constraint v5.16 | 2 | 6732 | Rate Constraint in MTons | FALSE | L | Annual | Generation | TWh | 81.168 | 82.6674 | 82.0061 | 82.4571 | 85.6329 | 94.572 | 107.9351 | 110.175
#4 - NOx SIPCall Constraint v5.16 | 2 | 6732 | Rate Constraint in MTons | FALSE | L | Annual | Qualifying Generation | TWh | 81.0127 | 82.3008 | 81.878 | 81.9848 | 84.5561 | 88.3349 | 91.3354 | 83.1034
#4 - NOx SIPCall Constraint v5.16 | 2 | 6732 | Rate Constraint in MTons | FALSE | L | Annual | Rate | lb/MWh | 0.54141 | 0.57032 | 0.52992 | 0.49337 | 0.36545 | 0.35809 | 0.34062 | 0.2553
#4 - NOx SIPCall Constraint v5.16 | 2 | 6732 | Rate Constraint in MTons | FALSE | L | Annual | Constraint Shadow Price | US2016$/Ton | 0 | 0 | 0 | 0 | 0 | 0 | 0 | 0
#6 - WRAP SO2 Policy Case Constraint | 3 | 1265 | Rate Constraint in MTons | FALSE | L | Annual | Seasons Included | Seasons | Winter, WintShld, Summer | Winter, WintShld, Summer | Winter, WintShld, Summer | Winter, WintShld, Summer | Winter, WintShld, Summer | Winter, WintShld, Summer | Winter, WintShld, Summer | Winter, WintShld, Summer
#6 - WRAP SO2 Policy Case Constraint | 3 | 1265 | Rate Constraint in MTons | FALSE | L | Annual | Standard SO2 | Thousand Tons | 89.572 | 89.572 | 89.572 | 89.572 | 89.572 | 89.572 | 89.572 | 89.572
#6 - WRAP SO2 Policy Case Constraint | 3 | 1265 | Rate Constraint in MTons | FALSE | L | Annual | Emissions at Affected Plants SO2 | Thousand Tons | 38.3701 | 39.9047 | 39.8028 | 33.0449 | 32.8139 | 32.4087 | 31.8273 | 26.7032
#6 - WRAP SO2 Policy Case Constraint | 3 | 1265 | Rate Constraint in MTons | FALSE | L | Annual | Allowances Purchased SO2 | Thousand Tons | 0 | 0 | 0 | 0 | 0 | 0 | 0 | 0
#6 - WRAP SO2 Policy Case Constraint | 3 | 1265 | Rate Constraint in MTons | FALSE | L | Annual | Allowances Sold SO2 | Thousand Tons | 0 | 0 | 0 | 0 | 0 | 0 | 0 | 0
#6 - WRAP SO2 Policy Case Constraint | 3 | 1265 | Rate Constraint in MTons | FALSE | L | Annual | Allowances Banked | Thousand Tons | 0 | 0 | 0 | 0 | 0 | 0 | 0 | 0
#6 - WRAP SO2 Policy Case Constraint | 3 | 1265 | Rate Constraint in MTons | FALSE | L | Annual | Allowances Withdrawn (1:1) | Thousand Tons | 0 | 0 | 0 | 0 | 0 | 0 | 0 | 0
#6 - WRAP SO2 Policy Case Constraint | 3 | 1265 | Rate Constraint in MTons | FALSE | L | Annual | Allowances Withdrawn (n:1) | Thousand Tons | 0 | 0 | 0 | 0 | 0 | 0 | 0 | 0
#6 - WRAP SO2 Policy Case Constraint | 3 | 1265 | Rate Constraint in MTons | FALSE | L | Annual | Net Emissions Allowance Position | Thousand Tons | 38.3701 | 39.9047 | 39.8028 | 33.0449 | 32.8139 | 32.4087 | 31.8273 | 26.7032
#6 - WRAP SO2 Policy Case Constraint | 3 | 1265 | Rate Constraint in MTons | FALSE | L | Annual | Fuel Consumed | TBtu | 765.7731 | 806.2841 | 797.0456 | 720.6816 | 690.0378 | 693.3769 | 657.312 | 599.1941
#6 - WRAP SO2 Policy Case Constraint | 3 | 1265 | Rate Constraint in MTons | FALSE | L | Annual | Rate | lb/MMBtu | 0.10021 | 0.098984 | 0.099876 | 0.091705 | 0.095107 | 0.093481 | 0.096841 | 0.08913
#6 - WRAP SO2 Policy Case Constraint | 3 | 1265 | Rate Constraint in MTons | FALSE | L | Annual | Generation | TWh | 78.4711 | 82.426 | 79.8939 | 72.2875 | 69.6897 | 70.568 | 65.56 | 61.0462
#6 - WRAP SO2 Policy Case Constraint | 3 | 1265 | Rate Constraint in MTons | FALSE | L | Annual | Qualifying Generation | TWh | 78.4711 | 82.426 | 79.8939 | 72.2875 | 69.6897 | 70.1932 | 65.5342 | 60.9362
#6 - WRAP SO2 Policy Case Constraint | 3 | 1265 | Rate Constraint in MTons | FALSE | L | Annual | Rate | lb/MWh | 0.97794 | 0.96826 | 0.99639 | 0.91426 | 0.94171 | 0.92341 | 0.97132 | 0.87643
#6 - WRAP SO2 Policy Case Constraint | 3 | 1265 | Rate Constraint in MTons | FALSE | L | Annual | Constraint Shadow Price | US2016$/Ton | 0 | 0 | 0 | 0 | 0 | 0 | 0 | 0
#CAN - #1 National - SO2 Cap Annual v3.1 | 4 | 1731 | Rate Constraint in MTons | FALSE | L | Annual | Seasons Included | Seasons | Winter, WintShld, Summer | Winter, WintShld, Summer | Winter, WintShld, Summer | Winter, WintShld, Summer | Winter, WintShld, Summer | Winter, WintShld, Summer | Winter, WintShld, Summer | Winter, WintShld, Summer
#CAN - #1 National - SO2 Cap Annual v3.1 | 4 | 1731 | Rate Constraint in MTons | FALSE | L | Annual | Standard SO2 | Thousand Tons | 948.21 | 948.21 | 948.21 | 948.21 | 948.21 | 948.21 | 948.21 | 948.21
#CAN - #1 National - SO2 Cap Annual v3.1 | 4 | 1731 | Rate Constraint in MTons | FALSE | L | Annual | Emissions at Affected Plants SO2 | Thousand Tons | 154.909 | 149.6524 | 149.3283 | 47.5744 | 20.4027 | 11.2353 | 11.2315 | 0.06609
#CAN - #1 National - SO2 Cap Annual v3.1 | 4 | 1731 | Rate Constraint in MTons | FALSE | L | Annual | Allowances Purchased SO2 | Thousand Tons | 0 | 0 | 0 | 0 | 0 | 0 | 0 | 0
#CAN - #1 National - SO2 Cap Annual v3.1 | 4 | 1731 | Rate Constraint in MTons | FALSE | L | Annual | Allowances Sold SO2 | Thousand Tons | 0 | 0 | 0 | 0 | 0 | 0 | 0 | 0
#CAN - #1 National - SO2 Cap Annual v3.1 | 4 | 1731 | Rate Constraint in MTons | FALSE | L | Annual | Allowances Banked | Thousand Tons | 0 | 0 | 0 | 0 | 0 | 0 | 0 | 0
#CAN - #1 National - SO2 Cap Annual v3.1 | 4 | 1731 | Rate Constraint in MTons | FALSE | L | Annual | Allowances Withdrawn (1:1) | Thousand Tons | 0 | 0 | 0 | 0 | 0 | 0 | 0 | 0
#CAN - #1 National - SO2 Cap Annual v3.1 | 4 | 1731 | Rate Constraint in MTons | FALSE | L | Annual | Allowances Withdrawn (n:1) | Thousand Tons | 0 | 0 | 0 | 0 | 0 | 0 | 0 | 0
#CAN - #1 National - SO2 Cap Annual v3.1 | 4 | 1731 | Rate Constraint in MTons | FALSE | L | Annual | Net Emissions Allowance Position | Thousand Tons | 154.909 | 149.6524 | 149.3283 | 47.5744 | 20.4027 | 11.2353 | 11.2315 | 0.06609
#CAN - #1 National - SO2 Cap Annual v3.1 | 4 | 1731 | Rate Constraint in MTons | FALSE | L | Annual | Fuel Consumed | TBtu | 776.5005 | 858.5786 | 915.755 | 756.0577 | 774.9268 | 776.9476 | 785.0759 | 754.7366
#CAN - #1 National - SO2 Cap Annual v3.1 | 4 | 1731 | Rate Constraint in MTons | FALSE | L | Annual | Rate | lb/MMBtu | 0.39899 | 0.34861 | 0.32613 | 0.12585 | 0.052657 | 0.028922 | 0.028612 | 0.00017513
#CAN - #1 National - SO2 Cap Annual v3.1 | 4 | 1731 | Rate Constraint in MTons | FALSE | L | Annual | Generation | TWh | 92.966 | 105.4155 | 113.4476 | 101.6373 | 104.8327 | 107.582 | 109.5784 | 107.6955
#CAN - #1 National - SO2 Cap Annual v3.1 | 4 | 1731 | Rate Constraint in MTons | FALSE | L | Annual | Qualifying Generation | TWh | 92.966 | 105.4155 | 113.4476 | 101.6373 | 104.8327 | 107.582 | 109.5784 | 107.6955
#CAN - #1 National - SO2 Cap Annual v3.1 | 4 | 1731 | Rate Constraint in MTons | FALSE | L | Annual | Rate | lb/MWh | 3.3326 | 2.8393 | 2.6326 | 0.93616 | 0.38924 | 0.20887 | 0.20499 | 0.0012273
#CAN - #1 National - SO2 Cap Annual v3.1 | 4 | 1731 | Rate Constraint in MTons | FALSE | L | Annual | Constraint Shadow Price | US2016$/Ton | 0 | 0 | 0 | 0 | 0 | 0 | 0 | 0
#CAN - AB - MER Cap Annual v4.12 | 5 | 2323 | Rate Constraint in MTons | FALSE | L | Annual | Seasons Included | Seasons | Winter, WintShld, Summer | Winter, WintShld, Summer | Winter, WintShld, Summer | Winter, WintShld, Summer | Winter, WintShld, Summer | Winter, WintShld, Summer | Winter, WintShld, Summer | Winter, WintShld, Summer
#CAN - AB - MER Cap Annual v4.12 | 5 | 2323 | Rate Constraint in MTons | FALSE | L | Annual | Standard MER | lbs | 1300.7273 | 1300.7273 | 1300.7273 | 1300.7273 | 1300.7273 | 1300.7273 | 1300.7273 | 1300.7273
#CAN - AB - MER Cap Annual v4.12 | 5 | 2323 | Rate Constraint in MTons | FALSE | L | Annual | Emissions at Affected Plants MER | lbs | 1300.7273 | 1300.7273 | 1300.7273 | 310.0998 | 310.0998 | 155.0499 | 155.0499 | 0
#CAN - AB - MER Cap Annual v4.12 | 5 | 2323 | Rate Constraint in MTons | FALSE | L | Annual | Allowances Purchased MER | lbs | 0 | 0 | 0 | 0 | 0 | 0 | 0 | 0
#CAN - AB - MER Cap Annual v4.12 | 5 | 2323 | Rate Constraint in MTons | FALSE | L | Annual | Allowances Sold MER | lbs | 0 | 0 | 0 | 0 | 0 | 0 | 0 | 0
#CAN - AB - MER Cap Annual v4.12 | 5 | 2323 | Rate Constraint in MTons | FALSE | L | Annual | Allowances Banked | lbs | 0 | 0 | 0 | 0 | 0 | 0 | 0 | 0
#CAN - AB - MER Cap Annual v4.12 | 5 | 2323 | Rate Constraint in MTons | FALSE | L | Annual | Allowances Withdrawn (1:1) | lbs | 0 | 0 | 0 | 0 | 0 | 0 | 0 | 0
#CAN - AB - MER Cap Annual v4.12 | 5 | 2323 | Rate Constraint in MTons | FALSE | L | Annual | Allowances Withdrawn (n:1) | lbs | 0 | 0 | 0 | 0 | 0 | 0 | 0 | 0
#CAN - AB - MER Cap Annual v4.12 | 5 | 2323 | Rate Constraint in MTons | FALSE | L | Annual | Net Emissions Allowance Position | lbs | 1300.7273 | 1300.7273 | 1300.7273 | 310.0998 | 310.0998 | 155.0499 | 155.0499 | 0
#CAN - AB - MER Cap Annual v4.12 | 5 | 2323 | Rate Constraint in MTons | FALSE | L | Annual | Fuel Consumed | TBtu | 307.0563 | 307.0563 | 307.0563 | 64.6709 | 64.6709 | 32.3355 | 32.3355 | 0
#CAN - AB - MER Cap Annual v4.12 | 5 | 2323 | Rate Constraint in MTons | FALSE | L | Annual | Rate | lb/MMBtu | 4.2361e-06 | 4.2361e-06 | 4.2361e-06 | 4.795e-06 | 4.795e-06 | 4.795e-06 | 4.795e-06 | 0
#CAN - AB - MER Cap Annual v4.12 | 5 | 2323 | Rate Constraint in MTons | FALSE | L | Annual | Generation | TWh | 29.4454 | 29.4454 | 29.4454 | 6.2017 | 6.2017 | 3.1008 | 3.1008 | 0
#CAN - AB - MER Cap Annual v4.12 | 5 | 2323 | Rate Constraint in MTons | FALSE | L | Annual | Qualifying Generation | TWh | 29.4454 | 29.4454 | 29.4454 | 6.2017 | 6.2017 | 3.1008 | 3.1008 | 0
#CAN - AB - MER Cap Annual v4.12 | 5 | 2323 | Rate Constraint in MTons | FALSE | L | Annual | Rate | lb/MWh | 4.4174e-05 | 4.4174e-05 | 4.4174e-05 | 5.0003e-05 | 5.0003e-05 | 5.0003e-05 | 5.0003e-05 | 0
#CAN - AB - MER Cap Annual v4.12 | 5 | 2323 | Rate Constraint in MTons | FALSE | L | Annual | Constraint Shadow Price | US2016$/Lb | 1835.0292 | 37786.0864 | 9989.4483 | 0 | 0 | 0 | 0 | 0
#CAN - BC - CO2 Constraint- v.6.17 | 6 | 6961 | Rate Constraint in MTons | FALSE | L | Annual | Seasons Included | Seasons | Winter, WintShld, Summer | Winter, WintShld, Summer | Winter, WintShld, Summer | Winter, WintShld, Summer | Winter, WintShld, Summer | Winter, WintShld, Summer | Winter, WintShld, Summer | Winter, WintShld, Summer
#CAN - BC - CO2 Constraint- v.6.17 | 6 | 6961 | Rate Constraint in MTons | FALSE | L | Annual | Standard CO2 | Thousand Tons | 0 | 0 | 0 | 0 | 0 | 0 | 0 | 0
#CAN - BC - CO2 Constraint- v.6.17 | 6 | 6961 | Rate Constraint in MTons | FALSE | L | Annual | Emissions at Affected Plants CO2 | Thousand Tons | 0 | 0 | 63.1732 | 150.521 | 150.521 | 150.521 | 150.521 | 0
#CAN - BC - CO2 Constraint- v.6.17 | 6 | 6961 | Rate Constraint in MTons | FALSE | L | Annual | Allowances Purchased CO2 | Thousand Tons | 0 | 0 | -63.1732 | -150.521 | -150.521 | -150.521 | -150.521 | 0
#CAN - BC - CO2 Constraint- v.6.17 | 6 | 6961 | Rate Constraint in MTons | FALSE | L | Annual | Allowances Sold CO2 | Thousand Tons | 0 | 0 | 0 | 0 | 0 | 0 | 0 | 0
#CAN - BC - CO2 Constraint- v.6.17 | 6 | 6961 | Rate Constraint in MTons | FALSE | L | Annual | Allowances Banked | Thousand Tons | 0 | 0 | 0 | 0 | 0 | 0 | 0 | 0
#CAN - BC - CO2 Constraint- v.6.17 | 6 | 6961 | Rate Constraint in MTons | FALSE | L | Annual | Allowances Withdrawn (1:1) | Thousand Tons | 0 | 0 | 0 | 0 | 0 | 0 | 0 | 0
#CAN - BC - CO2 Constraint- v.6.17 | 6 | 6961 | Rate Constraint in MTons | FALSE | L | Annual | Allowances Withdrawn (n:1) | Thousand Tons | 0 | 0 | 0 | 0 | 0 | 0 | 0 | 0
#CAN - BC - CO2 Constraint- v.6.17 | 6 | 6961 | Rate Constraint in MTons | FALSE | L | Annual | Net Emissions Allowance Position | Thousand Tons | 0 | 0 | -3.3104e-08 | -8.6055e-08 | -8.6055e-08 | -8.6055e-08 | -8.6055e-08 | 0
#CAN - BC - CO2 Constraint- v.6.17 | 6 | 6961 | Rate Constraint in MTons | FALSE | L | Annual | Fuel Consumed | TBtu | 0 | 0 | 1.0791 | 2.5713 | 2.5713 | 2.5713 | 2.5713 | 0
#CAN - BC - CO2 Constraint- v.6.17 | 6 | 6961 | Rate Constraint in MTons | FALSE | L | Annual | Rate | lb/MMBtu | 0 | 0 | 117.08 | 117.08 | 117.08 | 117.08 | 117.08 | 0
#CAN - BC - CO2 Constraint- v.6.17 | 6 | 6961 | Rate Constraint in MTons | FALSE | L | Annual | Generation | TWh | 0 | 0 | 0.17266 | 0.4114 | 0.4114 | 0.4114 | 0.4114 | 0
#CAN - BC - CO2 Constraint- v.6.17 | 6 | 6961 | Rate Constraint in MTons | FALSE | L | Annual | Qualifying Generation | TWh | 0 | 0 | 0.17266 | 0.4114 | 0.4114 | 0.4114 | 0.4114 | 0
#CAN - BC - CO2 Constraint- v.6.17 | 6 | 6961 | Rate Constraint in MTons | FALSE | L | Annual | Rate | lb/MWh | 0 | 0 | 731.75 | 731.75 | 731.75 | 731.75 | 731.75 | 0
#CAN - BC - CO2 Constraint- v.6.17 | 6 | 6961 | Rate Constraint in MTons | FALSE | L | Annual | Constraint Shadow Price | US2016$/Ton | 20.669 | 20.6687 | 20.6684 | 20.6685 | 20.6685 | 20.6687 | 20.6687 | 20.6688
#CAN - MB - Acid Rain - SO2 Cap Annual v3.1 | 7 | 1732 | Rate Constraint in MTons | FALSE | L | Annual | Seasons Included | Seasons | Winter, WintShld, Summer | Winter, WintShld, Summer | Winter, WintShld, Summer | Winter, WintShld, Summer | Winter, WintShld, Summer | Winter, WintShld, Summer | Winter, WintShld, Summer | Winter, WintShld, Summer
#CAN - MB - Acid Rain - SO2 Cap Annual v3.1 | 7 | 1732 | Rate Constraint in MTons | FALSE | L | Annual | Standard SO2 | Thousand Tons | 4.41 | 4.41 | 4.41 | 4.41 | 4.41 | 4.41 | 4.41 | 4.41
#CAN - MB - Acid Rain - SO2 Cap Annual v3.1 | 7 | 1732 | Rate Constraint in MTons | FALSE | L | Annual | Emissions at Affected Plants SO2 | Thousand Tons | 0 | 0 | 0 | 0 | 0 | 0 | 0 | 0
#CAN - MB - Acid Rain - SO2 Cap Annual v3.1 | 7 | 1732 | Rate Constraint in MTons | FALSE | L | Annual | Allowances Purchased SO2 | Thousand Tons | 0 | 0 | 0 | 0 | 0 | 0 | 0 | 0
#CAN - MB - Acid Rain - SO2 Cap Annual v3.1 | 7 | 1732 | Rate Constraint in MTons | FALSE | L | Annual | Allowances Sold SO2 | Thousand Tons | 0 | 0 | 0 | 0 | 0 | 0 | 0 | 0
#CAN - MB - Acid Rain - SO2 Cap Annual v3.1 | 7 | 1732 | Rate Constraint in MTons | FALSE | L | Annual | Allowances Banked | Thousand Tons | 0 | 0 | 0 | 0 | 0 | 0 | 0 | 0
#CAN - MB - Acid Rain - SO2 Cap Annual v3.1 | 7 | 1732 | Rate Constraint in MTons | FALSE | L | Annual | Allowances Withdrawn (1:1) | Thousand Tons | 0 | 0 | 0 | 0 | 0 | 0 | 0 | 0
#CAN - MB - Acid Rain - SO2 Cap Annual v3.1 | 7 | 1732 | Rate Constraint in MTons | FALSE | L | Annual | Allowances Withdrawn (n:1) | Thousand Tons | 0 | 0 | 0 | 0 | 0 | 0 | 0 | 0
#CAN - MB - Acid Rain - SO2 Cap Annual v3.1 | 7 | 1732 | Rate Constraint in MTons | FALSE | L | Annual | Net Emissions Allowance Position | Thousand Tons | 0 | 0 | 0 | 0 | 0 | 0 | 0 | 0
#CAN - MB - Acid Rain - SO2 Cap Annual v3.1 | 7 | 1732 | Rate Constraint in MTons | FALSE | L | Annual | Fuel Consumed | TBtu | 0 | 0 | 0 | 0.035068 | 0.085857 | 0.13127 | 0.11044 | 0.10596
#CAN - MB - Acid Rain - SO2 Cap Annual v3.1 | 7 | 1732 | Rate Constraint in MTons | FALSE | L | Annual | Rate | lb/MMBtu | 0 | 0 | 0 | 0 | 0 | 0 | 0 | 0
#CAN - MB - Acid Rain - SO2 Cap Annual v3.1 | 7 | 1732 | Rate Constraint in MTons | FALSE | L | Annual | Generation | TWh | 0 | 0 | 0 | 0.0031119 | 0.0076188 | 0.011649 | 0.0097675 | 0.0094032
#CAN - MB - Acid Rain - SO2 Cap Annual v3.1 | 7 | 1732 | Rate Constraint in MTons | FALSE | L | Annual | Qualifying Generation | TWh | 0 | 0 | 0 | 0.0031119 | 0.0076188 | 0.011649 | 0.0097675 | 0.0094032
#CAN - MB - Acid Rain - SO2 Cap Annual v3.1 | 7 | 1732 | Rate Constraint in MTons | FALSE | L | Annual | Rate | lb/MWh | 0 | 0 | 0 | 0 | 0 | 0 | 0 | 0
#CAN - MB - Acid Rain - SO2 Cap Annual v3.1 | 7 | 1732 | Rate Constraint in MTons | FALSE | L | Annual | Constraint Shadow Price | US2016$/Ton | 0 | 0 | 0 | 0 | 0 | 0 | 0 | 0
#CAN - MB - CO2 Constraint- v.6.17 | 8 | 6962 | Rate Constraint in MTons | FALSE | L | Annual | Seasons Included | Seasons | Winter, WintShld, Summer | Winter, WintShld, Summer | Winter, WintShld, Summer | Winter, WintShld, Summer | Winter, WintShld, Summer | Winter, WintShld, Summer | Winter, WintShld, Summer | Winter, WintShld, Summer
#CAN - MB - CO2 Constraint- v.6.17 | 8 | 6962 | Rate Constraint in MTons | FALSE | L | Annual | Standard CO2 | Thousand Tons | 0 | 0 | 0 | 0 | 0 | 0 | 0 | 0
#CAN - MB - CO2 Constraint- v.6.17 | 8 | 6962 | Rate Constraint in MTons | FALSE | L | Annual | Emissions at Affected Plants CO2 | Thousand Tons | 0 | 0 | 0 | 0 | 0 | 0 | 0 | 0
#CAN - MB - CO2 Constraint- v.6.17 | 8 | 6962 | Rate Constraint in MTons | FALSE | L | Annual | Allowances Purchased CO2 | Thousand Tons | 0 | 0 | 0 | 0 | 0 | 0 | 0 | 0
#CAN - MB - CO2 Constraint- v.6.17 | 8 | 6962 | Rate Constraint in MTons | FALSE | L | Annual | Allowances Sold CO2 | Thousand Tons | 0 | 0 | 0 | 0 | 0 | 0 | 0 | 0
#CAN - MB - CO2 Constraint- v.6.17 | 8 | 6962 | Rate Constraint in MTons | FALSE | L | Annual | Allowances Banked | Thousand Tons | 0 | 0 | 0 | 0 | 0 | 0 | 0 | 0
#CAN - MB - CO2 Constraint- v.6.17 | 8 | 6962 | Rate Constraint in MTons | FALSE | L | Annual | Allowances Withdrawn (1:1) | Thousand Tons | 0 | 0 | 0 | 0 | 0 | 0 | 0 | 0
#CAN - MB - CO2 Constraint- v.6.17 | 8 | 6962 | Rate Constraint in MTons | FALSE | L | Annual | Allowances Withdrawn (n:1) | Thousand Tons | 0 | 0 | 0 | 0 | 0 | 0 | 0 | 0
#CAN - MB - CO2 Constraint- v.6.17 | 8 | 6962 | Rate Constraint in MTons | FALSE | L | Annual | Net Emissions Allowance Position | Thousand Tons | 0 | 0 | 0 | 0 | 0 | 0 | 0 | 0
#CAN - MB - CO2 Constraint- v.6.17 | 8 | 6962 | Rate Constraint in MTons | FALSE | L | Annual | Fuel Consumed | TBtu | 0 | 0 | 0 | 0 | 0 | 0 | 0 | 0
#CAN - MB - CO2 Constraint- v.6.17 | 8 | 6962 | Rate Constraint in MTons | FALSE | L | Annual | Rate | lb/MMBtu | 0 | 0 | 0 | 0 | 0 | 0 | 0 | 0
#CAN - MB - CO2 Constraint- v.6.17 | 8 | 6962 | Rate Constraint in MTons | FALSE | L | Annual | Generation | TWh | 0 | 0 | 0 | 0 | 0 | 0 | 0 | 0
#CAN - MB - CO2 Constraint- v.6.17 | 8 | 6962 | Rate Constraint in MTons | FALSE | L | Annual | Qualifying Generation | TWh | 0 | 0 | 0 | 0 | 0 | 0 | 0 | 0
#CAN - MB - CO2 Constraint- v.6.17 | 8 | 6962 | Rate Constraint in MTons | FALSE | L | Annual | Rate | lb/MWh | 0 | 0 | 0 | 0 | 0 | 0 | 0 | 0
#CAN - MB - CO2 Constraint- v.6.17 | 8 | 6962 | Rate Constraint in MTons | FALSE | L | Annual | Constraint Shadow Price | US2016$/Ton | 9.787 | 9.7863 | 9.7859 | 9.786 | 9.7859 | 9.786 | 9.7865 | 9.7861
#CAN - MB - MER Cap Annual v4.12 | 9 | 2321 | Rate Constraint in MTons | FALSE | L | Annual | Seasons Included | Seasons | Winter, WintShld, Summer | Winter, WintShld, Summer | Winter, WintShld, Summer | Winter, WintShld, Summer | Winter, WintShld, Summer | Winter, WintShld, Summer | Winter, WintShld, Summer | Winter, WintShld, Summer
#CAN - MB - MER Cap Annual v4.12 | 9 | 2321 | Rate Constraint in MTons | FALSE | L | Annual | Standard MER | lbs | 44.0925 | 44.0925 | 44.0925 | 44.0925 | 44.0925 | 44.0925 | 44.0925 | 44.0925
#CAN - MB - MER Cap Annual v4.12 | 9 | 2321 | Rate Constraint in MTons | FALSE | L | Annual | Emissions at Affected Plants MER | lbs | 0 | 0 | 0 | 0 | 0 | 0 | 0 | 0
#CAN - MB - MER Cap Annual v4.12 | 9 | 2321 | Rate Constraint in MTons | FALSE | L | Annual | Allowances Purchased MER | lbs | 0 | 0 | 0 | 0 | 0 | 0 | 0 | 0
#CAN - MB - MER Cap Annual v4.12 | 9 | 2321 | Rate Constraint in MTons | FALSE | L | Annual | Allowances Sold MER | lbs | 0 | 0 | 0 | 0 | 0 | 0 | 0 | 0
#CAN - MB - MER Cap Annual v4.12 | 9 | 2321 | Rate Constraint in MTons | FALSE | L | Annual | Allowances Banked | lbs | 0 | 0 | 0 | 0 | 0 | 0 | 0 | 0
#CAN - MB - MER Cap Annual v4.12 | 9 | 2321 | Rate Constraint in MTons | FALSE | L | Annual | Allowances Withdrawn (1:1) | lbs | 0 | 0 | 0 | 0 | 0 | 0 | 0 | 0
#CAN - MB - MER Cap Annual v4.12 | 9 | 2321 | Rate Constraint in MTons | FALSE | L | Annual | Allowances Withdrawn (n:1) | lbs | 0 | 0 | 0 | 0 | 0 | 0 | 0 | 0
#CAN - MB - MER Cap Annual v4.12 | 9 | 2321 | Rate Constraint in MTons | FALSE | L | Annual | Net Emissions Allowance Position | lbs | 0 | 0 | 0 | 0 | 0 | 0 | 0 | 0
#CAN - MB - MER Cap Annual v4.12 | 9 | 2321 | Rate Constraint in MTons | FALSE | L | Annual | Fuel Consumed | TBtu | 0 | 0 | 0 | 0 | 0 | 0 | 0 | 0
#CAN - MB - MER Cap Annual v4.12 | 9 | 2321 | Rate Constraint in MTons | FALSE | L | Annual | Rate | lb/MMBtu | 0 | 0 | 0 | 0 | 0 | 0 | 0 | 0
#CAN - MB - MER Cap Annual v4.12 | 9 | 2321 | Rate Constraint in MTons | FALSE | L | Annual | Generation | TWh | 0 | 0 | 0 | 0 | 0 | 0 | 0 | 0
#CAN - MB - MER Cap Annual v4.12 | 9 | 2321 | Rate Constraint in MTons | FALSE | L | Annual | Qualifying Generation | TWh | 0 | 0 | 0 | 0 | 0 | 0 | 0 | 0
#CAN - MB - MER Cap Annual v4.12 | 9 | 2321 | Rate Constraint in MTons | FALSE | L | Annual | Rate | lb/MWh | 0 | 0 | 0 | 0 | 0 | 0 | 0 | 0
#CAN - MB - MER Cap Annual v4.12 | 9 | 2321 | Rate Constraint in MTons | FALSE | L | Annual | Constraint Shadow Price | US2016$/Lb | 0 | 0 | 0 | 0 | 0 | 0 | 0 | 0
#CAN - NB - Acid Rain - SO2 Cap Annual v3.1 | 10 | 1733 | Rate Constraint in MTons | FALSE | L | Annual | Seasons Included | Seasons | Winter, WintShld, Summer | Winter, WintShld, Summer | Winter, WintShld, Summer | Winter, WintShld, Summer | Winter, WintShld, Summer | Winter, WintShld, Summer | Winter, WintShld, Summer | Winter, WintShld, Summer
#CAN - NB - Acid Rain - SO2 Cap Annual v3.1 | 10 | 1733 | Rate Constraint in MTons | FALSE | L | Annual | Standard SO2 | Thousand Tons | 135.58 | 135.58 | 135.58 | 135.58 | 135.58 | 135.58 | 135.58 | 135.58
#CAN - NB - Acid Rain - SO2 Cap Annual v3.1 | 10 | 1733 | Rate Constraint in MTons | FALSE | L | Annual | Emissions at Affected Plants SO2 | Thousand Tons | 0 | 0 | 0 | 0 | 0 | 0 | 0 | 0
#CAN - NB - Acid Rain - SO2 Cap Annual v3.1 | 10 | 1733 | Rate Constraint in MTons | FALSE | L | Annual | Allowances Purchased SO2 | Thousand Tons | 0 | 0 | 0 | 0 | 0 | 0 | 0 | 0
#CAN - NB - Acid Rain - SO2 Cap Annual v3.1 | 10 | 1733 | Rate Constraint in MTons | FALSE | L | Annual | Allowances Sold SO2 | Thousand Tons | 0 | 0 | 0 | 0 | 0 | 0 | 0 | 0
#CAN - NB - Acid Rain - SO2 Cap Annual v3.1 | 10 | 1733 | Rate Constraint in MTons | FALSE | L | Annual | Allowances Banked | Thousand Tons | 0 | 0 | 0 | 0 | 0 | 0 | 0 | 0
#CAN - NB - Acid Rain - SO2 Cap Annual v3.1 | 10 | 1733 | Rate Constraint in MTons | FALSE | L | Annual | Allowances Withdrawn (1:1) | Thousand Tons | 0 | 0 | 0 | 0 | 0 | 0 | 0 | 0
#CAN - NB - Acid Rain - SO2 Cap Annual v3.1 | 10 | 1733 | Rate Constraint in MTons | FALSE | L | Annual | Allowances Withdrawn (n:1) | Thousand Tons | 0 | 0 | 0 | 0 | 0 | 0 | 0 | 0
#CAN - NB - Acid Rain - SO2 Cap Annual v3.1 | 10 | 1733 | Rate Constraint in MTons | FALSE | L | Annual | Net Emissions Allowance Position | Thousand Tons | 0 | 0 | 0 | 0 | 0 | 0 | 0 | 0
#CAN - NB - Acid Rain - SO2 Cap Annual v3.1 | 10 | 1733 | Rate Constraint in MTons | FALSE | L | Annual | Fuel Consumed | TBtu | 2.6844 | 3.9974 | 3.7076 | 4.956 | 5.4793 | 6.535 | 5.1913 | 4.9527
#CAN - NB - Acid Rain - SO2 Cap Annual v3.1 | 10 | 1733 | Rate Constraint in MTons | FALSE | L | Annual | Rate | lb/MMBtu | 0 | 0 | 0 | 0 | 0 | 0 | 0 | 0
#CAN - NB - Acid Rain - SO2 Cap Annual v3.1 | 10 | 1733 | Rate Constraint in MTons | FALSE | L | Annual | Generation | TWh | 0.35367 | 0.52599 | 0.48848 | 0.65295 | 0.72191 | 0.86029 | 0.68355 | 0.65253
#CAN - NB - Acid Rain - SO2 Cap Annual v3.1 | 10 | 1733 | Rate Constraint in MTons | FALSE | L | Annual | Qualifying Generation | TWh | 0.35367 | 0.52599 | 0.48848 | 0.65295 | 0.72191 | 0.86029 | 0.68355 | 0.65253
#CAN - NB - Acid Rain - SO2 Cap Annual v3.1 | 10 | 1733 | Rate Constraint in MTons | FALSE | L | Annual | Rate | lb/MWh | 0 | 0 | 0 | 0 | 0 | 0 | 0 | 0
#CAN - NB - Acid Rain - SO2 Cap Annual v3.1 | 10 | 1733 | Rate Constraint in MTons | FALSE | L | Annual | Constraint Shadow Price | US2016$/Ton | 0 | 0 | 0 | 0 | 0 | 0 | 0 | 0
#CAN - NB - MER Cap Annual v4.12 | 11 | 2319 | Rate Constraint in MTons | FALSE | L | Annual | Seasons Included | Seasons | Winter, WintShld, Summer | Winter, WintShld, Summer | Winter, WintShld, Summer | Winter, WintShld, Summer | Winter, WintShld, Summer | Winter, WintShld, Summer | Winter, WintShld, Summer | Winter, WintShld, Summer
#CAN - NB - MER Cap Annual v4.12 | 11 | 2319 | Rate Constraint in MTons | FALSE | L | Annual | Standard MER | lbs | 55.1156 | 55.1156 | 55.1156 | 55.1156 | 55.1156 | 55.1156 | 55.1156 | 55.1156
#CAN - NB - MER Cap Annual v4.12 | 11 | 2319 | Rate Constraint in MTons | FALSE | L | Annual | Emissions at Affected Plants MER | lbs | 0 | 0 | 0 | 0 | 0 | 0 | 0 | 0
#CAN - NB - MER Cap Annual v4.12 | 11 | 2319 | Rate Constraint in MTons | FALSE | L | Annual | Allowances Purchased MER | lbs | 0 | 0 | 0 | 0 | 0 | 0 | 0 | 0
#CAN - NB - MER Cap Annual v4.12 | 11 | 2319 | Rate Constraint in MTons | FALSE | L | Annual | Allowances Sold MER | lbs | 0 | 0 | 0 | 0 | 0 | 0 | 0 | 0
#CAN - NB - MER Cap Annual v4.12 | 11 | 2319 | Rate Constraint in MTons | FALSE | L | Annual | Allowances Banked | lbs | 0 | 0 | 0 | 0 | 0 | 0 | 0 | 0
#CAN - NB - MER Cap Annual v4.12 | 11 | 2319 | Rate Constraint in MTons | FALSE | L | Annual | Allowances Withdrawn (1:1) | lbs | 0 | 0 | 0 | 0 | 0 | 0 | 0 | 0
#CAN - NB - MER Cap Annual v4.12 | 11 | 2319 | Rate Constraint in MTons | FALSE | L | Annual | Allowances Withdrawn (n:1) | lbs | 0 | 0 | 0 | 0 | 0 | 0 | 0 | 0
#CAN - NB - MER Cap Annual v4.12 | 11 | 2319 | Rate Constraint in MTons | FALSE | L | Annual | Net Emissions Allowance Position | lbs | 0 | 0 | 0 | 0 | 0 | 0 | 0 | 0
#CAN - NB - MER Cap Annual v4.12 | 11 | 2319 | Rate Constraint in MTons | FALSE | L | Annual | Fuel Consumed | TBtu | 0 | 0 | 0 | 0 | 0 | 0 | 0 | 0
#CAN - NB - MER Cap Annual v4.12 | 11 | 2319 | Rate Constraint in MTons | FALSE | L | Annual | Rate | lb/MMBtu | 0 | 0 | 0 | 0 | 0 | 0 | 0 | 0
#CAN - NB - MER Cap Annual v4.12 | 11 | 2319 | Rate Constraint in MTons | FALSE | L | Annual | Generation | TWh | 0 | 0 | 0 | 0 | 0 | 0 | 0 | 0
#CAN - NB - MER Cap Annual v4.12 | 11 | 2319 | Rate Constraint in MTons | FALSE | L | Annual | Qualifying Generation | TWh | 0 | 0 | 0 | 0 | 0 | 0 | 0 | 0
#CAN - NB - MER Cap Annual v4.12 | 11 | 2319 | Rate Constraint in MTons | FALSE | L | Annual | Rate | lb/MWh | 0 | 0 | 0 | 0 | 0 | 0 | 0 | 0
#CAN - NB - MER Cap Annual v4.12 | 11 | 2319 | Rate Constraint in MTons | FALSE | L | Annual | Constraint Shadow Price | US2016$/Lb | 0 | 0 | 0 | 0 | 0 | 0 | 0 | 0
#CAN - NL&NF - SO2 Cap Annual v3.1 | 12 | 1734 | Rate Constraint in MTons | FALSE | L | Annual | Seasons Included | Seasons | Winter, WintShld, Summer | Winter, WintShld, Summer | Winter, WintShld, Summer | Winter, WintShld, Summer | Winter, WintShld, Summer | Winter, WintShld, Summer | Winter, WintShld, Summer | Winter, WintShld, Summer
#CAN - NL&NF - SO2 Cap Annual v3.1 | 12 | 1734 | Rate Constraint in MTons | FALSE | L | Annual | Standard SO2 | Thousand Tons | 16.53 | 16.53 | 16.53 | 16.53 | 16.53 | 16.53 | 16.53 | 16.53
#CAN - NL&NF - SO2 Cap Annual v3.1 | 12 | 1734 | Rate Constraint in MTons | FALSE | L | Annual | Emissions at Affected Plants SO2 | Thousand Tons | 0 | 0 | 0 | 0 | 0 | 0 | 0 | 0
#CAN - NL&NF - SO2 Cap Annual v3.1 | 12 | 1734 | Rate Constraint in MTons | FALSE | L | Annual | Allowances Purchased SO2 | Thousand Tons | 0 | 0 | 0 | 0 | 0 | 0 | 0 | 0
#CAN - NL&NF - SO2 Cap Annual v3.1 | 12 | 1734 | Rate Constraint in MTons | FALSE | L | Annual | Allowances Sold SO2 | Thousand Tons | 0 | 0 | 0 | 0 | 0 | 0 | 0 | 0
#CAN - NL&NF - SO2 Cap Annual v3.1 | 12 | 1734 | Rate Constraint in MTons | FALSE | L | Annual | Allowances Banked | Thousand Tons | 0 | 0 | 0 | 0 | 0 | 0 | 0 | 0
#CAN - NL&NF - SO2 Cap Annual v3.1 | 12 | 1734 | Rate Constraint in MTons | FALSE | L | Annual | Allowances Withdrawn (1:1) | Thousand Tons | 0 | 0 | 0 | 0 | 0 | 0 | 0 | 0
#CAN - NL&NF - SO2 Cap Annual v3.1 | 12 | 1734 | Rate Constraint in MTons | FALSE | L | Annual | Allowances Withdrawn (n:1) | Thousand Tons | 0 | 0 | 0 | 0 | 0 | 0 | 0 | 0
#CAN - NL&NF - SO2 Cap Annual v3.1 | 12 | 1734 | Rate Constraint in MTons | FALSE | L | Annual | Net Emissions Allowance Position | Thousand Tons | 0 | 0 | 0 | 0 | 0 | 0 | 0 | 0
#CAN - NL&NF - SO2 Cap Annual v3.1 | 12 | 1734 | Rate Constraint in MTons | FALSE | L | Annual | Fuel Consumed | TBtu | 0 | 0 | 0 | 0 | 2.7797 | 2.7797 | 2.7797 | 2.7797
#CAN - NL&NF - SO2 Cap Annual v3.1 | 12 | 1734 | Rate Constraint in MTons | FALSE | L | Annual | Rate | lb/MMBtu | 0 | 0 | 0 | 0 | 0 | 0 | 0 | 0
#CAN - NL&NF - SO2 Cap Annual v3.1 | 12 | 1734 | Rate Constraint in MTons | FALSE | L | Annual | Generation | TWh | 0 | 0 | 0 | 0 | 0.32511 | 0.32511 | 0.32511 | 0.32511
#CAN - NL&NF - SO2 Cap Annual v3.1 | 12 | 1734 | Rate Constraint in MTons | FALSE | L | Annual | Qualifying Generation | TWh | 0 | 0 | 0 | 0 | 0.32511 | 0.32511 | 0.32511 | 0.32511
#CAN - NL&NF - SO2 Cap Annual v3.1 | 12 | 1734 | Rate Constraint in MTons | FALSE | L | Annual | Rate | lb/MWh | 0 | 0 | 0 | 0 | 0 | 0 | 0 | 0
#CAN - NL&NF - SO2 Cap Annual v3.1 | 12 | 1734 | Rate Constraint in MTons | FALSE | L | Annual | Constraint Shadow Price | US2016$/Ton | 0 | 0 | 0 | 0 | 0 | 0 | 0 | 0
#CAN - NS - MER Cap Annual v4.12 | 13 | 2320 | Rate Constraint in MTons | FALSE | L | Annual | Seasons Included | Seasons | Winter, WintShld, Summer | Winter, WintShld, Summer | Winter, WintShld, Summer | Winter, WintShld, Summer | Winter, WintShld, Summer | Winter, WintShld, Summer | Winter, WintShld, Summer | Winter, WintShld, Summer
#CAN - NS - MER Cap Annual v4.12 | 13 | 2320 | Rate Constraint in MTons | FALSE | L | Annual | Standard MER | lbs | 77.1618 | 77.1618 | 77.1618 | 77.1618 | 77.1618 | 77.1618 | 77.1618 | 77.1618
#CAN - NS - MER Cap Annual v4.12 | 13 | 2320 | Rate Constraint in MTons | FALSE | L | Annual | Emissions at Affected Plants MER | lbs | 0 | 0 | 0 | 0 | 0 | 0 | 0 | 0
#CAN - NS - MER Cap Annual v4.12 | 13 | 2320 | Rate Constraint in MTons | FALSE | L | Annual | Allowances Purchased MER | lbs | 0 | 0 | 0 | 0 | 0 | 0 | 0 | 0
#CAN - NS - MER Cap Annual v4.12 | 13 | 2320 | Rate Constraint in MTons | FALSE | L | Annual | Allowances Sold MER | lbs | 0 | 0 | 0 | 0 | 0 | 0 | 0 | 0
#CAN - NS - MER Cap Annual v4.12 | 13 | 2320 | Rate Constraint in MTons | FALSE | L | Annual | Allowances Banked | lbs | 0 | 0 | 0 | 0 | 0 | 0 | 0 | 0
#CAN - NS - MER Cap Annual v4.12 | 13 | 2320 | Rate Constraint in MTons | FALSE | L | Annual | Allowances Withdrawn (1:1) | lbs | 0 | 0 | 0 | 0 | 0 | 0 | 0 | 0
#CAN - NS - MER Cap Annual v4.12 | 13 | 2320 | Rate Constraint in MTons | FALSE | L | Annual | Allowances Withdrawn (n:1) | lbs | 0 | 0 | 0 | 0 | 0 | 0 | 0 | 0
#CAN - NS - MER Cap Annual v4.12 | 13 | 2320 | Rate Constraint in MTons | FALSE | L | Annual | Net Emissions Allowance Position | lbs | 0 | 0 | 0 | 0 | 0 | 0 | 0 | 0
#CAN - NS - MER Cap Annual v4.12 | 13 | 2320 | Rate Constraint in MTons | FALSE | L | Annual | Fuel Consumed | TBtu | 0 | 0 | 0 | 0 | 0 | 0 | 0 | 0
#CAN - NS - MER Cap Annual v4.12 | 13 | 2320 | Rate Constraint in MTons | FALSE | L | Annual | Rate | lb/MMBtu | 0 | 0 | 0 | 0 | 0 | 0 | 0 | 0
#CAN - NS - MER Cap Annual v4.12 | 13 | 2320 | Rate Constraint in MTons | FALSE | L | Annual | Generation | TWh | 0 | 0 | 0 | 0 | 0 | 0 | 0 | 0
#CAN - NS - MER Cap Annual v4.12 | 13 | 2320 | Rate Constraint in MTons | FALSE | L | Annual | Qualifying Generation | TWh | 0 | 0 | 0 | 0 | 0 | 0 | 0 | 0
#CAN - NS - MER Cap Annual v4.12 | 13 | 2320 | Rate Constraint in MTons | FALSE | L | Annual | Rate | lb/MWh | 0 | 0 | 0 | 0 | 0 | 0 | 0 | 0
#CAN - NS - MER Cap Annual v4.12 | 13 | 2320 | Rate Constraint in MTons | FALSE | L | Annual | Constraint Shadow Price | US2016$/Lb | 0 | 0 | 0 | 0 | 0 | 0 | 0 | 0
#CAN - NS - NS Power - NOX Cap Annual v3.1 | 14 | 2311 | Rate Constraint in MTons | FALSE | L | Annual | Seasons Included | Seasons | Winter, WintShld, Summer | Winter, WintShld, Summer | Winter, WintShld, Summer | Winter, WintShld, Summer | Winter, WintShld, Summer | Winter, WintShld, Summer | Winter, WintShld, Summer | Winter, WintShld, Summer
#CAN - NS - NS Power - NOX Cap Annual v3.1 | 14 | 2311 | Rate Constraint in MTons | FALSE | L | Annual | Standard NOX | Thousand Tons | 16.485 | 16.485 | 16.485 | 16.485 | 16.485 | 16.485 | 16.485 | 16.485
#CAN - NS - NS Power - NOX Cap Annual v3.1 | 14 | 2311 | Rate Constraint in MTons | FALSE | L | Annual | Emissions at Affected Plants NOX | Thousand Tons | 1.1542 | 1.1409 | 1.1429 | 0.50751 | 0.50048 | 0.29155 | 0.25842 | 0.23641
#CAN - NS - NS Power - NOX Cap Annual v3.1 | 14 | 2311 | Rate Constraint in MTons | FALSE | L | Annual | Allowances Purchased NOX | Thousand Tons | 0 | 0 | 0 | 0 | 0 | 0 | 0 | 0
#CAN - NS - NS Power - NOX Cap Annual v3.1 | 14 | 2311 | Rate Constraint in MTons | FALSE | L | Annual | Allowances Sold NOX | Thousand Tons | 0 | 0 | 0 | 0 | 0 | 0 | 0 | 0
#CAN - NS - NS Power - NOX Cap Annual v3.1 | 14 | 2311 | Rate Constraint in MTons | FALSE | L | Annual | Allowances Banked | Thousand Tons | 0 | 0 | 0 | 0 | 0 | 0 | 0 | 0
#CAN - NS - NS Power - NOX Cap Annual v3.1 | 14 | 2311 | Rate Constraint in MTons | FALSE | L | Annual | Allowances Withdrawn (1:1) | Thousand Tons | 0 | 0 | 0 | 0 | 0 | 0 | 0 | 0
#CAN - NS - NS Power - NOX Cap Annual v3.1 | 14 | 2311 | Rate Constraint in MTons | FALSE | L | Annual | Allowances Withdrawn (n:1) | Thousand Tons | 0 | 0 | 0 | 0 | 0 | 0 | 0 | 0
#CAN - NS - NS Power - NOX Cap Annual v3.1 | 14 | 2311 | Rate Constraint in MTons | FALSE | L | Annual | Net Emissions Allowance Position | Thousand Tons | 1.1542 | 1.1409 | 1.1429 | 0.50751 | 0.50048 | 0.29155 | 0.25842 | 0.23641
#CAN - NS - NS Power - NOX Cap Annual v3.1 | 14 | 2311 | Rate Constraint in MTons | FALSE | L | Annual | Fuel Consumed | TBtu | 37.7986 | 37.8865 | 38.0436 | 36.141 | 36.8968 | 39.7948 | 39.7002 | 38.1014
#CAN - NS - NS Power - NOX Cap Annual v3.1 | 14 | 2311 | Rate Constraint in MTons | FALSE | L | Annual | Rate | lb/MMBtu | 0.061073 | 0.060228 | 0.060082 | 0.028085 | 0.027129 | 0.014652 | 0.013019 | 0.01241
#CAN - NS - NS Power - NOX Cap Annual v3.1 | 14 | 2311 | Rate Constraint in MTons | FALSE | L | Annual | Generation | TWh | 5.2692 | 5.2916 | 5.3099 | 5.4958 | 5.6274 | 6.2687 | 6.2723 | 6.0526
#CAN - NS - NS Power - NOX Cap Annual v3.1 | 14 | 2311 | Rate Constraint in MTons | FALSE | L | Annual | Qualifying Generation | TWh | 5.2692 | 5.2916 | 5.3099 | 5.4958 | 5.6274 | 6.2687 | 6.2723 | 6.0526
#CAN - NS - NS Power - NOX Cap Annual v3.1 | 14 | 2311 | Rate Constraint in MTons | FALSE | L | Annual | Rate | lb/MWh | 0.43811 | 0.43121 | 0.43047 | 0.18469 | 0.17787 | 0.093017 | 0.082402 | 0.07812
#CAN - NS - NS Power - NOX Cap Annual v3.1 | 14 | 2311 | Rate Constraint in MTons | FALSE | L | Annual | Constraint Shadow Price | US2016$/Ton | 0 | 0 | 0 | 0 | 0 | 0 | 0 | 0
#CAN - NS - NS Power - SO2 Cap Annual v3.1 | 15 | 1737 | Rate Constraint in MTons | FALSE | L | Annual | Seasons Included | Seasons | Winter, WintShld, Summer | Winter, WintShld, Summer | Winter, WintShld, Summer | Winter, WintShld, Summer | Winter, WintShld, Summer | Winter, WintShld, Summer | Winter, WintShld, Summer | Winter, WintShld, Summer
#CAN - NS - NS Power - SO2 Cap Annual v3.1 | 15 | 1737 | Rate Constraint in MTons | FALSE | L | Annual | Standard SO2 | Thousand Tons | 39.9587 | 39.9587 | 39.9587 | 39.9587 | 39.9587 | 39.9587 | 39.9587 | 39.9587
#CAN - NS - NS Power - SO2 Cap Annual v3.1 | 15 | 1737 | Rate Constraint in MTons | FALSE | L | Annual | Emissions at Affected Plants SO2 | Thousand Tons | 0.046099 | 0.045396 | 0.040809 | 0.0095204 | 0.0092949 | 0.0037866 | 0 | 0
#CAN - NS - NS Power - SO2 Cap Annual v3.1 | 15 | 1737 | Rate Constraint in MTons | FALSE | L | Annual | Allowances Purchased SO2 | Thousand Tons | 0 | 0 | 0 | 0 | 0 | 0 | 0 | 0
#CAN - NS - NS Power - SO2 Cap Annual v3.1 | 15 | 1737 | Rate Constraint in MTons | FALSE | L | Annual | Allowances Sold SO2 | Thousand Tons | 0 | 0 | 0 | 0 | 0 | 0 | 0 | 0
#CAN - NS - NS Power - SO2 Cap Annual v3.1 | 15 | 1737 | Rate Constraint in MTons | FALSE | L | Annual | Allowances Banked | Thousand Tons | 0 | 0 | 0 | 0 | 0 | 0 | 0 | 0
#CAN - NS - NS Power - SO2 Cap Annual v3.1 | 15 | 1737 | Rate Constraint in MTons | FALSE | L | Annual | Allowances Withdrawn (1:1) | Thousand Tons | 0 | 0 | 0 | 0 | 0 | 0 | 0 | 0
#CAN - NS - NS Power - SO2 Cap Annual v3.1 | 15 | 1737 | Rate Constraint in MTons | FALSE | L | Annual | Allowances Withdrawn (n:1) | Thousand Tons | 0 | 0 | 0 | 0 | 0 | 0 | 0 | 0
#CAN - NS - NS Power - SO2 Cap Annual v3.1 | 15 | 1737 | Rate Constraint in MTons | FALSE | L | Annual | Net Emissions Allowance Position | Thousand Tons | 0.046099 | 0.045396 | 0.040809 | 0.0095204 | 0.0092949 | 0.0037866 | 0 | 0
#CAN - NS - NS Power - SO2 Cap Annual v3.1 | 15 | 1737 | Rate Constraint in MTons | FALSE | L | Annual | Fuel Consumed | TBtu | 37.7986 | 37.8865 | 38.0436 | 36.141 | 36.8968 | 39.7948 | 39.7002 | 38.1014
#CAN - NS - NS Power - SO2 Cap Annual v3.1 | 15 | 1737 | Rate Constraint in MTons | FALSE | L | Annual | Rate | lb/MMBtu | 0.0024392 | 0.0023964 | 0.0021454 | 0.00052684 | 0.00050383 | 0.00019031 | 0 | 0
#CAN - NS - NS Power - SO2 Cap Annual v3.1 | 15 | 1737 | Rate Constraint in MTons | FALSE | L | Annual | Generation | TWh | 5.2692 | 5.2916 | 5.3099 | 5.4958 | 5.6274 | 6.2687 | 6.2723 | 6.0526
#CAN - NS - NS Power - SO2 Cap Annual v3.1 | 15 | 1737 | Rate Constraint in MTons | FALSE | L | Annual | Qualifying Generation | TWh | 5.2692 | 5.2916 | 5.3099 | 5.4958 | 5.6274 | 6.2687 | 6.2723 | 6.0526
#CAN - NS - NS Power - SO2 Cap Annual v3.1 | 15 | 1737 | Rate Constraint in MTons | FALSE | L | Annual | Rate | lb/MWh | 0.017498 | 0.017158 | 0.015371 | 0.0034646 | 0.0033034 | 0.0012081 | 0 | 0
#CAN - NS - NS Power - SO2 Cap Annual v3.1 | 15 | 1737 | Rate Constraint in MTons | FALSE | L | Annual | Constraint Shadow Price | US2016$/Ton | 0 | 0 | 0 | 0 | 0 | 0 | 0 | 0
#CAN - NS - SO2 Cap Annual v3.1 | 16 | 1735 | Rate Constraint in MTons | FALSE | L | Annual | Seasons Included | Seasons | Winter, WintShld, Summer | Winter, WintShld, Summer | Winter, WintShld, Summer | Winter, WintShld, Summer | Winter, WintShld, Summer | Winter, WintShld, Summer | Winter, WintShld, Summer | Winter, WintShld, Summer
#CAN - NS - SO2 Cap Annual v3.1 | 16 | 1735 | Rate Constraint in MTons | FALSE | L | Annual | Standard SO2 | Thousand Tons | 131.2522 | 131.2522 | 131.2522 | 131.2522 | 131.2522 | 131.2522 | 131.2522 | 131.2522
#CAN - NS - SO2 Cap Annual v3.1 | 16 | 1735 | Rate Constraint in MTons | FALSE | L | Annual | Emissions at Affected Plants SO2 | Thousand Tons | 0.046099 | 0.045396 | 0.040809 | 0.0095204 | 0.0092949 | 0.0037866 | 0 | 0
#CAN - NS - SO2 Cap Annual v3.1 | 16 | 1735 | Rate Constraint in MTons | FALSE | L | Annual | Allowances Purchased SO2 | Thousand Tons | 0 | 0 | 0 | 0 | 0 | 0 | 0 | 0
#CAN - NS - SO2 Cap Annual v3.1 | 16 | 1735 | Rate Constraint in MTons | FALSE | L | Annual | Allowances Sold SO2 | Thousand Tons | 0 | 0 | 0 | 0 | 0 | 0 | 0 | 0
#CAN - NS - SO2 Cap Annual v3.1 | 16 | 1735 | Rate Constraint in MTons | FALSE | L | Annual | Allowances Banked | Thousand Tons | 0 | 0 | 0 | 0 | 0 | 0 | 0 | 0
#CAN - NS - SO2 Cap Annual v3.1 | 16 | 1735 | Rate Constraint in MTons | FALSE | L | Annual | Allowances Withdrawn (1:1) | Thousand Tons | 0 | 0 | 0 | 0 | 0 | 0 | 0 | 0
#CAN - NS - SO2 Cap Annual v3.1 | 16 | 1735 | Rate Constraint in MTons | FALSE | L | Annual | Allowances Withdrawn (n:1) | Thousand Tons | 0 | 0 | 0 | 0 | 0 | 0 | 0 | 0
#CAN - NS - SO2 Cap Annual v3.1 | 16 | 1735 | Rate Constraint in MTons | FALSE | L | Annual | Net Emissions Allowance Position | Thousand Tons | 0.046099 | 0.045396 | 0.040809 | 0.0095204 | 0.0092949 | 0.0037866 | 0 | 0
#CAN - NS - SO2 Cap Annual v3.1 | 16 | 1735 | Rate Constraint in MTons | FALSE | L | Annual | Fuel Consumed | TBtu | 37.7986 | 37.8865 | 38.0436 | 36.141 | 36.8968 | 39.7948 | 39.7002 | 38.1014
#CAN - NS - SO2 Cap Annual v3.1 | 16 | 1735 | Rate Constraint in MTons | FALSE | L | Annual | Rate | lb/MMBtu | 0.0024392 | 0.0023964 | 0.0021454 | 0.00052684 | 0.00050383 | 0.00019031 | 0 | 0
#CAN - NS - SO2 Cap Annual v3.1 | 16 | 1735 | Rate Constraint in MTons | FALSE | L | Annual | Generation | TWh | 5.2692 | 5.2916 | 5.3099 | 5.4958 | 5.6274 | 6.2687 | 6.2723 | 6.0526
#CAN - NS - SO2 Cap Annual v3.1 | 16 | 1735 | Rate Constraint in MTons | FALSE | L | Annual | Qualifying Generation | TWh | 5.2692 | 5.2916 | 5.3099 | 5.4958 | 5.6274 | 6.2687 | 6.2723 | 6.0526
#CAN - NS - SO2 Cap Annual v3.1 | 16 | 1735 | Rate Constraint in MTons | FALSE | L | Annual | Rate | lb/MWh | 0.017498 | 0.017158 | 0.015371 | 0.0034646 | 0.0033034 | 0.0012081 | 0 | 0
#CAN - NS - SO2 Cap Annual v3.1 | 16 | 1735 | Rate Constraint in MTons | FALSE | L | Annual | Constraint Shadow Price | US2016$/Ton | 0 | 0 | 0 | 0 | 0 | 0 | 0 | 0
#CAN - ON - CO2 Constraint- v.6.17 | 17 | 6963 | Rate Constraint in MTons | FALSE | L | Annual | Seasons Included | Seasons | Winter, WintShld, Summer | Winter, WintShld, Summer | Winter, WintShld, Summer | Winter, WintShld, Summer | Winter, WintShld, Summer | Winter, WintShld, Summer | Winter, WintShld, Summer | Winter, WintShld, Summer
#CAN - ON - CO2 Constraint- v.6.17 | 17 | 6963 | Rate Constraint in MTons | FALSE | L | Annual | Standard CO2 | Thousand Tons | 0 | 0 | 0 | 0 | 0 | 0 | 0 | 0
#CAN - ON - CO2 Constraint- v.6.17 | 17 | 6963 | Rate Constraint in MTons | FALSE | L | Annual | Emissions at Affected Plants CO2 | Thousand Tons | 1692.9508 | 4040.6982 | 5382.545 | 1310.5414 | 1326.0144 | 1329.3333 | 1344.3674 | 906.0417
#CAN - ON - CO2 Constraint- v.6.17 | 17 | 6963 | Rate Constraint in MTons | FALSE | L | Annual | Allowances Purchased CO2 | Thousand Tons | -1692.9508 | -4040.6982 | -5382.545 | -1310.5414 | -1326.0144 | -1329.3333 | -1344.3674 | -906.0417
#CAN - ON - CO2 Constraint- v.6.17 | 17 | 6963 | Rate Constraint in MTons | FALSE | L | Annual | Allowances Sold CO2 | Thousand Tons | 0 | 0 | 0 | 0 | 0 | 0 | 0 | 0
#CAN - ON - CO2 Constraint- v.6.17 | 17 | 6963 | Rate Constraint in MTons | FALSE | L | Annual | Allowances Banked | Thousand Tons | 0 | 0 | 0 | 0 | 0 | 0 | 0 | 0
#CAN - ON - CO2 Constraint- v.6.17 | 17 | 6963 | Rate Constraint in MTons | FALSE | L | Annual | Allowances Withdrawn (1:1) | Thousand Tons | 0 | 0 | 0 | 0 | 0 | 0 | 0 | 0
#CAN - ON - CO2 Constraint- v.6.17 | 17 | 6963 | Rate Constraint in MTons | FALSE | L | Annual | Allowances Withdrawn (n:1) | Thousand Tons | 0 | 0 | 0 | 0 | 0 | 0 | 0 | 0
#CAN - ON - CO2 Constraint- v.6.17 | 17 | 6963 | Rate Constraint in MTons | FALSE | L | Annual | Net Emissions Allowance Position | Thousand Tons | 1.6492e-06 | 1.168e-06 | -1.521e-07 | -2.3838e-07 | 2.7876e-07 | -3.1987e-07 | 4.458e-08 | 2.4114e-07
#CAN - ON - CO2 Constraint- v.6.17 | 17 | 6963 | Rate Constraint in MTons | FALSE | L | Annual | Fuel Consumed | TBtu | 27.9275 | 67.7969 | 90.7278 | 22.3871 | 22.6514 | 22.7081 | 22.9649 | 15.4773
#CAN - ON - CO2 Constraint- v.6.17 | 17 | 6963 | Rate Constraint in MTons | FALSE | L | Annual | Rate | lb/MMBtu | 121.2392 | 119.2 | 118.6526 | 117.08 | 117.08 | 117.08 | 117.08 | 117.08
#CAN - ON - CO2 Constraint- v.6.17 | 17 | 6963 | Rate Constraint in MTons | FALSE | L | Annual | Generation | TWh | 4.2714 | 9.9143 | 13.2669 | 3.5781 | 3.6149 | 3.6244 | 3.6626 | 2.4603
#CAN - ON - CO2 Constraint- v.6.17 | 17 | 6963 | Rate Constraint in MTons | FALSE | L | Annual | Qualifying Generation | TWh | 4.2714 | 9.9143 | 13.2669 | 3.5781 | 3.6149 | 3.6244 | 3.6626 | 2.4603
#CAN - ON - CO2 Constraint- v.6.17 | 17 | 6963 | Rate Constraint in MTons | FALSE | L | Annual | Rate | lb/MWh | 792.6883 | 815.1219 | 811.4237 | 732.5381 | 733.6381 | 733.5453 | 734.0962 | 736.5336
#CAN - ON - CO2 Constraint- v.6.17 | 17 | 6963 | Rate Constraint in MTons | FALSE | L | Annual | Constraint Shadow Price | US2016$/Ton | 13.321 | 13.32 | 13.3202 | 67.6707 | 67.6705 | 67.6706 | 67.6708 | 67.6709
#CAN - ON - NOX Cap Annual v3.1 | 18 | 1738 | Rate Constraint in MTons | FALSE | L | Annual | Seasons Included | Seasons | Winter, WintShld, Summer | Winter, WintShld, Summer | Winter, WintShld, Summer | Winter, WintShld, Summer | Winter, WintShld, Summer | Winter, WintShld, Summer | Winter, WintShld, Summer | Winter, WintShld, Summer
#CAN - ON - NOX Cap Annual v3.1 | 18 | 1738 | Rate Constraint in MTons | FALSE | L | Annual | Standard NOX | Thousand Tons | 47.2891 | 47.2891 | 47.2891 | 47.2891 | 47.2891 | 47.2891 | 47.2891 | 47.2891
#CAN - ON - NOX Cap Annual v3.1 | 18 | 1738 | Rate Constraint in MTons | FALSE | L | Annual | Emissions at Affected Plants NOX | Thousand Tons | 0.32323 | 1.293 | 1.7452 | 0.1271 | 0.13419 | 0.13406 | 0.1383 | 0.10169
#CAN - ON - NOX Cap Annual v3.1 | 18 | 1738 | Rate Constraint in MTons | FALSE | L | Annual | Allowances Purchased NOX | Thousand Tons | 0 | 0 | 0 | 0 | 0 | 0 | 0 | 0
#CAN - ON - NOX Cap Annual v3.1 | 18 | 1738 | Rate Constraint in MTons | FALSE | L | Annual | Allowances Sold NOX | Thousand Tons | 0 | 0 | 0 | 0 | 0 | 0 | 0 | 0
#CAN - ON - NOX Cap Annual v3.1 | 18 | 1738 | Rate Constraint in MTons | FALSE | L | Annual | Allowances Banked | Thousand Tons | 0 | 0 | 0 | 0 | 0 | 0 | 0 | 0
#CAN - ON - NOX Cap Annual v3.1 | 18 | 1738 | Rate Constraint in MTons | FALSE | L | Annual | Allowances Withdrawn (1:1) | Thousand Tons | 0 | 0 | 0 | 0 | 0 | 0 | 0 | 0
#CAN - ON - NOX Cap Annual v3.1 | 18 | 1738 | Rate Constraint in MTons | FALSE | L | Annual | Allowances Withdrawn (n:1) | Thousand Tons | 0 | 0 | 0 | 0 | 0 | 0 | 0 | 0
#CAN - ON - NOX Cap Annual v3.1 | 18 | 1738 | Rate Constraint in MTons | FALSE | L | Annual | Net Emissions Allowance Position | Thousand Tons | 0.32323 | 1.293 | 1.7452 | 0.1271 | 0.13419 | 0.13406 | 0.1383 | 0.10169
#CAN - ON - NOX Cap Annual v3.1 | 18 | 1738 | Rate Constraint in MTons | FALSE | L | Annual | Fuel Consumed | TBtu | 27.9275 | 67.7969 | 90.7278 | 22.3871 | 22.6514 | 22.7081 | 22.9649 | 15.4773
#CAN - ON - NOX Cap Annual v3.1 | 18 | 1738 | Rate Constraint in MTons | FALSE | L | Annual | Rate | lb/MMBtu | 0.023147 | 0.038144 | 0.038472 | 0.011355 | 0.011848 | 0.011807 | 0.012045 | 0.013141
#CAN - ON - NOX Cap Annual v3.1 | 18 | 1738 | Rate Constraint in MTons | FALSE | L | Annual | Generation | TWh | 4.2714 | 9.9143 | 13.2669 | 3.5781 | 3.6149 | 3.6244 | 3.6626 | 2.4603
#CAN - ON - NOX Cap Annual v3.1 | 18 | 1738 | Rate Constraint in MTons | FALSE | L | Annual | Qualifying Generation | TWh | 4.2714 | 9.9143 | 13.2669 | 3.5781 | 3.6149 | 3.6244 | 3.6626 | 2.4603
#CAN - ON - NOX Cap Annual v3.1 | 18 | 1738 | Rate Constraint in MTons | FALSE | L | Annual | Rate | lb/MWh | 0.15134 | 0.26084 | 0.26309 | 0.071043 | 0.074244 | 0.073974 | 0.07552 | 0.082668
#CAN - ON - NOX Cap Annual v3.1 | 18 | 1738 | Rate Constraint in MTons | FALSE | L | Annual | Constraint Shadow Price | US2016$/Ton | 0 | 0 | 0 | 0 | 0 | 0 | 0 | 0
#CAN - ON - O3 Annex - NOX Cap Annual v3.1 | 19 | 1739 | Rate Constraint in MTons | FALSE | L | Annual | Seasons Included | Seasons | Winter, WintShld, Summer | Winter, WintShld, Summer | Winter, WintShld, Summer | Winter, WintShld, Summer | Winter, WintShld, Summer | Winter, WintShld, Summer | Winter, WintShld, Summer | Winter, WintShld, Summer
#CAN - ON - O3 Annex - NOX Cap Annual v3.1 | 19 | 1739 | Rate Constraint in MTons | FALSE | L | Annual | Standard NOX | Thousand Tons | 42.9901 | 42.9901 | 42.9901 | 42.9901 | 42.9901 | 42.9901 | 42.9901 | 42.9901
#CAN - ON - O3 Annex - NOX Cap Annual v3.1 | 19 | 1739 | Rate Constraint in MTons | FALSE | L | Annual | Emissions at Affected Plants NOX | Thousand Tons | 0.32323 | 1.293 | 1.7452 | 0.1271 | 0.13419 | 0.13406 | 0.1383 | 0.10169
#CAN - ON - O3 Annex - NOX Cap Annual v3.1 | 19 | 1739 | Rate Constraint in MTons | FALSE | L | Annual | Allowances Purchased NOX | Thousand Tons | 0 | 0 | 0 | 0 | 0 | 0 | 0 | 0
#CAN - ON - O3 Annex - NOX Cap Annual v3.1 | 19 | 1739 | Rate Constraint in MTons | FALSE | L | Annual | Allowances Sold NOX | Thousand Tons | 0 | 0 | 0 | 0 | 0 | 0 | 0 | 0
#CAN - ON - O3 Annex - NOX Cap Annual v3.1 | 19 | 1739 | Rate Constraint in MTons | FALSE | L | Annual | Allowances Banked | Thousand Tons | 0 | 0 | 0 | 0 | 0 | 0 | 0 | 0
#CAN - ON - O3 Annex - NOX Cap Annual v3.1 | 19 | 1739 | Rate Constraint in MTons | FALSE | L | Annual | Allowances Withdrawn (1:1) | Thousand Tons | 0 | 0 | 0 | 0 | 0 | 0 | 0 | 0
#CAN - ON - O3 Annex - NOX Cap Annual v3.1 | 19 | 1739 | Rate Constraint in MTons | FALSE | L | Annual | Allowances Withdrawn (n:1) | Thousand Tons | 0 | 0 | 0 | 0 | 0 | 0 | 0 | 0
#CAN - ON - O3 Annex - NOX Cap Annual v3.1 | 19 | 1739 | Rate Constraint in MTons | FALSE | L | Annual | Net Emissions Allowance Position | Thousand Tons | 0.32323 | 1.293 | 1.7452 | 0.1271 | 0.13419 | 0.13406 | 0.1383 | 0.10169
#CAN - ON - O3 Annex - NOX Cap Annual v3.1 | 19 | 1739 | Rate Constraint in MTons | FALSE | L | Annual | Fuel Consumed | TBtu | 27.9275 | 67.7969 | 90.7278 | 22.3871 | 22.6514 | 22.7081 | 22.9649 | 15.4773
#CAN - ON - O3 Annex - NOX Cap Annual v3.1 | 19 | 1739 | Rate Constraint in MTons | FALSE | L | Annual | Rate | lb/MMBtu | 0.023147 | 0.038144 | 0.038472 | 0.011355 | 0.011848 | 0.011807 | 0.012045 | 0.013141
#CAN - ON - O3 Annex - NOX Cap Annual v3.1 | 19 | 1739 | Rate Constraint in MTons | FALSE | L | Annual | Generation | TWh | 4.2714 | 9.9143 | 13.2669 | 3.5781 | 3.6149 | 3.6244 | 3.6626 | 2.4603
#CAN - ON - O3 Annex - NOX Cap Annual v3.1 | 19 | 1739 | Rate Constraint in MTons | FALSE | L | Annual | Qualifying Generation | TWh | 4.2714 | 9.9143 | 13.2669 | 3.5781 | 3.6149 | 3.6244 | 3.6626 | 2.4603
#CAN - ON - O3 Annex - NOX Cap Annual v3.1 | 19 | 1739 | Rate Constraint in MTons | FALSE | L | Annual | Rate | lb/MWh | 0.15134 | 0.26084 | 0.26309 | 0.071043 | 0.074244 | 0.073974 | 0.07552 | 0.082668
#CAN - ON - O3 Annex - NOX Cap Annual v3.1 | 19 | 1739 | Rate Constraint in MTons | FALSE | L | Annual | Constraint Shadow Price | US2016$/Ton | 0 | 0 | 0 | 0 | 0 | 0 | 0 | 0
#CAN - ON - SO2 Cap Annual v3.1 | 20 | 1740 | Rate Constraint in MTons | FALSE | L | Annual | Seasons Included | Seasons | Winter, WintShld, Summer | Winter, WintShld, Summer | Winter, WintShld, Summer | Winter, WintShld, Summer | Winter, WintShld, Summer | Winter, WintShld, Summer | Winter, WintShld, Summer | Winter, WintShld, Summer
#CAN - ON - SO2 Cap Annual v3.1 | 20 | 1740 | Rate Constraint in MTons | FALSE | L | Annual | Standard SO2 | Thousand Tons | 144.4026 | 144.4026 | 144.4026 | 144.4026 | 144.4026 | 144.4026 | 144.4026 | 144.4026
#CAN - ON - SO2 Cap Annual v3.1 | 20 | 1740 | Rate Constraint in MTons | FALSE | L | Annual | Emissions at Affected Plants SO2 | Thousand Tons | 0.022773 | 0.02818 | 0.027973 | 0 | 0 | 0 | 0 | 0
#CAN - ON - SO2 Cap Annual v3.1 | 20 | 1740 | Rate Constraint in MTons | FALSE | L | Annual | Allowances Purchased SO2 | Thousand Tons | 0 | 0 | 0 | 0 | 0 | 0 | 0 | 0
#CAN - ON - SO2 Cap Annual v3.1 | 20 | 1740 | Rate Constraint in MTons | FALSE | L | Annual | Allowances Sold SO2 | Thousand Tons | 0 | 0 | 0 | 0 | 0 | 0 | 0 | 0
#CAN - ON - SO2 Cap Annual v3.1 | 20 | 1740 | Rate Constraint in MTons | FALSE | L | Annual | Allowances Banked | Thousand Tons | 0 | 0 | 0 | 0 | 0 | 0 | 0 | 0
#CAN - ON - SO2 Cap Annual v3.1 | 20 | 1740 | Rate Constraint in MTons | FALSE | L | Annual | Allowances Withdrawn (1:1) | Thousand Tons | 0 | 0 | 0 | 0 | 0 | 0 | 0 | 0
#CAN - ON - SO2 Cap Annual v3.1 | 20 | 1740 | Rate Constraint in MTons | FALSE | L | Annual | Allowances Withdrawn (n:1) | Thousand Tons | 0 | 0 | 0 | 0 | 0 | 0 | 0 | 0
#CAN - ON - SO2 Cap Annual v3.1 | 20 | 1740 | Rate Constraint in MTons | FALSE | L | Annual | Net Emissions Allowance Position | Thousand Tons | 0.022773 | 0.02818 | 0.027973 | 0 | 0 | 0 | 0 | 0
#CAN - ON - SO2 Cap Annual v3.1 | 20 | 1740 | Rate Constraint in MTons | FALSE | L | Annual | Fuel Consumed | TBtu | 27.9275 | 67.7969 | 90.7278 | 22.3871 | 22.6514 | 22.7081 | 22.9649 | 15.4773
#CAN - ON - SO2 Cap Annual v3.1 | 20 | 1740 | Rate Constraint in MTons | FALSE | L | Annual | Rate | lb/MMBtu | 0.0016309 | 0.0008313 | 0.00061664 | 0 | 0 | 0 | 0 | 0
#CAN - ON - SO2 Cap Annual v3.1 | 20 | 1740 | Rate Constraint in MTons | FALSE | L | Annual | Generation | TWh | 4.2714 | 9.9143 | 13.2669 | 3.5781 | 3.6149 | 3.6244 | 3.6626 | 2.4603
#CAN - ON - SO2 Cap Annual v3.1 | 20 | 1740 | Rate Constraint in MTons | FALSE | L | Annual | Qualifying Generation | TWh | 4.2714 | 9.9143 | 13.2669 | 3.5781 | 3.6149 | 3.6244 | 3.6626 | 2.4603
#CAN - ON - SO2 Cap Annual v3.1 | 20 | 1740 | Rate Constraint in MTons | FALSE | L | Annual | Rate | lb/MWh | 0.010663 | 0.0056847 | 0.004217 | 0 | 0 | 0 | 0 | 0
#CAN - ON - SO2 Cap Annual v3.1 | 20 | 1740 | Rate Constraint in MTons | FALSE | L | Annual | Constraint Shadow Price | US2016$/Ton | 0 | 0 | 0 | 0 | 0 | 0 | 0 | 0
#CAN - PE - Acid Rain - SO2 Cap Annual v3.1 | 21 | 1741 | Rate Constraint in MTons | FALSE | L | Annual | Seasons Included | Seasons | Winter, WintShld, Summer | Winter, WintShld, Summer | Winter, WintShld, Summer | Winter, WintShld, Summer | Winter, WintShld, Summer | Winter, WintShld, Summer | Winter, WintShld, Summer | Winter, WintShld, Summer
#CAN - PE - Acid Rain - SO2 Cap Annual v3.1 | 21 | 1741 | Rate Constraint in MTons | FALSE | L | Annual | Standard SO2 | Thousand Tons | 3.31 | 3.31 | 3.31 | 3.31 | 3.31 | 3.31 | 3.31 | 3.31
#CAN - PE - Acid Rain - SO2 Cap Annual v3.1 | 21 | 1741 | Rate Constraint in MTons | FALSE | L | Annual | Emissions at Affected Plants SO2 | Thousand Tons | 0.0016011 | 0.0016117 | 0.0017225 | 0 | 0 | 0 | 0 | 0
#CAN - PE - Acid Rain - SO2 Cap Annual v3.1 | 21 | 1741 | Rate Constraint in MTons | FALSE | L | Annual | Allowances Purchased SO2 | Thousand Tons | 0 | 0 | 0 | 0 | 0 | 0 | 0 | 0
#CAN - PE - Acid Rain - SO2 Cap Annual v3.1 | 21 | 1741 | Rate Constraint in MTons | FALSE | L | Annual | Allowances Sold SO2 | Thousand Tons | 0 | 0 | 0 | 0 | 0 | 0 | 0 | 0
#CAN - PE - Acid Rain - SO2 Cap Annual v3.1 | 21 | 1741 | Rate Constraint in MTons | FALSE | L | Annual | Allowances Banked | Thousand Tons | 0 | 0 | 0 | 0 | 0 | 0 | 0 | 0
#CAN - PE - Acid Rain - SO2 Cap Annual v3.1 | 21 | 1741 | Rate Constraint in MTons | FALSE | L | Annual | Allowances Withdrawn (1:1) | Thousand Tons | 0 | 0 | 0 | 0 | 0 | 0 | 0 | 0
#CAN - PE - Acid Rain - SO2 Cap Annual v3.1 | 21 | 1741 | Rate Constraint in MTons | FALSE | L | Annual | Allowances Withdrawn (n:1) | Thousand Tons | 0 | 0 | 0 | 0 | 0 | 0 | 0 | 0
#CAN - PE - Acid Rain - SO2 Cap Annual v3.1 | 21 | 1741 | Rate Constraint in MTons | FALSE | L | Annual | Net Emissions Allowance Position | Thousand Tons | 0.0016011 | 0.0016117 | 0.0017225 | 0 | 0 | 0 | 0 | 0
#CAN - PE - Acid Rain - SO2 Cap Annual v3.1 | 21 | 1741 | Rate Constraint in MTons | FALSE | L | Annual | Fuel Consumed | TBtu | 3.962 | 4.5591 | 4.6855 | 5.4492 | 6.6631 | 8.3229 | 9.1257 | 9.5908
#CAN - PE - Acid Rain - SO2 Cap Annual v3.1 | 21 | 1741 | Rate Constraint in MTons | FALSE | L | Annual | Rate | lb/MMBtu | 0.00080824 | 0.00070702 | 0.00073525 | 0 | 0 | 0 | 0 | 0
#CAN - PE - Acid Rain - SO2 Cap Annual v3.1 | 21 | 1741 | Rate Constraint in MTons | FALSE | L | Annual | Generation | TWh | 0.57664 | 0.6689 | 0.68574 | 0.77709 | 0.96187 | 1.2395 | 1.3747 | 1.4476
#CAN - PE - Acid Rain - SO2 Cap Annual v3.1 | 21 | 1741 | Rate Constraint in MTons | FALSE | L | Annual | Qualifying Generation | TWh | 0.57664 | 0.6689 | 0.68574 | 0.77709 | 0.96187 | 1.2395 | 1.3747 | 1.4476
#CAN - PE - Acid Rain - SO2 Cap Annual v3.1 | 21 | 1741 | Rate Constraint in MTons | FALSE | L | Annual | Rate | lb/MWh | 0.0055533 | 0.0048189 | 0.0050238 | 0 | 0 | 0 | 0 | 0
#CAN - PE - Acid Rain - SO2 Cap Annual v3.1 | 21 | 1741 | Rate Constraint in MTons | FALSE | L | Annual | Constraint Shadow Price | US2016$/Ton | 0 | 0 | 0 | 0 | 0 | 0 | 0 | 0
#CAN - PQ - Acid Rain - SO2 Cap Annual v3.1 | 22 | 1742 | Rate Constraint in MTons | FALSE | L | Annual | Seasons Included | Seasons | Winter, WintShld, Summer | Winter, WintShld, Summer | Winter, WintShld, Summer | Winter, WintShld, Summer | Winter, WintShld, Summer | Winter, WintShld, Summer | Winter, WintShld, Summer | Winter, WintShld, Summer
#CAN - PQ - Acid Rain - SO2 Cap Annual v3.1 | 22 | 1742 | Rate Constraint in MTons | FALSE | L | Annual | Standard SO2 | Thousand Tons | 6.61 | 6.61 | 6.61 | 6.61 | 6.61 | 6.61 | 6.61 | 6.61
#CAN - PQ - Acid Rain - SO2 Cap Annual v3.1 | 22 | 1742 | Rate Constraint in MTons | FALSE | L | Annual | Emissions at Affected Plants SO2 | Thousand Tons | 0 | 0 | 0 | 0 | 0 | 0 | 0 | 0
#CAN - PQ - Acid Rain - SO2 Cap Annual v3.1 | 22 | 1742 | Rate Constraint in MTons | FALSE | L | Annual | Allowances Purchased SO2 | Thousand Tons | 0 | 0 | 0 | 0 | 0 | 0 | 0 | 0
#CAN - PQ - Acid Rain - SO2 Cap Annual v3.1 | 22 | 1742 | Rate Constraint in MTons | FALSE | L | Annual | Allowances Sold SO2 | Thousand Tons | 0 | 0 | 0 | 0 | 0 | 0 | 0 | 0
#CAN - PQ - Acid Rain - SO2 Cap Annual v3.1 | 22 | 1742 | Rate Constraint in MTons | FALSE | L | Annual | Allowances Banked | Thousand Tons | 0 | 0 | 0 | 0 | 0 | 0 | 0 | 0
#CAN - PQ - Acid Rain - SO2 Cap Annual v3.1 | 22 | 1742 | Rate Constraint in MTons | FALSE | L | Annual | Allowances Withdrawn (1:1) | Thousand Tons | 0 | 0 | 0 | 0 | 0 | 0 | 0 | 0
#CAN - PQ - Acid Rain - SO2 Cap Annual v3.1 | 22 | 1742 | Rate Constraint in MTons | FALSE | L | Annual | Allowances Withdrawn (n:1) | Thousand Tons | 0 | 0 | 0 | 0 | 0 | 0 | 0 | 0
#CAN - PQ - Acid Rain - SO2 Cap Annual v3.1 | 22 | 1742 | Rate Constraint in MTons | FALSE | L | Annual | Net Emissions Allowance Position | Thousand Tons | 0 | 0 | 0 | 0 | 0 | 0 | 0 | 0
#CAN - PQ - Acid Rain - SO2 Cap Annual v3.1 | 22 | 1742 | Rate Constraint in MTons | FALSE | L | Annual | Fuel Consumed | TBtu | 0 | 0 | 0 | 0 | 0 | 0 | 0 | 0
#CAN - PQ - Acid Rain - SO2 Cap Annual v3.1 | 22 | 1742 | Rate Constraint in MTons | FALSE | L | Annual | Rate | lb/MMBtu | 0 | 0 | 0 | 0 | 0 | 0 | 0 | 0
#CAN - PQ - Acid Rain - SO2 Cap Annual v3.1 | 22 | 1742 | Rate Constraint in MTons | FALSE | L | Annual | Generation | TWh | 0 | 0 | 0 | 0 | 0 | 0 | 0 | 0
#CAN - PQ - Acid Rain - SO2 Cap Annual v3.1 | 22 | 1742 | Rate Constraint in MTons | FALSE | L | Annual | Qualifying Generation | TWh | 0 | 0 | 0 | 0 | 0 | 0 | 0 | 0
#CAN - PQ - Acid Rain - SO2 Cap Annual v3.1 | 22 | 1742 | Rate Constraint in MTons | FALSE | L | Annual | Rate | lb/MWh | 0 | 0 | 0 | 0 | 0 | 0 | 0 | 0
#CAN - PQ - Acid Rain - SO2 Cap Annual v3.1 | 22 | 1742 | Rate Constraint in MTons | FALSE | L | Annual | Constraint Shadow Price | US2016$/Ton | 0 | 0 | 0 | 0 | 0 | 0 | 0 | 0
#CAN - PQ - CO2 Constraint- v.6.17 | 23 | 6964 | Rate Constraint in MTons | FALSE | L | Annual | Seasons Included | Seasons | Winter, WintShld, Summer | Winter, WintShld, Summer | Winter, WintShld, Summer | Winter, WintShld, Summer | Winter, WintShld, Summer | Winter, WintShld, Summer | Winter, WintShld, Summer | Winter, WintShld, Summer
#CAN - PQ - CO2 Constraint- v.6.17 | 23 | 6964 | Rate Constraint in MTons | FALSE | L | Annual | Standard CO2 | Thousand Tons | 0 | 0 | 0 | 0 | 0 | 0 | 0 | 0
#CAN - PQ - CO2 Constraint- v.6.17 | 23 | 6964 | Rate Constraint in MTons | FALSE | L | Annual | Emissions at Affected Plants CO2 | Thousand Tons | 0 | 0 | 0 | 0 | 0 | 0 | 0 | 0
#CAN - PQ - CO2 Constraint- v.6.17 | 23 | 6964 | Rate Constraint in MTons | FALSE | L | Annual | Allowances Purchased CO2 | Thousand Tons | 0 | 0 | 0 | 0 | 0 | 0 | 0 | 0
#CAN - PQ - CO2 Constraint- v.6.17 | 23 | 6964 | Rate Constraint in MTons | FALSE | L | Annual | Allowances Sold CO2 | Thousand Tons | 0 | 0 | 0 | 0 | 0 | 0 | 0 | 0
#CAN - PQ - CO2 Constraint- v.6.17 | 23 | 6964 | Rate Constraint in MTons | FALSE | L | Annual | Allowances Banked | Thousand Tons | 0 | 0 | 0 | 0 | 0 | 0 | 0 | 0
#CAN - PQ - CO2 Constraint- v.6.17 | 23 | 6964 | Rate Constraint in MTons | FALSE | L | Annual | Allowances Withdrawn (1:1) | Thousand Tons | 0 | 0 | 0 | 0 | 0 | 0 | 0 | 0
#CAN - PQ - CO2 Constraint- v.6.17 | 23 | 6964 | Rate Constraint in MTons | FALSE | L | Annual | Allowances Withdrawn (n:1) | Thousand Tons | 0 | 0 | 0 | 0 | 0 | 0 | 0 | 0
#CAN - PQ - CO2 Constraint- v.6.17 | 23 | 6964 | Rate Constraint in MTons | FALSE | L | Annual | Net Emissions Allowance Position | Thousand Tons | 0 | 0 | 0 | 0 | 0 | 0 | 0 | 0
#CAN - PQ - CO2 Constraint- v.6.17 | 23 | 6964 | Rate Constraint in MTons | FALSE | L | Annual | Fuel Consumed | TBtu | 0 | 0 | 0 | 0 | 0 | 0 | 0 | 0
#CAN - PQ - CO2 Constraint- v.6.17 | 23 | 6964 | Rate Constraint in MTons | FALSE | L | Annual | Rate | lb/MMBtu | 0 | 0 | 0 | 0 | 0 | 0 | 0 | 0
#CAN - PQ - CO2 Constraint- v.6.17 | 23 | 6964 | Rate Constraint in MTons | FALSE | L | Annual | Generation | TWh | 0 | 0 | 0 | 0 | 0 | 0 | 0 | 0
#CAN - PQ - CO2 Constraint- v.6.17 | 23 | 6964 | Rate Constraint in MTons | FALSE | L | Annual | Qualifying Generation | TWh | 0 | 0 | 0 | 0 | 0 | 0 | 0 | 0
#CAN - PQ - CO2 Constraint- v.6.17 | 23 | 6964 | Rate Constraint in MTons | FALSE | L | Annual | Rate | lb/MWh | 0 | 0 | 0 | 0 | 0 | 0 | 0 | 0
#CAN - PQ - CO2 Constraint- v.6.17 | 23 | 6964 | Rate Constraint in MTons | FALSE | L | Annual | Constraint Shadow Price | US2016$/Ton | 13.321 | 13.32 | 13.3202 | 67.6707 | 67.6705 | 67.6706 | 67.6708 | 67.6709
#CAN - PQ - O3 Annex - NOX Cap Annual v3.1 | 24 | 1743 | Rate Constraint in MTons | FALSE | L | Annual | Seasons Included | Seasons | Winter, WintShld, Summer | Winter, WintShld, Summer | Winter, WintShld, Summer | Winter, WintShld, Summer | Winter, WintShld, Summer | Winter, WintShld, Summer | Winter, WintShld, Summer | Winter, WintShld, Summer
#CAN - PQ - O3 Annex - NOX Cap Annual v3.1 | 24 | 1743 | Rate Constraint in MTons | FALSE | L | Annual | Standard NOX | Thousand Tons | 5.5115 | 5.5115 | 5.5115 | 5.5115 | 5.5115 | 5.5115 | 5.5115 | 5.5115
#CAN - PQ - O3 Annex - NOX Cap Annual v3.1 | 24 | 1743 | Rate Constraint in MTons | FALSE | L | Annual | Emissions at Affected Plants NOX | Thousand Tons | 0 | 0 | 0 | 0 | 0 | 0 | 0 | 0
#CAN - PQ - O3 Annex - NOX Cap Annual v3.1 | 24 | 1743 | Rate Constraint in MTons | FALSE | L | Annual | Allowances Purchased NOX | Thousand Tons | 0 | 0 | 0 | 0 | 0 | 0 | 0 | 0
#CAN - PQ - O3 Annex - NOX Cap Annual v3.1 | 24 | 1743 | Rate Constraint in MTons | FALSE | L | Annual | Allowances Sold NOX | Thousand Tons | 0 | 0 | 0 | 0 | 0 | 0 | 0 | 0
#CAN - PQ - O3 Annex - NOX Cap Annual v3.1 | 24 | 1743 | Rate Constraint in MTons | FALSE | L | Annual | Allowances Banked | Thousand Tons | 0 | 0 | 0 | 0 | 0 | 0 | 0 | 0
#CAN - PQ - O3 Annex - NOX Cap Annual v3.1 | 24 | 1743 | Rate Constraint in MTons | FALSE | L | Annual | Allowances Withdrawn (1:1) | Thousand Tons | 0 | 0 | 0 | 0 | 0 | 0 | 0 | 0
#CAN - PQ - O3 Annex - NOX Cap Annual v3.1 | 24 | 1743 | Rate Constraint in MTons | FALSE | L | Annual | Allowances Withdrawn (n:1) | Thousand Tons | 0 | 0 | 0 | 0 | 0 | 0 | 0 | 0
#CAN - PQ - O3 Annex - NOX Cap Annual v3.1 | 24 | 1743 | Rate Constraint in MTons | FALSE | L | Annual | Net Emissions Allowance Position | Thousand Tons | 0 | 0 | 0 | 0 | 0 | 0 | 0 | 0
#CAN - PQ - O3 Annex - NOX Cap Annual v3.1 | 24 | 1743 | Rate Constraint in MTons | FALSE | L | Annual | Fuel Consumed | TBtu | 0 | 0 | 0 | 0 | 0 | 0 | 0 | 0
#CAN - PQ - O3 Annex - NOX Cap Annual v3.1 | 24 | 1743 | Rate Constraint in MTons | FALSE | L | Annual | Rate | lb/MMBtu | 0 | 0 | 0 | 0 | 0 | 0 | 0 | 0
#CAN - PQ - O3 Annex - NOX Cap Annual v3.1 | 24 | 1743 | Rate Constraint in MTons | FALSE | L | Annual | Generation | TWh | 0 | 0 | 0 | 0 | 0 | 0 | 0 | 0
#CAN - PQ - O3 Annex - NOX Cap Annual v3.1 | 24 | 1743 | Rate Constraint in MTons | FALSE | L | Annual | Qualifying Generation | TWh | 0 | 0 | 0 | 0 | 0 | 0 | 0 | 0
#CAN - PQ - O3 Annex - NOX Cap Annual v3.1 | 24 | 1743 | Rate Constraint in MTons | FALSE | L | Annual | Rate | lb/MWh | 0 | 0 | 0 | 0 | 0 | 0 | 0 | 0
#CAN - PQ - O3 Annex - NOX Cap Annual v3.1 | 24 | 1743 | Rate Constraint in MTons | FALSE | L | Annual | Constraint Shadow Price | US2016$/Ton | 0 | 0 | 0 | 0 | 0 | 0 | 0 | 0
#CAN - SK - MER Cap Annual v4.12 | 25 | 2322 | Rate Constraint in MTons | FALSE | L | Annual | Seasons Included | Seasons | Winter, WintShld, Summer | Winter, WintShld, Summer | Winter, WintShld, Summer | Winter, WintShld, Summer | Winter, WintShld, Summer | Winter, WintShld, Summer | Winter, WintShld, Summer | Winter, WintShld, Summer
#CAN - SK - MER Cap Annual v4.12 | 25 | 2322 | Rate Constraint in MTons | FALSE | L | Annual | Standard MER | lbs | 947.9877 | 947.9877 | 947.9877 | 947.9877 | 947.9877 | 947.9877 | 947.9877 | 947.9877
#CAN - SK - MER Cap Annual v4.12 | 25 | 2322 | Rate Constraint in MTons | FALSE | L | Annual | Emissions at Affected Plants MER | lbs | 343.2693 | 231.9506 | 231.9506 | 51.9919 | 27.3314 | 27.1296 | 27.1296 | 0.39421
#CAN - SK - MER Cap Annual v4.12 | 25 | 2322 | Rate Constraint in MTons | FALSE | L | Annual | Allowances Purchased MER | lbs | 0 | 0 | 0 | 0 | 0 | 0 | 0 | 0
#CAN - SK - MER Cap Annual v4.12 | 25 | 2322 | Rate Constraint in MTons | FALSE | L | Annual | Allowances Sold MER | lbs | 0 | 0 | 0 | 0 | 0 | 0 | 0 | 0
#CAN - SK - MER Cap Annual v4.12 | 25 | 2322 | Rate Constraint in MTons | FALSE | L | Annual | Allowances Banked | lbs | 0 | 0 | 0 | 0 | 0 | 0 | 0 | 0
#CAN - SK - MER Cap Annual v4.12 | 25 | 2322 | Rate Constraint in MTons | FALSE | L | Annual | Allowances Withdrawn (1:1) | lbs | 0 | 0 | 0 | 0 | 0 | 0 | 0 | 0
#CAN - SK - MER Cap Annual v4.12 | 25 | 2322 | Rate Constraint in MTons | FALSE | L | Annual | Allowances Withdrawn (n:1) | lbs | 0 | 0 | 0 | 0 | 0 | 0 | 0 | 0
#CAN - SK - MER Cap Annual v4.12 | 25 | 2322 | Rate Constraint in MTons | FALSE | L | Annual | Net Emissions Allowance Position | lbs | 343.2693 | 231.9506 | 231.9506 | 51.9919 | 27.3314 | 27.1296 | 27.1296 | 0.39421
#CAN - SK - MER Cap Annual v4.12 | 25 | 2322 | Rate Constraint in MTons | FALSE | L | Annual | Fuel Consumed | TBtu | 96.8063 | 86.1606 | 86.1606 | 42.8889 | 21.7674 | 21.6602 | 21.6602 | 0.20951
#CAN - SK - MER Cap Annual v4.12 | 25 | 2322 | Rate Constraint in MTons | FALSE | L | Annual | Rate | lb/MMBtu | 3.5459e-06 | 2.6921e-06 | 2.6921e-06 | 1.2122e-06 | 1.2556e-06 | 1.2525e-06 | 1.2525e-06 | 1.8816e-06
#CAN - SK - MER Cap Annual v4.12 | 25 | 2322 | Rate Constraint in MTons | FALSE | L | Annual | Generation | TWh | 9.2833 | 8.2624 | 8.2624 | 4.1129 | 2.0859 | 2.076 | 2.076 | 0.019279
#CAN - SK - MER Cap Annual v4.12 | 25 | 2322 | Rate Constraint in MTons | FALSE | L | Annual | Qualifying Generation | TWh | 9.2833 | 8.2624 | 8.2624 | 4.1129 | 2.0859 | 2.076 | 2.076 | 0.019279
#CAN - SK - MER Cap Annual v4.12 | 25 | 2322 | Rate Constraint in MTons | FALSE | L | Annual | Rate | lb/MWh | 3.6977e-05 | 2.8073e-05 | 2.8073e-05 | 1.2641e-05 | 1.3103e-05 | 1.3068e-05 | 1.3068e-05 | 2.0447e-05
#CAN - SK - MER Cap Annual v4.12 | 25 | 2322 | Rate Constraint in MTons | FALSE | L | Annual | Constraint Shadow Price | US2016$/Lb | 0 | 0 | 0 | 0 | 0 | 0 | 0 | 0
#CAN Aconi 1 - SO2 Rate Annual v3.1, Unit 3699 and retrofits | 26 | 1744 | Rate Constraint in lbs/MMBtu | FALSE | L | Annual | Seasons Included | Seasons | Winter, WintShld, Summer | Winter, WintShld, Summer | Winter, WintShld, Summer | Winter, WintShld, Summer | Winter, WintShld, Summer | Winter, WintShld, Summer | Winter, WintShld, Summer | Winter, WintShld, Summer
#CAN Aconi 1 - SO2 Rate Annual v3.1, Unit 3699 and retrofits | 26 | 1744 | Rate Constraint in lbs/MMBtu | FALSE | L | Annual | Standard SO2 | lb/MMBtu | 0.58146 | 0.58146 | 0.58146 | 0.58146 | 0.58146 | 0.58146 | 0.58146 | 0.58146
#CAN Aconi 1 - SO2 Rate Annual v3.1, Unit 3699 and retrofits | 26 | 1744 | Rate Constraint in lbs/MMBtu | FALSE | L | Annual | Emissions at Affected Plants SO2 | Thousand Tons | 0 | 0 | 0 | 0 | 0 | 0 | 0 | 0
#CAN Aconi 1 - SO2 Rate Annual v3.1, Unit 3699 and retrofits | 26 | 1744 | Rate Constraint in lbs/MMBtu | FALSE | L | Annual | Allowances Purchased SO2 | Thousand Tons | 0 | 0 | 0 | 0 | 0 | 0 | 0 | 0
#CAN Aconi 1 - SO2 Rate Annual v3.1, Unit 3699 and retrofits | 26 | 1744 | Rate Constraint in lbs/MMBtu | FALSE | L | Annual | Allowances Sold SO2 | Thousand Tons | 0 | 0 | 0 | 0 | 0 | 0 | 0 | 0
#CAN Aconi 1 - SO2 Rate Annual v3.1, Unit 3699 and retrofits | 26 | 1744 | Rate Constraint in lbs/MMBtu | FALSE | L | Annual | Allowances Banked | Thousand Tons | 0 | 0 | 0 | 0 | 0 | 0 | 0 | 0
#CAN Aconi 1 - SO2 Rate Annual v3.1, Unit 3699 and retrofits | 26 | 1744 | Rate Constraint in lbs/MMBtu | FALSE | L | Annual | Allowances Withdrawn (1:1) | Thousand Tons | 0 | 0 | 0 | 0 | 0 | 0 | 0 | 0
#CAN Aconi 1 - SO2 Rate Annual v3.1, Unit 3699 and retrofits | 26 | 1744 | Rate Constraint in lbs/MMBtu | FALSE | L | Annual | Allowances Withdrawn (n:1) | Thousand Tons | 0 | 0 | 0 | 0 | 0 | 0 | 0 | 0
#CAN Aconi 1 - SO2 Rate Annual v3.1, Unit 3699 and retrofits | 26 | 1744 | Rate Constraint in lbs/MMBtu | FALSE | L | Annual | Net Emissions Allowance Position | Thousand Tons | 0 | 0 | 0 | 0 | 0 | 0 | 0 | 0
#CAN Aconi 1 - SO2 Rate Annual v3.1, Unit 3699 and retrofits | 26 | 1744 | Rate Constraint in lbs/MMBtu | FALSE | L | Annual | Fuel Consumed | TBtu | 0 | 0 | 0 | 0 | 0 | 0 | 0 | 0
#CAN Aconi 1 - SO2 Rate Annual v3.1, Unit 3699 and retrofits | 26 | 1744 | Rate Constraint in lbs/MMBtu | FALSE | L | Annual | Rate | lb/MMBtu | 0 | 0 | 0 | 0 | 0 | 0 | 0 | 0
#CAN Aconi 1 - SO2 Rate Annual v3.1, Unit 3699 and retrofits | 26 | 1744 | Rate Constraint in lbs/MMBtu | FALSE | L | Annual | Generation | TWh | 0 | 0 | 0 | 0 | 0 | 0 | 0 | 0
#CAN Aconi 1 - SO2 Rate Annual v3.1, Unit 3699 and retrofits | 26 | 1744 | Rate Constraint in lbs/MMBtu | FALSE | L | Annual | Qualifying Generation | TWh | 0 | 0 | 0 | 0 | 0 | 0 | 0 | 0
#CAN Aconi 1 - SO2 Rate Annual v3.1, Unit 3699 and retrofits | 26 | 1744 | Rate Constraint in lbs/MMBtu | FALSE | L | Annual | Rate | lb/MWh | 0 | 0 | 0 | 0 | 0 | 0 | 0 | 0
#CAN Aconi 1 - SO2 Rate Annual v3.1, Unit 3699 and retrofits | 26 | 1744 | Rate Constraint in lbs/MMBtu | FALSE | L | Annual | Constraint Shadow Price | US2016$/Ton | 0 | 0 | 0 | 0 | 0 | 0 | 0 | 0
#CAN Lingan 1-4 - SO2 Rate Annual v3.1, Unit 3599 and retrofits | 27 | 1748 | Rate Constraint in lbs/MMBtu | FALSE | L | Annual | Seasons Included | Seasons | Winter, WintShld, Summer | Winter, WintShld, Summer | Winter, WintShld, Summer | Winter, WintShld, Summer | Winter, WintShld, Summer | Winter, WintShld, Summer | Winter, WintShld, Summer | Winter, WintShld, Summer
#CAN Lingan 1-4 - SO2 Rate Annual v3.1, Unit 3599 and retrofits | 27 | 1748 | Rate Constraint in lbs/MMBtu | FALSE | L | Annual | Standard SO2 | lb/MMBtu | 3.7214 | 3.7214 | 3.7214 | 3.7214 | 3.7214 | 3.7214 | 3.7214 | 3.7214
#CAN Lingan 1-4 - SO2 Rate Annual v3.1, Unit 3599 and retrofits | 27 | 1748 | Rate Constraint in lbs/MMBtu | FALSE | L | Annual | Emissions at Affected Plants SO2 | Thousand Tons | 0 | 0 | 0 | 0 | 0 | 0 | 0 | 0
#CAN Lingan 1-4 - SO2 Rate Annual v3.1, Unit 3599 and retrofits | 27 | 1748 | Rate Constraint in lbs/MMBtu | FALSE | L | Annual | Allowances Purchased SO2 | Thousand Tons | 0 | 0 | 0 | 0 | 0 | 0 | 0 | 0
#CAN Lingan 1-4 - SO2 Rate Annual v3.1, Unit 3599 and retrofits | 27 | 1748 | Rate Constraint in lbs/MMBtu | FALSE | L | Annual | Allowances Sold SO2 | Thousand Tons | 0 | 0 | 0 | 0 | 0 | 0 | 0 | 0
#CAN Lingan 1-4 - SO2 Rate Annual v3.1, Unit 3599 and retrofits | 27 | 1748 | Rate Constraint in lbs/MMBtu | FALSE | L | Annual | Allowances Banked | Thousand Tons | 0 | 0 | 0 | 0 | 0 | 0 | 0 | 0
#CAN Lingan 1-4 - SO2 Rate Annual v3.1, Unit 3599 and retrofits | 27 | 1748 | Rate Constraint in lbs/MMBtu | FALSE | L | Annual | Allowances Withdrawn (1:1) | Thousand Tons | 0 | 0 | 0 | 0 | 0 | 0 | 0 | 0
#CAN Lingan 1-4 - SO2 Rate Annual v3.1, Unit 3599 and retrofits | 27 | 1748 | Rate Constraint in lbs/MMBtu | FALSE | L | Annual | Allowances Withdrawn (n:1) | Thousand Tons | 0 | 0 | 0 | 0 | 0 | 0 | 0 | 0
#CAN Lingan 1-4 - SO2 Rate Annual v3.1, Unit 3599 and retrofits | 27 | 1748 | Rate Constraint in lbs/MMBtu | FALSE | L | Annual | Net Emissions Allowance Position | Thousand Tons | 0 | 0 | 0 | 0 | 0 | 0 | 0 | 0
#CAN Lingan 1-4 - SO2 Rate Annual v3.1, Unit 3599 and retrofits | 27 | 1748 | Rate Constraint in lbs/MMBtu | FALSE | L | Annual | Fuel Consumed | TBtu | 0 | 0 | 0 | 0 | 0 | 0 | 0 | 0
#CAN Lingan 1-4 - SO2 Rate Annual v3.1, Unit 3599 and retrofits | 27 | 1748 | Rate Constraint in lbs/MMBtu | FALSE | L | Annual | Rate | lb/MMBtu | 0 | 0 | 0 | 0 | 0 | 0 | 0 | 0
#CAN Lingan 1-4 - SO2 Rate Annual v3.1, Unit 3599 and retrofits | 27 | 1748 | Rate Constraint in lbs/MMBtu | FALSE | L | Annual | Generation | TWh | 0 | 0 | 0 | 0 | 0 | 0 | 0 | 0
#CAN Lingan 1-4 - SO2 Rate Annual v3.1, Unit 3599 and retrofits | 27 | 1748 | Rate Constraint in lbs/MMBtu | FALSE | L | Annual | Qualifying Generation | TWh | 0 | 0 | 0 | 0 | 0 | 0 | 0 | 0
#CAN Lingan 1-4 - SO2 Rate Annual v3.1, Unit 3599 and retrofits | 27 | 1748 | Rate Constraint in lbs/MMBtu | FALSE | L | Annual | Rate | lb/MWh | 0 | 0 | 0 | 0 | 0 | 0 | 0 | 0
#CAN Lingan 1-4 - SO2 Rate Annual v3.1, Unit 3599 and retrofits | 27 | 1748 | Rate Constraint in lbs/MMBtu | FALSE | L | Annual | Constraint Shadow Price | US2016$/Ton | 0 | 0 | 0 | 0 | 0 | 0 | 0 | 0
#CAN Lingan 1-4 - SO2 Rate Annual v3.1, Unit 3600 and retrofits | 28 | 1748 | Rate Constraint in lbs/MMBtu | FALSE | L | Annual | Seasons Included | Seasons | Winter, WintShld, Summer | Winter, WintShld, Summer | Winter, WintShld, Summer | Winter, WintShld, Summer | Winter, WintShld, Summer | Winter, WintShld, Summer | Winter, WintShld, Summer | Winter, WintShld, Summer
#CAN Lingan 1-4 - SO2 Rate Annual v3.1, Unit 3600 and retrofits | 28 | 1748 | Rate Constraint in lbs/MMBtu | FALSE | L | Annual | Standard SO2 | lb/MMBtu | 3.7214 | 3.7214 | 3.7214 | 3.7214 | 3.7214 | 3.7214 | 3.7214 | 3.7214
#CAN Lingan 1-4 - SO2 Rate Annual v3.1, Unit 3600 and retrofits | 28 | 1748 | Rate Constraint in lbs/MMBtu | FALSE | L | Annual | Emissions at Affected Plants SO2 | Thousand Tons | 0 | 0 | 0 | 0 | 0 | 0 | 0 | 0
#CAN Lingan 1-4 - SO2 Rate Annual v3.1, Unit 3600 and retrofits | 28 | 1748 | Rate Constraint in lbs/MMBtu | FALSE | L | Annual | Allowances Purchased SO2 | Thousand Tons | 0 | 0 | 0 | 0 | 0 | 0 | 0 | 0
#CAN Lingan 1-4 - SO2 Rate Annual v3.1, Unit 3600 and retrofits | 28 | 1748 | Rate Constraint in lbs/MMBtu | FALSE | L | Annual | Allowances Sold SO2 | Thousand Tons | 0 | 0 | 0 | 0 | 0 | 0 | 0 | 0
#CAN Lingan 1-4 - SO2 Rate Annual v3.1, Unit 3600 and retrofits | 28 | 1748 | Rate Constraint in lbs/MMBtu | FALSE | L | Annual | Allowances Banked | Thousand Tons | 0 | 0 | 0 | 0 | 0 | 0 | 0 | 0
#CAN Lingan 1-4 - SO2 Rate Annual v3.1, Unit 3600 and retrofits | 28 | 1748 | Rate Constraint in lbs/MMBtu | FALSE | L | Annual | Allowances Withdrawn (1:1) | Thousand Tons | 0 | 0 | 0 | 0 | 0 | 0 | 0 | 0
#CAN Lingan 1-4 - SO2 Rate Annual v3.1, Unit 3600 and retrofits | 28 | 1748 | Rate Constraint in lbs/MMBtu | FALSE | L | Annual | Allowances Withdrawn (n:1) | Thousand Tons | 0 | 0 | 0 | 0 | 0 | 0 | 0 | 0
#CAN Lingan 1-4 - SO2 Rate Annual v3.1, Unit 3600 and retrofits | 28 | 1748 | Rate Constraint in lbs/MMBtu | FALSE | L | Annual | Net Emissions Allowance Position | Thousand Tons | 0 | 0 | 0 | 0 | 0 | 0 | 0 | 0
#CAN Lingan 1-4 - SO2 Rate Annual v3.1, Unit 3600 and retrofits | 28 | 1748 | Rate Constraint in lbs/MMBtu | FALSE | L | Annual | Fuel Consumed | TBtu | 0 | 0 | 0 | 0 | 0 | 0 | 0 | 0
#CAN Lingan 1-4 - SO2 Rate Annual v3.1, Unit 3600 and retrofits | 28 | 1748 | Rate Constraint in lbs/MMBtu | FALSE | L | Annual | Rate | lb/MMBtu | 0 | 0 | 0 | 0 | 0 | 0 | 0 | 0
#CAN Lingan 1-4 - SO2 Rate Annual v3.1, Unit 3600 and retrofits | 28 | 1748 | Rate Constraint in lbs/MMBtu | FALSE | L | Annual | Generation | TWh | 0 | 0 | 0 | 0 | 0 | 0 | 0 | 0
#CAN Lingan 1-4 - SO2 Rate Annual v3.1, Unit 3600 and retrofits | 28 | 1748 | Rate Constraint in lbs/MMBtu | FALSE | L | Annual | Qualifying Generation | TWh | 0 | 0 | 0 | 0 | 0 | 0 | 0 | 0
#CAN Lingan 1-4 - SO2 Rate Annual v3.1, Unit 3600 and retrofits | 28 | 1748 | Rate Constraint in lbs/MMBtu | FALSE | L | Annual | Rate | lb/MWh | 0 | 0 | 0 | 0 | 0 | 0 | 0 | 0
#CAN Lingan 1-4 - SO2 Rate Annual v3.1, Unit 3600 and retrofits | 28 | 1748 | Rate Constraint in lbs/MMBtu | FALSE | L | Annual | Constraint Shadow Price | US2016$/Ton | 0 | 0 | 0 | 0 | 0 | 0 | 0 | 0
#CAN Lingan 1-4 - SO2 Rate Annual v3.1, Unit 3601 and retrofits | 29 | 1748 | Rate Constraint in lbs/MMBtu | FALSE | L | Annual | Seasons Included | Seasons | Winter, WintShld, Summer | Winter, WintShld, Summer | Winter, WintShld, Summer | Winter, WintShld, Summer | Winter, WintShld, Summer | Winter, WintShld, Summer | Winter, WintShld, Summer | Winter, WintShld, Summer
#CAN Lingan 1-4 - SO2 Rate Annual v3.1, Unit 3601 and retrofits | 29 | 1748 | Rate Constraint in lbs/MMBtu | FALSE | L | Annual | Standard SO2 | lb/MMBtu | 3.7214 | 3.7214 | 3.7214 | 3.7214 | 3.7214 | 3.7214 | 3.7214 | 3.7214
#CAN Lingan 1-4 - SO2 Rate Annual v3.1, Unit 3601 and retrofits | 29 | 1748 | Rate Constraint in lbs/MMBtu | FALSE | L | Annual | Emissions at Affected Plants SO2 | Thousand Tons | 0 | 0 | 0 | 0 | 0 | 0 | 0 | 0
#CAN Lingan 1-4 - SO2 Rate Annual v3.1, Unit 3601 and retrofits | 29 | 1748 | Rate Constraint in lbs/MMBtu | FALSE | L | Annual | Allowances Purchased SO2 | Thousand Tons | 0 | 0 | 0 | 0 | 0 | 0 | 0 | 0
#CAN Lingan 1-4 - SO2 Rate Annual v3.1, Unit 3601 and retrofits | 29 | 1748 | Rate Constraint in lbs/MMBtu | FALSE | L | Annual | Allowances Sold SO2 | Thousand Tons | 0 | 0 | 0 | 0 | 0 | 0 | 0 | 0
#CAN Lingan 1-4 - SO2 Rate Annual v3.1, Unit 3601 and retrofits | 29 | 1748 | Rate Constraint in lbs/MMBtu | FALSE | L | Annual | Allowances Banked | Thousand Tons | 0 | 0 | 0 | 0 | 0 | 0 | 0 | 0
#CAN Lingan 1-4 - SO2 Rate Annual v3.1, Unit 3601 and retrofits | 29 | 1748 | Rate Constraint in lbs/MMBtu | FALSE | L | Annual | Allowances Withdrawn (1:1) | Thousand Tons | 0 | 0 | 0 | 0 | 0 | 0 | 0 | 0
#CAN Lingan 1-4 - SO2 Rate Annual v3.1, Unit 3601 and retrofits | 29 | 1748 | Rate Constraint in lbs/MMBtu | FALSE | L | Annual | Allowances Withdrawn (n:1) | Thousand Tons | 0 | 0 | 0 | 0 | 0 | 0 | 0 | 0
#CAN Lingan 1-4 - SO2 Rate Annual v3.1, Unit 3601 and retrofits | 29 | 1748 | Rate Constraint in lbs/MMBtu | FALSE | L | Annual | Net Emissions Allowance Position | Thousand Tons | 0 | 0 | 0 | 0 | 0 | 0 | 0 | 0
#CAN Lingan 1-4 - SO2 Rate Annual v3.1, Unit 3601 and retrofits | 29 | 1748 | Rate Constraint in lbs/MMBtu | FALSE | L | Annual | Fuel Consumed | TBtu | 0 | 0 | 0 | 0 | 0 | 0 | 0 | 0
#CAN Lingan 1-4 - SO2 Rate Annual v3.1, Unit 3601 and retrofits | 29 | 1748 | Rate Constraint in lbs/MMBtu | FALSE | L | Annual | Rate | lb/MMBtu | 0 | 0 | 0 | 0 | 0 | 0 | 0 | 0
#CAN Lingan 1-4 - SO2 Rate Annual v3.1, Unit 3601 and retrofits | 29 | 1748 | Rate Constraint in lbs/MMBtu | FALSE | L | Annual | Generation | TWh | 0 | 0 | 0 | 0 | 0 | 0 | 0 | 0
#CAN Lingan 1-4 - SO2 Rate Annual v3.1, Unit 3601 and retrofits | 29 | 1748 | Rate Constraint in lbs/MMBtu | FALSE | L | Annual | Qualifying Generation | TWh | 0 | 0 | 0 | 0 | 0 | 0 | 0 | 0
#CAN Lingan 1-4 - SO2 Rate Annual v3.1, Unit 3601 and retrofits | 29 | 1748 | Rate Constraint in lbs/MMBtu | FALSE | L | Annual | Rate | lb/MWh | 0 | 0 | 0 | 0 | 0 | 0 | 0 | 0
#CAN Lingan 1-4 - SO2 Rate Annual v3.1, Unit 3601 and retrofits | 29 | 1748 | Rate Constraint in lbs/MMBtu | FALSE | L | Annual | Constraint Shadow Price | US2016$/Ton | 0 | 0 | 0 | 0 | 0 | 0 | 0 | 0
#CAN Lingan 1-4 - SO2 Rate Annual v3.1, Unit 3602 and retrofits | 30 | 1748 | Rate Constraint in lbs/MMBtu | FALSE | L | Annual | Seasons Included | Seasons | Winter, WintShld, Summer | Winter, WintShld, Summer | Winter, WintShld, Summer | Winter, WintShld, Summer | Winter, WintShld, Summer | Winter, WintShld, Summer | Winter, WintShld, Summer | Winter, WintShld, Summer
#CAN Lingan 1-4 - SO2 Rate Annual v3.1, Unit 3602 and retrofits | 30 | 1748 | Rate Constraint in lbs/MMBtu | FALSE | L | Annual | Standard SO2 | lb/MMBtu | 3.7214 | 3.7214 | 3.7214 | 3.7214 | 3.7214 | 3.7214 | 3.7214 | 3.7214
#CAN Lingan 1-4 - SO2 Rate Annual v3.1, Unit 3602 and retrofits | 30 | 1748 | Rate Constraint in lbs/MMBtu | FALSE | L | Annual | Emissions at Affected Plants SO2 | Thousand Tons | 0 | 0 | 0 | 0 | 0 | 0 | 0 | 0
#CAN Lingan 1-4 - SO2 Rate Annual v3.1, Unit 3602 and retrofits | 30 | 1748 | Rate Constraint in lbs/MMBtu | FALSE | L | Annual | Allowances Purchased SO2 | Thousand Tons | 0 | 0 | 0 | 0 | 0 | 0 | 0 | 0
#CAN Lingan 1-4 - SO2 Rate Annual v3.1, Unit 3602 and retrofits | 30 | 1748 | Rate Constraint in lbs/MMBtu | FALSE | L | Annual | Allowances Sold SO2 | Thousand Tons | 0 | 0 | 0 | 0 | 0 | 0 | 0 | 0
#CAN Lingan 1-4 - SO2 Rate Annual v3.1, Unit 3602 and retrofits | 30 | 1748 | Rate Constraint in lbs/MMBtu | FALSE | L | Annual | Allowances Banked | Thousand Tons | 0 | 0 | 0 | 0 | 0 | 0 | 0 | 0
#CAN Lingan 1-4 - SO2 Rate Annual v3.1, Unit 3602 and retrofits | 30 | 1748 | Rate Constraint in lbs/MMBtu | FALSE | L | Annual | Allowances Withdrawn (1:1) | Thousand Tons | 0 | 0 | 0 | 0 | 0 | 0 | 0 | 0
#CAN Lingan 1-4 - SO2 Rate Annual v3.1, Unit 3602 and retrofits | 30 | 1748 | Rate Constraint in lbs/MMBtu | FALSE | L | Annual | Allowances Withdrawn (n:1) | Thousand Tons | 0 | 0 | 0 | 0 | 0 | 0 | 0 | 0
#CAN Lingan 1-4 - SO2 Rate Annual v3.1, Unit 3602 and retrofits | 30 | 1748 | Rate Constraint in lbs/MMBtu | FALSE | L | Annual | Net Emissions Allowance Position | Thousand Tons | 0 | 0 | 0 | 0 | 0 | 0 | 0 | 0
#CAN Lingan 1-4 - SO2 Rate Annual v3.1, Unit 3602 and retrofits | 30 | 1748 | Rate Constraint in lbs/MMBtu | FALSE | L | Annual | Fuel Consumed | TBtu | 0 | 0 | 0 | 0 | 0 | 0 | 0 | 0
#CAN Lingan 1-4 - SO2 Rate Annual v3.1, Unit 3602 and retrofits | 30 | 1748 | Rate Constraint in lbs/MMBtu | FALSE | L | Annual | Rate | lb/MMBtu | 0 | 0 | 0 | 0 | 0 | 0 | 0 | 0
#CAN Lingan 1-4 - SO2 Rate Annual v3.1, Unit 3602 and retrofits | 30 | 1748 | Rate Constraint in lbs/MMBtu | FALSE | L | Annual | Generation | TWh | 0 | 0 | 0 | 0 | 0 | 0 | 0 | 0
#CAN Lingan 1-4 - SO2 Rate Annual v3.1, Unit 3602 and retrofits | 30 | 1748 | Rate Constraint in lbs/MMBtu | FALSE | L | Annual | Qualifying Generation | TWh | 0 | 0 | 0 | 0 | 0 | 0 | 0 | 0
#CAN Lingan 1-4 - SO2 Rate Annual v3.1, Unit 3602 and retrofits | 30 | 1748 | Rate Constraint in lbs/MMBtu | FALSE | L | Annual | Rate | lb/MWh | 0 | 0 | 0 | 0 | 0 | 0 | 0 | 0
#CAN Lingan 1-4 - SO2 Rate Annual v3.1, Unit 3602 and retrofits | 30 | 1748 | Rate Constraint in lbs/MMBtu | FALSE | L | Annual | Constraint Shadow Price | US2016$/Ton | 0 | 0 | 0 | 0 | 0 | 0 | 0 | 0
#CAN -National CO2 Rate Limit- 2021- v6.17 | 31 | 5804 | Rate Constraint in lbs/MWh | FALSE | L | Annual | Seasons Included | Seasons | Winter, WintShld, Summer | Winter, WintShld, Summer | Winter, WintShld, Summer | Winter, WintShld, Summer | Winter, WintShld, Summer | Winter, WintShld, Summer | Winter, WintShld, Summer | Winter, WintShld, Summer
#CAN -National CO2 Rate Limit- 2021- v6.17 | 31 | 5804 | Rate Constraint in lbs/MWh | FALSE | L | Annual | Standard CO2 | lb/MWh | 925.94 | 925.94 | 925.94 | 925.94 | 925.94 | 925.94 | 925.94 | 925.94
#CAN -National CO2 Rate Limit- 2021- v6.17 | 31 | 5804 | Rate Constraint in lbs/MWh | FALSE | L | Annual | Emissions at Affected Plants CO2 | Thousand Tons | 0 | 0 | 0 | 0 | 17.0241 | 12.455 | 12.455 | 8.9257
#CAN -National CO2 Rate Limit- 2021- v6.17 | 31 | 5804 | Rate Constraint in lbs/MWh | FALSE | L | Annual | Allowances Purchased CO2 | Thousand Tons | 0 | 0 | 0 | 0 | 0 | 0 | 0 | 0
#CAN -National CO2 Rate Limit- 2021- v6.17 | 31 | 5804 | Rate Constraint in lbs/MWh | FALSE | L | Annual | Allowances Sold CO2 | Thousand Tons | 0 | 0 | 0 | 0 | 0 | 0 | 0 | 0
#CAN -National CO2 Rate Limit- 2021- v6.17 | 31 | 5804 | Rate Constraint in lbs/MWh | FALSE | L | Annual | Allowances Banked | Thousand Tons | 0 | 0 | 0 | 0 | 0 | 0 | 0 | 0
#CAN -National CO2 Rate Limit- 2021- v6.17 | 31 | 5804 | Rate Constraint in lbs/MWh | FALSE | L | Annual | Allowances Withdrawn (1:1) | Thousand Tons | 0 | 0 | 0 | 0 | 0 | 0 | 0 | 0
#CAN -National CO2 Rate Limit- 2021- v6.17 | 31 | 5804 | Rate Constraint in lbs/MWh | FALSE | L | Annual | Allowances Withdrawn (n:1) | Thousand Tons | 0 | 0 | 0 | 0 | 0 | 0 | 0 | 0
#CAN -National CO2 Rate Limit- 2021- v6.17 | 31 | 5804 | Rate Constraint in lbs/MWh | FALSE | L | Annual | Net Emissions Allowance Position | Thousand Tons | 0 | 0 | 0 | 0 | 17.0241 | 12.455 | 12.455 | 8.9257
#CAN -National CO2 Rate Limit- 2021- v6.17 | 31 | 5804 | Rate Constraint in lbs/MWh | FALSE | L | Annual | Fuel Consumed | TBtu | 0 | 0 | 0 | 0 | 0.3996 | 0.29235 | 0.29235 | 0.20951
#CAN -National CO2 Rate Limit- 2021- v6.17 | 31 | 5804 | Rate Constraint in lbs/MWh | FALSE | L | Annual | Rate | lb/MMBtu | 0 | 0 | 0 | 0 | 85.2049 | 85.2049 | 85.2049 | 85.2049
#CAN -National CO2 Rate Limit- 2021- v6.17 | 31 | 5804 | Rate Constraint in lbs/MWh | FALSE | L | Annual | Generation | TWh | 0 | 0 | 0 | 0 | 0.036771 | 0.026902 | 0.026902 | 0.019279
#CAN -National CO2 Rate Limit- 2021- v6.17 | 31 | 5804 | Rate Constraint in lbs/MWh | FALSE | L | Annual | Qualifying Generation | TWh | 0 | 0 | 0 | 0 | 0.036771 | 0.026902 | 0.026902 | 0.019279
#CAN -National CO2 Rate Limit- 2021- v6.17 | 31 | 5804 | Rate Constraint in lbs/MWh | FALSE | L | Annual | Constraint Shadow Price | US2016$/Ton | 135.922 | 145.6581 | 125.7516 | 103.6914 | 93.2929 | 97.9236 | 97.9168 | 89.8697
#CAN -National CO2 Rate Limit- 2023- v6.17 | 32 | 6998 | Rate Constraint in lbs/MWh | FALSE | L | Annual | Seasons Included | Seasons |  | Winter, WintShld, Summer | Winter, WintShld, Summer | Winter, WintShld, Summer | Winter, WintShld, Summer | Winter, WintShld, Summer | Winter, WintShld, Summer | Winter, WintShld, Summer
#CAN -National CO2 Rate Limit- 2023- v6.17 | 32 | 6998 | Rate Constraint in lbs/MWh | FALSE | L | Annual | Standard CO2 | lb/MWh | 0 | 925.94 | 925.94 | 925.94 | 925.94 | 925.94 | 925.94 | 925.94
#CAN -National CO2 Rate Limit- 2023- v6.17 | 32 | 6998 | Rate Constraint in lbs/MWh | FALSE | L | Annual | Emissions at Affected Plants CO2 | Thousand Tons | 0 | 0 | 0 | 0 | 0 | 0 | 0 | 0
#CAN -National CO2 Rate Limit- 2023- v6.17 | 32 | 6998 | Rate Constraint in lbs/MWh | FALSE | L | Annual | Allowances Purchased CO2 | Thousand Tons | 0 | 0 | 0 | 0 | 0 | 0 | 0 | 0
#CAN -National CO2 Rate Limit- 2023- v6.17 | 32 | 6998 | Rate Constraint in lbs/MWh | FALSE | L | Annual | Allowances Sold CO2 | Thousand Tons | 0 | 0 | 0 | 0 | 0 | 0 | 0 | 0
#CAN -National CO2 Rate Limit- 2023- v6.17 | 32 | 6998 | Rate Constraint in lbs/MWh | FALSE | L | Annual | Allowances Banked | Thousand Tons | 0 | 0 | 0 | 0 | 0 | 0 | 0 | 0
#CAN -National CO2 Rate Limit- 2023- v6.17 | 32 | 6998 | Rate Constraint in lbs/MWh | FALSE | L | Annual | Allowances Withdrawn (1:1) | Thousand Tons | 0 | 0 | 0 | 0 | 0 | 0 | 0 | 0
#CAN -National CO2 Rate Limit- 2023- v6.17 | 32 | 6998 | Rate Constraint in lbs/MWh | FALSE | L | Annual | Allowances Withdrawn (n:1) | Thousand Tons | 0 | 0 | 0 | 0 | 0 | 0 | 0 | 0
#CAN -National CO2 Rate Limit- 2023- v6.17 | 32 | 6998 | Rate Constraint in lbs/MWh | FALSE | L | Annual | Net Emissions Allowance Position | Thousand Tons | 0 | 0 | 0 | 0 | 0 | 0 | 0 | 0
#CAN -National CO2 Rate Limit- 2023- v6.17 | 32 | 6998 | Rate Constraint in lbs/MWh | FALSE | L | Annual | Fuel Consumed | TBtu | 0 | 0 | 0 | 0 | 0 | 0 | 0 | 0
#CAN -National CO2 Rate Limit- 2023- v6.17 | 32 | 6998 | Rate Constraint in lbs/MWh | FALSE | L | Annual | Rate | lb/MMBtu | 0 | 0 | 0 | 0 | 0 | 0 | 0 | 0
#CAN -National CO2 Rate Limit- 2023- v6.17 | 32 | 6998 | Rate Constraint in lbs/MWh | FALSE | L | Annual | Generation | TWh | 0 | 0 | 0 | 0 | 0 | 0 | 0 | 0
#CAN -National CO2 Rate Limit- 2023- v6.17 | 32 | 6998 | Rate Constraint in lbs/MWh | FALSE | L | Annual | Qualifying Generation | TWh | 0 | 0 | 0 | 0 | 0 | 0 | 0 | 0
#CAN -National CO2 Rate Limit- 2023- v6.17 | 32 | 6998 | Rate Constraint in lbs/MWh | FALSE | L | Annual | Constraint Shadow Price | US2016$/Ton | 0 | 97.7099 | 97.3973 | 172.6859 | 2193.9798 | 186.1902 | 192.4984 | 405.8773
#CAN -National CO2 Rate Limit- 2030- v6.17 | 33 | 6999 | Rate Constraint in lbs/MWh | FALSE | L | Annual | Seasons Included | Seasons |  |  |  | Winter, WintShld, Summer | Winter, WintShld, Summer | Winter, WintShld, Summer | Winter, WintShld, Summer | Winter, WintShld, Summer
#CAN -National CO2 Rate Limit- 2030- v6.17 | 33 | 6999 | Rate Constraint in lbs/MWh | FALSE | L | Annual | Standard CO2 | lb/MWh | 0 | 0 | 0 | 925.94 | 925.94 | 925.94 | 925.94 | 925.94
#CAN -National CO2 Rate Limit- 2030- v6.17 | 33 | 6999 | Rate Constraint in lbs/MWh | FALSE | L | Annual | Emissions at Affected Plants CO2 | Thousand Tons | 0 | 0 | 0 | 0 | 0 | 0 | 0 | 0
#CAN -National CO2 Rate Limit- 2030- v6.17 | 33 | 6999 | Rate Constraint in lbs/MWh | FALSE | L | Annual | Allowances Purchased CO2 | Thousand Tons | 0 | 0 | 0 | 0 | 0 | 0 | 0 | 0
#CAN -National CO2 Rate Limit- 2030- v6.17 | 33 | 6999 | Rate Constraint in lbs/MWh | FALSE | L | Annual | Allowances Sold CO2 | Thousand Tons | 0 | 0 | 0 | 0 | 0 | 0 | 0 | 0
#CAN -National CO2 Rate Limit- 2030- v6.17 | 33 | 6999 | Rate Constraint in lbs/MWh | FALSE | L | Annual | Allowances Banked | Thousand Tons | 0 | 0 | 0 | 0 | 0 | 0 | 0 | 0
#CAN -National CO2 Rate Limit- 2030- v6.17 | 33 | 6999 | Rate Constraint in lbs/MWh | FALSE | L | Annual | Allowances Withdrawn (1:1) | Thousand Tons | 0 | 0 | 0 | 0 | 0 | 0 | 0 | 0
#CAN -National CO2 Rate Limit- 2030- v6.17 | 33 | 6999 | Rate Constraint in lbs/MWh | FALSE | L | Annual | Allowances Withdrawn (n:1) | Thousand Tons | 0 | 0 | 0 | 0 | 0 | 0 | 0 | 0
#CAN -National CO2 Rate Limit- 2030- v6.17 | 33 | 6999 | Rate Constraint in lbs/MWh | FALSE | L | Annual | Net Emissions Allowance Position | Thousand Tons | 0 | 0 | 0 | 0 | 0 | 0 | 0 | 0
#CAN -National CO2 Rate Limit- 2030- v6.17 | 33 | 6999 | Rate Constraint in lbs/MWh | FALSE | L | Annual | Fuel Consumed | TBtu | 0 | 0 | 0 | 0 | 0 | 0 | 0 | 0
#CAN -National CO2 Rate Limit- 2030- v6.17 | 33 | 6999 | Rate Constraint in lbs/MWh | FALSE | L | Annual | Rate | lb/MMBtu | 0 | 0 | 0 | 0 | 0 | 0 | 0 | 0
#CAN -National CO2 Rate Limit- 2030- v6.17 | 33 | 6999 | Rate Constraint in lbs/MWh | FALSE | L | Annual | Generation | TWh | 0 | 0 | 0 | 0 | 0 | 0 | 0 | 0
#CAN -National CO2 Rate Limit- 2030- v6.17 | 33 | 6999 | Rate Constraint in lbs/MWh | FALSE | L | Annual | Qualifying Generation | TWh | 0 | 0 | 0 | 0 | 0 | 0 | 0 | 0
#CAN -National CO2 Rate Limit- 2030- v6.17 | 33 | 6999 | Rate Constraint in lbs/MWh | FALSE | L | Annual | Constraint Shadow Price | US2016$/Ton | 0 | 0 | 0 | 536.7495 | 2193.9798 | 728.7853 | 192.4984 | 405.8773
#CAN -National CO2 Rate Limit- 2035- v6.17 | 34 | 7000 | Rate Constraint in lbs/MWh | FALSE | L | Annual | Seasons Included | Seasons |  |  |  |  | Winter, WintShld, Summer | Winter, WintShld, Summer | Winter, WintShld, Summer | Winter, WintShld, Summer
#CAN -National CO2 Rate Limit- 2035- v6.17 | 34 | 7000 | Rate Constraint in lbs/MWh | FALSE | L | Annual | Standard CO2 | lb/MWh | 0 | 0 | 0 | 0 | 925.94 | 925.94 | 925.94 | 925.94
#CAN -National CO2 Rate Limit- 2035- v6.17 | 34 | 7000 | Rate Constraint in lbs/MWh | FALSE | L | Annual | Emissions at Affected Plants CO2 | Thousand Tons | 0 | 0 | 0 | 0 | 0 | 0 | 0 | 0
#CAN -National CO2 Rate Limit- 2035- v6.17 | 34 | 7000 | Rate Constraint in lbs/MWh | FALSE | L | Annual | Allowances Purchased CO2 | Thousand Tons | 0 | 0 | 0 | 0 | 0 | 0 | 0 | 0
#CAN -National CO2 Rate Limit- 2035- v6.17 | 34 | 7000 | Rate Constraint in lbs/MWh | FALSE | L | Annual | Allowances Sold CO2 | Thousand Tons | 0 | 0 | 0 | 0 | 0 | 0 | 0 | 0
#CAN -National CO2 Rate Limit- 2035- v6.17 | 34 | 7000 | Rate Constraint in lbs/MWh | FALSE | L | Annual | Allowances Banked | Thousand Tons | 0 | 0 | 0 | 0 | 0 | 0 | 0 | 0
#CAN -National CO2 Rate Limit- 2035- v6.17 | 34 | 7000 | Rate Constraint in lbs/MWh | FALSE | L | Annual | Allowances Withdrawn (1:1) | Thousand Tons | 0 | 0 | 0 | 0 | 0 | 0 | 0 | 0
#CAN -National CO2 Rate Limit- 2035- v6.17 | 34 | 7000 | Rate Constraint in lbs/MWh | FALSE | L | Annual | Allowances Withdrawn (n:1) | Thousand Tons | 0 | 0 | 0 | 0 | 0 | 0 | 0 | 0
#CAN -National CO2 Rate Limit- 2035- v6.17 | 34 | 7000 | Rate Constraint in lbs/MWh | FALSE | L | Annual | Net Emissions Allowance Position | Thousand Tons | 0 | 0 | 0 | 0 | 0 | 0 | 0 | 0
#CAN -National CO2 Rate Limit- 2035- v6.17 | 34 | 7000 | Rate Constraint in lbs/MWh | FALSE | L | Annual | Fuel Consumed | TBtu | 0 | 0 | 0 | 0 | 0 | 0 | 0 | 0
#CAN -National CO2 Rate Limit- 2035- v6.17 | 34 | 7000 | Rate Constraint in lbs/MWh | FALSE | L | Annual | Rate | lb/MMBtu | 0 | 0 | 0 | 0 | 0 | 0 | 0 | 0
#CAN -National CO2 Rate Limit- 2035- v6.17 | 34 | 7000 | Rate Constraint in lbs/MWh | FALSE | L | Annual | Generation | TWh | 0 | 0 | 0 | 0 | 0 | 0 | 0 | 0
#CAN -National CO2 Rate Limit- 2035- v6.17 | 34 | 7000 | Rate Constraint in lbs/MWh | FALSE | L | Annual | Qualifying Generation | TWh | 0 | 0 | 0 | 0 | 0 | 0 | 0 | 0
#CAN -National CO2 Rate Limit- 2035- v6.17 | 34 | 7000 | Rate Constraint in lbs/MWh | FALSE | L | Annual | Constraint Shadow Price | US2016$/Ton | 0 | 0 | 0 | 0 | 2193.9798 | 728.7853 | 192.4984 | 405.8773
#CAN -National CO2 Rate Limit- 2040- v6.17 | 35 | 7001 | Rate Constraint in lbs/MWh | FALSE | L | Annual | Seasons Included | Seasons | [5 empty] | Winter, WintShld, Summer | Winter, WintShld, Summer | Winter, WintShld, Summer
#CAN -National CO2 Rate Limit- 2040- v6.17 | 35 | 7001 | Rate Constraint in lbs/MWh | FALSE | L | Annual | Standard CO2 | lb/MWh | 0 | 0 | 0 | 0 | 0 | 925.94 | 925.94 | 925.94
#CAN -National CO2 Rate Limit- 2040- v6.17 | 35 | 7001 | Rate Constraint in lbs/MWh | FALSE | L | Annual | Emissions at Affected Plants CO2 | Thousand Tons | 0 | 0 | 0 | 0 | 0 | 0 | 0 | 0
#CAN -National CO2 Rate Limit- 2040- v6.17 | 35 | 7001 | Rate Constraint in lbs/MWh | FALSE | L | Annual | Allowances Purchased CO2 | Thousand Tons | 0 | 0 | 0 | 0 | 0 | 0 | 0 | 0
#CAN -National CO2 Rate Limit- 2040- v6.17 | 35 | 7001 | Rate Constraint in lbs/MWh | FALSE | L | Annual | Allowances Sold CO2 | Thousand Tons | 0 | 0 | 0 | 0 | 0 | 0 | 0 | 0
#CAN -National CO2 Rate Limit- 2040- v6.17 | 35 | 7001 | Rate Constraint in lbs/MWh | FALSE | L | Annual | Allowances Banked | Thousand Tons | 0 | 0 | 0 | 0 | 0 | 0 | 0 | 0
#CAN -National CO2 Rate Limit- 2040- v6.17 | 35 | 7001 | Rate Constraint in lbs/MWh | FALSE | L | Annual | Allowances Withdrawn (1:1) | Thousand Tons | 0 | 0 | 0 | 0 | 0 | 0 | 0 | 0
#CAN -National CO2 Rate Limit- 2040- v6.17 | 35 | 7001 | Rate Constraint in lbs/MWh | FALSE | L | Annual | Allowances Withdrawn (n:1) | Thousand Tons | 0 | 0 | 0 | 0 | 0 | 0 | 0 | 0
#CAN -National CO2 Rate Limit- 2040- v6.17 | 35 | 7001 | Rate Constraint in lbs/MWh | FALSE | L | Annual | Net Emissions Allowance Position | Thousand Tons | 0 | 0 | 0 | 0 | 0 | 0 | 0 | 0
#CAN -National CO2 Rate Limit- 2040- v6.17 | 35 | 7001 | Rate Constraint in lbs/MWh | FALSE | L | Annual | Fuel Consumed | TBtu | 0 | 0 | 0 | 0 | 0 | 0 | 0 | 0
#CAN -National CO2 Rate Limit- 2040- v6.17 | 35 | 7001 | Rate Constraint in lbs/MWh | FALSE | L | Annual | Rate | lb/MMBtu | 0 | 0 | 0 | 0 | 0 | 0 | 0 | 0
#CAN -National CO2 Rate Limit- 2040- v6.17 | 35 | 7001 | Rate Constraint in lbs/MWh | FALSE | L | Annual | Generation | TWh | 0 | 0 | 0 | 0 | 0 | 0 | 0 | 0
#CAN -National CO2 Rate Limit- 2040- v6.17 | 35 | 7001 | Rate Constraint in lbs/MWh | FALSE | L | Annual | Qualifying Generation | TWh | 0 | 0 | 0 | 0 | 0 | 0 | 0 | 0
#CAN -National CO2 Rate Limit- 2040- v6.17 | 35 | 7001 | Rate Constraint in lbs/MWh | FALSE | L | Annual | Constraint Shadow Price | US2016$/Ton | 0 | 0 | 0 | 0 | 0 | 216.2058 | 357.4984 | 268.6974
#CAN -National CO2 Rate Limit- 2045- v6.17 | 36 | 7002 | Rate Constraint in lbs/MWh | FALSE | L | Annual | Seasons Included | Seasons | [6 empty] | Winter, WintShld, Summer | Winter, WintShld, Summer
#CAN -National CO2 Rate Limit- 2045- v6.17 | 36 | 7002 | Rate Constraint in lbs/MWh | FALSE | L | Annual | Standard CO2 | lb/MWh | 0 | 0 | 0 | 0 | 0 | 0 | 925.94 | 925.94
#CAN -National CO2 Rate Limit- 2045- v6.17 | 36 | 7002 | Rate Constraint in lbs/MWh | FALSE | L | Annual | Emissions at Affected Plants CO2 | Thousand Tons | 0 | 0 | 0 | 0 | 0 | 0 | 0 | 0
#CAN -National CO2 Rate Limit- 2045- v6.17 | 36 | 7002 | Rate Constraint in lbs/MWh | FALSE | L | Annual | Allowances Purchased CO2 | Thousand Tons | 0 | 0 | 0 | 0 | 0 | 0 | 0 | 0
#CAN -National CO2 Rate Limit- 2045- v6.17 | 36 | 7002 | Rate Constraint in lbs/MWh | FALSE | L | Annual | Allowances Sold CO2 | Thousand Tons | 0 | 0 | 0 | 0 | 0 | 0 | 0 | 0
#CAN -National CO2 Rate Limit- 2045- v6.17 | 36 | 7002 | Rate Constraint in lbs/MWh | FALSE | L | Annual | Allowances Banked | Thousand Tons | 0 | 0 | 0 | 0 | 0 | 0 | 0 | 0
#CAN -National CO2 Rate Limit- 2045- v6.17 | 36 | 7002 | Rate Constraint in lbs/MWh | FALSE | L | Annual | Allowances Withdrawn (1:1) | Thousand Tons | 0 | 0 | 0 | 0 | 0 | 0 | 0 | 0
#CAN -National CO2 Rate Limit- 2045- v6.17 | 36 | 7002 | Rate Constraint in lbs/MWh | FALSE | L | Annual | Allowances Withdrawn (n:1) | Thousand Tons | 0 | 0 | 0 | 0 | 0 | 0 | 0 | 0
#CAN -National CO2 Rate Limit- 2045- v6.17 | 36 | 7002 | Rate Constraint in lbs/MWh | FALSE | L | Annual | Net Emissions Allowance Position | Thousand Tons | 0 | 0 | 0 | 0 | 0 | 0 | 0 | 0
#CAN -National CO2 Rate Limit- 2045- v6.17 | 36 | 7002 | Rate Constraint in lbs/MWh | FALSE | L | Annual | Fuel Consumed | TBtu | 0 | 0 | 0 | 0 | 0 | 0 | 0 | 0
#CAN -National CO2 Rate Limit- 2045- v6.17 | 36 | 7002 | Rate Constraint in lbs/MWh | FALSE | L | Annual | Rate | lb/MMBtu | 0 | 0 | 0 | 0 | 0 | 0 | 0 | 0
#CAN -National CO2 Rate Limit- 2045- v6.17 | 36 | 7002 | Rate Constraint in lbs/MWh | FALSE | L | Annual | Generation | TWh | 0 | 0 | 0 | 0 | 0 | 0 | 0 | 0
#CAN -National CO2 Rate Limit- 2045- v6.17 | 36 | 7002 | Rate Constraint in lbs/MWh | FALSE | L | Annual | Qualifying Generation | TWh | 0 | 0 | 0 | 0 | 0 | 0 | 0 | 0
#CAN -National CO2 Rate Limit- 2045- v6.17 | 36 | 7002 | Rate Constraint in lbs/MWh | FALSE | L | Annual | Constraint Shadow Price | US2016$/Ton | 0 | 0 | 0 | 0 | 0 | 0 | 0 | 268.6974
#CAN -National CO2 Rate Limit- New Units- v5.12 | 37 | 5899 | Rate Constraint in lbs/MWh | FALSE | L | Annual | Seasons Included | Seasons | Winter, WintShld, Summer | Winter, WintShld, Summer | Winter, WintShld, Summer | Winter, WintShld, Summer | Winter, WintShld, Summer | Winter, WintShld, Summer | Winter, WintShld, Summer | Winter, WintShld, Summer
#CAN -National CO2 Rate Limit- New Units- v5.12 | 37 | 5899 | Rate Constraint in lbs/MWh | FALSE | L | Annual | Standard CO2 | lb/MWh | 925.94 | 925.94 | 925.94 | 925.94 | 925.94 | 925.94 | 925.94 | 925.94
#CAN -National CO2 Rate Limit- New Units- v5.12 | 37 | 5899 | Rate Constraint in lbs/MWh | FALSE | L | Annual | Emissions at Affected Plants CO2 | Thousand Tons | 0 | 0 | 0 | 0 | 0 | 0 | 0 | 0
#CAN -National CO2 Rate Limit- New Units- v5.12 | 37 | 5899 | Rate Constraint in lbs/MWh | FALSE | L | Annual | Allowances Purchased CO2 | Thousand Tons | 0 | 0 | 0 | 0 | 0 | 0 | 0 | 0
#CAN -National CO2 Rate Limit- New Units- v5.12 | 37 | 5899 | Rate Constraint in lbs/MWh | FALSE | L | Annual | Allowances Sold CO2 | Thousand Tons | 0 | 0 | 0 | 0 | 0 | 0 | 0 | 0
#CAN -National CO2 Rate Limit- New Units- v5.12 | 37 | 5899 | Rate Constraint in lbs/MWh | FALSE | L | Annual | Allowances Banked | Thousand Tons | 0 | 0 | 0 | 0 | 0 | 0 | 0 | 0
#CAN -National CO2 Rate Limit- New Units- v5.12 | 37 | 5899 | Rate Constraint in lbs/MWh | FALSE | L | Annual | Allowances Withdrawn (1:1) | Thousand Tons | 0 | 0 | 0 | 0 | 0 | 0 | 0 | 0
#CAN -National CO2 Rate Limit- New Units- v5.12 | 37 | 5899 | Rate Constraint in lbs/MWh | FALSE | L | Annual | Allowances Withdrawn (n:1) | Thousand Tons | 0 | 0 | 0 | 0 | 0 | 0 | 0 | 0
#CAN -National CO2 Rate Limit- New Units- v5.12 | 37 | 5899 | Rate Constraint in lbs/MWh | FALSE | L | Annual | Net Emissions Allowance Position | Thousand Tons | 0 | 0 | 0 | 0 | 0 | 0 | 0 | 0
#CAN -National CO2 Rate Limit- New Units- v5.12 | 37 | 5899 | Rate Constraint in lbs/MWh | FALSE | L | Annual | Fuel Consumed | TBtu | 0 | 0 | 0 | 0 | 0 | 0 | 0 | 0
#CAN -National CO2 Rate Limit- New Units- v5.12 | 37 | 5899 | Rate Constraint in lbs/MWh | FALSE | L | Annual | Rate | lb/MMBtu | 0 | 0 | 0 | 0 | 0 | 0 | 0 | 0
#CAN -National CO2 Rate Limit- New Units- v5.12 | 37 | 5899 | Rate Constraint in lbs/MWh | FALSE | L | Annual | Generation | TWh | 0 | 0 | 0 | 0 | 0 | 0 | 0 | 0
#CAN -National CO2 Rate Limit- New Units- v5.12 | 37 | 5899 | Rate Constraint in lbs/MWh | FALSE | L | Annual | Qualifying Generation | TWh | 0 | 0 | 0 | 0 | 0 | 0 | 0 | 0
#CAN -National CO2 Rate Limit- New Units- v5.12 | 37 | 5899 | Rate Constraint in lbs/MWh | FALSE | L | Annual | Constraint Shadow Price | US2016$/Ton | 0 | 0 | 405.3617 | 448.2053 | 497.9085 | 553.4945 | 236.4646 | 243.1169
#CAN -National NOx Rate Limit v4.12 | 38 | 2313 | Rate Constraint in lbs/MWh | FALSE | L | Annual | Seasons Included | Seasons | Winter, WintShld, Summer | Winter, WintShld, Summer | Winter, WintShld, Summer | Winter, WintShld, Summer | Winter, WintShld, Summer | Winter, WintShld, Summer | Winter, WintShld, Summer | Winter, WintShld, Summer
#CAN -National NOx Rate Limit v4.12 | 38 | 2313 | Rate Constraint in lbs/MWh | FALSE | L | Annual | Standard NOX | lb/MWh | 1.5212 | 1.5212 | 1.5212 | 1.5212 | 1.5212 | 1.5212 | 1.5212 | 1.5212
#CAN -National NOx Rate Limit v4.12 | 38 | 2313 | Rate Constraint in lbs/MWh | FALSE | L | Annual | Emissions at Affected Plants NOX | Thousand Tons | 7.3414 | 8.3401 | 9.1814 | 5.6412 | 5.8976 | 5.9828 | 6.0287 | 6.0129
#CAN -National NOx Rate Limit v4.12 | 38 | 2313 | Rate Constraint in lbs/MWh | FALSE | L | Annual | Allowances Purchased NOX | Thousand Tons | 0 | 0 | 0 | 0 | 0 | 0 | 0 | 0
#CAN -National NOx Rate Limit v4.12 | 38 | 2313 | Rate Constraint in lbs/MWh | FALSE | L | Annual | Allowances Sold NOX | Thousand Tons | 0 | 0 | 0 | 0 | 0 | 0 | 0 | 0
#CAN -National NOx Rate Limit v4.12 | 38 | 2313 | Rate Constraint in lbs/MWh | FALSE | L | Annual | Allowances Banked | Thousand Tons | 0 | 0 | 0 | 0 | 0 | 0 | 0 | 0
#CAN -National NOx Rate Limit v4.12 | 38 | 2313 | Rate Constraint in lbs/MWh | FALSE | L | Annual | Allowances Withdrawn (1:1) | Thousand Tons | 0 | 0 | 0 | 0 | 0 | 0 | 0 | 0
#CAN -National NOx Rate Limit v4.12 | 38 | 2313 | Rate Constraint in lbs/MWh | FALSE | L | Annual | Allowances Withdrawn (n:1) | Thousand Tons | 0 | 0 | 0 | 0 | 0 | 0 | 0 | 0
#CAN -National NOx Rate Limit v4.12 | 38 | 2313 | Rate Constraint in lbs/MWh | FALSE | L | Annual | Net Emissions Allowance Position | Thousand Tons | 7.3414 | 8.3401 | 9.1814 | 5.6412 | 5.8976 | 5.9828 | 6.0287 | 6.0129
#CAN -National NOx Rate Limit v4.12 | 38 | 2313 | Rate Constraint in lbs/MWh | FALSE | L | Annual | Fuel Consumed | TBtu | 333.5615 | 407.8014 | 449.619 | 495.2624 | 519.5534 | 556.8277 | 573.3022 | 592.2791
#CAN -National NOx Rate Limit v4.12 | 38 | 2313 | Rate Constraint in lbs/MWh | FALSE | L | Annual | Rate | lb/MMBtu | 0.044018 | 0.040903 | 0.040841 | 0.022781 | 0.022703 | 0.021489 | 0.021032 | 0.020304
#CAN -National NOx Rate Limit v4.12 | 38 | 2313 | Rate Constraint in lbs/MWh | FALSE | L | Annual | Generation | TWh | 49.7155 | 60.9958 | 67.0673 | 72.8058 | 76.2625 | 82.338 | 85.1632 | 88.0544
#CAN -National NOx Rate Limit v4.12 | 38 | 2313 | Rate Constraint in lbs/MWh | FALSE | L | Annual | Qualifying Generation | TWh | 49.7155 | 60.9958 | 67.0673 | 72.8058 | 76.2625 | 82.338 | 85.1632 | 88.0544
#CAN -National NOx Rate Limit v4.12 | 38 | 2313 | Rate Constraint in lbs/MWh | FALSE | L | Annual | Constraint Shadow Price | US2016$/Ton | 0 | 0 | 0 | 0 | 0 | 0 | 0 | 0
#CAN -National SO2 Rate Limit v4.12 | 39 | 2314 | Rate Constraint in lbs/MWh | FALSE | L | Annual | Seasons Included | Seasons | Winter, WintShld, Summer | Winter, WintShld, Summer | Winter, WintShld, Summer | Winter, WintShld, Summer | Winter, WintShld, Summer | Winter, WintShld, Summer | Winter, WintShld, Summer | Winter, WintShld, Summer
#CAN -National SO2 Rate Limit v4.12 | 39 | 2314 | Rate Constraint in lbs/MWh | FALSE | L | Annual | Standard SO2 | lb/MWh | 9.3476 | 9.3476 | 9.3476 | 9.3476 | 9.3476 | 9.3476 | 9.3476 | 9.3476
#CAN -National SO2 Rate Limit v4.12 | 39 | 2314 | Rate Constraint in lbs/MWh | FALSE | L | Annual | Emissions at Affected Plants SO2 | Thousand Tons | 1.6457 | 1.6511 | 1.6509 | 0 | 0 | 0 | 0 | 0
#CAN -National SO2 Rate Limit v4.12 | 39 | 2314 | Rate Constraint in lbs/MWh | FALSE | L | Annual | Allowances Purchased SO2 | Thousand Tons | 0 | 0 | 0 | 0 | 0 | 0 | 0 | 0
#CAN -National SO2 Rate Limit v4.12 | 39 | 2314 | Rate Constraint in lbs/MWh | FALSE | L | Annual | Allowances Sold SO2 | Thousand Tons | 0 | 0 | 0 | 0 | 0 | 0 | 0 | 0
#CAN -National SO2 Rate Limit v4.12 | 39 | 2314 | Rate Constraint in lbs/MWh | FALSE | L | Annual | Allowances Banked | Thousand Tons | 0 | 0 | 0 | 0 | 0 | 0 | 0 | 0
#CAN -National SO2 Rate Limit v4.12 | 39 | 2314 | Rate Constraint in lbs/MWh | FALSE | L | Annual | Allowances Withdrawn (1:1) | Thousand Tons | 0 | 0 | 0 | 0 | 0 | 0 | 0 | 0
#CAN -National SO2 Rate Limit v4.12 | 39 | 2314 | Rate Constraint in lbs/MWh | FALSE | L | Annual | Allowances Withdrawn (n:1) | Thousand Tons | 0 | 0 | 0 | 0 | 0 | 0 | 0 | 0
#CAN -National SO2 Rate Limit v4.12 | 39 | 2314 | Rate Constraint in lbs/MWh | FALSE | L | Annual | Net Emissions Allowance Position | Thousand Tons | 1.6457 | 1.6511 | 1.6509 | 0 | 0 | 0 | 0 | 0
#CAN -National SO2 Rate Limit v4.12 | 39 | 2314 | Rate Constraint in lbs/MWh | FALSE | L | Annual | Fuel Consumed | TBtu | 333.5615 | 407.8014 | 449.619 | 495.2624 | 519.5534 | 556.8277 | 573.3022 | 592.2791
#CAN -National SO2 Rate Limit v4.12 | 39 | 2314 | Rate Constraint in lbs/MWh | FALSE | L | Annual | Rate | lb/MMBtu | 0.0098674 | 0.0080975 | 0.0073435 | 0 | 0 | 0 | 0 | 0
#CAN -National SO2 Rate Limit v4.12 | 39 | 2314 | Rate Constraint in lbs/MWh | FALSE | L | Annual | Generation | TWh | 49.7155 | 60.9958 | 67.0673 | 72.8058 | 76.2625 | 82.338 | 85.1632 | 88.0544
#CAN -National SO2 Rate Limit v4.12 | 39 | 2314 | Rate Constraint in lbs/MWh | FALSE | L | Annual | Qualifying Generation | TWh | 49.7155 | 60.9958 | 67.0673 | 72.8058 | 76.2625 | 82.338 | 85.1632 | 88.0544
#CAN -National SO2 Rate Limit v4.12 | 39 | 2314 | Rate Constraint in lbs/MWh | FALSE | L | Annual | Constraint Shadow Price | US2016$/Ton | 0 | 0 | 0 | 0 | 0 | 0 | 0 | 0
#CAN RPS v6.17- CNAB | 40 | 7051 | Generation Constraint in GWh | FALSE | G | Annual | Seasons Included | Seasons | Winter, WintShld, Summer | Winter, WintShld, Summer | Winter, WintShld, Summer | Winter, WintShld, Summer | Winter, WintShld, Summer | Winter, WintShld, Summer | Winter, WintShld, Summer | Winter, WintShld, Summer
#CAN RPS v6.17- CNAB | 40 | 7051 | Generation Constraint in GWh | FALSE | G | Annual | Standard GWh | GWh | 0 | 0 | 0 | 31985.2496 | 32522.667 | 33043.2023 | 33572.0689 | 34109.4001
#CAN RPS v6.17- CNAB | 40 | 7051 | Generation Constraint in GWh | FALSE | G | Annual | Emissions at Affected Plants | GWh | 31623.9902 | 31623.8644 | 31623.9453 | 31985.2496 | 32522.6671 | 33043.2023 | 33572.0689 | 34109.4001
#CAN RPS v6.17- CNAB | 40 | 7051 | Generation Constraint in GWh | FALSE | G | Annual | Allowances Purchased | GWh | 0 | 0 | 0 | 0 | 0 | 0 | 0 | 0
#CAN RPS v6.17- CNAB | 40 | 7051 | Generation Constraint in GWh | FALSE | G | Annual | Allowances Sold | GWh | 0 | 0 | 0 | 0 | 0 | 0 | 0 | 0
#CAN RPS v6.17- CNAB | 40 | 7051 | Generation Constraint in GWh | FALSE | G | Annual | Allowances Banked | GWh | 0 | 0 | 0 | 0 | 0 | 0 | 0 | 0
#CAN RPS v6.17- CNAB | 40 | 7051 | Generation Constraint in GWh | FALSE | G | Annual | Allowances Withdrawn (1:1) | GWh | 0 | 0 | 0 | 0 | 0 | 0 | 0 | 0
#CAN RPS v6.17- CNAB | 40 | 7051 | Generation Constraint in GWh | FALSE | G | Annual | Allowances Withdrawn (n:1) | GWh | 0 | 0 | 0 | 0 | 0 | 0 | 0 | 0
#CAN RPS v6.17- CNAB | 40 | 7051 | Generation Constraint in GWh | FALSE | G | Annual | Net Emissions Allowance Position | GWh | 31623.9902 | 31623.8644 | 31623.9453 | 31985.2496 | 32522.6671 | 33043.2023 | 33572.0689 | 34109.4001
#CAN RPS v6.17- CNAB | 40 | 7051 | Generation Constraint in GWh | FALSE | G | Annual | Fuel Consumed | TBtu | 62.2454 | 62.2454 | 62.2454 | 62.2454 | 62.2454 | 62.2454 | 62.2454 | 62.2454
#CAN RPS v6.17- CNAB | 40 | 7051 | Generation Constraint in GWh | FALSE | G | Annual | Heat Rate | MMBtu/MWh | 1.9683 | 1.9683 | 1.9683 | 1.9461 | 1.9139 | 1.8838 | 1.8541 | 1.8249
#CAN RPS v6.17- CNAB | 40 | 7051 | Generation Constraint in GWh | FALSE | G | Annual | Generation | TWh | 31.624 | 31.6239 | 31.6239 | 31.9852 | 32.5227 | 33.0432 | 33.5721 | 34.1094
#CAN RPS v6.17- CNAB | 40 | 7051 | Generation Constraint in GWh | FALSE | G | Annual | Qualifying Generation | TWh | 31.624 | 31.6239 | 31.6239 | 31.9852 | 32.5227 | 33.0432 | 33.5721 | 34.1094
#CAN RPS v6.17- CNAB | 40 | 7051 | Generation Constraint in GWh | FALSE | G | Annual | Rate | lb/MWh | 0 | 0 | 0 | 0 | 0 | 0 | 0 | 0
#CAN RPS v6.17- CNAB | 40 | 7051 | Generation Constraint in GWh | FALSE | G | Annual | Constraint Shadow Price | US2016$/MWh | 0 | 0 | 0 | 3.9895 | 12.0553 | 10.7356 | 7.2054 | 2.4464
#CAN RPS v6.17- CNBC | 41 | 7050 | Generation Constraint in GWh | FALSE | G | Annual | Seasons Included | Seasons | Winter, WintShld, Summer | Winter, WintShld, Summer | Winter, WintShld, Summer | Winter, WintShld, Summer | Winter, WintShld, Summer | Winter, WintShld, Summer | Winter, WintShld, Summer | Winter, WintShld, Summer
#CAN RPS v6.17- CNBC | 41 | 7050 | Generation Constraint in GWh | FALSE | G | Annual | Standard GWh | GWh | 60104.04 | 62112.84 | 64227.66 | 66536.7434 | 67811.3341 | 68545.0009 | 69286.6055 | 70036.2336
#CAN RPS v6.17- CNBC | 41 | 7050 | Generation Constraint in GWh | FALSE | G | Annual | Emissions at Affected Plants | GWh | 63961.7799 | 63900.7262 | 64307.9505 | 66536.7434 | 67811.3341 | 68545.0009 | 69286.6055 | 70036.2336
#CAN RPS v6.17- CNBC | 41 | 7050 | Generation Constraint in GWh | FALSE | G | Annual | Allowances Purchased | GWh | 0 | 0 | 0 | 0 | 0 | 0 | 0 | 0
#CAN RPS v6.17- CNBC | 41 | 7050 | Generation Constraint in GWh | FALSE | G | Annual | Allowances Sold | GWh | 0 | 0 | 0 | 0 | 0 | 0 | 0 | 0
#CAN RPS v6.17- CNBC | 41 | 7050 | Generation Constraint in GWh | FALSE | G | Annual | Allowances Banked | GWh | 0 | 0 | 0 | 0 | 0 | 0 | 0 | 0
#CAN RPS v6.17- CNBC | 41 | 7050 | Generation Constraint in GWh | FALSE | G | Annual | Allowances Withdrawn (1:1) | GWh | 0 | 0 | 0 | 0 | 0 | 0 | 0 | 0
#CAN RPS v6.17- CNBC | 41 | 7050 | Generation Constraint in GWh | FALSE | G | Annual | Allowances Withdrawn (n:1) | GWh | 0 | 0 | 0 | 0 | 0 | 0 | 0 | 0
#CAN RPS v6.17- CNBC | 41 | 7050 | Generation Constraint in GWh | FALSE | G | Annual | Net Emissions Allowance Position | GWh | 63961.7799 | 63900.7262 | 64307.9505 | 66536.7434 | 67811.3341 | 68545.0009 | 69286.6055 | 70036.2336
#CAN RPS v6.17- CNBC | 41 | 7050 | Generation Constraint in GWh | FALSE | G | Annual | Fuel Consumed | TBtu | 24.6058 | 24.6058 | 24.6058 | 24.6058 | 24.6058 | 24.6058 | 24.6058 | 13.448
#CAN RPS v6.17- CNBC | 41 | 7050 | Generation Constraint in GWh | FALSE | G | Annual | Heat Rate | MMBtu/MWh | 0.38469 | 0.38506 | 0.38262 | 0.36981 | 0.36286 | 0.35897 | 0.35513 | 0.19202
#CAN RPS v6.17- CNBC | 41 | 7050 | Generation Constraint in GWh | FALSE | G | Annual | Generation | TWh | 63.9618 | 63.9007 | 64.308 | 66.5367 | 67.8113 | 68.545 | 69.2866 | 70.0362
#CAN RPS v6.17- CNBC | 41 | 7050 | Generation Constraint in GWh | FALSE | G | Annual | Qualifying Generation | TWh | 63.9618 | 63.9007 | 64.308 | 66.5367 | 67.8113 | 68.545 | 69.2866 | 70.0362
#CAN RPS v6.17- CNBC | 41 | 7050 | Generation Constraint in GWh | FALSE | G | Annual | Rate | lb/MWh | 0 | 0 | 0 | 0 | 0 | 0 | 0 | 0
#CAN RPS v6.17- CNBC | 41 | 7050 | Generation Constraint in GWh | FALSE | G | Annual | Constraint Shadow Price | US2016$/MWh | 0 | 0 | 0 | 1.0994 | 9.3973 | 7.7783 | 4.336 | 0.17139
#CAN RPS v6.17- CNNB | 42 | 7053 | Generation Constraint in GWh | FALSE | G | Annual | Seasons Included | Seasons | Winter, WintShld, Summer | Winter, WintShld, Summer | Winter, WintShld, Summer | Winter, WintShld, Summer | Winter, WintShld, Summer | Winter, WintShld, Summer | Winter, WintShld, Summer | Winter, WintShld, Summer
#CAN RPS v6.17- CNNB | 42 | 7053 | Generation Constraint in GWh | FALSE | G | Annual | Standard GWh | GWh | 5650.2302 | 5637.5049 | 5602.5138 | 4934.3714 | 4811.6258 | 4492.4873 | 4492.4873 | 4492.4873
#CAN RPS v6.17- CNNB | 42 | 7053 | Generation Constraint in GWh | FALSE | G | Annual | Emissions at Affected Plants | GWh | 5650.2302 | 5637.5049 | 5602.5138 | 4934.3714 | 4825.8424 | 4492.4874 | 4492.4874 | 4492.4874
#CAN RPS v6.17- CNNB | 42 | 7053 | Generation Constraint in GWh | FALSE | G | Annual | Allowances Purchased | GWh | 0 | 0 | 0 | 0 | 0 | 0 | 0 | 0
#CAN RPS v6.17- CNNB | 42 | 7053 | Generation Constraint in GWh | FALSE | G | Annual | Allowances Sold | GWh | 0 | 0 | 0 | 0 | 0 | 0 | 0 | 0
#CAN RPS v6.17- CNNB | 42 | 7053 | Generation Constraint in GWh | FALSE | G | Annual | Allowances Banked | GWh | 0 | 0 | 0 | 0 | 0 | 0 | 0 | 0
#CAN RPS v6.17- CNNB | 42 | 7053 | Generation Constraint in GWh | FALSE | G | Annual | Allowances Withdrawn (1:1) | GWh | 0 | 0 | 0 | 0 | 0 | 0 | 0 | 0
#CAN RPS v6.17- CNNB | 42 | 7053 | Generation Constraint in GWh | FALSE | G | Annual | Allowances Withdrawn (n:1) | GWh | 0 | 0 | 0 | 0 | 0 | 0 | 0 | 0
#CAN RPS v6.17- CNNB | 42 | 7053 | Generation Constraint in GWh | FALSE | G | Annual | Net Emissions Allowance Position | GWh | 5650.2302 | 5637.5049 | 5602.5138 | 4934.3714 | 4825.8424 | 4492.4874 | 4492.4874 | 4492.4874
#CAN RPS v6.17- CNNB | 42 | 7053 | Generation Constraint in GWh | FALSE | G | Annual | Fuel Consumed | TBtu | 30.1034 | 29.8817 | 29.2731 | 17.6494 | 15.761 | 9.962 | 9.962 | 9.962
#CAN RPS v6.17- CNNB | 42 | 7053 | Generation Constraint in GWh | FALSE | G | Annual | Heat Rate | MMBtu/MWh | 5.3278 | 5.2886 | 5.1809 | 3.1237 | 3.0245 | 1.9115 | 1.9115 | 2.0822
#CAN RPS v6.17- CNNB | 42 | 7053 | Generation Constraint in GWh | FALSE | G | Annual | Generation | TWh | 5.6502 | 5.6503 | 5.6502 | 5.6502 | 5.2111 | 5.2115 | 5.2115 | 4.7844
#CAN RPS v6.17- CNNB | 42 | 7053 | Generation Constraint in GWh | FALSE | G | Annual | Qualifying Generation | TWh | 5.6502 | 5.6375 | 5.6025 | 4.9344 | 4.8258 | 4.4925 | 4.4925 | 4.4925
#CAN RPS v6.17- CNNB | 42 | 7053 | Generation Constraint in GWh | FALSE | G | Annual | Rate | lb/MWh | 0 | 0 | 0 | 0 | 0 | 0 | 0 | 0
#CAN RPS v6.17- CNNB | 42 | 7053 | Generation Constraint in GWh | FALSE | G | Annual | Constraint Shadow Price | US2016$/MWh | 1040.348 | 10.0007 | 10.0004 | 10.0003 | 0 | 0 | 0 | 0
#CAN RPS v6.17- CNNS | 43 | 7054 | Generation Constraint in GWh | FALSE | G | Annual | Seasons Included | Seasons | Winter, WintShld, Summer | Winter, WintShld, Summer | Winter, WintShld, Summer | Winter, WintShld, Summer | Winter, WintShld, Summer | Winter, WintShld, Summer | Winter, WintShld, Summer | Winter, WintShld, Summer
#CAN RPS v6.17- CNNS | 43 | 7054 | Generation Constraint in GWh | FALSE | G | Annual | Standard GWh | GWh | 4390.9689 | 4402.9464 | 4420.6518 | 4599.8491 | 4633.4415 | 4628.8081 | 4628.8081 | 4628.8081
#CAN RPS v6.17- CNNS | 43 | 7054 | Generation Constraint in GWh | FALSE | G | Annual | Emissions at Affected Plants | GWh | 4390.9689 | 4402.9464 | 4420.6518 | 4599.8491 | 4633.4415 | 4628.8081 | 4628.8081 | 4628.8081
#CAN RPS v6.17- CNNS | 43 | 7054 | Generation Constraint in GWh | FALSE | G | Annual | Allowances Purchased | GWh | 0 | 0 | 0 | 0 | 0 | 0 | 0 | 0
#CAN RPS v6.17- CNNS | 43 | 7054 | Generation Constraint in GWh | FALSE | G | Annual | Allowances Sold | GWh | 0 | 0 | 0 | 0 | 0 | 0 | 0 | 0
#CAN RPS v6.17- CNNS | 43 | 7054 | Generation Constraint in GWh | FALSE | G | Annual | Allowances Banked | GWh | 0 | 0 | 0 | 0 | 0 | 0 | 0 | 0
#CAN RPS v6.17- CNNS | 43 | 7054 | Generation Constraint in GWh | FALSE | G | Annual | Allowances Withdrawn (1:1) | GWh | 0 | 0 | 0 | 0 | 0 | 0 | 0 | 0
#CAN RPS v6.17- CNNS | 43 | 7054 | Generation Constraint in GWh | FALSE | G | Annual | Allowances Withdrawn (n:1) | GWh | 0 | 0 | 0 | 0 | 0 | 0 | 0 | 0
#CAN RPS v6.17- CNNS | 43 | 7054 | Generation Constraint in GWh | FALSE | G | Annual | Net Emissions Allowance Position | GWh | 4390.9689 | 4402.9464 | 4420.6518 | 4599.8491 | 4633.4415 | 4628.8081 | 4628.8081 | 4628.8081
#CAN RPS v6.17- CNNS | 43 | 7054 | Generation Constraint in GWh | FALSE | G | Annual | Fuel Consumed | TBtu | 6.198 | 5.9581 | 6.198 | 3.1429 | 3.7273 | 0 | 0 | 0
#CAN RPS v6.17- CNNS | 43 | 7054 | Generation Constraint in GWh | FALSE | G | Annual | Heat Rate | MMBtu/MWh | 1.4115 | 1.3532 | 1.4021 | 0.68326 | 0.80443 | 0 | 0 | 0
#CAN RPS v6.17- CNNS | 43 | 7054 | Generation Constraint in GWh | FALSE | G | Annual | Generation | TWh | 4.391 | 4.4029 | 4.4207 | 4.5998 | 4.6334 | 4.6288 | 4.6288 | 4.6288
#CAN RPS v6.17- CNNS | 43 | 7054 | Generation Constraint in GWh | FALSE | G | Annual | Qualifying Generation | TWh | 4.391 | 4.4029 | 4.4207 | 4.5998 | 4.6334 | 4.6288 | 4.6288 | 4.6288
#CAN RPS v6.17- CNNS | 43 | 7054 | Generation Constraint in GWh | FALSE | G | Annual | Rate | lb/MWh | 0 | 0 | 0 | 0 | 0 | 0 | 0 | 0
#CAN RPS v6.17- CNNS | 43 | 7054 | Generation Constraint in GWh | FALSE | G | Annual | Constraint Shadow Price | US2016$/MWh | 61.623 | 47.464 | 71.7861 | 38.5078 | 40.6197 | 27.4969 | 14.4998 | 3.7867
#CAN RPS v6.17- CNPE | 44 | 7055 | Generation Constraint in GWh | FALSE | G | Annual | Seasons Included | Seasons | Winter, WintShld, Summer | Winter, WintShld, Summer | Winter, WintShld, Summer | Winter, WintShld, Summer | Winter, WintShld, Summer | Winter, WintShld, Summer | Winter, WintShld, Summer | Winter, WintShld, Summer
#CAN RPS v6.17- CNPE | 44 | 7055 | Generation Constraint in GWh | FALSE | G | Annual | Standard GWh | GWh | 652.8307 | 664.1316 | 676.3458 | 708.9166 | 735.8484 | 754.9614 | 774.5708 | 794.6895
#CAN RPS v6.17- CNPE | 44 | 7055 | Generation Constraint in GWh | FALSE | G | Annual | Emissions at Affected Plants | GWh | 652.8307 | 664.1316 | 676.3458 | 708.9166 | 769.3116 | 769.3116 | 774.5708 | 794.6895
#CAN RPS v6.17- CNPE | 44 | 7055 | Generation Constraint in GWh | FALSE | G | Annual | Allowances Purchased | GWh | 0 | 0 | 0 | 0 | 0 | 0 | 0 | 0
#CAN RPS v6.17- CNPE | 44 | 7055 | Generation Constraint in GWh | FALSE | G | Annual | Allowances Sold | GWh | 0 | 0 | 0 | 0 | 0 | 0 | 0 | 0
#CAN RPS v6.17- CNPE | 44 | 7055 | Generation Constraint in GWh | FALSE | G | Annual | Allowances Banked | GWh | 0 | 0 | 0 | 0 | 0 | 0 | 0 | 0
#CAN RPS v6.17- CNPE | 44 | 7055 | Generation Constraint in GWh | FALSE | G | Annual | Allowances Withdrawn (1:1) | GWh | 0 | 0 | 0 | 0 | 0 | 0 | 0 | 0
#CAN RPS v6.17- CNPE | 44 | 7055 | Generation Constraint in GWh | FALSE | G | Annual | Allowances Withdrawn (n:1) | GWh | 0 | 0 | 0 | 0 | 0 | 0 | 0 | 0
#CAN RPS v6.17- CNPE | 44 | 7055 | Generation Constraint in GWh | FALSE | G | Annual | Net Emissions Allowance Position | GWh | 652.8307 | 664.1316 | 676.3458 | 708.9166 | 769.3116 | 769.3116 | 774.5708 | 794.6895
#CAN RPS v6.17- CNPE | 44 | 7055 | Generation Constraint in GWh | FALSE | G | Annual | Fuel Consumed | TBtu | 0 | 0 | 0 | 0 | 0 | 0 | 0 | 0
#CAN RPS v6.17- CNPE | 44 | 7055 | Generation Constraint in GWh | FALSE | G | Annual | Heat Rate | MMBtu/MWh | 0 | 0 | 0 | 0 | 0 | 0 | 0 | 0
#CAN RPS v6.17- CNPE | 44 | 7055 | Generation Constraint in GWh | FALSE | G | Annual | Generation | TWh | 0.77864 | 0.7817 | 0.7817 | 0.7833 | 0.76931 | 0.76931 | 0.77457 | 0.79469
#CAN RPS v6.17- CNPE | 44 | 7055 | Generation Constraint in GWh | FALSE | G | Annual | Qualifying Generation | TWh | 0.65283 | 0.66413 | 0.67635 | 0.70892 | 0.76931 | 0.76931 | 0.77457 | 0.79469
#CAN RPS v6.17- CNPE | 44 | 7055 | Generation Constraint in GWh | FALSE | G | Annual | Rate | lb/MWh | 0 | 0 | 0 | 0 | 0 | 0 | 0 | 0
#CAN RPS v6.17- CNPE | 44 | 7055 | Generation Constraint in GWh | FALSE | G | Annual | Constraint Shadow Price | US2016$/MWh | 10.001 | 10.0007 | 10.0004 | 10.0003 | 0 | 0 | 22.9148 | 10.4317
#CAN RPS v6.17- CNSK | 45 | 7052 | Generation Constraint in GWh | FALSE | G | Annual | Seasons Included | Seasons | Winter, WintShld, Summer | Winter, WintShld, Summer | Winter, WintShld, Summer | Winter, WintShld, Summer | Winter, WintShld, Summer | Winter, WintShld, Summer | Winter, WintShld, Summer | Winter, WintShld, Summer
#CAN RPS v6.17- CNSK | 45 | 7052 | Generation Constraint in GWh | FALSE | G | Annual | Standard GWh | GWh | 0 | 0 | 0 | 14197.8897 | 14620.2526 | 15037.9741 | 15467.6305 | 15909.5628
#CAN RPS v6.17- CNSK | 45 | 7052 | Generation Constraint in GWh | FALSE | G | Annual | Emissions at Affected Plants | GWh | 5169.6774 | 5169.7174 | 5169.7266 | 14197.8897 | 14620.2526 | 15037.9741 | 15467.6305 | 15909.5628
#CAN RPS v6.17- CNSK | 45 | 7052 | Generation Constraint in GWh | FALSE | G | Annual | Allowances Purchased | GWh | 0 | 0 | 0 | 0 | 0 | 0 | 0 | 0
#CAN RPS v6.17- CNSK | 45 | 7052 | Generation Constraint in GWh | FALSE | G | Annual | Allowances Sold | GWh | 0 | 0 | 0 | 0 | 0 | 0 | 0 | 0
#CAN RPS v6.17- CNSK | 45 | 7052 | Generation Constraint in GWh | FALSE | G | Annual | Allowances Banked | GWh | 0 | 0 | 0 | 0 | 0 | 0 | 0 | 0
#CAN RPS v6.17- CNSK | 45 | 7052 | Generation Constraint in GWh | FALSE | G | Annual | Allowances Withdrawn (1:1) | GWh | 0 | 0 | 0 | 0 | 0 | 0 | 0 | 0
#CAN RPS v6.17- CNSK | 45 | 7052 | Generation Constraint in GWh | FALSE | G | Annual | Allowances Withdrawn (n:1) | GWh | 0 | 0 | 0 | 0 | 0 | 0 | 0 | 0
#CAN RPS v6.17- CNSK | 45 | 7052 | Generation Constraint in GWh | FALSE | G | Annual | Net Emissions Allowance Position | GWh | 5169.6774 | 5169.7174 | 5169.7266 | 14197.8897 | 14620.2526 | 15037.9741 | 15467.6305 | 15909.5628
#CAN RPS v6.17- CNSK | 45 | 7052 | Generation Constraint in GWh | FALSE | G | Annual | Fuel Consumed | TBtu | 8.9858 | 8.9858 | 8.9858 | 8.9858 | 8.9858 | 8.9858 | 8.9858 | 8.9858
#CAN RPS v6.17- CNSK | 45 | 7052 | Generation Constraint in GWh | FALSE | G | Annual | Heat Rate | MMBtu/MWh | 1.7382 | 1.7382 | 1.7382 | 0.6329 | 0.61462 | 0.59754 | 0.58094 | 0.56481
#CAN RPS v6.17- CNSK | 45 | 7052 | Generation Constraint in GWh | FALSE | G | Annual | Generation | TWh | 5.1697 | 5.1697 | 5.1697 | 14.1979 | 14.6203 | 15.038 | 15.4676 | 15.9096
#CAN RPS v6.17- CNSK | 45 | 7052 | Generation Constraint in GWh | FALSE | G | Annual | Qualifying Generation | TWh | 5.1697 | 5.1697 | 5.1697 | 14.1979 | 14.6203 | 15.038 | 15.4676 | 15.9096
#CAN RPS v6.17- CNSK | 45 | 7052 | Generation Constraint in GWh | FALSE | G | Annual | Rate | lb/MWh | 0 | 0 | 0 | 0 | 0 | 0 | 0 | 0
#CAN RPS v6.17- CNSK | 45 | 7052 | Generation Constraint in GWh | FALSE | G | Annual | Constraint Shadow Price | US2016$/MWh | 0 | 0 | 0 | 10.367 | 14.0047 | 15.919 | 12.5465 | 8.0607
#CAN Trenton 1-2 - SO2 Rate Annual v3.1, Unit 3603 and retrofits | 46 | 1751 | Rate Constraint in lbs/MMBtu | FALSE | L | Annual | Seasons Included | Seasons | Winter, WintShld, Summer | Winter, WintShld, Summer | Winter, WintShld, Summer | Winter, WintShld, Summer | Winter, WintShld, Summer | Winter, WintShld, Summer | Winter, WintShld, Summer | Winter, WintShld, Summer
#CAN Trenton 1-2 - SO2 Rate Annual v3.1, Unit 3603 and retrofits | 46 | 1751 | Rate Constraint in lbs/MMBtu | FALSE | L | Annual | Standard SO2 | lb/MMBtu | 3.2097 | 3.2097 | 3.2097 | 3.2097 | 3.2097 | 3.2097 | 3.2097 | 3.2097
#CAN Trenton 1-2 - SO2 Rate Annual v3.1, Unit 3603 and retrofits | 46 | 1751 | Rate Constraint in lbs/MMBtu | FALSE | L | Annual | Emissions at Affected Plants SO2 | Thousand Tons | 0 | 0 | 0 | 0 | 0 | 0 | 0 | 0
#CAN Trenton 1-2 - SO2 Rate Annual v3.1, Unit 3603 and retrofits | 46 | 1751 | Rate Constraint in lbs/MMBtu | FALSE | L | Annual | Allowances Purchased SO2 | Thousand Tons | 0 | 0 | 0 | 0 | 0 | 0 | 0 | 0
#CAN Trenton 1-2 - SO2 Rate Annual v3.1, Unit 3603 and retrofits | 46 | 1751 | Rate Constraint in lbs/MMBtu | FALSE | L | Annual | Allowances Sold SO2 | Thousand Tons | 0 | 0 | 0 | 0 | 0 | 0 | 0 | 0
#CAN Trenton 1-2 - SO2 Rate Annual v3.1, Unit 3603 and retrofits | 46 | 1751 | Rate Constraint in lbs/MMBtu | FALSE | L | Annual | Allowances Banked | Thousand Tons | 0 | 0 | 0 | 0 | 0 | 0 | 0 | 0
#CAN Trenton 1-2 - SO2 Rate Annual v3.1, Unit 3603 and retrofits | 46 | 1751 | Rate Constraint in lbs/MMBtu | FALSE | L | Annual | Allowances Withdrawn (1:1) | Thousand Tons | 0 | 0 | 0 | 0 | 0 | 0 | 0 | 0
#CAN Trenton 1-2 - SO2 Rate Annual v3.1, Unit 3603 and retrofits | 46 | 1751 | Rate Constraint in lbs/MMBtu | FALSE | L | Annual | Allowances Withdrawn (n:1) | Thousand Tons | 0 | 0 | 0 | 0 | 0 | 0 | 0 | 0
#CAN Trenton 1-2 - SO2 Rate Annual v3.1, Unit 3603 and retrofits | 46 | 1751 | Rate Constraint in lbs/MMBtu | FALSE | L | Annual | Net Emissions Allowance Position | Thousand Tons | 0 | 0 | 0 | 0 | 0 | 0 | 0 | 0
#CAN Trenton 1-2 - SO2 Rate Annual v3.1, Unit 3603 and retrofits | 46 | 1751 | Rate Constraint in lbs/MMBtu | FALSE | L | Annual | Fuel Consumed | TBtu | 0 | 0 | 0 | 0 | 0 | 0 | 0 | 0
#CAN Trenton 1-2 - SO2 Rate Annual v3.1, Unit 3603 and retrofits | 46 | 1751 | Rate Constraint in lbs/MMBtu | FALSE | L | Annual | Rate | lb/MMBtu | 0 | 0 | 0 | 0 | 0 | 0 | 0 | 0
#CAN Trenton 1-2 - SO2 Rate Annual v3.1, Unit 3603 and retrofits | 46 | 1751 | Rate Constraint in lbs/MMBtu | FALSE | L | Annual | Generation | TWh | 0 | 0 | 0 | 0 | 0 | 0 | 0 | 0
#CAN Trenton 1-2 - SO2 Rate Annual v3.1, Unit 3603 and retrofits | 46 | 1751 | Rate Constraint in lbs/MMBtu | FALSE | L | Annual | Qualifying Generation | TWh | 0 | 0 | 0 | 0 | 0 | 0 | 0 | 0
#CAN Trenton 1-2 - SO2 Rate Annual v3.1, Unit 3603 and retrofits | 46 | 1751 | Rate Constraint in lbs/MMBtu | FALSE | L | Annual | Rate | lb/MWh | 0 | 0 | 0 | 0 | 0 | 0 | 0 | 0
#CAN Trenton 1-2 - SO2 Rate Annual v3.1, Unit 3603 and retrofits | 46 | 1751 | Rate Constraint in lbs/MMBtu | FALSE | L | Annual | Constraint Shadow Price | US2016$/Ton | 0 | 0 | 0 | 0 | 0 | 0 | 0 | 0
#CAN Trenton 1-2 - SO2 Rate Annual v3.1, Unit 3604 and retrofits | 47 | 1751 | Rate Constraint in lbs/MMBtu | FALSE | L | Annual | Seasons Included | Seasons | Winter, WintShld, Summer | Winter, WintShld, Summer | Winter, WintShld, Summer | Winter, WintShld, Summer | Winter, WintShld, Summer | Winter, WintShld, Summer | Winter, WintShld, Summer | Winter, WintShld, Summer
#CAN Trenton 1-2 - SO2 Rate Annual v3.1, Unit 3604 and retrofits | 47 | 1751 | Rate Constraint in lbs/MMBtu | FALSE | L | Annual | Standard SO2 | lb/MMBtu | 3.2097 | 3.2097 | 3.2097 | 3.2097 | 3.2097 | 3.2097 | 3.2097 | 3.2097
#CAN Trenton 1-2 - SO2 Rate Annual v3.1, Unit 3604 and retrofits | 47 | 1751 | Rate Constraint in lbs/MMBtu | FALSE | L | Annual | Emissions at Affected Plants SO2 | Thousand Tons | 0 | 0 | 0 | 0 | 0 | 0 | 0 | 0
#CAN Trenton 1-2 - SO2 Rate Annual v3.1, Unit 3604 and retrofits | 47 | 1751 | Rate Constraint in lbs/MMBtu | FALSE | L | Annual | Allowances Purchased SO2 | Thousand Tons | 0 | 0 | 0 | 0 | 0 | 0 | 0 | 0
#CAN Trenton 1-2 - SO2 Rate Annual v3.1, Unit 3604 and retrofits | 47 | 1751 | Rate Constraint in lbs/MMBtu | FALSE | L | Annual | Allowances Sold SO2 | Thousand Tons | 0 | 0 | 0 | 0 | 0 | 0 | 0 | 0
#CAN Trenton 1-2 - SO2 Rate Annual v3.1, Unit 3604 and retrofits | 47 | 1751 | Rate Constraint in lbs/MMBtu | FALSE | L | Annual | Allowances Banked | Thousand Tons | 0 | 0 | 0 | 0 | 0 | 0 | 0 | 0
#CAN Trenton 1-2 - SO2 Rate Annual v3.1, Unit 3604 and retrofits | 47 | 1751 | Rate Constraint in lbs/MMBtu | FALSE | L | Annual | Allowances Withdrawn (1:1) | Thousand Tons | 0 | 0 | 0 | 0 | 0 | 0 | 0 | 0
#CAN Trenton 1-2 - SO2 Rate Annual v3.1, Unit 3604 and retrofits | 47 | 1751 | Rate Constraint in lbs/MMBtu | FALSE | L | Annual | Allowances Withdrawn (n:1) | Thousand Tons | 0 | 0 | 0 | 0 | 0 | 0 | 0 | 0
#CAN Trenton 1-2 - SO2 Rate Annual v3.1, Unit 3604 and retrofits | 47 | 1751 | Rate Constraint in lbs/MMBtu | FALSE | L | Annual | Net Emissions Allowance Position | Thousand Tons | 0 | 0 | 0 | 0 | 0 | 0 | 0 | 0
#CAN Trenton 1-2 - SO2 Rate Annual v3.1, Unit 3604 and retrofits | 47 | 1751 | Rate Constraint in lbs/MMBtu | FALSE | L | Annual | Fuel Consumed | TBtu | 0 | 0 | 0 | 0 | 0 | 0 | 0 | 0
#CAN Trenton 1-2 - SO2 Rate Annual v3.1, Unit 3604 and retrofits | 47 | 1751 | Rate Constraint in lbs/MMBtu | FALSE | L | Annual | Rate | lb/MMBtu | 0 | 0 | 0 | 0 | 0 | 0 | 0 | 0
#CAN Trenton 1-2 - SO2 Rate Annual v3.1, Unit 3604 and retrofits | 47 | 1751 | Rate Constraint in lbs/MMBtu | FALSE | L | Annual | Generation | TWh | 0 | 0 | 0 | 0 | 0 | 0 | 0 | 0
#CAN Trenton 1-2 - SO2 Rate Annual v3.1, Unit 3604 and retrofits | 47 | 1751 | Rate Constraint in lbs/MMBtu | FALSE | L | Annual | Qualifying Generation | TWh | 0 | 0 | 0 | 0 | 0 | 0 | 0 | 0
#CAN Trenton 1-2 - SO2 Rate Annual v3.1, Unit 3604 and retrofits | 47 | 1751 | Rate Constraint in lbs/MMBtu | FALSE | L | Annual | Rate | lb/MWh | 0 | 0 | 0 | 0 | 0 | 0 | 0 | 0
#CAN Trenton 1-2 - SO2 Rate Annual v3.1, Unit 3604 and retrofits | 47 | 1751 | Rate Constraint in lbs/MMBtu | FALSE | L | Annual | Constraint Shadow Price | US2016$/Ton | 0 | 0 | 0 | 0 | 0 | 0 | 0 | 0
#MATS - HCL Rate in 2015 | 48 | 2407 | MACT Fuel Choice Floor in lbs/MMBtu | FALSE | L | Annual | Seasons Included | Seasons | Winter, WintShld, Summer | Winter, WintShld, Summer | Winter, WintShld, Summer | Winter, WintShld, Summer | Winter, WintShld, Summer | Winter, WintShld, Summer | Winter, WintShld, Summer | Winter, WintShld, Summer
#MATS - HCL Rate in 2015 | 48 | 2407 | MACT Fuel Choice Floor in lbs/MMBtu | FALSE | L | Annual | Emission Floor | lb/MMBtu | 0.002 | 0.002 | 0.002 | 0.002 | 0.002 | 0.002 | 0.002 | 0.002
#MATS - HCL Rate in 2015 | 48 | 2407 | MACT Fuel Choice Floor in lbs/MMBtu | FALSE | L | Annual | Emissions at Affected Plants HCL | Thousand Tons | 4.0292 | 4.2679 | 4.2218 | 3.952 | 3.3928 | 3.4494 | 3.2003 | 2.4245
#MATS - HCL Rate in 2015 | 48 | 2407 | MACT Fuel Choice Floor in lbs/MMBtu | FALSE | L | Annual | Allowances Purchased HCL | Thousand Tons | 0 | 0 | 0 | 0 | 0 | 0 | 0 | 0
#MATS - HCL Rate in 2015 | 48 | 2407 | MACT Fuel Choice Floor in lbs/MMBtu | FALSE | L | Annual | Allowances Sold HCL | Thousand Tons | 0 | 0 | 0 | 0 | 0 | 0 | 0 | 0
#MATS - HCL Rate in 2015 | 48 | 2407 | MACT Fuel Choice Floor in lbs/MMBtu | FALSE | L | Annual | Allowances Banked | Thousand Tons | 0 | 0 | 0 | 0 | 0 | 0 | 0 | 0
#MATS - HCL Rate in 2015 | 48 | 2407 | MACT Fuel Choice Floor in lbs/MMBtu | FALSE | L | Annual | Allowances Withdrawn (1:1) | Thousand Tons | 0 | 0 | 0 | 0 | 0 | 0 | 0 | 0
#MATS - HCL Rate in 2015 | 48 | 2407 | MACT Fuel Choice Floor in lbs/MMBtu | FALSE | L | Annual | Allowances Withdrawn (n:1) | Thousand Tons | 0 | 0 | 0 | 0 | 0 | 0 | 0 | 0
#MATS - HCL Rate in 2015 | 48 | 2407 | MACT Fuel Choice Floor in lbs/MMBtu | FALSE | L | Annual | Net Emissions Allowance Position | Thousand Tons | 4.0292 | 4.2679 | 4.2218 | 3.952 | 3.3928 | 3.4494 | 3.2003 | 2.4245
#MATS - HCL Rate in 2015 | 48 | 2407 | MACT Fuel Choice Floor in lbs/MMBtu | FALSE | L | Annual | Fuel Consumed | TBtu | 8665.2406 | 9176.2368 | 9090.5955 | 8494.785 | 7323.6135 | 7384.7782 | 6849.2626 | 5270.1752
#MATS - HCL Rate in 2015 | 48 | 2407 | MACT Fuel Choice Floor in lbs/MMBtu | FALSE | L | Annual | Rate | lb/MMBtu | 0.00092997 | 0.00093021 | 0.00092882 | 0.00093046 | 0.00092652 | 0.0009342 | 0.00093449 | 0.00092008
#MATS - HCL Rate in 2015 | 48 | 2407 | MACT Fuel Choice Floor in lbs/MMBtu | FALSE | L | Annual | Generation | TWh | 835.5033 | 884.8097 | 881.833 | 823.9099 | 708.1223 | 713.5633 | 661.3647 | 509.7035
#MATS - HCL Rate in 2015 | 48 | 2407 | MACT Fuel Choice Floor in lbs/MMBtu | FALSE | L | Annual | Qualifying Generation | TWh | 835.5033 | 884.8097 | 881.833 | 823.9099 | 708.1223 | 713.5633 | 661.3647 | 509.7035
#MATS - HCL Rate in 2015 | 48 | 2407 | MACT Fuel Choice Floor in lbs/MMBtu | FALSE | L | Annual | Constraint Shadow Price | US2016$/Ton | 0 | 0 | 0 | 0 | 0 | 0 | 0 | 0
#MATS - HCL Rate in 2015 (IGCC) | 49 | 2409 | MACT Fuel Choice Floor in lbs/MMBtu | FALSE | L | Annual | Seasons Included | Seasons | Winter, WintShld, Summer | Winter, WintShld, Summer | Winter, WintShld, Summer | Winter, WintShld, Summer | Winter, WintShld, Summer | Winter, WintShld, Summer | Winter, WintShld, Summer | Winter, WintShld, Summer
#MATS - HCL Rate in 2015 (IGCC) | 49 | 2409 | MACT Fuel Choice Floor in lbs/MMBtu | FALSE | L | Annual | Emission Floor | lb/MMBtu | 0.005 | 0.005 | 0.005 | 0.005 | 0.005 | 0.005 | 0.005 | 0.005
#MATS - HCL Rate in 2015 (IGCC) | 49 | 2409 | MACT Fuel Choice Floor in lbs/MMBtu | FALSE | L | Annual | Emissions at Affected Plants HCL | Thousand Tons | 0.0096157 | 0.0096157 | 0.0096157 | 0.0096157 | 0.0091489 | 0.0088651 | 0 | 0
#MATS - HCL Rate in 2015 (IGCC) | 49 | 2409 | MACT Fuel Choice Floor in lbs/MMBtu | FALSE | L | Annual | Allowances Purchased HCL | Thousand Tons | 0 | 0 | 0 | 0 | 0 | 0 | 0 | 0
#MATS - HCL Rate in 2015 (IGCC) | 49 | 2409 | MACT Fuel Choice Floor in lbs/MMBtu | FALSE | L | Annual | Allowances Sold HCL | Thousand Tons | 0 | 0 | 0 | 0 | 0 | 0 | 0 | 0
#MATS - HCL Rate in 2015 (IGCC) | 49 | 2409 | MACT Fuel Choice Floor in lbs/MMBtu | FALSE | L | Annual | Allowances Banked | Thousand Tons | 0 | 0 | 0 | 0 | 0 | 0 | 0 | 0
#MATS - HCL Rate in 2015 (IGCC) | 49 | 2409 | MACT Fuel Choice Floor in lbs/MMBtu | FALSE | L | Annual | Allowances Withdrawn (1:1) | Thousand Tons | 0 | 0 | 0 | 0 | 0 | 0 | 0 | 0
#MATS - HCL Rate in 2015 (IGCC) | 49 | 2409 | MACT Fuel Choice Floor in lbs/MMBtu | FALSE | L | Annual | Allowances Withdrawn (n:1) | Thousand Tons | 0 | 0 | 0 | 0 | 0 | 0 | 0 | 0
#MATS - HCL Rate in 2015 (IGCC) | 49 | 2409 | MACT Fuel Choice Floor in lbs/MMBtu | FALSE | L | Annual | Net Emissions Allowance Position | Thousand Tons | 0.0096157 | 0.0096157 | 0.0096157 | 0.0096157 | 0.0091489 | 0.0088651 | 0 | 0
#MATS - HCL Rate in 2015 (IGCC) | 49 | 2409 | MACT Fuel Choice Floor in lbs/MMBtu | FALSE | L | Annual | Fuel Consumed | TBtu | 49.0885 | 49.0885 | 49.0885 | 49.0885 | 46.7057 | 45.2568 | 0 | 0
#MATS - HCL Rate in 2015 (IGCC) | 49 | 2409 | MACT Fuel Choice Floor in lbs/MMBtu | FALSE | L | Annual | Rate | lb/MMBtu | 0.00039177 | 0.00039177 | 0.00039177 | 0.00039177 | 0.00039177 | 0.00039177 | 0 | 0
#MATS - HCL Rate in 2015 (IGCC) | 49 | 2409 | MACT Fuel Choice Floor in lbs/MMBtu | FALSE | L | Annual | Generation | TWh | 4.2895 | 4.2895 | 4.2895 | 4.2895 | 4.0812 | 3.9546 | 0 | 0
#MATS - HCL Rate in 2015 (IGCC) | 49 | 2409 | MACT Fuel Choice Floor in lbs/MMBtu | FALSE | L | Annual | Qualifying Generation | TWh | 4.2895 | 4.2895 | 4.2895 | 4.2895 | 4.0812 | 3.9546 | 0 | 0
#MATS - HCL Rate in 2015 (IGCC) | 49 | 2409 | MACT Fuel Choice Floor in lbs/MMBtu | FALSE | L | Annual | Constraint Shadow Price | US2016$/Ton | 0 | 0 | 0 | 0 | 0 | 0 | 0 | 0
#MATS - HCL Rate in 2015 (PK) | 50 | 2408 | MACT Fuel Choice Floor in lbs/MMBtu | FALSE | L | Annual | Seasons Included | Seasons | Winter, WintShld, Summer | Winter, WintShld, Summer | Winter, WintShld, Summer | Winter, WintShld, Summer | Winter, WintShld, Summer | Winter, WintShld, Summer | Winter, WintShld, Summer | Winter, WintShld, Summer
#MATS - HCL Rate in 2015 (PK) | 50 | 2408 | MACT Fuel Choice Floor in lbs/MMBtu | FALSE | L | Annual | Emission Floor | lb/MMBtu | 0.0005 | 0.0005 | 0.0005 | 0.0005 | 0.0005 | 0.0005 | 0.0005 | 0.0005
#MATS - HCL Rate in 2015 (PK) | 50 | 2408 | MACT Fuel Choice Floor in lbs/MMBtu | FALSE | L | Annual | Emissions at Affected Plants HCL | Thousand Tons | 0.062824 | 0.076705 | 0.078907 | 0.088579 | 0.087534 | 0.071313 | 0.068032 | 0.051551
#MATS - HCL Rate in 2015 (PK) | 50 | 2408 | MACT Fuel Choice Floor in lbs/MMBtu | FALSE | L | Annual | Allowances Purchased HCL | Thousand Tons | 0 | 0 | 0 | 0 | 0 | 0 | 0 | 0
#MATS - HCL Rate in 2015 (PK) | 50 | 2408 | MACT Fuel Choice Floor in lbs/MMBtu | FALSE | L | Annual | Allowances Sold HCL | Thousand Tons | 0 | 0 | 0 | 0 | 0 | 0 | 0 | 0
#MATS - HCL Rate in 2015 (PK) | 50 | 2408 | MACT Fuel Choice Floor in lbs/MMBtu | FALSE | L | Annual | Allowances Banked | Thousand Tons | 0 | 0 | 0 | 0 | 0 | 0 | 0 | 0
#MATS - HCL Rate in 2015 (PK) | 50 | 2408 | MACT Fuel Choice Floor in lbs/MMBtu | FALSE | L | Annual | Allowances Withdrawn (1:1) | Thousand Tons | 0 | 0 | 0 | 0 | 0 | 0 | 0 | 0
#MATS - HCL Rate in 2015 (PK) | 50 | 2408 | MACT Fuel Choice Floor in lbs/MMBtu | FALSE | L | Annual | Allowances Withdrawn (n:1) | Thousand Tons | 0 | 0 | 0 | 0 | 0 | 0 | 0 | 0
#MATS - HCL Rate in 2015 (PK) | 50 | 2408 | MACT Fuel Choice Floor in lbs/MMBtu | FALSE | L | Annual | Net Emissions Allowance Position | Thousand Tons | 0.062824 | 0.076705 | 0.078907 | 0.088579 | 0.087534 | 0.071313 | 0.068032 | 0.051551
#MATS - HCL Rate in 2015 (PK) | 50 | 2408 | MACT Fuel Choice Floor in lbs/MMBtu | FALSE | L | Annual | Fuel Consumed | TBtu | 128.9309 | 172.7541 | 176.7106 | 195.6534 | 192.439 | 169.4992 | 162.6043 | 125.9044
#MATS - HCL Rate in 2015 (PK) | 50 | 2408 | MACT Fuel Choice Floor in lbs/MMBtu | FALSE | L | Annual | Rate | lb/MMBtu | 0.00097453 | 0.00088803 | 0.00089306 | 0.00090547 | 0.00090974 | 0.00084146 | 0.00083678 | 0.0008189
#MATS - HCL Rate in 2015 (PK) | 50 | 2408 | MACT Fuel Choice Floor in lbs/MMBtu | FALSE | L | Annual | Generation | TWh | 12.0118 | 15.6791 | 16.3029 | 18.146 | 17.8484 | 15.7193 | 15.0795 | 11.6773
#MATS - HCL Rate in 2015 (PK) | 50 | 2408 | MACT Fuel Choice Floor in lbs/MMBtu | FALSE | L | Annual | Qualifying Generation | TWh | 12.0118 | 15.6791 | 16.3029 | 18.146 | 17.8484 | 15.7193 | 15.0795 | 11.6773
#MATS - HCL Rate in 2015 (PK) | 50 | 2408 | MACT Fuel Choice Floor in lbs/MMBtu | FALSE | L | Annual | Constraint Shadow Price | US2016$/Ton | 0 | 0 | 0 | 0 | 0 | 0 | 0 | 0
#MATS - MER Rate in 2015 (Bit and Subbit) | 51 | 2403 | MACT Fuel Choice Floor in lbs/MMBtu | FALSE | L | Annual | Seasons Included | Seasons | Winter, WintShld, Summer | Winter, WintShld, Summer | Winter, WintShld, Summer | Winter, WintShld, Summer | Winter, WintShld, Summer | Winter, WintShld, Summer | Winter, WintShld, Summer | Winter, WintShld, Summer
#MATS - MER Rate in 2015 (Bit and Subbit) | 51 | 2403 | MACT Fuel Choice Floor in lbs/MMBtu | FALSE | L | Annual | Emission Floor | lbs/MMBtu | 1.2e-06 | 1.2e-06 | 1.2e-06 | 1.2e-06 | 1.2e-06 | 1.2e-06 | 1.2e-06 | 1.2e-06
#MATS - MER Rate in 2015 (Bit and Subbit) | 51 | 2403 | MACT Fuel Choice Floor in lbs/MMBtu | FALSE | L | Annual | Emissions at Affected Plants MER | lbs | 5040.9185 | 5294.228 | 5248.1601 | 4785.7844 | 4037.7048 | 4107.4352 | 3811.5349 | 2804.932
#MATS - MER Rate in 2015 (Bit and Subbit) | 51 | 2403 | MACT Fuel Choice Floor in lbs/MMBtu | FALSE | L | Annual | Allowances Purchased MER | lbs | 0 | 0 | 0 | 0 | 0 | 0 | 0 | 0
#MATS - MER Rate in 2015 (Bit and Subbit) | 51 | 2403 | MACT Fuel Choice Floor in lbs/MMBtu | FALSE | L | Annual | Allowances Sold MER | lbs | 0 | 0 | 0 | 0 | 0 | 0 | 0 | 0
#MATS - MER Rate in 2015 (Bit and Subbit) | 51 | 2403 | MACT Fuel Choice Floor in lbs/MMBtu | FALSE | L | Annual | Allowances Banked | lbs | 0 | 0 | 0 | 0 | 0 | 0 | 0 | 0
#MATS - MER Rate in 2015 (Bit and Subbit) | 51 | 2403 | MACT Fuel Choice Floor in lbs/MMBtu | FALSE | L | Annual | Allowances Withdrawn (1:1) | lbs | 0 | 0 | 0 | 0 | 0 | 0 | 0 | 0
#MATS - MER Rate in 2015 (Bit and Subbit) | 51 | 2403 | MACT Fuel Choice Floor in lbs/MMBtu | FALSE | L | Annual | Allowances Withdrawn (n:1) | lbs | 0 | 0 | 0 | 0 | 0 | 0 | 0 | 0
#MATS - MER Rate in 2015 (Bit and Subbit) | 51 | 2403 | MACT Fuel Choice Floor in lbs/MMBtu | FALSE | L | Annual | Net Emissions Allowance Position | lbs | 5040.9185 | 5294.228 | 5248.1601 | 4785.7844 | 4037.7048 | 4107.4352 | 3811.5349 | 2804.932
#MATS - MER Rate in 2015 (Bit and Subbit) | 51 | 2403 | MACT Fuel Choice Floor in lbs/MMBtu | FALSE | L | Annual | Fuel Consumed | TBtu | 7908.4552 | 8398.5773 | 8317.642 | 7794.0168 | 6706.7427 | 6762.9822 | 6248.2286 | 4758.0163
#MATS - MER Rate in 2015 (Bit and Subbit) | 51 | 2403 | MACT Fuel Choice Floor in lbs/MMBtu | FALSE | L | Annual | Rate | lb/MMBtu | 6.3741e-07 | 6.3037e-07 | 6.3097e-07 | 6.1403e-07 | 6.0204e-07 | 6.0734e-07 | 6.1002e-07 | 5.8952e-07
#MATS - MER Rate in 2015 (Bit and Subbit) | 51 | 2403 | MACT Fuel Choice Floor in lbs/MMBtu | FALSE | L | Annual | Generation | TWh | 765.839 | 813.2252 | 810.3081 | 759.1537 | 651.4091 | 656.4498 | 606.1059 | 462.6547
#MATS - MER Rate in 2015 (Bit and Subbit) | 51 | 2403 | MACT Fuel Choice Floor in lbs/MMBtu | FALSE | L | Annual | Qualifying Generation | TWh | 765.839 | 813.2252 | 810.3081 | 759.1537 | 651.4091 | 656.4498 | 606.1059 | 462.6547
#MATS - MER Rate in 2015 (Bit and Subbit) | 51 | 2403 | MACT Fuel Choice Floor in lbs/MMBtu | FALSE | L | Annual | Constraint Shadow Price | US2016$/Lb | 0 | 0 | 0 | 0 | 0 | 0 | 0 | 0
#MATS - MER Rate in 2015 (IGCC) | 52 | 2406 | MACT Fuel Choice Floor in lbs/MMBtu | FALSE | L | Annual | Seasons Included | Seasons | Winter, WintShld, Summer | Winter, WintShld, Summer | Winter, WintShld, Summer | Winter, WintShld, Summer | Winter, WintShld, Summer | Winter, WintShld, Summer | Winter, WintShld, Summer | Winter, WintShld, Summer
#MATS - MER Rate in 2015 (IGCC) | 52 | 2406 | MACT Fuel Choice Floor in lbs/MMBtu | FALSE | L | Annual | Emission Floor | lbs/MMBtu | 3e-06 | 3e-06 | 3e-06 | 3e-06 | 3e-06 | 3e-06 | 3e-06 | 3e-06
#MATS - MER Rate in 2015 (IGCC) | 52 | 2406 | MACT Fuel Choice Floor in lbs/MMBtu | FALSE | L | Annual | Emissions at Affected Plants MER | lbs | 39.4149 | 39.4149 | 39.4149 | 39.4149 | 37.5016 | 36.3382 | 0 | 0
#MATS - MER Rate in 2015 (IGCC) | 52 | 2406 | MACT Fuel Choice Floor in lbs/MMBtu | FALSE | L | Annual | Allowances Purchased MER | lbs | 0 | 0 | 0 | 0 | 0 | 0 | 0 | 0
#MATS - MER Rate in 2015 (IGCC) | 52 | 2406 | MACT Fuel Choice Floor in lbs/MMBtu | FALSE | L | Annual | Allowances Sold MER | lbs | 0 | 0 | 0 | 0 | 0 | 0 | 0 | 0
#MATS - MER Rate in 2015 (IGCC) | 52 | 2406 | MACT Fuel Choice Floor in lbs/MMBtu | FALSE | L | Annual | Allowances Banked | lbs | 0 | 0 | 0 | 0 | 0 | 0 | 0 | 0
#MATS - MER Rate in 2015 (IGCC) | 52 | 2406 | MACT Fuel Choice Floor in lbs/MMBtu | FALSE | L | Annual | Allowances Withdrawn (1:1) | lbs | 0 | 0 | 0 | 0 | 0 | 0 | 0 | 0
#MATS - MER Rate in 2015 (IGCC) | 52 | 2406 | MACT Fuel Choice Floor in lbs/MMBtu | FALSE | L | Annual | Allowances Withdrawn (n:1) | lbs | 0 | 0 | 0 | 0 | 0 | 0 | 0 | 0
#MATS - MER Rate in 2015 (IGCC) | 52 | 2406 | MACT Fuel Choice Floor in lbs/MMBtu | FALSE | L | Annual | Net Emissions Allowance Position | lbs | 39.4149 | 39.4149 | 39.4149 | 39.4149 | 37.5016 | 36.3382 | 0 | 0
#MATS - MER Rate in 2015 (IGCC) | 52 | 2406 | MACT Fuel Choice Floor in lbs/MMBtu | FALSE | L | Annual | Fuel Consumed | TBtu | 49.0885 | 49.0885 | 49.0885 | 49.0885 | 46.7057 | 45.2568 | 0 | 0
#MATS - MER Rate in 2015 (IGCC) | 52 | 2406 | MACT Fuel Choice Floor in lbs/MMBtu | FALSE | L | Annual | Rate | lb/MMBtu | 8.0293e-07 | 8.0293e-07 | 8.0293e-07 | 8.0293e-07 | 8.0293e-07 | 8.0293e-07 | 0 | 0
#MATS - MER Rate in 2015 (IGCC) | 52 | 2406 | MACT Fuel Choice Floor in lbs/MMBtu | FALSE | L | Annual | Generation | TWh | 4.2895 | 4.2895 | 4.2895 | 4.2895 | 4.0812 | 3.9546 | 0 | 0
#MATS - MER Rate in 2015 (IGCC) | 52 | 2406 | MACT Fuel Choice Floor in lbs/MMBtu | FALSE | L | Annual | Qualifying Generation | TWh | 4.2895 | 4.2895 | 4.2895 | 4.2895 | 4.0812 | 3.9546 | 0 | 0
#MATS - MER Rate in 2015 (IGCC) | 52 | 2406 | MACT Fuel Choice Floor in lbs/MMBtu | FALSE | L | Annual | Constraint Shadow Price | US2016$/Lb | 0 | 0 | 0 | 0 | 0 | 0 | 0 | 0
#MATS - MER Rate in 2015 (Lig) | 53 | 2404 | MACT Fuel Choice Floor in lbs/MMBtu | FALSE | L | Annual | Seasons Included | Seasons | Winter, WintShld, Summer | Winter, WintShld, Summer | Winter, WintShld, Summer | Winter, WintShld, Summer | Winter, WintShld, Summer | Winter, WintShld, Summer | Winter, WintShld, Summer | Winter, WintShld, Summer
#MATS - MER Rate in 2015 (Lig) | 53 | 2404 | MACT Fuel Choice Floor in lbs/MMBtu | FALSE | L | Annual | Emission Floor | lbs/MMBtu | 4e-06 | 4e-06 | 4e-06 | 4e-06 | 4e-06 | 4e-06 | 4e-06 | 4e-06
#MATS - MER Rate in 2015 (Lig) | 53 | 2404 | MACT Fuel Choice Floor in lbs/MMBtu | FALSE | L | Annual | Emissions at Affected Plants MER | lbs | 1005.8592 | 1025.2848 | 1022.2168 | 928.8373 | 722.0995 | 797.4124 | 694.5099 | 613.5415
#MATS - MER Rate in 2015 (Lig) | 53 | 2404 | MACT Fuel Choice Floor in lbs/MMBtu | FALSE | L | Annual | Allowances Purchased MER | lbs | 0 | 0 | 0 | 0 | 0 | 0 | 0 | 0
#MATS - MER Rate in 2015 (Lig) | 53 | 2404 | MACT Fuel Choice Floor in lbs/MMBtu | FALSE | L | Annual | Allowances Sold MER | lbs | 0 | 0 | 0 | 0 | 0 | 0 | 0 | 0
#MATS - MER Rate in 2015 (Lig) | 53 | 2404 | MACT Fuel Choice Floor in lbs/MMBtu | FALSE | L | Annual | Allowances Banked | lbs | 0 | 0 | 0 | 0 | 0 | 0 | 0 | 0
#MATS - MER Rate in 2015 (Lig) | 53 | 2404 | MACT Fuel Choice Floor in lbs/MMBtu | FALSE | L | Annual | Allowances Withdrawn (1:1) | lbs | 0 | 0 | 0 | 0 | 0 | 0 | 0 | 0
#MATS - MER Rate in 2015 (Lig) | 53 | 2404 | MACT Fuel Choice Floor in lbs/MMBtu | FALSE | L | Annual | Allowances Withdrawn (n:1) | lbs | 0 | 0 | 0 | 0 | 0 | 0 | 0 | 0
#MATS - MER Rate in 2015 (Lig) | 53 | 2404 | MACT Fuel Choice Floor in lbs/MMBtu | FALSE | L | Annual | Net Emissions Allowance Position | lbs | 1005.8592 | 1025.2848 | 1022.2168 | 928.8373 | 722.0995 | 797.4124 | 694.5099 | 613.5415
#MATS - MER Rate in 2015 (Lig) | 53 | 2404 | MACT Fuel Choice Floor in lbs/MMBtu | FALSE | L | Annual | Fuel Consumed | TBtu | 756.7854 | 777.6594 | 772.9535 | 700.7682 | 616.8708 | 621.796 | 601.034 | 512.1589
#MATS - MER Rate in 2015 (Lig) | 53 | 2404 | MACT Fuel Choice Floor in lbs/MMBtu | FALSE | L | Annual | Rate | lb/MMBtu | 1.3291e-06 | 1.3184e-06 | 1.3225e-06 | 1.3255e-06 | 1.1706e-06 | 1.2824e-06 | 1.1555e-06 | 1.198e-06
#MATS - MER Rate in 2015 (Lig) | 53 | 2404 | MACT Fuel Choice Floor in lbs/MMBtu | FALSE | L | Annual | Generation | TWh | 69.6643 | 71.5846 | 71.5249 | 64.7561 | 56.7132 | 57.1134 | 55.2589 | 47.0488
#MATS - MER Rate in 2015 (Lig) | 53 | 2404 | MACT Fuel Choice Floor in lbs/MMBtu | FALSE | L | Annual | Qualifying Generation | TWh | 69.6643 | 71.5846 | 71.5249 | 64.7561 | 56.7132 | 57.1134 | 55.2589 | 47.0488
#MATS - MER Rate in 2015 (Lig) | 53 | 2404 | MACT Fuel Choice Floor in lbs/MMBtu | FALSE | L | Annual | Constraint Shadow Price | US2016$/Lb | 0 | 0 | 0 | 0 | 0 | 0 | 0 | 0
#MATS - MER Rate in 2015 (PK) | 54 | 2405 | MACT Fuel Choice Floor in lbs/MMBtu | FALSE | L | Annual | Seasons Included | Seasons | Winter, WintShld, Summer | Winter, WintShld, Summer | Winter, WintShld, Summer | Winter, WintShld, Summer | Winter, WintShld, Summer | Winter, WintShld, Summer | Winter, WintShld, Summer | Winter, WintShld, Summer
#MATS - MER Rate in 2015 (PK) | 54 | 2405 | MACT Fuel Choice Floor in lbs/MMBtu | FALSE | L | Annual | Emission Floor | lbs/MMBtu | 2e-07 | 2e-07 | 2e-07 | 2e-07 | 2e-07 | 2e-07 | 2e-07 | 2e-07
#MATS - MER Rate in 2015 (PK) | 54 | 2405 | MACT Fuel Choice Floor in lbs/MMBtu | FALSE | L | Annual | Emissions at Affected Plants MER | lbs | 68.4129 | 87.3908 | 93.2682 | 100.8997 | 99.1603 | 93.1899 | 88.8488 | 66.031
#MATS - MER Rate in 2015 (PK) | 54 | 2405 | MACT Fuel Choice Floor in lbs/MMBtu | FALSE | L | Annual | Allowances Purchased MER | lbs | 0 | 0 | 0 | 0 | 0 | 0 | 0 | 0
#MATS - MER Rate in 2015 (PK) | 54 | 2405 | MACT Fuel Choice Floor in lbs/MMBtu | FALSE | L | Annual | Allowances Sold MER | lbs | 0 | 0 | 0 | 0 | 0 | 0 | 0 | 0
#MATS - MER Rate in 2015 (PK) | 54 | 2405 | MACT Fuel Choice Floor in lbs/MMBtu | FALSE | L | Annual | Allowances Banked | lbs | 0 | 0 | 0 | 0 | 0 | 0 | 0 | 0
#MATS - MER Rate in 2015 (PK) | 54 | 2405 | MACT Fuel Choice Floor in lbs/MMBtu | FALSE | L | Annual | Allowances Withdrawn (1:1) | lbs | 0 | 0 | 0 | 0 | 0 | 0 | 0 | 0
#MATS - MER Rate in 2015 (PK) | 54 | 2405 | MACT Fuel Choice Floor in lbs/MMBtu | FALSE | L | Annual | Allowances Withdrawn (n:1) | lbs | 0 | 0 | 0 | 0 | 0 | 0 | 0 | 0
#MATS - MER Rate in 2015 (PK) | 54 | 2405 | MACT Fuel Choice Floor in lbs/MMBtu | FALSE | L | Annual | Net Emissions Allowance Position | lbs | 68.4129 | 87.3908 | 93.2682 | 100.8997 | 99.1603 | 93.1899 | 88.8488 | 66.031
#MATS - MER Rate in 2015 (PK) | 54 | 2405 | MACT Fuel Choice Floor in lbs/MMBtu | FALSE | L | Annual | Fuel Consumed | TBtu | 128.9309 | 172.7541 | 176.7106 | 195.6534 | 192.439 | 169.4992 | 162.6043 | 125.9044
#MATS - MER Rate in 2015 (PK) | 54 | 2405 | MACT Fuel Choice Floor in lbs/MMBtu | FALSE | L | Annual | Rate | lb/MMBtu | 5.3062e-07 | 5.0587e-07 | 5.278e-07 | 5.1571e-07 | 5.1528e-07 | 5.498e-07 | 5.4641e-07 | 5.2445e-07
#MATS - MER Rate in 2015 (PK) | 54 | 2405 | MACT Fuel Choice Floor in lbs/MMBtu | FALSE | L | Annual | Generation | TWh | 12.0118 | 15.6791 | 16.3029 | 18.146 | 17.8484 | 15.7193 | 15.0795 | 11.6773
#MATS - MER Rate in 2015 (PK) | 54 | 2405 | MACT Fuel Choice Floor in lbs/MMBtu | FALSE | L | Annual | Qualifying Generation | TWh | 12.0118 | 15.6791 | 16.3029 | 18.146 | 17.8484 | 15.7193 | 15.0795 | 11.6773
#MATS - MER Rate in 2015 (PK) | 54 | 2405 | MACT Fuel Choice Floor in lbs/MMBtu | FALSE | L | Annual | Constraint Shadow Price | US2016$/Lb | 0 | 0 | 0 | 0 | 0 | 0 | 0 | 0
AES Somerset MER Rate Limit v3.1 | 58 | 2038 | Rate Constraint in lbs/MMBtu | FALSE | L | Annual | Seasons Included | Seasons | Winter, WintShld, Summer | Winter, WintShld, Summer | Winter, WintShld, Summer | Winter, WintShld, Summer | Winter, WintShld, Summer | Winter, WintShld, Summer | Winter, WintShld, Summer | Winter, WintShld, Summer
AES Somerset MER Rate Limit v3.1 | 58 | 2038 | Rate Constraint in lbs/MMBtu | FALSE | L | Annual | Standard MER | lb/MMBtu | 6e-07 | 6e-07 | 6e-07 | 6e-07 | 6e-07 | 6e-07 | 6e-07 | 6e-07
AES Somerset MER Rate Limit v3.1 | 58 | 2038 | Rate Constraint in lbs/MMBtu | FALSE | L | Annual | Emissions at Affected Plants MER | lbs | 0 | 0 | 0 | 0 | 0 | 0 | 0 | 0
AES Somerset MER Rate Limit v3.1 | 58 | 2038 | Rate Constraint in lbs/MMBtu | FALSE | L | Annual | Allowances Purchased MER | lbs | 0 | 0 | 0 | 0 | 0 | 0 | 0 | 0
AES Somerset MER Rate Limit v3.1 | 58 | 2038 | Rate Constraint in lbs/MMBtu | FALSE | L | Annual | Allowances Sold MER | lbs | 0 | 0 | 0 | 0 | 0 | 0 | 0 | 0
AES Somerset MER Rate Limit v3.1 | 58 | 2038 | Rate Constraint in lbs/MMBtu | FALSE | L | Annual | Allowances Banked | lbs | 0 | 0 | 0 | 0 | 0 | 0 | 0 | 0
AES Somerset MER Rate Limit v3.1 | 58 | 2038 | Rate Constraint in lbs/MMBtu | FALSE | L | Annual | Allowances Withdrawn (1:1) | lbs | 0 | 0 | 0 | 0 | 0 | 0 | 0 | 0
AES Somerset MER Rate Limit v3.1 | 58 | 2038 | Rate Constraint in lbs/MMBtu | FALSE | L | Annual | Allowances Withdrawn (n:1) | lbs | 0 | 0 | 0 | 0 | 0 | 0 | 0 | 0
AES Somerset MER Rate Limit v3.1 | 58 | 2038 | Rate Constraint in lbs/MMBtu | FALSE | L | Annual | Net Emissions Allowance Position | lbs | 0 | 0 | 0 | 0 | 0 | 0 | 0 | 0
AES Somerset MER Rate Limit v3.1 | 58 | 2038 | Rate Constraint in lbs/MMBtu | FALSE | L | Annual | Fuel Consumed | TBtu | 0 | 0 | 0 | 0 | 0 | 0 | 0 | 0
AES Somerset MER Rate Limit v3.1 | 58 | 2038 | Rate Constraint in lbs/MMBtu | FALSE | L | Annual | Rate | lb/MMBtu | 0 | 0 | 0 | 0 | 0 | 0 | 0 | 0
AES Somerset MER Rate Limit v3.1 | 58 | 2038 | Rate Constraint in lbs/MMBtu | FALSE | L | Annual | Generation | TWh | 0 | 0 | 0 | 0 | 0 | 0 | 0 | 0
AES Somerset MER Rate Limit v3.1 | 58 | 2038 | Rate Constraint in lbs/MMBtu | FALSE | L | Annual | Qualifying Generation | TWh | 0 | 0 | 0 | 0 | 0 | 0 | 0 | 0
AES Somerset MER Rate Limit v3.1 | 58 | 2038 | Rate Constraint in lbs/MMBtu | FALSE | L | Annual | Rate | lb/MWh | 0 | 0 | 0 | 0 | 0 | 0 | 0 | 0
AES Somerset MER Rate Limit v3.1 | 58 | 2038 | Rate Constraint in lbs/MMBtu | FALSE | L | Annual | Constraint Shadow Price | US2016$/Lb | 0 | 0 | 0 | 0 | 0 | 0 | 0 | 0
AZ Hg Rule - MER Removal Annual v3.1 | 59 | 1513 | MACT Fuel Choice Floor in lbs/MMBtu | FALSE | L | Annual | Seasons Included | Seasons | Winter, WintShld, Summer | Winter, WintShld, Summer | Winter, WintShld, Summer | Winter, WintShld, Summer | Winter, WintShld, Summer | Winter, WintShld, Summer | Winter, WintShld, Summer | Winter, WintShld, Summer
AZ Hg Rule - MER Removal Annual v3.1 | 59 | 1513 | MACT Fuel Choice Floor in lbs/MMBtu | FALSE | L | Annual | Emission Floor | lbs/MMBtu | 8.44e-07 | 8.44e-07 | 8.44e-07 | 8.44e-07 | 8.44e-07 | 8.44e-07 | 8.44e-07 | 8.44e-07
AZ Hg Rule - MER Removal Annual v3.1 | 59 | 1513 | MACT Fuel Choice Floor in lbs/MMBtu | FALSE | L | Annual | Emissions at Affected Plants MER | lbs | 137.8267 | 141.7758 | 114.6743 | 103.0571 | 88.9584 | 89.6941 | 91.1209 | 89.0962
AZ Hg Rule - MER Removal Annual v3.1 | 59 | 1513 | MACT Fuel Choice Floor in lbs/MMBtu | FALSE | L | Annual | Allowances Purchased MER | lbs | 0 | 0 | 0 | 0 | 0 | 0 | 0 | 0
AZ Hg Rule - MER Removal Annual v3.1 | 59 | 1513 | MACT Fuel Choice Floor in lbs/MMBtu | FALSE | L | Annual | Allowances Sold MER | lbs | 0 | 0 | 0 | 0 | 0 | 0 | 0 | 0
AZ Hg Rule - MER Removal Annual v3.1 | 59 | 1513 | MACT Fuel Choice Floor in lbs/MMBtu | FALSE | L | Annual | Allowances Banked | lbs | 0 | 0 | 0 | 0 | 0 | 0 | 0 | 0
AZ Hg Rule - MER Removal Annual v3.1 | 59 | 1513 | MACT Fuel Choice Floor in lbs/MMBtu | FALSE | L | Annual | Allowances Withdrawn (1:1) | lbs | 0 | 0 | 0 | 0 | 0 | 0 | 0 | 0
AZ Hg Rule - MER Removal Annual v3.1 | 59 | 1513 | MACT Fuel Choice Floor in lbs/MMBtu | FALSE | L | Annual | Allowances Withdrawn (n:1) | lbs | 0 | 0 | 0 | 0 | 0 | 0 | 0 | 0
AZ Hg Rule - MER Removal Annual v3.1 | 59 | 1513 | MACT Fuel Choice Floor in lbs/MMBtu | FALSE | L | Annual | Net Emissions Allowance Position | lbs | 137.8267 | 141.7758 | 114.6743 | 103.0571 | 88.9584 | 89.6941 | 91.1209 | 89.0962
AZ Hg Rule - MER Removal Annual v3.1 | 59 | 1513 | MACT Fuel Choice Floor in lbs/MMBtu | FALSE | L | Annual | Fuel Consumed | TBtu | 166.7917 | 172.1001 | 140.5983 | 122.1655 | 106.7148 | 108.026 | 110.5688 | 106.9604
AZ Hg Rule - MER Removal Annual v3.1 | 59 | 1513 | MACT Fuel Choice Floor in lbs/MMBtu | FALSE | L | Annual | Rate | lb/MMBtu | 8.2634e-07 | 8.238e-07 | 8.1562e-07 | 8.4359e-07 | 8.3361e-07 | 8.303e-07 | 8.2411e-07 | 8.3298e-07
AZ Hg Rule - MER Removal Annual v3.1 | 59 | 1513 | MACT Fuel Choice Floor in lbs/MMBtu | FALSE | L | Annual | Generation | TWh | 15.8291 | 16.3233 | 13.6655 | 11.9022 | 10.363 | 10.4806 | 10.7088 | 10.385
AZ Hg Rule - MER Removal Annual v3.1 | 59 | 1513 | MACT Fuel Choice Floor in lbs/MMBtu | FALSE | L | Annual | Qualifying Generation | TWh | 15.8291 | 16.3233 | 13.6655 | 11.9022 | 10.363 | 10.4806 | 10.7088 | 10.385
AZ Hg Rule - MER Removal Annual v3.1 | 59 | 1513 | MACT Fuel Choice Floor in lbs/MMBtu | FALSE | L | Annual | Constraint Shadow Price | US2016$/Lb | 0 | 0 | 0 | 0 | 0 | 0 | 0 | 0
BART NOX Annual- Antelope Valley 1- v5.16 | 60 | 6656 | Rate Constraint in lbs/MMBtu | FALSE | L | Annual | Seasons Included | Seasons | Winter, WintShld, Summer | Winter, WintShld, Summer | Winter, WintShld, Summer | Winter, WintShld, Summer | Winter, WintShld, Summer | Winter, WintShld, Summer | Winter, WintShld, Summer | Winter, WintShld, Summer
BART NOX Annual- Antelope Valley 1- v5.16 | 60 | 6656 | Rate Constraint in lbs/MMBtu | FALSE | L | Annual | Standard NOX | lb/MMBtu | 0.17 | 0.17 | 0.17 | 0.17 | 0.17 | 0.17 | 0.17 | 0.17
BART NOX Annual- Antelope Valley 1- v5.16 | 60 | 6656 | Rate Constraint in lbs/MMBtu | FALSE | L | Annual | Emissions at Affected Plants NOX | Thousand Tons | 2.0453 | 2.0453 | 1.986 | 1.986 | 1.986 | 1.986 | 1.9056 | 1.3431
BART NOX Annual- Antelope Valley 1- v5.16 | 60 | 6656 | Rate Constraint in lbs/MMBtu | FALSE | L | Annual | Allowances Purchased NOX | Thousand Tons | 0 | 0 | 0 | 0 | 0 | 0 | 0 | 0
BART NOX Annual- Antelope Valley 1- v5.16 | 60 | 6656 | Rate Constraint in lbs/MMBtu | FALSE | L | Annual | Allowances Sold NOX | Thousand Tons | 0 | 0 | 0 | 0 | 0 | 0 | 0 | 0
BART NOX Annual- Antelope Valley 1- v5.16 | 60 | 6656 | Rate Constraint in lbs/MMBtu | FALSE | L | Annual | Allowances Banked | Thousand Tons | 0 | 0 | 0 | 0 | 0 | 0 | 0 | 0
BART NOX Annual- Antelope Valley 1- v5.16 | 60 | 6656 | Rate Constraint in lbs/MMBtu | FALSE | L | Annual | Allowances Withdrawn (1:1) | Thousand Tons | 0 | 0 | 0 | 0 | 0 | 0 | 0 | 0
BART NOX Annual- Antelope Valley 1- v5.16 | 60 | 6656 | Rate Constraint in lbs/MMBtu | FALSE | L | Annual | Allowances Withdrawn (n:1) | Thousand Tons | 0 | 0 | 0 | 0 | 0 | 0 | 0 | 0
BART NOX Annual- Antelope Valley 1- v5.16 | 60 | 6656 | Rate Constraint in lbs/MMBtu | FALSE | L | Annual | Net Emissions Allowance Position | Thousand Tons | 2.0453 | 2.0453 | 1.986 | 1.986 | 1.986 | 1.986 | 1.9056 | 1.3431
BART NOX Annual- Antelope Valley 1- v5.16 | 60 | 6656 | Rate Constraint in lbs/MMBtu | FALSE | L | Annual | Fuel Consumed | TBtu | 37.3032 | 37.3032 | 36.2214 | 36.2214 | 36.2214 | 36.2214 | 34.7553 | 24.4951
BART NOX Annual- Antelope Valley 1- v5.16 | 60 | 6656 | Rate Constraint in lbs/MMBtu | FALSE | L | Annual | Rate | lb/MMBtu | 0.10966 | 0.10966 | 0.10966 | 0.10966 | 0.10966 | 0.10966 | 0.10966 | 0.10966
BART NOX Annual- Antelope Valley 1- v5.16 | 60 | 6656 | Rate Constraint in lbs/MMBtu | FALSE | L | Annual | Generation | TWh | 3.305 | 3.305 | 3.305 | 3.305 | 3.305 | 3.305 | 3.1712 | 2.235
BART NOX Annual- Antelope Valley 1- v5.16 | 60 | 6656 | Rate Constraint in lbs/MMBtu | FALSE | L | Annual | Qualifying Generation | TWh | 3.305 | 3.305 | 3.305 | 3.305 | 3.305 | 3.305 | 3.1712 | 2.235
BART NOX Annual- Antelope Valley 1- v5.16 | 60 | 6656 | Rate Constraint in lbs/MMBtu | FALSE | L | Annual | Rate | lb/MWh | 1.2377 | 1.2377 | 1.2018 | 1.2018 | 1.2018 | 1.2018 | 1.2018 | 1.2018
BART NOX Annual- Antelope Valley 1- v5.16 | 60 | 6656 | Rate Constraint in lbs/MMBtu | FALSE | L | Annual | Constraint Shadow Price | US2016$/Ton | 0 | 0 | 0 | 0 | 0 | 0 | 0 | 0
BART NOX Annual- Antelope Valley 2- v5.16 | 61 | 6657 | Rate Constraint in lbs/MMBtu | FALSE | L | Annual | Seasons Included | Seasons | Winter, WintShld, Summer | Winter, WintShld, Summer | Winter, WintShld, Summer | Winter, WintShld, Summer | Winter, WintShld, Summer | Winter, WintShld, Summer | Winter, WintShld, Summer | Winter, WintShld, Summer
BART NOX Annual- Antelope Valley 2- v5.16 | 61 | 6657 | Rate Constraint in lbs/MMBtu | FALSE | L | Annual | Standard NOX | lb/MMBtu | 0.17 | 0.17 | 0.17 | 0.17 | 0.17 | 0.17 | 0.17 | 0.17
BART NOX Annual- Antelope Valley 2- v5.16 | 61 | 6657 | Rate Constraint in lbs/MMBtu | FALSE | L | Annual | Emissions at Affected Plants NOX | Thousand Tons | 2.0168 | 2.0168 | 1.9583 | 1.9583 | 1.9583 | 1.9583 | 1.879 | 1.3243
BART NOX Annual- Antelope Valley 2- v5.16 | 61 | 6657 | Rate Constraint in lbs/MMBtu | FALSE | L | Annual | Allowances Purchased NOX | Thousand Tons | 0 | 0 | 0 | 0 | 0 | 0 | 0 | 0
BART NOX Annual- Antelope Valley 2- v5.16 | 61 | 6657 | Rate Constraint in lbs/MMBtu | FALSE | L | Annual | Allowances Sold NOX | Thousand Tons | 0 | 0 | 0 | 0 | 0 | 0 | 0 | 0
BART NOX Annual- Antelope Valley 2- v5.16 | 61 | 6657 | Rate Constraint in lbs/MMBtu | FALSE | L | Annual | Allowances Banked | Thousand Tons | 0 | 0 | 0 | 0 | 0 | 0 | 0 | 0
BART NOX Annual- Antelope Valley 2- v5.16 | 61 | 6657 | Rate Constraint in lbs/MMBtu | FALSE | L | Annual | Allowances Withdrawn (1:1) | Thousand Tons | 0 | 0 | 0 | 0 | 0 | 0 | 0 | 0
BART NOX Annual- Antelope Valley 2- v5.16 | 61 | 6657 | Rate Constraint in lbs/MMBtu | FALSE | L | Annual | Allowances Withdrawn (n:1) | Thousand Tons | 0 | 0 | 0 | 0 | 0 | 0 | 0 | 0
BART NOX Annual- Antelope Valley 2- v5.16 | 61 | 6657 | Rate Constraint in lbs/MMBtu | FALSE | L | Annual | Net Emissions Allowance Position | Thousand Tons | 2.0168 | 2.0168 | 1.9583 | 1.9583 | 1.9583 | 1.9583 | 1.879 | 1.3243
BART NOX Annual- Antelope Valley 2- v5.16 | 61 | 6657 | Rate Constraint in lbs/MMBtu | FALSE | L | Annual | Fuel Consumed | TBtu | 37.0355 | 37.0355 | 35.9615 | 35.9615 | 35.9615 | 35.9615 | 34.5059 | 24.3193
BART NOX Annual- Antelope Valley 2- v5.16 | 61 | 6657 | Rate Constraint in lbs/MMBtu | FALSE | L | Annual | Rate | lb/MMBtu | 0.10891 | 0.10891 | 0.10891 | 0.10891 | 0.10891 | 0.10891 | 0.10891 | 0.10891
BART NOX Annual- Antelope Valley 2- v5.16 | 61 | 6657 | Rate Constraint in lbs/MMBtu | FALSE | L | Annual | Generation | TWh | 3.305 | 3.305 | 3.305 | 3.305 | 3.305 | 3.305 | 3.1712 | 2.235
BART NOX Annual- Antelope Valley 2- v5.16 | 61 | 6657 | Rate Constraint in lbs/MMBtu | FALSE | L | Annual | Qualifying Generation | TWh | 3.305 | 3.305 | 3.305 | 3.305 | 3.305 | 3.305 | 3.1712 | 2.235
BART NOX Annual- Antelope Valley 2- v5.16 | 61 | 6657 | Rate Constraint in lbs/MMBtu | FALSE | L | Annual | Rate | lb/MWh | 1.2204 | 1.2204 | 1.1851 | 1.1851 | 1.1851 | 1.1851 | 1.1851 | 1.1851
BART NOX Annual- Antelope Valley 2- v5.16 | 61 | 6657 | Rate Constraint in lbs/MMBtu | FALSE | L | Annual | Constraint Shadow Price | US2016$/Ton | 0 | 0 | 0 | 0 | 0 | 0 | 0 | 0
BART NOX Annual- Arthur Kill- v5.16 | 62 | 6661 | Rate Constraint in lbs/MMBtu | FALSE | L | Annual | Seasons Included | Seasons | Winter, WintShld, Summer | Winter, WintShld, Summer | Winter, WintShld, Summer | Winter, WintShld, Summer | Winter, WintShld, Summer | Winter, WintShld, Summer | Winter, WintShld, Summer | Winter, WintShld, Summer
BART NOX Annual- Arthur Kill- v5.16 | 62 | 6661 | Rate Constraint in lbs/MMBtu | FALSE | L | Annual | Standard NOX | lb/MMBtu | 0.15 | 0.15 | 0.15 | 0.15 | 0.15 | 0.15 | 0.15 | 0.15
BART NOX Annual- Arthur Kill- v5.16 | 62 | 6661 | Rate Constraint in lbs/MMBtu | FALSE | L | Annual | Emissions at Affected Plants NOX | Thousand Tons | 0.1445 | 0.1445 | 0.1445 | 0.040284 | 0.03265 | 0.03265 | 0.050842 | 0.083976
BART NOX Annual- Arthur Kill- v5.16 | 62 | 6661 | Rate Constraint in lbs/MMBtu | FALSE | L | Annual | Allowances Purchased NOX | Thousand Tons | 0 | 0 | 0 | 0 | 0 | 0 | 0 | 0
BART NOX Annual- Arthur Kill- v5.16 | 62 | 6661 | Rate Constraint in lbs/MMBtu | FALSE | L | Annual | Allowances Sold NOX | Thousand Tons | 0 | 0 | 0 | 0 | 0 | 0 | 0 | 0
BART NOX Annual- Arthur Kill- v5.16 | 62 | 6661 | Rate Constraint in lbs/MMBtu | FALSE | L | Annual | Allowances Banked | Thousand Tons | 0 | 0 | 0 | 0 | 0 | 0 | 0 | 0
BART NOX Annual- Arthur Kill- v5.16 | 62 | 6661 | Rate Constraint in lbs/MMBtu | FALSE | L | Annual | Allowances Withdrawn (1:1) | Thousand Tons | 0 | 0 | 0 | 0 | 0 | 0 | 0 | 0
BART NOX Annual- Arthur Kill- v5.16 | 62 | 6661 | Rate Constraint in lbs/MMBtu | FALSE | L | Annual | Allowances Withdrawn (n:1) | Thousand Tons | 0 | 0 | 0 | 0 | 0 | 0 | 0 | 0
BART NOX Annual- Arthur Kill- v5.16 | 62 | 6661 | Rate Constraint in lbs/MMBtu | FALSE | L | Annual | Net Emissions Allowance Position | Thousand Tons | 0.1445 | 0.1445 | 0.1445 | 0.040284 | 0.03265 | 0.03265 | 0.050842 | 0.083976
BART NOX Annual- Arthur Kill- v5.16 | 62 | 6661 | Rate Constraint in lbs/MMBtu | FALSE | L | Annual | Fuel Consumed | TBtu | 3.707 | 3.707 | 3.707 | 1.0335 | 0.83761 | 0.83761 | 1.3043 | 2.1543
BART NOX Annual- Arthur Kill- v5.16 | 62 | 6661 | Rate Constraint in lbs/MMBtu | FALSE | L | Annual | Rate | lb/MMBtu | 0.07796 | 0.07796 | 0.07796 | 0.07796 | 0.07796 | 0.07796 | 0.07796 | 0.07796
BART NOX Annual- Arthur Kill- v5.16 | 62 | 6661 | Rate Constraint in lbs/MMBtu | FALSE | L | Annual | Generation | TWh | 0.33697 | 0.33697 | 0.33697 | 0.093942 | 0.07614 | 0.07614 | 0.11856 | 0.19583
BART NOX Annual- Arthur Kill- v5.16 | 62 | 6661 | Rate Constraint in lbs/MMBtu | FALSE | L | Annual | Qualifying Generation | TWh | 0.33697 | 0.33697 | 0.33697 | 0.093942 | 0.07614 | 0.07614 | 0.11856 | 0.19583
BART NOX Annual- Arthur Kill- v5.16 | 62 | 6661 | Rate Constraint in lbs/MMBtu | FALSE | L | Annual | Rate | lb/MWh | 0.85764 | 0.85764 | 0.85764 | 0.85764 | 0.85764 | 0.85764 | 0.85764 | 0.85764
BART NOX Annual- Arthur Kill- v5.16 | 62 | 6661 | Rate Constraint in lbs/MMBtu | FALSE | L | Annual | Constraint Shadow Price | US2016$/Ton | 0 | 0 | 0 | 0 | 0 | 0 | 0 | 0
BART NOX Annual- B L England 2- v5.16 | 63 | 6663 | Rate Constraint in lbs/MMBtu | FALSE | L | Annual | Seasons Included | Seasons | Winter, WintShld, Summer | Winter, WintShld, Summer | Winter, WintShld, Summer | Winter, WintShld, Summer | Winter, WintShld, Summer | Winter, WintShld, Summer | Winter, WintShld, Summer | Winter, WintShld, Summer
BART NOX Annual- B L England 2- v5.16 | 63 | 6663 | Rate Constraint in lbs/MMBtu | FALSE | L | Annual | Standard NOX | lb/MMBtu | 0.1 | 0.1 | 0.1 | 0.1 | 0.1 | 0.1 | 0.1 | 0.1
BART NOX Annual- B L England 2- v5.16 | 63 | 6663 | Rate Constraint in lbs/MMBtu | FALSE | L | Annual | Emissions at Affected Plants NOX | Thousand Tons | 0 | 0 | 0 | 0 | 0 | 0 | 0 | 0
BART NOX Annual- B L England 2- v5.16 | 63 | 6663 | Rate Constraint in lbs/MMBtu | FALSE | L | Annual | Allowances Purchased NOX | Thousand Tons | 0 | 0 | 0 | 0 | 0 | 0 | 0 | 0
BART NOX Annual- B L England 2- v5.16 | 63 | 6663 | Rate Constraint in lbs/MMBtu | FALSE | L | Annual | Allowances Sold NOX | Thousand Tons | 0 | 0 | 0 | 0 | 0 | 0 | 0 | 0
BART NOX Annual- B L England 2- v5.16 | 63 | 6663 | Rate Constraint in lbs/MMBtu | FALSE | L | Annual | Allowances Banked | Thousand Tons | 0 | 0 | 0 | 0 | 0 | 0 | 0 | 0
BART NOX Annual- B L England 2- v5.16 | 63 | 6663 | Rate Constraint in lbs/MMBtu | FALSE | L | Annual | Allowances Withdrawn (1:1) | Thousand Tons | 0 | 0 | 0 | 0 | 0 | 0 | 0 | 0
BART NOX Annual- B L England 2- v5.16 | 63 | 6663 | Rate Constraint in lbs/MMBtu | FALSE | L | Annual | Allowances Withdrawn (n:1) | Thousand Tons | 0 | 0 | 0 | 0 | 0 | 0 | 0 | 0
BART NOX Annual- B L England 2- v5.16 | 63 | 6663 | Rate Constraint in lbs/MMBtu | FALSE | L | Annual | Net Emissions Allowance Position | Thousand Tons | 0 | 0 | 0 | 0 | 0 | 0 | 0 | 0
BART NOX Annual- B L England 2- v5.16 | 63 | 6663 | Rate Constraint in lbs/MMBtu | FALSE | L | Annual | Fuel Consumed | TBtu | 0 | 0 | 0 | 0 | 0 | 0 | 0 | 0
BART NOX Annual- B L England 2- v5.16 | 63 | 6663 | Rate Constraint in lbs/MMBtu | FALSE | L | Annual | Rate | lb/MMBtu | 0 | 0 | 0 | 0 | 0 | 0 | 0 | 0
BART NOX Annual- B L England 2- v5.16 | 63 | 6663 | Rate Constraint in lbs/MMBtu | FALSE | L | Annual | Generation | TWh | 0 | 0 | 0 | 0 | 0 | 0 | 0 | 0
BART NOX Annual- B L England 2- v5.16 | 63 | 6663 | Rate Constraint in lbs/MMBtu | FALSE | L | Annual | Qualifying Generation | TWh | 0 | 0 | 0 | 0 | 0 | 0 | 0 | 0
BART NOX Annual- B L England 2- v5.16 | 63 | 6663 | Rate Constraint in lbs/MMBtu | FALSE | L | Annual | Rate | lb/MWh | 0 | 0 | 0 | 0 | 0 | 0 | 0 | 0
BART NOX Annual- B L England 2- v5.16 | 63 | 6663 | Rate Constraint in lbs/MMBtu | FALSE | L | Annual | Constraint Shadow Price | US2016$/Ton | 0 | 0 | 0 | 0 | 0 | 0 | 0 | 0
BART NOX Annual- Big Stone 1- v5.16 | 64 | 6689 | Rate Constraint in lbs/MMBtu | FALSE | L | Annual | Seasons Included | Seasons | Winter, WintShld, Summer | Winter, WintShld, Summer | Winter, WintShld, Summer | Winter, WintShld, Summer | Winter, WintShld, Summer | Winter, WintShld, Summer | Winter, WintShld, Summer | Winter, WintShld, Summer
BART NOX Annual- Big Stone 1- v5.16 | 64 | 6689 | Rate Constraint in lbs/MMBtu | FALSE | L | Annual | Standard NOX | lb/MMBtu | 0.1 | 0.1 | 0.1 | 0.1 | 0.1 | 0.1 | 0.1 | 0.1
BART NOX Annual- Big Stone 1- v5.16 | 64 | 6689 | Rate Constraint in lbs/MMBtu | FALSE | L | Annual | Emissions at Affected Plants NOX | Thousand Tons | 0.52356 | 0.68028 | 0.64162 | 0.70435 | 0.69738 | 0.93392 | 0.71597 | 0.62933
BART NOX Annual- Big Stone 1- v5.16 | 64 | 6689 | Rate Constraint in lbs/MMBtu | FALSE | L | Annual | Allowances Purchased NOX | Thousand Tons | 0 | 0 | 0 | 0 | 0 | 0 | 0 | 0
BART NOX Annual- Big Stone 1- v5.16 | 64 | 6689 | Rate Constraint in lbs/MMBtu | FALSE | L | Annual | Allowances Sold NOX | Thousand Tons | 0 | 0 | 0 | 0 | 0 | 0 | 0 | 0
BART NOX Annual- Big Stone 1- v5.16 | 64 | 6689 | Rate Constraint in lbs/MMBtu | FALSE | L | Annual | Allowances Banked | Thousand Tons | 0 | 0 | 0 | 0 | 0 | 0 | 0 | 0
BART NOX Annual- Big Stone 1- v5.16 | 64 | 6689 | Rate Constraint in lbs/MMBtu | FALSE | L | Annual | Allowances Withdrawn (1:1) | Thousand Tons | 0 | 0 | 0 | 0 | 0 | 0 | 0 | 0
BART NOX Annual- Big Stone 1- v5.16 | 64 | 6689 | Rate Constraint in lbs/MMBtu | FALSE | L | Annual | Allowances Withdrawn (n:1) | Thousand Tons | 0 | 0 | 0 | 0 | 0 | 0 | 0 | 0
BART NOX Annual- Big Stone 1- v5.16 | 64 | 6689 | Rate Constraint in lbs/MMBtu | FALSE | L | Annual | Net Emissions Allowance Position | Thousand Tons | 0.52356 | 0.68028 | 0.64162 | 0.70435 | 0.69738 | 0.93392 | 0.71597 | 0.62933
BART NOX Annual- Big Stone 1- v5.16 | 64 | 6689 | Rate Constraint in lbs/MMBtu | FALSE | L | Annual | Fuel Consumed | TBtu | 12.6113 | 16.3865 | 15.4552 | 16.9663 | 16.7983 | 22.4959 | 17.246 | 15.1591
BART NOX Annual- Big Stone 1- v5.16 | 64 | 6689 | Rate Constraint in lbs/MMBtu | FALSE | L | Annual | Rate | lb/MMBtu | 0.08303 | 0.08303 | 0.08303 | 0.08303 | 0.08303 | 0.08303 | 0.08303 | 0.08303
BART NOX Annual- Big Stone 1- v5.16 | 64 | 6689 | Rate Constraint in lbs/MMBtu | FALSE | L | Annual | Generation | TWh | 1.1541 | 1.4996 | 1.4418 | 1.5828 | 1.5671 | 2.0986 | 1.6089 | 1.4142
BART NOX Annual- Big Stone 1- v5.16 | 64 | 6689 | Rate Constraint in lbs/MMBtu | FALSE | L | Annual | Qualifying Generation | TWh | 1.1541 | 1.4996 | 1.4418 | 1.5828 | 1.5671 | 2.0986 | 1.6089 | 1.4142
BART NOX Annual- Big Stone 1- v5.16 | 64 | 6689 | Rate Constraint in lbs/MMBtu | FALSE | L | Annual | Rate | lb/MWh | 0.90727 | 0.90727 | 0.89003 | 0.89003 | 0.89003 | 0.89003 | 0.89003 | 0.89003
BART NOX Annual- Big Stone 1- v5.16 | 64 | 6689 | Rate Constraint in lbs/MMBtu | FALSE | L | Annual | Constraint Shadow Price | US2016$/Ton | 0 | 0 | 0 | 0 | 0 | 0 | 0 | 0
BART NOX Annual- Bowline Point 1- v6.17 | 65 | 6994 | Rate Constraint in lbs/MMBtu | FALSE | L | Annual | Seasons Included | Seasons | Winter, WintShld, Summer | Winter, WintShld, Summer | Winter, WintShld, Summer | Winter, WintShld, Summer | Winter, WintShld, Summer | Winter, WintShld, Summer | Winter, WintShld, Summer | Winter, WintShld, Summer
BART NOX Annual- Bowline Point 1- v6.17 | 65 | 6994 | Rate Constraint in lbs/MMBtu | FALSE | L | Annual | Standard NOX | lb/MMBtu | 0.15 | 0.15 | 0.15 | 0.15 | 0.15 | 0.15 | 0.15 | 0.15
BART NOX Annual- Bowline Point 1- v6.17 | 65 | 6994 | Rate Constraint in lbs/MMBtu | FALSE | L | Annual | Emissions at Affected Plants NOX | Thousand Tons | 0.038302 | 0.038302 | 0.038447 | 0.038302 | 0.038267 | 0.038113 | 0.038113 | 0.038113
BART NOX Annual- Bowline Point 1- v6.17 | 65 | 6994 | Rate Constraint in lbs/MMBtu | FALSE | L | Annual | Allowances Purchased NOX | Thousand Tons | 0 | 0 | 0 | 0 | 0 | 0 | 0 | 0
BART NOX Annual- Bowline Point 1- v6.17 | 65 | 6994 | Rate Constraint in lbs/MMBtu | FALSE | L | Annual | Allowances Sold NOX | Thousand Tons | 0 | 0 | 0 | 0 | 0 | 0 | 0 | 0
BART NOX Annual- Bowline Point 1- v6.17 | 65 | 6994 | Rate Constraint in lbs/MMBtu | FALSE | L | Annual | Allowances Banked | Thousand Tons | 0 | 0 | 0 | 0 | 0 | 0 | 0 | 0
BART NOX Annual- Bowline Point 1- v6.17 | 65 | 6994 | Rate Constraint in lbs/MMBtu | FALSE | L | Annual | Allowances Withdrawn (1:1) | Thousand Tons | 0 | 0 | 0 | 0 | 0 | 0 | 0 | 0
BART NOX Annual- Bowline Point 1- v6.17 | 65 | 6994 | Rate Constraint in lbs/MMBtu | FALSE | L | Annual | Allowances Withdrawn (n:1) | Thousand Tons | 0 | 0 | 0 | 0 | 0 | 0 | 0 | 0
BART NOX Annual- Bowline Point 1- v6.17 | 65 | 6994 | Rate Constraint in lbs/MMBtu | FALSE | L | Annual | Net Emissions Allowance Position | Thousand Tons | 0.038302 | 0.038302 | 0.038447 | 0.038302 | 0.038267 | 0.038113 | 0.038113 | 0.038113
BART NOX Annual- Bowline Point 1- v6.17 | 65 | 6994 | Rate Constraint in lbs/MMBtu | FALSE | L | Annual | Fuel Consumed | TBtu | 0.95756 | 0.95756 | 0.96117 | 0.95756 | 0.95668 | 0.95283 | 0.95283 | 0.95283
BART NOX Annual- Bowline Point 1- v6.17 | 65 | 6994 | Rate Constraint in lbs/MMBtu | FALSE | L | Annual | Rate | lb/MMBtu | 0.08 | 0.08 | 0.08 | 0.08 | 0.08 | 0.08 | 0.08 | 0.08
BART NOX Annual- Bowline Point 1- v6.17 | 65 | 6994 | Rate Constraint in lbs/MMBtu | FALSE | L | Annual | Generation | TWh | 0.087304 | 0.087304 | 0.087634 | 0.087304 | 0.087225 | 0.086874 | 0.086874 | 0.086874
BART NOX Annual- Bowline Point 1- v6.17 | 65 | 6994 | Rate Constraint in lbs/MMBtu | FALSE | L | Annual | Qualifying Generation | TWh | 0.087304 | 0.087304 | 0.087634 | 0.087304 | 0.087225 | 0.086874 | 0.086874 | 0.086874
BART NOX Annual- Bowline Point 1- v6.17 | 65 | 6994 | Rate Constraint in lbs/MMBtu | FALSE | L | Annual | Rate | lb/MWh | 0.87744 | 0.87744 | 0.87744 | 0.87744 | 0.87744 | 0.87744 | 0.87744 | 0.87744
BART NOX Annual- Bowline Point 1- v6.17 | 65 | 6994 | Rate Constraint in lbs/MMBtu | FALSE | L | Annual | Constraint Shadow Price | US2016$/Ton | 0 | 0 | 0 | 0 | 0 | 0 | 0 | 0
BART NOX Annual- Bowline Point 2- v6.17 | 66 | 6995 | Rate Constraint in lbs/MMBtu | FALSE | L | Annual | Seasons Included | Seasons | Winter, WintShld, Summer | Winter, WintShld, Summer | Winter, WintShld, Summer | Winter, WintShld, Summer | Winter, WintShld, Summer | Winter, WintShld, Summer | Winter, WintShld, Summer | Winter, WintShld, Summer
BART NOX Annual- Bowline Point 2- v6.17 | 66 | 6995 | Rate Constraint in lbs/MMBtu | FALSE | L | Annual | Standard NOX | lb/MMBtu | 0.15 | 0.15 | 0.15 | 0.15 | 0.15 | 0.15 | 0.15 | 0.15
BART NOX Annual- Bowline Point 2- v6.17 | 66 | 6995 | Rate Constraint in lbs/MMBtu | FALSE | L | Annual | Emissions at Affected Plants NOX | Thousand Tons | 0.041195 | 0.041195 | 0.029966 | 0.0081039 | 0.0085541 | 0.0081039 | 0.0081039 | 0.0085541
BART NOX Annual- Bowline Point 2- v6.17 | 66 | 6995 | Rate Constraint in lbs/MMBtu | FALSE | L | Annual | Allowances Purchased NOX | Thousand Tons | 0 | 0 | 0 | 0 | 0 | 0 | 0 | 0
BART NOX Annual- Bowline Point 2- v6.17 | 66 | 6995 | Rate Constraint in lbs/MMBtu | FALSE | L | Annual | Allowances Sold NOX | Thousand Tons | 0 | 0 | 0 | 0 | 0 | 0 | 0 | 0
BART NOX Annual- Bowline Point 2- v6.17 | 66 | 6995 | Rate Constraint in lbs/MMBtu | FALSE | L | Annual | Allowances Banked | Thousand Tons | 0 | 0 | 0 | 0 | 0 | 0 | 0 | 0
BART NOX Annual- Bowline Point 2- v6.17 | 66 | 6995 | Rate Constraint in lbs/MMBtu | FALSE | L | Annual | Allowances Withdrawn (1:1) | Thousand Tons | 0 | 0 | 0 | 0 | 0 | 0 | 0 | 0
BART NOX Annual- Bowline Point 2- v6.17 | 66 | 6995 | Rate Constraint in lbs/MMBtu | FALSE | L | Annual | Allowances Withdrawn (n:1) | Thousand Tons | 0 | 0 | 0 | 0 | 0 | 0 | 0 | 0
BART NOX Annual- Bowline Point 2- v6.17 | 66 | 6995 | Rate Constraint in lbs/MMBtu | FALSE | L | Annual | Net Emissions Allowance Position | Thousand Tons | 0.041195 | 0.041195 | 0.029966 | 0.0081039 | 0.0085541 | 0.0081039 | 0.0081039 | 0.0085541
BART NOX Annual- Bowline Point 2- v6.17 | 66 | 6995 | Rate Constraint in lbs/MMBtu | FALSE | L | Annual | Fuel Consumed | TBtu | 1.0299 | 1.0299 | 0.74914 | 0.2026 | 0.21385 | 0.2026 | 0.2026 | 0.21385
BART NOX Annual- Bowline Point 2- v6.17 | 66 | 6995 | Rate Constraint in lbs/MMBtu | FALSE | L | Annual | Rate | lb/MMBtu | 0.08 | 0.08 | 0.08 | 0.08 | 0.08 | 0.08 | 0.08 | 0.08
BART NOX Annual- Bowline Point 2- v6.17 | 66 | 6995 | Rate Constraint in lbs/MMBtu | FALSE | L | Annual | Generation | TWh | 0.08491 | 0.08491 | 0.061764 | 0.016704 | 0.017632 | 0.016704 | 0.016704 | 0.017632
BART NOX Annual- Bowline Point 2- v6.17 | 66 | 6995 | Rate Constraint in lbs/MMBtu | FALSE | L | Annual | Qualifying Generation | TWh | 0.08491 | 0.08491 | 0.061764 | 0.016704 | 0.017632 | 0.016704 | 0.016704 | 0.017632
BART NOX Annual- Bowline Point 2- v6.17 | 66 | 6995 | Rate Constraint in lbs/MMBtu | FALSE | L | Annual | Rate | lb/MWh | 0.97032 | 0.97032 | 0.97032 | 0.97032 | 0.97032 | 0.97032 | 0.97032 | 0.97032
BART NOX Annual- Bowline Point 2- v6.17 | 66 | 6995 | Rate Constraint in lbs/MMBtu | FALSE | L | Annual | Constraint Shadow Price | US2016$/Ton | 0 | 0 | 0 | 0 | 0 | 0 | 0 | 0
BART NOX Annual- Coronado U2B- v5.16 | 67 | 6658 | Rate Constraint in lbs/MMBtu | FALSE | L | Annual | Seasons Included | Seasons | Winter, WintShld, Summer | Winter, WintShld, Summer | Winter, WintShld, Summer | Winter, WintShld, Summer | Winter, WintShld, Summer | Winter, WintShld, Summer | Winter, WintShld, Summer | Winter, WintShld, Summer
BART NOX Annual- Coronado U2B- v5.16 | 67 | 6658 | Rate Constraint in lbs/MMBtu | FALSE | L | Annual | Standard NOX | lb/MMBtu | 0.08 | 0.08 | 0.08 | 0.08 | 0.08 | 0.08 | 0.08 | 0.08
BART NOX Annual- Coronado U2B- v5.16 | 67 | 6658 | Rate Constraint in lbs/MMBtu | FALSE | L | Annual | Emissions at Affected Plants NOX | Thousand Tons | 0.7499 | 0.82524 | 0.80956 | 0.5487 | 0.5487 | 0.5487 | 0.5487 | 0.5487
BART NOX Annual- Coronado U2B- v5.16 | 67 | 6658 | Rate Constraint in lbs/MMBtu | FALSE | L | Annual | Allowances Purchased NOX | Thousand Tons | 0 | 0 | 0 | 0 | 0 | 0 | 0 | 0
BART NOX Annual- Coronado U2B- v5.16 | 67 | 6658 | Rate Constraint in lbs/MMBtu | FALSE | L | Annual | Allowances Sold NOX | Thousand Tons | 0 | 0 | 0 | 0 | 0 | 0 | 0 | 0
BART NOX Annual- Coronado U2B- v5.16 | 67 | 6658 | Rate Constraint in lbs/MMBtu | FALSE | L | Annual | Allowances Banked | Thousand Tons | 0 | 0 | 0 | 0 | 0 | 0 | 0 | 0
BART NOX Annual- Coronado U2B- v5.16 | 67 | 6658 | Rate Constraint in lbs/MMBtu | FALSE | L | Annual | Allowances Withdrawn (1:1) | Thousand Tons | 0 | 0 | 0 | 0 | 0 | 0 | 0 | 0
BART NOX Annual- Coronado U2B- v5.16 | 67 | 6658 | Rate Constraint in lbs/MMBtu | FALSE | L | Annual | Allowances Withdrawn (n:1) | Thousand Tons | 0 | 0 | 0 | 0 | 0 | 0 | 0 | 0
BART NOX Annual- Coronado U2B- v5.16 | 67 | 6658 | Rate Constraint in lbs/MMBtu | FALSE | L | Annual | Net Emissions Allowance Position | Thousand Tons | 0.7499 | 0.82524 | 0.80956 | 0.5487 | 0.5487 | 0.5487 | 0.5487 | 0.5487
BART NOX Annual- Coronado U2B- v5.16 | 67 | 6658 | Rate Constraint in lbs/MMBtu | FALSE | L | Annual | Fuel Consumed | TBtu | 26.7105 | 29.3942 | 28.8357 | 19.544 | 19.544 | 19.544 | 19.544 | 19.544
BART NOX Annual- Coronado U2B- v5.16 | 67 | 6658 | Rate Constraint in lbs/MMBtu | FALSE | L | Annual | Rate | lb/MMBtu | 0.05615 | 0.05615 | 0.05615 | 0.05615 | 0.05615 | 0.05615 | 0.05615 | 0.05615
BART NOX Annual- Coronado U2B- v5.16 | 67 | 6658 | Rate Constraint in lbs/MMBtu | FALSE | L | Annual | Generation | TWh | 2.4907 | 2.741 | 2.741 | 1.8578 | 1.8578 | 1.8578 | 1.8578 | 1.8578
BART NOX Annual- Coronado U2B- v5.16 | 67 | 6658 | Rate Constraint in lbs/MMBtu | FALSE | L | Annual | Qualifying Generation | TWh | 2.4907 | 2.741 | 2.741 | 1.8578 | 1.8578 | 1.8578 | 1.8578 | 1.8578
BART NOX Annual- Coronado U2B- v5.16 | 67 | 6658 | Rate Constraint in lbs/MMBtu | FALSE | L | Annual | Rate | lb/MWh | 0.60215 | 0.60215 | 0.59071 | 0.59071 | 0.59071 | 0.59071 | 0.59071 | 0.59071
BART NOX Annual- Coronado U2B- v5.16 | 67 | 6658 | Rate Constraint in lbs/MMBtu | FALSE | L | Annual | Constraint Shadow Price | US2016$/Ton | 0 | 0 | 0 | 0 | 0 | 0 | 0 | 0
BART NOX Annual- Danskammer 4- v6.17 | 68 | 7005 | Rate Constraint in lbs/MMBtu | FALSE | L | Annual | Seasons Included | Seasons | Winter, WintShld, Summer | Winter, WintShld, Summer | Winter, WintShld, Summer | Winter, WintShld, Summer | Winter, WintShld, Summer | Winter, WintShld, Summer | Winter, WintShld, Summer | Winter, WintShld, Summer
BART NOX Annual- Danskammer 4- v6.17 | 68 | 7005 | Rate Constraint in lbs/MMBtu | FALSE | L | Annual | Standard NOX | lb/MMBtu | 0.12 | 0.12 | 0.12 | 0.12 | 0.12 | 0.12 | 0.12 | 0.12
BART NOX Annual- Danskammer 4- v6.17 | 68 | 7005 | Rate Constraint in lbs/MMBtu | FALSE | L | Annual | Emissions at Affected Plants NOX | Thousand Tons | 0.015401 | 0.015401 | 0.015325 | 0 | 0 | 0 | 0 | 0
BART NOX Annual- Danskammer 4- v6.17 | 68 | 7005 | Rate Constraint in lbs/MMBtu | FALSE | L | Annual | Allowances Purchased NOX | Thousand Tons | 0 | 0 | 0 | 0 | 0 | 0 | 0 | 0
BART NOX Annual- Danskammer 4- v6.17 | 68 | 7005 | Rate Constraint in lbs/MMBtu | FALSE | L | Annual | Allowances Sold NOX | Thousand Tons | 0 | 0 | 0 | 0 | 0 | 0 | 0 | 0
BART NOX Annual- Danskammer 4- v6.17 | 68 | 7005 | Rate Constraint in lbs/MMBtu | FALSE | L | Annual | Allowances Banked | Thousand Tons | 0 | 0 | 0 | 0 | 0 | 0 | 0 | 0
BART NOX Annual- Danskammer 4- v6.17 | 68 | 7005 | Rate Constraint in lbs/MMBtu | FALSE | L | Annual | Allowances Withdrawn (1:1) | Thousand Tons | 0 | 0 | 0 | 0 | 0 | 0 | 0 | 0
BART NOX Annual- Danskammer 4- v6.17 | 68 | 7005 | Rate Constraint in lbs/MMBtu | FALSE | L | Annual | Allowances Withdrawn (n:1) | Thousand Tons | 0 | 0 | 0 | 0 | 0 | 0 | 0 | 0
BART NOX Annual- Danskammer 4- v6.17 | 68 | 7005 | Rate Constraint in lbs/MMBtu | FALSE | L | Annual | Net Emissions Allowance Position | Thousand Tons | 0.015401 | 0.015401 | 0.015325 | 0 | 0 | 0 | 0 | 0
BART NOX Annual- Danskammer 4- v6.17 | 68 | 7005 | Rate Constraint in lbs/MMBtu | FALSE | L | Annual | Fuel Consumed | TBtu | 0.38117 | 0.38117 | 0.3793 | 0 | 0 | 0 | 0 | 0
BART NOX Annual- Danskammer 4- v6.17 | 68 | 7005 | Rate Constraint in lbs/MMBtu | FALSE | L | Annual | Rate | lb/MMBtu | 0.08081 | 0.08081 | 0.08081 | 0 | 0 | 0 | 0 | 0
BART NOX Annual- Danskammer 4- v6.17 | 68 | 7005 | Rate Constraint in lbs/MMBtu | FALSE | L | Annual | Generation | TWh | 0.034642 | 0.034642 | 0.034472 | 0 | 0 | 0 | 0 | 0
BART NOX Annual- Danskammer 4- v6.17 | 68 | 7005 | Rate Constraint in lbs/MMBtu | FALSE | L | Annual | Qualifying Generation | TWh | 0.034642 | 0.034642 | 0.034472 | 0 | 0 | 0 | 0 | 0
BART NOX Annual- Danskammer 4- v6.17 | 68 | 7005 | Rate Constraint in lbs/MMBtu | FALSE | L | Annual | Rate | lb/MWh | 0.88915 | 0.88915 | 0.88915 | 0 | 0 | 0 | 0 | 0
BART NOX Annual- Danskammer 4- v6.17 | 68 | 7005 | Rate Constraint in lbs/MMBtu | FALSE | L | Annual | Constraint Shadow Price | US2016$/Ton | 0 | 0 | 0 | 0 | 0 | 0 | 0 | 0
BART NOX Annual- E F Barrett- v5.16 | 69 | 6665 | Rate Constraint in lbs/MMBtu | FALSE | L | Annual | Seasons Included | Seasons | Winter, WintShld, Summer | Winter, WintShld, Summer | Winter, WintShld, Summer | Winter, WintShld, Summer | Winter, WintShld, Summer | Winter, WintShld, Summer | Winter, WintShld, Summer | Winter, WintShld, Summer
BART NOX Annual- E F Barrett- v5.16 | 69 | 6665 | Rate Constraint in lbs/MMBtu | FALSE | L | Annual | Standard NOX | lb/MMBtu | 0.1 | 0.1 | 0.1 | 0.1 | 0.1 | 0.1 | 0.1 | 0.1
BART NOX Annual- E F Barrett- v5.16 | 69 | 6665 | Rate Constraint in lbs/MMBtu | FALSE | L | Annual | Emissions at Affected Plants NOX | Thousand Tons | 0.11347 | 0.11347 | 0.0086578 | 0.0086578 | 0.00039121 | 0.00023655 | 0.0017032 | 0.0017032
BART NOX Annual- E F Barrett- v5.16 | 69 | 6665 | Rate Constraint in lbs/MMBtu | FALSE | L | Annual | Allowances Purchased NOX | Thousand Tons | 0 | 0 | 0 | 0 | 0 | 0 | 0 | 0
BART NOX Annual- E F Barrett- v5.16 | 69 | 6665 | Rate Constraint in lbs/MMBtu | FALSE | L | Annual | Allowances Sold NOX | Thousand Tons | 0 | 0 | 0 | 0 | 0 | 0 | 0 | 0
BART NOX Annual- E F Barrett- v5.16 | 69 | 6665 | Rate Constraint in lbs/MMBtu | FALSE | L | Annual | Allowances Banked | Thousand Tons | 0 | 0 | 0 | 0 | 0 | 0 | 0 | 0
BART NOX Annual- E F Barrett- v5.16 | 69 | 6665 | Rate Constraint in lbs/MMBtu | FALSE | L | Annual | Allowances Withdrawn (1:1) | Thousand Tons | 0 | 0 | 0 | 0 | 0 | 0 | 0 | 0
BART NOX Annual- E F Barrett- v5.16 | 69 | 6665 | Rate Constraint in lbs/MMBtu | FALSE | L | Annual | Allowances Withdrawn (n:1) | Thousand Tons | 0 | 0 | 0 | 0 | 0 | 0 | 0 | 0
BART NOX Annual- E F Barrett- v5.16 | 69 | 6665 | Rate Constraint in lbs/MMBtu | FALSE | L | Annual | Net Emissions Allowance Position | Thousand Tons | 0.11347 | 0.11347 | 0.0086578 | 0.0086578 | 0.00039121 | 0.00023655 | 0.0017032 | 0.0017032
BART NOX Annual- E F Barrett- v5.16 | 69 | 6665 | Rate Constraint in lbs/MMBtu | FALSE | L | Annual | Fuel Consumed | TBtu | 4.4798 | 4.4798 | 0.3418 | 0.3418 | 0.015444 | 0.0093388 | 0.067239 | 0.067239
BART NOX Annual- E F Barrett- v5.16 | 69 | 6665 | Rate Constraint in lbs/MMBtu | FALSE | L | Annual | Rate | lb/MMBtu | 0.05066 | 0.05066 | 0.05066 | 0.05066 | 0.05066 | 0.05066 | 0.05066 | 0.05066
BART NOX Annual- E F Barrett- v5.16 | 69 | 6665 | Rate Constraint in lbs/MMBtu | FALSE | L | Annual | Generation | TWh | 0.40359 | 0.40359 | 0.030793 | 0.030793 | 0.0013914 | 0.00084133 | 0.0060576 | 0.0060576
BART NOX Annual- E F Barrett- v5.16 | 69 | 6665 | Rate Constraint in lbs/MMBtu | FALSE | L | Annual | Qualifying Generation | TWh | 0.40359 | 0.40359 | 0.030793 | 0.030793 | 0.0013914 | 0.00084133 | 0.0060576 | 0.0060576
BART NOX Annual- E F Barrett- v5.16 | 69 | 6665 | Rate Constraint in lbs/MMBtu | FALSE | L | Annual | Rate | lb/MWh | 0.56233 | 0.56233 | 0.56233 | 0.56233 | 0.56233 | 0.56233 | 0.56233 | 0.56233
BART NOX Annual- E F Barrett- v5.16 | 69 | 6665 | Rate Constraint in lbs/MMBtu | FALSE | L | Annual | Constraint Shadow Price | US2016$/Ton | 0 | 0 | 0 | 0 | 0 | 0 | 0 | 0
BART NOX Annual- Hunter 1- v5.16 | 73 | 6691 | Rate Constraint in lbs/MMBtu | FALSE | L | Annual | Seasons Included | Seasons |  | Winter, WintShld, Summer | Winter, WintShld, Summer | Winter, WintShld, Summer | Winter, WintShld, Summer | Winter, WintShld, Summer | Winter, WintShld, Summer | Winter, WintShld, Summer
BART NOX Annual- Hunter 1- v5.16 | 73 | 6691 | Rate Constraint in lbs/MMBtu | FALSE | L | Annual | Standard NOX | lb/MMBtu | 0 | 0.26 | 0.26 | 0.26 | 0.26 | 0.26 | 0.26 | 0.26
BART NOX Annual- Hunter 1- v5.16 | 73 | 6691 | Rate Constraint in lbs/MMBtu | FALSE | L | Annual | Emissions at Affected Plants NOX | Thousand Tons | 0 | 2.4151 | 2.3958 | 2.078 | 1.623 | 1.623 | 1.5383 | 0.57006
BART NOX Annual- Hunter 1- v5.16 | 73 | 6691 | Rate Constraint in lbs/MMBtu | FALSE | L | Annual | Allowances Purchased NOX | Thousand Tons | 0 | 0 | 0 | 0 | 0 | 0 | 0 | 0
BART NOX Annual- Hunter 1- v5.16 | 73 | 6691 | Rate Constraint in lbs/MMBtu | FALSE | L | Annual | Allowances Sold NOX | Thousand Tons | 0 | 0 | 0 | 0 | 0 | 0 | 0 | 0
BART NOX Annual- Hunter 1- v5.16 | 73 | 6691 | Rate Constraint in lbs/MMBtu | FALSE | L | Annual | Allowances Banked | Thousand Tons | 0 | 0 | 0 | 0 | 0 | 0 | 0 | 0
BART NOX Annual- Hunter 1- v5.16 | 73 | 6691 | Rate Constraint in lbs/MMBtu | FALSE | L | Annual | Allowances Withdrawn (1:1) | Thousand Tons | 0 | 0 | 0 | 0 | 0 | 0 | 0 | 0
BART NOX Annual- Hunter 1- v5.16 | 73 | 6691 | Rate Constraint in lbs/MMBtu | FALSE | L | Annual | Allowances Withdrawn (n:1) | Thousand Tons | 0 | 0 | 0 | 0 | 0 | 0 | 0 | 0
BART NOX Annual- Hunter 1- v5.16 | 73 | 6691 | Rate Constraint in lbs/MMBtu | FALSE | L | Annual | Net Emissions Allowance Position | Thousand Tons | 0 | 2.4151 | 2.3958 | 2.078 | 1.623 | 1.623 | 1.5383 | 0.57006
BART NOX Annual- Hunter 1- v5.16 | 73 | 6691 | Rate Constraint in lbs/MMBtu | FALSE | L | Annual | Fuel Consumed | TBtu | 0 | 34.7495 | 34.4715 | 29.8995 | 23.3528 | 23.3528 | 22.1341 | 8.2023
BART NOX Annual- Hunter 1- v5.16 | 73 | 6691 | Rate Constraint in lbs/MMBtu | FALSE | L | Annual | Rate | lb/MMBtu | 0 | 0.139 | 0.139 | 0.139 | 0.139 | 0.139 | 0.139 | 0.139
BART NOX Annual- Hunter 1- v5.16 | 73 | 6691 | Rate Constraint in lbs/MMBtu | FALSE | L | Annual | Generation | TWh | 0 | 3.3965 | 3.3965 | 2.946 | 2.301 | 2.301 | 2.1809 | 0.80818
BART NOX Annual- Hunter 1- v5.16 | 73 | 6691 | Rate Constraint in lbs/MMBtu | FALSE | L | Annual | Qualifying Generation | TWh | 0 | 3.3965 | 3.3965 | 2.946 | 2.301 | 2.301 | 2.1809 | 0.80818
BART NOX Annual- Hunter 1- v5.16 | 73 | 6691 | Rate Constraint in lbs/MMBtu | FALSE | L | Annual | Rate | lb/MWh | 0 | 1.4221 | 1.4107 | 1.4107 | 1.4107 | 1.4107 | 1.4107 | 1.4107
BART NOX Annual- Hunter 1- v5.16 | 73 | 6691 | Rate Constraint in lbs/MMBtu | FALSE | L | Annual | Constraint Shadow Price | US2016$/Ton | 0 | 0 | 0 | 0 | 0 | 0 | 0 | 0
BART NOX Annual- Hunter 2- v5.16 | 74 | 6692 | Rate Constraint in lbs/MMBtu | FALSE | L | Annual | Seasons Included | Seasons |  | Winter, WintShld, Summer | Winter, WintShld, Summer | Winter, WintShld, Summer | Winter, WintShld, Summer | Winter, WintShld, Summer | Winter, WintShld, Summer | Winter, WintShld, Summer
BART NOX Annual- Hunter 2- v5.16 | 74 | 6692 | Rate Constraint in lbs/MMBtu | FALSE | L | Annual | Standard NOX | lb/MMBtu | 0 | 0.26 | 0.26 | 0.26 | 0.26 | 0.26 | 0.26 | 0.26
BART NOX Annual- Hunter 2- v5.16 | 74 | 6692 | Rate Constraint in lbs/MMBtu | FALSE | L | Annual | Emissions at Affected Plants NOX | Thousand Tons | 0 | 2.1975 | 2.18 | 2.18 | 1.4768 | 1.4768 | 1.4768 | 0.51871
BART NOX Annual- Hunter 2- v5.16 | 74 | 6692 | Rate Constraint in lbs/MMBtu | FALSE | L | Annual | Allowances Purchased NOX | Thousand Tons | 0 | 0 | 0 | 0 | 0 | 0 | 0 | 0
BART NOX Annual- Hunter 2- v5.16 | 74 | 6692 | Rate Constraint in lbs/MMBtu | FALSE | L | Annual | Allowances Sold NOX | Thousand Tons | 0 | 0 | 0 | 0 | 0 | 0 | 0 | 0
BART NOX Annual- Hunter 2- v5.16 | 74 | 6692 | Rate Constraint in lbs/MMBtu | FALSE | L | Annual | Allowances Banked | Thousand Tons | 0 | 0 | 0 | 0 | 0 | 0 | 0 | 0
BART NOX Annual- Hunter 2- v5.16 | 74 | 6692 | Rate Constraint in lbs/MMBtu | FALSE | L | Annual | Allowances Withdrawn (1:1) | Thousand Tons | 0 | 0 | 0 | 0 | 0 | 0 | 0 | 0
BART NOX Annual- Hunter 2- v5.16 | 74 | 6692 | Rate Constraint in lbs/MMBtu | FALSE | L | Annual | Allowances Withdrawn (n:1) | Thousand Tons | 0 | 0 | 0 | 0 | 0 | 0 | 0 | 0
BART NOX Annual- Hunter 2- v5.16 | 74 | 6692 | Rate Constraint in lbs/MMBtu | FALSE | L | Annual | Net Emissions Allowance Position | Thousand Tons | 0 | 2.1975 | 2.18 | 2.18 | 1.4768 | 1.4768 | 1.4768 | 0.51871
BART NOX Annual- Hunter 2- v5.16 | 74 | 6692 | Rate Constraint in lbs/MMBtu | FALSE | L | Annual | Fuel Consumed | TBtu | 0 | 31.6192 | 31.3662 | 31.3662 | 21.2491 | 21.2491 | 21.2491 | 7.4634
BART NOX Annual- Hunter 2- v5.16 | 74 | 6692 | Rate Constraint in lbs/MMBtu | FALSE | L | Annual | Rate | lb/MMBtu | 0 | 0.139 | 0.139 | 0.139 | 0.139 | 0.139 | 0.139 | 0.139
BART NOX Annual- Hunter 2- v5.16 | 74 | 6692 | Rate Constraint in lbs/MMBtu | FALSE | L | Annual | Generation | TWh | 0 | 3.1008 | 3.1008 | 3.1008 | 2.1007 | 2.1007 | 2.1007 | 0.73783
BART NOX Annual- Hunter 2- v5.16 | 74 | 6692 | Rate Constraint in lbs/MMBtu | FALSE | L | Annual | Qualifying Generation | TWh | 0 | 3.1008 | 3.1008 | 3.1008 | 2.1007 | 2.1007 | 2.1007 | 0.73783
BART NOX Annual- Hunter 2- v5.16 | 74 | 6692 | Rate Constraint in lbs/MMBtu | FALSE | L | Annual | Rate | lb/MWh | 0 | 1.4174 | 1.406 | 1.406 | 1.406 | 1.406 | 1.406 | 1.406
BART NOX Annual- Hunter 2- v5.16 | 74 | 6692 | Rate Constraint in lbs/MMBtu | FALSE | L | Annual | Constraint Shadow Price | US2016$/Ton | 0 | 0 | 0 | 0 | 0 | 0 | 0 | 0
BART NOX Annual- Hunter 3- v6.17 | 75 | 7082 | Rate Constraint in lbs/MMBtu | FALSE | L | Annual | Seasons Included | Seasons |  | Winter, WintShld, Summer | Winter, WintShld, Summer | Winter, WintShld, Summer | Winter, WintShld, Summer | Winter, WintShld, Summer | Winter, WintShld, Summer | Winter, WintShld, Summer
BART NOX Annual- Hunter 3- v6.17 | 75 | 7082 | Rate Constraint in lbs/MMBtu | FALSE | L | Annual | Standard NOX | lb/MMBtu | 0 | 0.34 | 0.34 | 0.34 | 0.34 | 0.34 | 0.34 | 0.34
BART NOX Annual- Hunter 3- v6.17 | 75 | 7082 | Rate Constraint in lbs/MMBtu | FALSE | L | Annual | Emissions at Affected Plants NOX | Thousand Tons | 0 | 4.6555 | 4.6182 | 4.6182 | 4.6182 | 3.921 | 3.5891 | 2.3989
BART NOX Annual- Hunter 3- v6.17 | 75 | 7082 | Rate Constraint in lbs/MMBtu | FALSE | L | Annual | Allowances Purchased NOX | Thousand Tons | 0 | 0 | 0 | 0 | 0 | 0 | 0 | 0
BART NOX Annual- Hunter 3- v6.17 | 75 | 7082 | Rate Constraint in lbs/MMBtu | FALSE | L | Annual | Allowances Sold NOX | Thousand Tons | 0 | 0 | 0 | 0 | 0 | 0 | 0 | 0
BART NOX Annual- Hunter 3- v6.17 | 75 | 7082 | Rate Constraint in lbs/MMBtu | FALSE | L | Annual | Allowances Banked | Thousand Tons | 0 | 0 | 0 | 0 | 0 | 0 | 0 | 0
BART NOX Annual- Hunter 3- v6.17 | 75 | 7082 | Rate Constraint in lbs/MMBtu | FALSE | L | Annual | Allowances Withdrawn (1:1) | Thousand Tons | 0 | 0 | 0 | 0 | 0 | 0 | 0 | 0
BART NOX Annual- Hunter 3- v6.17 | 75 | 7082 | Rate Constraint in lbs/MMBtu | FALSE | L | Annual | Allowances Withdrawn (n:1) | Thousand Tons | 0 | 0 | 0 | 0 | 0 | 0 | 0 | 0
BART NOX Annual- Hunter 3- v6.17 | 75 | 7082 | Rate Constraint in lbs/MMBtu | FALSE | L | Annual | Net Emissions Allowance Position | Thousand Tons | 0 | 4.6555 | 4.6182 | 4.6182 | 4.6182 | 3.921 | 3.5891 | 2.3989
BART NOX Annual- Hunter 3- v6.17 | 75 | 7082 | Rate Constraint in lbs/MMBtu | FALSE | L | Annual | Fuel Consumed | TBtu | 0 | 33.7256 | 33.4558 | 33.4558 | 33.4558 | 28.4048 | 26.0005 | 17.3786
BART NOX Annual- Hunter 3- v6.17 | 75 | 7082 | Rate Constraint in lbs/MMBtu | FALSE | L | Annual | Rate | lb/MMBtu | 0 | 0.27608 | 0.27608 | 0.27608 | 0.27608 | 0.27608 | 0.27608 | 0.27608
BART NOX Annual- Hunter 3- v6.17 | 75 | 7082 | Rate Constraint in lbs/MMBtu | FALSE | L | Annual | Generation | TWh | 0 | 3.3172 | 3.3172 | 3.3172 | 3.3172 | 2.8164 | 2.578 | 1.7231
BART NOX Annual- Hunter 3- v6.17 | 75 | 7082 | Rate Constraint in lbs/MMBtu | FALSE | L | Annual | Qualifying Generation | TWh | 0 | 3.3172 | 3.3172 | 3.3172 | 3.3172 | 2.8164 | 2.578 | 1.7231
BART NOX Annual- Hunter 3- v6.17 | 75 | 7082 | Rate Constraint in lbs/MMBtu | FALSE | L | Annual | Rate | lb/MWh | 0 | 2.8069 | 2.7845 | 2.7845 | 2.7845 | 2.7845 | 2.7845 | 2.7845
BART NOX Annual- Hunter 3- v6.17 | 75 | 7082 | Rate Constraint in lbs/MMBtu | FALSE | L | Annual | Constraint Shadow Price | US2016$/Ton | 0 | 0 | 0 | 0 | 0 | 0 | 0 | 0
BART NOX Annual- Huntington 1- v5.16 | 76 | 6693 | Rate Constraint in lbs/MMBtu | FALSE | L | Annual | Seasons Included | Seasons |  | Winter, WintShld, Summer | Winter, WintShld, Summer | Winter, WintShld, Summer | Winter, WintShld, Summer | Winter, WintShld, Summer | Winter, WintShld, Summer | Winter, WintShld, Summer
BART NOX Annual- Huntington 1- v5.16 | 76 | 6693 | Rate Constraint in lbs/MMBtu | FALSE | L | Annual | Standard NOX | lb/MMBtu | 0 | 0.26 | 0.26 | 0.26 | 0.26 | 0.26 | 0.26 | 0.26
BART NOX Annual- Huntington 1- v5.16 | 76 | 6693 | Rate Constraint in lbs/MMBtu | FALSE | L | Annual | Emissions at Affected Plants NOX | Thousand Tons | 0 | 2.3115 | 2.293 | 2.293 | 2.293 | 2.293 | 2.2027 | 1.377
BART NOX Annual- Huntington 1- v5.16 | 76 | 6693 | Rate Constraint in lbs/MMBtu | FALSE | L | Annual | Allowances Purchased NOX | Thousand Tons | 0 | 0 | 0 | 0 | 0 | 0 | 0 | 0
BART NOX Annual- Huntington 1- v5.16 | 76 | 6693 | Rate Constraint in lbs/MMBtu | FALSE | L | Annual | Allowances Sold NOX | Thousand Tons | 0 | 0 | 0 | 0 | 0 | 0 | 0 | 0
BART NOX Annual- Huntington 1- v5.16 | 76 | 6693 | Rate Constraint in lbs/MMBtu | FALSE | L | Annual | Allowances Banked | Thousand Tons | 0 | 0 | 0 | 0 | 0 | 0 | 0 | 0
BART NOX Annual- Huntington 1- v5.16 | 76 | 6693 | Rate Constraint in lbs/MMBtu | FALSE | L | Annual | Allowances Withdrawn (1:1) | Thousand Tons | 0 | 0 | 0 | 0 | 0 | 0 | 0 | 0
BART NOX Annual- Huntington 1- v5.16 | 76 | 6693 | Rate Constraint in lbs/MMBtu | FALSE | L | Annual | Allowances Withdrawn (n:1) | Thousand Tons | 0 | 0 | 0 | 0 | 0 | 0 | 0 | 0
BART NOX Annual- Huntington 1- v5.16 | 76 | 6693 | Rate Constraint in lbs/MMBtu | FALSE | L | Annual | Net Emissions Allowance Position | Thousand Tons | 0 | 2.3115 | 2.293 | 2.293 | 2.293 | 2.293 | 2.2027 | 1.377
BART NOX Annual- Huntington 1- v5.16 | 76 | 6693 | Rate Constraint in lbs/MMBtu | FALSE | L | Annual | Fuel Consumed | TBtu | 0 | 33.2584 | 32.9924 | 32.9924 | 32.9924 | 32.9924 | 31.6937 | 19.8132
BART NOX Annual- Huntington 1- v5.16 | 76 | 6693 | Rate Constraint in lbs/MMBtu | FALSE | L | Annual | Rate | lb/MMBtu | 0 | 0.139 | 0.139 | 0.139 | 0.139 | 0.139 | 0.139 | 0.139
BART NOX Annual- Huntington 1- v5.16 | 76 | 6693 | Rate Constraint in lbs/MMBtu | FALSE | L | Annual | Generation | TWh | 0 | 3.31 | 3.31 | 3.31 | 3.31 | 3.31 | 3.1797 | 1.9878
BART NOX Annual- Huntington 1- v5.16 | 76 | 6693 | Rate Constraint in lbs/MMBtu | FALSE | L | Annual | Qualifying Generation | TWh | 0 | 3.31 | 3.31 | 3.31 | 3.31 | 3.31 | 3.1797 | 1.9878
BART NOX Annual- Huntington 1- v5.16 | 76 | 6693 | Rate Constraint in lbs/MMBtu | FALSE | L | Annual | Rate | lb/MWh | 0 | 1.3967 | 1.3855 | 1.3855 | 1.3855 | 1.3855 | 1.3855 | 1.3855
BART NOX Annual- Huntington 1- v5.16 | 76 | 6693 | Rate Constraint in lbs/MMBtu | FALSE | L | Annual | Constraint Shadow Price | US2016$/Ton | 0 | 0 | 0 | 0 | 0 | 0 | 0 | 0
BART NOX Annual- Huntington 2- v5.16 | 77 | 6694 | Rate Constraint in lbs/MMBtu | FALSE | L | Annual | Seasons Included | Seasons |  | Winter, WintShld, Summer | Winter, WintShld, Summer | Winter, WintShld, Summer | Winter, WintShld, Summer | Winter, WintShld, Summer | Winter, WintShld, Summer | Winter, WintShld, Summer
BART NOX Annual- Huntington 2- v5.16 | 77 | 6694 | Rate Constraint in lbs/MMBtu | FALSE | L | Annual | Standard NOX | lb/MMBtu | 0 | 0.26 | 0.26 | 0.26 | 0.26 | 0.26 | 0.26 | 0.26
BART NOX Annual- Huntington 2- v5.16 | 77 | 6694 | Rate Constraint in lbs/MMBtu | FALSE | L | Annual | Emissions at Affected Plants NOX | Thousand Tons | 0 | 2.2993 | 2.2809 | 2.2809 | 1.6163 | 1.5452 | 1.5452 | 0.89408
BART NOX Annual- Huntington 2- v5.16 | 77 | 6694 | Rate Constraint in lbs/MMBtu | FALSE | L | Annual | Allowances Purchased NOX | Thousand Tons | 0 | 0 | 0 | 0 | 0 | 0 | 0 | 0
BART NOX Annual- Huntington 2- v5.16 | 77 | 6694 | Rate Constraint in lbs/MMBtu | FALSE | L | Annual | Allowances Sold NOX | Thousand Tons | 0 | 0 | 0 | 0 | 0 | 0 | 0 | 0
BART NOX Annual- Huntington 2- v5.16 | 77 | 6694 | Rate Constraint in lbs/MMBtu | FALSE | L | Annual | Allowances Banked | Thousand Tons | 0 | 0 | 0 | 0 | 0 | 0 | 0 | 0
BART NOX Annual- Huntington 2- v5.16 | 77 | 6694 | Rate Constraint in lbs/MMBtu | FALSE | L | Annual | Allowances Withdrawn (1:1) | Thousand Tons | 0 | 0 | 0 | 0 | 0 | 0 | 0 | 0
BART NOX Annual- Huntington 2- v5.16 | 77 | 6694 | Rate Constraint in lbs/MMBtu | FALSE | L | Annual | Allowances Withdrawn (n:1) | Thousand Tons | 0 | 0 | 0 | 0 | 0 | 0 | 0 | 0
BART NOX Annual- Huntington 2- v5.16 | 77 | 6694 | Rate Constraint in lbs/MMBtu | FALSE | L | Annual | Net Emissions Allowance Position | Thousand Tons | 0 | 2.2993 | 2.2809 | 2.2809 | 1.6163 | 1.5452 | 1.5452 | 0.89408
BART NOX Annual- Huntington 2- v5.16 | 77 | 6694 | Rate Constraint in lbs/MMBtu | FALSE | L | Annual | Fuel Consumed | TBtu | 0 | 33.0833 | 32.8187 | 32.8187 | 23.256 | 22.2331 | 22.2331 | 12.8644
BART NOX Annual- Huntington 2- v5.16 | 77 | 6694 | Rate Constraint in lbs/MMBtu | FALSE | L | Annual | Rate | lb/MMBtu | 0 | 0.139 | 0.139 | 0.139 | 0.139 | 0.139 | 0.139 | 0.139
BART NOX Annual- Huntington 2- v5.16 | 77 | 6694 | Rate Constraint in lbs/MMBtu | FALSE | L | Annual | Generation | TWh | 0 | 3.2451 | 3.2451 | 3.2451 | 2.2995 | 2.1984 | 2.1984 | 1.272
BART NOX Annual- Huntington 2- v5.16 | 77 | 6694 | Rate Constraint in lbs/MMBtu | FALSE | L | Annual | Qualifying Generation | TWh | 0 | 3.2451 | 3.2451 | 3.2451 | 2.2995 | 2.1984 | 2.1984 | 1.272
BART NOX Annual- Huntington 2- v5.16 | 77 | 6694 | Rate Constraint in lbs/MMBtu | FALSE | L | Annual | Rate | lb/MWh | 0 | 1.4171 | 1.4058 | 1.4058 | 1.4058 | 1.4058 | 1.4058 | 1.4058
BART NOX Annual- Huntington 2- v5.16 | 77 | 6694 | Rate Constraint in lbs/MMBtu | FALSE | L | Annual | Constraint Shadow Price | US2016$/Ton | 0 | 0 | 0 | 0 | 0 | 0 | 0 | 0
BART NOX Annual- Northport 1- v5.16 | 78 | 6666 | Rate Constraint in lbs/MMBtu | FALSE | L | Annual | Seasons Included | Seasons | Winter, WintShld, Summer | Winter, WintShld, Summer | Winter, WintShld, Summer | Winter, WintShld, Summer | Winter, WintShld, Summer | Winter, WintShld, Summer | Winter, WintShld, Summer | Winter, WintShld, Summer
BART NOX Annual- Northport 1- v5.16 | 78 | 6666 | Rate Constraint in lbs/MMBtu | FALSE | L | Annual | Standard NOX | lb/MMBtu | 0.1 | 0.1 | 0.1 | 0.1 | 0.1 | 0.1 | 0.1 | 0.1
BART NOX Annual- Northport 1- v5.16 | 78 | 6666 | Rate Constraint in lbs/MMBtu | FALSE | L | Annual | Emissions at Affected Plants NOX | Thousand Tons | 0.16175 | 0.13485 | 0.10513 | 0.049136 | 0.00404 | 0.0039309 | 0.014596 | 0.0051592
BART NOX Annual- Northport 1- v5.16 | 78 | 6666 | Rate Constraint in lbs/MMBtu | FALSE | L | Annual | Allowances Purchased NOX | Thousand Tons | 0 | 0 | 0 | 0 | 0 | 0 | 0 | 0
BART NOX Annual- Northport 1- v5.16 | 78 | 6666 | Rate Constraint in lbs/MMBtu | FALSE | L | Annual | Allowances Sold NOX | Thousand Tons | 0 | 0 | 0 | 0 | 0 | 0 | 0 | 0
BART NOX Annual- Northport 1- v5.16 | 78 | 6666 | Rate Constraint in lbs/MMBtu | FALSE | L | Annual | Allowances Banked | Thousand Tons | 0 | 0 | 0 | 0 | 0 | 0 | 0 | 0
BART NOX Annual- Northport 1- v5.16 | 78 | 6666 | Rate Constraint in lbs/MMBtu | FALSE | L | Annual | Allowances Withdrawn (1:1) | Thousand Tons | 0 | 0 | 0 | 0 | 0 | 0 | 0 | 0
BART NOX Annual- Northport 1- v5.16 | 78 | 6666 | Rate Constraint in lbs/MMBtu | FALSE | L | Annual | Allowances Withdrawn (n:1) | Thousand Tons | 0 | 0 | 0 | 0 | 0 | 0 | 0 | 0
BART NOX Annual- Northport 1- v5.16 | 78 | 6666 | Rate Constraint in lbs/MMBtu | FALSE | L | Annual | Net Emissions Allowance Position | Thousand Tons | 0.16175 | 0.13485 | 0.10513 | 0.049136 | 0.00404 | 0.0039309 | 0.014596 | 0.0051592
BART NOX Annual- Northport 1- v5.16 | 78 | 6666 | Rate Constraint in lbs/MMBtu | FALSE | L | Annual | Fuel Consumed | TBtu | 5.2653 | 4.3895 | 3.4222 | 1.5995 | 0.13151 | 0.12796 | 0.47514 | 0.16794
BART NOX Annual- Northport 1- v5.16 | 78 | 6666 | Rate Constraint in lbs/MMBtu | FALSE | L | Annual | Rate | lb/MMBtu | 0.06144 | 0.06144 | 0.06144 | 0.06144 | 0.06144 | 0.06144 | 0.06144 | 0.06144
BART NOX Annual- Northport 1- v5.16 | 78 | 6666 | Rate Constraint in lbs/MMBtu | FALSE | L | Annual | Generation | TWh | 0.4892 | 0.40783 | 0.31796 | 0.14861 | 0.012219 | 0.011889 | 0.044146 | 0.015604
BART NOX Annual- Northport 1- v5.16 | 78 | 6666 | Rate Constraint in lbs/MMBtu | FALSE | L | Annual | Qualifying Generation | TWh | 0.4892 | 0.40783 | 0.31796 | 0.14861 | 0.012219 | 0.011889 | 0.044146 | 0.015604
BART NOX Annual- Northport 1- v5.16 | 78 | 6666 | Rate Constraint in lbs/MMBtu | FALSE | L | Annual | Rate | lb/MWh | 0.66128 | 0.66128 | 0.66128 | 0.66128 | 0.66128 | 0.66128 | 0.66128 | 0.66128
BART NOX Annual- Northport 1- v5.16 | 78 | 6666 | Rate Constraint in lbs/MMBtu | FALSE | L | Annual | Constraint Shadow Price | US2016$/Ton | 0 | 0 | 0 | 0 | 0 | 0 | 0 | 0
BART NOX Annual- Northport 2- v5.16 | 79 | 6667 | Rate Constraint in lbs/MMBtu | FALSE | L | Annual | Seasons Included | Seasons | Winter, WintShld, Summer | Winter, WintShld, Summer | Winter, WintShld, Summer | Winter, WintShld, Summer | Winter, WintShld, Summer | Winter, WintShld, Summer | Winter, WintShld, Summer | Winter, WintShld, Summer
BART NOX Annual- Northport 2- v5.16 | 79 | 6667 | Rate Constraint in lbs/MMBtu | FALSE | L | Annual | Standard NOX | lb/MMBtu | 0.1 | 0.1 | 0.1 | 0.1 | 0.1 | 0.1 | 0.1 | 0.1
BART NOX Annual- Northport 2- v5.16 | 79 | 6667 | Rate Constraint in lbs/MMBtu | FALSE | L | Annual | Emissions at Affected Plants NOX | Thousand Tons | 0.18259 | 0.15222 | 0.11424 | 0.057459 | 0.0046696 | 0.0031381 | 0.0047853 | 0.004656
BART NOX Annual- Northport 2- v5.16 | 79 | 6667 | Rate Constraint in lbs/MMBtu | FALSE | L | Annual | Allowances Purchased NOX | Thousand Tons | 0 | 0 | 0 | 0 | 0 | 0 | 0 | 0
BART NOX Annual- Northport 2- v5.16 | 79 | 6667 | Rate Constraint in lbs/MMBtu | FALSE | L | Annual | Allowances Sold NOX | Thousand Tons | 0 | 0 | 0 | 0 | 0 | 0 | 0 | 0
BART NOX Annual- Northport 2- v5.16 | 79 | 6667 | Rate Constraint in lbs/MMBtu | FALSE | L | Annual | Allowances Banked | Thousand Tons | 0 | 0 | 0 | 0 | 0 | 0 | 0 | 0
BART NOX Annual- Northport 2- v5.16 | 79 | 6667 | Rate Constraint in lbs/MMBtu | FALSE | L | Annual | Allowances Withdrawn (1:1) | Thousand Tons | 0 | 0 | 0 | 0 | 0 | 0 | 0 | 0
BART NOX Annual- Northport 2- v5.16 | 79 | 6667 | Rate Constraint in lbs/MMBtu | FALSE | L | Annual | Allowances Withdrawn (n:1) | Thousand Tons | 0 | 0 | 0 | 0 | 0 | 0 | 0 | 0
BART NOX Annual- Northport 2- v5.16 | 79 | 6667 | Rate Constraint in lbs/MMBtu | FALSE | L | Annual | Net Emissions Allowance Position | Thousand Tons | 0.18259 | 0.15222 | 0.11424 | 0.057459 | 0.0046696 | 0.0031381 | 0.0047853 | 0.004656
BART NOX Annual- Northport 2- v5.16 | 79 | 6667 | Rate Constraint in lbs/MMBtu | FALSE | L | Annual | Fuel Consumed | TBtu | 5.2985 | 4.4172 | 3.3151 | 1.6674 | 0.13551 | 0.091064 | 0.13887 | 0.13511
BART NOX Annual- Northport 2- v5.16 | 79 | 6667 | Rate Constraint in lbs/MMBtu | FALSE | L | Annual | Rate | lb/MMBtu | 0.06892 | 0.06892 | 0.06892 | 0.06892 | 0.06892 | 0.06892 | 0.06892 | 0.06892
BART NOX Annual- Northport 2- v5.16 | 79 | 6667 | Rate Constraint in lbs/MMBtu | FALSE | L | Annual | Generation | TWh | 0.48798 | 0.40681 | 0.30532 | 0.15357 | 0.01248 | 0.0083868 | 0.012789 | 0.012444
BART NOX Annual- Northport 2- v5.16 | 79 | 6667 | Rate Constraint in lbs/MMBtu | FALSE | L | Annual | Qualifying Generation | TWh | 0.48798 | 0.40681 | 0.30532 | 0.15357 | 0.01248 | 0.0083868 | 0.012789 | 0.012444
BART NOX Annual- Northport 2- v5.16 | 79 | 6667 | Rate Constraint in lbs/MMBtu | FALSE | L | Annual | Rate | lb/MWh | 0.74833 | 0.74833 | 0.74833 | 0.74833 | 0.74833 | 0.74833 | 0.74833 | 0.74833
BART NOX Annual- Northport 2- v5.16 | 79 | 6667 | Rate Constraint in lbs/MMBtu | FALSE | L | Annual | Constraint Shadow Price | US2016$/Ton | 0 | 0 | 0 | 0 | 0 | 0 | 0 | 0
BART NOX Annual- Northport 3- v5.16 | 80 | 6668 | Rate Constraint in lbs/MMBtu | FALSE | L | Annual | Seasons Included | Seasons | Winter, WintShld, Summer | Winter, WintShld, Summer | Winter, WintShld, Summer | Winter, WintShld, Summer | Winter, WintShld, Summer | Winter, WintShld, Summer | Winter, WintShld, Summer | Winter, WintShld, Summer
BART NOX Annual- Northport 3- v5.16 | 80 | 6668 | Rate Constraint in lbs/MMBtu | FALSE | L | Annual | Standard NOX | lb/MMBtu | 0.1 | 0.1 | 0.1 | 0.1 | 0.1 | 0.1 | 0.1 | 0.1
BART NOX Annual- Northport 3- v5.16 | 80 | 6668 | Rate Constraint in lbs/MMBtu | FALSE | L | Annual | Emissions at Affected Plants NOX | Thousand Tons | 0.18077 | 0.15396 | 0.13957 | 0.06482 | 0.019927 | 0.011803 | 0.023433 | 0.023433
BART NOX Annual- Northport 3- v5.16 | 80 | 6668 | Rate Constraint in lbs/MMBtu | FALSE | L | Annual | Allowances Purchased NOX | Thousand Tons | 0 | 0 | 0 | 0 | 0 | 0 | 0 | 0
BART NOX Annual- Northport 3- v5.16 | 80 | 6668 | Rate Constraint in lbs/MMBtu | FALSE | L | Annual | Allowances Sold NOX | Thousand Tons | 0 | 0 | 0 | 0 | 0 | 0 | 0 | 0
BART NOX Annual- Northport 3- v5.16 | 80 | 6668 | Rate Constraint in lbs/MMBtu | FALSE | L | Annual | Allowances Banked | Thousand Tons | 0 | 0 | 0 | 0 | 0 | 0 | 0 | 0
BART NOX Annual- Northport 3- v5.16 | 80 | 6668 | Rate Constraint in lbs/MMBtu | FALSE | L | Annual | Allowances Withdrawn (1:1) | Thousand Tons | 0 | 0 | 0 | 0 | 0 | 0 | 0 | 0
BART NOX Annual- Northport 3- v5.16 | 80 | 6668 | Rate Constraint in lbs/MMBtu | FALSE | L | Annual | Allowances Withdrawn (n:1) | Thousand Tons | 0 | 0 | 0 | 0 | 0 | 0 | 0 | 0
BART NOX Annual- Northport 3- v5.16 | 80 | 6668 | Rate Constraint in lbs/MMBtu | FALSE | L | Annual | Net Emissions Allowance Position | Thousand Tons | 0.18077 | 0.15396 | 0.13957 | 0.06482 | 0.019927 | 0.011803 | 0.023433 | 0.023433
BART NOX Annual- Northport 3- v5.16 | 80 | 6668 | Rate Constraint in lbs/MMBtu | FALSE | L | Annual | Fuel Consumed | TBtu | 5.0964 | 4.3405 | 3.9348 | 1.8275 | 0.5618 | 0.33275 | 0.66064 | 0.66064
BART NOX Annual- Northport 3- v5.16 | 80 | 6668 | Rate Constraint in lbs/MMBtu | FALSE | L | Annual | Rate | lb/MMBtu | 0.07094 | 0.07094 | 0.07094 | 0.07094 | 0.07094 | 0.07094 | 0.07094 | 0.07094
BART NOX Annual- Northport 3- v5.16 | 80 | 6668 | Rate Constraint in lbs/MMBtu | FALSE | L | Annual | Generation | TWh | 0.47697 | 0.40622 | 0.36825 | 0.17103 | 0.052578 | 0.031142 | 0.061828 | 0.061828
BART NOX Annual- Northport 3- v5.16 | 80 | 6668 | Rate Constraint in lbs/MMBtu | FALSE | L | Annual | Qualifying Generation | TWh | 0.47697 | 0.40622 | 0.36825 | 0.17103 | 0.052578 | 0.031142 | 0.061828 | 0.061828
BART NOX Annual- Northport 3- v5.16 | 80 | 6668 | Rate Constraint in lbs/MMBtu | FALSE | L | Annual | Rate | lb/MWh | 0.75799 | 0.75799 | 0.75799 | 0.75799 | 0.75799 | 0.75799 | 0.75799 | 0.75799
BART NOX Annual- Northport 3- v5.16 | 80 | 6668 | Rate Constraint in lbs/MMBtu | FALSE | L | Annual | Constraint Shadow Price | US2016$/Ton | 0 | 0 | 0 | 0 | 0 | 0 | 0 | 0
BART NOX Annual- Northport 4- v5.16 | 81 | 6669 | Rate Constraint in lbs/MMBtu | FALSE | L | Annual | Seasons Included | Seasons | Winter, WintShld, Summer | Winter, WintShld, Summer | Winter, WintShld, Summer | Winter, WintShld, Summer | Winter, WintShld, Summer | Winter, WintShld, Summer | Winter, WintShld, Summer | Winter, WintShld, Summer
BART NOX Annual- Northport 4- v5.16 | 81 | 6669 | Rate Constraint in lbs/MMBtu | FALSE | L | Annual | Standard NOX | lb/MMBtu | 0.1 | 0.1 | 0.1 | 0.1 | 0.1 | 0.1 | 0.1 | 0.1
BART NOX Annual- Northport 4- v5.16 | 81 | 6669 | Rate Constraint in lbs/MMBtu | FALSE | L | Annual | Emissions at Affected Plants NOX | Thousand Tons | 0.14488 | 0.13415 | 0.12731 | 0.056446 | 0.018781 | 0.018781 | 0.022954 | 0.018781
BART NOX Annual- Northport 4- v5.16 | 81 | 6669 | Rate Constraint in lbs/MMBtu | FALSE | L | Annual | Allowances Purchased NOX | Thousand Tons | 0 | 0 | 0 | 0 | 0 | 0 | 0 | 0
BART NOX Annual- Northport 4- v5.16 | 81 | 6669 | Rate Constraint in lbs/MMBtu | FALSE | L | Annual | Allowances Sold NOX | Thousand Tons | 0 | 0 | 0 | 0 | 0 | 0 | 0 | 0
BART NOX Annual- Northport 4- v5.16 | 81 | 6669 | Rate Constraint in lbs/MMBtu | FALSE | L | Annual | Allowances Banked | Thousand Tons | 0 | 0 | 0 | 0 | 0 | 0 | 0 | 0
BART NOX Annual- Northport 4- v5.16 | 81 | 6669 | Rate Constraint in lbs/MMBtu | FALSE | L | Annual | Allowances Withdrawn (1:1) | Thousand Tons | 0 | 0 | 0 | 0 | 0 | 0 | 0 | 0
BART NOX Annual- Northport 4- v5.16 | 81 | 6669 | Rate Constraint in lbs/MMBtu | FALSE | L | Annual | Allowances Withdrawn (n:1) | Thousand Tons | 0 | 0 | 0 | 0 | 0 | 0 | 0 | 0
BART NOX Annual- Northport 4- v5.16 | 81 | 6669 | Rate Constraint in lbs/MMBtu | FALSE | L | Annual | Net Emissions Allowance Position | Thousand Tons | 0.14488 | 0.13415 | 0.12731 | 0.056446 | 0.018781 | 0.018781 | 0.022954 | 0.018781
BART NOX Annual- Northport 4- v5.16 | 81 | 6669 | Rate Constraint in lbs/MMBtu | FALSE | L | Annual | Fuel Consumed | TBtu | 5.043 | 4.6694 | 4.4312 | 1.9647 | 0.65371 | 0.65371 | 0.79897 | 0.65371
BART NOX Annual- Northport 4- v5.16 | 81 | 6669 | Rate Constraint in lbs/MMBtu | FALSE | L | Annual | Rate | lb/MMBtu | 0.05746 | 0.05746 | 0.05746 | 0.05746 | 0.05746 | 0.05746 | 0.05746 | 0.05746
BART NOX Annual- Northport 4- v5.16 | 81 | 6669 | Rate Constraint in lbs/MMBtu | FALSE | L | Annual | Generation | TWh | 0.47942 | 0.44391 | 0.42126 | 0.18678 | 0.062145 | 0.062145 | 0.075955 | 0.062145
BART NOX Annual- Northport 4- v5.16 | 81 | 6669 | Rate Constraint in lbs/MMBtu | FALSE | L | Annual | Qualifying Generation | TWh | 0.47942 | 0.44391 | 0.42126 | 0.18678 | 0.062145 | 0.062145 | 0.075955 | 0.062145
BART NOX Annual- Northport 4- v5.16 | 81 | 6669 | Rate Constraint in lbs/MMBtu | FALSE | L | Annual | Rate | lb/MWh | 0.60442 | 0.60442 | 0.60442 | 0.60442 | 0.60442 | 0.60442 | 0.60442 | 0.60442
BART NOX Annual- Northport 4- v5.16 | 81 | 6669 | Rate Constraint in lbs/MMBtu | FALSE | L | Annual | Constraint Shadow Price | US2016$/Ton | 0 | 0 | 0 | 0 | 0 | 0 | 0 | 0
BART NOX Annual- Ravenswood 1- v5.16 | 82 | 6675 | Rate Constraint in lbs/MMBtu | FALSE | L | Annual | Seasons Included | Seasons | Winter, WintShld, Summer | Winter, WintShld, Summer | Winter, WintShld, Summer | Winter, WintShld, Summer | Winter, WintShld, Summer | Winter, WintShld, Summer | Winter, WintShld, Summer | Winter, WintShld, Summer
BART NOX Annual- Ravenswood 1- v5.16 | 82 | 6675 | Rate Constraint in lbs/MMBtu | FALSE | L | Annual | Standard NOX | lb/MMBtu | 0.15 | 0.15 | 0.15 | 0.15 | 0.15 | 0.15 | 0.15 | 0.15
BART NOX Annual- Ravenswood 1- v5.16 | 82 | 6675 | Rate Constraint in lbs/MMBtu | FALSE | L | Annual | Emissions at Affected Plants NOX | Thousand Tons | 0.098095 | 0.098732 | 0.065015 | 0.067134 | 0.034043 | 0.023013 | 0.069165 | 0.069165
BART NOX Annual- Ravenswood 1- v5.16 | 82 | 6675 | Rate Constraint in lbs/MMBtu | FALSE | L | Annual | Allowances Purchased NOX | Thousand Tons | 0 | 0 | 0 | 0 | 0 | 0 | 0 | 0
BART NOX Annual- Ravenswood 1- v5.16 | 82 | 6675 | Rate Constraint in lbs/MMBtu | FALSE | L | Annual | Allowances Sold NOX | Thousand Tons | 0 | 0 | 0 | 0 | 0 | 0 | 0 | 0
BART NOX Annual- Ravenswood 1- v5.16 | 82 | 6675 | Rate Constraint in lbs/MMBtu | FALSE | L | Annual | Allowances Banked | Thousand Tons | 0 | 0 | 0 | 0 | 0 | 0 | 0 | 0
BART NOX Annual- Ravenswood 1- v5.16 | 82 | 6675 | Rate Constraint in lbs/MMBtu | FALSE | L | Annual | Allowances Withdrawn (1:1) | Thousand Tons | 0 | 0 | 0 | 0 | 0 | 0 | 0 | 0
BART NOX Annual- Ravenswood 1- v5.16 | 82 | 6675 | Rate Constraint in lbs/MMBtu | FALSE | L | Annual | Allowances Withdrawn (n:1) | Thousand Tons | 0 | 0 | 0 | 0 | 0 | 0 | 0 | 0
BART NOX Annual- Ravenswood 1- v5.16 | 82 | 6675 | Rate Constraint in lbs/MMBtu | FALSE | L | Annual | Net Emissions Allowance Position | Thousand Tons | 0.098095 | 0.098732 | 0.065015 | 0.067134 | 0.034043 | 0.023013 | 0.069165 | 0.069165
BART NOX Annual- Ravenswood 1- v5.16 | 82 | 6675 | Rate Constraint in lbs/MMBtu | FALSE | L | Annual | Fuel Consumed | TBtu | 2.6986 | 2.7161 | 1.7886 | 1.8469 | 0.93652 | 0.63309 | 1.9027 | 1.9027
BART NOX Annual- Ravenswood 1- v5.16 | 82 | 6675 | Rate Constraint in lbs/MMBtu | FALSE | L | Annual | Rate | lb/MMBtu | 0.0727 | 0.0727 | 0.0727 | 0.0727 | 0.0727 | 0.0727 | 0.0727 | 0.0727
BART NOX Annual- Ravenswood 1- v5.16 | 82 | 6675 | Rate Constraint in lbs/MMBtu | FALSE | L | Annual | Generation | TWh | 0.24733 | 0.24894 | 0.16392 | 0.16927 | 0.085833 | 0.058023 | 0.17439 | 0.17439
BART NOX Annual- Ravenswood 1- v5.16 | 82 | 6675 | Rate Constraint in lbs/MMBtu | FALSE | L | Annual | Qualifying Generation | TWh | 0.24733 | 0.24894 | 0.16392 | 0.16927 | 0.085833 | 0.058023 | 0.17439 | 0.17439
BART NOX Annual- Ravenswood 1- v5.16 | 82 | 6675 | Rate Constraint in lbs/MMBtu | FALSE | L | Annual | Rate | lb/MWh | 0.79323 | 0.79323 | 0.79323 | 0.79323 | 0.79323 | 0.79323 | 0.79323 | 0.79323
BART NOX Annual- Ravenswood 1- v5.16 | 82 | 6675 | Rate Constraint in lbs/MMBtu | FALSE | L | Annual | Constraint Shadow Price | US2016$/Ton | 0 | 0 | 0 | 0 | 0 | 0 | 0 | 0
BART NOX Annual- Ravenswood 2- v5.16 | 83 | 6676 | Rate Constraint in lbs/MMBtu | FALSE | L | Annual | Seasons Included | Seasons | Winter, WintShld, Summer | Winter, WintShld, Summer | Winter, WintShld, Summer | Winter, WintShld, Summer | Winter, WintShld, Summer | Winter, WintShld, Summer | Winter, WintShld, Summer | Winter, WintShld, Summer
BART NOX Annual- Ravenswood 2- v5.16 | 83 | 6676 | Rate Constraint in lbs/MMBtu | FALSE | L | Annual | Standard NOX | lb/MMBtu | 0.15 | 0.15 | 0.15 | 0.15 | 0.15 | 0.15 | 0.15 | 0.15
BART NOX Annual- Ravenswood 2- v5.16 | 83 | 6676 | Rate Constraint in lbs/MMBtu | FALSE | L | Annual | Emissions at Affected Plants NOX | Thousand Tons | 0.092588 | 0.092588 | 0.031326 | 0.021953 | 0.021953 | 0.01299 | 0.021953 | 0.021953
BART NOX Annual- Ravenswood 2- v5.16 | 83 | 6676 | Rate Constraint in lbs/MMBtu | FALSE | L | Annual | Allowances Purchased NOX | Thousand Tons | 0 | 0 | 0 | 0 | 0 | 0 | 0 | 0
BART NOX Annual- Ravenswood 2- v5.16 | 83 | 6676 | Rate Constraint in lbs/MMBtu | FALSE | L | Annual | Allowances Sold NOX | Thousand Tons | 0 | 0 | 0 | 0 | 0 | 0 | 0 | 0
BART NOX Annual- Ravenswood 2- v5.16 | 83 | 6676 | Rate Constraint in lbs/MMBtu | FALSE | L | Annual | Allowances Banked | Thousand Tons | 0 | 0 | 0 | 0 | 0 | 0 | 0 | 0
BART NOX Annual- Ravenswood 2- v5.16 | 83 | 6676 | Rate Constraint in lbs/MMBtu | FALSE | L | Annual | Allowances Withdrawn (1:1) | Thousand Tons | 0 | 0 | 0 | 0 | 0 | 0 | 0 | 0
BART NOX Annual- Ravenswood 2- v5.16 | 83 | 6676 | Rate Constraint in lbs/MMBtu | FALSE | L | Annual | Allowances Withdrawn (n:1) | Thousand Tons | 0 | 0 | 0 | 0 | 0 | 0 | 0 | 0
BART NOX Annual- Ravenswood 2- v5.16 | 83 | 6676 | Rate Constraint in lbs/MMBtu | FALSE | L | Annual | Net Emissions Allowance Position | Thousand Tons | 0.092588 | 0.092588 | 0.031326 | 0.021953 | 0.021953 | 0.01299 | 0.021953 | 0.021953
BART NOX Annual- Ravenswood 2- v5.16 | 83 | 6676 | Rate Constraint in lbs/MMBtu | FALSE | L | Annual | Fuel Consumed | TBtu | 2.7208 | 2.7208 | 0.92055 | 0.64512 | 0.64512 | 0.38172 | 0.64512 | 0.64512
BART NOX Annual- Ravenswood 2- v5.16 | 83 | 6676 | Rate Constraint in lbs/MMBtu | FALSE | L | Annual | Rate | lb/MMBtu | 0.06806 | 0.06806 | 0.06806 | 0.06806 | 0.06806 | 0.06806 | 0.06806 | 0.06806
BART NOX Annual- Ravenswood 2- v5.16 | 83 | 6676 | Rate Constraint in lbs/MMBtu | FALSE | L | Annual | Generation | TWh | 0.24538 | 0.24538 | 0.083022 | 0.058182 | 0.058182 | 0.034427 | 0.058182 | 0.058182
BART NOX Annual- Ravenswood 2- v5.16 | 83 | 6676 | Rate Constraint in lbs/MMBtu | FALSE | L | Annual | Qualifying Generation | TWh | 0.24538 | 0.24538 | 0.083022 | 0.058182 | 0.058182 | 0.034427 | 0.058182 | 0.058182
BART NOX Annual- Ravenswood 2- v5.16 | 83 | 6676 | Rate Constraint in lbs/MMBtu | FALSE | L | Annual | Rate | lb/MWh | 0.75465 | 0.75465 | 0.75465 | 0.75465 | 0.75465 | 0.75465 | 0.75465 | 0.75465
BART NOX Annual- Ravenswood 2- v5.16 | 83 | 6676 | Rate Constraint in lbs/MMBtu | FALSE | L | Annual | Constraint Shadow Price | US2016$/Ton | 0 | 0 | 0 | 0 | 0 | 0 | 0 | 0
BART NOX Annual- Ravenswood 3- v5.16 | 84 | 6677 | Rate Constraint in lbs/MMBtu | FALSE | L | Annual | Seasons Included | Seasons | Winter, WintShld, Summer | Winter, WintShld, Summer | Winter, WintShld, Summer | Winter, WintShld, Summer | Winter, WintShld, Summer | Winter, WintShld, Summer | Winter, WintShld, Summer | Winter, WintShld, Summer
BART NOX Annual- Ravenswood 3- v5.16 | 84 | 6677 | Rate Constraint in lbs/MMBtu | FALSE | L | Annual | Standard NOX | lb/MMBtu | 0.15 | 0.15 | 0.15 | 0.15 | 0.15 | 0.15 | 0.15 | 0.15
BART NOX Annual- Ravenswood 3- v5.16 | 84 | 6677 | Rate Constraint in lbs/MMBtu | FALSE | L | Annual | Emissions at Affected Plants NOX | Thousand Tons | 0.28888 | 0.29061 | 0.28998 | 0.19527 | 0.19631 | 0.14836 | 0.19527 | 0.19527
BART NOX Annual- Ravenswood 3- v5.16 | 84 | 6677 | Rate Constraint in lbs/MMBtu | FALSE | L | Annual | Allowances Purchased NOX | Thousand Tons | 0 | 0 | 0 | 0 | 0 | 0 | 0 | 0
BART NOX Annual- Ravenswood 3- v5.16 | 84 | 6677 | Rate Constraint in lbs/MMBtu | FALSE | L | Annual | Allowances Sold NOX | Thousand Tons | 0 | 0 | 0 | 0 | 0 | 0 | 0 | 0
BART NOX Annual- Ravenswood 3- v5.16 | 84 | 6677 | Rate Constraint in lbs/MMBtu | FALSE | L | Annual | Allowances Banked | Thousand Tons | 0 | 0 | 0 | 0 | 0 | 0 | 0 | 0
BART NOX Annual- Ravenswood 3- v5.16 | 84 | 6677 | Rate Constraint in lbs/MMBtu | FALSE | L | Annual | Allowances Withdrawn (1:1) | Thousand Tons | 0 | 0 | 0 | 0 | 0 | 0 | 0 | 0
BART NOX Annual- Ravenswood 3- v5.16 | 84 | 6677 | Rate Constraint in lbs/MMBtu | FALSE | L | Annual | Allowances Withdrawn (n:1) | Thousand Tons | 0 | 0 | 0 | 0 | 0 | 0 | 0 | 0
BART NOX Annual- Ravenswood 3- v5.16 | 84 | 6677 | Rate Constraint in lbs/MMBtu | FALSE | L | Annual | Net Emissions Allowance Position | Thousand Tons | 0.28888 | 0.29061 | 0.28998 | 0.19527 | 0.19631 | 0.14836 | 0.19527 | 0.19527
BART NOX Annual- Ravenswood 3- v5.16 | 84 | 6677 | Rate Constraint in lbs/MMBtu | FALSE | L | Annual | Fuel Consumed | TBtu | 7.452 | 7.4966 | 7.4805 | 5.0372 | 5.0642 | 3.8271 | 5.0372 | 5.0372
BART NOX Annual- Ravenswood 3- v5.16 | 84 | 6677 | Rate Constraint in lbs/MMBtu | FALSE | L | Annual | Rate | lb/MMBtu | 0.07753 | 0.07753 | 0.07753 | 0.07753 | 0.07753 | 0.07753 | 0.07753 | 0.07753
BART NOX Annual- Ravenswood 3- v5.16 | 84 | 6677 | Rate Constraint in lbs/MMBtu | FALSE | L | Annual | Generation | TWh | 0.68304 | 0.68714 | 0.68566 | 0.46171 | 0.46418 | 0.35079 | 0.46171 | 0.46171
BART NOX Annual- Ravenswood 3- v5.16 | 84 | 6677 | Rate Constraint in lbs/MMBtu | FALSE | L | Annual | Qualifying Generation | TWh | 0.68304 | 0.68714 | 0.68566 | 0.46171 | 0.46418 | 0.35079 | 0.46171 | 0.46171
BART NOX Annual- Ravenswood 3- v5.16 | 84 | 6677 | Rate Constraint in lbs/MMBtu | FALSE | L | Annual | Rate | lb/MWh | 0.84585 | 0.84585 | 0.84585 | 0.84585 | 0.84585 | 0.84585 | 0.84585 | 0.84585
BART NOX Annual- Ravenswood 3- v5.16 | 84 | 6677 | Rate Constraint in lbs/MMBtu | FALSE | L | Annual | Constraint Shadow Price | US2016$/Ton | 0 | 0 | 0 | 0 | 0 | 0 | 0 | 0
BART NOX Annual- Transalta Centralia 1,2- v5.16 | 85 | 6728 | Rate Constraint in lbs/MMBtu | FALSE | L | Annual | Seasons Included | Seasons | Winter, WintShld, Summer | Winter, WintShld, Summer | Winter, WintShld, Summer | Winter, WintShld, Summer | Winter, WintShld, Summer | Winter, WintShld, Summer | Winter, WintShld, Summer | Winter, WintShld, Summer
BART NOX Annual- Transalta Centralia 1,2- v5.16 | 85 | 6728 | Rate Constraint in lbs/MMBtu | FALSE | L | Annual | Standard NOX | lb/MMBtu | 0.21 | 0.21 | 0.21 | 0.21 | 0.21 | 0.21 | 0.21 | 0.21
BART NOX Annual- Transalta Centralia 1,2- v5.16 | 85 | 6728 | Rate Constraint in lbs/MMBtu | FALSE | L | Annual | Emissions at Affected Plants NOX | Thousand Tons | 0 | 0 | 0 | 0 | 0 | 0 | 0 | 0
BART NOX Annual- Transalta Centralia 1,2- v5.16 | 85 | 6728 | Rate Constraint in lbs/MMBtu | FALSE | L | Annual | Allowances Purchased NOX | Thousand Tons | 0 | 0 | 0 | 0 | 0 | 0 | 0 | 0
BART NOX Annual- Transalta Centralia 1,2- v5.16 | 85 | 6728 | Rate Constraint in lbs/MMBtu | FALSE | L | Annual | Allowances Sold NOX | Thousand Tons | 0 | 0 | 0 | 0 | 0 | 0 | 0 | 0
BART NOX Annual- Transalta Centralia 1,2- v5.16 | 85 | 6728 | Rate Constraint in lbs/MMBtu | FALSE | L | Annual | Allowances Banked | Thousand Tons | 0 | 0 | 0 | 0 | 0 | 0 | 0 | 0
BART NOX Annual- Transalta Centralia 1,2- v5.16 | 85 | 6728 | Rate Constraint in lbs/MMBtu | FALSE | L | Annual | Allowances Withdrawn (1:1) | Thousand Tons | 0 | 0 | 0 | 0 | 0 | 0 | 0 | 0
BART NOX Annual- Transalta Centralia 1,2- v5.16 | 85 | 6728 | Rate Constraint in lbs/MMBtu | FALSE | L | Annual | Allowances Withdrawn (n:1) | Thousand Tons | 0 | 0 | 0 | 0 | 0 | 0 | 0 | 0
BART NOX Annual- Transalta Centralia 1,2- v5.16 | 85 | 6728 | Rate Constraint in lbs/MMBtu | FALSE | L | Annual | Net Emissions Allowance Position | Thousand Tons | 0 | 0 | 0 | 0 | 0 | 0 | 0 | 0
BART NOX Annual- Transalta Centralia 1,2- v5.16 | 85 | 6728 | Rate Constraint in lbs/MMBtu | FALSE | L | Annual | Fuel Consumed | TBtu | 0 | 0 | 0 | 0 | 0 | 0 | 0 | 0
BART NOX Annual- Transalta Centralia 1,2- v5.16 | 85 | 6728 | Rate Constraint in lbs/MMBtu | FALSE | L | Annual | Rate | lb/MMBtu | 0 | 0 | 0 | 0 | 0 | 0 | 0 | 0
BART NOX Annual- Transalta Centralia 1,2- v5.16 | 85 | 6728 | Rate Constraint in lbs/MMBtu | FALSE | L | Annual | Generation | TWh | 0 | 0 | 0 | 0 | 0 | 0 | 0 | 0
BART NOX Annual- Transalta Centralia 1,2- v5.16 | 85 | 6728 | Rate Constraint in lbs/MMBtu | FALSE | L | Annual | Qualifying Generation | TWh | 0 | 0 | 0 | 0 | 0 | 0 | 0 | 0
BART NOX Annual- Transalta Centralia 1,2- v5.16 | 85 | 6728 | Rate Constraint in lbs/MMBtu | FALSE | L | Annual | Rate | lb/MWh | 0 | 0 | 0 | 0 | 0 | 0 | 0 | 0
BART NOX Annual- Transalta Centralia 1,2- v5.16 | 85 | 6728 | Rate Constraint in lbs/MMBtu | FALSE | L | Annual | Constraint Shadow Price | US2016$/Ton | 0 | 0 | 0 | 0 | 0 | 0 | 0 | 0
BART NOX Annual-Apache Station 2 -v5.13 | 88 | 6396 | Rate Constraint in lbs/MMBtu | FALSE | L | Annual | Seasons Included | Seasons | Winter, WintShld, Summer | Winter, WintShld, Summer | Winter, WintShld, Summer | Winter, WintShld, Summer | Winter, WintShld, Summer | Winter, WintShld, Summer | Winter, WintShld, Summer | Winter, WintShld, Summer
BART NOX Annual-Apache Station 2 -v5.13 | 88 | 6396 | Rate Constraint in lbs/MMBtu | FALSE | L | Annual | Standard NOX | lb/MMBtu | 0.085 | 0.085 | 0.085 | 0.085 | 0.085 | 0.085 | 0.085 | 0.085
BART NOX Annual-Apache Station 2 -v5.13 | 88 | 6396 | Rate Constraint in lbs/MMBtu | FALSE | L | Annual | Emissions at Affected Plants NOX | Thousand Tons | 0 | 0 | 0 | 0.0025511 | 0.013353 | 0.013353 | 0.013353 | 0.013353
BART NOX Annual-Apache Station 2 -v5.13 | 88 | 6396 | Rate Constraint in lbs/MMBtu | FALSE | L | Annual | Allowances Purchased NOX | Thousand Tons | 0 | 0 | 0 | 0 | 0 | 0 | 0 | 0
BART NOX Annual-Apache Station 2 -v5.13 | 88 | 6396 | Rate Constraint in lbs/MMBtu | FALSE | L | Annual | Allowances Sold NOX | Thousand Tons | 0 | 0 | 0 | 0 | 0 | 0 | 0 | 0
BART NOX Annual-Apache Station 2 -v5.13 | 88 | 6396 | Rate Constraint in lbs/MMBtu | FALSE | L | Annual | Allowances Banked | Thousand Tons | 0 | 0 | 0 | 0 | 0 | 0 | 0 | 0
BART NOX Annual-Apache Station 2 -v5.13 | 88 | 6396 | Rate Constraint in lbs/MMBtu | FALSE | L | Annual | Allowances Withdrawn (1:1) | Thousand Tons | 0 | 0 | 0 | 0 | 0 | 0 | 0 | 0
BART NOX Annual-Apache Station 2 -v5.13 | 88 | 6396 | Rate Constraint in lbs/MMBtu | FALSE | L | Annual | Allowances Withdrawn (n:1) | Thousand Tons | 0 | 0 | 0 | 0 | 0 | 0 | 0 | 0
BART NOX Annual-Apache Station 2 -v5.13 | 88 | 6396 | Rate Constraint in lbs/MMBtu | FALSE | L | Annual | Net Emissions Allowance Position | Thousand Tons | 0 | 0 | 0 | 0.0025511 | 0.013353 | 0.013353 | 0.013353 | 0.013353
BART NOX Annual-Apache Station 2 -v5.13 | 88 | 6396 | Rate Constraint in lbs/MMBtu | FALSE | L | Annual | Fuel Consumed | TBtu | 0 | 0 | 0 | 0.060027 | 0.31419 | 0.31419 | 0.31419 | 0.31419
BART NOX Annual-Apache Station 2 -v5.13 | 88 | 6396 | Rate Constraint in lbs/MMBtu | FALSE | L | Annual | Rate | lb/MMBtu | 0 | 0 | 0 | 0.085 | 0.085 | 0.085 | 0.085 | 0.085
BART NOX Annual-Apache Station 2 -v5.13 | 88 | 6396 | Rate Constraint in lbs/MMBtu | FALSE | L | Annual | Generation | TWh | 0 | 0 | 0 | 0.005494 | 0.028757 | 0.028757 | 0.028757 | 0.028757
BART NOX Annual-Apache Station 2 -v5.13 | 88 | 6396 | Rate Constraint in lbs/MMBtu | FALSE | L | Annual | Qualifying Generation | TWh | 0 | 0 | 0 | 0.005494 | 0.028757 | 0.028757 | 0.028757 | 0.028757
BART NOX Annual-Apache Station 2 -v5.13 | 88 | 6396 | Rate Constraint in lbs/MMBtu | FALSE | L | Annual | Rate | lb/MWh | 0 | 0 | 0 | 0.92871 | 0.92871 | 0.92871 | 0.92871 | 0.92871
BART NOX Annual-Apache Station 2 -v5.13 | 88 | 6396 | Rate Constraint in lbs/MMBtu | FALSE | L | Annual | Constraint Shadow Price | US2016$/Ton | 0 | 0 | 0 | 0 | 0 | 0 | 0 | 0
BART NOX Annual-Apache Station 3 -v5.13 | 89 | 6614 | Rate Constraint in lbs/MMBtu | FALSE | L | Annual | Seasons Included | Seasons | Winter, WintShld, Summer | Winter, WintShld, Summer | Winter, WintShld, Summer | Winter, WintShld, Summer | Winter, WintShld, Summer | Winter, WintShld, Summer | Winter, WintShld, Summer | Winter, WintShld, Summer
BART NOX Annual-Apache Station 3 -v5.13 | 89 | 6614 | Rate Constraint in lbs/MMBtu | FALSE | L | Annual | Standard NOX | lb/MMBtu | 0.23 | 0.23 | 0.23 | 0.23 | 0.23 | 0.23 | 0.23 | 0.23
BART NOX Annual-Apache Station 3 -v5.13 | 89 | 6614 | Rate Constraint in lbs/MMBtu | FALSE | L | Annual | Emissions at Affected Plants NOX | Thousand Tons | 0 | 0 | 0 | 0 | 0.11763 | 0.18082 | 0.30329 | 0.12946
BART NOX Annual-Apache Station 3 -v5.13 | 89 | 6614 | Rate Constraint in lbs/MMBtu | FALSE | L | Annual | Allowances Purchased NOX | Thousand Tons | 0 | 0 | 0 | 0 | 0 | 0 | 0 | 0
BART NOX Annual-Apache Station 3 -v5.13 | 89 | 6614 | Rate Constraint in lbs/MMBtu | FALSE | L | Annual | Allowances Sold NOX | Thousand Tons | 0 | 0 | 0 | 0 | 0 | 0 | 0 | 0
BART NOX Annual-Apache Station 3 -v5.13 | 89 | 6614 | Rate Constraint in lbs/MMBtu | FALSE | L | Annual | Allowances Banked | Thousand Tons | 0 | 0 | 0 | 0 | 0 | 0 | 0 | 0
BART NOX Annual-Apache Station 3 -v5.13 | 89 | 6614 | Rate Constraint in lbs/MMBtu | FALSE | L | Annual | Allowances Withdrawn (1:1) | Thousand Tons | 0 | 0 | 0 | 0 | 0 | 0 | 0 | 0
BART NOX Annual-Apache Station 3 -v5.13 | 89 | 6614 | Rate Constraint in lbs/MMBtu | FALSE | L | Annual | Allowances Withdrawn (n:1) | Thousand Tons | 0 | 0 | 0 | 0 | 0 | 0 | 0 | 0
BART NOX Annual-Apache Station 3 -v5.13 | 89 | 6614 | Rate Constraint in lbs/MMBtu | FALSE | L | Annual | Net Emissions Allowance Position | Thousand Tons | 0 | 0 | 0 | 0 | 0.11763 | 0.18082 | 0.30329 | 0.12946
BART NOX Annual-Apache Station 3 -v5.13 | 89 | 6614 | Rate Constraint in lbs/MMBtu | FALSE | L | Annual | Fuel Consumed | TBtu | 0 | 0 | 0 | 0 | 2.4418 | 3.753 | 6.2958 | 2.6874
BART NOX Annual-Apache Station 3 -v5.13 | 89 | 6614 | Rate Constraint in lbs/MMBtu | FALSE | L | Annual | Rate | lb/MMBtu | 0 | 0 | 0 | 0 | 0.096347 | 0.096362 | 0.096347 | 0.096347
BART NOX Annual-Apache Station 3 -v5.13 | 89 | 6614 | Rate Constraint in lbs/MMBtu | FALSE | L | Annual | Generation | TWh | 0 | 0 | 0 | 0 | 0.21912 | 0.33678 | 0.56496 | 0.24116
BART NOX Annual-Apache Station 3 -v5.13 | 89 | 6614 | Rate Constraint in lbs/MMBtu | FALSE | L | Annual | Qualifying Generation | TWh | 0 | 0 | 0 | 0 | 0.21912 | 0.33678 | 0.56496 | 0.24116
BART NOX Annual-Apache Station 3 -v5.13 | 89 | 6614 | Rate Constraint in lbs/MMBtu | FALSE | L | Annual | Rate | lb/MWh | 0 | 0 | 0 | 0 | 1.0737 | 1.0738 | 1.0737 | 1.0737
BART NOX Annual-Apache Station 3 -v5.13 | 89 | 6614 | Rate Constraint in lbs/MMBtu | FALSE | L | Annual | Constraint Shadow Price | US2016$/Ton | 0 | 0 | 0 | 0 | 0 | 0 | 0 | 0
BART NOX Annual-Big Cajun 2 -v5.14 | 90 | 6397 | Rate Constraint in lbs/MMBtu | FALSE | L | Annual | Seasons Included | Seasons | Winter, WintShld, Summer | Winter, WintShld, Summer | Winter, WintShld, Summer | Winter, WintShld, Summer | Winter, WintShld, Summer | Winter, WintShld, Summer | Winter, WintShld, Summer | Winter, WintShld, Summer
BART NOX Annual-Big Cajun 2 -v5.14 | 90 | 6397 | Rate Constraint in lbs/MMBtu | FALSE | L | Annual | Standard NOX | lb/MMBtu | 0.15 | 0.15 | 0.15 | 0.15 | 0.15 | 0.15 | 0.15 | 0.15
BART NOX Annual-Big Cajun 2 -v5.14 | 90 | 6397 | Rate Constraint in lbs/MMBtu | FALSE | L | Annual | Emissions at Affected Plants NOX | Thousand Tons | 0 | 0 | 0 | 0 | 0 | 0 | 0 | 0
BART NOX Annual-Big Cajun 2 -v5.14 | 90 | 6397 | Rate Constraint in lbs/MMBtu | FALSE | L | Annual | Allowances Purchased NOX | Thousand Tons | 0 | 0 | 0 | 0 | 0 | 0 | 0 | 0
BART NOX Annual-Big Cajun 2 -v5.14 | 90 | 6397 | Rate Constraint in lbs/MMBtu | FALSE | L | Annual | Allowances Sold NOX | Thousand Tons | 0 | 0 | 0 | 0 | 0 | 0 | 0 | 0
BART NOX Annual-Big Cajun 2 -v5.14 | 90 | 6397 | Rate Constraint in lbs/MMBtu | FALSE | L | Annual | Allowances Banked | Thousand Tons | 0 | 0 | 0 | 0 | 0 | 0 | 0 | 0
BART NOX Annual-Big Cajun 2 -v5.14 | 90 | 6397 | Rate Constraint in lbs/MMBtu | FALSE | L | Annual | Allowances Withdrawn (1:1) | Thousand Tons | 0 | 0 | 0 | 0 | 0 | 0 | 0 | 0
BART NOX Annual-Big Cajun 2 -v5.14 | 90 | 6397 | Rate Constraint in lbs/MMBtu | FALSE | L | Annual | Allowances Withdrawn (n:1) | Thousand Tons | 0 | 0 | 0 | 0 | 0 | 0 | 0 | 0
BART NOX Annual-Big Cajun 2 -v5.14 | 90 | 6397 | Rate Constraint in lbs/MMBtu | FALSE | L | Annual | Net Emissions Allowance Position | Thousand Tons | 0 | 0 | 0 | 0 | 0 | 0 | 0 | 0
BART NOX Annual-Big Cajun 2 -v5.14 | 90 | 6397 | Rate Constraint in lbs/MMBtu | FALSE | L | Annual | Fuel Consumed | TBtu | 0 | 0 | 0 | 0 | 0 | 0 | 0 | 0
BART NOX Annual-Big Cajun 2 -v5.14 | 90 | 6397 | Rate Constraint in lbs/MMBtu | FALSE | L | Annual | Rate | lb/MMBtu | 0 | 0 | 0 | 0 | 0 | 0 | 0 | 0
BART NOX Annual-Big Cajun 2 -v5.14 | 90 | 6397 | Rate Constraint in lbs/MMBtu | FALSE | L | Annual | Generation | TWh | 0 | 0 | 0 | 0 | 0 | 0 | 0 | 0
BART NOX Annual-Big Cajun 2 -v5.14 | 90 | 6397 | Rate Constraint in lbs/MMBtu | FALSE | L | Annual | Qualifying Generation | TWh | 0 | 0 | 0 | 0 | 0 | 0 | 0 | 0
BART NOX Annual-Big Cajun 2 -v5.14 | 90 | 6397 | Rate Constraint in lbs/MMBtu | FALSE | L | Annual | Rate | lb/MWh | 0 | 0 | 0 | 0 | 0 | 0 | 0 | 0
BART NOX Annual-Big Cajun 2 -v5.14 | 90 | 6397 | Rate Constraint in lbs/MMBtu | FALSE | L | Annual | Constraint Shadow Price | US2016$/Ton | 0 | 0 | 0 | 0 | 0 | 0 | 0 | 0
BART NOX Annual-Campbell 2 -v5.14 | 91 | 6115 | Rate Constraint in lbs/MMBtu | FALSE | L | Annual | Seasons Included | Seasons | Winter, WintShld, Summer | Winter, WintShld, Summer | Winter, WintShld, Summer | Winter, WintShld, Summer | Winter, WintShld, Summer | Winter, WintShld, Summer | Winter, WintShld, Summer | Winter, WintShld, Summer
BART NOX Annual-Campbell 2 -v5.14 | 91 | 6115 | Rate Constraint in lbs/MMBtu | FALSE | L | Annual | Standard NOX | lb/MMBtu | 0.08 | 0.08 | 0.08 | 0.08 | 0.08 | 0.08 | 0.08 | 0.08
BART NOX Annual-Campbell 2 -v5.14 | 91 | 6115 | Rate Constraint in lbs/MMBtu | FALSE | L | Annual | Emissions at Affected Plants NOX | Thousand Tons | 0.26668 | 0.26799 | 0.2954 | 0.37169 | 0.32829 | 0.32829 | 0.29888 | 0
BART NOX Annual-Campbell 2 -v5.14 | 91 | 6115 | Rate Constraint in lbs/MMBtu | FALSE | L | Annual | Allowances Purchased NOX | Thousand Tons | 0 | 0 | 0 | 0 | 0 | 0 | 0 | 0
BART NOX Annual-Campbell 2 -v5.14 | 91 | 6115 | Rate Constraint in lbs/MMBtu | FALSE | L | Annual | Allowances Sold NOX | Thousand Tons | 0 | 0 | 0 | 0 | 0 | 0 | 0 | 0
BART NOX Annual-Campbell 2 -v5.14 | 91 | 6115 | Rate Constraint in lbs/MMBtu | FALSE | L | Annual | Allowances Banked | Thousand Tons | 0 | 0 | 0 | 0 | 0 | 0 | 0 | 0
BART NOX Annual-Campbell 2 -v5.14 | 91 | 6115 | Rate Constraint in lbs/MMBtu | FALSE | L | Annual | Allowances Withdrawn (1:1) | Thousand Tons | 0 | 0 | 0 | 0 | 0 | 0 | 0 | 0
BART NOX Annual-Campbell 2 -v5.14 | 91 | 6115 | Rate Constraint in lbs/MMBtu | FALSE | L | Annual | Allowances Withdrawn (n:1) | Thousand Tons | 0 | 0 | 0 | 0 | 0 | 0 | 0 | 0
BART NOX Annual-Campbell 2 -v5.14 | 91 | 6115 | Rate Constraint in lbs/MMBtu | FALSE | L | Annual | Net Emissions Allowance Position | Thousand Tons | 0.26668 | 0.26799 | 0.2954 | 0.37169 | 0.32829 | 0.32829 | 0.29888 | 0
BART NOX Annual-Campbell 2 -v5.14 | 91 | 6115 | Rate Constraint in lbs/MMBtu | FALSE | L | Annual | Fuel Consumed | TBtu | 9.9507 | 9.9996 | 11.0223 | 13.869 | 12.2495 | 12.2495 | 11.1521 | 0
BART NOX Annual-Campbell 2 -v5.14 | 91 | 6115 | Rate Constraint in lbs/MMBtu | FALSE | L | Annual | Rate | lb/MMBtu | 0.0536 | 0.0536 | 0.0536 | 0.0536 | 0.0536 | 0.0536 | 0.0536 | 0
BART NOX Annual-Campbell 2 -v5.14 | 91 | 6115 | Rate Constraint in lbs/MMBtu | FALSE | L | Annual | Generation | TWh | 0.92053 | 0.92505 | 1.0279 | 1.2934 | 1.1423 | 1.1423 | 1.04 | 0
BART NOX Annual-Campbell 2 -v5.14 | 91 | 6115 | Rate Constraint in lbs/MMBtu | FALSE | L | Annual | Qualifying Generation | TWh | 0.92053 | 0.92505 | 1.0279 | 1.2934 | 1.1423 | 1.1423 | 1.04 | 0
BART NOX Annual-Campbell 2 -v5.14 | 91 | 6115 | Rate Constraint in lbs/MMBtu | FALSE | L | Annual | Rate | lb/MWh | 0.5794 | 0.5794 | 0.57477 | 0.57477 | 0.57477 | 0.57477 | 0.57477 | 0
BART NOX Annual-Campbell 2 -v5.14 | 91 | 6115 | Rate Constraint in lbs/MMBtu | FALSE | L | Annual | Constraint Shadow Price | US2016$/Ton | 0 | 0 | 0 | 0 | 0 | 0 | 0 | 0
BART NOX Annual-Campbell 3 -v5.14 | 92 | 6116 | Rate Constraint in lbs/MMBtu | FALSE | L | Annual | Seasons Included | Seasons | Winter, WintShld, Summer | Winter, WintShld, Summer | Winter, WintShld, Summer | Winter, WintShld, Summer | Winter, WintShld, Summer | Winter, WintShld, Summer | Winter, WintShld, Summer | Winter, WintShld, Summer
BART NOX Annual-Campbell 3 -v5.14 | 92 | 6116 | Rate Constraint in lbs/MMBtu | FALSE | L | Annual | Standard NOX | lb/MMBtu | 0.08 | 0.08 | 0.08 | 0.08 | 0.08 | 0.08 | 0.08 | 0.08
BART NOX Annual-Campbell 3 -v5.14 | 92 | 6116 | Rate Constraint in lbs/MMBtu | FALSE | L | Annual | Emissions at Affected Plants NOX | Thousand Tons | 1.6449 | 1.5854 | 1.6356 | 1.8634 | 1.6118 | 1.6337 | 1.264 | 0.96516
BART NOX Annual-Campbell 3 -v5.14 | 92 | 6116 | Rate Constraint in lbs/MMBtu | FALSE | L | Annual | Allowances Purchased NOX | Thousand Tons | 0 | 0 | 0 | 0 | 0 | 0 | 0 | 0
BART NOX Annual-Campbell 3 -v5.14 | 92 | 6116 | Rate Constraint in lbs/MMBtu | FALSE | L | Annual | Allowances Sold NOX | Thousand Tons | 0 | 0 | 0 | 0 | 0 | 0 | 0 | 0
BART NOX Annual-Campbell 3 -v5.14 | 92 | 6116 | Rate Constraint in lbs/MMBtu | FALSE | L | Annual | Allowances Banked | Thousand Tons | 0 | 0 | 0 | 0 | 0 | 0 | 0 | 0
BART NOX Annual-Campbell 3 -v5.14 | 92 | 6116 | Rate Constraint in lbs/MMBtu | FALSE | L | Annual | Allowances Withdrawn (1:1) | Thousand Tons | 0 | 0 | 0 | 0 | 0 | 0 | 0 | 0
BART NOX Annual-Campbell 3 -v5.14 | 92 | 6116 | Rate Constraint in lbs/MMBtu | FALSE | L | Annual | Allowances Withdrawn (n:1) | Thousand Tons | 0 | 0 | 0 | 0 | 0 | 0 | 0 | 0
BART NOX Annual-Campbell 3 -v5.14 | 92 | 6116 | Rate Constraint in lbs/MMBtu | FALSE | L | Annual | Net Emissions Allowance Position | Thousand Tons | 1.6449 | 1.5854 | 1.6356 | 1.8634 | 1.6118 | 1.6337 | 1.264 | 0.96516
BART NOX Annual-Campbell 3 -v5.14 | 92 | 6116 | Rate Constraint in lbs/MMBtu | FALSE | L | Annual | Fuel Consumed | TBtu | 55.6651 | 53.6523 | 55.35 | 63.0589 | 54.5445 | 55.2843 | 42.7766 | 32.662
BART NOX Annual-Campbell 3 -v5.14 | 92 | 6116 | Rate Constraint in lbs/MMBtu | FALSE | L | Annual | Rate | lb/MMBtu | 0.0591 | 0.0591 | 0.0591 | 0.0591 | 0.0591 | 0.0591 | 0.0591 | 0.0591
BART NOX Annual-Campbell 3 -v5.14 | 92 | 6116 | Rate Constraint in lbs/MMBtu | FALSE | L | Annual | Generation | TWh | 5.2432 | 5.0536 | 5.2556 | 5.9876 | 5.1791 | 5.2494 | 4.0617 | 3.1013
BART NOX Annual-Campbell 3 -v5.14 | 92 | 6116 | Rate Constraint in lbs/MMBtu | FALSE | L | Annual | Qualifying Generation | TWh | 5.2432 | 5.0536 | 5.2556 | 5.9876 | 5.1791 | 5.2494 | 4.0617 | 3.1013
BART NOX Annual-Campbell 3 -v5.14 | 92 | 6116 | Rate Constraint in lbs/MMBtu | FALSE | L | Annual | Rate | lb/MWh | 0.62744 | 0.62744 | 0.62242 | 0.62242 | 0.62242 | 0.62242 | 0.62242 | 0.62242
BART NOX Annual-Campbell 3 -v5.14 | 92 | 6116 | Rate Constraint in lbs/MMBtu | FALSE | L | Annual | Constraint Shadow Price | US2016$/Ton | 0 | 0 | 0 | 0 | 0 | 0 | 0 | 0
BART NOX AnnualCap- Oswego Harbor 5- v5.16 | 93 | 6670 | Rate Constraint in MTons | FALSE | L | Annual | Seasons Included | Seasons | Winter, WintShld, Summer | Winter, WintShld, Summer | Winter, WintShld, Summer | Winter, WintShld, Summer | Winter, WintShld, Summer | Winter, WintShld, Summer | Winter, WintShld, Summer | Winter, WintShld, Summer
BART NOX AnnualCap- Oswego Harbor 5- v5.16 | 93 | 6670 | Rate Constraint in MTons | FALSE | L | Annual | Standard NOX | Thousand Tons | 0.383 | 0.383 | 0.383 | 0.383 | 0.383 | 0.383 | 0.383 | 0.383
BART NOX AnnualCap- Oswego Harbor 5- v5.16 | 93 | 6670 | Rate Constraint in MTons | FALSE | L | Annual | Emissions at Affected Plants NOX | Thousand Tons | 0 | 0 | 0 | 0 | 0 | 0 | 0 | 0
BART NOX AnnualCap- Oswego Harbor 5- v5.16 | 93 | 6670 | Rate Constraint in MTons | FALSE | L | Annual | Allowances Purchased NOX | Thousand Tons | 0 | 0 | 0 | 0 | 0 | 0 | 0 | 0
BART NOX AnnualCap- Oswego Harbor 5- v5.16 | 93 | 6670 | Rate Constraint in MTons | FALSE | L | Annual | Allowances Sold NOX | Thousand Tons | 0 | 0 | 0 | 0 | 0 | 0 | 0 | 0
BART NOX AnnualCap- Oswego Harbor 5- v5.16 | 93 | 6670 | Rate Constraint in MTons | FALSE | L | Annual | Allowances Banked | Thousand Tons | 0 | 0 | 0 | 0 | 0 | 0 | 0 | 0
BART NOX AnnualCap- Oswego Harbor 5- v5.16 | 93 | 6670 | Rate Constraint in MTons | FALSE | L | Annual | Allowances Withdrawn (1:1) | Thousand Tons | 0 | 0 | 0 | 0 | 0 | 0 | 0 | 0
BART NOX AnnualCap- Oswego Harbor 5- v5.16 | 93 | 6670 | Rate Constraint in MTons | FALSE | L | Annual | Allowances Withdrawn (n:1) | Thousand Tons | 0 | 0 | 0 | 0 | 0 | 0 | 0 | 0
BART NOX AnnualCap- Oswego Harbor 5- v5.16 | 93 | 6670 | Rate Constraint in MTons | FALSE | L | Annual | Net Emissions Allowance Position | Thousand Tons | 0 | 0 | 0 | 0 | 0 | 0 | 0 | 0
BART NOX AnnualCap- Oswego Harbor 5- v5.16 | 93 | 6670 | Rate Constraint in MTons | FALSE | L | Annual | Fuel Consumed | TBtu | 0 | 0 | 0 | 0 | 0 | 0 | 0 | 0
BART NOX AnnualCap- Oswego Harbor 5- v5.16 | 93 | 6670 | Rate Constraint in MTons | FALSE | L | Annual | Rate | lb/MMBtu | 0 | 0 | 0 | 0 | 0 | 0 | 0 | 0
BART NOX AnnualCap- Oswego Harbor 5- v5.16 | 93 | 6670 | Rate Constraint in MTons | FALSE | L | Annual | Generation | TWh | 0 | 0 | 0 | 0 | 0 | 0 | 0 | 0
BART NOX AnnualCap- Oswego Harbor 5- v5.16 | 93 | 6670 | Rate Constraint in MTons | FALSE | L | Annual | Qualifying Generation | TWh | 0 | 0 | 0 | 0 | 0 | 0 | 0 | 0
BART NOX AnnualCap- Oswego Harbor 5- v5.16 | 93 | 6670 | Rate Constraint in MTons | FALSE | L | Annual | Rate | lb/MWh | 0 | 0 | 0 | 0 | 0 | 0 | 0 | 0
BART NOX AnnualCap- Oswego Harbor 5- v5.16 | 93 | 6670 | Rate Constraint in MTons | FALSE | L | Annual | Constraint Shadow Price | US2016$/Ton | 0 | 0 | 0 | 0 | 0 | 0 | 0 | 0
BART NOX AnnualCap- Oswego Harbor 6- v5.16 | 94 | 6671 | Rate Constraint in MTons | FALSE | L | Annual | Seasons Included | Seasons | Winter, WintShld, Summer | Winter, WintShld, Summer | Winter, WintShld, Summer | Winter, WintShld, Summer | Winter, WintShld, Summer | Winter, WintShld, Summer | Winter, WintShld, Summer | Winter, WintShld, Summer
BART NOX AnnualCap- Oswego Harbor 6- v5.16 | 94 | 6671 | Rate Constraint in MTons | FALSE | L | Annual | Standard NOX | Thousand Tons | 0.665 | 0.665 | 0.665 | 0.665 | 0.665 | 0.665 | 0.665 | 0.665
BART NOX AnnualCap- Oswego Harbor 6- v5.16 | 94 | 6671 | Rate Constraint in MTons | FALSE | L | Annual | Emissions at Affected Plants NOX | Thousand Tons | 0.060418 | 0.066396 | 0.10013 | 0.15352 | 0.012288 | 0.012288 | 0.012288 | 0.012288
BART NOX AnnualCap- Oswego Harbor 6- v5.16 | 94 | 6671 | Rate Constraint in MTons | FALSE | L | Annual | Allowances Purchased NOX | Thousand Tons | 0 | 0 | 0 | 0 | 0 | 0 | 0 | 0
BART NOX AnnualCap- Oswego Harbor 6- v5.16 | 94 | 6671 | Rate Constraint in MTons | FALSE | L | Annual | Allowances Sold NOX | Thousand Tons | 0 | 0 | 0 | 0 | 0 | 0 | 0 | 0
BART NOX AnnualCap- Oswego Harbor 6- v5.16 | 94 | 6671 | Rate Constraint in MTons | FALSE | L | Annual | Allowances Banked | Thousand Tons | 0 | 0 | 0 | 0 | 0 | 0 | 0 | 0
BART NOX AnnualCap- Oswego Harbor 6- v5.16 | 94 | 6671 | Rate Constraint in MTons | FALSE | L | Annual | Allowances Withdrawn (1:1) | Thousand Tons | 0 | 0 | 0 | 0 | 0 | 0 | 0 | 0
BART NOX AnnualCap- Oswego Harbor 6- v5.16 | 94 | 6671 | Rate Constraint in MTons | FALSE | L | Annual | Allowances Withdrawn (n:1) | Thousand Tons | 0 | 0 | 0 | 0 | 0 | 0 | 0 | 0
BART NOX AnnualCap- Oswego Harbor 6- v5.16 | 94 | 6671 | Rate Constraint in MTons | FALSE | L | Annual | Net Emissions Allowance Position | Thousand Tons | 0.060418 | 0.066396 | 0.10013 | 0.15352 | 0.012288 | 0.012288 | 0.012288 | 0.012288
BART NOX AnnualCap- Oswego Harbor 6- v5.16 | 94 | 6671 | Rate Constraint in MTons | FALSE | L | Annual | Fuel Consumed | TBtu | 1.5105 | 1.6599 | 2.5034 | 3.8381 | 0.30721 | 0.30721 | 0.30721 | 0.30721
BART NOX AnnualCap- Oswego Harbor 6- v5.16 | 94 | 6671 | Rate Constraint in MTons | FALSE | L | Annual | Rate | lb/MMBtu | 0.08 | 0.08 | 0.08 | 0.08 | 0.08 | 0.08 | 0.08 | 0.08
BART NOX AnnualCap- Oswego Harbor 6- v5.16 | 94 | 6671 | Rate Constraint in MTons | FALSE | L | Annual | Generation | TWh | 0.12581 | 0.13826 | 0.20851 | 0.31968 | 0.025588 | 0.025588 | 0.025588 | 0.025588
BART NOX AnnualCap- Oswego Harbor 6- v5.16 | 94 | 6671 | Rate Constraint in MTons | FALSE | L | Annual | Qualifying Generation | TWh | 0.12581 | 0.13826 | 0.20851 | 0.31968 | 0.025588 | 0.025588 | 0.025588 | 0.025588
BART NOX AnnualCap- Oswego Harbor 6- v5.16 | 94 | 6671 | Rate Constraint in MTons | FALSE | L | Annual | Rate | lb/MWh | 0.96048 | 0.96048 | 0.96048 | 0.96048 | 0.96048 | 0.96048 | 0.96048 | 0.96048
BART NOX AnnualCap- Oswego Harbor 6- v5.16 | 94 | 6671 | Rate Constraint in MTons | FALSE | L | Annual | Constraint Shadow Price | US2016$/Ton | 0 | 0 | 0 | 0 | 0 | 0 | 0 | 0
BART NOX Annual-Cherokee 4 -v5.13 | 95 | 5819 | Rate Constraint in lbs/MMBtu | FALSE | L | Annual | Seasons Included | Seasons | Winter, WintShld, Summer | Winter, WintShld, Summer | Winter, WintShld, Summer | Winter, WintShld, Summer | Winter, WintShld, Summer | Winter, WintShld, Summer | Winter, WintShld, Summer | Winter, WintShld, Summer
BART NOX Annual-Cherokee 4 -v5.13 | 95 | 5819 | Rate Constraint in lbs/MMBtu | FALSE | L | Annual | Standard NOX | lb/MMBtu | 0.12 | 0.12 | 0.12 | 0.12 | 0.12 | 0.12 | 0.12 | 0.12
BART NOX Annual-Cherokee 4 -v5.13 | 95 | 5819 | Rate Constraint in lbs/MMBtu | FALSE | L | Annual | Emissions at Affected Plants NOX | Thousand Tons | 0.113 | 0.12998 | 0.13896 | 0.19485 | 0.22404 | 0.28212 | 0.20857 | 0.21319
BART NOX Annual-Cherokee 4 -v5.13 | 95 | 5819 | Rate Constraint in lbs/MMBtu | FALSE | L | Annual | Allowances Purchased NOX | Thousand Tons | 0 | 0 | 0 | 0 | 0 | 0 | 0 | 0
BART NOX Annual-Cherokee 4 -v5.13 | 95 | 5819 | Rate Constraint in lbs/MMBtu | FALSE | L | Annual | Allowances Sold NOX | Thousand Tons | 0 | 0 | 0 | 0 | 0 | 0 | 0 | 0
BART NOX Annual-Cherokee 4 -v5.13 | 95 | 5819 | Rate Constraint in lbs/MMBtu | FALSE | L | Annual | Allowances Banked | Thousand Tons | 0 | 0 | 0 | 0 | 0 | 0 | 0 | 0
BART NOX Annual-Cherokee 4 -v5.13 | 95 | 5819 | Rate Constraint in lbs/MMBtu | FALSE | L | Annual | Allowances Withdrawn (1:1) | Thousand Tons | 0 | 0 | 0 | 0 | 0 | 0 | 0 | 0
BART NOX Annual-Cherokee 4 -v5.13 | 95 | 5819 | Rate Constraint in lbs/MMBtu | FALSE | L | Annual | Allowances Withdrawn (n:1) | Thousand Tons | 0 | 0 | 0 | 0 | 0 | 0 | 0 | 0
BART NOX Annual-Cherokee 4 -v5.13 | 95 | 5819 | Rate Constraint in lbs/MMBtu | FALSE | L | Annual | Net Emissions Allowance Position | Thousand Tons | 0.113 | 0.12998 | 0.13896 | 0.19485 | 0.22404 | 0.28212 | 0.20857 | 0.21319
BART NOX Annual-Cherokee 4 -v5.13 | 95 | 5819 | Rate Constraint in lbs/MMBtu | FALSE | L | Annual | Fuel Consumed | TBtu | 1.8834 | 2.1663 | 2.316 | 3.2475 | 3.7341 | 4.7019 | 3.4761 | 3.5532
BART NOX Annual-Cherokee 4 -v5.13 | 95 | 5819 | Rate Constraint in lbs/MMBtu | FALSE | L | Annual | Rate | lb/MMBtu | 0.12 | 0.12 | 0.12 | 0.12 | 0.12 | 0.12 | 0.12 | 0.12
BART NOX Annual-Cherokee 4 -v5.13 | 95 | 5819 | Rate Constraint in lbs/MMBtu | FALSE | L | Annual | Generation | TWh | 0.17755 | 0.20421 | 0.21832 | 0.30614 | 0.352 | 0.44324 | 0.32769 | 0.33496
BART NOX Annual-Cherokee 4 -v5.13 | 95 | 5819 | Rate Constraint in lbs/MMBtu | FALSE | L | Annual | Qualifying Generation | TWh | 0.17755 | 0.20421 | 0.21832 | 0.30614 | 0.352 | 0.44324 | 0.32769 | 0.33496
BART NOX Annual-Cherokee 4 -v5.13 | 95 | 5819 | Rate Constraint in lbs/MMBtu | FALSE | L | Annual | Rate | lb/MWh | 1.273 | 1.273 | 1.273 | 1.273 | 1.273 | 1.273 | 1.273 | 1.273
BART NOX Annual-Cherokee 4 -v5.13 | 95 | 5819 | Rate Constraint in lbs/MMBtu | FALSE | L | Annual | Constraint Shadow Price | US2016$/Ton | 0 | 0 | 0 | 0 | 0 | 0 | 0 | 0
BART NOX Annual-Cholla 3 -v6.17 | 97 | 7048 | Rate Constraint in lbs/MMBtu | FALSE | L | Annual | Seasons Included | Seasons | Winter, WintShld, Summer | Winter, WintShld, Summer | Winter, WintShld, Summer | Winter, WintShld, Summer | Winter, WintShld, Summer | Winter, WintShld, Summer | Winter, WintShld, Summer | Winter, WintShld, Summer
BART NOX Annual-Cholla 3 -v6.17 | 97 | 7048 | Rate Constraint in lbs/MMBtu | FALSE | L | Annual | Standard NOX | lb/MMBtu | 0.22 | 0.22 | 0.22 | 0.08 | 0.08 | 0.08 | 0.08 | 0.08
BART NOX Annual-Cholla 3 -v6.17 | 97 | 7048 | Rate Constraint in lbs/MMBtu | FALSE | L | Annual | Emissions at Affected Plants NOX | Thousand Tons | 1.9457 | 1.9457 | 0 | 0 | 0 | 0 | 0 | 0
BART NOX Annual-Cholla 3 -v6.17 | 97 | 7048 | Rate Constraint in lbs/MMBtu | FALSE | L | Annual | Allowances Purchased NOX | Thousand Tons | 0 | 0 | 0 | 0 | 0 | 0 | 0 | 0
BART NOX Annual-Cholla 3 -v6.17 | 97 | 7048 | Rate Constraint in lbs/MMBtu | FALSE | L | Annual | Allowances Sold NOX | Thousand Tons | 0 | 0 | 0 | 0 | 0 | 0 | 0 | 0
BART NOX Annual-Cholla 3 -v6.17 | 97 | 7048 | Rate Constraint in lbs/MMBtu | FALSE | L | Annual | Allowances Banked | Thousand Tons | 0 | 0 | 0 | 0 | 0 | 0 | 0 | 0
BART NOX Annual-Cholla 3 -v6.17 | 97 | 7048 | Rate Constraint in lbs/MMBtu | FALSE | L | Annual | Allowances Withdrawn (1:1) | Thousand Tons | 0 | 0 | 0 | 0 | 0 | 0 | 0 | 0
BART NOX Annual-Cholla 3 -v6.17 | 97 | 7048 | Rate Constraint in lbs/MMBtu | FALSE | L | Annual | Allowances Withdrawn (n:1) | Thousand Tons | 0 | 0 | 0 | 0 | 0 | 0 | 0 | 0
BART NOX Annual-Cholla 3 -v6.17 | 97 | 7048 | Rate Constraint in lbs/MMBtu | FALSE | L | Annual | Net Emissions Allowance Position | Thousand Tons | 1.9457 | 1.9457 | 0 | 0 | 0 | 0 | 0 | 0
BART NOX Annual-Cholla 3 -v6.17 | 97 | 7048 | Rate Constraint in lbs/MMBtu | FALSE | L | Annual | Fuel Consumed | TBtu | 20.9724 | 20.9724 | 0 | 0 | 0 | 0 | 0 | 0
BART NOX Annual-Cholla 3 -v6.17 | 97 | 7048 | Rate Constraint in lbs/MMBtu | FALSE | L | Annual | Rate | lb/MMBtu | 0.18555 | 0.18555 | 0 | 0 | 0 | 0 | 0 | 0
BART NOX Annual-Cholla 3 -v6.17 | 97 | 7048 | Rate Constraint in lbs/MMBtu | FALSE | L | Annual | Generation | TWh | 1.8735 | 1.8735 | 0 | 0 | 0 | 0 | 0 | 0
BART NOX Annual-Cholla 3 -v6.17 | 97 | 7048 | Rate Constraint in lbs/MMBtu | FALSE | L | Annual | Qualifying Generation | TWh | 1.8735 | 1.8735 | 0 | 0 | 0 | 0 | 0 | 0
BART NOX Annual-Cholla 3 -v6.17 | 97 | 7048 | Rate Constraint in lbs/MMBtu | FALSE | L | Annual | Rate | lb/MWh | 2.0771 | 2.0771 | 0 | 0 | 0 | 0 | 0 | 0
BART NOX Annual-Cholla 3 -v6.17 | 97 | 7048 | Rate Constraint in lbs/MMBtu | FALSE | L | Annual | Constraint Shadow Price | US2016$/Ton | 0 | 0 | 0 | 4381.6138 | 13500.5732 | 17953.0607 | 25050.3407 | 18426.8673
BART NOX Annual-Cholla 4 -v6.17 | 98 | 7049 | Rate Constraint in lbs/MMBtu | FALSE | L | Annual | Seasons Included | Seasons | Winter, WintShld, Summer | Winter, WintShld, Summer | Winter, WintShld, Summer | Winter, WintShld, Summer | Winter, WintShld, Summer | Winter, WintShld, Summer | Winter, WintShld, Summer | Winter, WintShld, Summer
BART NOX Annual-Cholla 4 -v6.17 | 98 | 7049 | Rate Constraint in lbs/MMBtu | FALSE | L | Annual | Standard NOX | lb/MMBtu | 0.22 | 0.22 | 0.22 | 0.08 | 0.08 | 0.08 | 0.08 | 0.08
BART NOX Annual-Cholla 4 -v6.17 | 98 | 7049 | Rate Constraint in lbs/MMBtu | FALSE | L | Annual | Emissions at Affected Plants NOX | Thousand Tons | 0 | 0 | 0 | 0 | 0 | 0 | 0 | 0
BART NOX Annual-Cholla 4 -v6.17 | 98 | 7049 | Rate Constraint in lbs/MMBtu | FALSE | L | Annual | Allowances Purchased NOX | Thousand Tons | 0 | 0 | 0 | 0 | 0 | 0 | 0 | 0
BART NOX Annual-Cholla 4 -v6.17 | 98 | 7049 | Rate Constraint in lbs/MMBtu | FALSE | L | Annual | Allowances Sold NOX | Thousand Tons | 0 | 0 | 0 | 0 | 0 | 0 | 0 | 0
BART NOX Annual-Cholla 4 -v6.17 | 98 | 7049 | Rate Constraint in lbs/MMBtu | FALSE | L | Annual | Allowances Banked | Thousand Tons | 0 | 0 | 0 | 0 | 0 | 0 | 0 | 0
BART NOX Annual-Cholla 4 -v6.17 | 98 | 7049 | Rate Constraint in lbs/MMBtu | FALSE | L | Annual | Allowances Withdrawn (1:1) | Thousand Tons | 0 | 0 | 0 | 0 | 0 | 0 | 0 | 0
BART NOX Annual-Cholla 4 -v6.17 | 98 | 7049 | Rate Constraint in lbs/MMBtu | FALSE | L | Annual | Allowances Withdrawn (n:1) | Thousand Tons | 0 | 0 | 0 | 0 | 0 | 0 | 0 | 0
BART NOX Annual-Cholla 4 -v6.17 | 98 | 7049 | Rate Constraint in lbs/MMBtu | FALSE | L | Annual | Net Emissions Allowance Position | Thousand Tons | 0 | 0 | 0 | 0 | 0 | 0 | 0 | 0
BART NOX Annual-Cholla 4 -v6.17 | 98 | 7049 | Rate Constraint in lbs/MMBtu | FALSE | L | Annual | Fuel Consumed | TBtu | 0 | 0 | 0 | 0 | 0 | 0 | 0 | 0
BART NOX Annual-Cholla 4 -v6.17 | 98 | 7049 | Rate Constraint in lbs/MMBtu | FALSE | L | Annual | Rate | lb/MMBtu | 0 | 0 | 0 | 0 | 0 | 0 | 0 | 0
BART NOX Annual-Cholla 4 -v6.17 | 98 | 7049 | Rate Constraint in lbs/MMBtu | FALSE | L | Annual | Generation | TWh | 0 | 0 | 0 | 0 | 0 | 0 | 0 | 0
BART NOX Annual-Cholla 4 -v6.17 | 98 | 7049 | Rate Constraint in lbs/MMBtu | FALSE | L | Annual | Qualifying Generation | TWh | 0 | 0 | 0 | 0 | 0 | 0 | 0 | 0
BART NOX Annual-Cholla 4 -v6.17 | 98 | 7049 | Rate Constraint in lbs/MMBtu | FALSE | L | Annual | Rate | lb/MWh | 0 | 0 | 0 | 0 | 0 | 0 | 0 | 0
BART NOX Annual-Cholla 4 -v6.17 | 98 | 7049 | Rate Constraint in lbs/MMBtu | FALSE | L | Annual | Constraint Shadow Price | US2016$/Ton | 0 | 0 | 0 | 6586.7857 | 14854.3468 | 9951.7575 | 21188.9352 | 6407.4401
BART NOX Annual-Comanche 1 -v5.13 | 99 | 5820 | Rate Constraint in lbs/MMBtu | FALSE | L | Annual | Seasons Included | Seasons | Winter, WintShld, Summer | Winter, WintShld, Summer | Winter, WintShld, Summer | Winter, WintShld, Summer | Winter, WintShld, Summer | Winter, WintShld, Summer | Winter, WintShld, Summer | Winter, WintShld, Summer
BART NOX Annual-Comanche 1 -v5.13 | 99 | 5820 | Rate Constraint in lbs/MMBtu | FALSE | L | Annual | Standard NOX | lb/MMBtu | 0.2 | 0.2 | 0.2 | 0.2 | 0.2 | 0.2 | 0.2 | 0.2
BART NOX Annual-Comanche 1 -v5.13 | 99 | 5820 | Rate Constraint in lbs/MMBtu | FALSE | L | Annual | Emissions at Affected Plants NOX | Thousand Tons | 1.4948 | 0.024377 | 0.023914 | 0.023914 | 0.023182 | 0.023182 | 0.021788 | 0.021425
BART NOX Annual-Comanche 1 -v5.13 | 99 | 5820 | Rate Constraint in lbs/MMBtu | FALSE | L | Annual | Allowances Purchased NOX | Thousand Tons | 0 | 0 | 0 | 0 | 0 | 0 | 0 | 0
BART NOX Annual-Comanche 1 -v5.13 | 99 | 5820 | Rate Constraint in lbs/MMBtu | FALSE | L | Annual | Allowances Sold NOX | Thousand Tons | 0 | 0 | 0 | 0 | 0 | 0 | 0 | 0
BART NOX Annual-Comanche 1 -v5.13 | 99 | 5820 | Rate Constraint in lbs/MMBtu | FALSE | L | Annual | Allowances Banked | Thousand Tons | 0 | 0 | 0 | 0 | 0 | 0 | 0 | 0
BART NOX Annual-Comanche 1 -v5.13 | 99 | 5820 | Rate Constraint in lbs/MMBtu | FALSE | L | Annual | Allowances Withdrawn (1:1) | Thousand Tons | 0 | 0 | 0 | 0 | 0 | 0 | 0 | 0
BART NOX Annual-Comanche 1 -v5.13 | 99 | 5820 | Rate Constraint in lbs/MMBtu | FALSE | L | Annual | Allowances Withdrawn (n:1) | Thousand Tons | 0 | 0 | 0 | 0 | 0 | 0 | 0 | 0
BART NOX Annual-Comanche 1 -v5.13 | 99 | 5820 | Rate Constraint in lbs/MMBtu | FALSE | L | Annual | Net Emissions Allowance Position | Thousand Tons | 1.4948 | 0.024377 | 0.023914 | 0.023914 | 0.023182 | 0.023182 | 0.021788 | 0.021425
BART NOX Annual-Comanche 1 -v5.13 | 99 | 5820 | Rate Constraint in lbs/MMBtu | FALSE | L | Annual | Fuel Consumed | TBtu | 24.9638 | 0.4071 | 0.39937 | 0.39937 | 0.38714 | 0.38714 | 0.36386 | 0.3578
BART NOX Annual-Comanche 1 -v5.13 | 99 | 5820 | Rate Constraint in lbs/MMBtu | FALSE | L | Annual | Rate | lb/MMBtu | 0.11976 | 0.11976 | 0.11976 | 0.11976 | 0.11976 | 0.11976 | 0.11976 | 0.11976
BART NOX Annual-Comanche 1 -v5.13 | 99 | 5820 | Rate Constraint in lbs/MMBtu | FALSE | L | Annual | Generation | TWh | 2.332 | 0.038029 | 0.038029 | 0.038029 | 0.036865 | 0.036865 | 0.034648 | 0.034071
BART NOX Annual-Comanche 1 -v5.13 | 99 | 5820 | Rate Constraint in lbs/MMBtu | FALSE | L | Annual | Qualifying Generation | TWh | 2.332 | 0.038029 | 0.038029 | 0.038029 | 0.036865 | 0.036865 | 0.034648 | 0.034071
BART NOX Annual-Comanche 1 -v5.13 | 99 | 5820 | Rate Constraint in lbs/MMBtu | FALSE | L | Annual | Rate | lb/MWh | 1.282 | 1.282 | 1.2577 | 1.2577 | 1.2577 | 1.2577 | 1.2577 | 1.2577
BART NOX Annual-Comanche 1 -v5.13 | 99 | 5820 | Rate Constraint in lbs/MMBtu | FALSE | L | Annual | Constraint Shadow Price | US2016$/Ton | 0 | 0 | 0 | 0 | 0 | 0 | 0 | 0
BART NOX Annual-Comanche 2 -v5.13 | 100 | 5821 | Rate Constraint in lbs/MMBtu | FALSE | L | Annual | Seasons Included | Seasons | Winter, WintShld, Summer | Winter, WintShld, Summer | Winter, WintShld, Summer | Winter, WintShld, Summer | Winter, WintShld, Summer | Winter, WintShld, Summer | Winter, WintShld, Summer | Winter, WintShld, Summer
BART NOX Annual-Comanche 2 -v5.13 | 100 | 5821 | Rate Constraint in lbs/MMBtu | FALSE | L | Annual | Standard NOX | lb/MMBtu | 0.2 | 0.2 | 0.2 | 0.2 | 0.2 | 0.2 | 0.2 | 0.2
BART NOX Annual-Comanche 2 -v5.13 | 100 | 5821 | Rate Constraint in lbs/MMBtu | FALSE | L | Annual | Emissions at Affected Plants NOX | Thousand Tons | 1.9111 | 1.9111 | 1.8748 | 0 | 0 | 0 | 0 | 0
BART NOX Annual-Comanche 2 -v5.13 | 100 | 5821 | Rate Constraint in lbs/MMBtu | FALSE | L | Annual | Allowances Purchased NOX | Thousand Tons | 0 | 0 | 0 | 0 | 0 | 0 | 0 | 0
BART NOX Annual-Comanche 2 -v5.13 | 100 | 5821 | Rate Constraint in lbs/MMBtu | FALSE | L | Annual | Allowances Sold NOX | Thousand Tons | 0 | 0 | 0 | 0 | 0 | 0 | 0 | 0
BART NOX Annual-Comanche 2 -v5.13 | 100 | 5821 | Rate Constraint in lbs/MMBtu | FALSE | L | Annual | Allowances Banked | Thousand Tons | 0 | 0 | 0 | 0 | 0 | 0 | 0 | 0
BART NOX Annual-Comanche 2 -v5.13 | 100 | 5821 | Rate Constraint in lbs/MMBtu | FALSE | L | Annual | Allowances Withdrawn (1:1) | Thousand Tons | 0 | 0 | 0 | 0 | 0 | 0 | 0 | 0
BART NOX Annual-Comanche 2 -v5.13 | 100 | 5821 | Rate Constraint in lbs/MMBtu | FALSE | L | Annual | Allowances Withdrawn (n:1) | Thousand Tons | 0 | 0 | 0 | 0 | 0 | 0 | 0 | 0
BART NOX Annual-Comanche 2 -v5.13 | 100 | 5821 | Rate Constraint in lbs/MMBtu | FALSE | L | Annual | Net Emissions Allowance Position | Thousand Tons | 1.9111 | 1.9111 | 1.8748 | 0 | 0 | 0 | 0 | 0
BART NOX Annual-Comanche 2 -v5.13 | 100 | 5821 | Rate Constraint in lbs/MMBtu | FALSE | L | Annual | Fuel Consumed | TBtu | 25.482 | 25.482 | 24.9978 | 0 | 0 | 0 | 0 | 0
BART NOX Annual-Comanche 2 -v5.13 | 100 | 5821 | Rate Constraint in lbs/MMBtu | FALSE | L | Annual | Rate | lb/MMBtu | 0.15 | 0.15 | 0.15 | 0 | 0 | 0 | 0 | 0
BART NOX Annual-Comanche 2 -v5.13 | 100 | 5821 | Rate Constraint in lbs/MMBtu | FALSE | L | Annual | Generation | TWh | 2.4037 | 2.4037 | 2.4037 | 0 | 0 | 0 | 0 | 0
BART NOX Annual-Comanche 2 -v5.13 | 100 | 5821 | Rate Constraint in lbs/MMBtu | FALSE | L | Annual | Qualifying Generation | TWh | 2.4037 | 2.4037 | 2.4037 | 0 | 0 | 0 | 0 | 0
BART NOX Annual-Comanche 2 -v5.13 | 100 | 5821 | Rate Constraint in lbs/MMBtu | FALSE | L | Annual | Rate | lb/MWh | 1.5901 | 1.5901 | 1.5599 | 0 | 0 | 0 | 0 | 0
BART NOX Annual-Comanche 2 -v5.13 | 100 | 5821 | Rate Constraint in lbs/MMBtu | FALSE | L | Annual | Constraint Shadow Price | US2016$/Ton | 0 | 0 | 0 | 0 | 0 | 0 | 0 | 0
BART NOX Annual-Coronado U1B -v5.13 | 101 | 6398 | Rate Constraint in lbs/MMBtu | FALSE | L | Annual | Seasons Included | Seasons | Winter, WintShld, Summer | Winter, WintShld, Summer | Winter, WintShld, Summer | Winter, WintShld, Summer | Winter, WintShld, Summer | Winter, WintShld, Summer | Winter, WintShld, Summer | Winter, WintShld, Summer
BART NOX Annual-Coronado U1B -v5.13 | 101 | 6398 | Rate Constraint in lbs/MMBtu | FALSE | L | Annual | Standard NOX | lb/MMBtu | 0.065 | 0.065 | 0.065 | 0.065 | 0.065 | 0.065 | 0.065 | 0.065
BART NOX Annual-Coronado U1B -v5.13 | 101 | 6398 | Rate Constraint in lbs/MMBtu | FALSE | L | Annual | Emissions at Affected Plants NOX | Thousand Tons | 0.65312 | 0.71874 | 0.70509 | 0.47789 | 0.47789 | 0.47789 | 0.47789 | 0.47789
BART NOX Annual-Coronado U1B -v5.13 | 101 | 6398 | Rate Constraint in lbs/MMBtu | FALSE | L | Annual | Allowances Purchased NOX | Thousand Tons | 0 | 0 | 0 | 0 | 0 | 0 | 0 | 0
BART NOX Annual-Coronado U1B -v5.13 | 101 | 6398 | Rate Constraint in lbs/MMBtu | FALSE | L | Annual | Allowances Sold NOX | Thousand Tons | 0 | 0 | 0 | 0 | 0 | 0 | 0 | 0
BART NOX Annual-Coronado U1B -v5.13 | 101 | 6398 | Rate Constraint in lbs/MMBtu | FALSE | L | Annual | Allowances Banked | Thousand Tons | 0 | 0 | 0 | 0 | 0 | 0 | 0 | 0
BART NOX Annual-Coronado U1B -v5.13 | 101 | 6398 | Rate Constraint in lbs/MMBtu | FALSE | L | Annual | Allowances Withdrawn (1:1) | Thousand Tons | 0 | 0 | 0 | 0 | 0 | 0 | 0 | 0
BART NOX Annual-Coronado U1B -v5.13 | 101 | 6398 | Rate Constraint in lbs/MMBtu | FALSE | L | Annual | Allowances Withdrawn (n:1) | Thousand Tons | 0 | 0 | 0 | 0 | 0 | 0 | 0 | 0
BART NOX Annual-Coronado U1B -v5.13 | 101 | 6398 | Rate Constraint in lbs/MMBtu | FALSE | L | Annual | Net Emissions Allowance Position | Thousand Tons | 0.65312 | 0.71874 | 0.70509 | 0.47789 | 0.47789 | 0.47789 | 0.47789 | 0.47789
BART NOX Annual-Coronado U1B -v5.13 | 101 | 6398 | Rate Constraint in lbs/MMBtu | FALSE | L | Annual | Fuel Consumed | TBtu | 26.125 | 28.7497 | 28.2035 | 19.1156 | 19.1156 | 19.1156 | 19.1156 | 19.1156
BART NOX Annual-Coronado U1B -v5.13 | 101 | 6398 | Rate Constraint in lbs/MMBtu | FALSE | L | Annual | Rate | lb/MMBtu | 0.05 | 0.05 | 0.05 | 0.05 | 0.05 | 0.05 | 0.05 | 0.05
BART NOX Annual-Coronado U1B -v5.13 | 101 | 6398 | Rate Constraint in lbs/MMBtu | FALSE | L | Annual | Generation | TWh | 2.4581 | 2.7051 | 2.7051 | 1.8334 | 1.8334 | 1.8334 | 1.8334 | 1.8334
BART NOX Annual-Coronado U1B -v5.13 | 101 | 6398 | Rate Constraint in lbs/MMBtu | FALSE | L | Annual | Qualifying Generation | TWh | 2.4581 | 2.7051 | 2.7051 | 1.8334 | 1.8334 | 1.8334 | 1.8334 | 1.8334
BART NOX Annual-Coronado U1B -v5.13 | 101 | 6398 | Rate Constraint in lbs/MMBtu | FALSE | L | Annual | Rate | lb/MWh | 0.5314 | 0.5314 | 0.5213 | 0.5213 | 0.5213 | 0.5213 | 0.5213 | 0.5213
BART NOX Annual-Coronado U1B -v5.13 | 101 | 6398 | Rate Constraint in lbs/MMBtu | FALSE | L | Annual | Constraint Shadow Price | US2016$/Ton | 0 | 0 | 0 | 0 | 0 | 0 | 0 | 0
BART NOX Annual-Craig C2 -v5.13 | 102 | 5823 | Rate Constraint in lbs/MMBtu | FALSE | L | Annual | Seasons Included | Seasons | Winter, WintShld, Summer | Winter, WintShld, Summer | Winter, WintShld, Summer | Winter, WintShld, Summer | Winter, WintShld, Summer | Winter, WintShld, Summer | Winter, WintShld, Summer | Winter, WintShld, Summer
BART NOX Annual-Craig C2 -v5.13 | 102 | 5823 | Rate Constraint in lbs/MMBtu | FALSE | L | Annual | Standard NOX | lb/MMBtu | 0.08 | 0.08 | 0.08 | 0.08 | 0.08 | 0.08 | 0.08 | 0.08
BART NOX Annual-Craig C2 -v5.13 | 102 | 5823 | Rate Constraint in lbs/MMBtu | FALSE | L | Annual | Emissions at Affected Plants NOX | Thousand Tons | 0.98863 | 0.98863 | 0.98072 | 1.0897 | 1.0897 | 1.0897 | 0.8544 | 0.8544
BART NOX Annual-Craig C2 -v5.13 | 102 | 5823 | Rate Constraint in lbs/MMBtu | FALSE | L | Annual | Allowances Purchased NOX | Thousand Tons | 0 | 0 | 0 | 0 | 0 | 0 | 0 | 0
BART NOX Annual-Craig C2 -v5.13 | 102 | 5823 | Rate Constraint in lbs/MMBtu | FALSE | L | Annual | Allowances Sold NOX | Thousand Tons | 0 | 0 | 0 | 0 | 0 | 0 | 0 | 0
BART NOX Annual-Craig C2 -v5.13 | 102 | 5823 | Rate Constraint in lbs/MMBtu | FALSE | L | Annual | Allowances Banked | Thousand Tons | 0 | 0 | 0 | 0 | 0 | 0 | 0 | 0
BART NOX Annual-Craig C2 -v5.13 | 102 | 5823 | Rate Constraint in lbs/MMBtu | FALSE | L | Annual | Allowances Withdrawn (1:1) | Thousand Tons | 0 | 0 | 0 | 0 | 0 | 0 | 0 | 0
BART NOX Annual-Craig C2 -v5.13 | 102 | 5823 | Rate Constraint in lbs/MMBtu | FALSE | L | Annual | Allowances Withdrawn (n:1) | Thousand Tons | 0 | 0 | 0 | 0 | 0 | 0 | 0 | 0
BART NOX Annual-Craig C2 -v5.13 | 102 | 5823 | Rate Constraint in lbs/MMBtu | FALSE | L | Annual | Net Emissions Allowance Position | Thousand Tons | 0.98863 | 0.98863 | 0.98072 | 1.0897 | 1.0897 | 1.0897 | 0.8544 | 0.8544
BART NOX Annual-Craig C2 -v5.13 | 102 | 5823 | Rate Constraint in lbs/MMBtu | FALSE | L | Annual | Fuel Consumed | TBtu | 32.9544 | 32.9544 | 32.6908 | 31.1341 | 31.1341 | 31.1341 | 28.4799 | 28.4799
BART NOX Annual-Craig C2 -v5.13 | 102 | 5823 | Rate Constraint in lbs/MMBtu | FALSE | L | Annual | Rate | lb/MMBtu | 0.06 | 0.06 | 0.06 | 0.07 | 0.07 | 0.07 | 0.06 | 0.06
BART NOX Annual-Craig C2 -v5.13 | 102 | 5823 | Rate Constraint in lbs/MMBtu | FALSE | L | Annual | Generation | TWh | 3.0653 | 3.0653 | 3.0653 | 3.0653 | 3.0653 | 3.0653 | 2.6704 | 2.6704
BART NOX Annual-Craig C2 -v5.13 | 102 | 5823 | Rate Constraint in lbs/MMBtu | FALSE | L | Annual | Qualifying Generation | TWh | 3.0653 | 3.0653 | 3.0653 | 3.0653 | 3.0653 | 3.0653 | 2.6704 | 2.6704
BART NOX Annual-Craig C2 -v5.13 | 102 | 5823 | Rate Constraint in lbs/MMBtu | FALSE | L | Annual | Rate | lb/MWh | 0.64506 | 0.64506 | 0.6399 | 0.711 | 0.711 | 0.711 | 0.6399 | 0.6399
BART NOX Annual-Craig C2 -v5.13 | 102 | 5823 | Rate Constraint in lbs/MMBtu | FALSE | L | Annual | Constraint Shadow Price | US2016$/Ton | 0 | 0 | 0 | 0 | 0 | 0 | 0 | 0
BART NOX Annual-Dave Johnston 4 -v5.14 | 103 | 6104 | Rate Constraint in lbs/MMBtu | FALSE | L | Annual | Seasons Included | Seasons | Winter, WintShld, Summer | Winter, WintShld, Summer | Winter, WintShld, Summer | Winter, WintShld, Summer | Winter, WintShld, Summer | Winter, WintShld, Summer | Winter, WintShld, Summer | Winter, WintShld, Summer
BART NOX Annual-Dave Johnston 4 -v5.14 | 103 | 6104 | Rate Constraint in lbs/MMBtu | FALSE | L | Annual | Standard NOX | lb/MMBtu | 0.15 | 0.15 | 0.15 | 0.15 | 0.15 | 0.15 | 0.15 | 0.15
BART NOX Annual-Dave Johnston 4 -v5.14 | 103 | 6104 | Rate Constraint in lbs/MMBtu | FALSE | L | Annual | Emissions at Affected Plants NOX | Thousand Tons | 0 | 0 | 0 | 0 | 0 | 0 | 0 | 0
BART NOX Annual-Dave Johnston 4 -v5.14 | 103 | 6104 | Rate Constraint in lbs/MMBtu | FALSE | L | Annual | Allowances Purchased NOX | Thousand Tons | 0 | 0 | 0 | 0 | 0 | 0 | 0 | 0
BART NOX Annual-Dave Johnston 4 -v5.14 | 103 | 6104 | Rate Constraint in lbs/MMBtu | FALSE | L | Annual | Allowances Sold NOX | Thousand Tons | 0 | 0 | 0 | 0 | 0 | 0 | 0 | 0
BART NOX Annual-Dave Johnston 4 -v5.14 | 103 | 6104 | Rate Constraint in lbs/MMBtu | FALSE | L | Annual | Allowances Banked | Thousand Tons | 0 | 0 | 0 | 0 | 0 | 0 | 0 | 0
BART NOX Annual-Dave Johnston 4 -v5.14 | 103 | 6104 | Rate Constraint in lbs/MMBtu | FALSE | L | Annual | Allowances Withdrawn (1:1) | Thousand Tons | 0 | 0 | 0 | 0 | 0 | 0 | 0 | 0
BART NOX Annual-Dave Johnston 4 -v5.14 | 103 | 6104 | Rate Constraint in lbs/MMBtu | FALSE | L | Annual | Allowances Withdrawn (n:1) | Thousand Tons | 0 | 0 | 0 | 0 | 0 | 0 | 0 | 0
BART NOX Annual-Dave Johnston 4 -v5.14 | 103 | 6104 | Rate Constraint in lbs/MMBtu | FALSE | L | Annual | Net Emissions Allowance Position | Thousand Tons | 0 | 0 | 0 | 0 | 0 | 0 | 0 | 0
BART NOX Annual-Dave Johnston 4 -v5.14 | 103 | 6104 | Rate Constraint in lbs/MMBtu | FALSE | L | Annual | Fuel Consumed | TBtu | 0 | 0 | 0 | 0 | 0 | 0 | 0 | 0
BART NOX Annual-Dave Johnston 4 -v5.14 | 103 | 6104 | Rate Constraint in lbs/MMBtu | FALSE | L | Annual | Rate | lb/MMBtu | 0 | 0 | 0 | 0 | 0 | 0 | 0 | 0
BART NOX Annual-Dave Johnston 4 -v5.14 | 103 | 6104 | Rate Constraint in lbs/MMBtu | FALSE | L | Annual | Generation | TWh | 0 | 0 | 0 | 0 | 0 | 0 | 0 | 0
BART NOX Annual-Dave Johnston 4 -v5.14 | 103 | 6104 | Rate Constraint in lbs/MMBtu | FALSE | L | Annual | Qualifying Generation | TWh | 0 | 0 | 0 | 0 | 0 | 0 | 0 | 0
BART NOX Annual-Dave Johnston 4 -v5.14 | 103 | 6104 | Rate Constraint in lbs/MMBtu | FALSE | L | Annual | Rate | lb/MWh | 0 | 0 | 0 | 0 | 0 | 0 | 0 | 0
BART NOX Annual-Dave Johnston 4 -v5.14 | 103 | 6104 | Rate Constraint in lbs/MMBtu | FALSE | L | Annual | Constraint Shadow Price | US2016$/Ton | 0 | 0 | 0 | 0 | 0 | 0 | 0 | 0
BART NOX Annual-Four Corners 4 -v5.14 | 104 | 6235 | Rate Constraint in lbs/MMBtu | FALSE | L | Annual | Seasons Included | Seasons | Winter, WintShld, Summer | Winter, WintShld, Summer | Winter, WintShld, Summer | Winter, WintShld, Summer | Winter, WintShld, Summer | Winter, WintShld, Summer | Winter, WintShld, Summer | Winter, WintShld, Summer
BART NOX Annual-Four Corners 4 -v5.14 | 104 | 6235 | Rate Constraint in lbs/MMBtu | FALSE | L | Annual | Standard NOX | lb/MMBtu | 0.098 | 0.098 | 0.098 | 0.098 | 0.098 | 0.098 | 0.098 | 0.098
BART NOX Annual-Four Corners 4 -v5.14 | 104 | 6235 | Rate Constraint in lbs/MMBtu | FALSE | L | Annual | Emissions at Affected Plants NOX | Thousand Tons | 0.88928 | 0.93854 | 0.85797 | 0.85797 | 0.85797 | 0.85797 | 0.85797 | 0.85797
BART NOX Annual-Four Corners 4 -v5.14 | 104 | 6235 | Rate Constraint in lbs/MMBtu | FALSE | L | Annual | Allowances Purchased NOX | Thousand Tons | 0 | 0 | 0 | 0 | 0 | 0 | 0 | 0
BART NOX Annual-Four Corners 4 -v5.14 | 104 | 6235 | Rate Constraint in lbs/MMBtu | FALSE | L | Annual | Allowances Sold NOX | Thousand Tons | 0 | 0 | 0 | 0 | 0 | 0 | 0 | 0
BART NOX Annual-Four Corners 4 -v5.14 | 104 | 6235 | Rate Constraint in lbs/MMBtu | FALSE | L | Annual | Allowances Banked | Thousand Tons | 0 | 0 | 0 | 0 | 0 | 0 | 0 | 0
BART NOX Annual-Four Corners 4 -v5.14 | 104 | 6235 | Rate Constraint in lbs/MMBtu | FALSE | L | Annual | Allowances Withdrawn (1:1) | Thousand Tons | 0 | 0 | 0 | 0 | 0 | 0 | 0 | 0
BART NOX Annual-Four Corners 4 -v5.14 | 104 | 6235 | Rate Constraint in lbs/MMBtu | FALSE | L | Annual | Allowances Withdrawn (n:1) | Thousand Tons | 0 | 0 | 0 | 0 | 0 | 0 | 0 | 0
BART NOX Annual-Four Corners 4 -v5.14 | 104 | 6235 | Rate Constraint in lbs/MMBtu | FALSE | L | Annual | Net Emissions Allowance Position | Thousand Tons | 0.88928 | 0.93854 | 0.85797 | 0.85797 | 0.85797 | 0.85797 | 0.85797 | 0.85797
BART NOX Annual-Four Corners 4 -v5.14 | 104 | 6235 | Rate Constraint in lbs/MMBtu | FALSE | L | Annual | Fuel Consumed | TBtu | 35.5569 | 37.5267 | 34.3051 | 34.3051 | 34.3051 | 34.3051 | 34.3051 | 34.3051
BART NOX Annual-Four Corners 4 -v5.14 | 104 | 6235 | Rate Constraint in lbs/MMBtu | FALSE | L | Annual | Rate | lb/MMBtu | 0.05002 | 0.05002 | 0.05002 | 0.05002 | 0.05002 | 0.05002 | 0.05002 | 0.05002
BART NOX Annual-Four Corners 4 -v5.14 | 104 | 6235 | Rate Constraint in lbs/MMBtu | FALSE | L | Annual | Generation | TWh | 3.5429 | 3.7392 | 3.0607 | 3.0607 | 3.0607 | 3.0607 | 3.0607 | 3.0607
BART NOX Annual-Four Corners 4 -v5.14 | 104 | 6235 | Rate Constraint in lbs/MMBtu | FALSE | L | Annual | Qualifying Generation | TWh | 3.5429 | 3.7392 | 3.0607 | 3.0607 | 3.0607 | 3.0607 | 3.0607 | 3.0607
BART NOX Annual-Four Corners 4 -v5.14 | 104 | 6235 | Rate Constraint in lbs/MMBtu | FALSE | L | Annual | Rate | lb/MWh | 0.502 | 0.502 | 0.56063 | 0.56063 | 0.56063 | 0.56063 | 0.56063 | 0.56063
BART NOX Annual-Four Corners 4 -v5.14 | 104 | 6235 | Rate Constraint in lbs/MMBtu | FALSE | L | Annual | Constraint Shadow Price | US2016$/Ton | 0 | 0 | 0 | 0 | 0 | 0 | 0 | 0
BART NOX Annual-Four Corners 5 -v5.14 | 105 | 6236 | Rate Constraint in lbs/MMBtu | FALSE | L | Annual | Seasons Included | Seasons | Winter, WintShld, Summer | Winter, WintShld, Summer | Winter, WintShld, Summer | Winter, WintShld, Summer | Winter, WintShld, Summer | Winter, WintShld, Summer | Winter, WintShld, Summer | Winter, WintShld, Summer
BART NOX Annual-Four Corners 5 -v5.14 | 105 | 6236 | Rate Constraint in lbs/MMBtu | FALSE | L | Annual | Standard NOX | lb/MMBtu | 0.098 | 0.098 | 0.098 | 0.098 | 0.098 | 0.098 | 0.098 | 0.098
BART NOX Annual-Four Corners 5 -v5.14 | 105 | 6236 | Rate Constraint in lbs/MMBtu | FALSE | L | Annual | Emissions at Affected Plants NOX | Thousand Tons | 1.3713 | 1.3212 | 1.4032 | 1.4032 | 1.4032 | 1.4032 | 1.4032 | 1.4032
BART NOX Annual-Four Corners 5 -v5.14 | 105 | 6236 | Rate Constraint in lbs/MMBtu | FALSE | L | Annual | Allowances Purchased NOX | Thousand Tons | 0 | 0 | 0 | 0 | 0 | 0 | 0 | 0
BART NOX Annual-Four Corners 5 -v5.14 | 105 | 6236 | Rate Constraint in lbs/MMBtu | FALSE | L | Annual | Allowances Sold NOX | Thousand Tons | 0 | 0 | 0 | 0 | 0 | 0 | 0 | 0
BART NOX Annual-Four Corners 5 -v5.14 | 105 | 6236 | Rate Constraint in lbs/MMBtu | FALSE | L | Annual | Allowances Banked | Thousand Tons | 0 | 0 | 0 | 0 | 0 | 0 | 0 | 0
BART NOX Annual-Four Corners 5 -v5.14 | 105 | 6236 | Rate Constraint in lbs/MMBtu | FALSE | L | Annual | Allowances Withdrawn (1:1) | Thousand Tons | 0 | 0 | 0 | 0 | 0 | 0 | 0 | 0
BART NOX Annual-Four Corners 5 -v5.14 | 105 | 6236 | Rate Constraint in lbs/MMBtu | FALSE | L | Annual | Allowances Withdrawn (n:1) | Thousand Tons | 0 | 0 | 0 | 0 | 0 | 0 | 0 | 0
BART NOX Annual-Four Corners 5 -v5.14 | 105 | 6236 | Rate Constraint in lbs/MMBtu | FALSE | L | Annual | Net Emissions Allowance Position | Thousand Tons | 1.3713 | 1.3212 | 1.4032 | 1.4032 | 1.4032 | 1.4032 | 1.4032 | 1.4032
BART NOX Annual-Four Corners 5 -v5.14 | 105 | 6236 | Rate Constraint in lbs/MMBtu | FALSE | L | Annual | Fuel Consumed | TBtu | 53.8718 | 51.9019 | 55.1235 | 55.1235 | 55.1235 | 55.1235 | 55.1235 | 55.1235
BART NOX Annual-Four Corners 5 -v5.14 | 105 | 6236 | Rate Constraint in lbs/MMBtu | FALSE | L | Annual | Rate | lb/MMBtu | 0.05091 | 0.05091 | 0.05091 | 0.05091 | 0.05091 | 0.05091 | 0.05091 | 0.05091
BART NOX Annual-Four Corners 5 -v5.14 | 105 | 6236 | Rate Constraint in lbs/MMBtu | FALSE | L | Annual | Generation | TWh | 5.3786 | 5.1819 | 4.437 | 4.437 | 4.437 | 4.437 | 4.437 | 4.437
BART NOX Annual-Four Corners 5 -v5.14 | 105 | 6236 | Rate Constraint in lbs/MMBtu | FALSE | L | Annual | Qualifying Generation | TWh | 5.3786 | 5.1819 | 4.437 | 4.437 | 4.437 | 4.437 | 4.437 | 4.437
BART NOX Annual-Four Corners 5 -v5.14 | 105 | 6236 | Rate Constraint in lbs/MMBtu | FALSE | L | Annual | Rate | lb/MWh | 0.50991 | 0.50991 | 0.63249 | 0.63249 | 0.63249 | 0.63249 | 0.63249 | 0.63249
BART NOX Annual-Four Corners 5 -v5.14 | 105 | 6236 | Rate Constraint in lbs/MMBtu | FALSE | L | Annual | Constraint Shadow Price | US2016$/Ton | 0 | 0 | 0 | 0 | 0 | 0 | 0 | 0
BART NOX Annual-Gerald Gentleman 1 -v5.14 | 106 | 6089 | Rate Constraint in lbs/MMBtu | FALSE | L | Annual | Seasons Included | Seasons | Winter, WintShld, Summer | Winter, WintShld, Summer | Winter, WintShld, Summer | Winter, WintShld, Summer | Winter, WintShld, Summer | Winter, WintShld, Summer | Winter, WintShld, Summer | Winter, WintShld, Summer
BART NOX Annual-Gerald Gentleman 1 -v5.14 | 106 | 6089 | Rate Constraint in lbs/MMBtu | FALSE | L | Annual | Standard NOX | lb/MMBtu | 0.23 | 0.23 | 0.23 | 0.23 | 0.23 | 0.23 | 0.23 | 0.23
BART NOX Annual-Gerald Gentleman 1 -v5.14 | 106 | 6089 | Rate Constraint in lbs/MMBtu | FALSE | L | Annual | Emissions at Affected Plants NOX | Thousand Tons | 4.8936 | 4.8849 | 4.8544 | 4.8544 | 4.8544 | 4.8544 | 4.8544 | 4.8544
BART NOX Annual-Gerald Gentleman 1 -v5.14 | 106 | 6089 | Rate Constraint in lbs/MMBtu | FALSE | L | Annual | Allowances Purchased NOX | Thousand Tons | 0 | 0 | 0 | 0 | 0 | 0 | 0 | 0
BART NOX Annual-Gerald Gentleman 1 -v5.14 | 106 | 6089 | Rate Constraint in lbs/MMBtu | FALSE | L | Annual | Allowances Sold NOX | Thousand Tons | 0 | 0 | 0 | 0 | 0 | 0 | 0 | 0
BART NOX Annual-Gerald Gentleman 1 -v5.14 | 106 | 6089 | Rate Constraint in lbs/MMBtu | FALSE | L | Annual | Allowances Banked | Thousand Tons | 0 | 0 | 0 | 0 | 0 | 0 | 0 | 0
BART NOX Annual-Gerald Gentleman 1 -v5.14 | 106 | 6089 | Rate Constraint in lbs/MMBtu | FALSE | L | Annual | Allowances Withdrawn (1:1) | Thousand Tons | 0 | 0 | 0 | 0 | 0 | 0 | 0 | 0
BART NOX Annual-Gerald Gentleman 1 -v5.14 | 106 | 6089 | Rate Constraint in lbs/MMBtu | FALSE | L | Annual | Allowances Withdrawn (n:1) | Thousand Tons | 0 | 0 | 0 | 0 | 0 | 0 | 0 | 0
BART NOX Annual-Gerald Gentleman 1 -v5.14 | 106 | 6089 | Rate Constraint in lbs/MMBtu | FALSE | L | Annual | Net Emissions Allowance Position | Thousand Tons | 4.8936 | 4.8849 | 4.8544 | 4.8544 | 4.8544 | 4.8544 | 4.8544 | 4.8544
BART NOX Annual-Gerald Gentleman 1 -v5.14 | 106 | 6089 | Rate Constraint in lbs/MMBtu | FALSE | L | Annual | Fuel Consumed | TBtu | 48.6997 | 48.613 | 48.3101 | 48.3101 | 48.3101 | 48.3101 | 48.3101 | 48.3101
BART NOX Annual-Gerald Gentleman 1 -v5.14 | 106 | 6089 | Rate Constraint in lbs/MMBtu | FALSE | L | Annual | Rate | lb/MMBtu | 0.20097 | 0.20097 | 0.20097 | 0.20097 | 0.20097 | 0.20097 | 0.20097 | 0.20097
BART NOX Annual-Gerald Gentleman 1 -v5.14 | 106 | 6089 | Rate Constraint in lbs/MMBtu | FALSE | L | Annual | Generation | TWh | 4.7914 | 4.7829 | 4.7914 | 4.7914 | 4.7914 | 4.7914 | 4.7914 | 4.7914
BART NOX Annual-Gerald Gentleman 1 -v5.14 | 106 | 6089 | Rate Constraint in lbs/MMBtu | FALSE | L | Annual | Qualifying Generation | TWh | 4.7914 | 4.7829 | 4.7914 | 4.7914 | 4.7914 | 4.7914 | 4.7914 | 4.7914
BART NOX Annual-Gerald Gentleman 1 -v5.14 | 106 | 6089 | Rate Constraint in lbs/MMBtu | FALSE | L | Annual | Rate | lb/MWh | 2.0427 | 2.0427 | 2.0263 | 2.0263 | 2.0263 | 2.0263 | 2.0263 | 2.0263
BART NOX Annual-Gerald Gentleman 1 -v5.14 | 106 | 6089 | Rate Constraint in lbs/MMBtu | FALSE | L | Annual | Constraint Shadow Price | US2016$/Ton | 0 | 0 | 0 | 0 | 0 | 0 | 0 | 0
BART NOX Annual-Gerald Gentleman 2 -v5.14 | 107 | 6090 | Rate Constraint in lbs/MMBtu | FALSE | L | Annual | Seasons Included | Seasons | Winter, WintShld, Summer | Winter, WintShld, Summer | Winter, WintShld, Summer | Winter, WintShld, Summer | Winter, WintShld, Summer | Winter, WintShld, Summer | Winter, WintShld, Summer | Winter, WintShld, Summer
BART NOX Annual-Gerald Gentleman 2 -v5.14 | 107 | 6090 | Rate Constraint in lbs/MMBtu | FALSE | L | Annual | Standard NOX | lb/MMBtu | 0.23 | 0.23 | 0.23 | 0.23 | 0.23 | 0.23 | 0.23 | 0.23
BART NOX Annual-Gerald Gentleman 2 -v5.14 | 107 | 6090 | Rate Constraint in lbs/MMBtu | FALSE | L | Annual | Emissions at Affected Plants NOX | Thousand Tons | 3.9132 | 3.9063 | 3.8819 | 3.8819 | 3.8819 | 3.8819 | 3.8819 | 3.8819
BART NOX Annual-Gerald Gentleman 2 -v5.14 | 107 | 6090 | Rate Constraint in lbs/MMBtu | FALSE | L | Annual | Allowances Purchased NOX | Thousand Tons | 0 | 0 | 0 | 0 | 0 | 0 | 0 | 0
BART NOX Annual-Gerald Gentleman 2 -v5.14 | 107 | 6090 | Rate Constraint in lbs/MMBtu | FALSE | L | Annual | Allowances Sold NOX | Thousand Tons | 0 | 0 | 0 | 0 | 0 | 0 | 0 | 0
BART NOX Annual-Gerald Gentleman 2 -v5.14 | 107 | 6090 | Rate Constraint in lbs/MMBtu | FALSE | L | Annual | Allowances Banked | Thousand Tons | 0 | 0 | 0 | 0 | 0 | 0 | 0 | 0
BART NOX Annual-Gerald Gentleman 2 -v5.14 | 107 | 6090 | Rate Constraint in lbs/MMBtu | FALSE | L | Annual | Allowances Withdrawn (1:1) | Thousand Tons | 0 | 0 | 0 | 0 | 0 | 0 | 0 | 0
BART NOX Annual-Gerald Gentleman 2 -v5.14 | 107 | 6090 | Rate Constraint in lbs/MMBtu | FALSE | L | Annual | Allowances Withdrawn (n:1) | Thousand Tons | 0 | 0 | 0 | 0 | 0 | 0 | 0 | 0
BART NOX Annual-Gerald Gentleman 2 -v5.14 | 107 | 6090 | Rate Constraint in lbs/MMBtu | FALSE | L | Annual | Net Emissions Allowance Position | Thousand Tons | 3.9132 | 3.9063 | 3.8819 | 3.8819 | 3.8819 | 3.8819 | 3.8819 | 3.8819
BART NOX Annual-Gerald Gentleman 2 -v5.14 | 107 | 6090 | Rate Constraint in lbs/MMBtu | FALSE | L | Annual | Fuel Consumed | TBtu | 51.4495 | 51.3579 | 51.0379 | 51.0379 | 51.0379 | 51.0379 | 51.0379 | 51.0379
BART NOX Annual-Gerald Gentleman 2 -v5.14 | 107 | 6090 | Rate Constraint in lbs/MMBtu | FALSE | L | Annual | Rate | lb/MMBtu | 0.15212 | 0.15212 | 0.15212 | 0.15212 | 0.15212 | 0.15212 | 0.15212 | 0.15212
BART NOX Annual-Gerald Gentleman 2 -v5.14 | 107 | 6090 | Rate Constraint in lbs/MMBtu | FALSE | L | Annual | Generation | TWh | 5.0436 | 5.0346 | 5.0436 | 5.0436 | 5.0436 | 5.0436 | 5.0436 | 5.0436
BART NOX Annual-Gerald Gentleman 2 -v5.14 | 107 | 6090 | Rate Constraint in lbs/MMBtu | FALSE | L | Annual | Qualifying Generation | TWh | 5.0436 | 5.0346 | 5.0436 | 5.0436 | 5.0436 | 5.0436 | 5.0436 | 5.0436
BART NOX Annual-Gerald Gentleman 2 -v5.14 | 107 | 6090 | Rate Constraint in lbs/MMBtu | FALSE | L | Annual | Rate | lb/MWh | 1.5518 | 1.5518 | 1.5394 | 1.5394 | 1.5394 | 1.5394 | 1.5394 | 1.5394
BART NOX Annual-Gerald Gentleman 2 -v5.14 | 107 | 6090 | Rate Constraint in lbs/MMBtu | FALSE | L | Annual | Constraint Shadow Price | US2016$/Ton | 0 | 0 | 0 | 0 | 0 | 0 | 0 | 0
BART NOX Annual-Hayden H1 -v5.13 | 108 | 5824 | Rate Constraint in lbs/MMBtu | FALSE | L | Annual | Seasons Included | Seasons | Winter, WintShld, Summer | Winter, WintShld, Summer | Winter, WintShld, Summer | Winter, WintShld, Summer | Winter, WintShld, Summer | Winter, WintShld, Summer | Winter, WintShld, Summer | Winter, WintShld, Summer
BART NOX Annual-Hayden H1 -v5.13 | 108 | 5824 | Rate Constraint in lbs/MMBtu | FALSE | L | Annual | Standard NOX | lb/MMBtu | 0.08 | 0.08 | 0.08 | 0.08 | 0.08 | 0.08 | 0.08 | 0.08
BART NOX Annual-Hayden H1 -v5.13 | 108 | 5824 | Rate Constraint in lbs/MMBtu | FALSE | L | Annual | Emissions at Affected Plants NOX | Thousand Tons | 0.28631 | 0.30857 | 0.30209 | 0.30209 | 0.27502 | 0.29277 | 0.20396 | 0.20396
BART NOX Annual-Hayden H1 -v5.13 | 108 | 5824 | Rate Constraint in lbs/MMBtu | FALSE | L | Annual | Allowances Purchased NOX | Thousand Tons | 0 | 0 | 0 | 0 | 0 | 0 | 0 | 0
BART NOX Annual-Hayden H1 -v5.13 | 108 | 5824 | Rate Constraint in lbs/MMBtu | FALSE | L | Annual | Allowances Sold NOX | Thousand Tons | 0 | 0 | 0 | 0 | 0 | 0 | 0 | 0
BART NOX Annual-Hayden H1 -v5.13 | 108 | 5824 | Rate Constraint in lbs/MMBtu | FALSE | L | Annual | Allowances Banked | Thousand Tons | 0 | 0 | 0 | 0 | 0 | 0 | 0 | 0
BART NOX Annual-Hayden H1 -v5.13 | 108 | 5824 | Rate Constraint in lbs/MMBtu | FALSE | L | Annual | Allowances Withdrawn (1:1) | Thousand Tons | 0 | 0 | 0 | 0 | 0 | 0 | 0 | 0
BART NOX Annual-Hayden H1 -v5.13 | 108 | 5824 | Rate Constraint in lbs/MMBtu | FALSE | L | Annual | Allowances Withdrawn (n:1) | Thousand Tons | 0 | 0 | 0 | 0 | 0 | 0 | 0 | 0
BART NOX Annual-Hayden H1 -v5.13 | 108 | 5824 | Rate Constraint in lbs/MMBtu | FALSE | L | Annual | Net Emissions Allowance Position | Thousand Tons | 0.28631 | 0.30857 | 0.30209 | 0.30209 | 0.27502 | 0.29277 | 0.20396 | 0.20396
BART NOX Annual-Hayden H1 -v5.13 | 108 | 5824 | Rate Constraint in lbs/MMBtu | FALSE | L | Annual | Fuel Consumed | TBtu | 13.5404 | 14.5932 | 14.2868 | 14.2868 | 13.0063 | 13.8459 | 9.6459 | 9.6459
BART NOX Annual-Hayden H1 -v5.13 | 108 | 5824 | Rate Constraint in lbs/MMBtu | FALSE | L | Annual | Rate | lb/MMBtu | 0.04229 | 0.04229 | 0.04229 | 0.04229 | 0.04229 | 0.04229 | 0.04229 | 0.04229
BART NOX Annual-Hayden H1 -v5.13 | 108 | 5824 | Rate Constraint in lbs/MMBtu | FALSE | L | Annual | Generation | TWh | 1.2317 | 1.3275 | 1.3275 | 1.3275 | 1.2085 | 1.2865 | 0.89628 | 0.89628
BART NOX Annual-Hayden H1 -v5.13 | 108 | 5824 | Rate Constraint in lbs/MMBtu | FALSE | L | Annual | Qualifying Generation | TWh | 1.2317 | 1.3275 | 1.3275 | 1.3275 | 1.2085 | 1.2865 | 0.89628 | 0.89628
BART NOX Annual-Hayden H1 -v5.13 | 108 | 5824 | Rate Constraint in lbs/MMBtu | FALSE | L | Annual | Rate | lb/MWh | 0.46489 | 0.46489 | 0.45513 | 0.45513 | 0.45513 | 0.45513 | 0.45513 | 0.45513
BART NOX Annual-Hayden H1 -v5.13 | 108 | 5824 | Rate Constraint in lbs/MMBtu | FALSE | L | Annual | Constraint Shadow Price | US2016$/Ton | 0 | 0 | 0 | 0 | 0 | 0 | 0 | 0
BART NOX Annual-Hayden H2 -v5.13 | 109 | 5825 | Rate Constraint in lbs/MMBtu | FALSE | L | Annual | Seasons Included | Seasons | Winter, WintShld, Summer | Winter, WintShld, Summer | Winter, WintShld, Summer | Winter, WintShld, Summer | Winter, WintShld, Summer | Winter, WintShld, Summer | Winter, WintShld, Summer | Winter, WintShld, Summer
BART NOX Annual-Hayden H2 -v5.13 | 109 | 5825 | Rate Constraint in lbs/MMBtu | FALSE | L | Annual | Standard NOX | lb/MMBtu | 0.07 | 0.07 | 0.07 | 0.07 | 0.07 | 0.07 | 0.07 | 0.07
BART NOX Annual-Hayden H2 -v5.13 | 109 | 5825 | Rate Constraint in lbs/MMBtu | FALSE | L | Annual | Emissions at Affected Plants NOX | Thousand Tons | 0.40398 | 0.44275 | 0.43434 | 0.43434 | 0.41826 | 0.41826 | 0.29447 | 0.29447
BART NOX Annual-Hayden H2 -v5.13 | 109 | 5825 | Rate Constraint in lbs/MMBtu | FALSE | L | Annual | Allowances Purchased NOX | Thousand Tons | 0 | 0 | 0 | 0 | 0 | 0 | 0 | 0
BART NOX Annual-Hayden H2 -v5.13 | 109 | 5825 | Rate Constraint in lbs/MMBtu | FALSE | L | Annual | Allowances Sold NOX | Thousand Tons | 0 | 0 | 0 | 0 | 0 | 0 | 0 | 0
BART NOX Annual-Hayden H2 -v5.13 | 109 | 5825 | Rate Constraint in lbs/MMBtu | FALSE | L | Annual | Allowances Banked | Thousand Tons | 0 | 0 | 0 | 0 | 0 | 0 | 0 | 0
BART NOX Annual-Hayden H2 -v5.13 | 109 | 5825 | Rate Constraint in lbs/MMBtu | FALSE | L | Annual | Allowances Withdrawn (1:1) | Thousand Tons | 0 | 0 | 0 | 0 | 0 | 0 | 0 | 0
BART NOX Annual-Hayden H2 -v5.13 | 109 | 5825 | Rate Constraint in lbs/MMBtu | FALSE | L | Annual | Allowances Withdrawn (n:1) | Thousand Tons | 0 | 0 | 0 | 0 | 0 | 0 | 0 | 0
BART NOX Annual-Hayden H2 -v5.13 | 109 | 5825 | Rate Constraint in lbs/MMBtu | FALSE | L | Annual | Net Emissions Allowance Position | Thousand Tons | 0.40398 | 0.44275 | 0.43434 | 0.43434 | 0.41826 | 0.41826 | 0.29447 | 0.29447
BART NOX Annual-Hayden H2 -v5.13 | 109 | 5825 | Rate Constraint in lbs/MMBtu | FALSE | L | Annual | Fuel Consumed | TBtu | 18.0309 | 19.7614 | 19.3859 | 19.3859 | 18.668 | 18.668 | 13.1431 | 13.1431
BART NOX Annual-Hayden H2 -v5.13 | 109 | 5825 | Rate Constraint in lbs/MMBtu | FALSE | L | Annual | Rate | lb/MMBtu | 0.04481 | 0.04481 | 0.04481 | 0.04481 | 0.04481 | 0.04481 | 0.04481 | 0.04481
BART NOX Annual-Hayden H2 -v5.13 | 109 | 5825 | Rate Constraint in lbs/MMBtu | FALSE | L | Annual | Generation | TWh | 1.6527 | 1.8113 | 1.8113 | 1.8113 | 1.7442 | 1.7442 | 1.228 | 1.228
BART NOX Annual-Hayden H2 -v5.13 | 109 | 5825 | Rate Constraint in lbs/MMBtu | FALSE | L | Annual | Qualifying Generation | TWh | 1.6527 | 1.8113 | 1.8113 | 1.8113 | 1.7442 | 1.7442 | 1.228 | 1.228
BART NOX Annual-Hayden H2 -v5.13 | 109 | 5825 | Rate Constraint in lbs/MMBtu | FALSE | L | Annual | Rate | lb/MWh | 0.48888 | 0.48888 | 0.47959 | 0.47959 | 0.47959 | 0.47959 | 0.47959 | 0.47959
BART NOX Annual-Hayden H2 -v5.13 | 109 | 5825 | Rate Constraint in lbs/MMBtu | FALSE | L | Annual | Constraint Shadow Price | US2016$/Ton | 0 | 0 | 0 | 0 | 0 | 0 | 0 | 0
BART NOX Annual-Jeffrey Energy Center 1 -v5.13 | 110 | 5831 | Rate Constraint in lbs/MMBtu | FALSE | L | Annual | Seasons Included | Seasons | Winter, WintShld, Summer | Winter, WintShld, Summer | Winter, WintShld, Summer | Winter, WintShld, Summer | Winter, WintShld, Summer | Winter, WintShld, Summer | Winter, WintShld, Summer | Winter, WintShld, Summer
BART NOX Annual-Jeffrey Energy Center 1 -v5.13 | 110 | 5831 | Rate Constraint in lbs/MMBtu | FALSE | L | Annual | Standard NOX | lb/MMBtu | 0.15 | 0.15 | 0.15 | 0.15 | 0.15 | 0.15 | 0.15 | 0.15
BART NOX Annual-Jeffrey Energy Center 1 -v5.13 | 110 | 5831 | Rate Constraint in lbs/MMBtu | FALSE | L | Annual | Emissions at Affected Plants NOX | Thousand Tons | 0.85606 | 0.93049 | 0.94587 | 0.85223 | 0.64043 | 0.69019 | 0.64043 | 0.52149
BART NOX Annual-Jeffrey Energy Center 1 -v5.13 | 110 | 5831 | Rate Constraint in lbs/MMBtu | FALSE | L | Annual | Allowances Purchased NOX | Thousand Tons | 0 | 0 | 0 | 0 | 0 | 0 | 0 | 0
BART NOX Annual-Jeffrey Energy Center 1 -v5.13 | 110 | 5831 | Rate Constraint in lbs/MMBtu | FALSE | L | Annual | Allowances Sold NOX | Thousand Tons | 0 | 0 | 0 | 0 | 0 | 0 | 0 | 0
BART NOX Annual-Jeffrey Energy Center 1 -v5.13 | 110 | 5831 | Rate Constraint in lbs/MMBtu | FALSE | L | Annual | Allowances Banked | Thousand Tons | 0 | 0 | 0 | 0 | 0 | 0 | 0 | 0
BART NOX Annual-Jeffrey Energy Center 1 -v5.13 | 110 | 5831 | Rate Constraint in lbs/MMBtu | FALSE | L | Annual | Allowances Withdrawn (1:1) | Thousand Tons | 0 | 0 | 0 | 0 | 0 | 0 | 0 | 0
BART NOX Annual-Jeffrey Energy Center 1 -v5.13 | 110 | 5831 | Rate Constraint in lbs/MMBtu | FALSE | L | Annual | Allowances Withdrawn (n:1) | Thousand Tons | 0 | 0 | 0 | 0 | 0 | 0 | 0 | 0
BART NOX Annual-Jeffrey Energy Center 1 -v5.13 | 110 | 5831 | Rate Constraint in lbs/MMBtu | FALSE | L | Annual | Net Emissions Allowance Position | Thousand Tons | 0.85606 | 0.93049 | 0.94587 | 0.85223 | 0.64043 | 0.69019 | 0.64043 | 0.52149
BART NOX Annual-Jeffrey Energy Center 1 -v5.13 | 110 | 5831 | Rate Constraint in lbs/MMBtu | FALSE | L | Annual | Fuel Consumed | TBtu | 50.5796 | 54.977 | 55.8858 | 50.3534 | 37.8391 | 40.7793 | 37.8391 | 30.8117
BART NOX Annual-Jeffrey Energy Center 1 -v5.13 | 110 | 5831 | Rate Constraint in lbs/MMBtu | FALSE | L | Annual | Rate | lb/MMBtu | 0.03385 | 0.03385 | 0.03385 | 0.03385 | 0.03385 | 0.03385 | 0.03385 | 0.03385
BART NOX Annual-Jeffrey Energy Center 1 -v5.13 | 110 | 5831 | Rate Constraint in lbs/MMBtu | FALSE | L | Annual | Generation | TWh | 4.551 | 4.9466 | 5.1733 | 4.6611 | 3.5027 | 3.7749 | 3.5027 | 2.8522
BART NOX Annual-Jeffrey Energy Center 1 -v5.13 | 110 | 5831 | Rate Constraint in lbs/MMBtu | FALSE | L | Annual | Qualifying Generation | TWh | 4.551 | 4.9466 | 5.1733 | 4.6611 | 3.5027 | 3.7749 | 3.5027 | 2.8522
BART NOX Annual-Jeffrey Energy Center 1 -v5.13 | 110 | 5831 | Rate Constraint in lbs/MMBtu | FALSE | L | Annual | Rate | lb/MWh | 0.37621 | 0.37621 | 0.36568 | 0.36568 | 0.36568 | 0.36568 | 0.36568 | 0.36568
BART NOX Annual-Jeffrey Energy Center 1 -v5.13 | 110 | 5831 | Rate Constraint in lbs/MMBtu | FALSE | L | Annual | Constraint Shadow Price | US2016$/Ton | 0 | 0 | 0 | 0 | 0 | 0 | 0 | 0
BART NOX Annual-Jeffrey Energy Center 2 -v5.13 | 111 | 5832 | Rate Constraint in lbs/MMBtu | FALSE | L | Annual | Seasons Included | Seasons | Winter, WintShld, Summer | Winter, WintShld, Summer | Winter, WintShld, Summer | Winter, WintShld, Summer | Winter, WintShld, Summer | Winter, WintShld, Summer | Winter, WintShld, Summer | Winter, WintShld, Summer
BART NOX Annual-Jeffrey Energy Center 2 -v5.13 | 111 | 5832 | Rate Constraint in lbs/MMBtu | FALSE | L | Annual | Standard NOX | lb/MMBtu | 0.15 | 0.15 | 0.15 | 0.15 | 0.15 | 0.15 | 0.15 | 0.15
BART NOX Annual-Jeffrey Energy Center 2 -v5.13 | 111 | 5832 | Rate Constraint in lbs/MMBtu | FALSE | L | Annual | Emissions at Affected Plants NOX | Thousand Tons | 2.4762 | 2.6066 | 2.5336 | 2.5336 | 1.9873 | 1.9873 | 1.9403 | 1.5289
BART NOX Annual-Jeffrey Energy Center 2 -v5.13 | 111 | 5832 | Rate Constraint in lbs/MMBtu | FALSE | L | Annual | Allowances Purchased NOX | Thousand Tons | 0 | 0 | 0 | 0 | 0 | 0 | 0 | 0
BART NOX Annual-Jeffrey Energy Center 2 -v5.13 | 111 | 5832 | Rate Constraint in lbs/MMBtu | FALSE | L | Annual | Allowances Sold NOX | Thousand Tons | 0 | 0 | 0 | 0 | 0 | 0 | 0 | 0
BART NOX Annual-Jeffrey Energy Center 2 -v5.13 | 111 | 5832 | Rate Constraint in lbs/MMBtu | FALSE | L | Annual | Allowances Banked | Thousand Tons | 0 | 0 | 0 | 0 | 0 | 0 | 0 | 0
BART NOX Annual-Jeffrey Energy Center 2 -v5.13 | 111 | 5832 | Rate Constraint in lbs/MMBtu | FALSE | L | Annual | Allowances Withdrawn (1:1) | Thousand Tons | 0 | 0 | 0 | 0 | 0 | 0 | 0 | 0
BART NOX Annual-Jeffrey Energy Center 2 -v5.13 | 111 | 5832 | Rate Constraint in lbs/MMBtu | FALSE | L | Annual | Allowances Withdrawn (n:1) | Thousand Tons | 0 | 0 | 0 | 0 | 0 | 0 | 0 | 0
BART NOX Annual-Jeffrey Energy Center 2 -v5.13 | 111 | 5832 | Rate Constraint in lbs/MMBtu | FALSE | L | Annual | Net Emissions Allowance Position | Thousand Tons | 2.4762 | 2.6066 | 2.5336 | 2.5336 | 1.9873 | 1.9873 | 1.9403 | 1.5289
BART NOX Annual-Jeffrey Energy Center 2 -v5.13 | 111 | 5832 | Rate Constraint in lbs/MMBtu | FALSE | L | Annual | Fuel Consumed | TBtu | 49.5249 | 52.1323 | 50.6726 | 50.6726 | 40.6834 | 40.6834 | 38.8069 | 30.5787
BART NOX Annual-Jeffrey Energy Center 2 -v5.13 | 111 | 5832 | Rate Constraint in lbs/MMBtu | FALSE | L | Annual | Rate | lb/MMBtu | 0.1 | 0.1 | 0.1 | 0.1 | 0.097694 | 0.097694 | 0.1 | 0.1
BART NOX Annual-Jeffrey Energy Center 2 -v5.13 | 111 | 5832 | Rate Constraint in lbs/MMBtu | FALSE | L | Annual | Generation | TWh | 4.449 | 4.6833 | 4.6833 | 4.6833 | 3.7593 | 3.7593 | 3.5866 | 2.8261
BART NOX Annual-Jeffrey Energy Center 2 -v5.13 | 111 | 5832 | Rate Constraint in lbs/MMBtu | FALSE | L | Annual | Qualifying Generation | TWh | 4.449 | 4.6833 | 4.6833 | 4.6833 | 3.7593 | 3.7593 | 3.5866 | 2.8261
BART NOX Annual-Jeffrey Energy Center 2 -v5.13 | 111 | 5832 | Rate Constraint in lbs/MMBtu | FALSE | L | Annual | Rate | lb/MWh | 1.1132 | 1.1132 | 1.082 | 1.082 | 1.0573 | 1.0573 | 1.082 | 1.082
BART NOX Annual-Jeffrey Energy Center 2 -v5.13 | 111 | 5832 | Rate Constraint in lbs/MMBtu | FALSE | L | Annual | Constraint Shadow Price | US2016$/Ton | 0 | 0 | 0 | 0 | 0 | 0 | 0 | 0
BART NOX Annual-Jim Bridger 1 -v5.14 | 112 | 6105 | Rate Constraint in lbs/MMBtu | FALSE | L | Annual | Seasons Included | Seasons | Winter, WintShld, Summer | Winter, WintShld, Summer | Winter, WintShld, Summer | Winter, WintShld, Summer | Winter, WintShld, Summer | Winter, WintShld, Summer | Winter, WintShld, Summer | Winter, WintShld, Summer
BART NOX Annual-Jim Bridger 1 -v5.14 | 112 | 6105 | Rate Constraint in lbs/MMBtu | FALSE | L | Annual | Standard NOX | lb/MMBtu | 0.26 | 0.07 | 0.07 | 0.07 | 0.07 | 0.07 | 0.07 | 0.07
BART NOX Annual-Jim Bridger 1 -v5.14 | 112 | 6105 | Rate Constraint in lbs/MMBtu | FALSE | L | Annual | Emissions at Affected Plants NOX | Thousand Tons | 0 | 0 | 0 | 0 | 0 | 0 | 0 | 0
BART NOX Annual-Jim Bridger 1 -v5.14 | 112 | 6105 | Rate Constraint in lbs/MMBtu | FALSE | L | Annual | Allowances Purchased NOX | Thousand Tons | 0 | 0 | 0 | 0 | 0 | 0 | 0 | 0
BART NOX Annual-Jim Bridger 1 -v5.14 | 112 | 6105 | Rate Constraint in lbs/MMBtu | FALSE | L | Annual | Allowances Sold NOX | Thousand Tons | 0 | 0 | 0 | 0 | 0 | 0 | 0 | 0
BART NOX Annual-Jim Bridger 1 -v5.14 | 112 | 6105 | Rate Constraint in lbs/MMBtu | FALSE | L | Annual | Allowances Banked | Thousand Tons | 0 | 0 | 0 | 0 | 0 | 0 | 0 | 0
BART NOX Annual-Jim Bridger 1 -v5.14 | 112 | 6105 | Rate Constraint in lbs/MMBtu | FALSE | L | Annual | Allowances Withdrawn (1:1) | Thousand Tons | 0 | 0 | 0 | 0 | 0 | 0 | 0 | 0
BART NOX Annual-Jim Bridger 1 -v5.14 | 112 | 6105 | Rate Constraint in lbs/MMBtu | FALSE | L | Annual | Allowances Withdrawn (n:1) | Thousand Tons | 0 | 0 | 0 | 0 | 0 | 0 | 0 | 0
BART NOX Annual-Jim Bridger 1 -v5.14 | 112 | 6105 | Rate Constraint in lbs/MMBtu | FALSE | L | Annual | Net Emissions Allowance Position | Thousand Tons | 0 | 0 | 0 | 0 | 0 | 0 | 0 | 0
BART NOX Annual-Jim Bridger 1 -v5.14 | 112 | 6105 | Rate Constraint in lbs/MMBtu | FALSE | L | Annual | Fuel Consumed | TBtu | 0 | 0 | 0 | 0 | 0 | 0 | 0 | 0
BART NOX Annual-Jim Bridger 1 -v5.14 | 112 | 6105 | Rate Constraint in lbs/MMBtu | FALSE | L | Annual | Rate | lb/MMBtu | 0 | 0 | 0 | 0 | 0 | 0 | 0 | 0
BART NOX Annual-Jim Bridger 1 -v5.14 | 112 | 6105 | Rate Constraint in lbs/MMBtu | FALSE | L | Annual | Generation | TWh | 0 | 0 | 0 | 0 | 0 | 0 | 0 | 0
BART NOX Annual-Jim Bridger 1 -v5.14 | 112 | 6105 | Rate Constraint in lbs/MMBtu | FALSE | L | Annual | Qualifying Generation | TWh | 0 | 0 | 0 | 0 | 0 | 0 | 0 | 0
BART NOX Annual-Jim Bridger 1 -v5.14 | 112 | 6105 | Rate Constraint in lbs/MMBtu | FALSE | L | Annual | Rate | lb/MWh | 0 | 0 | 0 | 0 | 0 | 0 | 0 | 0
BART NOX Annual-Jim Bridger 1 -v5.14 | 112 | 6105 | Rate Constraint in lbs/MMBtu | FALSE | L | Annual | Constraint Shadow Price | US2016$/Ton | 0 | 11446.3323 | 11715.5964 | 13390.5611 | 14548.0813 | 25795.2483 | 28320.9357 | 19367.5476
BART NOX Annual-Jim Bridger 2 -v5.14 | 113 | 6106 | Rate Constraint in lbs/MMBtu | FALSE | L | Annual | Seasons Included | Seasons | Winter, WintShld, Summer | Winter, WintShld, Summer | Winter, WintShld, Summer | Winter, WintShld, Summer | Winter, WintShld, Summer | Winter, WintShld, Summer | Winter, WintShld, Summer | Winter, WintShld, Summer
BART NOX Annual-Jim Bridger 2 -v5.14 | 113 | 6106 | Rate Constraint in lbs/MMBtu | FALSE | L | Annual | Standard NOX | lb/MMBtu | 0.26 | 0.07 | 0.07 | 0.07 | 0.07 | 0.07 | 0.07 | 0.07
BART NOX Annual-Jim Bridger 2 -v5.14 | 113 | 6106 | Rate Constraint in lbs/MMBtu | FALSE | L | Annual | Emissions at Affected Plants NOX | Thousand Tons | 0.69618 | 0.18577 | 0.18428 | 0.24516 | 0.20959 | 0.23385 | 0.24516 | 0.19773
BART NOX Annual-Jim Bridger 2 -v5.14 | 113 | 6106 | Rate Constraint in lbs/MMBtu | FALSE | L | Annual | Allowances Purchased NOX | Thousand Tons | 0 | 0 | 0 | 0 | 0 | 0 | 0 | 0
BART NOX Annual-Jim Bridger 2 -v5.14 | 113 | 6106 | Rate Constraint in lbs/MMBtu | FALSE | L | Annual | Allowances Sold NOX | Thousand Tons | 0 | 0 | 0 | 0 | 0 | 0 | 0 | 0
BART NOX Annual-Jim Bridger 2 -v5.14 | 113 | 6106 | Rate Constraint in lbs/MMBtu | FALSE | L | Annual | Allowances Banked | Thousand Tons | 0 | 0 | 0 | 0 | 0 | 0 | 0 | 0
BART NOX Annual-Jim Bridger 2 -v5.14 | 113 | 6106 | Rate Constraint in lbs/MMBtu | FALSE | L | Annual | Allowances Withdrawn (1:1) | Thousand Tons | 0 | 0 | 0 | 0 | 0 | 0 | 0 | 0
BART NOX Annual-Jim Bridger 2 -v5.14 | 113 | 6106 | Rate Constraint in lbs/MMBtu | FALSE | L | Annual | Allowances Withdrawn (n:1) | Thousand Tons | 0 | 0 | 0 | 0 | 0 | 0 | 0 | 0
BART NOX Annual-Jim Bridger 2 -v5.14 | 113 | 6106 | Rate Constraint in lbs/MMBtu | FALSE | L | Annual | Net Emissions Allowance Position | Thousand Tons | 0.69618 | 0.18577 | 0.18428 | 0.24516 | 0.20959 | 0.23385 | 0.24516 | 0.19773
BART NOX Annual-Jim Bridger 2 -v5.14 | 113 | 6106 | Rate Constraint in lbs/MMBtu | FALSE | L | Annual | Fuel Consumed | TBtu | 10.017 | 5.3077 | 5.2653 | 7.0045 | 5.9883 | 6.6813 | 7.0045 | 5.6495
BART NOX Annual-Jim Bridger 2 -v5.14 | 113 | 6106 | Rate Constraint in lbs/MMBtu | FALSE | L | Annual | Rate | lb/MMBtu | 0.139 | 0.07 | 0.07 | 0.07 | 0.07 | 0.07 | 0.07 | 0.07
BART NOX Annual-Jim Bridger 2 -v5.14 | 113 | 6106 | Rate Constraint in lbs/MMBtu | FALSE | L | Annual | Generation | TWh | 0.97186 | 0.51252 | 0.51252 | 0.68175 | 0.58285 | 0.6503 | 0.68175 | 0.54987
BART NOX Annual-Jim Bridger 2 -v5.14 | 113 | 6106 | Rate Constraint in lbs/MMBtu | FALSE | L | Annual | Qualifying Generation | TWh | 0.97186 | 0.51252 | 0.51252 | 0.68175 | 0.58285 | 0.6503 | 0.68175 | 0.54987
BART NOX Annual-Jim Bridger 2 -v5.14 | 113 | 6106 | Rate Constraint in lbs/MMBtu | FALSE | L | Annual | Rate | lb/MWh | 1.4327 | 0.72494 | 0.71914 | 0.71919 | 0.71919 | 0.71919 | 0.71919 | 0.71919
BART NOX Annual-Jim Bridger 2 -v5.14 | 113 | 6106 | Rate Constraint in lbs/MMBtu | FALSE | L | Annual | Constraint Shadow Price | US2016$/Ton | 0 | 14186.9086 | 10893.221 | 14164.2905 | 14387.9342 | 25606.6996 | 28226.8805 | 19183.6881
BART NOX Annual-Jim Bridger 3 -v5.14 | 114 | 6107 | Rate Constraint in lbs/MMBtu | FALSE | L | Annual | Seasons Included | Seasons | Winter, WintShld, Summer | Winter, WintShld, Summer | Winter, WintShld, Summer | Winter, WintShld, Summer | Winter, WintShld, Summer | Winter, WintShld, Summer | Winter, WintShld, Summer | Winter, WintShld, Summer
BART NOX Annual-Jim Bridger 3 -v5.14 | 114 | 6107 | Rate Constraint in lbs/MMBtu | FALSE | L | Annual | Standard NOX | lb/MMBtu | 0.07 | 0.07 | 0.07 | 0.07 | 0.07 | 0.07 | 0.07 | 0.07
BART NOX Annual-Jim Bridger 3 -v5.14 | 114 | 6107 | Rate Constraint in lbs/MMBtu | FALSE | L | Annual | Emissions at Affected Plants NOX | Thousand Tons | 0.57967 | 0.96929 | 0.96153 | 0.64619 | 0.70319 | 0.54752 | 0.6966 | 0.51555
BART NOX Annual-Jim Bridger 3 -v5.14 | 114 | 6107 | Rate Constraint in lbs/MMBtu | FALSE | L | Annual | Allowances Purchased NOX | Thousand Tons | 0 | 0 | 0 | 0 | 0 | 0 | 0 | 0
BART NOX Annual-Jim Bridger 3 -v5.14 | 114 | 6107 | Rate Constraint in lbs/MMBtu | FALSE | L | Annual | Allowances Sold NOX | Thousand Tons | 0 | 0 | 0 | 0 | 0 | 0 | 0 | 0
BART NOX Annual-Jim Bridger 3 -v5.14 | 114 | 6107 | Rate Constraint in lbs/MMBtu | FALSE | L | Annual | Allowances Banked | Thousand Tons | 0 | 0 | 0 | 0 | 0 | 0 | 0 | 0
BART NOX Annual-Jim Bridger 3 -v5.14 | 114 | 6107 | Rate Constraint in lbs/MMBtu | FALSE | L | Annual | Allowances Withdrawn (1:1) | Thousand Tons | 0 | 0 | 0 | 0 | 0 | 0 | 0 | 0
BART NOX Annual-Jim Bridger 3 -v5.14 | 114 | 6107 | Rate Constraint in lbs/MMBtu | FALSE | L | Annual | Allowances Withdrawn (n:1) | Thousand Tons | 0 | 0 | 0 | 0 | 0 | 0 | 0 | 0
BART NOX Annual-Jim Bridger 3 -v5.14 | 114 | 6107 | Rate Constraint in lbs/MMBtu | FALSE | L | Annual | Net Emissions Allowance Position | Thousand Tons | 0.57967 | 0.96929 | 0.96153 | 0.64619 | 0.70319 | 0.54752 | 0.6966 | 0.51555
BART NOX Annual-Jim Bridger 3 -v5.14 | 114 | 6107 | Rate Constraint in lbs/MMBtu | FALSE | L | Annual | Fuel Consumed | TBtu | 23.3128 | 38.982 | 38.6701 | 25.988 | 28.2802 | 22.0198 | 28.0152 | 20.7341
BART NOX Annual-Jim Bridger 3 -v5.14 | 114 | 6107 | Rate Constraint in lbs/MMBtu | FALSE | L | Annual | Rate | lb/MMBtu | 0.04973 | 0.04973 | 0.04973 | 0.04973 | 0.04973 | 0.04973 | 0.04973 | 0.04973
BART NOX Annual-Jim Bridger 3 -v5.14 | 114 | 6107 | Rate Constraint in lbs/MMBtu | FALSE | L | Annual | Generation | TWh | 2.2555 | 3.7715 | 3.7715 | 2.5346 | 2.7582 | 2.1476 | 2.7323 | 2.0222
BART NOX Annual-Jim Bridger 3 -v5.14 | 114 | 6107 | Rate Constraint in lbs/MMBtu | FALSE | L | Annual | Qualifying Generation | TWh | 2.2555 | 3.7715 | 3.7715 | 2.5346 | 2.7582 | 2.1476 | 2.7323 | 2.0222
BART NOX Annual-Jim Bridger 3 -v5.14 | 114 | 6107 | Rate Constraint in lbs/MMBtu | FALSE | L | Annual | Rate | lb/MWh | 0.51401 | 0.51401 | 0.5099 | 0.5099 | 0.5099 | 0.5099 | 0.5099 | 0.5099
BART NOX Annual-Jim Bridger 3 -v5.14 | 114 | 6107 | Rate Constraint in lbs/MMBtu | FALSE | L | Annual | Constraint Shadow Price | US2016$/Ton | 0 | 0 | 0 | 0 | 0 | 0 | 0 | 0
BART NOX Annual-Jim Bridger 4 -v5.14 | 115 | 6108 | Rate Constraint in lbs/MMBtu | FALSE | L | Annual | Seasons Included | Seasons | Winter, WintShld, Summer | Winter, WintShld, Summer | Winter, WintShld, Summer | Winter, WintShld, Summer | Winter, WintShld, Summer | Winter, WintShld, Summer | Winter, WintShld, Summer | Winter, WintShld, Summer
BART NOX Annual-Jim Bridger 4 -v5.14 | 115 | 6108 | Rate Constraint in lbs/MMBtu | FALSE | L | Annual | Standard NOX | lb/MMBtu | 0.07 | 0.07 | 0.07 | 0.07 | 0.07 | 0.07 | 0.07 | 0.07
BART NOX Annual-Jim Bridger 4 -v5.14 | 115 | 6108 | Rate Constraint in lbs/MMBtu | FALSE | L | Annual | Emissions at Affected Plants NOX | Thousand Tons | 0.4585 | 0.95572 | 0.85987 | 0.62621 | 0.46592 | 0.72749 | 0.61773 | 0.59895
BART NOX Annual-Jim Bridger 4 -v5.14 | 115 | 6108 | Rate Constraint in lbs/MMBtu | FALSE | L | Annual | Allowances Purchased NOX | Thousand Tons | 0 | 0 | 0 | 0 | 0 | 0 | 0 | 0
BART NOX Annual-Jim Bridger 4 -v5.14 | 115 | 6108 | Rate Constraint in lbs/MMBtu | FALSE | L | Annual | Allowances Sold NOX | Thousand Tons | 0 | 0 | 0 | 0 | 0 | 0 | 0 | 0
BART NOX Annual-Jim Bridger 4 -v5.14 | 115 | 6108 | Rate Constraint in lbs/MMBtu | FALSE | L | Annual | Allowances Banked | Thousand Tons | 0 | 0 | 0 | 0 | 0 | 0 | 0 | 0
BART NOX Annual-Jim Bridger 4 -v5.14 | 115 | 6108 | Rate Constraint in lbs/MMBtu | FALSE | L | Annual | Allowances Withdrawn (1:1) | Thousand Tons | 0 | 0 | 0 | 0 | 0 | 0 | 0 | 0
BART NOX Annual-Jim Bridger 4 -v5.14 | 115 | 6108 | Rate Constraint in lbs/MMBtu | FALSE | L | Annual | Allowances Withdrawn (n:1) | Thousand Tons | 0 | 0 | 0 | 0 | 0 | 0 | 0 | 0
BART NOX Annual-Jim Bridger 4 -v5.14 | 115 | 6108 | Rate Constraint in lbs/MMBtu | FALSE | L | Annual | Net Emissions Allowance Position | Thousand Tons | 0.4585 | 0.95572 | 0.85987 | 0.62621 | 0.46592 | 0.72749 | 0.61773 | 0.59895
BART NOX Annual-Jim Bridger 4 -v5.14 | 115 | 6108 | Rate Constraint in lbs/MMBtu | FALSE | L | Annual | Fuel Consumed | TBtu | 18.6725 | 38.9216 | 35.0181 | 25.5023 | 18.9747 | 29.627 | 25.1568 | 24.3922
BART NOX Annual-Jim Bridger 4 -v5.14 | 115 | 6108 | Rate Constraint in lbs/MMBtu | FALSE | L | Annual | Rate | lb/MMBtu | 0.04911 | 0.04911 | 0.04911 | 0.04911 | 0.04911 | 0.04911 | 0.04911 | 0.04911
BART NOX Annual-Jim Bridger 4 -v5.14 | 115 | 6108 | Rate Constraint in lbs/MMBtu | FALSE | L | Annual | Generation | TWh | 1.805 | 3.7624 | 3.4123 | 2.4851 | 1.849 | 2.887 | 2.4514 | 2.3769
BART NOX Annual-Jim Bridger 4 -v5.14 | 115 | 6108 | Rate Constraint in lbs/MMBtu | FALSE | L | Annual | Qualifying Generation | TWh | 1.805 | 3.7624 | 3.4123 | 2.4851 | 1.849 | 2.887 | 2.4514 | 2.3769
BART NOX Annual-Jim Bridger 4 -v5.14 | 115 | 6108 | Rate Constraint in lbs/MMBtu | FALSE | L | Annual | Rate | lb/MWh | 0.50804 | 0.50804 | 0.50398 | 0.50398 | 0.50398 | 0.50398 | 0.50398 | 0.50398
BART NOX Annual-Jim Bridger 4 -v5.14 | 115 | 6108 | Rate Constraint in lbs/MMBtu | FALSE | L | Annual | Constraint Shadow Price | US2016$/Ton | 0 | 0 | 0 | 0 | 0 | 0 | 0 | 0
BART NOX Annual-La Cygne 1 & 2 -v5.13 | 116 | 5833 | Rate Constraint in lbs/MMBtu | FALSE | L | Annual | Seasons Included | Seasons | Winter, WintShld, Summer | Winter, WintShld, Summer | Winter, WintShld, Summer | Winter, WintShld, Summer | Winter, WintShld, Summer | Winter, WintShld, Summer | Winter, WintShld, Summer | Winter, WintShld, Summer
BART NOX Annual-La Cygne 1 & 2 -v5.13 | 116 | 5833 | Rate Constraint in lbs/MMBtu | FALSE | L | Annual | Standard NOX | lb/MMBtu | 0.13 | 0.13 | 0.13 | 0.13 | 0.13 | 0.13 | 0.13 | 0.13
BART NOX Annual-La Cygne 1 & 2 -v5.13 | 116 | 5833 | Rate Constraint in lbs/MMBtu | FALSE | L | Annual | Emissions at Affected Plants NOX | Thousand Tons | 2.6312 | 2.8988 | 3.5323 | 2.7927 | 2.7959 | 3.3363 | 2.8751 | 2.5484
BART NOX Annual-La Cygne 1 & 2 -v5.13 | 116 | 5833 | Rate Constraint in lbs/MMBtu | FALSE | L | Annual | Allowances Purchased NOX | Thousand Tons | 0 | 0 | 0 | 0 | 0 | 0 | 0 | 0
BART NOX Annual-La Cygne 1 & 2 -v5.13 | 116 | 5833 | Rate Constraint in lbs/MMBtu | FALSE | L | Annual | Allowances Sold NOX | Thousand Tons | 0 | 0 | 0 | 0 | 0 | 0 | 0 | 0
BART NOX Annual-La Cygne 1 & 2 -v5.13 | 116 | 5833 | Rate Constraint in lbs/MMBtu | FALSE | L | Annual | Allowances Banked | Thousand Tons | 0 | 0 | 0 | 0 | 0 | 0 | 0 | 0
BART NOX Annual-La Cygne 1 & 2 -v5.13 | 116 | 5833 | Rate Constraint in lbs/MMBtu | FALSE | L | Annual | Allowances Withdrawn (1:1) | Thousand Tons | 0 | 0 | 0 | 0 | 0 | 0 | 0 | 0
BART NOX Annual-La Cygne 1 & 2 -v5.13 | 116 | 5833 | Rate Constraint in lbs/MMBtu | FALSE | L | Annual | Allowances Withdrawn (n:1) | Thousand Tons | 0 | 0 | 0 | 0 | 0 | 0 | 0 | 0
BART NOX Annual-La Cygne 1 & 2 -v5.13 | 116 | 5833 | Rate Constraint in lbs/MMBtu | FALSE | L | Annual | Net Emissions Allowance Position | Thousand Tons | 2.6312 | 2.8988 | 3.5323 | 2.7927 | 2.7959 | 3.3363 | 2.8751 | 2.5484
BART NOX Annual-La Cygne 1 & 2 -v5.13 | 116 | 5833 | Rate Constraint in lbs/MMBtu | FALSE | L | Annual | Fuel Consumed | TBtu | 58.6082 | 64.5435 | 77.882 | 62.2931 | 62.3591 | 74.3309 | 64.0187 | 56.8105
BART NOX Annual-La Cygne 1 & 2 -v5.13 | 116 | 5833 | Rate Constraint in lbs/MMBtu | FALSE | L | Annual | Rate | lb/MMBtu | 0.08979 | 0.089825 | 0.090708 | 0.089664 | 0.089671 | 0.089768 | 0.089821 | 0.089715
BART NOX Annual-La Cygne 1 & 2 -v5.13 | 116 | 5833 | Rate Constraint in lbs/MMBtu | FALSE | L | Annual | Generation | TWh | 5.3066 | 5.8449 | 7.1681 | 5.7136 | 5.7197 | 6.82 | 5.8749 | 5.2116
BART NOX Annual-La Cygne 1 & 2 -v5.13 | 116 | 5833 | Rate Constraint in lbs/MMBtu | FALSE | L | Annual | Qualifying Generation | TWh | 5.3066 | 5.8449 | 7.1681 | 5.7136 | 5.7197 | 6.82 | 5.8749 | 5.2116
BART NOX Annual-La Cygne 1 & 2 -v5.13 | 116 | 5833 | Rate Constraint in lbs/MMBtu | FALSE | L | Annual | Rate | lb/MWh | 0.99167 | 0.99191 | 0.98555 | 0.97758 | 0.97763 | 0.97837 | 0.97878 | 0.97797
BART NOX Annual-La Cygne 1 & 2 -v5.13 | 116 | 5833 | Rate Constraint in lbs/MMBtu | FALSE | L | Annual | Constraint Shadow Price | US2016$/Ton | 0 | 0 | 0 | 0 | 0 | 0 | 0 | 0
BART NOX Annual-Laramie 1 -v5.14 | 117 | 6099 | Rate Constraint in lbs/MMBtu | FALSE | L | Annual | Seasons Included | Seasons | Winter, WintShld, Summer | Winter, WintShld, Summer | Winter, WintShld, Summer | Winter, WintShld, Summer | Winter, WintShld, Summer | Winter, WintShld, Summer | Winter, WintShld, Summer | Winter, WintShld, Summer
BART NOX Annual-Laramie 1 -v5.14 | 117 | 6099 | Rate Constraint in lbs/MMBtu | FALSE | L | Annual | Standard NOX | lb/MMBtu | 0.06 | 0.06 | 0.06 | 0.06 | 0.06 | 0.06 | 0.06 | 0.06
BART NOX Annual-Laramie 1 -v5.14 | 117 | 6099 | Rate Constraint in lbs/MMBtu | FALSE | L | Annual | Emissions at Affected Plants NOX | Thousand Tons | 1.265 | 1.265 | 1.2549 | 1.2549 | 1.2549 | 1.2549 | 1.2549 | 1.2447
BART NOX Annual-Laramie 1 -v5.14 | 117 | 6099 | Rate Constraint in lbs/MMBtu | FALSE | L | Annual | Allowances Purchased NOX | Thousand Tons | 0 | 0 | 0 | 0 | 0 | 0 | 0 | 0
BART NOX Annual-Laramie 1 -v5.14 | 117 | 6099 | Rate Constraint in lbs/MMBtu | FALSE | L | Annual | Allowances Sold NOX | Thousand Tons | 0 | 0 | 0 | 0 | 0 | 0 | 0 | 0
BART NOX Annual-Laramie 1 -v5.14 | 117 | 6099 | Rate Constraint in lbs/MMBtu | FALSE | L | Annual | Allowances Banked | Thousand Tons | 0 | 0 | 0 | 0 | 0 | 0 | 0 | 0
BART NOX Annual-Laramie 1 -v5.14 | 117 | 6099 | Rate Constraint in lbs/MMBtu | FALSE | L | Annual | Allowances Withdrawn (1:1) | Thousand Tons | 0 | 0 | 0 | 0 | 0 | 0 | 0 | 0
BART NOX Annual-Laramie 1 -v5.14 | 117 | 6099 | Rate Constraint in lbs/MMBtu | FALSE | L | Annual | Allowances Withdrawn (n:1) | Thousand Tons | 0 | 0 | 0 | 0 | 0 | 0 | 0 | 0
BART NOX Annual-Laramie 1 -v5.14 | 117 | 6099 | Rate Constraint in lbs/MMBtu | FALSE | L | Annual | Net Emissions Allowance Position | Thousand Tons | 1.265 | 1.265 | 1.2549 | 1.2549 | 1.2549 | 1.2549 | 1.2549 | 1.2447
BART NOX Annual-Laramie 1 -v5.14 | 117 | 6099 | Rate Constraint in lbs/MMBtu | FALSE | L | Annual | Fuel Consumed | TBtu | 42.1661 | 42.1661 | 41.8288 | 41.8288 | 41.8288 | 41.8288 | 41.8288 | 41.4911
BART NOX Annual-Laramie 1 -v5.14 | 117 | 6099 | Rate Constraint in lbs/MMBtu | FALSE | L | Annual | Rate | lb/MMBtu | 0.06 | 0.06 | 0.06 | 0.06 | 0.06 | 0.06 | 0.06 | 0.06
BART NOX Annual-Laramie 1 -v5.14 | 117 | 6099 | Rate Constraint in lbs/MMBtu | FALSE | L | Annual | Generation | TWh | 4.0848 | 4.0848 | 3.125 | 3.125 | 3.125 | 3.125 | 3.125 | 3.092
BART NOX Annual-Laramie 1 -v5.14 | 117 | 6099 | Rate Constraint in lbs/MMBtu | FALSE | L | Annual | Qualifying Generation | TWh | 4.0848 | 4.0848 | 3.125 | 3.125 | 3.125 | 3.125 | 3.125 | 3.092
BART NOX Annual-Laramie 1 -v5.14 | 117 | 6099 | Rate Constraint in lbs/MMBtu | FALSE | L | Annual | Rate | lb/MWh | 0.61936 | 0.61936 | 0.80312 | 0.80312 | 0.80312 | 0.80312 | 0.80312 | 0.80514
BART NOX Annual-Laramie 1 -v5.14 | 117 | 6099 | Rate Constraint in lbs/MMBtu | FALSE | L | Annual | Constraint Shadow Price | US2016$/Ton | 10577.78 | 11057.253 | 10690.1358 | 10480.4273 | 9725.6306 | 10579.016 | 10591.5376 | 7679.5097
BART NOX Annual-Laramie 2 -v5.14 | 118 | 6100 | Rate Constraint in lbs/MMBtu | FALSE | L | Annual | Seasons Included | Seasons | Winter, WintShld, Summer | Winter, WintShld, Summer | Winter, WintShld, Summer | Winter, WintShld, Summer | Winter, WintShld, Summer | Winter, WintShld, Summer | Winter, WintShld, Summer | Winter, WintShld, Summer
BART NOX Annual-Laramie 2 -v5.14 | 118 | 6100 | Rate Constraint in lbs/MMBtu | FALSE | L | Annual | Standard NOX | lb/MMBtu | 0.15 | 0.15 | 0.15 | 0.15 | 0.15 | 0.15 | 0.15 | 0.15
BART NOX Annual-Laramie 2 -v5.14 | 118 | 6100 | Rate Constraint in lbs/MMBtu | FALSE | L | Annual | Emissions at Affected Plants NOX | Thousand Tons | 2.7806 | 2.7806 | 2.7584 | 2.7584 | 2.7584 | 2.7584 | 2.7584 | 2.6442
BART NOX Annual-Laramie 2 -v5.14 | 118 | 6100 | Rate Constraint in lbs/MMBtu | FALSE | L | Annual | Allowances Purchased NOX | Thousand Tons | 0 | 0 | 0 | 0 | 0 | 0 | 0 | 0
BART NOX Annual-Laramie 2 -v5.14 | 118 | 6100 | Rate Constraint in lbs/MMBtu | FALSE | L | Annual | Allowances Sold NOX | Thousand Tons | 0 | 0 | 0 | 0 | 0 | 0 | 0 | 0
BART NOX Annual-Laramie 2 -v5.14 | 118 | 6100 | Rate Constraint in lbs/MMBtu | FALSE | L | Annual | Allowances Banked | Thousand Tons | 0 | 0 | 0 | 0 | 0 | 0 | 0 | 0
BART NOX Annual-Laramie 2 -v5.14 | 118 | 6100 | Rate Constraint in lbs/MMBtu | FALSE | L | Annual | Allowances Withdrawn (1:1) | Thousand Tons | 0 | 0 | 0 | 0 | 0 | 0 | 0 | 0
BART NOX Annual-Laramie 2 -v5.14 | 118 | 6100 | Rate Constraint in lbs/MMBtu | FALSE | L | Annual | Allowances Withdrawn (n:1) | Thousand Tons | 0 | 0 | 0 | 0 | 0 | 0 | 0 | 0
BART NOX Annual-Laramie 2 -v5.14 | 118 | 6100 | Rate Constraint in lbs/MMBtu | FALSE | L | Annual | Net Emissions Allowance Position | Thousand Tons | 2.7806 | 2.7806 | 2.7584 | 2.7584 | 2.7584 | 2.7584 | 2.7584 | 2.6442
BART NOX Annual-Laramie 2 -v5.14 | 118 | 6100 | Rate Constraint in lbs/MMBtu | FALSE | L | Annual | Fuel Consumed | TBtu | 42.1056 | 42.1056 | 41.7688 | 41.7688 | 41.7688 | 41.7688 | 41.7688 | 40.0393
BART NOX Annual-Laramie 2 -v5.14 | 118 | 6100 | Rate Constraint in lbs/MMBtu | FALSE | L | Annual | Rate | lb/MMBtu | 0.13208 | 0.13208 | 0.13208 | 0.13208 | 0.13208 | 0.13208 | 0.13208 | 0.13208
BART NOX Annual-Laramie 2 -v5.14 | 118 | 6100 | Rate Constraint in lbs/MMBtu | FALSE | L | Annual | Generation | TWh | 4.1084 | 4.1084 | 4.1084 | 4.1084 | 4.1084 | 4.1084 | 4.1084 | 3.9382
BART NOX Annual-Laramie 2 -v5.14 | 118 | 6100 | Rate Constraint in lbs/MMBtu | FALSE | L | Annual | Qualifying Generation | TWh | 4.1084 | 4.1084 | 4.1084 | 4.1084 | 4.1084 | 4.1084 | 4.1084 | 3.9382
BART NOX Annual-Laramie 2 -v5.14 | 118 | 6100 | Rate Constraint in lbs/MMBtu | FALSE | L | Annual | Rate | lb/MWh | 1.3536 | 1.3536 | 1.3428 | 1.3428 | 1.3428 | 1.3428 | 1.3428 | 1.3428
BART NOX Annual-Laramie 2 -v5.14 | 118 | 6100 | Rate Constraint in lbs/MMBtu | FALSE | L | Annual | Constraint Shadow Price | US2016$/Ton | 0 | 0 | 0 | 0 | 0 | 0 | 0 | 0
BART NOX Annual-Laramie 3 -v5.14 | 119 | 6101 | Rate Constraint in lbs/MMBtu | FALSE | L | Annual | Seasons Included | Seasons | Winter, WintShld, Summer | Winter, WintShld, Summer | Winter, WintShld, Summer | Winter, WintShld, Summer | Winter, WintShld, Summer | Winter, WintShld, Summer | Winter, WintShld, Summer | Winter, WintShld, Summer
BART NOX Annual-Laramie 3 -v5.14 | 119 | 6101 | Rate Constraint in lbs/MMBtu | FALSE | L | Annual | Standard NOX | lb/MMBtu | 0.15 | 0.15 | 0.15 | 0.15 | 0.15 | 0.15 | 0.15 | 0.15
BART NOX Annual-Laramie 3 -v5.14 | 119 | 6101 | Rate Constraint in lbs/MMBtu | FALSE | L | Annual | Emissions at Affected Plants NOX | Thousand Tons | 2.7909 | 2.7909 | 2.7686 | 2.7686 | 2.7686 | 2.7686 | 2.7686 | 2.7686
BART NOX Annual-Laramie 3 -v5.14 | 119 | 6101 | Rate Constraint in lbs/MMBtu | FALSE | L | Annual | Allowances Purchased NOX | Thousand Tons | 0 | 0 | 0 | 0 | 0 | 0 | 0 | 0
BART NOX Annual-Laramie 3 -v5.14 | 119 | 6101 | Rate Constraint in lbs/MMBtu | FALSE | L | Annual | Allowances Sold NOX | Thousand Tons | 0 | 0 | 0 | 0 | 0 | 0 | 0 | 0
BART NOX Annual-Laramie 3 -v5.14 | 119 | 6101 | Rate Constraint in lbs/MMBtu | FALSE | L | Annual | Allowances Banked | Thousand Tons | 0 | 0 | 0 | 0 | 0 | 0 | 0 | 0
BART NOX Annual-Laramie 3 -v5.14 | 119 | 6101 | Rate Constraint in lbs/MMBtu | FALSE | L | Annual | Allowances Withdrawn (1:1) | Thousand Tons | 0 | 0 | 0 | 0 | 0 | 0 | 0 | 0
BART NOX Annual-Laramie 3 -v5.14 | 119 | 6101 | Rate Constraint in lbs/MMBtu | FALSE | L | Annual | Allowances Withdrawn (n:1) | Thousand Tons | 0 | 0 | 0 | 0 | 0 | 0 | 0 | 0
BART NOX Annual-Laramie 3 -v5.14 | 119 | 6101 | Rate Constraint in lbs/MMBtu | FALSE | L | Annual | Net Emissions Allowance Position | Thousand Tons | 2.7909 | 2.7909 | 2.7686 | 2.7686 | 2.7686 | 2.7686 | 2.7686 | 2.7686
BART NOX Annual-Laramie 3 -v5.14 | 119 | 6101 | Rate Constraint in lbs/MMBtu | FALSE | L | Annual | Fuel Consumed | TBtu | 41.9876 | 41.9876 | 41.6517 | 41.6517 | 41.6517 | 41.6517 | 41.6517 | 41.6517
BART NOX Annual-Laramie 3 -v5.14 | 119 | 6101 | Rate Constraint in lbs/MMBtu | FALSE | L | Annual | Rate | lb/MMBtu | 0.13294 | 0.13294 | 0.13294 | 0.13294 | 0.13294 | 0.13294 | 0.13294 | 0.13294
BART NOX Annual-Laramie 3 -v5.14 | 119 | 6101 | Rate Constraint in lbs/MMBtu | FALSE | L | Annual | Generation | TWh | 4.1083 | 4.1083 | 4.1083 | 4.1083 | 4.1083 | 4.1083 | 4.1083 | 4.1083
BART NOX Annual-Laramie 3 -v5.14 | 119 | 6101 | Rate Constraint in lbs/MMBtu | FALSE | L | Annual | Qualifying Generation | TWh | 4.1083 | 4.1083 | 4.1083 | 4.1083 | 4.1083 | 4.1083 | 4.1083 | 4.1083
BART NOX Annual-Laramie 3 -v5.14 | 119 | 6101 | Rate Constraint in lbs/MMBtu | FALSE | L | Annual | Rate | lb/MWh | 1.3587 | 1.3587 | 1.3478 | 1.3478 | 1.3478 | 1.3478 | 1.3478 | 1.3478
BART NOX Annual-Laramie 3 -v5.14 | 119 | 6101 | Rate Constraint in lbs/MMBtu | FALSE | L | Annual | Constraint Shadow Price | US2016$/Ton | 0 | 0 | 0 | 0 | 0 | 0 | 0 | 0
BART NOX Annual-Lawrence 4 -v5.14 | 120 | 6095 | Rate Constraint in lbs/MMBtu | FALSE | L | Annual | Seasons Included | Seasons | Winter, WintShld, Summer | Winter, WintShld, Summer | Winter, WintShld, Summer | Winter, WintShld, Summer | Winter, WintShld, Summer | Winter, WintShld, Summer | Winter, WintShld, Summer | Winter, WintShld, Summer
BART NOX Annual-Lawrence 4 -v5.14 | 120 | 6095 | Rate Constraint in lbs/MMBtu | FALSE | L | Annual | Standard NOX | lb/MMBtu | 0.18 | 0.18 | 0.18 | 0.18 | 0.18 | 0.18 | 0.18 | 0.18
BART NOX Annual-Lawrence 4 -v5.14 | 120 | 6095 | Rate Constraint in lbs/MMBtu | FALSE | L | Annual | Emissions at Affected Plants NOX | Thousand Tons | 0.2747 | 0.2747 | 0.31151 | 0.32466 | 0.32466 | 0.39034 | 0.32466 | 0
BART NOX Annual-Lawrence 4 -v5.14 | 120 | 6095 | Rate Constraint in lbs/MMBtu | FALSE | L | Annual | Allowances Purchased NOX | Thousand Tons | 0 | 0 | 0 | 0 | 0 | 0 | 0 | 0
BART NOX Annual-Lawrence 4 -v5.14 | 120 | 6095 | Rate Constraint in lbs/MMBtu | FALSE | L | Annual | Allowances Sold NOX | Thousand Tons | 0 | 0 | 0 | 0 | 0 | 0 | 0 | 0
BART NOX Annual-Lawrence 4 -v5.14 | 120 | 6095 | Rate Constraint in lbs/MMBtu | FALSE | L | Annual | Allowances Banked | Thousand Tons | 0 | 0 | 0 | 0 | 0 | 0 | 0 | 0
BART NOX Annual-Lawrence 4 -v5.14 | 120 | 6095 | Rate Constraint in lbs/MMBtu | FALSE | L | Annual | Allowances Withdrawn (1:1) | Thousand Tons | 0 | 0 | 0 | 0 | 0 | 0 | 0 | 0
BART NOX Annual-Lawrence 4 -v5.14 | 120 | 6095 | Rate Constraint in lbs/MMBtu | FALSE | L | Annual | Allowances Withdrawn (n:1) | Thousand Tons | 0 | 0 | 0 | 0 | 0 | 0 | 0 | 0
BART NOX Annual-Lawrence 4 -v5.14 | 120 | 6095 | Rate Constraint in lbs/MMBtu | FALSE | L | Annual | Net Emissions Allowance Position | Thousand Tons | 0.2747 | 0.2747 | 0.31151 | 0.32466 | 0.32466 | 0.39034 | 0.32466 | 0
BART NOX Annual-Lawrence 4 -v5.14 | 120 | 6095 | Rate Constraint in lbs/MMBtu | FALSE | L | Annual | Fuel Consumed | TBtu | 3.6788 | 3.6788 | 4.1719 | 4.3479 | 4.3479 | 5.2275 | 4.3479 | 0
BART NOX Annual-Lawrence 4 -v5.14 | 120 | 6095 | Rate Constraint in lbs/MMBtu | FALSE | L | Annual | Rate | lb/MMBtu | 0.14934 | 0.14934 | 0.14934 | 0.14934 | 0.14934 | 0.14934 | 0.14934 | 0
BART NOX Annual-Lawrence 4 -v5.14 | 120 | 6095 | Rate Constraint in lbs/MMBtu | FALSE | L | Annual | Generation | TWh | 0.32202 | 0.32202 | 0.37726 | 0.39317 | 0.39317 | 0.47271 | 0.39317 | 0
BART NOX Annual-Lawrence 4 -v5.14 | 120 | 6095 | Rate Constraint in lbs/MMBtu | FALSE | L | Annual | Qualifying Generation | TWh | 0.32202 | 0.32202 | 0.37726 | 0.39317 | 0.39317 | 0.47271 | 0.39317 | 0
BART NOX Annual-Lawrence 4 -v5.14 | 120 | 6095 | Rate Constraint in lbs/MMBtu | FALSE | L | Annual | Rate | lb/MWh | 1.7061 | 1.7061 | 1.6515 | 1.6515 | 1.6515 | 1.6515 | 1.6515 | 0
BART NOX Annual-Lawrence 4 -v5.14 | 120 | 6095 | Rate Constraint in lbs/MMBtu | FALSE | L | Annual | Constraint Shadow Price | US2016$/Ton | 0 | 0 | 0 | 0 | 0 | 0 | 0 | 0
BART NOX Annual-Lawrence 5 -v5.14 | 121 | 6096 | Rate Constraint in lbs/MMBtu | FALSE | L | Annual | Seasons Included | Seasons | Winter, WintShld, Summer | Winter, WintShld, Summer | Winter, WintShld, Summer | Winter, WintShld, Summer | Winter, WintShld, Summer | Winter, WintShld, Summer | Winter, WintShld, Summer | Winter, WintShld, Summer
BART NOX Annual-Lawrence 5 -v5.14 | 121 | 6096 | Rate Constraint in lbs/MMBtu | FALSE | L | Annual | Standard NOX | lb/MMBtu | 0.15 | 0.15 | 0.15 | 0.15 | 0.15 | 0.15 | 0.15 | 0.15
BART NOX Annual-Lawrence 5 -v5.14 | 121 | 6096 | Rate Constraint in lbs/MMBtu | FALSE | L | Annual | Emissions at Affected Plants NOX | Thousand Tons | 1.3629 | 1.4937 | 1.6428 | 1.0392 | 1.2073 | 1.2073 | 1.1551 | 0.90227
BART NOX Annual-Lawrence 5 -v5.14 | 121 | 6096 | Rate Constraint in lbs/MMBtu | FALSE | L | Annual | Allowances Purchased NOX | Thousand Tons | 0 | 0 | 0 | 0 | 0 | 0 | 0 | 0
BART NOX Annual-Lawrence 5 -v5.14 | 121 | 6096 | Rate Constraint in lbs/MMBtu | FALSE | L | Annual | Allowances Sold NOX | Thousand Tons | 0 | 0 | 0 | 0 | 0 | 0 | 0 | 0
BART NOX Annual-Lawrence 5 -v5.14 | 121 | 6096 | Rate Constraint in lbs/MMBtu | FALSE | L | Annual | Allowances Banked | Thousand Tons | 0 | 0 | 0 | 0 | 0 | 0 | 0 | 0
BART NOX Annual-Lawrence 5 -v5.14 | 121 | 6096 | Rate Constraint in lbs/MMBtu | FALSE | L | Annual | Allowances Withdrawn (1:1) | Thousand Tons | 0 | 0 | 0 | 0 | 0 | 0 | 0 | 0
BART NOX Annual-Lawrence 5 -v5.14 | 121 | 6096 | Rate Constraint in lbs/MMBtu | FALSE | L | Annual | Allowances Withdrawn (n:1) | Thousand Tons | 0 | 0 | 0 | 0 | 0 | 0 | 0 | 0
BART NOX Annual-Lawrence 5 -v5.14 | 121 | 6096 | Rate Constraint in lbs/MMBtu | FALSE | L | Annual | Net Emissions Allowance Position | Thousand Tons | 1.3629 | 1.4937 | 1.6428 | 1.0392 | 1.2073 | 1.2073 | 1.1551 | 0.90227
BART NOX Annual-Lawrence 5 -v5.14 | 121 | 6096 | Rate Constraint in lbs/MMBtu | FALSE | L | Annual | Fuel Consumed | TBtu | 21.2358 | 23.2736 | 25.5961 | 16.1927 | 18.8118 | 18.8118 | 17.9975 | 14.0584
BART NOX Annual-Lawrence 5 -v5.14 | 121 | 6096 | Rate Constraint in lbs/MMBtu | FALSE | L | Annual | Rate | lb/MMBtu | 0.12836 | 0.12836 | 0.12836 | 0.12836 | 0.12836 | 0.12836 | 0.12836 | 0.12836
BART NOX Annual-Lawrence 5 -v5.14 | 121 | 6096 | Rate Constraint in lbs/MMBtu | FALSE | L | Annual | Generation | TWh | 1.9927 | 2.1839 | 2.4483 | 1.5489 | 1.7994 | 1.7994 | 1.7215 | 1.3447
BART NOX Annual-Lawrence 5 -v5.14 | 121 | 6096 | Rate Constraint in lbs/MMBtu | FALSE | L | Annual | Qualifying Generation | TWh | 1.9927 | 2.1839 | 2.4483 | 1.5489 | 1.7994 | 1.7994 | 1.7215 | 1.3447
BART NOX Annual-Lawrence 5 -v5.14 | 121 | 6096 | Rate Constraint in lbs/MMBtu | FALSE | L | Annual | Rate | lb/MWh | 1.3679 | 1.3679 | 1.3419 | 1.3419 | 1.3419 | 1.3419 | 1.3419 | 1.3419
BART NOX Annual-Lawrence 5 -v5.14 | 121 | 6096 | Rate Constraint in lbs/MMBtu | FALSE | L | Annual | Constraint Shadow Price | US2016$/Ton | 0 | 0 | 0 | 0 | 0 | 0 | 0 | 0
BART NOX Annual-Leland Olds 1 -v5.13 | 122 | 5855 | Rate Constraint in lbs/MMBtu | FALSE | L | Annual | Seasons Included | Seasons | Winter, WintShld, Summer | Winter, WintShld, Summer | Winter, WintShld, Summer | Winter, WintShld, Summer | Winter, WintShld, Summer | Winter, WintShld, Summer | Winter, WintShld, Summer | Winter, WintShld, Summer
BART NOX Annual-Leland Olds 1 -v5.13 | 122 | 5855 | Rate Constraint in lbs/MMBtu | FALSE | L | Annual | Standard NOX | lb/MMBtu | 0.19 | 0.19 | 0.19 | 0.19 | 0.19 | 0.19 | 0.19 | 0.19
BART NOX Annual-Leland Olds 1 -v5.13 | 122 | 5855 | Rate Constraint in lbs/MMBtu | FALSE | L | Annual | Emissions at Affected Plants NOX | Thousand Tons | 1.601 | 1.601 | 1.5546 | 1.5546 | 1.4915 | 1.4915 | 1.2955 | 0.95908
BART NOX Annual-Leland Olds 1 -v5.13 | 122 | 5855 | Rate Constraint in lbs/MMBtu | FALSE | L | Annual | Allowances Purchased NOX | Thousand Tons | 0 | 0 | 0 | 0 | 0 | 0 | 0 | 0
BART NOX Annual-Leland Olds 1 -v5.13 | 122 | 5855 | Rate Constraint in lbs/MMBtu | FALSE | L | Annual | Allowances Sold NOX | Thousand Tons | 0 | 0 | 0 | 0 | 0 | 0 | 0 | 0
BART NOX Annual-Leland Olds 1 -v5.13 | 122 | 5855 | Rate Constraint in lbs/MMBtu | FALSE | L | Annual | Allowances Banked | Thousand Tons | 0 | 0 | 0 | 0 | 0 | 0 | 0 | 0
BART NOX Annual-Leland Olds 1 -v5.13 | 122 | 5855 | Rate Constraint in lbs/MMBtu | FALSE | L | Annual | Allowances Withdrawn (1:1) | Thousand Tons | 0 | 0 | 0 | 0 | 0 | 0 | 0 | 0
BART NOX Annual-Leland Olds 1 -v5.13 | 122 | 5855 | Rate Constraint in lbs/MMBtu | FALSE | L | Annual | Allowances Withdrawn (n:1) | Thousand Tons | 0 | 0 | 0 | 0 | 0 | 0 | 0 | 0
BART NOX Annual-Leland Olds 1 -v5.13 | 122 | 5855 | Rate Constraint in lbs/MMBtu | FALSE | L | Annual | Net Emissions Allowance Position | Thousand Tons | 1.601 | 1.601 | 1.5546 | 1.5546 | 1.4915 | 1.4915 | 1.2955 | 0.95908
BART NOX Annual-Leland Olds 1 -v5.13 | 122 | 5855 | Rate Constraint in lbs/MMBtu | FALSE | L | Annual | Fuel Consumed | TBtu | 17.8755 | 17.8755 | 17.3571 | 17.3571 | 16.6526 | 16.6526 | 14.4643 | 10.7082
BART NOX Annual-Leland Olds 1 -v5.13 | 122 | 5855 | Rate Constraint in lbs/MMBtu | FALSE | L | Annual | Rate | lb/MMBtu | 0.17913 | 0.17913 | 0.17913 | 0.17913 | 0.17913 | 0.17913 | 0.17913 | 0.17913
BART NOX Annual-Leland Olds 1 -v5.13 | 122 | 5855 | Rate Constraint in lbs/MMBtu | FALSE | L | Annual | Generation | TWh | 1.5348 | 1.5348 | 1.5348 | 1.5348 | 1.4725 | 1.4725 | 1.279 | 0.94686
BART NOX Annual-Leland Olds 1 -v5.13 | 122 | 5855 | Rate Constraint in lbs/MMBtu | FALSE | L | Annual | Qualifying Generation | TWh | 1.5348 | 1.5348 | 1.5348 | 1.5348 | 1.4725 | 1.4725 | 1.279 | 0.94686
BART NOX Annual-Leland Olds 1 -v5.13 | 122 | 5855 | Rate Constraint in lbs/MMBtu | FALSE | L | Annual | Rate | lb/MWh | 2.0863 | 2.0863 | 2.0258 | 2.0258 | 2.0258 | 2.0258 | 2.0258 | 2.0258
BART NOX Annual-Leland Olds 1 -v5.13 | 122 | 5855 | Rate Constraint in lbs/MMBtu | FALSE | L | Annual | Constraint Shadow Price | US2016$/Ton | 0 | 0 | 0 | 0 | 0 | 0 | 0 | 0
BART NOX Annual-Leland Olds 2 -v5.13 | 123 | 5856 | Rate Constraint in lbs/MMBtu | FALSE | L | Annual | Seasons Included | Seasons | Winter, WintShld, Summer | Winter, WintShld, Summer | Winter, WintShld, Summer | Winter, WintShld, Summer | Winter, WintShld, Summer | Winter, WintShld, Summer | Winter, WintShld, Summer | Winter, WintShld, Summer
BART NOX Annual-Leland Olds 2 -v5.13 | 123 | 5856 | Rate Constraint in lbs/MMBtu | FALSE | L | Annual | Standard NOX | lb/MMBtu | 0.35 | 0.35 | 0.35 | 0.35 | 0.35 | 0.35 | 0.35 | 0.35
BART NOX Annual-Leland Olds 2 -v5.13 | 123 | 5856 | Rate Constraint in lbs/MMBtu | FALSE | L | Annual | Emissions at Affected Plants NOX | Thousand Tons | 5.5 | 5.5 | 5.3405 | 5.3405 | 5.1761 | 5.3405 | 4.9946 | 3.8794
BART NOX Annual-Leland Olds 2 -v5.13 | 123 | 5856 | Rate Constraint in lbs/MMBtu | FALSE | L | Annual | Allowances Purchased NOX | Thousand Tons | 0 | 0 | 0 | 0 | 0 | 0 | 0 | 0
BART NOX Annual-Leland Olds 2 -v5.13 | 123 | 5856 | Rate Constraint in lbs/MMBtu | FALSE | L | Annual | Allowances Sold NOX | Thousand Tons | 0 | 0 | 0 | 0 | 0 | 0 | 0 | 0
BART NOX Annual-Leland Olds 2 -v5.13 | 123 | 5856 | Rate Constraint in lbs/MMBtu | FALSE | L | Annual | Allowances Banked | Thousand Tons | 0 | 0 | 0 | 0 | 0 | 0 | 0 | 0
BART NOX Annual-Leland Olds 2 -v5.13 | 123 | 5856 | Rate Constraint in lbs/MMBtu | FALSE | L | Annual | Allowances Withdrawn (1:1) | Thousand Tons | 0 | 0 | 0 | 0 | 0 | 0 | 0 | 0
BART NOX Annual-Leland Olds 2 -v5.13 | 123 | 5856 | Rate Constraint in lbs/MMBtu | FALSE | L | Annual | Allowances Withdrawn (n:1) | Thousand Tons | 0 | 0 | 0 | 0 | 0 | 0 | 0 | 0
BART NOX Annual-Leland Olds 2 -v5.13 | 123 | 5856 | Rate Constraint in lbs/MMBtu | FALSE | L | Annual | Net Emissions Allowance Position | Thousand Tons | 5.5 | 5.5 | 5.3405 | 5.3405 | 5.1761 | 5.3405 | 4.9946 | 3.8794
BART NOX Annual-Leland Olds 2 -v5.13 | 123 | 5856 | Rate Constraint in lbs/MMBtu | FALSE | L | Annual | Fuel Consumed | TBtu | 37.2404 | 37.2404 | 36.1605 | 36.1605 | 35.0471 | 36.1605 | 33.818 | 26.2669
BART NOX Annual-Leland Olds 2 -v5.13 | 123 | 5856 | Rate Constraint in lbs/MMBtu | FALSE | L | Annual | Rate | lb/MMBtu | 0.29538 | 0.29538 | 0.29538 | 0.29538 | 0.29538 | 0.29538 | 0.29538 | 0.29538
BART NOX Annual-Leland Olds 2 -v5.13 | 123 | 5856 | Rate Constraint in lbs/MMBtu | FALSE | L | Annual | Generation | TWh | 3.209 | 3.209 | 3.0133 | 3.0133 | 2.9145 | 3.0133 | 2.8054 | 2.1353
BART NOX Annual-Leland Olds 2 -v5.13 | 123 | 5856 | Rate Constraint in lbs/MMBtu | FALSE | L | Annual | Qualifying Generation | TWh | 3.209 | 3.209 | 3.0133 | 3.0133 | 2.9145 | 3.0133 | 2.8054 | 2.1353
BART NOX Annual-Leland Olds 2 -v5.13 | 123 | 5856 | Rate Constraint in lbs/MMBtu | FALSE | L | Annual | Rate | lb/MWh | 3.4279 | 3.4279 | 3.5447 | 3.5447 | 3.552 | 3.5447 | 3.5607 | 3.6336
BART NOX Annual-Leland Olds 2 -v5.13 | 123 | 5856 | Rate Constraint in lbs/MMBtu | FALSE | L | Annual | Constraint Shadow Price | US2016$/Ton | 0 | 0 | 0 | 0 | 0 | 0 | 0 | 0
BART NOX Annual-Martin Drake 6 -v5.13 | 124 | 5827 | Rate Constraint in lbs/MMBtu | FALSE | L | Annual | Seasons Included | Seasons | Winter, WintShld, Summer | Winter, WintShld, Summer | Winter, WintShld, Summer | Winter, WintShld, Summer | Winter, WintShld, Summer | Winter, WintShld, Summer | Winter, WintShld, Summer | Winter, WintShld, Summer
BART NOX Annual-Martin Drake 6 -v5.13 | 124 | 5827 | Rate Constraint in lbs/MMBtu | FALSE | L | Annual | Standard NOX | lb/MMBtu | 0.32 | 0.32 | 0.32 | 0.32 | 0.32 | 0.32 | 0.32 | 0.32
BART NOX Annual-Martin Drake 6 -v5.13 | 124 | 5827 | Rate Constraint in lbs/MMBtu | FALSE | L | Annual | Emissions at Affected Plants NOX | Thousand Tons | 0.67556 | 0.74621 | 0.72233 | 0.72233 | 0.63644 | 0.67285 | 0.48574 | 0.48574
BART NOX Annual-Martin Drake 6 -v5.13 | 124 | 5827 | Rate Constraint in lbs/MMBtu | FALSE | L | Annual | Allowances Purchased NOX | Thousand Tons | 0 | 0 | 0 | 0 | 0 | 0 | 0 | 0
BART NOX Annual-Martin Drake 6 -v5.13 | 124 | 5827 | Rate Constraint in lbs/MMBtu | FALSE | L | Annual | Allowances Sold NOX | Thousand Tons | 0 | 0 | 0 | 0 | 0 | 0 | 0 | 0
BART NOX Annual-Martin Drake 6 -v5.13 | 124 | 5827 | Rate Constraint in lbs/MMBtu | FALSE | L | Annual | Allowances Banked | Thousand Tons | 0 | 0 | 0 | 0 | 0 | 0 | 0 | 0
BART NOX Annual-Martin Drake 6 -v5.13 | 124 | 5827 | Rate Constraint in lbs/MMBtu | FALSE | L | Annual | Allowances Withdrawn (1:1) | Thousand Tons | 0 | 0 | 0 | 0 | 0 | 0 | 0 | 0
BART NOX Annual-Martin Drake 6 -v5.13 | 124 | 5827 | Rate Constraint in lbs/MMBtu | FALSE | L | Annual | Allowances Withdrawn (n:1) | Thousand Tons | 0 | 0 | 0 | 0 | 0 | 0 | 0 | 0
BART NOX Annual-Martin Drake 6 -v5.13 | 124 | 5827 | Rate Constraint in lbs/MMBtu | FALSE | L | Annual | Net Emissions Allowance Position | Thousand Tons | 0.67556 | 0.74621 | 0.72233 | 0.72233 | 0.63644 | 0.67285 | 0.48574 | 0.48574
BART NOX Annual-Martin Drake 6 -v5.13 | 124 | 5827 | Rate Constraint in lbs/MMBtu | FALSE | L | Annual | Fuel Consumed | TBtu | 6.2004 | 6.8488 | 6.6296 | 6.6296 | 5.8413 | 6.1755 | 4.4582 | 4.4582
BART NOX Annual-Martin Drake 6 -v5.13 | 124 | 5827 | Rate Constraint in lbs/MMBtu | FALSE | L | Annual | Rate | lb/MMBtu | 0.21791 | 0.21791 | 0.21791 | 0.21791 | 0.21791 | 0.21791 | 0.21791 | 0.21791
BART NOX Annual-Martin Drake 6 -v5.13 | 124 | 5827 | Rate Constraint in lbs/MMBtu | FALSE | L | Annual | Generation | TWh | 0.52193 | 0.57651 | 0.57651 | 0.57651 | 0.50796 | 0.53702 | 0.38768 | 0.38768
BART NOX Annual-Martin Drake 6 -v5.13 | 124 | 5827 | Rate Constraint in lbs/MMBtu | FALSE | L | Annual | Qualifying Generation | TWh | 0.52193 | 0.57651 | 0.57651 | 0.57651 | 0.50796 | 0.53702 | 0.38768 | 0.38768
BART NOX Annual-Martin Drake 6 -v5.13 | 124 | 5827 | Rate Constraint in lbs/MMBtu | FALSE | L | Annual | Rate | lb/MWh | 2.5887 | 2.5887 | 2.5059 | 2.5059 | 2.5059 | 2.5059 | 2.5059 | 2.5059
BART NOX Annual-Martin Drake 6 -v5.13 | 124 | 5827 | Rate Constraint in lbs/MMBtu | FALSE | L | Annual | Constraint Shadow Price | US2016$/Ton | 0 | 0 | 0 | 0 | 0 | 0 | 0 | 0
BART NOX Annual-Martin Drake 7 -v5.13 | 125 | 5828 | Rate Constraint in lbs/MMBtu | FALSE | L | Annual | Seasons Included | Seasons | Winter, WintShld, Summer | Winter, WintShld, Summer | Winter, WintShld, Summer | Winter, WintShld, Summer | Winter, WintShld, Summer | Winter, WintShld, Summer | Winter, WintShld, Summer | Winter, WintShld, Summer
BART NOX Annual-Martin Drake 7 -v5.13 | 125 | 5828 | Rate Constraint in lbs/MMBtu | FALSE | L | Annual | Standard NOX | lb/MMBtu | 0.32 | 0.32 | 0.32 | 0.32 | 0.32 | 0.32 | 0.32 | 0.32
BART NOX Annual-Martin Drake 7 -v5.13 | 125 | 5828 | Rate Constraint in lbs/MMBtu | FALSE | L | Annual | Emissions at Affected Plants NOX | Thousand Tons | 1.2958 | 1.3391 | 1.2962 | 1.2962 | 1.125 | 1.2373 | 1.0209 | 0.87517
BART NOX Annual-Martin Drake 7 -v5.13 | 125 | 5828 | Rate Constraint in lbs/MMBtu | FALSE | L | Annual | Allowances Purchased NOX | Thousand Tons | 0 | 0 | 0 | 0 | 0 | 0 | 0 | 0
BART NOX Annual-Martin Drake 7 -v5.13 | 125 | 5828 | Rate Constraint in lbs/MMBtu | FALSE | L | Annual | Allowances Sold NOX | Thousand Tons | 0 | 0 | 0 | 0 | 0 | 0 | 0 | 0
BART NOX Annual-Martin Drake 7 -v5.13 | 125 | 5828 | Rate Constraint in lbs/MMBtu | FALSE | L | Annual | Allowances Banked | Thousand Tons | 0 | 0 | 0 | 0 | 0 | 0 | 0 | 0
BART NOX Annual-Martin Drake 7 -v5.13 | 125 | 5828 | Rate Constraint in lbs/MMBtu | FALSE | L | Annual | Allowances Withdrawn (1:1) | Thousand Tons | 0 | 0 | 0 | 0 | 0 | 0 | 0 | 0
BART NOX Annual-Martin Drake 7 -v5.13 | 125 | 5828 | Rate Constraint in lbs/MMBtu | FALSE | L | Annual | Allowances Withdrawn (n:1) | Thousand Tons | 0 | 0 | 0 | 0 | 0 | 0 | 0 | 0
BART NOX Annual-Martin Drake 7 -v5.13 | 125 | 5828 | Rate Constraint in lbs/MMBtu | FALSE | L | Annual | Net Emissions Allowance Position | Thousand Tons | 1.2958 | 1.3391 | 1.2962 | 1.2962 | 1.125 | 1.2373 | 1.0209 | 0.87517
BART NOX Annual-Martin Drake 7 -v5.13 | 125 | 5828 | Rate Constraint in lbs/MMBtu | FALSE | L | Annual | Fuel Consumed | TBtu | 11.1332 | 11.5047 | 11.1365 | 11.1365 | 9.6656 | 10.6301 | 8.7711 | 7.5189
BART NOX Annual-Martin Drake 7 -v5.13 | 125 | 5828 | Rate Constraint in lbs/MMBtu | FALSE | L | Annual | Rate | lb/MMBtu | 0.23279 | 0.23279 | 0.23279 | 0.23279 | 0.23279 | 0.23279 | 0.23279 | 0.23279
BART NOX Annual-Martin Drake 7 -v5.13 | 125 | 5828 | Rate Constraint in lbs/MMBtu | FALSE | L | Annual | Generation | TWh | 0.94015 | 0.97152 | 0.97152 | 0.97152 | 0.8432 | 0.92734 | 0.76517 | 0.65593
BART NOX Annual-Martin Drake 7 -v5.13 | 125 | 5828 | Rate Constraint in lbs/MMBtu | FALSE | L | Annual | Qualifying Generation | TWh | 0.94015 | 0.97152 | 0.97152 | 0.97152 | 0.8432 | 0.92734 | 0.76517 | 0.65593
BART NOX Annual-Martin Drake 7 -v5.13 | 125 | 5828 | Rate Constraint in lbs/MMBtu | FALSE | L | Annual | Rate | lb/MWh | 2.7567 | 2.7567 | 2.6685 | 2.6685 | 2.6685 | 2.6685 | 2.6685 | 2.6685
BART NOX Annual-Martin Drake 7 -v5.13 | 125 | 5828 | Rate Constraint in lbs/MMBtu | FALSE | L | Annual | Constraint Shadow Price | US2016$/Ton | 0 | 0 | 0 | 0 | 0 | 0 | 0 | 0
BART NOX Annual-Merrimack 2 -v5.13 | 126 | 5844 | Rate Constraint in lbs/MMBtu | FALSE | L | Annual | Seasons Included | Seasons | Winter, WintShld, Summer | Winter, WintShld, Summer | Winter, WintShld, Summer | Winter, WintShld, Summer | Winter, WintShld, Summer | Winter, WintShld, Summer | Winter, WintShld, Summer | Winter, WintShld, Summer
BART NOX Annual-Merrimack 2 -v5.13 | 126 | 5844 | Rate Constraint in lbs/MMBtu | FALSE | L | Annual | Standard NOX | lb/MMBtu | 0.3 | 0.3 | 0.3 | 0.3 | 0.3 | 0.3 | 0.3 | 0.3
BART NOX Annual-Merrimack 2 -v5.13 | 126 | 5844 | Rate Constraint in lbs/MMBtu | FALSE | L | Annual | Emissions at Affected Plants NOX | Thousand Tons | 0 | 0 | 0 | 0 | 0 | 0 | 0 | 0
BART NOX Annual-Merrimack 2 -v5.13 | 126 | 5844 | Rate Constraint in lbs/MMBtu | FALSE | L | Annual | Allowances Purchased NOX | Thousand Tons | 0 | 0 | 0 | 0 | 0 | 0 | 0 | 0
BART NOX Annual-Merrimack 2 -v5.13 | 126 | 5844 | Rate Constraint in lbs/MMBtu | FALSE | L | Annual | Allowances Sold NOX | Thousand Tons | 0 | 0 | 0 | 0 | 0 | 0 | 0 | 0
BART NOX Annual-Merrimack 2 -v5.13 | 126 | 5844 | Rate Constraint in lbs/MMBtu | FALSE | L | Annual | Allowances Banked | Thousand Tons | 0 | 0 | 0 | 0 | 0 | 0 | 0 | 0
BART NOX Annual-Merrimack 2 -v5.13 | 126 | 5844 | Rate Constraint in lbs/MMBtu | FALSE | L | Annual | Allowances Withdrawn (1:1) | Thousand Tons | 0 | 0 | 0 | 0 | 0 | 0 | 0 | 0
BART NOX Annual-Merrimack 2 -v5.13 | 126 | 5844 | Rate Constraint in lbs/MMBtu | FALSE | L | Annual | Allowances Withdrawn (n:1) | Thousand Tons | 0 | 0 | 0 | 0 | 0 | 0 | 0 | 0
BART NOX Annual-Merrimack 2 -v5.13 | 126 | 5844 | Rate Constraint in lbs/MMBtu | FALSE | L | Annual | Net Emissions Allowance Position | Thousand Tons | 0 | 0 | 0 | 0 | 0 | 0 | 0 | 0
BART NOX Annual-Merrimack 2 -v5.13 | 126 | 5844 | Rate Constraint in lbs/MMBtu | FALSE | L | Annual | Fuel Consumed | TBtu | 0 | 0 | 0 | 0 | 0 | 0 | 0 | 0
BART NOX Annual-Merrimack 2 -v5.13 | 126 | 5844 | Rate Constraint in lbs/MMBtu | FALSE | L | Annual | Rate | lb/MMBtu | 0 | 0 | 0 | 0 | 0 | 0 | 0 | 0
BART NOX Annual-Merrimack 2 -v5.13 | 126 | 5844 | Rate Constraint in lbs/MMBtu | FALSE | L | Annual | Generation | TWh | 0 | 0 | 0 | 0 | 0 | 0 | 0 | 0
BART NOX Annual-Merrimack 2 -v5.13 | 126 | 5844 | Rate Constraint in lbs/MMBtu | FALSE | L | Annual | Qualifying Generation | TWh | 0 | 0 | 0 | 0 | 0 | 0 | 0 | 0
BART NOX Annual-Merrimack 2 -v5.13 | 126 | 5844 | Rate Constraint in lbs/MMBtu | FALSE | L | Annual | Rate | lb/MWh | 0 | 0 | 0 | 0 | 0 | 0 | 0 | 0
BART NOX Annual-Merrimack 2 -v5.13 | 126 | 5844 | Rate Constraint in lbs/MMBtu | FALSE | L | Annual | Constraint Shadow Price | US2016$/Ton | 0 | 0 | 0 | 0 | 0 | 0 | 0 | 0
BART NOX Annual-Milton R Young B1 -v5.13 | 127 | 5857 | Rate Constraint in lbs/MMBtu | FALSE | L | Annual | Seasons Included | Seasons | Winter, WintShld, Summer | Winter, WintShld, Summer | Winter, WintShld, Summer | Winter, WintShld, Summer | Winter, WintShld, Summer | Winter, WintShld, Summer | Winter, WintShld, Summer | Winter, WintShld, Summer
BART NOX Annual-Milton R Young B1 -v5.13 | 127 | 5857 | Rate Constraint in lbs/MMBtu | FALSE | L | Annual | Standard NOX | lb/MMBtu | 0.36 | 0.36 | 0.36 | 0.36 | 0.36 | 0.36 | 0.36 | 0.36
BART NOX Annual-Milton R Young B1 -v5.13 | 127 | 5857 | Rate Constraint in lbs/MMBtu | FALSE | L | Annual | Emissions at Affected Plants NOX | Thousand Tons | 1.926 | 2.5608 | 2.4866 | 1.6665 | 1.5773 | 1.6665 | 1.5513 | 0
BART NOX Annual-Milton R Young B1 -v5.13 | 127 | 5857 | Rate Constraint in lbs/MMBtu | FALSE | L | Annual | Allowances Purchased NOX | Thousand Tons | 0 | 0 | 0 | 0 | 0 | 0 | 0 | 0
BART NOX Annual-Milton R Young B1 -v5.13 | 127 | 5857 | Rate Constraint in lbs/MMBtu | FALSE | L | Annual | Allowances Sold NOX | Thousand Tons | 0 | 0 | 0 | 0 | 0 | 0 | 0 | 0
BART NOX Annual-Milton R Young B1 -v5.13 | 127 | 5857 | Rate Constraint in lbs/MMBtu | FALSE | L | Annual | Allowances Banked | Thousand Tons | 0 | 0 | 0 | 0 | 0 | 0 | 0 | 0
BART NOX Annual-Milton R Young B1 -v5.13 | 127 | 5857 | Rate Constraint in lbs/MMBtu | FALSE | L | Annual | Allowances Withdrawn (1:1) | Thousand Tons | 0 | 0 | 0 | 0 | 0 | 0 | 0 | 0
BART NOX Annual-Milton R Young B1 -v5.13 | 127 | 5857 | Rate Constraint in lbs/MMBtu | FALSE | L | Annual | Allowances Withdrawn (n:1) | Thousand Tons | 0 | 0 | 0 | 0 | 0 | 0 | 0 | 0
BART NOX Annual-Milton R Young B1 -v5.13 | 127 | 5857 | Rate Constraint in lbs/MMBtu | FALSE | L | Annual | Net Emissions Allowance Position | Thousand Tons | 1.926 | 2.5608 | 2.4866 | 1.6665 | 1.5773 | 1.6665 | 1.5513 | 0
BART NOX Annual-Milton R Young B1 -v5.13 | 127 | 5857 | Rate Constraint in lbs/MMBtu | FALSE | L | Annual | Fuel Consumed | TBtu | 14.5492 | 19.3446 | 18.7836 | 12.5887 | 11.9147 | 12.5887 | 11.7182 | 0
BART NOX Annual-Milton R Young B1 -v5.13 | 127 | 5857 | Rate Constraint in lbs/MMBtu | FALSE | L | Annual | Rate | lb/MMBtu | 0.26476 | 0.26476 | 0.26476 | 0.26476 | 0.26476 | 0.26476 | 0.26476 | 0
BART NOX Annual-Milton R Young B1 -v5.13 | 127 | 5857 | Rate Constraint in lbs/MMBtu | FALSE | L | Annual | Generation | TWh | 1.2666 | 1.684 | 1.684 | 1.1286 | 1.0682 | 1.1286 | 1.0506 | 0
BART NOX Annual-Milton R Young B1 -v5.13 | 127 | 5857 | Rate Constraint in lbs/MMBtu | FALSE | L | Annual | Qualifying Generation | TWh | 1.2666 | 1.684 | 1.684 | 1.1286 | 1.0682 | 1.1286 | 1.0506 | 0
BART NOX Annual-Milton R Young B1 -v5.13 | 127 | 5857 | Rate Constraint in lbs/MMBtu | FALSE | L | Annual | Rate | lb/MWh | 3.0413 | 3.0413 | 2.9531 | 2.9531 | 2.9531 | 2.9531 | 2.9531 | 0
BART NOX Annual-Milton R Young B1 -v5.13 | 127 | 5857 | Rate Constraint in lbs/MMBtu | FALSE | L | Annual | Constraint Shadow Price | US2016$/Ton | 0 | 0 | 0 | 0 | 0 | 0 | 0 | 0
BART NOX Annual-Milton R Young B2 -v5.13 | 128 | 5858 | Rate Constraint in lbs/MMBtu | FALSE | L | Annual | Seasons Included | Seasons | Winter, WintShld, Summer | Winter, WintShld, Summer | Winter, WintShld, Summer | Winter, WintShld, Summer | Winter, WintShld, Summer | Winter, WintShld, Summer | Winter, WintShld, Summer | Winter, WintShld, Summer
BART NOX Annual-Milton R Young B2 -v5.13 | 128 | 5858 | Rate Constraint in lbs/MMBtu | FALSE | L | Annual | Standard NOX | lb/MMBtu | 0.35 | 0.35 | 0.35 | 0.35 | 0.35 | 0.35 | 0.35 | 0.35
BART NOX Annual-Milton R Young B2 -v5.13 | 128 | 5858 | Rate Constraint in lbs/MMBtu | FALSE | L | Annual | Emissions at Affected Plants NOX | Thousand Tons | 3.595 | 5.1012 | 4.9455 | 4.801 | 4.4462 | 4.5939 | 4.1886 | 4.1222
BART NOX Annual-Milton R Young B2 -v5.13 | 128 | 5858 | Rate Constraint in lbs/MMBtu | FALSE | L | Annual | Allowances Purchased NOX | Thousand Tons | 0 | 0 | 0 | 0 | 0 | 0 | 0 | 0
BART NOX Annual-Milton R Young B2 -v5.13 | 128 | 5858 | Rate Constraint in lbs/MMBtu | FALSE | L | Annual | Allowances Sold NOX | Thousand Tons | 0 | 0 | 0 | 0 | 0 | 0 | 0 | 0
BART NOX Annual-Milton R Young B2 -v5.13 | 128 | 5858 | Rate Constraint in lbs/MMBtu | FALSE | L | Annual | Allowances Banked | Thousand Tons | 0 | 0 | 0 | 0 | 0 | 0 | 0 | 0
BART NOX Annual-Milton R Young B2 -v5.13 | 128 | 5858 | Rate Constraint in lbs/MMBtu | FALSE | L | Annual | Allowances Withdrawn (1:1) | Thousand Tons | 0 | 0 | 0 | 0 | 0 | 0 | 0 | 0
BART NOX Annual-Milton R Young B2 -v5.13 | 128 | 5858 | Rate Constraint in lbs/MMBtu | FALSE | L | Annual | Allowances Withdrawn (n:1) | Thousand Tons | 0 | 0 | 0 | 0 | 0 | 0 | 0 | 0
BART NOX Annual-Milton R Young B2 -v5.13 | 128 | 5858 | Rate Constraint in lbs/MMBtu | FALSE | L | Annual | Net Emissions Allowance Position | Thousand Tons | 3.595 | 5.1012 | 4.9455 | 4.801 | 4.4462 | 4.5939 | 4.1886 | 4.1222
BART NOX Annual-Milton R Young B2 -v5.13 | 128 | 5858 | Rate Constraint in lbs/MMBtu | FALSE | L | Annual | Fuel Consumed | TBtu | 25.4544 | 36.1188 | 35.016 | 33.9926 | 31.4809 | 32.527 | 29.657 | 29.1866
BART NOX Annual-Milton R Young B2 -v5.13 | 128 | 5858 | Rate Constraint in lbs/MMBtu | FALSE | L | Annual | Rate | lb/MMBtu | 0.28247 | 0.28247 | 0.28247 | 0.28247 | 0.28247 | 0.28247 | 0.28247 | 0.28247
BART NOX Annual-Milton R Young B2 -v5.13 | 128 | 5858 | Rate Constraint in lbs/MMBtu | FALSE | L | Annual | Generation | TWh | 2.2606 | 3.2077 | 2.4267 | 2.3331 | 2.1034 | 2.1991 | 1.9366 | 1.8935
BART NOX Annual-Milton R Young B2 -v5.13 | 128 | 5858 | Rate Constraint in lbs/MMBtu | FALSE | L | Annual | Qualifying Generation | TWh | 2.2606 | 3.2077 | 2.4267 | 2.3331 | 2.1034 | 2.1991 | 1.9366 | 1.8935
BART NOX Annual-Milton R Young B2 -v5.13 | 128 | 5858 | Rate Constraint in lbs/MMBtu | FALSE | L | Annual | Rate | lb/MWh | 3.1806 | 3.1806 | 4.0759 | 4.1155 | 4.2277 | 4.1781 | 4.3258 | 4.3539
BART NOX Annual-Milton R Young B2 -v5.13 | 128 | 5858 | Rate Constraint in lbs/MMBtu | FALSE | L | Annual | Constraint Shadow Price | US2016$/Ton | 0 | 0 | 0 | 0 | 0 | 0 | 0 | 0
BART NOX Annual-Muskogee 4 -v6.17 | 129 | 6989 | Rate Constraint in lbs/MMBtu | FALSE | L | Annual | Seasons Included | Seasons | Winter, WintShld, Summer | Winter, WintShld, Summer | Winter, WintShld, Summer | Winter, WintShld, Summer | Winter, WintShld, Summer | Winter, WintShld, Summer | Winter, WintShld, Summer | Winter, WintShld, Summer
BART NOX Annual-Muskogee 4 -v6.17 | 129 | 6989 | Rate Constraint in lbs/MMBtu | FALSE | L | Annual | Standard NOX | lb/MMBtu | 0.15 | 0.15 | 0.15 | 0.15 | 0.15 | 0.15 | 0.15 | 0.15
BART NOX Annual-Muskogee 4 -v6.17 | 129 | 6989 | Rate Constraint in lbs/MMBtu | FALSE | L | Annual | Emissions at Affected Plants NOX | Thousand Tons | 0.086584 | 0.086584 | 0.097827 | 0.097489 | 0.1483 | 0.19715 | 0.061724 | 0.11205
BART NOX Annual-Muskogee 4 -v6.17 | 129 | 6989 | Rate Constraint in lbs/MMBtu | FALSE | L | Annual | Allowances Purchased NOX | Thousand Tons | 0 | 0 | 0 | 0 | 0 | 0 | 0 | 0
BART NOX Annual-Muskogee 4 -v6.17 | 129 | 6989 | Rate Constraint in lbs/MMBtu | FALSE | L | Annual | Allowances Sold NOX | Thousand Tons | 0 | 0 | 0 | 0 | 0 | 0 | 0 | 0
BART NOX Annual-Muskogee 4 -v6.17 | 129 | 6989 | Rate Constraint in lbs/MMBtu | FALSE | L | Annual | Allowances Banked | Thousand Tons | 0 | 0 | 0 | 0 | 0 | 0 | 0 | 0
BART NOX Annual-Muskogee 4 -v6.17 | 129 | 6989 | Rate Constraint in lbs/MMBtu | FALSE | L | Annual | Allowances Withdrawn (1:1) | Thousand Tons | 0 | 0 | 0 | 0 | 0 | 0 | 0 | 0
BART NOX Annual-Muskogee 4 -v6.17 | 129 | 6989 | Rate Constraint in lbs/MMBtu | FALSE | L | Annual | Allowances Withdrawn (n:1) | Thousand Tons | 0 | 0 | 0 | 0 | 0 | 0 | 0 | 0
BART NOX Annual-Muskogee 4 -v6.17 | 129 | 6989 | Rate Constraint in lbs/MMBtu | FALSE | L | Annual | Net Emissions Allowance Position | Thousand Tons | 0.086584 | 0.086584 | 0.097827 | 0.097489 | 0.1483 | 0.19715 | 0.061724 | 0.11205
BART NOX Annual-Muskogee 4 -v6.17 | 129 | 6989 | Rate Constraint in lbs/MMBtu | FALSE | L | Annual | Fuel Consumed | TBtu | 2.6037 | 2.6037 | 2.9417 | 2.9316 | 4.4595 | 5.9283 | 1.8561 | 3.3695
BART NOX Annual-Muskogee 4 -v6.17 | 129 | 6989 | Rate Constraint in lbs/MMBtu | FALSE | L | Annual | Rate | lb/MMBtu | 0.06651 | 0.06651 | 0.06651 | 0.06651 | 0.06651 | 0.06651 | 0.06651 | 0.06651
BART NOX Annual-Muskogee 4 -v6.17 | 129 | 6989 | Rate Constraint in lbs/MMBtu | FALSE | L | Annual | Generation | TWh | 0.2367 | 0.2367 | 0.26743 | 0.26651 | 0.40541 | 0.53894 | 0.16874 | 0.30632
BART NOX Annual-Muskogee 4 -v6.17 | 129 | 6989 | Rate Constraint in lbs/MMBtu | FALSE | L | Annual | Qualifying Generation | TWh | 0.2367 | 0.2367 | 0.26743 | 0.26651 | 0.40541 | 0.53894 | 0.16874 | 0.30632
BART NOX Annual-Muskogee 4 -v6.17 | 129 | 6989 | Rate Constraint in lbs/MMBtu | FALSE | L | Annual | Rate | lb/MWh | 0.73161 | 0.73161 | 0.73161 | 0.73161 | 0.73161 | 0.73161 | 0.73161 | 0.73161
BART NOX Annual-Muskogee 4 -v6.17 | 129 | 6989 | Rate Constraint in lbs/MMBtu | FALSE | L | Annual | Constraint Shadow Price | US2016$/Ton | 0 | 0 | 0 | 0 | 0 | 0 | 0 | 0
BART NOX Annual-Muskogee 5 -v6.17 | 130 | 6990 | Rate Constraint in lbs/MMBtu | FALSE | L | Annual | Seasons Included | Seasons | Winter, WintShld, Summer | Winter, WintShld, Summer | Winter, WintShld, Summer | Winter, WintShld, Summer | Winter, WintShld, Summer | Winter, WintShld, Summer | Winter, WintShld, Summer | Winter, WintShld, Summer
BART NOX Annual-Muskogee 5 -v6.17 | 130 | 6990 | Rate Constraint in lbs/MMBtu | FALSE | L | Annual | Standard NOX | lb/MMBtu | 0.15 | 0.15 | 0.15 | 0.15 | 0.15 | 0.15 | 0.15 | 0.15
BART NOX Annual-Muskogee 5 -v6.17 | 130 | 6990 | Rate Constraint in lbs/MMBtu | FALSE | L | Annual | Emissions at Affected Plants NOX | Thousand Tons | 0.088039 | 0.093125 | 0.11543 | 0.10429 | 0.18245 | 0.347 | 0.11394 | 0.11394
BART NOX Annual-Muskogee 5 -v6.17 | 130 | 6990 | Rate Constraint in lbs/MMBtu | FALSE | L | Annual | Allowances Purchased NOX | Thousand Tons | 0 | 0 | 0 | 0 | 0 | 0 | 0 | 0
BART NOX Annual-Muskogee 5 -v6.17 | 130 | 6990 | Rate Constraint in lbs/MMBtu | FALSE | L | Annual | Allowances Sold NOX | Thousand Tons | 0 | 0 | 0 | 0 | 0 | 0 | 0 | 0
BART NOX Annual-Muskogee 5 -v6.17 | 130 | 6990 | Rate Constraint in lbs/MMBtu | FALSE | L | Annual | Allowances Banked | Thousand Tons | 0 | 0 | 0 | 0 | 0 | 0 | 0 | 0
BART NOX Annual-Muskogee 5 -v6.17 | 130 | 6990 | Rate Constraint in lbs/MMBtu | FALSE | L | Annual | Allowances Withdrawn (1:1) | Thousand Tons | 0 | 0 | 0 | 0 | 0 | 0 | 0 | 0
BART NOX Annual-Muskogee 5 -v6.17 | 130 | 6990 | Rate Constraint in lbs/MMBtu | FALSE | L | Annual | Allowances Withdrawn (n:1) | Thousand Tons | 0 | 0 | 0 | 0 | 0 | 0 | 0 | 0
BART NOX Annual-Muskogee 5 -v6.17 | 130 | 6990 | Rate Constraint in lbs/MMBtu | FALSE | L | Annual | Net Emissions Allowance Position | Thousand Tons | 0.088039 | 0.093125 | 0.11543 | 0.10429 | 0.18245 | 0.347 | 0.11394 | 0.11394
BART NOX Annual-Muskogee 5 -v6.17 | 130 | 6990 | Rate Constraint in lbs/MMBtu | FALSE | L | Annual | Fuel Consumed | TBtu | 2.5419 | 2.6888 | 3.3327 | 3.011 | 5.2677 | 10.0189 | 3.2896 | 3.2896
BART NOX Annual-Muskogee 5 -v6.17 | 130 | 6990 | Rate Constraint in lbs/MMBtu | FALSE | L | Annual | Rate | lb/MMBtu | 0.06927 | 0.06927 | 0.06927 | 0.06927 | 0.06927 | 0.06927 | 0.06927 | 0.06927
BART NOX Annual-Muskogee 5 -v6.17 | 130 | 6990 | Rate Constraint in lbs/MMBtu | FALSE | L | Annual | Generation | TWh | 0.2311 | 0.24445 | 0.303 | 0.27375 | 0.47893 | 0.91089 | 0.29908 | 0.29908
BART NOX Annual-Muskogee 5 -v6.17 | 130 | 6990 | Rate Constraint in lbs/MMBtu | FALSE | L | Annual | Qualifying Generation | TWh | 0.2311 | 0.24445 | 0.303 | 0.27375 | 0.47893 | 0.91089 | 0.29908 | 0.29908
BART NOX Annual-Muskogee 5 -v6.17 | 130 | 6990 | Rate Constraint in lbs/MMBtu | FALSE | L | Annual | Rate | lb/MWh | 0.7619 | 0.7619 | 0.7619 | 0.7619 | 0.7619 | 0.7619 | 0.7619 | 0.7619
BART NOX Annual-Muskogee 5 -v6.17 | 130 | 6990 | Rate Constraint in lbs/MMBtu | FALSE | L | Annual | Constraint Shadow Price | US2016$/Ton | 0 | 0 | 0 | 0 | 0 | 0 | 0 | 0
BART NOX Annual-Naughton 1 -v5.14 | 131 | 6109 | Rate Constraint in lbs/MMBtu | FALSE | L | Annual | Seasons Included | Seasons | Winter, WintShld, Summer | Winter, WintShld, Summer | Winter, WintShld, Summer | Winter, WintShld, Summer | Winter, WintShld, Summer | Winter, WintShld, Summer | Winter, WintShld, Summer | Winter, WintShld, Summer
BART NOX Annual-Naughton 1 -v5.14 | 131 | 6109 | Rate Constraint in lbs/MMBtu | FALSE | L | Annual | Standard NOX | lb/MMBtu | 0.26 | 0.26 | 0.26 | 0.26 | 0.26 | 0.26 | 0.26 | 0.26
BART NOX Annual-Naughton 1 -v5.14 | 131 | 6109 | Rate Constraint in lbs/MMBtu | FALSE | L | Annual | Emissions at Affected Plants NOX | Thousand Tons | 0 | 0 | 0 | 0 | 0 | 0 | 0 | 0
BART NOX Annual-Naughton 1 -v5.14 | 131 | 6109 | Rate Constraint in lbs/MMBtu | FALSE | L | Annual | Allowances Purchased NOX | Thousand Tons | 0 | 0 | 0 | 0 | 0 | 0 | 0 | 0
BART NOX Annual-Naughton 1 -v5.14 | 131 | 6109 | Rate Constraint in lbs/MMBtu | FALSE | L | Annual | Allowances Sold NOX | Thousand Tons | 0 | 0 | 0 | 0 | 0 | 0 | 0 | 0
BART NOX Annual-Naughton 1 -v5.14 | 131 | 6109 | Rate Constraint in lbs/MMBtu | FALSE | L | Annual | Allowances Banked | Thousand Tons | 0 | 0 | 0 | 0 | 0 | 0 | 0 | 0
BART NOX Annual-Naughton 1 -v5.14 | 131 | 6109 | Rate Constraint in lbs/MMBtu | FALSE | L | Annual | Allowances Withdrawn (1:1) | Thousand Tons | 0 | 0 | 0 | 0 | 0 | 0 | 0 | 0
BART NOX Annual-Naughton 1 -v5.14 | 131 | 6109 | Rate Constraint in lbs/MMBtu | FALSE | L | Annual | Allowances Withdrawn (n:1) | Thousand Tons | 0 | 0 | 0 | 0 | 0 | 0 | 0 | 0
BART NOX Annual-Naughton 1 -v5.14 | 131 | 6109 | Rate Constraint in lbs/MMBtu | FALSE | L | Annual | Net Emissions Allowance Position | Thousand Tons | 0 | 0 | 0 | 0 | 0 | 0 | 0 | 0
BART NOX Annual-Naughton 1 -v5.14 | 131 | 6109 | Rate Constraint in lbs/MMBtu | FALSE | L | Annual | Fuel Consumed | TBtu | 0 | 0 | 0 | 0 | 0 | 0 | 0 | 0
BART NOX Annual-Naughton 1 -v5.14 | 131 | 6109 | Rate Constraint in lbs/MMBtu | FALSE | L | Annual | Rate | lb/MMBtu | 0 | 0 | 0 | 0 | 0 | 0 | 0 | 0
BART NOX Annual-Naughton 1 -v5.14 | 131 | 6109 | Rate Constraint in lbs/MMBtu | FALSE | L | Annual | Generation | TWh | 0 | 0 | 0 | 0 | 0 | 0 | 0 | 0
BART NOX Annual-Naughton 1 -v5.14 | 131 | 6109 | Rate Constraint in lbs/MMBtu | FALSE | L | Annual | Qualifying Generation | TWh | 0 | 0 | 0 | 0 | 0 | 0 | 0 | 0
BART NOX Annual-Naughton 1 -v5.14 | 131 | 6109 | Rate Constraint in lbs/MMBtu | FALSE | L | Annual | Rate | lb/MWh | 0 | 0 | 0 | 0 | 0 | 0 | 0 | 0
BART NOX Annual-Naughton 1 -v5.14 | 131 | 6109 | Rate Constraint in lbs/MMBtu | FALSE | L | Annual | Constraint Shadow Price | US2016$/Ton | 0 | 0 | 0 | 0 | 0 | 0 | 0 | 0
BART NOX Annual-Naughton 2 -v5.14 | 132 | 6110 | Rate Constraint in lbs/MMBtu | FALSE | L | Annual | Seasons Included | Seasons | Winter, WintShld, Summer | Winter, WintShld, Summer | Winter, WintShld, Summer | Winter, WintShld, Summer | Winter, WintShld, Summer | Winter, WintShld, Summer | Winter, WintShld, Summer | Winter, WintShld, Summer
BART NOX Annual-Naughton 2 -v5.14 | 132 | 6110 | Rate Constraint in lbs/MMBtu | FALSE | L | Annual | Standard NOX | lb/MMBtu | 0.26 | 0.26 | 0.26 | 0.26 | 0.26 | 0.26 | 0.26 | 0.26
BART NOX Annual-Naughton 2 -v5.14 | 132 | 6110 | Rate Constraint in lbs/MMBtu | FALSE | L | Annual | Emissions at Affected Plants NOX | Thousand Tons | 0 | 0 | 0 | 0 | 0 | 0 | 0 | 0
BART NOX Annual-Naughton 2 -v5.14 | 132 | 6110 | Rate Constraint in lbs/MMBtu | FALSE | L | Annual | Allowances Purchased NOX | Thousand Tons | 0 | 0 | 0 | 0 | 0 | 0 | 0 | 0
BART NOX Annual-Naughton 2 -v5.14 | 132 | 6110 | Rate Constraint in lbs/MMBtu | FALSE | L | Annual | Allowances Sold NOX | Thousand Tons | 0 | 0 | 0 | 0 | 0 | 0 | 0 | 0
BART NOX Annual-Naughton 2 -v5.14 | 132 | 6110 | Rate Constraint in lbs/MMBtu | FALSE | L | Annual | Allowances Banked | Thousand Tons | 0 | 0 | 0 | 0 | 0 | 0 | 0 | 0
BART NOX Annual-Naughton 2 -v5.14 | 132 | 6110 | Rate Constraint in lbs/MMBtu | FALSE | L | Annual | Allowances Withdrawn (1:1) | Thousand Tons | 0 | 0 | 0 | 0 | 0 | 0 | 0 | 0
BART NOX Annual-Naughton 2 -v5.14 | 132 | 6110 | Rate Constraint in lbs/MMBtu | FALSE | L | Annual | Allowances Withdrawn (n:1) | Thousand Tons | 0 | 0 | 0 | 0 | 0 | 0 | 0 | 0
BART NOX Annual-Naughton 2 -v5.14 | 132 | 6110 | Rate Constraint in lbs/MMBtu | FALSE | L | Annual | Net Emissions Allowance Position | Thousand Tons | 0 | 0 | 0 | 0 | 0 | 0 | 0 | 0
BART NOX Annual-Naughton 2 -v5.14 | 132 | 6110 | Rate Constraint in lbs/MMBtu | FALSE | L | Annual | Fuel Consumed | TBtu | 0 | 0 | 0 | 0 | 0 | 0 | 0 | 0
BART NOX Annual-Naughton 2 -v5.14 | 132 | 6110 | Rate Constraint in lbs/MMBtu | FALSE | L | Annual | Rate | lb/MMBtu | 0 | 0 | 0 | 0 | 0 | 0 | 0 | 0
BART NOX Annual-Naughton 2 -v5.14 | 132 | 6110 | Rate Constraint in lbs/MMBtu | FALSE | L | Annual | Generation | TWh | 0 | 0 | 0 | 0 | 0 | 0 | 0 | 0
BART NOX Annual-Naughton 2 -v5.14 | 132 | 6110 | Rate Constraint in lbs/MMBtu | FALSE | L | Annual | Qualifying Generation | TWh | 0 | 0 | 0 | 0 | 0 | 0 | 0 | 0
BART NOX Annual-Naughton 2 -v5.14 | 132 | 6110 | Rate Constraint in lbs/MMBtu | FALSE | L | Annual | Rate | lb/MWh | 0 | 0 | 0 | 0 | 0 | 0 | 0 | 0
BART NOX Annual-Naughton 2 -v5.14 | 132 | 6110 | Rate Constraint in lbs/MMBtu | FALSE | L | Annual | Constraint Shadow Price | US2016$/Ton | 0 | 0 | 0 | 0 | 0 | 0 | 0 | 0
BART NOX Annual-Naughton 3 -v5.14 | 133 | 6111 | Rate Constraint in lbs/MMBtu | FALSE | L | Annual | Seasons Included | Seasons | Winter, WintShld, Summer | Winter, WintShld, Summer | Winter, WintShld, Summer | Winter, WintShld, Summer | Winter, WintShld, Summer | Winter, WintShld, Summer | Winter, WintShld, Summer | Winter, WintShld, Summer
BART NOX Annual-Naughton 3 -v5.14 | 133 | 6111 | Rate Constraint in lbs/MMBtu | FALSE | L | Annual | Standard NOX | lb/MMBtu | 0.07 | 0.07 | 0.07 | 0.07 | 0.07 | 0.07 | 0.07 | 0.07
BART NOX Annual-Naughton 3 -v5.14 | 133 | 6111 | Rate Constraint in lbs/MMBtu | FALSE | L | Annual | Emissions at Affected Plants NOX | Thousand Tons | 0 | 0 | 0 | 0 | 0 | 0 | 0 | 0
BART NOX Annual-Naughton 3 -v5.14 | 133 | 6111 | Rate Constraint in lbs/MMBtu | FALSE | L | Annual | Allowances Purchased NOX | Thousand Tons | 0 | 0 | 0 | 0 | 0 | 0 | 0 | 0
BART NOX Annual-Naughton 3 -v5.14 | 133 | 6111 | Rate Constraint in lbs/MMBtu | FALSE | L | Annual | Allowances Sold NOX | Thousand Tons | 0 | 0 | 0 | 0 | 0 | 0 | 0 | 0
BART NOX Annual-Naughton 3 -v5.14 | 133 | 6111 | Rate Constraint in lbs/MMBtu | FALSE | L | Annual | Allowances Banked | Thousand Tons | 0 | 0 | 0 | 0 | 0 | 0 | 0 | 0
BART NOX Annual-Naughton 3 -v5.14 | 133 | 6111 | Rate Constraint in lbs/MMBtu | FALSE | L | Annual | Allowances Withdrawn (1:1) | Thousand Tons | 0 | 0 | 0 | 0 | 0 | 0 | 0 | 0
BART NOX Annual-Naughton 3 -v5.14 | 133 | 6111 | Rate Constraint in lbs/MMBtu | FALSE | L | Annual | Allowances Withdrawn (n:1) | Thousand Tons | 0 | 0 | 0 | 0 | 0 | 0 | 0 | 0
BART NOX Annual-Naughton 3 -v5.14 | 133 | 6111 | Rate Constraint in lbs/MMBtu | FALSE | L | Annual | Net Emissions Allowance Position | Thousand Tons | 0 | 0 | 0 | 0 | 0 | 0 | 0 | 0
BART NOX Annual-Naughton 3 -v5.14 | 133 | 6111 | Rate Constraint in lbs/MMBtu | FALSE | L | Annual | Fuel Consumed | TBtu | 0 | 0 | 0 | 0 | 0 | 0 | 0 | 0
BART NOX Annual-Naughton 3 -v5.14 | 133 | 6111 | Rate Constraint in lbs/MMBtu | FALSE | L | Annual | Rate | lb/MMBtu | 0 | 0 | 0 | 0 | 0 | 0 | 0 | 0
BART NOX Annual-Naughton 3 -v5.14 | 133 | 6111 | Rate Constraint in lbs/MMBtu | FALSE | L | Annual | Generation | TWh | 0 | 0 | 0 | 0 | 0 | 0 | 0 | 0
BART NOX Annual-Naughton 3 -v5.14 | 133 | 6111 | Rate Constraint in lbs/MMBtu | FALSE | L | Annual | Qualifying Generation | TWh | 0 | 0 | 0 | 0 | 0 | 0 | 0 | 0
BART NOX Annual-Naughton 3 -v5.14 | 133 | 6111 | Rate Constraint in lbs/MMBtu | FALSE | L | Annual | Rate | lb/MWh | 0 | 0 | 0 | 0 | 0 | 0 | 0 | 0
BART NOX Annual-Naughton 3 -v5.14 | 133 | 6111 | Rate Constraint in lbs/MMBtu | FALSE | L | Annual | Constraint Shadow Price | US2016$/Ton | 0 | 0 | 0 | 0 | 0 | 0 | 0 | 0
BART NOX Annual-Nebraska City 1 -v5.14 | 134 | 6091 | Rate Constraint in lbs/MMBtu | FALSE | L | Annual | Seasons Included | Seasons | Winter, WintShld, Summer | Winter, WintShld, Summer | Winter, WintShld, Summer | Winter, WintShld, Summer | Winter, WintShld, Summer | Winter, WintShld, Summer | Winter, WintShld, Summer | Winter, WintShld, Summer
BART NOX Annual-Nebraska City 1 -v5.14 | 134 | 6091 | Rate Constraint in lbs/MMBtu | FALSE | L | Annual | Standard NOX | lb/MMBtu | 0.23 | 0.23 | 0.23 | 0.23 | 0.23 | 0.23 | 0.23 | 0.23
BART NOX Annual-Nebraska City 1 -v5.14 | 134 | 6091 | Rate Constraint in lbs/MMBtu | FALSE | L | Annual | Emissions at Affected Plants NOX | Thousand Tons | 4.6164 | 4.6164 | 4.6164 | 4.0829 | 3.7757 | 3.7757 | 3.1256 | 2.6618
BART NOX Annual-Nebraska City 1 -v5.14 | 134 | 6091 | Rate Constraint in lbs/MMBtu | FALSE | L | Annual | Allowances Purchased NOX | Thousand Tons | 0 | 0 | 0 | 0 | 0 | 0 | 0 | 0
BART NOX Annual-Nebraska City 1 -v5.14 | 134 | 6091 | Rate Constraint in lbs/MMBtu | FALSE | L | Annual | Allowances Sold NOX | Thousand Tons | 0 | 0 | 0 | 0 | 0 | 0 | 0 | 0
BART NOX Annual-Nebraska City 1 -v5.14 | 134 | 6091 | Rate Constraint in lbs/MMBtu | FALSE | L | Annual | Allowances Banked | Thousand Tons | 0 | 0 | 0 | 0 | 0 | 0 | 0 | 0
BART NOX Annual-Nebraska City 1 -v5.14 | 134 | 6091 | Rate Constraint in lbs/MMBtu | FALSE | L | Annual | Allowances Withdrawn (1:1) | Thousand Tons | 0 | 0 | 0 | 0 | 0 | 0 | 0 | 0
BART NOX Annual-Nebraska City 1 -v5.14 | 134 | 6091 | Rate Constraint in lbs/MMBtu | FALSE | L | Annual | Allowances Withdrawn (n:1) | Thousand Tons | 0 | 0 | 0 | 0 | 0 | 0 | 0 | 0
BART NOX Annual-Nebraska City 1 -v5.14 | 134 | 6091 | Rate Constraint in lbs/MMBtu | FALSE | L | Annual | Net Emissions Allowance Position | Thousand Tons | 4.6164 | 4.6164 | 4.6164 | 4.0829 | 3.7757 | 3.7757 | 3.1256 | 2.6618
BART NOX Annual-Nebraska City 1 -v5.14 | 134 | 6091 | Rate Constraint in lbs/MMBtu | FALSE | L | Annual | Fuel Consumed | TBtu | 46.1453 | 46.1453 | 46.1453 | 40.8123 | 37.7414 | 37.7414 | 31.244 | 26.6076
BART NOX Annual-Nebraska City 1 -v5.14 | 134 | 6091 | Rate Constraint in lbs/MMBtu | FALSE | L | Annual | Rate | lb/MMBtu | 0.20008 | 0.20008 | 0.20008 | 0.20008 | 0.20008 | 0.20008 | 0.20008 | 0.20008
BART NOX Annual-Nebraska City 1 -v5.14 | 134 | 6091 | Rate Constraint in lbs/MMBtu | FALSE | L | Annual | Generation | TWh | 4.7265 | 4.7265 | 4.7265 | 4.1803 | 3.8658 | 3.8658 | 3.2002 | 2.7253
BART NOX Annual-Nebraska City 1 -v5.14 | 134 | 6091 | Rate Constraint in lbs/MMBtu | FALSE | L | Annual | Qualifying Generation | TWh | 4.7265 | 4.7265 | 4.7265 | 4.1803 | 3.8658 | 3.8658 | 3.2002 | 2.7253
BART NOX Annual-Nebraska City 1 -v5.14 | 134 | 6091 | Rate Constraint in lbs/MMBtu | FALSE | L | Annual | Rate | lb/MWh | 1.9534 | 1.9534 | 1.9534 | 1.9534 | 1.9534 | 1.9534 | 1.9534 | 1.9534
BART NOX Annual-Nebraska City 1 -v5.14 | 134 | 6091 | Rate Constraint in lbs/MMBtu | FALSE | L | Annual | Constraint Shadow Price | US2016$/Ton | 0 | 0 | 0 | 0 | 0 | 0 | 0 | 0
BART NOX Annual-Northeastern 3313 -v5.13 | 135 | 5862 | Rate Constraint in lbs/MMBtu | FALSE | L | Annual | Seasons Included | Seasons | Winter, WintShld, Summer | Winter, WintShld, Summer | Winter, WintShld, Summer | Winter, WintShld, Summer | Winter, WintShld, Summer | Winter, WintShld, Summer | Winter, WintShld, Summer | Winter, WintShld, Summer
BART NOX Annual-Northeastern 3313 -v5.13 | 135 | 5862 | Rate Constraint in lbs/MMBtu | FALSE | L | Annual | Standard NOX | lb/MMBtu | 0.23 | 0.23 | 0.23 | 0.23 | 0.23 | 0.23 | 0.23 | 0.23
BART NOX Annual-Northeastern 3313 -v5.13 | 135 | 5862 | Rate Constraint in lbs/MMBtu | FALSE | L | Annual | Emissions at Affected Plants NOX | Thousand Tons | 0.72384 | 1.1245 | 1.1262 | 0 | 0 | 0 | 0 | 0
BART NOX Annual-Northeastern 3313 -v5.13 | 135 | 5862 | Rate Constraint in lbs/MMBtu | FALSE | L | Annual | Allowances Purchased NOX | Thousand Tons | 0 | 0 | 0 | 0 | 0 | 0 | 0 | 0
BART NOX Annual-Northeastern 3313 -v5.13 | 135 | 5862 | Rate Constraint in lbs/MMBtu | FALSE | L | Annual | Allowances Sold NOX | Thousand Tons | 0 | 0 | 0 | 0 | 0 | 0 | 0 | 0
BART NOX Annual-Northeastern 3313 -v5.13 | 135 | 5862 | Rate Constraint in lbs/MMBtu | FALSE | L | Annual | Allowances Banked | Thousand Tons | 0 | 0 | 0 | 0 | 0 | 0 | 0 | 0
BART NOX Annual-Northeastern 3313 -v5.13 | 135 | 5862 | Rate Constraint in lbs/MMBtu | FALSE | L | Annual | Allowances Withdrawn (1:1) | Thousand Tons | 0 | 0 | 0 | 0 | 0 | 0 | 0 | 0
BART NOX Annual-Northeastern 3313 -v5.13 | 135 | 5862 | Rate Constraint in lbs/MMBtu | FALSE | L | Annual | Allowances Withdrawn (n:1) | Thousand Tons | 0 | 0 | 0 | 0 | 0 | 0 | 0 | 0
BART NOX Annual-Northeastern 3313 -v5.13 | 135 | 5862 | Rate Constraint in lbs/MMBtu | FALSE | L | Annual | Net Emissions Allowance Position | Thousand Tons | 0.72384 | 1.1245 | 1.1262 | 0 | 0 | 0 | 0 | 0
BART NOX Annual-Northeastern 3313 -v5.13 | 135 | 5862 | Rate Constraint in lbs/MMBtu | FALSE | L | Annual | Fuel Consumed | TBtu | 11.7946 | 18.3225 | 18.3506 | 0 | 0 | 0 | 0 | 0
BART NOX Annual-Northeastern 3313 -v5.13 | 135 | 5862 | Rate Constraint in lbs/MMBtu | FALSE | L | Annual | Rate | lb/MMBtu | 0.12274 | 0.12274 | 0.12274 | 0 | 0 | 0 | 0 | 0
BART NOX Annual-Northeastern 3313 -v5.13 | 135 | 5862 | Rate Constraint in lbs/MMBtu | FALSE | L | Annual | Generation | TWh | 1.089 | 1.6917 | 1.708 | 0 | 0 | 0 | 0 | 0
BART NOX Annual-Northeastern 3313 -v5.13 | 135 | 5862 | Rate Constraint in lbs/MMBtu | FALSE | L | Annual | Qualifying Generation | TWh | 1.089 | 1.6917 | 1.708 | 0 | 0 | 0 | 0 | 0
BART NOX Annual-Northeastern 3313 -v5.13 | 135 | 5862 | Rate Constraint in lbs/MMBtu | FALSE | L | Annual | Rate | lb/MWh | 1.3294 | 1.3294 | 1.3187 | 0 | 0 | 0 | 0 | 0
BART NOX Annual-Northeastern 3313 -v5.13 | 135 | 5862 | Rate Constraint in lbs/MMBtu | FALSE | L | Annual | Constraint Shadow Price | US2016$/Ton | 0 | 0 | 0 | 0 | 0 | 0 | 0 | 0
BART NOX Annual-Pawnee 1 -v5.13 | 136 | 5829 | Rate Constraint in lbs/MMBtu | FALSE | L | Annual | Seasons Included | Seasons | Winter, WintShld, Summer | Winter, WintShld, Summer | Winter, WintShld, Summer | Winter, WintShld, Summer | Winter, WintShld, Summer | Winter, WintShld, Summer | Winter, WintShld, Summer | Winter, WintShld, Summer
BART NOX Annual-Pawnee 1 -v5.13 | 136 | 5829 | Rate Constraint in lbs/MMBtu | FALSE | L | Annual | Standard NOX | lb/MMBtu | 0.07 | 0.07 | 0.07 | 0.07 | 0.07 | 0.07 | 0.07 | 0.07
BART NOX Annual-Pawnee 1 -v5.13 | 136 | 5829 | Rate Constraint in lbs/MMBtu | FALSE | L | Annual | Emissions at Affected Plants NOX | Thousand Tons | 1.0691 | 1.0691 | 1.0499 | 1.0499 | 1.0499 | 1.0499 | 1.0499 | 1.0499
BART NOX Annual-Pawnee 1 -v5.13 | 136 | 5829 | Rate Constraint in lbs/MMBtu | FALSE | L | Annual | Allowances Purchased NOX | Thousand Tons | 0 | 0 | 0 | 0 | 0 | 0 | 0 | 0
BART NOX Annual-Pawnee 1 -v5.13 | 136 | 5829 | Rate Constraint in lbs/MMBtu | FALSE | L | Annual | Allowances Sold NOX | Thousand Tons | 0 | 0 | 0 | 0 | 0 | 0 | 0 | 0
BART NOX Annual-Pawnee 1 -v5.13 | 136 | 5829 | Rate Constraint in lbs/MMBtu | FALSE | L | Annual | Allowances Banked | Thousand Tons | 0 | 0 | 0 | 0 | 0 | 0 | 0 | 0
BART NOX Annual-Pawnee 1 -v5.13 | 136 | 5829 | Rate Constraint in lbs/MMBtu | FALSE | L | Annual | Allowances Withdrawn (1:1) | Thousand Tons | 0 | 0 | 0 | 0 | 0 | 0 | 0 | 0
BART NOX Annual-Pawnee 1 -v5.13 | 136 | 5829 | Rate Constraint in lbs/MMBtu | FALSE | L | Annual | Allowances Withdrawn (n:1) | Thousand Tons | 0 | 0 | 0 | 0 | 0 | 0 | 0 | 0
BART NOX Annual-Pawnee 1 -v5.13 | 136 | 5829 | Rate Constraint in lbs/MMBtu | FALSE | L | Annual | Net Emissions Allowance Position | Thousand Tons | 1.0691 | 1.0691 | 1.0499 | 1.0499 | 1.0499 | 1.0499 | 1.0499 | 1.0499
BART NOX Annual-Pawnee 1 -v5.13 | 136 | 5829 | Rate Constraint in lbs/MMBtu | FALSE | L | Annual | Fuel Consumed | TBtu | 38.5762 | 38.5762 | 37.8819 | 37.8819 | 37.8819 | 37.8819 | 37.8819 | 37.8819
BART NOX Annual-Pawnee 1 -v5.13 | 136 | 5829 | Rate Constraint in lbs/MMBtu | FALSE | L | Annual | Rate | lb/MMBtu | 0.05543 | 0.05543 | 0.05543 | 0.05543 | 0.05543 | 0.05543 | 0.05543 | 0.05543
BART NOX Annual-Pawnee 1 -v5.13 | 136 | 5829 | Rate Constraint in lbs/MMBtu | FALSE | L | Annual | Generation | TWh | 3.6417 | 3.6417 | 3.6417 | 3.6417 | 3.6417 | 3.6417 | 3.6417 | 3.6417
BART NOX Annual-Pawnee 1 -v5.13 | 136 | 5829 | Rate Constraint in lbs/MMBtu | FALSE | L | Annual | Qualifying Generation | TWh | 3.6417 | 3.6417 | 3.6417 | 3.6417 | 3.6417 | 3.6417 | 3.6417 | 3.6417
BART NOX Annual-Pawnee 1 -v5.13 | 136 | 5829 | Rate Constraint in lbs/MMBtu | FALSE | L | Annual | Rate | lb/MWh | 0.58717 | 0.58717 | 0.5766 | 0.5766 | 0.5766 | 0.5766 | 0.5766 | 0.5766
BART NOX Annual-Pawnee 1 -v5.13 | 136 | 5829 | Rate Constraint in lbs/MMBtu | FALSE | L | Annual | Constraint Shadow Price | US2016$/Ton | 0 | 0 | 0 | 0 | 0 | 0 | 0 | 0
BART NOX Annual-Ray D Nixon 1 -v5.13 | 137 | 5830 | Rate Constraint in lbs/MMBtu | FALSE | L | Annual | Seasons Included | Seasons | Winter, WintShld, Summer | Winter, WintShld, Summer | Winter, WintShld, Summer | Winter, WintShld, Summer | Winter, WintShld, Summer | Winter, WintShld, Summer | Winter, WintShld, Summer | Winter, WintShld, Summer
BART NOX Annual-Ray D Nixon 1 -v5.13 | 137 | 5830 | Rate Constraint in lbs/MMBtu | FALSE | L | Annual | Standard NOX | lb/MMBtu | 0.21 | 0.21 | 0.21 | 0.21 | 0.21 | 0.21 | 0.21 | 0.21
BART NOX Annual-Ray D Nixon 1 -v5.13 | 137 | 5830 | Rate Constraint in lbs/MMBtu | FALSE | L | Annual | Emissions at Affected Plants NOX | Thousand Tons | 1.234 | 1.234 | 1.2105 | 1.2105 | 1.2105 | 1.2105 | 1.2105 | 1.1536
BART NOX Annual-Ray D Nixon 1 -v5.13 | 137 | 5830 | Rate Constraint in lbs/MMBtu | FALSE | L | Annual | Allowances Purchased NOX | Thousand Tons | 0 | 0 | 0 | 0 | 0 | 0 | 0 | 0
BART NOX Annual-Ray D Nixon 1 -v5.13 | 137 | 5830 | Rate Constraint in lbs/MMBtu | FALSE | L | Annual | Allowances Sold NOX | Thousand Tons | 0 | 0 | 0 | 0 | 0 | 0 | 0 | 0
BART NOX Annual-Ray D Nixon 1 -v5.13 | 137 | 5830 | Rate Constraint in lbs/MMBtu | FALSE | L | Annual | Allowances Banked | Thousand Tons | 0 | 0 | 0 | 0 | 0 | 0 | 0 | 0
BART NOX Annual-Ray D Nixon 1 -v5.13 | 137 | 5830 | Rate Constraint in lbs/MMBtu | FALSE | L | Annual | Allowances Withdrawn (1:1) | Thousand Tons | 0 | 0 | 0 | 0 | 0 | 0 | 0 | 0
BART NOX Annual-Ray D Nixon 1 -v5.13 | 137 | 5830 | Rate Constraint in lbs/MMBtu | FALSE | L | Annual | Allowances Withdrawn (n:1) | Thousand Tons | 0 | 0 | 0 | 0 | 0 | 0 | 0 | 0
BART NOX Annual-Ray D Nixon 1 -v5.13 | 137 | 5830 | Rate Constraint in lbs/MMBtu | FALSE | L | Annual | Net Emissions Allowance Position | Thousand Tons | 1.234 | 1.234 | 1.2105 | 1.2105 | 1.2105 | 1.2105 | 1.2105 | 1.1536
BART NOX Annual-Ray D Nixon 1 -v5.13 | 137 | 5830 | Rate Constraint in lbs/MMBtu | FALSE | L | Annual | Fuel Consumed | TBtu | 15.9323 | 15.9323 | 15.6296 | 15.6296 | 15.6296 | 15.6296 | 15.6296 | 14.8948
BART NOX Annual-Ray D Nixon 1 -v5.13 | 137 | 5830 | Rate Constraint in lbs/MMBtu | FALSE | L | Annual | Rate | lb/MMBtu | 0.1549 | 0.1549 | 0.1549 | 0.1549 | 0.1549 | 0.1549 | 0.1549 | 0.1549
BART NOX Annual-Ray D Nixon 1 -v5.13 | 137 | 5830 | Rate Constraint in lbs/MMBtu | FALSE | L | Annual | Generation | TWh | 1.438 | 1.438 | 1.438 | 1.438 | 1.438 | 1.438 | 1.438 | 1.3704
BART NOX Annual-Ray D Nixon 1 -v5.13 | 137 | 5830 | Rate Constraint in lbs/MMBtu | FALSE | L | Annual | Qualifying Generation | TWh | 1.438 | 1.438 | 1.438 | 1.438 | 1.438 | 1.438 | 1.438 | 1.3704
BART NOX Annual-Ray D Nixon 1 -v5.13 | 137 | 5830 | Rate Constraint in lbs/MMBtu | FALSE | L | Annual | Rate | lb/MWh | 1.7162 | 1.7162 | 1.6836 | 1.6836 | 1.6836 | 1.6836 | 1.6836 | 1.6836
BART NOX Annual-Ray D Nixon 1 -v5.13 | 137 | 5830 | Rate Constraint in lbs/MMBtu | FALSE | L | Annual | Constraint Shadow Price | US2016$/Ton | 0 | 0 | 0 | 0 | 0 | 0 | 0 | 0
BART NOX Annual-San Juan 1 -v5.14 | 138 | 6237 | Rate Constraint in lbs/MMBtu | FALSE | L | Annual | Seasons Included | Seasons | Winter, WintShld, Summer | Winter, WintShld, Summer | Winter, WintShld, Summer | Winter, WintShld, Summer | Winter, WintShld, Summer | Winter, WintShld, Summer | Winter, WintShld, Summer | Winter, WintShld, Summer
BART NOX Annual-San Juan 1 -v5.14 | 138 | 6237 | Rate Constraint in lbs/MMBtu | FALSE | L | Annual | Standard NOX | lb/MMBtu | 0.23 | 0.23 | 0.23 | 0.23 | 0.23 | 0.23 | 0.23 | 0.23
BART NOX Annual-San Juan 1 -v5.14 | 138 | 6237 | Rate Constraint in lbs/MMBtu | FALSE | L | Annual | Emissions at Affected Plants NOX | Thousand Tons | 0.25565 | 0.25565 | 0.36626 | 0.19545 | 0.16118 | 0.16118 | 0.16118 | 0
BART NOX Annual-San Juan 1 -v5.14 | 138 | 6237 | Rate Constraint in lbs/MMBtu | FALSE | L | Annual | Allowances Purchased NOX | Thousand Tons | 0 | 0 | 0 | 0 | 0 | 0 | 0 | 0
BART NOX Annual-San Juan 1 -v5.14 | 138 | 6237 | Rate Constraint in lbs/MMBtu | FALSE | L | Annual | Allowances Sold NOX | Thousand Tons | 0 | 0 | 0 | 0 | 0 | 0 | 0 | 0
BART NOX Annual-San Juan 1 -v5.14 | 138 | 6237 | Rate Constraint in lbs/MMBtu | FALSE | L | Annual | Allowances Banked | Thousand Tons | 0 | 0 | 0 | 0 | 0 | 0 | 0 | 0
BART NOX Annual-San Juan 1 -v5.14 | 138 | 6237 | Rate Constraint in lbs/MMBtu | FALSE | L | Annual | Allowances Withdrawn (1:1) | Thousand Tons | 0 | 0 | 0 | 0 | 0 | 0 | 0 | 0
BART NOX Annual-San Juan 1 -v5.14 | 138 | 6237 | Rate Constraint in lbs/MMBtu | FALSE | L | Annual | Allowances Withdrawn (n:1) | Thousand Tons | 0 | 0 | 0 | 0 | 0 | 0 | 0 | 0
BART NOX Annual-San Juan 1 -v5.14 | 138 | 6237 | Rate Constraint in lbs/MMBtu | FALSE | L | Annual | Net Emissions Allowance Position | Thousand Tons | 0.25565 | 0.25565 | 0.36626 | 0.19545 | 0.16118 | 0.16118 | 0.16118 | 0
BART NOX Annual-San Juan 1 -v5.14 | 138 | 6237 | Rate Constraint in lbs/MMBtu | FALSE | L | Annual | Fuel Consumed | TBtu | 2.2426 | 2.2426 | 3.2128 | 1.7145 | 1.4138 | 1.4138 | 1.4138 | 0
BART NOX Annual-San Juan 1 -v5.14 | 138 | 6237 | Rate Constraint in lbs/MMBtu | FALSE | L | Annual | Rate | lb/MMBtu | 0.228 | 0.228 | 0.228 | 0.228 | 0.228 | 0.228 | 0.228 | 0
BART NOX Annual-San Juan 1 -v5.14 | 138 | 6237 | Rate Constraint in lbs/MMBtu | FALSE | L | Annual | Generation | TWh | 0.20252 | 0.20252 | 0.29881 | 0.15946 | 0.1315 | 0.1315 | 0.1315 | 0
BART NOX Annual-San Juan 1 -v5.14 | 138 | 6237 | Rate Constraint in lbs/MMBtu | FALSE | L | Annual | Qualifying Generation | TWh | 0.20252 | 0.20252 | 0.29881 | 0.15946 | 0.1315 | 0.1315 | 0.1315 | 0
BART NOX Annual-San Juan 1 -v5.14 | 138 | 6237 | Rate Constraint in lbs/MMBtu | FALSE | L | Annual | Rate | lb/MWh | 2.5246 | 2.5246 | 2.4514 | 2.4514 | 2.4514 | 2.4514 | 2.4514 | 0
BART NOX Annual-San Juan 1 -v5.14 | 138 | 6237 | Rate Constraint in lbs/MMBtu | FALSE | L | Annual | Constraint Shadow Price | US2016$/Ton | 0 | 0 | 0 | 0 | 0 | 0 | 0 | 0
BART NOX Annual-San Juan 4 -v5.14 | 139 | 6238 | Rate Constraint in lbs/MMBtu | FALSE | L | Annual | Seasons Included | Seasons | Winter, WintShld, Summer | Winter, WintShld, Summer | Winter, WintShld, Summer | Winter, WintShld, Summer | Winter, WintShld, Summer | Winter, WintShld, Summer | Winter, WintShld, Summer | Winter, WintShld, Summer
BART NOX Annual-San Juan 4 -v5.14 | 139 | 6238 | Rate Constraint in lbs/MMBtu | FALSE | L | Annual | Standard NOX | lb/MMBtu | 0.23 | 0.23 | 0.23 | 0.23 | 0.23 | 0.23 | 0.23 | 0.23
BART NOX Annual-San Juan 4 -v5.14 | 139 | 6238 | Rate Constraint in lbs/MMBtu | FALSE | L | Annual | Emissions at Affected Plants NOX | Thousand Tons | 3.4688 | 4.343 | 4.2648 | 2.3746 | 2.0527 | 1.8744 | 1.8744 | 0
BART NOX Annual-San Juan 4 -v5.14 | 139 | 6238 | Rate Constraint in lbs/MMBtu | FALSE | L | Annual | Allowances Purchased NOX | Thousand Tons | 0 | 0 | 0 | 0 | 0 | 0 | 0 | 0
BART NOX Annual-San Juan 4 -v5.14 | 139 | 6238 | Rate Constraint in lbs/MMBtu | FALSE | L | Annual | Allowances Sold NOX | Thousand Tons | 0 | 0 | 0 | 0 | 0 | 0 | 0 | 0
BART NOX Annual-San Juan 4 -v5.14 | 139 | 6238 | Rate Constraint in lbs/MMBtu | FALSE | L | Annual | Allowances Banked | Thousand Tons | 0 | 0 | 0 | 0 | 0 | 0 | 0 | 0
BART NOX Annual-San Juan 4 -v5.14 | 139 | 6238 | Rate Constraint in lbs/MMBtu | FALSE | L | Annual | Allowances Withdrawn (1:1) | Thousand Tons | 0 | 0 | 0 | 0 | 0 | 0 | 0 | 0
BART NOX Annual-San Juan 4 -v5.14 | 139 | 6238 | Rate Constraint in lbs/MMBtu | FALSE | L | Annual | Allowances Withdrawn (n:1) | Thousand Tons | 0 | 0 | 0 | 0 | 0 | 0 | 0 | 0
BART NOX Annual-San Juan 4 -v5.14 | 139 | 6238 | Rate Constraint in lbs/MMBtu | FALSE | L | Annual | Net Emissions Allowance Position | Thousand Tons | 3.4688 | 4.343 | 4.2648 | 2.3746 | 2.0527 | 1.8744 | 1.8744 | 0
BART NOX Annual-San Juan 4 -v5.14 | 139 | 6238 | Rate Constraint in lbs/MMBtu | FALSE | L | Annual | Fuel Consumed | TBtu | 30.9712 | 38.7765 | 38.0786 | 21.202 | 18.3279 | 16.7358 | 16.7358 | 0
BART NOX Annual-San Juan 4 -v5.14 | 139 | 6238 | Rate Constraint in lbs/MMBtu | FALSE | L | Annual | Rate | lb/MMBtu | 0.224 | 0.224 | 0.224 | 0.224 | 0.224 | 0.224 | 0.224 | 0
BART NOX Annual-San Juan 4 -v5.14 | 139 | 6238 | Rate Constraint in lbs/MMBtu | FALSE | L | Annual | Generation | TWh | 2.9202 | 3.6561 | 3.6561 | 2.0357 | 1.7597 | 1.6069 | 1.6069 | 0
BART NOX Annual-San Juan 4 -v5.14 | 139 | 6238 | Rate Constraint in lbs/MMBtu | FALSE | L | Annual | Qualifying Generation | TWh | 2.9202 | 3.6561 | 3.6561 | 2.0357 | 1.7597 | 1.6069 | 1.6069 | 0
BART NOX Annual-San Juan 4 -v5.14 | 139 | 6238 | Rate Constraint in lbs/MMBtu | FALSE | L | Annual | Rate | lb/MWh | 2.3757 | 2.3757 | 2.333 | 2.333 | 2.333 | 2.333 | 2.333 | 0
BART NOX Annual-San Juan 4 -v5.14 | 139 | 6238 | Rate Constraint in lbs/MMBtu | FALSE | L | Annual | Constraint Shadow Price | US2016$/Ton | 0 | 0 | 0 | 0 | 0 | 0 | 0 | 0
BART NOX Annual-Sooner 1 -v5.13 | 140 | 5864 | Rate Constraint in lbs/MMBtu | FALSE | L | Annual | Seasons Included | Seasons | Winter, WintShld, Summer | Winter, WintShld, Summer | Winter, WintShld, Summer | Winter, WintShld, Summer | Winter, WintShld, Summer | Winter, WintShld, Summer | Winter, WintShld, Summer | Winter, WintShld, Summer
BART NOX Annual-Sooner 1 -v5.13 | 140 | 5864 | Rate Constraint in lbs/MMBtu | FALSE | L | Annual | Standard NOX | lb/MMBtu | 0.15 | 0.15 | 0.15 | 0.15 | 0.15 | 0.15 | 0.15 | 0.15
BART NOX Annual-Sooner 1 -v5.13 | 140 | 5864 | Rate Constraint in lbs/MMBtu | FALSE | L | Annual | Emissions at Affected Plants NOX | Thousand Tons | 1.1422 | 1.9512 | 2.0773 | 1.3057 | 1.4375 | 1.6579 | 1.4375 | 1.1217
BART NOX Annual-Sooner 1 -v5.13 | 140 | 5864 | Rate Constraint in lbs/MMBtu | FALSE | L | Annual | Allowances Purchased NOX | Thousand Tons | 0 | 0 | 0 | 0 | 0 | 0 | 0 | 0
BART NOX Annual-Sooner 1 -v5.13 | 140 | 5864 | Rate Constraint in lbs/MMBtu | FALSE | L | Annual | Allowances Sold NOX | Thousand Tons | 0 | 0 | 0 | 0 | 0 | 0 | 0 | 0
BART NOX Annual-Sooner 1 -v5.13 | 140 | 5864 | Rate Constraint in lbs/MMBtu | FALSE | L | Annual | Allowances Banked | Thousand Tons | 0 | 0 | 0 | 0 | 0 | 0 | 0 | 0
BART NOX Annual-Sooner 1 -v5.13 | 140 | 5864 | Rate Constraint in lbs/MMBtu | FALSE | L | Annual | Allowances Withdrawn (1:1) | Thousand Tons | 0 | 0 | 0 | 0 | 0 | 0 | 0 | 0
BART NOX Annual-Sooner 1 -v5.13 | 140 | 5864 | Rate Constraint in lbs/MMBtu | FALSE | L | Annual | Allowances Withdrawn (n:1) | Thousand Tons | 0 | 0 | 0 | 0 | 0 | 0 | 0 | 0
BART NOX Annual-Sooner 1 -v5.13 | 140 | 5864 | Rate Constraint in lbs/MMBtu | FALSE | L | Annual | Net Emissions Allowance Position | Thousand Tons | 1.1422 | 1.9512 | 2.0773 | 1.3057 | 1.4375 | 1.6579 | 1.4375 | 1.1217
BART NOX Annual-Sooner 1 -v5.13 | 140 | 5864 | Rate Constraint in lbs/MMBtu | FALSE | L | Annual | Fuel Consumed | TBtu | 18.0393 | 30.8151 | 32.8063 | 20.6199 | 22.7027 | 26.1829 | 22.7027 | 17.7146
BART NOX Annual-Sooner 1 -v5.13 | 140 | 5864 | Rate Constraint in lbs/MMBtu | FALSE | L | Annual | Rate | lb/MMBtu | 0.12664 | 0.12664 | 0.12664 | 0.12664 | 0.12664 | 0.12664 | 0.12664 | 0.12664
BART NOX Annual-Sooner 1 -v5.13 | 140 | 5864 | Rate Constraint in lbs/MMBtu | FALSE | L | Annual | Generation | TWh | 1.6956 | 2.8964 | 3.1401 | 1.9737 | 2.173 | 2.5061 | 2.173 | 1.6956
BART NOX Annual-Sooner 1 -v5.13 | 140 | 5864 | Rate Constraint in lbs/MMBtu | FALSE | L | Annual | Qualifying Generation | TWh | 1.6956 | 2.8964 | 3.1401 | 1.9737 | 2.173 | 2.5061 | 2.173 | 1.6956
BART NOX Annual-Sooner 1 -v5.13 | 140 | 5864 | Rate Constraint in lbs/MMBtu | FALSE | L | Annual | Rate | lb/MWh | 1.3473 | 1.3473 | 1.3231 | 1.3231 | 1.3231 | 1.3231 | 1.3231 | 1.3231
BART NOX Annual-Sooner 1 -v5.13 | 140 | 5864 | Rate Constraint in lbs/MMBtu | FALSE | L | Annual | Constraint Shadow Price | US2016$/Ton | 0 | 0 | 0 | 0 | 0 | 0 | 0 | 0
BART NOX Annual-Sooner 2 -v5.13 | 141 | 5865 | Rate Constraint in lbs/MMBtu | FALSE | L | Annual | Seasons Included | Seasons | Winter, WintShld, Summer | Winter, WintShld, Summer | Winter, WintShld, Summer | Winter, WintShld, Summer | Winter, WintShld, Summer | Winter, WintShld, Summer | Winter, WintShld, Summer | Winter, WintShld, Summer
BART NOX Annual-Sooner 2 -v5.13 | 141 | 5865 | Rate Constraint in lbs/MMBtu | FALSE | L | Annual | Standard NOX | lb/MMBtu | 0.15 | 0.15 | 0.15 | 0.15 | 0.15 | 0.15 | 0.15 | 0.15
BART NOX Annual-Sooner 2 -v5.13 | 141 | 5865 | Rate Constraint in lbs/MMBtu | FALSE | L | Annual | Emissions at Affected Plants NOX | Thousand Tons | 1.1709 | 2.0633 | 2.0561 | 1.3781 | 1.424 | 1.6505 | 1.424 | 1.0994
BART NOX Annual-Sooner 2 -v5.13 | 141 | 5865 | Rate Constraint in lbs/MMBtu | FALSE | L | Annual | Allowances Purchased NOX | Thousand Tons | 0 | 0 | 0 | 0 | 0 | 0 | 0 | 0
BART NOX Annual-Sooner 2 -v5.13 | 141 | 5865 | Rate Constraint in lbs/MMBtu | FALSE | L | Annual | Allowances Sold NOX | Thousand Tons | 0 | 0 | 0 | 0 | 0 | 0 | 0 | 0
BART NOX Annual-Sooner 2 -v5.13 | 141 | 5865 | Rate Constraint in lbs/MMBtu | FALSE | L | Annual | Allowances Banked | Thousand Tons | 0 | 0 | 0 | 0 | 0 | 0 | 0 | 0
BART NOX Annual-Sooner 2 -v5.13 | 141 | 5865 | Rate Constraint in lbs/MMBtu | FALSE | L | Annual | Allowances Withdrawn (1:1) | Thousand Tons | 0 | 0 | 0 | 0 | 0 | 0 | 0 | 0
BART NOX Annual-Sooner 2 -v5.13 | 141 | 5865 | Rate Constraint in lbs/MMBtu | FALSE | L | Annual | Allowances Withdrawn (n:1) | Thousand Tons | 0 | 0 | 0 | 0 | 0 | 0 | 0 | 0
BART NOX Annual-Sooner 2 -v5.13 | 141 | 5865 | Rate Constraint in lbs/MMBtu | FALSE | L | Annual | Net Emissions Allowance Position | Thousand Tons | 1.1709 | 2.0633 | 2.0561 | 1.3781 | 1.424 | 1.6505 | 1.424 | 1.0994
BART NOX Annual-Sooner 2 -v5.13 | 141 | 5865 | Rate Constraint in lbs/MMBtu | FALSE | L | Annual | Fuel Consumed | TBtu | 18.4208 | 32.4591 | 32.3462 | 21.6797 | 22.4023 | 25.9649 | 22.4023 | 17.2961
BART NOX Annual-Sooner 2 -v5.13 | 141 | 5865 | Rate Constraint in lbs/MMBtu | FALSE | L | Annual | Rate | lb/MMBtu | 0.12713 | 0.12713 | 0.12713 | 0.12713 | 0.12713 | 0.12713 | 0.12713 | 0.12713
BART NOX Annual-Sooner 2 -v5.13 | 141 | 5865 | Rate Constraint in lbs/MMBtu | FALSE | L | Annual | Generation | TWh | 1.7426 | 3.0706 | 3.116 | 2.0885 | 2.1581 | 2.5013 | 2.1581 | 1.6662
BART NOX Annual-Sooner 2 -v5.13 | 141 | 5865 | Rate Constraint in lbs/MMBtu | FALSE | L | Annual | Qualifying Generation | TWh | 1.7426 | 3.0706 | 3.116 | 2.0885 | 2.1581 | 2.5013 | 2.1581 | 1.6662
BART NOX Annual-Sooner 2 -v5.13 | 141 | 5865 | Rate Constraint in lbs/MMBtu | FALSE | L | Annual | Rate | lb/MWh | 1.3439 | 1.3439 | 1.3197 | 1.3197 | 1.3197 | 1.3197 | 1.3197 | 1.3197
BART NOX Annual-Sooner 2 -v5.13 | 141 | 5865 | Rate Constraint in lbs/MMBtu | FALSE | L | Annual | Constraint Shadow Price | US2016$/Ton | 0 | 0 | 0 | 0 | 0 | 0 | 0 | 0
BART NOX Annual-Tecumseh Energy Center 9 -v5.14 | 142 | 6031 | Rate Constraint in lbs/MMBtu | FALSE | L | Annual | Seasons Included | Seasons | Winter, WintShld, Summer | Winter, WintShld, Summer | Winter, WintShld, Summer | Winter, WintShld, Summer | Winter, WintShld, Summer | Winter, WintShld, Summer | Winter, WintShld, Summer | Winter, WintShld, Summer
BART NOX Annual-Tecumseh Energy Center 9 -v5.14 | 142 | 6031 | Rate Constraint in lbs/MMBtu | FALSE | L | Annual | Standard NOX | lb/MMBtu | 0.18 | 0.18 | 0.18 | 0.18 | 0.18 | 0.18 | 0.18 | 0.18
BART NOX Annual-Tecumseh Energy Center 9 -v5.14 | 142 | 6031 | Rate Constraint in lbs/MMBtu | FALSE | L | Annual | Emissions at Affected Plants NOX | Thousand Tons | 0 | 0 | 0 | 0 | 0 | 0 | 0 | 0
BART NOX Annual-Tecumseh Energy Center 9 -v5.14 | 142 | 6031 | Rate Constraint in lbs/MMBtu | FALSE | L | Annual | Allowances Purchased NOX | Thousand Tons | 0 | 0 | 0 | 0 | 0 | 0 | 0 | 0
BART NOX Annual-Tecumseh Energy Center 9 -v5.14 | 142 | 6031 | Rate Constraint in lbs/MMBtu | FALSE | L | Annual | Allowances Sold NOX | Thousand Tons | 0 | 0 | 0 | 0 | 0 | 0 | 0 | 0
BART NOX Annual-Tecumseh Energy Center 9 -v5.14 | 142 | 6031 | Rate Constraint in lbs/MMBtu | FALSE | L | Annual | Allowances Banked | Thousand Tons | 0 | 0 | 0 | 0 | 0 | 0 | 0 | 0
BART NOX Annual-Tecumseh Energy Center 9 -v5.14 | 142 | 6031 | Rate Constraint in lbs/MMBtu | FALSE | L | Annual | Allowances Withdrawn (1:1) | Thousand Tons | 0 | 0 | 0 | 0 | 0 | 0 | 0 | 0
BART NOX Annual-Tecumseh Energy Center 9 -v5.14 | 142 | 6031 | Rate Constraint in lbs/MMBtu | FALSE | L | Annual | Allowances Withdrawn (n:1) | Thousand Tons | 0 | 0 | 0 | 0 | 0 | 0 | 0 | 0
BART NOX Annual-Tecumseh Energy Center 9 -v5.14 | 142 | 6031 | Rate Constraint in lbs/MMBtu | FALSE | L | Annual | Net Emissions Allowance Position | Thousand Tons | 0 | 0 | 0 | 0 | 0 | 0 | 0 | 0
BART NOX Annual-Tecumseh Energy Center 9 -v5.14 | 142 | 6031 | Rate Constraint in lbs/MMBtu | FALSE | L | Annual | Fuel Consumed | TBtu | 0 | 0 | 0 | 0 | 0 | 0 | 0 | 0
BART NOX Annual-Tecumseh Energy Center 9 -v5.14 | 142 | 6031 | Rate Constraint in lbs/MMBtu | FALSE | L | Annual | Rate | lb/MMBtu | 0 | 0 | 0 | 0 | 0 | 0 | 0 | 0
BART NOX Annual-Tecumseh Energy Center 9 -v5.14 | 142 | 6031 | Rate Constraint in lbs/MMBtu | FALSE | L | Annual | Generation | TWh | 0 | 0 | 0 | 0 | 0 | 0 | 0 | 0
BART NOX Annual-Tecumseh Energy Center 9 -v5.14 | 142 | 6031 | Rate Constraint in lbs/MMBtu | FALSE | L | Annual | Qualifying Generation | TWh | 0 | 0 | 0 | 0 | 0 | 0 | 0 | 0
BART NOX Annual-Tecumseh Energy Center 9 -v5.14 | 142 | 6031 | Rate Constraint in lbs/MMBtu | FALSE | L | Annual | Rate | lb/MWh | 0 | 0 | 0 | 0 | 0 | 0 | 0 | 0
BART NOX Annual-Tecumseh Energy Center 9 -v5.14 | 142 | 6031 | Rate Constraint in lbs/MMBtu | FALSE | L | Annual | Constraint Shadow Price | US2016$/Ton | 0 | 0 | 0 | 0 | 0 | 0 | 0 | 0
BART SO2 Annual- Arthur Kill- v5.16 | 143 | 6662 | Rate Constraint in lbs/MMBtu | FALSE | L | Annual | Seasons Included | Seasons | Winter, WintShld, Summer | Winter, WintShld, Summer | Winter, WintShld, Summer | Winter, WintShld, Summer | Winter, WintShld, Summer | Winter, WintShld, Summer | Winter, WintShld, Summer | Winter, WintShld, Summer
BART SO2 Annual- Arthur Kill- v5.16 | 143 | 6662 | Rate Constraint in lbs/MMBtu | FALSE | L | Annual | Standard SO2 | lb/MMBtu | 0.15 | 0.15 | 0.15 | 0.15 | 0.15 | 0.15 | 0.15 | 0.15
BART SO2 Annual- Arthur Kill- v5.16 | 143 | 6662 | Rate Constraint in lbs/MMBtu | FALSE | L | Annual | Emissions at Affected Plants SO2 | Thousand Tons | 0 | 0 | 0 | 0 | 0 | 0 | 0 | 0
BART SO2 Annual- Arthur Kill- v5.16 | 143 | 6662 | Rate Constraint in lbs/MMBtu | FALSE | L | Annual | Allowances Purchased SO2 | Thousand Tons | 0 | 0 | 0 | 0 | 0 | 0 | 0 | 0
BART SO2 Annual- Arthur Kill- v5.16 | 143 | 6662 | Rate Constraint in lbs/MMBtu | FALSE | L | Annual | Allowances Sold SO2 | Thousand Tons | 0 | 0 | 0 | 0 | 0 | 0 | 0 | 0
BART SO2 Annual- Arthur Kill- v5.16 | 143 | 6662 | Rate Constraint in lbs/MMBtu | FALSE | L | Annual | Allowances Banked | Thousand Tons | 0 | 0 | 0 | 0 | 0 | 0 | 0 | 0
BART SO2 Annual- Arthur Kill- v5.16 | 143 | 6662 | Rate Constraint in lbs/MMBtu | FALSE | L | Annual | Allowances Withdrawn (1:1) | Thousand Tons | 0 | 0 | 0 | 0 | 0 | 0 | 0 | 0
BART SO2 Annual- Arthur Kill- v5.16 | 143 | 6662 | Rate Constraint in lbs/MMBtu | FALSE | L | Annual | Allowances Withdrawn (n:1) | Thousand Tons | 0 | 0 | 0 | 0 | 0 | 0 | 0 | 0
BART SO2 Annual- Arthur Kill- v5.16 | 143 | 6662 | Rate Constraint in lbs/MMBtu | FALSE | L | Annual | Net Emissions Allowance Position | Thousand Tons | 0 | 0 | 0 | 0 | 0 | 0 | 0 | 0
BART SO2 Annual- Arthur Kill- v5.16 | 143 | 6662 | Rate Constraint in lbs/MMBtu | FALSE | L | Annual | Fuel Consumed | TBtu | 3.707 | 3.707 | 3.707 | 1.0335 | 0.83761 | 0.83761 | 1.3043 | 2.1543
BART SO2 Annual- Arthur Kill- v5.16 | 143 | 6662 | Rate Constraint in lbs/MMBtu | FALSE | L | Annual | Rate | lb/MMBtu | 0 | 0 | 0 | 0 | 0 | 0 | 0 | 0
BART SO2 Annual- Arthur Kill- v5.16 | 143 | 6662 | Rate Constraint in lbs/MMBtu | FALSE | L | Annual | Generation | TWh | 0.33697 | 0.33697 | 0.33697 | 0.093942 | 0.07614 | 0.07614 | 0.11856 | 0.19583
BART SO2 Annual- Arthur Kill- v5.16 | 143 | 6662 | Rate Constraint in lbs/MMBtu | FALSE | L | Annual | Qualifying Generation | TWh | 0.33697 | 0.33697 | 0.33697 | 0.093942 | 0.07614 | 0.07614 | 0.11856 | 0.19583
BART SO2 Annual- Arthur Kill- v5.16 | 143 | 6662 | Rate Constraint in lbs/MMBtu | FALSE | L | Annual | Rate | lb/MWh | 0 | 0 | 0 | 0 | 0 | 0 | 0 | 0
BART SO2 Annual- Arthur Kill- v5.16 | 143 | 6662 | Rate Constraint in lbs/MMBtu | FALSE | L | Annual | Constraint Shadow Price | US2016$/Ton | 0 | 0 | 0 | 0 | 0 | 0 | 0 | 0
BART SO2 Annual- B L England 2- v5.16 | 144 | 6664 | Rate Constraint in lbs/MMBtu | FALSE | L | Annual | Seasons Included | Seasons | Winter, WintShld, Summer | Winter, WintShld, Summer | Winter, WintShld, Summer | Winter, WintShld, Summer | Winter, WintShld, Summer | Winter, WintShld, Summer | Winter, WintShld, Summer | Winter, WintShld, Summer
BART SO2 Annual- B L England 2- v5.16 | 144 | 6664 | Rate Constraint in lbs/MMBtu | FALSE | L | Annual | Standard SO2 | lb/MMBtu | 0.15 | 0.15 | 0.15 | 0.15 | 0.15 | 0.15 | 0.15 | 0.15
BART SO2 Annual- B L England 2- v5.16 | 144 | 6664 | Rate Constraint in lbs/MMBtu | FALSE | L | Annual | Emissions at Affected Plants SO2 | Thousand Tons | 0 | 0 | 0 | 0 | 0 | 0 | 0 | 0
BART SO2 Annual- B L England 2- v5.16 | 144 | 6664 | Rate Constraint in lbs/MMBtu | FALSE | L | Annual | Allowances Purchased SO2 | Thousand Tons | 0 | 0 | 0 | 0 | 0 | 0 | 0 | 0
BART SO2 Annual- B L England 2- v5.16 | 144 | 6664 | Rate Constraint in lbs/MMBtu | FALSE | L | Annual | Allowances Sold SO2 | Thousand Tons | 0 | 0 | 0 | 0 | 0 | 0 | 0 | 0
BART SO2 Annual- B L England 2- v5.16 | 144 | 6664 | Rate Constraint in lbs/MMBtu | FALSE | L | Annual | Allowances Banked | Thousand Tons | 0 | 0 | 0 | 0 | 0 | 0 | 0 | 0
BART SO2 Annual- B L England 2- v5.16 | 144 | 6664 | Rate Constraint in lbs/MMBtu | FALSE | L | Annual | Allowances Withdrawn (1:1) | Thousand Tons | 0 | 0 | 0 | 0 | 0 | 0 | 0 | 0
BART SO2 Annual- B L England 2- v5.16 | 144 | 6664 | Rate Constraint in lbs/MMBtu | FALSE | L | Annual | Allowances Withdrawn (n:1) | Thousand Tons | 0 | 0 | 0 | 0 | 0 | 0 | 0 | 0
BART SO2 Annual- B L England 2- v5.16 | 144 | 6664 | Rate Constraint in lbs/MMBtu | FALSE | L | Annual | Net Emissions Allowance Position | Thousand Tons | 0 | 0 | 0 | 0 | 0 | 0 | 0 | 0
BART SO2 Annual- B L England 2- v5.16 | 144 | 6664 | Rate Constraint in lbs/MMBtu | FALSE | L | Annual | Fuel Consumed | TBtu | 0 | 0 | 0 | 0 | 0 | 0 | 0 | 0
BART SO2 Annual- B L England 2- v5.16 | 144 | 6664 | Rate Constraint in lbs/MMBtu | FALSE | L | Annual | Rate | lb/MMBtu | 0 | 0 | 0 | 0 | 0 | 0 | 0 | 0
BART SO2 Annual- B L England 2- v5.16 | 144 | 6664 | Rate Constraint in lbs/MMBtu | FALSE | L | Annual | Generation | TWh | 0 | 0 | 0 | 0 | 0 | 0 | 0 | 0
BART SO2 Annual- B L England 2- v5.16 | 144 | 6664 | Rate Constraint in lbs/MMBtu | FALSE | L | Annual | Qualifying Generation | TWh | 0 | 0 | 0 | 0 | 0 | 0 | 0 | 0
BART SO2 Annual- B L England 2- v5.16 | 144 | 6664 | Rate Constraint in lbs/MMBtu | FALSE | L | Annual | Rate | lb/MWh | 0 | 0 | 0 | 0 | 0 | 0 | 0 | 0
BART SO2 Annual- B L England 2- v5.16 | 144 | 6664 | Rate Constraint in lbs/MMBtu | FALSE | L | Annual | Constraint Shadow Price | US2016$/Ton | 0 | 0 | 0 | 0 | 0 | 0 | 0 | 0
BART SO2 Annual- Big Stone 1- v5.16 | 145 | 6690 | Rate Constraint in lbs/MMBtu | FALSE | L | Annual | Seasons Included | Seasons | Winter, WintShld, Summer | Winter, WintShld, Summer | Winter, WintShld, Summer | Winter, WintShld, Summer | Winter, WintShld, Summer | Winter, WintShld, Summer | Winter, WintShld, Summer | Winter, WintShld, Summer
BART SO2 Annual- Big Stone 1- v5.16 | 145 | 6690 | Rate Constraint in lbs/MMBtu | FALSE | L | Annual | Standard SO2 | lb/MMBtu | 0.09 | 0.09 | 0.09 | 0.09 | 0.09 | 0.09 | 0.09 | 0.09
BART SO2 Annual- Big Stone 1- v5.16 | 145 | 6690 | Rate Constraint in lbs/MMBtu | FALSE | L | Annual | Emissions at Affected Plants SO2 | Thousand Tons | 0.44331 | 0.57601 | 0.54327 | 0.59639 | 0.59048 | 0.79076 | 0.60622 | 0.53287
BART SO2 Annual- Big Stone 1- v5.16 | 145 | 6690 | Rate Constraint in lbs/MMBtu | FALSE | L | Annual | Allowances Purchased SO2 | Thousand Tons | 0 | 0 | 0 | 0 | 0 | 0 | 0 | 0
BART SO2 Annual- Big Stone 1- v5.16 | 145 | 6690 | Rate Constraint in lbs/MMBtu | FALSE | L | Annual | Allowances Sold SO2 | Thousand Tons | 0 | 0 | 0 | 0 | 0 | 0 | 0 | 0
BART SO2 Annual- Big Stone 1- v5.16 | 145 | 6690 | Rate Constraint in lbs/MMBtu | FALSE | L | Annual | Allowances Banked | Thousand Tons | 0 | 0 | 0 | 0 | 0 | 0 | 0 | 0
BART SO2 Annual- Big Stone 1- v5.16 | 145 | 6690 | Rate Constraint in lbs/MMBtu | FALSE | L | Annual | Allowances Withdrawn (1:1) | Thousand Tons | 0 | 0 | 0 | 0 | 0 | 0 | 0 | 0
BART SO2 Annual- Big Stone 1- v5.16 | 145 | 6690 | Rate Constraint in lbs/MMBtu | FALSE | L | Annual | Allowances Withdrawn (n:1) | Thousand Tons | 0 | 0 | 0 | 0 | 0 | 0 | 0 | 0
BART SO2 Annual- Big Stone 1- v5.16 | 145 | 6690 | Rate Constraint in lbs/MMBtu | FALSE | L | Annual | Net Emissions Allowance Position | Thousand Tons | 0.44331 | 0.57601 | 0.54327 | 0.59639 | 0.59048 | 0.79076 | 0.60622 | 0.53287
BART SO2 Annual- Big Stone 1- v5.16 | 145 | 6690 | Rate Constraint in lbs/MMBtu | FALSE | L | Annual | Fuel Consumed | TBtu | 12.6113 | 16.3865 | 15.4552 | 16.9663 | 16.7983 | 22.4959 | 17.246 | 15.1591
BART SO2 Annual- Big Stone 1- v5.16 | 145 | 6690 | Rate Constraint in lbs/MMBtu | FALSE | L | Annual | Rate | lb/MMBtu | 0.070303 | 0.070303 | 0.070303 | 0.070303 | 0.070303 | 0.070303 | 0.070303 | 0.070303
BART SO2 Annual- Big Stone 1- v5.16 | 145 | 6690 | Rate Constraint in lbs/MMBtu | FALSE | L | Annual | Generation | TWh | 1.1541 | 1.4996 | 1.4418 | 1.5828 | 1.5671 | 2.0986 | 1.6089 | 1.4142
BART SO2 Annual- Big Stone 1- v5.16 | 145 | 6690 | Rate Constraint in lbs/MMBtu | FALSE | L | Annual | Qualifying Generation | TWh | 1.1541 | 1.4996 | 1.4418 | 1.5828 | 1.5671 | 2.0986 | 1.6089 | 1.4142
BART SO2 Annual- Big Stone 1- v5.16 | 145 | 6690 | Rate Constraint in lbs/MMBtu | FALSE | L | Annual | Rate | lb/MWh | 0.7682 | 0.7682 | 0.7536 | 0.7536 | 0.7536 | 0.7536 | 0.7536 | 0.7536
BART SO2 Annual- Big Stone 1- v5.16 | 145 | 6690 | Rate Constraint in lbs/MMBtu | FALSE | L | Annual | Constraint Shadow Price | US2016$/Ton | 0 | 0 | 0 | 0 | 0 | 0 | 0 | 0
BART SO2 Annual Cap-Deerhaven B2 -v5.13 | 146 | 6314 | Rate Constraint in MTons | FALSE | L | Annual | Seasons Included | Seasons | Winter, WintShld, Summer | Winter, WintShld, Summer | Winter, WintShld, Summer | Winter, WintShld, Summer | Winter, WintShld, Summer | Winter, WintShld, Summer | Winter, WintShld, Summer | Winter, WintShld, Summer
BART SO2 Annual Cap-Deerhaven B2 -v5.13 | 146 | 6314 | Rate Constraint in MTons | FALSE | L | Annual | Standard SO2 | Thousand Tons | 5.5 | 5.5 | 5.5 | 5.5 | 5.5 | 5.5 | 5.5 | 5.5
BART SO2 Annual Cap-Deerhaven B2 -v5.13 | 146 | 6314 | Rate Constraint in MTons | FALSE | L | Annual | Emissions at Affected Plants SO2 | Thousand Tons | 0 | 0 | 0 | 0 | 0 | 0 | 0 | 0
BART SO2 Annual Cap-Deerhaven B2 -v5.13 | 146 | 6314 | Rate Constraint in MTons | FALSE | L | Annual | Allowances Purchased SO2 | Thousand Tons | 0 | 0 | 0 | 0 | 0 | 0 | 0 | 0
BART SO2 Annual Cap-Deerhaven B2 -v5.13 | 146 | 6314 | Rate Constraint in MTons | FALSE | L | Annual | Allowances Sold SO2 | Thousand Tons | 0 | 0 | 0 | 0 | 0 | 0 | 0 | 0
BART SO2 Annual Cap-Deerhaven B2 -v5.13 | 146 | 6314 | Rate Constraint in MTons | FALSE | L | Annual | Allowances Banked | Thousand Tons | 0 | 0 | 0 | 0 | 0 | 0 | 0 | 0
BART SO2 Annual Cap-Deerhaven B2 -v5.13 | 146 | 6314 | Rate Constraint in MTons | FALSE | L | Annual | Allowances Withdrawn (1:1) | Thousand Tons | 0 | 0 | 0 | 0 | 0 | 0 | 0 | 0
BART SO2 Annual Cap-Deerhaven B2 -v5.13 | 146 | 6314 | Rate Constraint in MTons | FALSE | L | Annual | Allowances Withdrawn (n:1) | Thousand Tons | 0 | 0 | 0 | 0 | 0 | 0 | 0 | 0
BART SO2 Annual Cap-Deerhaven B2 -v5.13 | 146 | 6314 | Rate Constraint in MTons | FALSE | L | Annual | Net Emissions Allowance Position | Thousand Tons | 0 | 0 | 0 | 0 | 0 | 0 | 0 | 0
BART SO2 Annual Cap-Deerhaven B2 -v5.13 | 146 | 6314 | Rate Constraint in MTons | FALSE | L | Annual | Fuel Consumed | TBtu | 0 | 0 | 0 | 0 | 0 | 0 | 0 | 0
BART SO2 Annual Cap-Deerhaven B2 -v5.13 | 146 | 6314 | Rate Constraint in MTons | FALSE | L | Annual | Rate | lb/MMBtu | 0 | 0 | 0 | 0 | 0 | 0 | 0 | 0
BART SO2 Annual Cap-Deerhaven B2 -v5.13 | 146 | 6314 | Rate Constraint in MTons | FALSE | L | Annual | Generation | TWh | 0 | 0 | 0 | 0 | 0 | 0 | 0 | 0
BART SO2 Annual Cap-Deerhaven B2 -v5.13 | 146 | 6314 | Rate Constraint in MTons | FALSE | L | Annual | Qualifying Generation | TWh | 0 | 0 | 0 | 0 | 0 | 0 | 0 | 0
BART SO2 Annual Cap-Deerhaven B2 -v5.13 | 146 | 6314 | Rate Constraint in MTons | FALSE | L | Annual | Rate | lb/MWh | 0 | 0 | 0 | 0 | 0 | 0 | 0 | 0
BART SO2 Annual Cap-Deerhaven B2 -v5.13 | 146 | 6314 | Rate Constraint in MTons | FALSE | L | Annual | Constraint Shadow Price | US2016$/Ton | 0 | 0 | 0 | 0 | 0 | 0 | 0 | 0
BART SO2 Annual Cap-Northside 1-3 -v5.13 | 147 | 6315 | Rate Constraint in MTons | FALSE | L | Annual | Seasons Included | Seasons | Winter, WintShld, Summer | Winter, WintShld, Summer | Winter, WintShld, Summer | Winter, WintShld, Summer | Winter, WintShld, Summer | Winter, WintShld, Summer | Winter, WintShld, Summer | Winter, WintShld, Summer
BART SO2 Annual Cap-Northside 1-3 -v5.13 | 147 | 6315 | Rate Constraint in MTons | FALSE | L | Annual | Standard SO2 | Thousand Tons | 3.6 | 3.6 | 3.6 | 3.6 | 3.6 | 3.6 | 3.6 | 3.6
BART SO2 Annual Cap-Northside 1-3 -v5.13 | 147 | 6315 | Rate Constraint in MTons | FALSE | L | Annual | Emissions at Affected Plants SO2 | Thousand Tons | 2.0589 | 2.0665 | 2.069 | 2.1279 | 2.4321 | 0 | 0 | 0
BART SO2 Annual Cap-Northside 1-3 -v5.13 | 147 | 6315 | Rate Constraint in MTons | FALSE | L | Annual | Allowances Purchased SO2 | Thousand Tons | 0 | 0 | 0 | 0 | 0 | 0 | 0 | 0
BART SO2 Annual Cap-Northside 1-3 -v5.13 | 147 | 6315 | Rate Constraint in MTons | FALSE | L | Annual | Allowances Sold SO2 | Thousand Tons | 0 | 0 | 0 | 0 | 0 | 0 | 0 | 0
BART SO2 Annual Cap-Northside 1-3 -v5.13 | 147 | 6315 | Rate Constraint in MTons | FALSE | L | Annual | Allowances Banked | Thousand Tons | 0 | 0 | 0 | 0 | 0 | 0 | 0 | 0
BART SO2 Annual Cap-Northside 1-3 -v5.13 | 147 | 6315 | Rate Constraint in MTons | FALSE | L | Annual | Allowances Withdrawn (1:1) | Thousand Tons | 0 | 0 | 0 | 0 | 0 | 0 | 0 | 0
BART SO2 Annual Cap-Northside 1-3 -v5.13 | 147 | 6315 | Rate Constraint in MTons | FALSE | L | Annual | Allowances Withdrawn (n:1) | Thousand Tons | 0 | 0 | 0 | 0 | 0 | 0 | 0 | 0
BART SO2 Annual Cap-Northside 1-3 -v5.13 | 147 | 6315 | Rate Constraint in MTons | FALSE | L | Annual | Net Emissions Allowance Position | Thousand Tons | 2.0589 | 2.0665 | 2.069 | 2.1279 | 2.4321 | 0 | 0 | 0
BART SO2 Annual Cap-Northside 1-3 -v5.13 | 147 | 6315 | Rate Constraint in MTons | FALSE | L | Annual | Fuel Consumed | TBtu | 11.8948 | 11.9391 | 11.9536 | 12.2938 | 14.0513 | 0 | 0 | 0
BART SO2 Annual Cap-Northside 1-3 -v5.13 | 147 | 6315 | Rate Constraint in MTons | FALSE | L | Annual | Rate | lb/MMBtu | 0.34618 | 0.34618 | 0.34618 | 0.34618 | 0.34618 | 0 | 0 | 0
BART SO2 Annual Cap-Northside 1-3 -v5.13 | 147 | 6315 | Rate Constraint in MTons | FALSE | L | Annual | Generation | TWh | 1.1353 | 1.1395 | 1.163 | 1.1961 | 1.3671 | 0 | 0 | 0
BART SO2 Annual Cap-Northside 1-3 -v5.13 | 147 | 6315 | Rate Constraint in MTons | FALSE | L | Annual | Qualifying Generation | TWh | 1.1353 | 1.1395 | 1.163 | 1.1961 | 1.3671 | 0 | 0 | 0
BART SO2 Annual Cap-Northside 1-3 -v5.13 | 147 | 6315 | Rate Constraint in MTons | FALSE | L | Annual | Rate | lb/MWh | 3.6271 | 3.6271 | 3.5582 | 3.5582 | 3.5582 | 0 | 0 | 0
BART SO2 Annual Cap-Northside 1-3 -v5.13 | 147 | 6315 | Rate Constraint in MTons | FALSE | L | Annual | Constraint Shadow Price | US2016$/Ton | 0 | 0 | 0 | 0 | 0 | 0 | 0 | 0
BART SO2 Annual- Coal Creek 1- v6.17 | 148 | 6979 | Rate Constraint in lbs/MMBtu | FALSE | L | Annual | Seasons Included | Seasons | Winter, WintShld, Summer | Winter, WintShld, Summer | Winter, WintShld, Summer | Winter, WintShld, Summer | Winter, WintShld, Summer | Winter, WintShld, Summer | Winter, WintShld, Summer | Winter, WintShld, Summer
BART SO2 Annual- Coal Creek 1- v6.17 | 148 | 6979 | Rate Constraint in lbs/MMBtu | FALSE | L | Annual | Standard SO2 | lb/MMBtu | 0.15 | 0.15 | 0.15 | 0.15 | 0.15 | 0.15 | 0.15 | 0.15
BART SO2 Annual- Coal Creek 1- v6.17 | 148 | 6979 | Rate Constraint in lbs/MMBtu | FALSE | L | Annual | Emissions at Affected Plants SO2 | Thousand Tons | 3.1517 | 3.1517 | 3.095 | 3.095 | 3.095 | 3.095 | 3.095 | 2.9307
BART SO2 Annual- Coal Creek 1- v6.17 | 148 | 6979 | Rate Constraint in lbs/MMBtu | FALSE | L | Annual | Allowances Purchased SO2 | Thousand Tons | 0 | 0 | 0 | 0 | 0 | 0 | 0 | 0
BART SO2 Annual- Coal Creek 1- v6.17 | 148 | 6979 | Rate Constraint in lbs/MMBtu | FALSE | L | Annual | Allowances Sold SO2 | Thousand Tons | 0 | 0 | 0 | 0 | 0 | 0 | 0 | 0
BART SO2 Annual- Coal Creek 1- v6.17 | 148 | 6979 | Rate Constraint in lbs/MMBtu | FALSE | L | Annual | Allowances Banked | Thousand Tons | 0 | 0 | 0 | 0 | 0 | 0 | 0 | 0
BART SO2 Annual- Coal Creek 1- v6.17 | 148 | 6979 | Rate Constraint in lbs/MMBtu | FALSE | L | Annual | Allowances Withdrawn (1:1) | Thousand Tons | 0 | 0 | 0 | 0 | 0 | 0 | 0 | 0
BART SO2 Annual- Coal Creek 1- v6.17 | 148 | 6979 | Rate Constraint in lbs/MMBtu | FALSE | L | Annual | Allowances Withdrawn (n:1) | Thousand Tons | 0 | 0 | 0 | 0 | 0 | 0 | 0 | 0
BART SO2 Annual- Coal Creek 1- v6.17 | 148 | 6979 | Rate Constraint in lbs/MMBtu | FALSE | L | Annual | Net Emissions Allowance Position | Thousand Tons | 3.1517 | 3.1517 | 3.095 | 3.095 | 3.095 | 3.095 | 3.095 | 2.9307
BART SO2 Annual- Coal Creek 1- v6.17 | 148 | 6979 | Rate Constraint in lbs/MMBtu | FALSE | L | Annual | Fuel Consumed | TBtu | 43.9521 | 43.9521 | 43.1609 | 43.1609 | 43.1609 | 43.1609 | 43.1609 | 40.8699
BART SO2 Annual- Coal Creek 1- v6.17 | 148 | 6979 | Rate Constraint in lbs/MMBtu | FALSE | L | Annual | Rate | lb/MMBtu | 0.14342 | 0.14342 | 0.14342 | 0.14342 | 0.14342 | 0.14342 | 0.14342 | 0.14342
BART SO2 Annual- Coal Creek 1- v6.17 | 148 | 6979 | Rate Constraint in lbs/MMBtu | FALSE | L | Annual | Generation | TWh | 4.1716 | 4.1716 | 4.1716 | 4.1716 | 4.1716 | 4.1716 | 4.1716 | 3.9502
BART SO2 Annual- Coal Creek 1- v6.17 | 148 | 6979 | Rate Constraint in lbs/MMBtu | FALSE | L | Annual | Qualifying Generation | TWh | 4.1716 | 4.1716 | 4.1716 | 4.1716 | 4.1716 | 4.1716 | 4.1716 | 3.9502
BART SO2 Annual- Coal Creek 1- v6.17 | 148 | 6979 | Rate Constraint in lbs/MMBtu | FALSE | L | Annual | Rate | lb/MWh | 1.511 | 1.511 | 1.4838 | 1.4838 | 1.4838 | 1.4838 | 1.4838 | 1.4838
BART SO2 Annual- Coal Creek 1- v6.17 | 148 | 6979 | Rate Constraint in lbs/MMBtu | FALSE | L | Annual | Constraint Shadow Price | US2016$/Ton | 0 | 0 | 0 | 0 | 0 | 0 | 0 | 0
BART SO2 Annual- Coal Creek 2- v6.17 | 149 | 6980 | Rate Constraint in lbs/MMBtu | FALSE | L | Annual | Seasons Included | Seasons | Winter, WintShld, Summer | Winter, WintShld, Summer | Winter, WintShld, Summer | Winter, WintShld, Summer | Winter, WintShld, Summer | Winter, WintShld, Summer | Winter, WintShld, Summer | Winter, WintShld, Summer
BART SO2 Annual- Coal Creek 2- v6.17 | 149 | 6980 | Rate Constraint in lbs/MMBtu | FALSE | L | Annual | Standard SO2 | lb/MMBtu | 0.15 | 0.15 | 0.15 | 0.15 | 0.15 | 0.15 | 0.15 | 0.15
BART SO2 Annual- Coal Creek 2- v6.17 | 149 | 6980 | Rate Constraint in lbs/MMBtu | FALSE | L | Annual | Emissions at Affected Plants SO2 | Thousand Tons | 3.1704 | 3.1704 | 3.1134 | 3.1134 | 3.1134 | 3.1134 | 3.1134 | 2.9002
BART SO2 Annual- Coal Creek 2- v6.17 | 149 | 6980 | Rate Constraint in lbs/MMBtu | FALSE | L | Annual | Allowances Purchased SO2 | Thousand Tons | 0 | 0 | 0 | 0 | 0 | 0 | 0 | 0
BART SO2 Annual- Coal Creek 2- v6.17 | 149 | 6980 | Rate Constraint in lbs/MMBtu | FALSE | L | Annual | Allowances Sold SO2 | Thousand Tons | 0 | 0 | 0 | 0 | 0 | 0 | 0 | 0
BART SO2 Annual- Coal Creek 2- v6.17 | 149 | 6980 | Rate Constraint in lbs/MMBtu | FALSE | L | Annual | Allowances Banked | Thousand Tons | 0 | 0 | 0 | 0 | 0 | 0 | 0 | 0
BART SO2 Annual- Coal Creek 2- v6.17 | 149 | 6980 | Rate Constraint in lbs/MMBtu | FALSE | L | Annual | Allowances Withdrawn (1:1) | Thousand Tons | 0 | 0 | 0 | 0 | 0 | 0 | 0 | 0
BART SO2 Annual- Coal Creek 2- v6.17 | 149 | 6980 | Rate Constraint in lbs/MMBtu | FALSE | L | Annual | Allowances Withdrawn (n:1) | Thousand Tons | 0 | 0 | 0 | 0 | 0 | 0 | 0 | 0
BART SO2 Annual- Coal Creek 2- v6.17 | 149 | 6980 | Rate Constraint in lbs/MMBtu | FALSE | L | Annual | Net Emissions Allowance Position | Thousand Tons | 3.1704 | 3.1704 | 3.1134 | 3.1134 | 3.1134 | 3.1134 | 3.1134 | 2.9002
BART SO2 Annual- Coal Creek 2- v6.17 | 149 | 6980 | Rate Constraint in lbs/MMBtu | FALSE | L | Annual | Fuel Consumed | TBtu | 44.339 | 44.339 | 43.5409 | 43.5409 | 43.5409 | 43.5409 | 43.5409 | 40.5592
BART SO2 Annual- Coal Creek 2- v6.17 | 149 | 6980 | Rate Constraint in lbs/MMBtu | FALSE | L | Annual | Rate | lb/MMBtu | 0.14301 | 0.14301 | 0.14301 | 0.14301 | 0.14301 | 0.14301 | 0.14301 | 0.14301
BART SO2 Annual- Coal Creek 2- v6.17 | 149 | 6980 | Rate Constraint in lbs/MMBtu | FALSE | L | Annual | Generation | TWh | 4.2083 | 4.2083 | 4.2083 | 4.2083 | 4.2083 | 4.2083 | 4.2083 | 3.9201
BART SO2 Annual- Coal Creek 2- v6.17 | 149 | 6980 | Rate Constraint in lbs/MMBtu | FALSE | L | Annual | Qualifying Generation | TWh | 4.2083 | 4.2083 | 4.2083 | 4.2083 | 4.2083 | 4.2083 | 4.2083 | 3.9201
BART SO2 Annual- Coal Creek 2- v6.17 | 149 | 6980 | Rate Constraint in lbs/MMBtu | FALSE | L | Annual | Rate | lb/MWh | 1.5067 | 1.5067 | 1.4796 | 1.4796 | 1.4796 | 1.4796 | 1.4796 | 1.4796
BART SO2 Annual- Coal Creek 2- v6.17 | 149 | 6980 | Rate Constraint in lbs/MMBtu | FALSE | L | Annual | Constraint Shadow Price | US2016$/Ton | 0 | 0 | 0 | 0 | 0 | 0 | 0 | 0
BART SO2 Annual- Comanche 1- v5.16 | 150 | 6681 | Rate Constraint in lbs/MMBtu | FALSE | L | Annual | Seasons Included | Seasons | Winter, WintShld, Summer | Winter, WintShld, Summer | Winter, WintShld, Summer | Winter, WintShld, Summer | Winter, WintShld, Summer | Winter, WintShld, Summer | Winter, WintShld, Summer | Winter, WintShld, Summer
BART SO2 Annual- Comanche 1- v5.16 | 150 | 6681 | Rate Constraint in lbs/MMBtu | FALSE | L | Annual | Standard SO2 | lb/MMBtu | 0.12 | 0.12 | 0.12 | 0.12 | 0.12 | 0.12 | 0.12 | 0.12
BART SO2 Annual- Comanche 1- v5.16 | 150 | 6681 | Rate Constraint in lbs/MMBtu | FALSE | L | Annual | Emissions at Affected Plants SO2 | Thousand Tons | 0.96062 | 0.015666 | 0.015368 | 0.015368 | 0.014897 | 0.014897 | 0.014002 | 0.013768
BART SO2 Annual- Comanche 1- v5.16 | 150 | 6681 | Rate Constraint in lbs/MMBtu | FALSE | L | Annual | Allowances Purchased SO2 | Thousand Tons | 0 | 0 | 0 | 0 | 0 | 0 | 0 | 0
BART SO2 Annual- Comanche 1- v5.16 | 150 | 6681 | Rate Constraint in lbs/MMBtu | FALSE | L | Annual | Allowances Sold SO2 | Thousand Tons | 0 | 0 | 0 | 0 | 0 | 0 | 0 | 0
BART SO2 Annual- Comanche 1- v5.16 | 150 | 6681 | Rate Constraint in lbs/MMBtu | FALSE | L | Annual | Allowances Banked | Thousand Tons | 0 | 0 | 0 | 0 | 0 | 0 | 0 | 0
BART SO2 Annual- Comanche 1- v5.16 | 150 | 6681 | Rate Constraint in lbs/MMBtu | FALSE | L | Annual | Allowances Withdrawn (1:1) | Thousand Tons | 0 | 0 | 0 | 0 | 0 | 0 | 0 | 0
BART SO2 Annual- Comanche 1- v5.16 | 150 | 6681 | Rate Constraint in lbs/MMBtu | FALSE | L | Annual | Allowances Withdrawn (n:1) | Thousand Tons | 0 | 0 | 0 | 0 | 0 | 0 | 0 | 0
BART SO2 Annual- Comanche 1- v5.16 | 150 | 6681 | Rate Constraint in lbs/MMBtu | FALSE | L | Annual | Net Emissions Allowance Position | Thousand Tons | 0.96062 | 0.015666 | 0.015368 | 0.015368 | 0.014897 | 0.014897 | 0.014002 | 0.013768
BART SO2 Annual- Comanche 1- v5.16 | 150 | 6681 | Rate Constraint in lbs/MMBtu | FALSE | L | Annual | Fuel Consumed | TBtu | 24.9638 | 0.4071 | 0.39937 | 0.39937 | 0.38714 | 0.38714 | 0.36386 | 0.3578
BART SO2 Annual- Comanche 1- v5.16 | 150 | 6681 | Rate Constraint in lbs/MMBtu | FALSE | L | Annual | Rate | lb/MMBtu | 0.076961 | 0.076961 | 0.076961 | 0.076961 | 0.076961 | 0.076961 | 0.076961 | 0.076961
BART SO2 Annual- Comanche 1- v5.16 | 150 | 6681 | Rate Constraint in lbs/MMBtu | FALSE | L | Annual | Generation | TWh | 2.332 | 0.038029 | 0.038029 | 0.038029 | 0.036865 | 0.036865 | 0.034648 | 0.034071
BART SO2 Annual- Comanche 1- v5.16 | 150 | 6681 | Rate Constraint in lbs/MMBtu | FALSE | L | Annual | Qualifying Generation | TWh | 2.332 | 0.038029 | 0.038029 | 0.038029 | 0.036865 | 0.036865 | 0.034648 | 0.034071
BART SO2 Annual- Comanche 1- v5.16 | 150 | 6681 | Rate Constraint in lbs/MMBtu | FALSE | L | Annual | Rate | lb/MWh | 0.82387 | 0.82387 | 0.80822 | 0.80822 | 0.80822 | 0.80822 | 0.80822 | 0.80822
BART SO2 Annual- Comanche 1- v5.16 | 150 | 6681 | Rate Constraint in lbs/MMBtu | FALSE | L | Annual | Constraint Shadow Price | US2016$/Ton | 0 | 0 | 0 | 0 | 0 | 0 | 0 | 0
BART SO2 Annual- Comanche 1,2- v5.16 | 151 | 6683 | Rate Constraint in lbs/MMBtu | FALSE | L | Annual | Seasons Included | Seasons | Winter, WintShld, Summer | Winter, WintShld, Summer | Winter, WintShld, Summer | Winter, WintShld, Summer | Winter, WintShld, Summer | Winter, WintShld, Summer | Winter, WintShld, Summer | Winter, WintShld, Summer
BART SO2 Annual- Comanche 1,2- v5.16 | 151 | 6683 | Rate Constraint in lbs/MMBtu | FALSE | L | Annual | Standard SO2 | lb/MMBtu | 0.1 | 0.1 | 0.1 | 0.1 | 0.1 | 0.1 | 0.1 | 0.1
BART SO2 Annual- Comanche 1,2- v5.16 | 151 | 6683 | Rate Constraint in lbs/MMBtu | FALSE | L | Annual | Emissions at Affected Plants SO2 | Thousand Tons | 1.9265 | 0.98153 | 0.96288 | 0.015368 | 0.014897 | 0.014897 | 0.014002 | 0.013768
BART SO2 Annual- Comanche 1,2- v5.16 | 151 | 6683 | Rate Constraint in lbs/MMBtu | FALSE | L | Annual | Allowances Purchased SO2 | Thousand Tons | 0 | 0 | 0 | 0 | 0 | 0 | 0 | 0
BART SO2 Annual- Comanche 1,2- v5.16 | 151 | 6683 | Rate Constraint in lbs/MMBtu | FALSE | L | Annual | Allowances Sold SO2 | Thousand Tons | 0 | 0 | 0 | 0 | 0 | 0 | 0 | 0
BART SO2 Annual- Comanche 1,2- v5.16 | 151 | 6683 | Rate Constraint in lbs/MMBtu | FALSE | L | Annual | Allowances Banked | Thousand Tons | 0 | 0 | 0 | 0 | 0 | 0 | 0 | 0
BART SO2 Annual- Comanche 1,2- v5.16 | 151 | 6683 | Rate Constraint in lbs/MMBtu | FALSE | L | Annual | Allowances Withdrawn (1:1) | Thousand Tons | 0 | 0 | 0 | 0 | 0 | 0 | 0 | 0
BART SO2 Annual- Comanche 1,2- v5.16 | 151 | 6683 | Rate Constraint in lbs/MMBtu | FALSE | L | Annual | Allowances Withdrawn (n:1) | Thousand Tons | 0 | 0 | 0 | 0 | 0 | 0 | 0 | 0
BART SO2 Annual- Comanche 1,2- v5.16 | 151 | 6683 | Rate Constraint in lbs/MMBtu | FALSE | L | Annual | Net Emissions Allowance Position | Thousand Tons | 1.9265 | 0.98153 | 0.96288 | 0.015368 | 0.014897 | 0.014897 | 0.014002 | 0.013768
BART SO2 Annual- Comanche 1,2- v5.16 | 151 | 6683 | Rate Constraint in lbs/MMBtu | FALSE | L | Annual | Fuel Consumed | TBtu | 50.4458 | 25.8891 | 25.3972 | 0.39937 | 0.38714 | 0.38714 | 0.36386 | 0.3578
BART SO2 Annual- Comanche 1,2- v5.16 | 151 | 6683 | Rate Constraint in lbs/MMBtu | FALSE | L | Annual | Rate | lb/MMBtu | 0.076379 | 0.075826 | 0.075826 | 0.076961 | 0.076961 | 0.076961 | 0.076961 | 0.076961
BART SO2 Annual- Comanche 1,2- v5.16 | 151 | 6683 | Rate Constraint in lbs/MMBtu | FALSE | L | Annual | Generation | TWh | 4.7357 | 2.4418 | 2.4418 | 0.038029 | 0.036865 | 0.036865 | 0.034648 | 0.034071
BART SO2 Annual- Comanche 1,2- v5.16 | 151 | 6683 | Rate Constraint in lbs/MMBtu | FALSE | L | Annual | Qualifying Generation | TWh | 4.7357 | 2.4418 | 2.4418 | 0.038029 | 0.036865 | 0.036865 | 0.034648 | 0.034071
BART SO2 Annual- Comanche 1,2- v5.16 | 151 | 6683 | Rate Constraint in lbs/MMBtu | FALSE | L | Annual | Rate | lb/MWh | 0.8136 | 0.80395 | 0.78868 | 0.80822 | 0.80822 | 0.80822 | 0.80822 | 0.80822
BART SO2 Annual- Comanche 1,2- v5.16 | 151 | 6683 | Rate Constraint in lbs/MMBtu | FALSE | L | Annual | Constraint Shadow Price | US2016$/Ton | 0 | 0 | 0 | 0 | 0 | 0 | 0 | 0
BART SO2 Annual- Comanche 2- v5.16 | 152 | 6682 | Rate Constraint in lbs/MMBtu | FALSE | L | Annual | Seasons Included | Seasons | Winter, WintShld, Summer | Winter, WintShld, Summer | Winter, WintShld, Summer | Winter, WintShld, Summer | Winter, WintShld, Summer | Winter, WintShld, Summer | Winter, WintShld, Summer | Winter, WintShld, Summer
BART SO2 Annual- Comanche 2- v5.16 | 152 | 6682 | Rate Constraint in lbs/MMBtu | FALSE | L | Annual | Standard SO2 | lb/MMBtu | 0.12 | 0.12 | 0.12 | 0.12 | 0.12 | 0.12 | 0.12 | 0.12
BART SO2 Annual- Comanche 2- v5.16 | 152 | 6682 | Rate Constraint in lbs/MMBtu | FALSE | L | Annual | Emissions at Affected Plants SO2 | Thousand Tons | 0.96586 | 0.96586 | 0.94751 | 0 | 0 | 0 | 0 | 0
BART SO2 Annual- Comanche 2- v5.16 | 152 | 6682 | Rate Constraint in lbs/MMBtu | FALSE | L | Annual | Allowances Purchased SO2 | Thousand Tons | 0 | 0 | 0 | 0 | 0 | 0 | 0 | 0
BART SO2 Annual- Comanche 2- v5.16 | 152 | 6682 | Rate Constraint in lbs/MMBtu | FALSE | L | Annual | Allowances Sold SO2 | Thousand Tons | 0 | 0 | 0 | 0 | 0 | 0 | 0 | 0
BART SO2 Annual- Comanche 2- v5.16 | 152 | 6682 | Rate Constraint in lbs/MMBtu | FALSE | L | Annual | Allowances Banked | Thousand Tons | 0 | 0 | 0 | 0 | 0 | 0 | 0 | 0
BART SO2 Annual- Comanche 2- v5.16 | 152 | 6682 | Rate Constraint in lbs/MMBtu | FALSE | L | Annual | Allowances Withdrawn (1:1) | Thousand Tons | 0 | 0 | 0 | 0 | 0 | 0 | 0 | 0
BART SO2 Annual- Comanche 2- v5.16 | 152 | 6682 | Rate Constraint in lbs/MMBtu | FALSE | L | Annual | Allowances Withdrawn (n:1) | Thousand Tons | 0 | 0 | 0 | 0 | 0 | 0 | 0 | 0
BART SO2 Annual- Comanche 2- v5.16 | 152 | 6682 | Rate Constraint in lbs/MMBtu | FALSE | L | Annual | Net Emissions Allowance Position | Thousand Tons | 0.96586 | 0.96586 | 0.94751 | 0 | 0 | 0 | 0 | 0
BART SO2 Annual- Comanche 2- v5.16 | 152 | 6682 | Rate Constraint in lbs/MMBtu | FALSE | L | Annual | Fuel Consumed | TBtu | 25.482 | 25.482 | 24.9978 | 0 | 0 | 0 | 0 | 0
BART SO2 Annual- Comanche 2- v5.16 | 152 | 6682 | Rate Constraint in lbs/MMBtu | FALSE | L | Annual | Rate | lb/MMBtu | 0.075808 | 0.075808 | 0.075808 | 0 | 0 | 0 | 0 | 0
BART SO2 Annual- Comanche 2- v5.16 | 152 | 6682 | Rate Constraint in lbs/MMBtu | FALSE | L | Annual | Generation | TWh | 2.4037 | 2.4037 | 2.4037 | 0 | 0 | 0 | 0 | 0
BART SO2 Annual- Comanche 2- v5.16 | 152 | 6682 | Rate Constraint in lbs/MMBtu | FALSE | L | Annual | Qualifying Generation | TWh | 2.4037 | 2.4037 | 2.4037 | 0 | 0 | 0 | 0 | 0
BART SO2 Annual- Comanche 2- v5.16 | 152 | 6682 | Rate Constraint in lbs/MMBtu | FALSE | L | Annual | Rate | lb/MWh | 0.80364 | 0.80364 | 0.78837 | 0 | 0 | 0 | 0 | 0
BART SO2 Annual- Comanche 2- v5.16 | 152 | 6682 | Rate Constraint in lbs/MMBtu | FALSE | L | Annual | Constraint Shadow Price | US2016$/Ton | 0 | 0 | 0 | 0 | 0 | 0 | 0 | 0
BART SO2 Annual- Danskammer 4- v6.17 | 153 | 7004 | Rate Constraint in lbs/MMBtu | FALSE | L | Annual | Seasons Included | Seasons | Winter, WintShld, Summer | Winter, WintShld, Summer | Winter, WintShld, Summer | Winter, WintShld, Summer | Winter, WintShld, Summer | Winter, WintShld, Summer | Winter, WintShld, Summer | Winter, WintShld, Summer
BART SO2 Annual- Danskammer 4- v6.17 | 153 | 7004 | Rate Constraint in lbs/MMBtu | FALSE | L | Annual | Standard SO2 | lb/MMBtu | 0.09 | 0.09 | 0.09 | 0.09 | 0.09 | 0.09 | 0.09 | 0.09
BART SO2 Annual- Danskammer 4- v6.17 | 153 | 7004 | Rate Constraint in lbs/MMBtu | FALSE | L | Annual | Emissions at Affected Plants SO2 | Thousand Tons | 0 | 0 | 0 | 0 | 0 | 0 | 0 | 0
BART SO2 Annual- Danskammer 4- v6.17 | 153 | 7004 | Rate Constraint in lbs/MMBtu | FALSE | L | Annual | Allowances Purchased SO2 | Thousand Tons | 0 | 0 | 0 | 0 | 0 | 0 | 0 | 0
BART SO2 Annual- Danskammer 4- v6.17 | 153 | 7004 | Rate Constraint in lbs/MMBtu | FALSE | L | Annual | Allowances Sold SO2 | Thousand Tons | 0 | 0 | 0 | 0 | 0 | 0 | 0 | 0
BART SO2 Annual- Danskammer 4- v6.17 | 153 | 7004 | Rate Constraint in lbs/MMBtu | FALSE | L | Annual | Allowances Banked | Thousand Tons | 0 | 0 | 0 | 0 | 0 | 0 | 0 | 0
BART SO2 Annual- Danskammer 4- v6.17 | 153 | 7004 | Rate Constraint in lbs/MMBtu | FALSE | L | Annual | Allowances Withdrawn (1:1) | Thousand Tons | 0 | 0 | 0 | 0 | 0 | 0 | 0 | 0
BART SO2 Annual- Danskammer 4- v6.17 | 153 | 7004 | Rate Constraint in lbs/MMBtu | FALSE | L | Annual | Allowances Withdrawn (n:1) | Thousand Tons | 0 | 0 | 0 | 0 | 0 | 0 | 0 | 0
BART SO2 Annual- Danskammer 4- v6.17 | 153 | 7004 | Rate Constraint in lbs/MMBtu | FALSE | L | Annual | Net Emissions Allowance Position | Thousand Tons | 0 | 0 | 0 | 0 | 0 | 0 | 0 | 0
BART SO2 Annual- Danskammer 4- v6.17 | 153 | 7004 | Rate Constraint in lbs/MMBtu | FALSE | L | Annual | Fuel Consumed | TBtu | 0.38117 | 0.38117 | 0.3793 | 0 | 0 | 0 | 0 | 0
BART SO2 Annual- Danskammer 4- v6.17 | 153 | 7004 | Rate Constraint in lbs/MMBtu | FALSE | L | Annual | Rate | lb/MMBtu | 0 | 0 | 0 | 0 | 0 | 0 | 0 | 0
BART SO2 Annual- Danskammer 4- v6.17 | 153 | 7004 | Rate Constraint in lbs/MMBtu | FALSE | L | Annual | Generation | TWh | 0.034642 | 0.034642 | 0.034472 | 0 | 0 | 0 | 0 | 0
BART SO2 Annual- Danskammer 4- v6.17 | 153 | 7004 | Rate Constraint in lbs/MMBtu | FALSE | L | Annual | Qualifying Generation | TWh | 0.034642 | 0.034642 | 0.034472 | 0 | 0 | 0 | 0 | 0
BART SO2 Annual- Danskammer 4- v6.17 | 153 | 7004 | Rate Constraint in lbs/MMBtu | FALSE | L | Annual | Rate | lb/MWh | 0 | 0 | 0 | 0 | 0 | 0 | 0 | 0
BART SO2 Annual- Danskammer 4- v6.17 | 153 | 7004 | Rate Constraint in lbs/MMBtu | FALSE | L | Annual | Constraint Shadow Price | US2016$/Ton | 0 | 0 | 0 | 0 | 0 | 0 | 0 | 0
BART SO2 Annual- Hayden 1- v5.16 | 157 | 6684 | Rate Constraint in lbs/MMBtu | FALSE | L | Annual | Seasons Included | Seasons | Winter, WintShld, Summer | Winter, WintShld, Summer | Winter, WintShld, Summer | Winter, WintShld, Summer | Winter, WintShld, Summer | Winter, WintShld, Summer | Winter, WintShld, Summer | Winter, WintShld, Summer
BART SO2 Annual- Hayden 1- v5.16 | 157 | 6684 | Rate Constraint in lbs/MMBtu | FALSE | L | Annual | Standard SO2 | lb/MMBtu | 0.13 | 0.13 | 0.13 | 0.13 | 0.13 | 0.13 | 0.13 | 0.13
BART SO2 Annual- Hayden 1- v5.16 | 157 | 6684 | Rate Constraint in lbs/MMBtu | FALSE | L | Annual | Emissions at Affected Plants SO2 | Thousand Tons | 0.83429 | 0.89916 | 0.88028 | 0.88028 | 0.80138 | 0.85311 | 0.59433 | 0.59433
BART SO2 Annual- Hayden 1- v5.16 | 157 | 6684 | Rate Constraint in lbs/MMBtu | FALSE | L | Annual | Allowances Purchased SO2 | Thousand Tons | 0 | 0 | 0 | 0 | 0 | 0 | 0 | 0
BART SO2 Annual- Hayden 1- v5.16 | 157 | 6684 | Rate Constraint in lbs/MMBtu | FALSE | L | Annual | Allowances Sold SO2 | Thousand Tons | 0 | 0 | 0 | 0 | 0 | 0 | 0 | 0
BART SO2 Annual- Hayden 1- v5.16 | 157 | 6684 | Rate Constraint in lbs/MMBtu | FALSE | L | Annual | Allowances Banked | Thousand Tons | 0 | 0 | 0 | 0 | 0 | 0 | 0 | 0
BART SO2 Annual- Hayden 1- v5.16 | 157 | 6684 | Rate Constraint in lbs/MMBtu | FALSE | L | Annual | Allowances Withdrawn (1:1) | Thousand Tons | 0 | 0 | 0 | 0 | 0 | 0 | 0 | 0
BART SO2 Annual- Hayden 1- v5.16 | 157 | 6684 | Rate Constraint in lbs/MMBtu | FALSE | L | Annual | Allowances Withdrawn (n:1) | Thousand Tons | 0 | 0 | 0 | 0 | 0 | 0 | 0 | 0
BART SO2 Annual- Hayden 1- v5.16 | 157 | 6684 | Rate Constraint in lbs/MMBtu | FALSE | L | Annual | Net Emissions Allowance Position | Thousand Tons | 0.83429 | 0.89916 | 0.88028 | 0.88028 | 0.80138 | 0.85311 | 0.59433 | 0.59433
BART SO2 Annual- Hayden 1- v5.16 | 157 | 6684 | Rate Constraint in lbs/MMBtu | FALSE | L | Annual | Fuel Consumed | TBtu | 13.5404 | 14.5932 | 14.2868 | 14.2868 | 13.0063 | 13.8459 | 9.6459 | 9.6459
BART SO2 Annual- Hayden 1- v5.16 | 157 | 6684 | Rate Constraint in lbs/MMBtu | FALSE | L | Annual | Rate | lb/MMBtu | 0.12323 | 0.12323 | 0.12323 | 0.12323 | 0.12323 | 0.12323 | 0.12323 | 0.12323
BART SO2 Annual- Hayden 1- v5.16 | 157 | 6684 | Rate Constraint in lbs/MMBtu | FALSE | L | Annual | Generation | TWh | 1.2317 | 1.3275 | 1.3275 | 1.3275 | 1.2085 | 1.2865 | 0.89628 | 0.89628
BART SO2 Annual- Hayden 1- v5.16 | 157 | 6684 | Rate Constraint in lbs/MMBtu | FALSE | L | Annual | Qualifying Generation | TWh | 1.2317 | 1.3275 | 1.3275 | 1.3275 | 1.2085 | 1.2865 | 0.89628 | 0.89628
BART SO2 Annual- Hayden 1- v5.16 | 157 | 6684 | Rate Constraint in lbs/MMBtu | FALSE | L | Annual | Rate | lb/MWh | 1.3547 | 1.3547 | 1.3262 | 1.3262 | 1.3262 | 1.3262 | 1.3262 | 1.3262
BART SO2 Annual- Hayden 1- v5.16 | 157 | 6684 | Rate Constraint in lbs/MMBtu | FALSE | L | Annual | Constraint Shadow Price | US2016$/Ton | 0 | 0 | 0 | 0 | 0 | 0 | 0 | 0
BART SO2 Annual- Hayden 2- v5.16 | 158 | 6685 | Rate Constraint in lbs/MMBtu | FALSE | L | Annual | Seasons Included | Seasons | Winter, WintShld, Summer | Winter, WintShld, Summer | Winter, WintShld, Summer | Winter, WintShld, Summer | Winter, WintShld, Summer | Winter, WintShld, Summer | Winter, WintShld, Summer | Winter, WintShld, Summer
BART SO2 Annual- Hayden 2- v5.16 | 158 | 6685 | Rate Constraint in lbs/MMBtu | FALSE | L | Annual | Standard SO2 | lb/MMBtu | 0.13 | 0.13 | 0.13 | 0.13 | 0.13 | 0.13 | 0.13 | 0.13
BART SO2 Annual- Hayden 2- v5.16 | 158 | 6685 | Rate Constraint in lbs/MMBtu | FALSE | L | Annual | Emissions at Affected Plants SO2 | Thousand Tons | 1.111 | 1.2176 | 1.1945 | 1.1945 | 1.1502 | 1.1502 | 0.80981 | 0.80981
BART SO2 Annual- Hayden 2- v5.16 | 158 | 6685 | Rate Constraint in lbs/MMBtu | FALSE | L | Annual | Allowances Purchased SO2 | Thousand Tons | 0 | 0 | 0 | 0 | 0 | 0 | 0 | 0
BART SO2 Annual- Hayden 2- v5.16 | 158 | 6685 | Rate Constraint in lbs/MMBtu | FALSE | L | Annual | Allowances Sold SO2 | Thousand Tons | 0 | 0 | 0 | 0 | 0 | 0 | 0 | 0
BART SO2 Annual- Hayden 2- v5.16 | 158 | 6685 | Rate Constraint in lbs/MMBtu | FALSE | L | Annual | Allowances Banked | Thousand Tons | 0 | 0 | 0 | 0 | 0 | 0 | 0 | 0
BART SO2 Annual- Hayden 2- v5.16 | 158 | 6685 | Rate Constraint in lbs/MMBtu | FALSE | L | Annual | Allowances Withdrawn (1:1) | Thousand Tons | 0 | 0 | 0 | 0 | 0 | 0 | 0 | 0
BART SO2 Annual- Hayden 2- v5.16 | 158 | 6685 | Rate Constraint in lbs/MMBtu | FALSE | L | Annual | Allowances Withdrawn (n:1) | Thousand Tons | 0 | 0 | 0 | 0 | 0 | 0 | 0 | 0
BART SO2 Annual- Hayden 2- v5.16 | 158 | 6685 | Rate Constraint in lbs/MMBtu | FALSE | L | Annual | Net Emissions Allowance Position | Thousand Tons | 1.111 | 1.2176 | 1.1945 | 1.1945 | 1.1502 | 1.1502 | 0.80981 | 0.80981
BART SO2 Annual- Hayden 2- v5.16 | 158 | 6685 | Rate Constraint in lbs/MMBtu | FALSE | L | Annual | Fuel Consumed | TBtu | 18.0309 | 19.7614 | 19.3859 | 19.3859 | 18.668 | 18.668 | 13.1431 | 13.1431
BART SO2 Annual- Hayden 2- v5.16 | 158 | 6685 | Rate Constraint in lbs/MMBtu | FALSE | L | Annual | Rate | lb/MMBtu | 0.12323 | 0.12323 | 0.12323 | 0.12323 | 0.12323 | 0.12323 | 0.12323 | 0.12323
BART SO2 Annual- Hayden 2- v5.16 | 158 | 6685 | Rate Constraint in lbs/MMBtu | FALSE | L | Annual | Generation | TWh | 1.6527 | 1.8113 | 1.8113 | 1.8113 | 1.7442 | 1.7442 | 1.228 | 1.228
BART SO2 Annual- Hayden 2- v5.16 | 158 | 6685 | Rate Constraint in lbs/MMBtu | FALSE | L | Annual | Qualifying Generation | TWh | 1.6527 | 1.8113 | 1.8113 | 1.8113 | 1.7442 | 1.7442 | 1.228 | 1.228
BART SO2 Annual- Hayden 2- v5.16 | 158 | 6685 | Rate Constraint in lbs/MMBtu | FALSE | L | Annual | Rate | lb/MWh | 1.3444 | 1.3444 | 1.3189 | 1.3189 | 1.3189 | 1.3189 | 1.3189 | 1.3189
BART SO2 Annual- Hayden 2- v5.16 | 158 | 6685 | Rate Constraint in lbs/MMBtu | FALSE | L | Annual | Constraint Shadow Price | US2016$/Ton | 0 | 0 | 0 | 0 | 0 | 0 | 0 | 0
BART SO2 Annual- Laramie 1- v6.17 | 159 | 6981 | Rate Constraint in lbs/MMBtu | FALSE | L | Annual | Seasons Included | Seasons | Winter, WintShld, Summer | Winter, WintShld, Summer | Winter, WintShld, Summer | Winter, WintShld, Summer | Winter, WintShld, Summer | Winter, WintShld, Summer | Winter, WintShld, Summer | Winter, WintShld, Summer
BART SO2 Annual- Laramie 1- v6.17 | 159 | 6981 | Rate Constraint in lbs/MMBtu | FALSE | L | Annual | Standard SO2 | lb/MMBtu | 0.12 | 0.12 | 0.12 | 0.12 | 0.12 | 0.12 | 0.12 | 0.12
BART SO2 Annual- Laramie 1- v6.17 | 159 | 6981 | Rate Constraint in lbs/MMBtu | FALSE | L | Annual | Emissions at Affected Plants SO2 | Thousand Tons | 1.265 | 1.265 | 1.2549 | 1.2549 | 1.2549 | 1.2549 | 2.5097 | 2.4895
BART SO2 Annual- Laramie 1- v6.17 | 159 | 6981 | Rate Constraint in lbs/MMBtu | FALSE | L | Annual | Allowances Purchased SO2 | Thousand Tons | 0 | 0 | 0 | 0 | 0 | 0 | 0 | 0
BART SO2 Annual- Laramie 1- v6.17 | 159 | 6981 | Rate Constraint in lbs/MMBtu | FALSE | L | Annual | Allowances Sold SO2 | Thousand Tons | 0 | 0 | 0 | 0 | 0 | 0 | 0 | 0
BART SO2 Annual- Laramie 1- v6.17 | 159 | 6981 | Rate Constraint in lbs/MMBtu | FALSE | L | Annual | Allowances Banked | Thousand Tons | 0 | 0 | 0 | 0 | 0 | 0 | 0 | 0
BART SO2 Annual- Laramie 1- v6.17 | 159 | 6981 | Rate Constraint in lbs/MMBtu | FALSE | L | Annual | Allowances Withdrawn (1:1) | Thousand Tons | 0 | 0 | 0 | 0 | 0 | 0 | 0 | 0
BART SO2 Annual- Laramie 1- v6.17 | 159 | 6981 | Rate Constraint in lbs/MMBtu | FALSE | L | Annual | Allowances Withdrawn (n:1) | Thousand Tons | 0 | 0 | 0 | 0 | 0 | 0 | 0 | 0
BART SO2 Annual- Laramie 1- v6.17 | 159 | 6981 | Rate Constraint in lbs/MMBtu | FALSE | L | Annual | Net Emissions Allowance Position | Thousand Tons | 1.265 | 1.265 | 1.2549 | 1.2549 | 1.2549 | 1.2549 | 2.5097 | 2.4895
BART SO2 Annual- Laramie 1- v6.17 | 159 | 6981 | Rate Constraint in lbs/MMBtu | FALSE | L | Annual | Fuel Consumed | TBtu | 42.1661 | 42.1661 | 41.8288 | 41.8288 | 41.8288 | 41.8288 | 41.8288 | 41.4911
BART SO2 Annual- Laramie 1- v6.17 | 159 | 6981 | Rate Constraint in lbs/MMBtu | FALSE | L | Annual | Rate | lb/MMBtu | 0.06 | 0.06 | 0.06 | 0.06 | 0.06 | 0.06 | 0.12 | 0.12
BART SO2 Annual- Laramie 1- v6.17 | 159 | 6981 | Rate Constraint in lbs/MMBtu | FALSE | L | Annual | Generation | TWh | 4.0848 | 4.0848 | 3.125 | 3.125 | 3.125 | 3.125 | 3.125 | 3.092
BART SO2 Annual- Laramie 1- v6.17 | 159 | 6981 | Rate Constraint in lbs/MMBtu | FALSE | L | Annual | Qualifying Generation | TWh | 4.0848 | 4.0848 | 3.125 | 3.125 | 3.125 | 3.125 | 3.125 | 3.092
BART SO2 Annual- Laramie 1- v6.17 | 159 | 6981 | Rate Constraint in lbs/MMBtu | FALSE | L | Annual | Rate | lb/MWh | 0.61936 | 0.61936 | 0.80312 | 0.80312 | 0.80312 | 0.80312 | 1.6062 | 1.6103
BART SO2 Annual- Laramie 1- v6.17 | 159 | 6981 | Rate Constraint in lbs/MMBtu | FALSE | L | Annual | Constraint Shadow Price | US2016$/Ton | 0 | 0 | 0 | 0 | 0 | 0 | 102.6366 | 373.5253
BART SO2 Annual- Laramie 2- v6.17 | 160 | 6982 | Rate Constraint in lbs/MMBtu | FALSE | L | Annual | Seasons Included | Seasons | Winter, WintShld, Summer | Winter, WintShld, Summer | Winter, WintShld, Summer | Winter, WintShld, Summer | Winter, WintShld, Summer | Winter, WintShld, Summer | Winter, WintShld, Summer | Winter, WintShld, Summer
BART SO2 Annual- Laramie 2- v6.17 | 160 | 6982 | Rate Constraint in lbs/MMBtu | FALSE | L | Annual | Standard SO2 | lb/MMBtu | 0.12 | 0.12 | 0.12 | 0.12 | 0.12 | 0.12 | 0.12 | 0.12
BART SO2 Annual- Laramie 2- v6.17 | 160 | 6982 | Rate Constraint in lbs/MMBtu | FALSE | L | Annual | Emissions at Affected Plants SO2 | Thousand Tons | 1.2632 | 1.2632 | 1.2531 | 1.2531 | 1.2531 | 1.2531 | 1.2531 | 2.4024
BART SO2 Annual- Laramie 2- v6.17 | 160 | 6982 | Rate Constraint in lbs/MMBtu | FALSE | L | Annual | Allowances Purchased SO2 | Thousand Tons | 0 | 0 | 0 | 0 | 0 | 0 | 0 | 0
BART SO2 Annual- Laramie 2- v6.17 | 160 | 6982 | Rate Constraint in lbs/MMBtu | FALSE | L | Annual | Allowances Sold SO2 | Thousand Tons | 0 | 0 | 0 | 0 | 0 | 0 | 0 | 0
BART SO2 Annual- Laramie 2- v6.17 | 160 | 6982 | Rate Constraint in lbs/MMBtu | FALSE | L | Annual | Allowances Banked | Thousand Tons | 0 | 0 | 0 | 0 | 0 | 0 | 0 | 0
BART SO2 Annual- Laramie 2- v6.17 | 160 | 6982 | Rate Constraint in lbs/MMBtu | FALSE | L | Annual | Allowances Withdrawn (1:1) | Thousand Tons | 0 | 0 | 0 | 0 | 0 | 0 | 0 | 0
BART SO2 Annual- Laramie 2- v6.17 | 160 | 6982 | Rate Constraint in lbs/MMBtu | FALSE | L | Annual | Allowances Withdrawn (n:1) | Thousand Tons | 0 | 0 | 0 | 0 | 0 | 0 | 0 | 0
BART SO2 Annual- Laramie 2- v6.17 | 160 | 6982 | Rate Constraint in lbs/MMBtu | FALSE | L | Annual | Net Emissions Allowance Position | Thousand Tons | 1.2632 | 1.2632 | 1.2531 | 1.2531 | 1.2531 | 1.2531 | 1.2531 | 2.4024
BART SO2 Annual- Laramie 2- v6.17 | 160 | 6982 | Rate Constraint in lbs/MMBtu | FALSE | L | Annual | Fuel Consumed | TBtu | 42.1056 | 42.1056 | 41.7688 | 41.7688 | 41.7688 | 41.7688 | 41.7688 | 40.0393
BART SO2 Annual- Laramie 2- v6.17 | 160 | 6982 | Rate Constraint in lbs/MMBtu | FALSE | L | Annual | Rate | lb/MMBtu | 0.06 | 0.06 | 0.06 | 0.06 | 0.06 | 0.06 | 0.06 | 0.12
BART SO2 Annual- Laramie 2- v6.17 | 160 | 6982 | Rate Constraint in lbs/MMBtu | FALSE | L | Annual | Generation | TWh | 4.1084 | 4.1084 | 4.1084 | 4.1084 | 4.1084 | 4.1084 | 4.1084 | 3.9382
BART SO2 Annual- Laramie 2- v6.17 | 160 | 6982 | Rate Constraint in lbs/MMBtu | FALSE | L | Annual | Qualifying Generation | TWh | 4.1084 | 4.1084 | 4.1084 | 4.1084 | 4.1084 | 4.1084 | 4.1084 | 3.9382
BART SO2 Annual- Laramie 2- v6.17 | 160 | 6982 | Rate Constraint in lbs/MMBtu | FALSE | L | Annual | Rate | lb/MWh | 0.61493 | 0.61493 | 0.61001 | 0.61001 | 0.61001 | 0.61001 | 0.61001 | 1.22
BART SO2 Annual- Laramie 2- v6.17 | 160 | 6982 | Rate Constraint in lbs/MMBtu | FALSE | L | Annual | Constraint Shadow Price | US2016$/Ton | 0 | 0 | 0 | 0 | 0 | 0 | 0 | 251.058
BART SO2 Annual- Martin Drake 6- v5.16 | 161 | 6687 | Rate Constraint in lbs/MMBtu | FALSE | L | Annual | Seasons Included | Seasons | Winter, WintShld, Summer | Winter, WintShld, Summer | Winter, WintShld, Summer | Winter, WintShld, Summer | Winter, WintShld, Summer | Winter, WintShld, Summer | Winter, WintShld, Summer | Winter, WintShld, Summer
BART SO2 Annual- Martin Drake 6- v5.16 | 161 | 6687 | Rate Constraint in lbs/MMBtu | FALSE | L | Annual | Standard SO2 | lb/MMBtu | 0.13 | 0.13 | 0.13 | 0.13 | 0.13 | 0.13 | 0.13 | 0.13
BART SO2 Annual- Martin Drake 6- v5.16 | 161 | 6687 | Rate Constraint in lbs/MMBtu | FALSE | L | Annual | Emissions at Affected Plants SO2 | Thousand Tons | 0.12954 | 0.14309 | 0.13851 | 0.13851 | 0.12204 | 0.12902 | 0.093143 | 0.093143
BART SO2 Annual- Martin Drake 6- v5.16 | 161 | 6687 | Rate Constraint in lbs/MMBtu | FALSE | L | Annual | Allowances Purchased SO2 | Thousand Tons | 0 | 0 | 0 | 0 | 0 | 0 | 0 | 0
BART SO2 Annual- Martin Drake 6- v5.16 | 161 | 6687 | Rate Constraint in lbs/MMBtu | FALSE | L | Annual | Allowances Sold SO2 | Thousand Tons | 0 | 0 | 0 | 0 | 0 | 0 | 0 | 0
BART SO2 Annual- Martin Drake 6- v5.16 | 161 | 6687 | Rate Constraint in lbs/MMBtu | FALSE | L | Annual | Allowances Banked | Thousand Tons | 0 | 0 | 0 | 0 | 0 | 0 | 0 | 0
BART SO2 Annual- Martin Drake 6- v5.16 | 161 | 6687 | Rate Constraint in lbs/MMBtu | FALSE | L | Annual | Allowances Withdrawn (1:1) | Thousand Tons | 0 | 0 | 0 | 0 | 0 | 0 | 0 | 0
BART SO2 Annual- Martin Drake 6- v5.16 | 161 | 6687 | Rate Constraint in lbs/MMBtu | FALSE | L | Annual | Allowances Withdrawn (n:1) | Thousand Tons | 0 | 0 | 0 | 0 | 0 | 0 | 0 | 0
BART SO2 Annual- Martin Drake 6- v5.16 | 161 | 6687 | Rate Constraint in lbs/MMBtu | FALSE | L | Annual | Net Emissions Allowance Position | Thousand Tons | 0.12954 | 0.14309 | 0.13851 | 0.13851 | 0.12204 | 0.12902 | 0.093143 | 0.093143
BART SO2 Annual- Martin Drake 6- v5.16 | 161 | 6687 | Rate Constraint in lbs/MMBtu | FALSE | L | Annual | Fuel Consumed | TBtu | 6.2004 | 6.8488 | 6.6296 | 6.6296 | 5.8413 | 6.1755 | 4.4582 | 4.4582
BART SO2 Annual- Martin Drake 6- v5.16 | 161 | 6687 | Rate Constraint in lbs/MMBtu | FALSE | L | Annual | Rate | lb/MMBtu | 0.041785 | 0.041785 | 0.041785 | 0.041785 | 0.041785 | 0.041785 | 0.041785 | 0.041785
BART SO2 Annual- Martin Drake 6- v5.16 | 161 | 6687 | Rate Constraint in lbs/MMBtu | FALSE | L | Annual | Generation | TWh | 0.52193 | 0.57651 | 0.57651 | 0.57651 | 0.50796 | 0.53702 | 0.38768 | 0.38768
BART SO2 Annual- Martin Drake 6- v5.16 | 161 | 6687 | Rate Constraint in lbs/MMBtu | FALSE | L | Annual | Qualifying Generation | TWh | 0.52193 | 0.57651 | 0.57651 | 0.57651 | 0.50796 | 0.53702 | 0.38768 | 0.38768
BART SO2 Annual- Martin Drake 6- v5.16 | 161 | 6687 | Rate Constraint in lbs/MMBtu | FALSE | L | Annual | Rate | lb/MWh | 0.4964 | 0.4964 | 0.48051 | 0.48051 | 0.48051 | 0.48051 | 0.48051 | 0.48051
BART SO2 Annual- Martin Drake 6- v5.16 | 161 | 6687 | Rate Constraint in lbs/MMBtu | FALSE | L | Annual | Constraint Shadow Price | US2016$/Ton | 0 | 0 | 0 | 0 | 0 | 0 | 0 | 0
BART SO2 Annual- Martin Drake 7- v5.16 | 162 | 6688 | Rate Constraint in lbs/MMBtu | FALSE | L | Annual | Seasons Included | Seasons | Winter, WintShld, Summer | Winter, WintShld, Summer | Winter, WintShld, Summer | Winter, WintShld, Summer | Winter, WintShld, Summer | Winter, WintShld, Summer | Winter, WintShld, Summer | Winter, WintShld, Summer
BART SO2 Annual- Martin Drake 7- v5.16 | 162 | 6688 | Rate Constraint in lbs/MMBtu | FALSE | L | Annual | Standard SO2 | lb/MMBtu | 0.13 | 0.13 | 0.13 | 0.13 | 0.13 | 0.13 | 0.13 | 0.13
BART SO2 Annual- Martin Drake 7- v5.16 | 162 | 6688 | Rate Constraint in lbs/MMBtu | FALSE | L | Annual | Emissions at Affected Plants SO2 | Thousand Tons | 0.2326 | 0.24036 | 0.23267 | 0.23267 | 0.20194 | 0.22209 | 0.18325 | 0.15709
BART SO2 Annual- Martin Drake 7- v5.16 | 162 | 6688 | Rate Constraint in lbs/MMBtu | FALSE | L | Annual | Allowances Purchased SO2 | Thousand Tons | 0 | 0 | 0 | 0 | 0 | 0 | 0 | 0
BART SO2 Annual- Martin Drake 7- v5.16 | 162 | 6688 | Rate Constraint in lbs/MMBtu | FALSE | L | Annual | Allowances Sold SO2 | Thousand Tons | 0 | 0 | 0 | 0 | 0 | 0 | 0 | 0
BART SO2 Annual- Martin Drake 7- v5.16 | 162 | 6688 | Rate Constraint in lbs/MMBtu | FALSE | L | Annual | Allowances Banked | Thousand Tons | 0 | 0 | 0 | 0 | 0 | 0 | 0 | 0
BART SO2 Annual- Martin Drake 7- v5.16 | 162 | 6688 | Rate Constraint in lbs/MMBtu | FALSE | L | Annual | Allowances Withdrawn (1:1) | Thousand Tons | 0 | 0 | 0 | 0 | 0 | 0 | 0 | 0
BART SO2 Annual- Martin Drake 7- v5.16 | 162 | 6688 | Rate Constraint in lbs/MMBtu | FALSE | L | Annual | Allowances Withdrawn (n:1) | Thousand Tons | 0 | 0 | 0 | 0 | 0 | 0 | 0 | 0
BART SO2 Annual- Martin Drake 7- v5.16 | 162 | 6688 | Rate Constraint in lbs/MMBtu | FALSE | L | Annual | Net Emissions Allowance Position | Thousand Tons | 0.2326 | 0.24036 | 0.23267 | 0.23267 | 0.20194 | 0.22209 | 0.18325 | 0.15709
BART SO2 Annual- Martin Drake 7- v5.16 | 162 | 6688 | Rate Constraint in lbs/MMBtu | FALSE | L | Annual | Fuel Consumed | TBtu | 11.1332 | 11.5047 | 11.1365 | 11.1365 | 9.6656 | 10.6301 | 8.7711 | 7.5189
BART SO2 Annual- Martin Drake 7- v5.16 | 162 | 6688 | Rate Constraint in lbs/MMBtu | FALSE | L | Annual | Rate | lb/MMBtu | 0.041785 | 0.041785 | 0.041785 | 0.041785 | 0.041785 | 0.041785 | 0.041785 | 0.041785
BART SO2 Annual- Martin Drake 7- v5.16 | 162 | 6688 | Rate Constraint in lbs/MMBtu | FALSE | L | Annual | Generation | TWh | 0.94015 | 0.97152 | 0.97152 | 0.97152 | 0.8432 | 0.92734 | 0.76517 | 0.65593
BART SO2 Annual- Martin Drake 7- v5.16 | 162 | 6688 | Rate Constraint in lbs/MMBtu | FALSE | L | Annual | Qualifying Generation | TWh | 0.94015 | 0.97152 | 0.97152 | 0.97152 | 0.8432 | 0.92734 | 0.76517 | 0.65593
BART SO2 Annual- Martin Drake 7- v5.16 | 162 | 6688 | Rate Constraint in lbs/MMBtu | FALSE | L | Annual | Rate | lb/MWh | 0.49482 | 0.49482 | 0.47899 | 0.47899 | 0.47899 | 0.47899 | 0.47899 | 0.47899
BART SO2 Annual- Martin Drake 7- v5.16 | 162 | 6688 | Rate Constraint in lbs/MMBtu | FALSE | L | Annual | Constraint Shadow Price | US2016$/Ton | 0 | 0 | 0 | 0 | 0 | 0 | 0 | 0
BART SO2 Annual- Nebraska City- v6.17 | 163 | 6978 | Rate Constraint in lbs/MMBtu | FALSE | L | Annual | Seasons Included | Seasons | Winter, WintShld, Summer | Winter, WintShld, Summer | Winter, WintShld, Summer | Winter, WintShld, Summer | Winter, WintShld, Summer | Winter, WintShld, Summer | Winter, WintShld, Summer | Winter, WintShld, Summer
BART SO2 Annual- Nebraska City- v6.17 | 163 | 6978 | Rate Constraint in lbs/MMBtu | FALSE | L | Annual | Standard SO2 | lb/MMBtu | 1.2 | 1.2 | 1.2 | 1.2 | 1.2 | 1.2 | 1.2 | 1.2
BART SO2 Annual- Nebraska City- v6.17 | 163 | 6978 | Rate Constraint in lbs/MMBtu | FALSE | L | Annual | Emissions at Affected Plants SO2 | Thousand Tons | 6.0256 | 6.0256 | 6.0256 | 5.3292 | 4.9283 | 4.9283 | 4.0798 | 3.4744
BART SO2 Annual- Nebraska City- v6.17 | 163 | 6978 | Rate Constraint in lbs/MMBtu | FALSE | L | Annual | Allowances Purchased SO2 | Thousand Tons | 0 | 0 | 0 | 0 | 0 | 0 | 0 | 0
BART SO2 Annual- Nebraska City- v6.17 | 163 | 6978 | Rate Constraint in lbs/MMBtu | FALSE | L | Annual | Allowances Sold SO2 | Thousand Tons | 0 | 0 | 0 | 0 | 0 | 0 | 0 | 0
BART SO2 Annual- Nebraska City- v6.17 | 163 | 6978 | Rate Constraint in lbs/MMBtu | FALSE | L | Annual | Allowances Banked | Thousand Tons | 0 | 0 | 0 | 0 | 0 | 0 | 0 | 0
BART SO2 Annual- Nebraska City- v6.17 | 163 | 6978 | Rate Constraint in lbs/MMBtu | FALSE | L | Annual | Allowances Withdrawn (1:1) | Thousand Tons | 0 | 0 | 0 | 0 | 0 | 0 | 0 | 0
BART SO2 Annual- Nebraska City- v6.17 | 163 | 6978 | Rate Constraint in lbs/MMBtu | FALSE | L | Annual | Allowances Withdrawn (n:1) | Thousand Tons | 0 | 0 | 0 | 0 | 0 | 0 | 0 | 0
BART SO2 Annual- Nebraska City- v6.17 | 163 | 6978 | Rate Constraint in lbs/MMBtu | FALSE | L | Annual | Net Emissions Allowance Position | Thousand Tons | 6.0256 | 6.0256 | 6.0256 | 5.3292 | 4.9283 | 4.9283 | 4.0798 | 3.4744
BART SO2 Annual- Nebraska City- v6.17 | 163 | 6978 | Rate Constraint in lbs/MMBtu | FALSE | L | Annual | Fuel Consumed | TBtu | 46.1453 | 46.1453 | 46.1453 | 40.8123 | 37.7414 | 37.7414 | 31.244 | 26.6076
BART SO2 Annual- Nebraska City- v6.17 | 163 | 6978 | Rate Constraint in lbs/MMBtu | FALSE | L | Annual | Rate | lb/MMBtu | 0.26116 | 0.26116 | 0.26116 | 0.26116 | 0.26116 | 0.26116 | 0.26116 | 0.26116
BART SO2 Annual- Nebraska City- v6.17 | 163 | 6978 | Rate Constraint in lbs/MMBtu | FALSE | L | Annual | Generation | TWh | 4.7265 | 4.7265 | 4.7265 | 4.1803 | 3.8658 | 3.8658 | 3.2002 | 2.7253
BART SO2 Annual- Nebraska City- v6.17 | 163 | 6978 | Rate Constraint in lbs/MMBtu | FALSE | L | Annual | Qualifying Generation | TWh | 4.7265 | 4.7265 | 4.7265 | 4.1803 | 3.8658 | 3.8658 | 3.2002 | 2.7253
BART SO2 Annual- Nebraska City- v6.17 | 163 | 6978 | Rate Constraint in lbs/MMBtu | FALSE | L | Annual | Rate | lb/MWh | 2.5497 | 2.5497 | 2.5497 | 2.5497 | 2.5497 | 2.5497 | 2.5497 | 2.5497
BART SO2 Annual- Nebraska City- v6.17 | 163 | 6978 | Rate Constraint in lbs/MMBtu | FALSE | L | Annual | Constraint Shadow Price | US2016$/Ton | 0 | 0 | 0 | 0 | 0 | 0 | 0 | 0
BART SO2 Annual- Oswego Harbor 5- v5.16 | 164 | 6672 | Rate Constraint in lbs/MMBtu | FALSE | L | Annual | Seasons Included | Seasons | Winter, WintShld, Summer | Winter, WintShld, Summer | Winter, WintShld, Summer | Winter, WintShld, Summer | Winter, WintShld, Summer | Winter, WintShld, Summer | Winter, WintShld, Summer | Winter, WintShld, Summer
BART SO2 Annual- Oswego Harbor 5- v5.16 | 164 | 6672 | Rate Constraint in lbs/MMBtu | FALSE | L | Annual | Standard SO2 | lb/MMBtu | 0.8 | 0.8 | 0.8 | 0.8 | 0.8 | 0.8 | 0.8 | 0.8
BART SO2 Annual- Oswego Harbor 5- v5.16 | 164 | 6672 | Rate Constraint in lbs/MMBtu | FALSE | L | Annual | Emissions at Affected Plants SO2 | Thousand Tons | 0 | 0 | 0 | 0 | 0 | 0 | 0 | 0
BART SO2 Annual- Oswego Harbor 5- v5.16 | 164 | 6672 | Rate Constraint in lbs/MMBtu | FALSE | L | Annual | Allowances Purchased SO2 | Thousand Tons | 0 | 0 | 0 | 0 | 0 | 0 | 0 | 0
BART SO2 Annual- Oswego Harbor 5- v5.16 | 164 | 6672 | Rate Constraint in lbs/MMBtu | FALSE | L | Annual | Allowances Sold SO2 | Thousand Tons | 0 | 0 | 0 | 0 | 0 | 0 | 0 | 0
BART SO2 Annual- Oswego Harbor 5- v5.16 | 164 | 6672 | Rate Constraint in lbs/MMBtu | FALSE | L | Annual | Allowances Banked | Thousand Tons | 0 | 0 | 0 | 0 | 0 | 0 | 0 | 0
BART SO2 Annual- Oswego Harbor 5- v5.16 | 164 | 6672 | Rate Constraint in lbs/MMBtu | FALSE | L | Annual | Allowances Withdrawn (1:1) | Thousand Tons | 0 | 0 | 0 | 0 | 0 | 0 | 0 | 0
BART SO2 Annual- Oswego Harbor 5- v5.16 | 164 | 6672 | Rate Constraint in lbs/MMBtu | FALSE | L | Annual | Allowances Withdrawn (n:1) | Thousand Tons | 0 | 0 | 0 | 0 | 0 | 0 | 0 | 0
BART SO2 Annual- Oswego Harbor 5- v5.16 | 164 | 6672 | Rate Constraint in lbs/MMBtu | FALSE | L | Annual | Net Emissions Allowance Position | Thousand Tons | 0 | 0 | 0 | 0 | 0 | 0 | 0 | 0
BART SO2 Annual- Oswego Harbor 5- v5.16 | 164 | 6672 | Rate Constraint in lbs/MMBtu | FALSE | L | Annual | Fuel Consumed | TBtu | 0 | 0 | 0 | 0 | 0 | 0 | 0 | 0
BART SO2 Annual- Oswego Harbor 5- v5.16 | 164 | 6672 | Rate Constraint in lbs/MMBtu | FALSE | L | Annual | Rate | lb/MMBtu | 0 | 0 | 0 | 0 | 0 | 0 | 0 | 0
BART SO2 Annual- Oswego Harbor 5- v5.16 | 164 | 6672 | Rate Constraint in lbs/MMBtu | FALSE | L | Annual | Generation | TWh | 0 | 0 | 0 | 0 | 0 | 0 | 0 | 0
BART SO2 Annual- Oswego Harbor 5- v5.16 | 164 | 6672 | Rate Constraint in lbs/MMBtu | FALSE | L | Annual | Qualifying Generation | TWh | 0 | 0 | 0 | 0 | 0 | 0 | 0 | 0
BART SO2 Annual- Oswego Harbor 5- v5.16 | 164 | 6672 | Rate Constraint in lbs/MMBtu | FALSE | L | Annual | Rate | lb/MWh | 0 | 0 | 0 | 0 | 0 | 0 | 0 | 0
BART SO2 Annual- Oswego Harbor 5- v5.16 | 164 | 6672 | Rate Constraint in lbs/MMBtu | FALSE | L | Annual | Constraint Shadow Price | US2016$/Ton | 0 | 0 | 0 | 0 | 0 | 0 | 0 | 0
BART SO2 Annual- Oswego Harbor 6- v6.17 | 165 | 6986 | Rate Constraint in lbs/MMBtu | FALSE | L | Annual | Seasons Included | Seasons | Winter, WintShld, Summer | Winter, WintShld, Summer | Winter, WintShld, Summer | Winter, WintShld, Summer | Winter, WintShld, Summer | Winter, WintShld, Summer | Winter, WintShld, Summer | Winter, WintShld, Summer
BART SO2 Annual- Oswego Harbor 6- v6.17 | 165 | 6986 | Rate Constraint in lbs/MMBtu | FALSE | L | Annual | Standard SO2 | lb/MMBtu | 0.8 | 0.8 | 0.8 | 0.8 | 0.8 | 0.8 | 0.8 | 0.8
BART SO2 Annual- Oswego Harbor 6- v6.17 | 165 | 6986 | Rate Constraint in lbs/MMBtu | FALSE | L | Annual | Emissions at Affected Plants SO2 | Thousand Tons | 0 | 0 | 0 | 0 | 0 | 0 | 0 | 0
BART SO2 Annual- Oswego Harbor 6- v6.17 | 165 | 6986 | Rate Constraint in lbs/MMBtu | FALSE | L | Annual | Allowances Purchased SO2 | Thousand Tons | 0 | 0 | 0 | 0 | 0 | 0 | 0 | 0
BART SO2 Annual- Oswego Harbor 6- v6.17 | 165 | 6986 | Rate Constraint in lbs/MMBtu | FALSE | L | Annual | Allowances Sold SO2 | Thousand Tons | 0 | 0 | 0 | 0 | 0 | 0 | 0 | 0
BART SO2 Annual- Oswego Harbor 6- v6.17 | 165 | 6986 | Rate Constraint in lbs/MMBtu | FALSE | L | Annual | Allowances Banked | Thousand Tons | 0 | 0 | 0 | 0 | 0 | 0 | 0 | 0
BART SO2 Annual- Oswego Harbor 6- v6.17 | 165 | 6986 | Rate Constraint in lbs/MMBtu | FALSE | L | Annual | Allowances Withdrawn (1:1) | Thousand Tons | 0 | 0 | 0 | 0 | 0 | 0 | 0 | 0
BART SO2 Annual- Oswego Harbor 6- v6.17 | 165 | 6986 | Rate Constraint in lbs/MMBtu | FALSE | L | Annual | Allowances Withdrawn (n:1) | Thousand Tons | 0 | 0 | 0 | 0 | 0 | 0 | 0 | 0
BART SO2 Annual- Oswego Harbor 6- v6.17 | 165 | 6986 | Rate Constraint in lbs/MMBtu | FALSE | L | Annual | Net Emissions Allowance Position | Thousand Tons | 0 | 0 | 0 | 0 | 0 | 0 | 0 | 0
BART SO2 Annual- Oswego Harbor 6- v6.17 | 165 | 6986 | Rate Constraint in lbs/MMBtu | FALSE | L | Annual | Fuel Consumed | TBtu | 1.5105 | 1.6599 | 2.5034 | 3.8381 | 0.30721 | 0.30721 | 0.30721 | 0.30721
BART SO2 Annual- Oswego Harbor 6- v6.17 | 165 | 6986 | Rate Constraint in lbs/MMBtu | FALSE | L | Annual | Rate | lb/MMBtu | 0 | 0 | 0 | 0 | 0 | 0 | 0 | 0
BART SO2 Annual- Oswego Harbor 6- v6.17 | 165 | 6986 | Rate Constraint in lbs/MMBtu | FALSE | L | Annual | Generation | TWh | 0.12581 | 0.13826 | 0.20851 | 0.31968 | 0.025588 | 0.025588 | 0.025588 | 0.025588
BART SO2 Annual- Oswego Harbor 6- v6.17 | 165 | 6986 | Rate Constraint in lbs/MMBtu | FALSE | L | Annual | Qualifying Generation | TWh | 0.12581 | 0.13826 | 0.20851 | 0.31968 | 0.025588 | 0.025588 | 0.025588 | 0.025588
BART SO2 Annual- Oswego Harbor 6- v6.17 | 165 | 6986 | Rate Constraint in lbs/MMBtu | FALSE | L | Annual | Rate | lb/MWh | 0 | 0 | 0 | 0 | 0 | 0 | 0 | 0
BART SO2 Annual- Oswego Harbor 6- v6.17 | 165 | 6986 | Rate Constraint in lbs/MMBtu | FALSE | L | Annual | Constraint Shadow Price | US2016$/Ton | 0 | 0 | 0 | 0 | 0 | 0 | 0 | 0
BART SO2 Annual Rate-Seminole 1&2 -v5.13 | 166 | 6313 | Rate Constraint in lbs/MMBtu | FALSE | L | Annual | Seasons Included | Seasons | Winter, WintShld, Summer | Winter, WintShld, Summer | Winter, WintShld, Summer | Winter, WintShld, Summer | Winter, WintShld, Summer | Winter, WintShld, Summer | Winter, WintShld, Summer | Winter, WintShld, Summer
BART SO2 Annual Rate-Seminole 1&2 -v5.13 | 166 | 6313 | Rate Constraint in lbs/MMBtu | FALSE | L | Annual | Standard SO2 | lb/MMBtu | 0.25 | 0.25 | 0.25 | 0.25 | 0.25 | 0.25 | 0.25 | 0.25
BART SO2 Annual Rate-Seminole 1&2 -v5.13 | 166 | 6313 | Rate Constraint in lbs/MMBtu | FALSE | L | Annual | Emissions at Affected Plants SO2 | Thousand Tons | 0 | 1.2995 | 0.26358 | 0 | 0 | 0 | 0 | 0
BART SO2 Annual Rate-Seminole 1&2 -v5.13 | 166 | 6313 | Rate Constraint in lbs/MMBtu | FALSE | L | Annual | Allowances Purchased SO2 | Thousand Tons | 0 | 0 | 0 | 0 | 0 | 0 | 0 | 0
BART SO2 Annual Rate-Seminole 1&2 -v5.13 | 166 | 6313 | Rate Constraint in lbs/MMBtu | FALSE | L | Annual | Allowances Sold SO2 | Thousand Tons | 0 | 0 | 0 | 0 | 0 | 0 | 0 | 0
BART SO2 Annual Rate-Seminole 1&2 -v5.13 | 166 | 6313 | Rate Constraint in lbs/MMBtu | FALSE | L | Annual | Allowances Banked | Thousand Tons | 0 | 0 | 0 | 0 | 0 | 0 | 0 | 0
BART SO2 Annual Rate-Seminole 1&2 -v5.13 | 166 | 6313 | Rate Constraint in lbs/MMBtu | FALSE | L | Annual | Allowances Withdrawn (1:1) | Thousand Tons | 0 | 0 | 0 | 0 | 0 | 0 | 0 | 0
BART SO2 Annual Rate-Seminole 1&2 -v5.13 | 166 | 6313 | Rate Constraint in lbs/MMBtu | FALSE | L | Annual | Allowances Withdrawn (n:1) | Thousand Tons | 0 | 0 | 0 | 0 | 0 | 0 | 0 | 0
BART SO2 Annual Rate-Seminole 1&2 -v5.13 | 166 | 6313 | Rate Constraint in lbs/MMBtu | FALSE | L | Annual | Net Emissions Allowance Position | Thousand Tons | 0 | 1.2995 | 0.26358 | 0 | 0 | 0 | 0 | 0
BART SO2 Annual Rate-Seminole 1&2 -v5.13 | 166 | 6313 | Rate Constraint in lbs/MMBtu | FALSE | L | Annual | Fuel Consumed | TBtu | 0 | 23.2743 | 4.8187 | 0 | 0 | 0 | 0 | 0
BART SO2 Annual Rate-Seminole 1&2 -v5.13 | 166 | 6313 | Rate Constraint in lbs/MMBtu | FALSE | L | Annual | Rate | lb/MMBtu | 0 | 0.11167 | 0.1094 | 0 | 0 | 0 | 0 | 0
BART SO2 Annual Rate-Seminole 1&2 -v5.13 | 166 | 6313 | Rate Constraint in lbs/MMBtu | FALSE | L | Annual | Generation | TWh | 0 | 2.3333 | 0.48697 | 0 | 0 | 0 | 0 | 0
BART SO2 Annual Rate-Seminole 1&2 -v5.13 | 166 | 6313 | Rate Constraint in lbs/MMBtu | FALSE | L | Annual | Qualifying Generation | TWh | 0 | 2.3333 | 0.48697 | 0 | 0 | 0 | 0 | 0
BART SO2 Annual Rate-Seminole 1&2 -v5.13 | 166 | 6313 | Rate Constraint in lbs/MMBtu | FALSE | L | Annual | Rate | lb/MWh | 0 | 1.1139 | 1.0825 | 0 | 0 | 0 | 0 | 0
BART SO2 Annual Rate-Seminole 1&2 -v5.13 | 166 | 6313 | Rate Constraint in lbs/MMBtu | FALSE | L | Annual | Constraint Shadow Price | US2016$/Ton | 0 | 0 | 0 | 0 | 0 | 0 | 0 | 0
BART SO2 Annual- Roseton 1- v5.16 | 167 | 6678 | Rate Constraint in lbs/MMBtu | FALSE | L | Annual | Seasons Included | Seasons | Winter, WintShld, Summer | Winter, WintShld, Summer | Winter, WintShld, Summer | Winter, WintShld, Summer | Winter, WintShld, Summer | Winter, WintShld, Summer | Winter, WintShld, Summer | Winter, WintShld, Summer
BART SO2 Annual- Roseton 1- v5.16 | 167 | 6678 | Rate Constraint in lbs/MMBtu | FALSE | L | Annual | Standard SO2 | lb/MMBtu | 0.55 | 0.55 | 0.55 | 0.55 | 0.55 | 0.55 | 0.55 | 0.55
BART SO2 Annual- Roseton 1- v5.16 | 167 | 6678 | Rate Constraint in lbs/MMBtu | FALSE | L | Annual | Emissions at Affected Plants SO2 | Thousand Tons | 0 | 0 | 0 | 0 | 0 | 0 | 0 | 0
BART SO2 Annual- Roseton 1- v5.16 | 167 | 6678 | Rate Constraint in lbs/MMBtu | FALSE | L | Annual | Allowances Purchased SO2 | Thousand Tons | 0 | 0 | 0 | 0 | 0 | 0 | 0 | 0
BART SO2 Annual- Roseton 1- v5.16 | 167 | 6678 | Rate Constraint in lbs/MMBtu | FALSE | L | Annual | Allowances Sold SO2 | Thousand Tons | 0 | 0 | 0 | 0 | 0 | 0 | 0 | 0
BART SO2 Annual- Roseton 1- v5.16 | 167 | 6678 | Rate Constraint in lbs/MMBtu | FALSE | L | Annual | Allowances Banked | Thousand Tons | 0 | 0 | 0 | 0 | 0 | 0 | 0 | 0
BART SO2 Annual- Roseton 1- v5.16 | 167 | 6678 | Rate Constraint in lbs/MMBtu | FALSE | L | Annual | Allowances Withdrawn (1:1) | Thousand Tons | 0 | 0 | 0 | 0 | 0 | 0 | 0 | 0
BART SO2 Annual- Roseton 1- v5.16 | 167 | 6678 | Rate Constraint in lbs/MMBtu | FALSE | L | Annual | Allowances Withdrawn (n:1) | Thousand Tons | 0 | 0 | 0 | 0 | 0 | 0 | 0 | 0
BART SO2 Annual- Roseton 1- v5.16 | 167 | 6678 | Rate Constraint in lbs/MMBtu | FALSE | L | Annual | Net Emissions Allowance Position | Thousand Tons | 0 | 0 | 0 | 0 | 0 | 0 | 0 | 0
BART SO2 Annual- Roseton 1- v5.16 | 167 | 6678 | Rate Constraint in lbs/MMBtu | FALSE | L | Annual | Fuel Consumed | TBtu | 1.021 | 1.0161 | 1.0161 | 1.0209 | 1.0161 | 0.19989 | 0.211 | 0.3241
BART SO2 Annual- Roseton 1- v5.16 | 167 | 6678 | Rate Constraint in lbs/MMBtu | FALSE | L | Annual | Rate | lb/MMBtu | 0 | 0 | 0 | 0 | 0 | 0 | 0 | 0
BART SO2 Annual- Roseton 1- v5.16 | 167 | 6678 | Rate Constraint in lbs/MMBtu | FALSE | L | Annual | Generation | TWh | 0.089566 | 0.08914 | 0.08914 | 0.089559 | 0.08914 | 0.017536 | 0.01851 | 0.028432
BART SO2 Annual- Roseton 1- v5.16 | 167 | 6678 | Rate Constraint in lbs/MMBtu | FALSE | L | Annual | Qualifying Generation | TWh | 0.089566 | 0.08914 | 0.08914 | 0.089559 | 0.08914 | 0.017536 | 0.01851 | 0.028432
BART SO2 Annual- Roseton 1- v5.16 | 167 | 6678 | Rate Constraint in lbs/MMBtu | FALSE | L | Annual | Rate | lb/MWh | 0 | 0 | 0 | 0 | 0 | 0 | 0 | 0
BART SO2 Annual- Roseton 1- v5.16 | 167 | 6678 | Rate Constraint in lbs/MMBtu | FALSE | L | Annual | Constraint Shadow Price | US2016$/Ton | 0 | 0 | 0 | 0 | 0 | 0 | 0 | 0
BART SO2 Annual- Roseton 2- v5.16 | 168 | 6679 | Rate Constraint in lbs/MMBtu | FALSE | L | Annual | Seasons Included | Seasons | Winter, WintShld, Summer | Winter, WintShld, Summer | Winter, WintShld, Summer | Winter, WintShld, Summer | Winter, WintShld, Summer | Winter, WintShld, Summer | Winter, WintShld, Summer | Winter, WintShld, Summer
BART SO2 Annual- Roseton 2- v5.16 | 168 | 6679 | Rate Constraint in lbs/MMBtu | FALSE | L | Annual | Standard SO2 | lb/MMBtu | 0.55 | 0.55 | 0.55 | 0.55 | 0.55 | 0.55 | 0.55 | 0.55
BART SO2 Annual- Roseton 2- v5.16 | 168 | 6679 | Rate Constraint in lbs/MMBtu | FALSE | L | Annual | Emissions at Affected Plants SO2 | Thousand Tons | 0 | 0 | 0 | 0 | 0 | 0 | 0 | 0
BART SO2 Annual- Roseton 2- v5.16 | 168 | 6679 | Rate Constraint in lbs/MMBtu | FALSE | L | Annual | Allowances Purchased SO2 | Thousand Tons | 0 | 0 | 0 | 0 | 0 | 0 | 0 | 0
BART SO2 Annual- Roseton 2- v5.16 | 168 | 6679 | Rate Constraint in lbs/MMBtu | FALSE | L | Annual | Allowances Sold SO2 | Thousand Tons | 0 | 0 | 0 | 0 | 0 | 0 | 0 | 0
BART SO2 Annual- Roseton 2- v5.16 | 168 | 6679 | Rate Constraint in lbs/MMBtu | FALSE | L | Annual | Allowances Banked | Thousand Tons | 0 | 0 | 0 | 0 | 0 | 0 | 0 | 0
BART SO2 Annual- Roseton 2- v5.16 | 168 | 6679 | Rate Constraint in lbs/MMBtu | FALSE | L | Annual | Allowances Withdrawn (1:1) | Thousand Tons | 0 | 0 | 0 | 0 | 0 | 0 | 0 | 0
BART SO2 Annual- Roseton 2- v5.16 | 168 | 6679 | Rate Constraint in lbs/MMBtu | FALSE | L | Annual | Allowances Withdrawn (n:1) | Thousand Tons | 0 | 0 | 0 | 0 | 0 | 0 | 0 | 0
BART SO2 Annual- Roseton 2- v5.16 | 168 | 6679 | Rate Constraint in lbs/MMBtu | FALSE | L | Annual | Net Emissions Allowance Position | Thousand Tons | 0 | 0 | 0 | 0 | 0 | 0 | 0 | 0
BART SO2 Annual- Roseton 2- v5.16 | 168 | 6679 | Rate Constraint in lbs/MMBtu | FALSE | L | Annual | Fuel Consumed | TBtu | 1.0287 | 1.0272 | 1.0238 | 1.0287 | 1.0238 | 0.21259 | 0.21259 | 1.0238
BART SO2 Annual- Roseton 2- v5.16 | 168 | 6679 | Rate Constraint in lbs/MMBtu | FALSE | L | Annual | Rate | lb/MMBtu | 0 | 0 | 0 | 0 | 0 | 0 | 0 | 0
BART SO2 Annual- Roseton 2- v5.16 | 168 | 6679 | Rate Constraint in lbs/MMBtu | FALSE | L | Annual | Generation | TWh | 0.09043 | 0.090299 | 0.089996 | 0.09043 | 0.089996 | 0.018688 | 0.018688 | 0.089996
BART SO2 Annual- Roseton 2- v5.16 | 168 | 6679 | Rate Constraint in lbs/MMBtu | FALSE | L | Annual | Qualifying Generation | TWh | 0.09043 | 0.090299 | 0.089996 | 0.09043 | 0.089996 | 0.018688 | 0.018688 | 0.089996
BART SO2 Annual- Roseton 2- v5.16 | 168 | 6679 | Rate Constraint in lbs/MMBtu | FALSE | L | Annual | Rate | lb/MWh | 0 | 0 | 0 | 0 | 0 | 0 | 0 | 0
BART SO2 Annual- Roseton 2- v5.16 | 168 | 6679 | Rate Constraint in lbs/MMBtu | FALSE | L | Annual | Constraint Shadow Price | US2016$/Ton | 0 | 0 | 0 | 0 | 0 | 0 | 0 | 0
BART SO2 Annual- Sherburne County 1- v5.16 | 169 | 6653 | Rate Constraint in lbs/MMBtu | FALSE | L | Annual | Seasons Included | Seasons | Winter, WintShld, Summer | Winter, WintShld, Summer | Winter, WintShld, Summer | Winter, WintShld, Summer | Winter, WintShld, Summer | Winter, WintShld, Summer | Winter, WintShld, Summer | Winter, WintShld, Summer
BART SO2 Annual- Sherburne County 1- v5.16 | 169 | 6653 | Rate Constraint in lbs/MMBtu | FALSE | L | Annual | Standard SO2 | lb/MMBtu | 0.05 | 0.05 | 0.05 | 0.05 | 0.05 | 0.05 | 0.05 | 0.05
BART SO2 Annual- Sherburne County 1- v5.16 | 169 | 6653 | Rate Constraint in lbs/MMBtu | FALSE | L | Annual | Emissions at Affected Plants SO2 | Thousand Tons | 0.51242 | 0.51242 | 0.5032 | 0 | 0 | 0 | 0 | 0
BART SO2 Annual- Sherburne County 1- v5.16 | 169 | 6653 | Rate Constraint in lbs/MMBtu | FALSE | L | Annual | Allowances Purchased SO2 | Thousand Tons | 0 | 0 | 0 | 0 | 0 | 0 | 0 | 0
BART SO2 Annual- Sherburne County 1- v5.16 | 169 | 6653 | Rate Constraint in lbs/MMBtu | FALSE | L | Annual | Allowances Sold SO2 | Thousand Tons | 0 | 0 | 0 | 0 | 0 | 0 | 0 | 0
BART SO2 Annual- Sherburne County 1- v5.16 | 169 | 6653 | Rate Constraint in lbs/MMBtu | FALSE | L | Annual | Allowances Banked | Thousand Tons | 0 | 0 | 0 | 0 | 0 | 0 | 0 | 0
BART SO2 Annual- Sherburne County 1- v5.16 | 169 | 6653 | Rate Constraint in lbs/MMBtu | FALSE | L | Annual | Allowances Withdrawn (1:1) | Thousand Tons | 0 | 0 | 0 | 0 | 0 | 0 | 0 | 0
BART SO2 Annual- Sherburne County 1- v5.16 | 169 | 6653 | Rate Constraint in lbs/MMBtu | FALSE | L | Annual | Allowances Withdrawn (n:1) | Thousand Tons | 0 | 0 | 0 | 0 | 0 | 0 | 0 | 0
BART SO2 Annual- Sherburne County 1- v5.16 | 169 | 6653 | Rate Constraint in lbs/MMBtu | FALSE | L | Annual | Net Emissions Allowance Position | Thousand Tons | 0.51242 | 0.51242 | 0.5032 | 0 | 0 | 0 | 0 | 0
BART SO2 Annual- Sherburne County 1- v5.16 | 169 | 6653 | Rate Constraint in lbs/MMBtu | FALSE | L | Annual | Fuel Consumed | TBtu | 51.219 | 51.219 | 50.2971 | 0 | 0 | 0 | 0 | 0
BART SO2 Annual- Sherburne County 1- v5.16 | 169 | 6653 | Rate Constraint in lbs/MMBtu | FALSE | L | Annual | Rate | lb/MMBtu | 0.020009 | 0.020009 | 0.020009 | 0 | 0 | 0 | 0 | 0
BART SO2 Annual- Sherburne County 1- v5.16 | 169 | 6653 | Rate Constraint in lbs/MMBtu | FALSE | L | Annual | Generation | TWh | 4.8995 | 4.8995 | 4.8995 | 0 | 0 | 0 | 0 | 0
BART SO2 Annual- Sherburne County 1- v5.16 | 169 | 6653 | Rate Constraint in lbs/MMBtu | FALSE | L | Annual | Qualifying Generation | TWh | 4.8995 | 4.8995 | 4.8995 | 0 | 0 | 0 | 0 | 0
BART SO2 Annual- Sherburne County 1- v5.16 | 169 | 6653 | Rate Constraint in lbs/MMBtu | FALSE | L | Annual | Rate | lb/MWh | 0.20918 | 0.20918 | 0.20541 | 0 | 0 | 0 | 0 | 0
BART SO2 Annual- Sherburne County 1- v5.16 | 169 | 6653 | Rate Constraint in lbs/MMBtu | FALSE | L | Annual | Constraint Shadow Price | US2016$/Ton | 0 | 0 | 0 | 0 | 0 | 0 | 0 | 0
BART SO2 Annual- Sherburne County 2- v5.16 | 170 | 6654 | Rate Constraint in lbs/MMBtu | FALSE | L | Annual | Seasons Included | Seasons | Winter, WintShld, Summer | Winter, WintShld, Summer | Winter, WintShld, Summer | Winter, WintShld, Summer | Winter, WintShld, Summer | Winter, WintShld, Summer | Winter, WintShld, Summer | Winter, WintShld, Summer
BART SO2 Annual- Sherburne County 2- v5.16 | 170 | 6654 | Rate Constraint in lbs/MMBtu | FALSE | L | Annual | Standard SO2 | lb/MMBtu | 0.05 | 0.05 | 0.05 | 0.05 | 0.05 | 0.05 | 0.05 | 0.05
BART SO2 Annual- Sherburne County 2- v5.16 | 170 | 6654 | Rate Constraint in lbs/MMBtu | FALSE | L | Annual | Emissions at Affected Plants SO2 | Thousand Tons | 0 | 0 | 0 | 0 | 0 | 0 | 0 | 0
BART SO2 Annual- Sherburne County 2- v5.16 | 170 | 6654 | Rate Constraint in lbs/MMBtu | FALSE | L | Annual | Allowances Purchased SO2 | Thousand Tons | 0 | 0 | 0 | 0 | 0 | 0 | 0 | 0
BART SO2 Annual- Sherburne County 2- v5.16 | 170 | 6654 | Rate Constraint in lbs/MMBtu | FALSE | L | Annual | Allowances Sold SO2 | Thousand Tons | 0 | 0 | 0 | 0 | 0 | 0 | 0 | 0
BART SO2 Annual- Sherburne County 2- v5.16 | 170 | 6654 | Rate Constraint in lbs/MMBtu | FALSE | L | Annual | Allowances Banked | Thousand Tons | 0 | 0 | 0 | 0 | 0 | 0 | 0 | 0
BART SO2 Annual- Sherburne County 2- v5.16 | 170 | 6654 | Rate Constraint in lbs/MMBtu | FALSE | L | Annual | Allowances Withdrawn (1:1) | Thousand Tons | 0 | 0 | 0 | 0 | 0 | 0 | 0 | 0
BART SO2 Annual- Sherburne County 2- v5.16 | 170 | 6654 | Rate Constraint in lbs/MMBtu | FALSE | L | Annual | Allowances Withdrawn (n:1) | Thousand Tons | 0 | 0 | 0 | 0 | 0 | 0 | 0 | 0
BART SO2 Annual- Sherburne County 2- v5.16 | 170 | 6654 | Rate Constraint in lbs/MMBtu | FALSE | L | Annual | Net Emissions Allowance Position | Thousand Tons | 0 | 0 | 0 | 0 | 0 | 0 | 0 | 0
BART SO2 Annual- Sherburne County 2- v5.16 | 170 | 6654 | Rate Constraint in lbs/MMBtu | FALSE | L | Annual | Fuel Consumed | TBtu | 0 | 0 | 0 | 0 | 0 | 0 | 0 | 0
BART SO2 Annual- Sherburne County 2- v5.16 | 170 | 6654 | Rate Constraint in lbs/MMBtu | FALSE | L | Annual | Rate | lb/MMBtu | 0 | 0 | 0 | 0 | 0 | 0 | 0 | 0
BART SO2 Annual- Sherburne County 2- v5.16 | 170 | 6654 | Rate Constraint in lbs/MMBtu | FALSE | L | Annual | Generation | TWh | 0 | 0 | 0 | 0 | 0 | 0 | 0 | 0
BART SO2 Annual- Sherburne County 2- v5.16 | 170 | 6654 | Rate Constraint in lbs/MMBtu | FALSE | L | Annual | Qualifying Generation | TWh | 0 | 0 | 0 | 0 | 0 | 0 | 0 | 0
BART SO2 Annual- Sherburne County 2- v5.16 | 170 | 6654 | Rate Constraint in lbs/MMBtu | FALSE | L | Annual | Rate | lb/MWh | 0 | 0 | 0 | 0 | 0 | 0 | 0 | 0
BART SO2 Annual- Sherburne County 2- v5.16 | 170 | 6654 | Rate Constraint in lbs/MMBtu | FALSE | L | Annual | Constraint Shadow Price | US2016$/Ton | 0 | 0 | 0 | 0 | 0 | 0 | 0 | 0
BART SO2 Annual- Sherburne County 3- v5.16 | 171 | 6655 | Rate Constraint in lbs/MMBtu | FALSE | L | Annual | Seasons Included | Seasons | Winter, WintShld, Summer | Winter, WintShld, Summer | Winter, WintShld, Summer | Winter, WintShld, Summer | Winter, WintShld, Summer | Winter, WintShld, Summer | Winter, WintShld, Summer | Winter, WintShld, Summer
BART SO2 Annual- Sherburne County 3- v5.16 | 171 | 6655 | Rate Constraint in lbs/MMBtu | FALSE | L | Annual | Standard SO2 | lb/MMBtu | 0.29 | 0.29 | 0.29 | 0.29 | 0.29 | 0.29 | 0.29 | 0.29
BART SO2 Annual- Sherburne County 3- v5.16 | 171 | 6655 | Rate Constraint in lbs/MMBtu | FALSE | L | Annual | Emissions at Affected Plants SO2 | Thousand Tons | 6.7444 | 5.3423 | 8.4173 | 8.663 | 0.028402 | 0.028402 | 0.027015 | 0.018363
BART SO2 Annual- Sherburne County 3- v5.16 | 171 | 6655 | Rate Constraint in lbs/MMBtu | FALSE | L | Annual | Allowances Purchased SO2 | Thousand Tons | 0 | 0 | 0 | 0 | 0 | 0 | 0 | 0
BART SO2 Annual- Sherburne County 3- v5.16 | 171 | 6655 | Rate Constraint in lbs/MMBtu | FALSE | L | Annual | Allowances Sold SO2 | Thousand Tons | 0 | 0 | 0 | 0 | 0 | 0 | 0 | 0
BART SO2 Annual- Sherburne County 3- v5.16 | 171 | 6655 | Rate Constraint in lbs/MMBtu | FALSE | L | Annual | Allowances Banked | Thousand Tons | 0 | 0 | 0 | 0 | 0 | 0 | 0 | 0
BART SO2 Annual- Sherburne County 3- v5.16 | 171 | 6655 | Rate Constraint in lbs/MMBtu | FALSE | L | Annual | Allowances Withdrawn (1:1) | Thousand Tons | 0 | 0 | 0 | 0 | 0 | 0 | 0 | 0
BART SO2 Annual- Sherburne County 3- v5.16 | 171 | 6655 | Rate Constraint in lbs/MMBtu | FALSE | L | Annual | Allowances Withdrawn (n:1) | Thousand Tons | 0 | 0 | 0 | 0 | 0 | 0 | 0 | 0
BART SO2 Annual- Sherburne County 3- v5.16 | 171 | 6655 | Rate Constraint in lbs/MMBtu | FALSE | L | Annual | Net Emissions Allowance Position | Thousand Tons | 6.7444 | 5.3423 | 8.4173 | 8.663 | 0.028402 | 0.028402 | 0.027015 | 0.018363
BART SO2 Annual- Sherburne County 3- v5.16 | 171 | 6655 | Rate Constraint in lbs/MMBtu | FALSE | L | Annual | Fuel Consumed | TBtu | 64.4974 | 64.4974 | 63.9814 | 63.9814 | 0.20977 | 0.20977 | 0.19952 | 0.13562
BART SO2 Annual- Sherburne County 3- v5.16 | 171 | 6655 | Rate Constraint in lbs/MMBtu | FALSE | L | Annual | Rate | lb/MMBtu | 0.20914 | 0.16566 | 0.26312 | 0.2708 | 0.2708 | 0.2708 | 0.2708 | 0.2708
BART SO2 Annual- Sherburne County 3- v5.16 | 171 | 6655 | Rate Constraint in lbs/MMBtu | FALSE | L | Annual | Generation | TWh | 6.2741 | 6.2741 | 6.2741 | 6.2741 | 0.02057 | 0.02057 | 0.019565 | 0.013299
BART SO2 Annual- Sherburne County 3- v5.16 | 171 | 6655 | Rate Constraint in lbs/MMBtu | FALSE | L | Annual | Qualifying Generation | TWh | 6.2741 | 6.2741 | 6.2741 | 6.2741 | 0.02057 | 0.02057 | 0.019565 | 0.013299
BART SO2 Annual- Sherburne County 3- v5.16 | 171 | 6655 | Rate Constraint in lbs/MMBtu | FALSE | L | Annual | Rate | lb/MWh | 2.1499 | 1.703 | 2.6832 | 2.7615 | 2.7615 | 2.7615 | 2.7615 | 2.7615
BART SO2 Annual- Sherburne County 3- v5.16 | 171 | 6655 | Rate Constraint in lbs/MMBtu | FALSE | L | Annual | Constraint Shadow Price | US2016$/Ton | 0 | 0 | 0 | 0 | 0 | 0 | 0 | 0
BART SO2 Annual- Transalta Centralia 1,2- v5.16 | 172 | 6729 | Rate Constraint in MTons | FALSE | L | Annual | Seasons Included | Seasons | Winter, WintShld, Summer | Winter, WintShld, Summer | Winter, WintShld, Summer | Winter, WintShld, Summer | Winter, WintShld, Summer | Winter, WintShld, Summer | Winter, WintShld, Summer | Winter, WintShld, Summer
BART SO2 Annual- Transalta Centralia 1,2- v5.16 | 172 | 6729 | Rate Constraint in MTons | FALSE | L | Annual | Standard SO2 | Thousand Tons | 10 | 10 | 10 | 10 | 10 | 10 | 10 | 10
BART SO2 Annual- Transalta Centralia 1,2- v5.16 | 172 | 6729 | Rate Constraint in MTons | FALSE | L | Annual | Emissions at Affected Plants SO2 | Thousand Tons | 0 | 0 | 0 | 0 | 0 | 0 | 0 | 0
BART SO2 Annual- Transalta Centralia 1,2- v5.16 | 172 | 6729 | Rate Constraint in MTons | FALSE | L | Annual | Allowances Purchased SO2 | Thousand Tons | 0 | 0 | 0 | 0 | 0 | 0 | 0 | 0
BART SO2 Annual- Transalta Centralia 1,2- v5.16 | 172 | 6729 | Rate Constraint in MTons | FALSE | L | Annual | Allowances Sold SO2 | Thousand Tons | 0 | 0 | 0 | 0 | 0 | 0 | 0 | 0
BART SO2 Annual- Transalta Centralia 1,2- v5.16 | 172 | 6729 | Rate Constraint in MTons | FALSE | L | Annual | Allowances Banked | Thousand Tons | 0 | 0 | 0 | 0 | 0 | 0 | 0 | 0
BART SO2 Annual- Transalta Centralia 1,2- v5.16 | 172 | 6729 | Rate Constraint in MTons | FALSE | L | Annual | Allowances Withdrawn (1:1) | Thousand Tons | 0 | 0 | 0 | 0 | 0 | 0 | 0 | 0
BART SO2 Annual- Transalta Centralia 1,2- v5.16 | 172 | 6729 | Rate Constraint in MTons | FALSE | L | Annual | Allowances Withdrawn (n:1) | Thousand Tons | 0 | 0 | 0 | 0 | 0 | 0 | 0 | 0
BART SO2 Annual- Transalta Centralia 1,2- v5.16 | 172 | 6729 | Rate Constraint in MTons | FALSE | L | Annual | Net Emissions Allowance Position | Thousand Tons | 0 | 0 | 0 | 0 | 0 | 0 | 0 | 0
BART SO2 Annual- Transalta Centralia 1,2- v5.16 | 172 | 6729 | Rate Constraint in MTons | FALSE | L | Annual | Fuel Consumed | TBtu | 0 | 0 | 0 | 0 | 0 | 0 | 0 | 0
BART SO2 Annual- Transalta Centralia 1,2- v5.16 | 172 | 6729 | Rate Constraint in MTons | FALSE | L | Annual | Rate | lb/MMBtu | 0 | 0 | 0 | 0 | 0 | 0 | 0 | 0
BART SO2 Annual- Transalta Centralia 1,2- v5.16 | 172 | 6729 | Rate Constraint in MTons | FALSE | L | Annual | Generation | TWh | 0 | 0 | 0 | 0 | 0 | 0 | 0 | 0
BART SO2 Annual- Transalta Centralia 1,2- v5.16 | 172 | 6729 | Rate Constraint in MTons | FALSE | L | Annual | Qualifying Generation | TWh | 0 | 0 | 0 | 0 | 0 | 0 | 0 | 0
BART SO2 Annual- Transalta Centralia 1,2- v5.16 | 172 | 6729 | Rate Constraint in MTons | FALSE | L | Annual | Rate | lb/MWh | 0 | 0 | 0 | 0 | 0 | 0 | 0 | 0
BART SO2 Annual- Transalta Centralia 1,2- v5.16 | 172 | 6729 | Rate Constraint in MTons | FALSE | L | Annual | Constraint Shadow Price | US2016$/Ton | 0 | 0 | 0 | 0 | 0 | 0 | 0 | 0
BART SO2 Annual-Apache Station 2 -v5.13 | 175 | 5867 | Rate Constraint in lbs/MMBtu | FALSE | L | Annual | Seasons Included | Seasons | Winter, WintShld, Summer | Winter, WintShld, Summer | Winter, WintShld, Summer | Winter, WintShld, Summer | Winter, WintShld, Summer | Winter, WintShld, Summer | Winter, WintShld, Summer | Winter, WintShld, Summer
BART SO2 Annual-Apache Station 2 -v5.13 | 175 | 5867 | Rate Constraint in lbs/MMBtu | FALSE | L | Annual | Standard SO2 | lb/MMBtu | 0.00064 | 0.00064 | 0.00064 | 0.00064 | 0.00064 | 0.00064 | 0.00064 | 0.00064
BART SO2 Annual-Apache Station 2 -v5.13 | 175 | 5867 | Rate Constraint in lbs/MMBtu | FALSE | L | Annual | Emissions at Affected Plants SO2 | Thousand Tons | 0 | 0 | 0 | 0 | 0 | 0 | 0 | 0
BART SO2 Annual-Apache Station 2 -v5.13 | 175 | 5867 | Rate Constraint in lbs/MMBtu | FALSE | L | Annual | Allowances Purchased SO2 | Thousand Tons | 0 | 0 | 0 | 0 | 0 | 0 | 0 | 0
BART SO2 Annual-Apache Station 2 -v5.13 | 175 | 5867 | Rate Constraint in lbs/MMBtu | FALSE | L | Annual | Allowances Sold SO2 | Thousand Tons | 0 | 0 | 0 | 0 | 0 | 0 | 0 | 0
BART SO2 Annual-Apache Station 2 -v5.13 | 175 | 5867 | Rate Constraint in lbs/MMBtu | FALSE | L | Annual | Allowances Banked | Thousand Tons | 0 | 0 | 0 | 0 | 0 | 0 | 0 | 0
BART SO2 Annual-Apache Station 2 -v5.13 | 175 | 5867 | Rate Constraint in lbs/MMBtu | FALSE | L | Annual | Allowances Withdrawn (1:1) | Thousand Tons | 0 | 0 | 0 | 0 | 0 | 0 | 0 | 0
BART SO2 Annual-Apache Station 2 -v5.13 | 175 | 5867 | Rate Constraint in lbs/MMBtu | FALSE | L | Annual | Allowances Withdrawn (n:1) | Thousand Tons | 0 | 0 | 0 | 0 | 0 | 0 | 0 | 0
BART SO2 Annual-Apache Station 2 -v5.13 | 175 | 5867 | Rate Constraint in lbs/MMBtu | FALSE | L | Annual | Net Emissions Allowance Position | Thousand Tons | 0 | 0 | 0 | 0 | 0 | 0 | 0 | 0
BART SO2 Annual-Apache Station 2 -v5.13 | 175 | 5867 | Rate Constraint in lbs/MMBtu | FALSE | L | Annual | Fuel Consumed | TBtu | 0 | 0 | 0 | 0.060027 | 0.31419 | 0.31419 | 0.31419 | 0.31419
BART SO2 Annual-Apache Station 2 -v5.13 | 175 | 5867 | Rate Constraint in lbs/MMBtu | FALSE | L | Annual | Rate | lb/MMBtu | 0 | 0 | 0 | 0 | 0 | 0 | 0 | 0
BART SO2 Annual-Apache Station 2 -v5.13 | 175 | 5867 | Rate Constraint in lbs/MMBtu | FALSE | L | Annual | Generation | TWh | 0 | 0 | 0 | 0.005494 | 0.028757 | 0.028757 | 0.028757 | 0.028757
BART SO2 Annual-Apache Station 2 -v5.13 | 175 | 5867 | Rate Constraint in lbs/MMBtu | FALSE | L | Annual | Qualifying Generation | TWh | 0 | 0 | 0 | 0.005494 | 0.028757 | 0.028757 | 0.028757 | 0.028757
BART SO2 Annual-Apache Station 2 -v5.13 | 175 | 5867 | Rate Constraint in lbs/MMBtu | FALSE | L | Annual | Rate | lb/MWh | 0 | 0 | 0 | 0 | 0 | 0 | 0 | 0
BART SO2 Annual-Apache Station 2 -v5.13 | 175 | 5867 | Rate Constraint in lbs/MMBtu | FALSE | L | Annual | Constraint Shadow Price | US2016$/Ton | 0 | 0 | 0 | 0 | 0 | 0 | 0 | 0
BART SO2 Annual-Apache Station 3 -v5.13 | 176 | 5868 | Rate Constraint in lbs/MMBtu | FALSE | L | Annual | Seasons Included | Seasons | Winter, WintShld, Summer | Winter, WintShld, Summer | Winter, WintShld, Summer | Winter, WintShld, Summer | Winter, WintShld, Summer | Winter, WintShld, Summer | Winter, WintShld, Summer | Winter, WintShld, Summer
BART SO2 Annual-Apache Station 3 -v5.13 | 176 | 5868 | Rate Constraint in lbs/MMBtu | FALSE | L | Annual | Standard SO2 | lb/MMBtu | 0.15 | 0.15 | 0.15 | 0.15 | 0.15 | 0.15 | 0.15 | 0.15
BART SO2 Annual-Apache Station 3 -v5.13 | 176 | 5868 | Rate Constraint in lbs/MMBtu | FALSE | L | Annual | Emissions at Affected Plants SO2 | Thousand Tons | 0 | 0 | 0 | 0 | 0.095654 | 0.14702 | 0.24663 | 0.10528
BART SO2 Annual-Apache Station 3 -v5.13 | 176 | 5868 | Rate Constraint in lbs/MMBtu | FALSE | L | Annual | Allowances Purchased SO2 | Thousand Tons | 0 | 0 | 0 | 0 | 0 | 0 | 0 | 0
BART SO2 Annual-Apache Station 3 -v5.13 | 176 | 5868 | Rate Constraint in lbs/MMBtu | FALSE | L | Annual | Allowances Sold SO2 | Thousand Tons | 0 | 0 | 0 | 0 | 0 | 0 | 0 | 0
BART SO2 Annual-Apache Station 3 -v5.13 | 176 | 5868 | Rate Constraint in lbs/MMBtu | FALSE | L | Annual | Allowances Banked | Thousand Tons | 0 | 0 | 0 | 0 | 0 | 0 | 0 | 0
BART SO2 Annual-Apache Station 3 -v5.13 | 176 | 5868 | Rate Constraint in lbs/MMBtu | FALSE | L | Annual | Allowances Withdrawn (1:1) | Thousand Tons | 0 | 0 | 0 | 0 | 0 | 0 | 0 | 0
BART SO2 Annual-Apache Station 3 -v5.13 | 176 | 5868 | Rate Constraint in lbs/MMBtu | FALSE | L | Annual | Allowances Withdrawn (n:1) | Thousand Tons | 0 | 0 | 0 | 0 | 0 | 0 | 0 | 0
BART SO2 Annual-Apache Station 3 -v5.13 | 176 | 5868 | Rate Constraint in lbs/MMBtu | FALSE | L | Annual | Net Emissions Allowance Position | Thousand Tons | 0 | 0 | 0 | 0 | 0.095654 | 0.14702 | 0.24663 | 0.10528
BART SO2 Annual-Apache Station 3 -v5.13 | 176 | 5868 | Rate Constraint in lbs/MMBtu | FALSE | L | Annual | Fuel Consumed | TBtu | 0 | 0 | 0 | 0 | 2.4418 | 3.753 | 6.2958 | 2.6874
BART SO2 Annual-Apache Station 3 -v5.13 | 176 | 5868 | Rate Constraint in lbs/MMBtu | FALSE | L | Annual | Rate | lb/MMBtu | 0 | 0 | 0 | 0 | 0.078348 | 0.078348 | 0.078348 | 0.078348
BART SO2 Annual-Apache Station 3 -v5.13 | 176 | 5868 | Rate Constraint in lbs/MMBtu | FALSE | L | Annual | Generation | TWh | 0 | 0 | 0 | 0 | 0.21912 | 0.33678 | 0.56496 | 0.24116
BART SO2 Annual-Apache Station 3 -v5.13 | 176 | 5868 | Rate Constraint in lbs/MMBtu | FALSE | L | Annual | Qualifying Generation | TWh | 0 | 0 | 0 | 0 | 0.21912 | 0.33678 | 0.56496 | 0.24116
BART SO2 Annual-Apache Station 3 -v5.13 | 176 | 5868 | Rate Constraint in lbs/MMBtu | FALSE | L | Annual | Rate | lb/MWh | 0 | 0 | 0 | 0 | 0.87309 | 0.87309 | 0.87309 | 0.87309
BART SO2 Annual-Apache Station 3 -v5.13 | 176 | 5868 | Rate Constraint in lbs/MMBtu | FALSE | L | Annual | Constraint Shadow Price | US2016$/Ton | 0 | 0 | 0 | 0 | 0 | 0 | 0 | 0
BART SO2 Annual-Campbell 1 -v5.14 | 177 | 6117 | Rate Constraint in lbs/MMBtu | FALSE | L | Annual | Seasons Included | Seasons | Winter, WintShld, Summer | Winter, WintShld, Summer | Winter, WintShld, Summer | Winter, WintShld, Summer | Winter, WintShld, Summer | Winter, WintShld, Summer | Winter, WintShld, Summer | Winter, WintShld, Summer
BART SO2 Annual-Campbell 1 -v5.14 | 177 | 6117 | Rate Constraint in lbs/MMBtu | FALSE | L | Annual | Standard SO2 | lb/MMBtu | 0.29 | 0.29 | 0.29 | 0.29 | 0.29 | 0.29 | 0.29 | 0.29
BART SO2 Annual-Campbell 1 -v5.14 | 177 | 6117 | Rate Constraint in lbs/MMBtu | FALSE | L | Annual | Emissions at Affected Plants SO2 | Thousand Tons | 0.91301 | 0.99056 | 1.4253 | 1.4853 | 1.3428 | 1.3428 | 1.3022 | 0
BART SO2 Annual-Campbell 1 -v5.14 | 177 | 6117 | Rate Constraint in lbs/MMBtu | FALSE | L | Annual | Allowances Purchased SO2 | Thousand Tons | 0 | 0 | 0 | 0 | 0 | 0 | 0 | 0
BART SO2 Annual-Campbell 1 -v5.14 | 177 | 6117 | Rate Constraint in lbs/MMBtu | FALSE | L | Annual | Allowances Sold SO2 | Thousand Tons | 0 | 0 | 0 | 0 | 0 | 0 | 0 | 0
BART SO2 Annual-Campbell 1 -v5.14 | 177 | 6117 | Rate Constraint in lbs/MMBtu | FALSE | L | Annual | Allowances Banked | Thousand Tons | 0 | 0 | 0 | 0 | 0 | 0 | 0 | 0
BART SO2 Annual-Campbell 1 -v5.14 | 177 | 6117 | Rate Constraint in lbs/MMBtu | FALSE | L | Annual | Allowances Withdrawn (1:1) | Thousand Tons | 0 | 0 | 0 | 0 | 0 | 0 | 0 | 0
BART SO2 Annual-Campbell 1 -v5.14 | 177 | 6117 | Rate Constraint in lbs/MMBtu | FALSE | L | Annual | Allowances Withdrawn (n:1) | Thousand Tons | 0 | 0 | 0 | 0 | 0 | 0 | 0 | 0
BART SO2 Annual-Campbell 1 -v5.14 | 177 | 6117 | Rate Constraint in lbs/MMBtu | FALSE | L | Annual | Net Emissions Allowance Position | Thousand Tons | 0.91301 | 0.99056 | 1.4253 | 1.4853 | 1.3428 | 1.3428 | 1.3022 | 0
BART SO2 Annual-Campbell 1 -v5.14 | 177 | 6117 | Rate Constraint in lbs/MMBtu | FALSE | L | Annual | Fuel Consumed | TBtu | 8.7399 | 9.4824 | 9.8296 | 10.2431 | 9.2605 | 9.2605 | 8.9805 | 0
BART SO2 Annual-Campbell 1 -v5.14 | 177 | 6117 | Rate Constraint in lbs/MMBtu | FALSE | L | Annual | Rate | lb/MMBtu | 0.20893 | 0.20893 | 0.29 | 0.29 | 0.29 | 0.29 | 0.29 | 0
BART SO2 Annual-Campbell 1 -v5.14 | 177 | 6117 | Rate Constraint in lbs/MMBtu | FALSE | L | Annual | Generation | TWh | 0.81975 | 0.88939 | 0.92938 | 0.96849 | 0.87558 | 0.87558 | 0.84911 | 0
BART SO2 Annual-Campbell 1 -v5.14 | 177 | 6117 | Rate Constraint in lbs/MMBtu | FALSE | L | Annual | Qualifying Generation | TWh | 0.81975 | 0.88939 | 0.92938 | 0.96849 | 0.87558 | 0.87558 | 0.84911 | 0
BART SO2 Annual-Campbell 1 -v5.14 | 177 | 6117 | Rate Constraint in lbs/MMBtu | FALSE | L | Annual | Rate | lb/MWh | 2.2275 | 2.2275 | 3.0672 | 3.0672 | 3.0672 | 3.0672 | 3.0672 | 0
BART SO2 Annual-Campbell 1 -v5.14 | 177 | 6117 | Rate Constraint in lbs/MMBtu | FALSE | L | Annual | Constraint Shadow Price | US2016$/Ton | 0 | 0 | 270.1043 | 1306.9587 | 0 | 1267.9907 | 1056.8071 | 0
BART SO2 Annual-Campbell 2 -v5.14 | 178 | 6118 | Rate Constraint in lbs/MMBtu | FALSE | L | Annual | Seasons Included | Seasons | Winter, WintShld, Summer | Winter, WintShld, Summer | Winter, WintShld, Summer | Winter, WintShld, Summer | Winter, WintShld, Summer | Winter, WintShld, Summer | Winter, WintShld, Summer | Winter, WintShld, Summer
BART SO2 Annual-Campbell 2 -v5.14 | 178 | 6118 | Rate Constraint in lbs/MMBtu | FALSE | L | Annual | Standard SO2 | lb/MMBtu | 0.32 | 0.32 | 0.32 | 0.32 | 0.32 | 0.32 | 0.32 | 0.32
BART SO2 Annual-Campbell 2 -v5.14 | 178 | 6118 | Rate Constraint in lbs/MMBtu | FALSE | L | Annual | Emissions at Affected Plants SO2 | Thousand Tons | 1.0395 | 1.0446 | 1.7636 | 2.219 | 1.9599 | 1.9599 | 1.7843 | 0
BART SO2 Annual-Campbell 2 -v5.14 | 178 | 6118 | Rate Constraint in lbs/MMBtu | FALSE | L | Annual | Allowances Purchased SO2 | Thousand Tons | 0 | 0 | 0 | 0 | 0 | 0 | 0 | 0
BART SO2 Annual-Campbell 2 -v5.14 | 178 | 6118 | Rate Constraint in lbs/MMBtu | FALSE | L | Annual | Allowances Sold SO2 | Thousand Tons | 0 | 0 | 0 | 0 | 0 | 0 | 0 | 0
BART SO2 Annual-Campbell 2 -v5.14 | 178 | 6118 | Rate Constraint in lbs/MMBtu | FALSE | L | Annual | Allowances Banked | Thousand Tons | 0 | 0 | 0 | 0 | 0 | 0 | 0 | 0
BART SO2 Annual-Campbell 2 -v5.14 | 178 | 6118 | Rate Constraint in lbs/MMBtu | FALSE | L | Annual | Allowances Withdrawn (1:1) | Thousand Tons | 0 | 0 | 0 | 0 | 0 | 0 | 0 | 0
BART SO2 Annual-Campbell 2 -v5.14 | 178 | 6118 | Rate Constraint in lbs/MMBtu | FALSE | L | Annual | Allowances Withdrawn (n:1) | Thousand Tons | 0 | 0 | 0 | 0 | 0 | 0 | 0 | 0
BART SO2 Annual-Campbell 2 -v5.14 | 178 | 6118 | Rate Constraint in lbs/MMBtu | FALSE | L | Annual | Net Emissions Allowance Position | Thousand Tons | 1.0395 | 1.0446 | 1.7636 | 2.219 | 1.9599 | 1.9599 | 1.7843 | 0
BART SO2 Annual-Campbell 2 -v5.14 | 178 | 6118 | Rate Constraint in lbs/MMBtu | FALSE | L | Annual | Fuel Consumed | TBtu | 9.9507 | 9.9996 | 11.0223 | 13.869 | 12.2495 | 12.2495 | 11.1521 | 0
BART SO2 Annual-Campbell 2 -v5.14 | 178 | 6118 | Rate Constraint in lbs/MMBtu | FALSE | L | Annual | Rate | lb/MMBtu | 0.20893 | 0.20893 | 0.32 | 0.32 | 0.32 | 0.32 | 0.32 | 0
BART SO2 Annual-Campbell 2 -v5.14 | 178 | 6118 | Rate Constraint in lbs/MMBtu | FALSE | L | Annual | Generation | TWh | 0.92053 | 0.92505 | 1.0279 | 1.2934 | 1.1423 | 1.1423 | 1.04 | 0
BART SO2 Annual-Campbell 2 -v5.14 | 178 | 6118 | Rate Constraint in lbs/MMBtu | FALSE | L | Annual | Qualifying Generation | TWh | 0.92053 | 0.92505 | 1.0279 | 1.2934 | 1.1423 | 1.1423 | 1.04 | 0
BART SO2 Annual-Campbell 2 -v5.14 | 178 | 6118 | Rate Constraint in lbs/MMBtu | FALSE | L | Annual | Rate | lb/MWh | 2.2585 | 2.2585 | 3.4314 | 3.4314 | 3.4314 | 3.4314 | 3.4314 | 0
BART SO2 Annual-Campbell 2 -v5.14 | 178 | 6118 | Rate Constraint in lbs/MMBtu | FALSE | L | Annual | Constraint Shadow Price | US2016$/Ton | 0 | 0 | 270.1043 | 1306.9587 | 1395.9754 | 1267.9907 | 0 | 0
BART SO2 Annual-Campbell 3 -v5.14 | 179 | 6119 | Rate Constraint in lbs/MMBtu | FALSE | L | Annual | Seasons Included | Seasons | Winter, WintShld, Summer | Winter, WintShld, Summer | Winter, WintShld, Summer | Winter, WintShld, Summer | Winter, WintShld, Summer | Winter, WintShld, Summer | Winter, WintShld, Summer | Winter, WintShld, Summer
BART SO2 Annual-Campbell 3 -v5.14 | 179 | 6119 | Rate Constraint in lbs/MMBtu | FALSE | L | Annual | Standard SO2 | lb/MMBtu | 0.07 | 0.07 | 0.07 | 0.07 | 0.07 | 0.07 | 0.07 | 0.07
BART SO2 Annual-Campbell 3 -v5.14 | 179 | 6119 | Rate Constraint in lbs/MMBtu | FALSE | L | Annual | Emissions at Affected Plants SO2 | Thousand Tons | 1.4919 | 1.438 | 1.4835 | 1.6901 | 1.4619 | 1.4817 | 1.1465 | 0.87539
BART SO2 Annual-Campbell 3 -v5.14 | 179 | 6119 | Rate Constraint in lbs/MMBtu | FALSE | L | Annual | Allowances Purchased SO2 | Thousand Tons | 0 | 0 | 0 | 0 | 0 | 0 | 0 | 0
BART SO2 Annual-Campbell 3 -v5.14 | 179 | 6119 | Rate Constraint in lbs/MMBtu | FALSE | L | Annual | Allowances Sold SO2 | Thousand Tons | 0 | 0 | 0 | 0 | 0 | 0 | 0 | 0
BART SO2 Annual-Campbell 3 -v5.14 | 179 | 6119 | Rate Constraint in lbs/MMBtu | FALSE | L | Annual | Allowances Banked | Thousand Tons | 0 | 0 | 0 | 0 | 0 | 0 | 0 | 0
BART SO2 Annual-Campbell 3 -v5.14 | 179 | 6119 | Rate Constraint in lbs/MMBtu | FALSE | L | Annual | Allowances Withdrawn (1:1) | Thousand Tons | 0 | 0 | 0 | 0 | 0 | 0 | 0 | 0
BART SO2 Annual-Campbell 3 -v5.14 | 179 | 6119 | Rate Constraint in lbs/MMBtu | FALSE | L | Annual | Allowances Withdrawn (n:1) | Thousand Tons | 0 | 0 | 0 | 0 | 0 | 0 | 0 | 0
BART SO2 Annual-Campbell 3 -v5.14 | 179 | 6119 | Rate Constraint in lbs/MMBtu | FALSE | L | Annual | Net Emissions Allowance Position | Thousand Tons | 1.4919 | 1.438 | 1.4835 | 1.6901 | 1.4619 | 1.4817 | 1.1465 | 0.87539
BART SO2 Annual-Campbell 3 -v5.14 | 179 | 6119 | Rate Constraint in lbs/MMBtu | FALSE | L | Annual | Fuel Consumed | TBtu | 55.6651 | 53.6523 | 55.35 | 63.0589 | 54.5445 | 55.2843 | 42.7766 | 32.662
BART SO2 Annual-Campbell 3 -v5.14 | 179 | 6119 | Rate Constraint in lbs/MMBtu | FALSE | L | Annual | Rate | lb/MMBtu | 0.053603 | 0.053603 | 0.053603 | 0.053603 | 0.053603 | 0.053603 | 0.053603 | 0.053603
BART SO2 Annual-Campbell 3 -v5.14 | 179 | 6119 | Rate Constraint in lbs/MMBtu | FALSE | L | Annual | Generation | TWh | 5.2432 | 5.0536 | 5.2556 | 5.9876 | 5.1791 | 5.2494 | 4.0617 | 3.1013
BART SO2 Annual-Campbell 3 -v5.14 | 179 | 6119 | Rate Constraint in lbs/MMBtu | FALSE | L | Annual | Qualifying Generation | TWh | 5.2432 | 5.0536 | 5.2556 | 5.9876 | 5.1791 | 5.2494 | 4.0617 | 3.1013
BART SO2 Annual-Campbell 3 -v5.14 | 179 | 6119 | Rate Constraint in lbs/MMBtu | FALSE | L | Annual | Rate | lb/MWh | 0.56908 | 0.56908 | 0.56453 | 0.56453 | 0.56453 | 0.56453 | 0.56453 | 0.56453
BART SO2 Annual-Campbell 3 -v5.14 | 179 | 6119 | Rate Constraint in lbs/MMBtu | FALSE | L | Annual | Constraint Shadow Price | US2016$/Ton | 0 | 0 | 0 | 0 | 0 | 0 | 0 | 0
BART SO2 Annual-Cherokee 4 -v5.13 | 180 | 5874 | Rate Constraint in MTons | FALSE | L | Annual | Seasons Included | Seasons | Winter, WintShld, Summer | Winter, WintShld, Summer | Winter, WintShld, Summer | Winter, WintShld, Summer | Winter, WintShld, Summer | Winter, WintShld, Summer | Winter, WintShld, Summer | Winter, WintShld, Summer
BART SO2 Annual-Cherokee 4 -v5.13 | 180 | 5874 | Rate Constraint in MTons | FALSE | L | Annual | Standard SO2 | Thousand Tons | 0.00781 | 0.00781 | 0.00781 | 0.00781 | 0.00781 | 0.00781 | 0.00781 | 0.00781
BART SO2 Annual-Cherokee 4 -v5.13 | 180 | 5874 | Rate Constraint in MTons | FALSE | L | Annual | Emissions at Affected Plants SO2 | Thousand Tons | 0 | 0 | 0 | 0 | 0 | 0 | 0 | 0
BART SO2 Annual-Cherokee 4 -v5.13 | 180 | 5874 | Rate Constraint in MTons | FALSE | L | Annual | Allowances Purchased SO2 | Thousand Tons | 0 | 0 | 0 | 0 | 0 | 0 | 0 | 0
BART SO2 Annual-Cherokee 4 -v5.13 | 180 | 5874 | Rate Constraint in MTons | FALSE | L | Annual | Allowances Sold SO2 | Thousand Tons | 0 | 0 | 0 | 0 | 0 | 0 | 0 | 0
BART SO2 Annual-Cherokee 4 -v5.13 | 180 | 5874 | Rate Constraint in MTons | FALSE | L | Annual | Allowances Banked | Thousand Tons | 0 | 0 | 0 | 0 | 0 | 0 | 0 | 0
BART SO2 Annual-Cherokee 4 -v5.13 | 180 | 5874 | Rate Constraint in MTons | FALSE | L | Annual | Allowances Withdrawn (1:1) | Thousand Tons | 0 | 0 | 0 | 0 | 0 | 0 | 0 | 0
BART SO2 Annual-Cherokee 4 -v5.13 | 180 | 5874 | Rate Constraint in MTons | FALSE | L | Annual | Allowances Withdrawn (n:1) | Thousand Tons | 0 | 0 | 0 | 0 | 0 | 0 | 0 | 0
BART SO2 Annual-Cherokee 4 -v5.13 | 180 | 5874 | Rate Constraint in MTons | FALSE | L | Annual | Net Emissions Allowance Position | Thousand Tons | 0 | 0 | 0 | 0 | 0 | 0 | 0 | 0
BART SO2 Annual-Cherokee 4 -v5.13 | 180 | 5874 | Rate Constraint in MTons | FALSE | L | Annual | Fuel Consumed | TBtu | 1.8834 | 2.1663 | 2.316 | 3.2475 | 3.7341 | 4.7019 | 3.4761 | 3.5532
BART SO2 Annual-Cherokee 4 -v5.13 | 180 | 5874 | Rate Constraint in MTons | FALSE | L | Annual | Rate | lb/MMBtu | 0 | 0 | 0 | 0 | 0 | 0 | 0 | 0
BART SO2 Annual-Cherokee 4 -v5.13 | 180 | 5874 | Rate Constraint in MTons | FALSE | L | Annual | Generation | TWh | 0.17755 | 0.20421 | 0.21832 | 0.30614 | 0.352 | 0.44324 | 0.32769 | 0.33496
BART SO2 Annual-Cherokee 4 -v5.13 | 180 | 5874 | Rate Constraint in MTons | FALSE | L | Annual | Qualifying Generation | TWh | 0.17755 | 0.20421 | 0.21832 | 0.30614 | 0.352 | 0.44324 | 0.32769 | 0.33496
BART SO2 Annual-Cherokee 4 -v5.13 | 180 | 5874 | Rate Constraint in MTons | FALSE | L | Annual | Rate | lb/MWh | 0 | 0 | 0 | 0 | 0 | 0 | 0 | 0
BART SO2 Annual-Cherokee 4 -v5.13 | 180 | 5874 | Rate Constraint in MTons | FALSE | L | Annual | Constraint Shadow Price | US2016$/Ton | 0 | 0 | 0 | 0 | 0 | 0 | 0 | 0
BART SO2 Annual-Cholla 3 -v5.13 | 181 | 5870 | Rate Constraint in lbs/MMBtu | FALSE | L | Annual | Seasons Included | Seasons | Winter, WintShld, Summer | Winter, WintShld, Summer | Winter, WintShld, Summer | Winter, WintShld, Summer | Winter, WintShld, Summer | Winter, WintShld, Summer | Winter, WintShld, Summer | Winter, WintShld, Summer
BART SO2 Annual-Cholla 3 -v5.13 | 181 | 5870 | Rate Constraint in lbs/MMBtu | FALSE | L | Annual | Standard SO2 | lb/MMBtu | 0.15 | 0.15 | 0.0006 | 0.0006 | 0.0006 | 0.0006 | 0.0006 | 0.0006
BART SO2 Annual-Cholla 3 -v5.13 | 181 | 5870 | Rate Constraint in lbs/MMBtu | FALSE | L | Annual | Emissions at Affected Plants SO2 | Thousand Tons | 1.196 | 1.196 | 0 | 0 | 0 | 0 | 0 | 0
BART SO2 Annual-Cholla 3 -v5.13 | 181 | 5870 | Rate Constraint in lbs/MMBtu | FALSE | L | Annual | Allowances Purchased SO2 | Thousand Tons | 0 | 0 | 0 | 0 | 0 | 0 | 0 | 0
BART SO2 Annual-Cholla 3 -v5.13 | 181 | 5870 | Rate Constraint in lbs/MMBtu | FALSE | L | Annual | Allowances Sold SO2 | Thousand Tons | 0 | 0 | 0 | 0 | 0 | 0 | 0 | 0
BART SO2 Annual-Cholla 3 -v5.13 | 181 | 5870 | Rate Constraint in lbs/MMBtu | FALSE | L | Annual | Allowances Banked | Thousand Tons | 0 | 0 | 0 | 0 | 0 | 0 | 0 | 0
BART SO2 Annual-Cholla 3 -v5.13 | 181 | 5870 | Rate Constraint in lbs/MMBtu | FALSE | L | Annual | Allowances Withdrawn (1:1) | Thousand Tons | 0 | 0 | 0 | 0 | 0 | 0 | 0 | 0
BART SO2 Annual-Cholla 3 -v5.13 | 181 | 5870 | Rate Constraint in lbs/MMBtu | FALSE | L | Annual | Allowances Withdrawn (n:1) | Thousand Tons | 0 | 0 | 0 | 0 | 0 | 0 | 0 | 0
BART SO2 Annual-Cholla 3 -v5.13 | 181 | 5870 | Rate Constraint in lbs/MMBtu | FALSE | L | Annual | Net Emissions Allowance Position | Thousand Tons | 1.196 | 1.196 | 0 | 0 | 0 | 0 | 0 | 0
BART SO2 Annual-Cholla 3 -v5.13 | 181 | 5870 | Rate Constraint in lbs/MMBtu | FALSE | L | Annual | Fuel Consumed | TBtu | 20.9724 | 20.9724 | 0 | 0 | 0 | 0 | 0 | 0
BART SO2 Annual-Cholla 3 -v5.13 | 181 | 5870 | Rate Constraint in lbs/MMBtu | FALSE | L | Annual | Rate | lb/MMBtu | 0.11406 | 0.11406 | 0 | 0 | 0 | 0 | 0 | 0
BART SO2 Annual-Cholla 3 -v5.13 | 181 | 5870 | Rate Constraint in lbs/MMBtu | FALSE | L | Annual | Generation | TWh | 1.8735 | 1.8735 | 0 | 0 | 0 | 0 | 0 | 0
BART SO2 Annual-Cholla 3 -v5.13 | 181 | 5870 | Rate Constraint in lbs/MMBtu | FALSE | L | Annual | Qualifying Generation | TWh | 1.8735 | 1.8735 | 0 | 0 | 0 | 0 | 0 | 0
BART SO2 Annual-Cholla 3 -v5.13 | 181 | 5870 | Rate Constraint in lbs/MMBtu | FALSE | L | Annual | Rate | lb/MWh | 1.2768 | 1.2768 | 0 | 0 | 0 | 0 | 0 | 0
BART SO2 Annual-Cholla 3 -v5.13 | 181 | 5870 | Rate Constraint in lbs/MMBtu | FALSE | L | Annual | Constraint Shadow Price | US2016$/Ton | 0 | 0 | 29820.0317 | 51745.8984 | 70936.6961 | 73116.7224 | 4056780.6329 | 87863.0028
BART SO2 Annual-Cholla 4 -v5.13 | 182 | 5871 | Rate Constraint in lbs/MMBtu | FALSE | L | Annual | Seasons Included | Seasons | Winter, WintShld, Summer | Winter, WintShld, Summer | Winter, WintShld, Summer | Winter, WintShld, Summer | Winter, WintShld, Summer | Winter, WintShld, Summer | Winter, WintShld, Summer | Winter, WintShld, Summer
BART SO2 Annual-Cholla 4 -v5.13 | 182 | 5871 | Rate Constraint in lbs/MMBtu | FALSE | L | Annual | Standard SO2 | lb/MMBtu | 0.15 | 0.15 | 0.0006 | 0.0006 | 0.0006 | 0.0006 | 0.0006 | 0.0006
BART SO2 Annual-Cholla 4 -v5.13 | 182 | 5871 | Rate Constraint in lbs/MMBtu | FALSE | L | Annual | Emissions at Affected Plants SO2 | Thousand Tons | 0 | 0 | 0 | 0 | 0 | 0 | 0 | 0
BART SO2 Annual-Cholla 4 -v5.13 | 182 | 5871 | Rate Constraint in lbs/MMBtu | FALSE | L | Annual | Allowances Purchased SO2 | Thousand Tons | 0 | 0 | 0 | 0 | 0 | 0 | 0 | 0
BART SO2 Annual-Cholla 4 -v5.13 | 182 | 5871 | Rate Constraint in lbs/MMBtu | FALSE | L | Annual | Allowances Sold SO2 | Thousand Tons | 0 | 0 | 0 | 0 | 0 | 0 | 0 | 0
BART SO2 Annual-Cholla 4 -v5.13 | 182 | 5871 | Rate Constraint in lbs/MMBtu | FALSE | L | Annual | Allowances Banked | Thousand Tons | 0 | 0 | 0 | 0 | 0 | 0 | 0 | 0
BART SO2 Annual-Cholla 4 -v5.13 | 182 | 5871 | Rate Constraint in lbs/MMBtu | FALSE | L | Annual | Allowances Withdrawn (1:1) | Thousand Tons | 0 | 0 | 0 | 0 | 0 | 0 | 0 | 0
BART SO2 Annual-Cholla 4 -v5.13 | 182 | 5871 | Rate Constraint in lbs/MMBtu | FALSE | L | Annual | Allowances Withdrawn (n:1) | Thousand Tons | 0 | 0 | 0 | 0 | 0 | 0 | 0 | 0
BART SO2 Annual-Cholla 4 -v5.13 | 182 | 5871 | Rate Constraint in lbs/MMBtu | FALSE | L | Annual | Net Emissions Allowance Position | Thousand Tons | 0 | 0 | 0 | 0 | 0 | 0 | 0 | 0
BART SO2 Annual-Cholla 4 -v5.13 | 182 | 5871 | Rate Constraint in lbs/MMBtu | FALSE | L | Annual | Fuel Consumed | TBtu | 0 | 0 | 0 | 0 | 0 | 0 | 0 | 0
BART SO2 Annual-Cholla 4 -v5.13 | 182 | 5871 | Rate Constraint in lbs/MMBtu | FALSE | L | Annual | Rate | lb/MMBtu | 0 | 0 | 0 | 0 | 0 | 0 | 0 | 0
BART SO2 Annual-Cholla 4 -v5.13 | 182 | 5871 | Rate Constraint in lbs/MMBtu | FALSE | L | Annual | Generation | TWh | 0 | 0 | 0 | 0 | 0 | 0 | 0 | 0
BART SO2 Annual-Cholla 4 -v5.13 | 182 | 5871 | Rate Constraint in lbs/MMBtu | FALSE | L | Annual | Qualifying Generation | TWh | 0 | 0 | 0 | 0 | 0 | 0 | 0 | 0
BART SO2 Annual-Cholla 4 -v5.13 | 182 | 5871 | Rate Constraint in lbs/MMBtu | FALSE | L | Annual | Rate | lb/MWh | 0 | 0 | 0 | 0 | 0 | 0 | 0 | 0
BART SO2 Annual-Cholla 4 -v5.13 | 182 | 5871 | Rate Constraint in lbs/MMBtu | FALSE | L | Annual | Constraint Shadow Price | US2016$/Ton | 0 | 0 | 22218.4859 | 25756.0837 | 39401.8302 | 48352.4568 | 5012715.9699 | 51588.6359
BART SO2 Annual-Coronado U1B -v5.13 | 183 | 5872 | Rate Constraint in lbs/MMBtu | FALSE | L | Annual | Seasons Included | Seasons | Winter, WintShld, Summer | Winter, WintShld, Summer | Winter, WintShld, Summer | Winter, WintShld, Summer | Winter, WintShld, Summer | Winter, WintShld, Summer | Winter, WintShld, Summer | Winter, WintShld, Summer
BART SO2 Annual-Coronado U1B -v5.13 | 183 | 5872 | Rate Constraint in lbs/MMBtu | FALSE | L | Annual | Standard SO2 | lb/MMBtu | 0.08 | 0.08 | 0.08 | 0.08 | 0.08 | 0.08 | 0.08 | 0.08
BART SO2 Annual-Coronado U1B -v5.13 | 183 | 5872 | Rate Constraint in lbs/MMBtu | FALSE | L | Annual | Emissions at Affected Plants SO2 | Thousand Tons | 1.045 | 1.15 | 1.1281 | 0.76462 | 0.76462 | 0.76462 | 0.76462 | 0.76462
BART SO2 Annual-Coronado U1B -v5.13 | 183 | 5872 | Rate Constraint in lbs/MMBtu | FALSE | L | Annual | Allowances Purchased SO2 | Thousand Tons | 0 | 0 | 0 | 0 | 0 | 0 | 0 | 0
BART SO2 Annual-Coronado U1B -v5.13 | 183 | 5872 | Rate Constraint in lbs/MMBtu | FALSE | L | Annual | Allowances Sold SO2 | Thousand Tons | 0 | 0 | 0 | 0 | 0 | 0 | 0 | 0
BART SO2 Annual-Coronado U1B -v5.13 | 183 | 5872 | Rate Constraint in lbs/MMBtu | FALSE | L | Annual | Allowances Banked | Thousand Tons | 0 | 0 | 0 | 0 | 0 | 0 | 0 | 0
BART SO2 Annual-Coronado U1B -v5.13 | 183 | 5872 | Rate Constraint in lbs/MMBtu | FALSE | L | Annual | Allowances Withdrawn (1:1) | Thousand Tons | 0 | 0 | 0 | 0 | 0 | 0 | 0 | 0
BART SO2 Annual-Coronado U1B -v5.13 | 183 | 5872 | Rate Constraint in lbs/MMBtu | FALSE | L | Annual | Allowances Withdrawn (n:1) | Thousand Tons | 0 | 0 | 0 | 0 | 0 | 0 | 0 | 0
BART SO2 Annual-Coronado U1B -v5.13 | 183 | 5872 | Rate Constraint in lbs/MMBtu | FALSE | L | Annual | Net Emissions Allowance Position | Thousand Tons | 1.045 | 1.15 | 1.1281 | 0.76462 | 0.76462 | 0.76462 | 0.76462 | 0.76462
BART SO2 Annual-Coronado U1B -v5.13 | 183 | 5872 | Rate Constraint in lbs/MMBtu | FALSE | L | Annual | Fuel Consumed | TBtu | 26.125 | 28.7497 | 28.2035 | 19.1156 | 19.1156 | 19.1156 | 19.1156 | 19.1156
BART SO2 Annual-Coronado U1B -v5.13 | 183 | 5872 | Rate Constraint in lbs/MMBtu | FALSE | L | Annual | Rate | lb/MMBtu | 0.08 | 0.08 | 0.08 | 0.08 | 0.08 | 0.08 | 0.08 | 0.08
BART SO2 Annual-Coronado U1B -v5.13 | 183 | 5872 | Rate Constraint in lbs/MMBtu | FALSE | L | Annual | Generation | TWh | 2.4581 | 2.7051 | 2.7051 | 1.8334 | 1.8334 | 1.8334 | 1.8334 | 1.8334
BART SO2 Annual-Coronado U1B -v5.13 | 183 | 5872 | Rate Constraint in lbs/MMBtu | FALSE | L | Annual | Qualifying Generation | TWh | 2.4581 | 2.7051 | 2.7051 | 1.8334 | 1.8334 | 1.8334 | 1.8334 | 1.8334
BART SO2 Annual-Coronado U1B -v5.13 | 183 | 5872 | Rate Constraint in lbs/MMBtu | FALSE | L | Annual | Rate | lb/MWh | 0.85024 | 0.85024 | 0.83409 | 0.83409 | 0.83409 | 0.83409 | 0.83409 | 0.83409
BART SO2 Annual-Coronado U1B -v5.13 | 183 | 5872 | Rate Constraint in lbs/MMBtu | FALSE | L | Annual | Constraint Shadow Price | US2016$/Ton | 27986.415 | 28920.9721 | 30022.6603 | 29573.7739 | 27580.0955 | 25481.6468 | 23348.0769 | 20346.2245
BART SO2 Annual-Coronado U2B -v5.13 | 184 | 5873 | Rate Constraint in lbs/MMBtu | FALSE | L | Annual | Seasons Included | Seasons | Winter, WintShld, Summer | Winter, WintShld, Summer | Winter, WintShld, Summer | Winter, WintShld, Summer | Winter, WintShld, Summer | Winter, WintShld, Summer | Winter, WintShld, Summer | Winter, WintShld, Summer
BART SO2 Annual-Coronado U2B -v5.13 | 184 | 5873 | Rate Constraint in lbs/MMBtu | FALSE | L | Annual | Standard SO2 | lb/MMBtu | 0.08 | 0.08 | 0.08 | 0.08 | 0.08 | 0.08 | 0.08 | 0.08
BART SO2 Annual-Coronado U2B -v5.13 | 184 | 5873 | Rate Constraint in lbs/MMBtu | FALSE | L | Annual | Emissions at Affected Plants SO2 | Thousand Tons | 1.0684 | 1.1758 | 1.1534 | 0.78176 | 0.78176 | 0.78176 | 0.78176 | 0.78176
BART SO2 Annual-Coronado U2B -v5.13 | 184 | 5873 | Rate Constraint in lbs/MMBtu | FALSE | L | Annual | Allowances Purchased SO2 | Thousand Tons | 0 | 0 | 0 | 0 | 0 | 0 | 0 | 0
BART SO2 Annual-Coronado U2B -v5.13 | 184 | 5873 | Rate Constraint in lbs/MMBtu | FALSE | L | Annual | Allowances Sold SO2 | Thousand Tons | 0 | 0 | 0 | 0 | 0 | 0 | 0 | 0
BART SO2 Annual-Coronado U2B -v5.13 | 184 | 5873 | Rate Constraint in lbs/MMBtu | FALSE | L | Annual | Allowances Banked | Thousand Tons | 0 | 0 | 0 | 0 | 0 | 0 | 0 | 0
BART SO2 Annual-Coronado U2B -v5.13 | 184 | 5873 | Rate Constraint in lbs/MMBtu | FALSE | L | Annual | Allowances Withdrawn (1:1) | Thousand Tons | 0 | 0 | 0 | 0 | 0 | 0 | 0 | 0
BART SO2 Annual-Coronado U2B -v5.13 | 184 | 5873 | Rate Constraint in lbs/MMBtu | FALSE | L | Annual | Allowances Withdrawn (n:1) | Thousand Tons | 0 | 0 | 0 | 0 | 0 | 0 | 0 | 0
BART SO2 Annual-Coronado U2B -v5.13 | 184 | 5873 | Rate Constraint in lbs/MMBtu | FALSE | L | Annual | Net Emissions Allowance Position | Thousand Tons | 1.0684 | 1.1758 | 1.1534 | 0.78176 | 0.78176 | 0.78176 | 0.78176 | 0.78176
BART SO2 Annual-Coronado U2B -v5.13 | 184 | 5873 | Rate Constraint in lbs/MMBtu | FALSE | L | Annual | Fuel Consumed | TBtu | 26.7105 | 29.3942 | 28.8357 | 19.544 | 19.544 | 19.544 | 19.544 | 19.544
BART SO2 Annual-Coronado U2B -v5.13 | 184 | 5873 | Rate Constraint in lbs/MMBtu | FALSE | L | Annual | Rate | lb/MMBtu | 0.08 | 0.08 | 0.08 | 0.08 | 0.08 | 0.08 | 0.08 | 0.08
BART SO2 Annual-Coronado U2B -v5.13 | 184 | 5873 | Rate Constraint in lbs/MMBtu | FALSE | L | Annual | Generation | TWh | 2.4907 | 2.741 | 2.741 | 1.8578 | 1.8578 | 1.8578 | 1.8578 | 1.8578
BART SO2 Annual-Coronado U2B -v5.13 | 184 | 5873 | Rate Constraint in lbs/MMBtu | FALSE | L | Annual | Qualifying Generation | TWh | 2.4907 | 2.741 | 2.741 | 1.8578 | 1.8578 | 1.8578 | 1.8578 | 1.8578
BART SO2 Annual-Coronado U2B -v5.13 | 184 | 5873 | Rate Constraint in lbs/MMBtu | FALSE | L | Annual | Rate | lb/MWh | 0.85792 | 0.85792 | 0.84162 | 0.84162 | 0.84162 | 0.84162 | 0.84162 | 0.84162
BART SO2 Annual-Coronado U2B -v5.13 | 184 | 5873 | Rate Constraint in lbs/MMBtu | FALSE | L | Annual | Constraint Shadow Price | US2016$/Ton | 27986.415 | 28920.9721 | 30022.6603 | 29573.7739 | 27580.0955 | 25481.6468 | 23348.0769 | 20346.2245
BART SO2 Annual-Craig C1 -v5.14 | 185 | 6097 | Rate Constraint in lbs/MMBtu | FALSE | L | Annual | Seasons Included | Seasons | Winter, WintShld, Summer | Winter, WintShld, Summer | Winter, WintShld, Summer | Winter, WintShld, Summer | Winter, WintShld, Summer | Winter, WintShld, Summer | Winter, WintShld, Summer | Winter, WintShld, Summer
BART SO2 Annual-Craig C1 -v5.14 | 185 | 6097 | Rate Constraint in lbs/MMBtu | FALSE | L | Annual | Standard SO2 | lb/MMBtu | 0.11 | 0.11 | 0.11 | 0.11 | 0.11 | 0.11 | 0.11 | 0.11
BART SO2 Annual-Craig C1 -v5.14 | 185 | 6097 | Rate Constraint in lbs/MMBtu | FALSE | L | Annual | Emissions at Affected Plants SO2 | Thousand Tons | 0.53528 | 0.0025013 | 0.0024813 | 0.0034441 | 0.0034441 | 0.0034441 | 0.0024813 | 0.0024813
BART SO2 Annual-Craig C1 -v5.14 | 185 | 6097 | Rate Constraint in lbs/MMBtu | FALSE | L | Annual | Allowances Purchased SO2 | Thousand Tons | 0 | 0 | 0 | 0 | 0 | 0 | 0 | 0
BART SO2 Annual-Craig C1 -v5.14 | 185 | 6097 | Rate Constraint in lbs/MMBtu | FALSE | L | Annual | Allowances Sold SO2 | Thousand Tons | 0 | 0 | 0 | 0 | 0 | 0 | 0 | 0
BART SO2 Annual-Craig C1 -v5.14 | 185 | 6097 | Rate Constraint in lbs/MMBtu | FALSE | L | Annual | Allowances Banked | Thousand Tons | 0 | 0 | 0 | 0 | 0 | 0 | 0 | 0
BART SO2 Annual-Craig C1 -v5.14 | 185 | 6097 | Rate Constraint in lbs/MMBtu | FALSE | L | Annual | Allowances Withdrawn (1:1) | Thousand Tons | 0 | 0 | 0 | 0 | 0 | 0 | 0 | 0
BART SO2 Annual-Craig C1 -v5.14 | 185 | 6097 | Rate Constraint in lbs/MMBtu | FALSE | L | Annual | Allowances Withdrawn (n:1) | Thousand Tons | 0 | 0 | 0 | 0 | 0 | 0 | 0 | 0
BART SO2 Annual-Craig C1 -v5.14 | 185 | 6097 | Rate Constraint in lbs/MMBtu | FALSE | L | Annual | Net Emissions Allowance Position | Thousand Tons | 0.53528 | 0.0025013 | 0.0024813 | 0.0034441 | 0.0034441 | 0.0034441 | 0.0024813 | 0.0024813
BART SO2 Annual-Craig C1 -v5.14 | 185 | 6097 | Rate Constraint in lbs/MMBtu | FALSE | L | Annual | Fuel Consumed | TBtu | 32.9193 | 0.15383 | 0.1526 | 0.14533 | 0.14533 | 0.14533 | 0.1526 | 0.1526
BART SO2 Annual-Craig C1 -v5.14 | 185 | 6097 | Rate Constraint in lbs/MMBtu | FALSE | L | Annual | Rate | lb/MMBtu | 0.032521 | 0.032521 | 0.032521 | 0.047396 | 0.047396 | 0.047396 | 0.032521 | 0.032521
BART SO2 Annual-Craig C1 -v5.14 | 185 | 6097 | Rate Constraint in lbs/MMBtu | FALSE | L | Annual | Generation | TWh | 3.0864 | 0.014422 | 0.014422 | 0.014422 | 0.014422 | 0.014422 | 0.014422 | 0.014422
BART SO2 Annual-Craig C1 -v5.14 | 185 | 6097 | Rate Constraint in lbs/MMBtu | FALSE | L | Annual | Qualifying Generation | TWh | 3.0864 | 0.014422 | 0.014422 | 0.014422 | 0.014422 | 0.014422 | 0.014422 | 0.014422
BART SO2 Annual-Craig C1 -v5.14 | 185 | 6097 | Rate Constraint in lbs/MMBtu | FALSE | L | Annual | Rate | lb/MWh | 0.34686 | 0.34686 | 0.34409 | 0.4776 | 0.4776 | 0.4776 | 0.34409 | 0.34409
BART SO2 Annual-Craig C1 -v5.14 | 185 | 6097 | Rate Constraint in lbs/MMBtu | FALSE | L | Annual | Constraint Shadow Price | US2016$/Ton | 0 | 0 | 0 | 0 | 0 | 0 | 0 | 0
BART SO2 Annual-Craig C2 -v5.14 | 186 | 6098 | Rate Constraint in lbs/MMBtu | FALSE | L | Annual | Seasons Included | Seasons | Winter, WintShld, Summer | Winter, WintShld, Summer | Winter, WintShld, Summer | Winter, WintShld, Summer | Winter, WintShld, Summer | Winter, WintShld, Summer | Winter, WintShld, Summer | Winter, WintShld, Summer
BART SO2 Annual-Craig C2 -v5.14 | 186 | 6098 | Rate Constraint in lbs/MMBtu | FALSE | L | Annual | Standard SO2 | lb/MMBtu | 0.11 | 0.11 | 0.11 | 0.11 | 0.11 | 0.11 | 0.11 | 0.11
BART SO2 Annual-Craig C2 -v5.14 | 186 | 6098 | Rate Constraint in lbs/MMBtu | FALSE | L | Annual | Emissions at Affected Plants SO2 | Thousand Tons | 0.4834 | 0.4834 | 0.47953 | 0.73782 | 0.73782 | 0.73782 | 0.41776 | 0.41776
BART SO2 Annual-Craig C2 -v5.14 | 186 | 6098 | Rate Constraint in lbs/MMBtu | FALSE | L | Annual | Allowances Purchased SO2 | Thousand Tons | 0 | 0 | 0 | 0 | 0 | 0 | 0 | 0
BART SO2 Annual-Craig C2 -v5.14 | 186 | 6098 | Rate Constraint in lbs/MMBtu | FALSE | L | Annual | Allowances Sold SO2 | Thousand Tons | 0 | 0 | 0 | 0 | 0 | 0 | 0 | 0
BART SO2 Annual-Craig C2 -v5.14 | 186 | 6098 | Rate Constraint in lbs/MMBtu | FALSE | L | Annual | Allowances Banked | Thousand Tons | 0 | 0 | 0 | 0 | 0 | 0 | 0 | 0
BART SO2 Annual-Craig C2 -v5.14 | 186 | 6098 | Rate Constraint in lbs/MMBtu | FALSE | L | Annual | Allowances Withdrawn (1:1) | Thousand Tons | 0 | 0 | 0 | 0 | 0 | 0 | 0 | 0
BART SO2 Annual-Craig C2 -v5.14 | 186 | 6098 | Rate Constraint in lbs/MMBtu | FALSE | L | Annual | Allowances Withdrawn (n:1) | Thousand Tons | 0 | 0 | 0 | 0 | 0 | 0 | 0 | 0
BART SO2 Annual-Craig C2 -v5.14 | 186 | 6098 | Rate Constraint in lbs/MMBtu | FALSE | L | Annual | Net Emissions Allowance Position | Thousand Tons | 0.4834 | 0.4834 | 0.47953 | 0.73782 | 0.73782 | 0.73782 | 0.41776 | 0.41776
BART SO2 Annual-Craig C2 -v5.14 | 186 | 6098 | Rate Constraint in lbs/MMBtu | FALSE | L | Annual | Fuel Consumed | TBtu | 32.9544 | 32.9544 | 32.6908 | 31.1341 | 31.1341 | 31.1341 | 28.4799 | 28.4799
BART SO2 Annual-Craig C2 -v5.14 | 186 | 6098 | Rate Constraint in lbs/MMBtu | FALSE | L | Annual | Rate | lb/MMBtu | 0.029337 | 0.029337 | 0.029337 | 0.047396 | 0.047396 | 0.047396 | 0.029337 | 0.029337
BART SO2 Annual-Craig C2 -v5.14 | 186 | 6098 | Rate Constraint in lbs/MMBtu | FALSE | L | Annual | Generation | TWh | 3.0653 | 3.0653 | 3.0653 | 3.0653 | 3.0653 | 3.0653 | 2.6704 | 2.6704
BART SO2 Annual-Craig C2 -v5.14 | 186 | 6098 | Rate Constraint in lbs/MMBtu | FALSE | L | Annual | Qualifying Generation | TWh | 3.0653 | 3.0653 | 3.0653 | 3.0653 | 3.0653 | 3.0653 | 2.6704 | 2.6704
BART SO2 Annual-Craig C2 -v5.14 | 186 | 6098 | Rate Constraint in lbs/MMBtu | FALSE | L | Annual | Rate | lb/MWh | 0.31541 | 0.31541 | 0.31288 | 0.48141 | 0.48141 | 0.48141 | 0.31288 | 0.31288
BART SO2 Annual-Craig C2 -v5.14 | 186 | 6098 | Rate Constraint in lbs/MMBtu | FALSE | L | Annual | Constraint Shadow Price | US2016$/Ton | 0 | 0 | 0 | 0 | 0 | 0 | 0 | 0
BART SO2 Annual-Jeffrey Energy Center 1 -v5.13 | 187 | 5877 | Rate Constraint in lbs/MMBtu | FALSE | L | Annual | Seasons Included | Seasons | Winter, WintShld, Summer | Winter, WintShld, Summer | Winter, WintShld, Summer | Winter, WintShld, Summer | Winter, WintShld, Summer | Winter, WintShld, Summer | Winter, WintShld, Summer | Winter, WintShld, Summer
BART SO2 Annual-Jeffrey Energy Center 1 -v5.13 | 187 | 5877 | Rate Constraint in lbs/MMBtu | FALSE | L | Annual | Standard SO2 | lb/MMBtu | 0.15 | 0.15 | 0.15 | 0.15 | 0.15 | 0.15 | 0.15 | 0.15
BART SO2 Annual-Jeffrey Energy Center 1 -v5.13 | 187 | 5877 | Rate Constraint in lbs/MMBtu | FALSE | L | Annual | Emissions at Affected Plants SO2 | Thousand Tons | 0.60202 | 0.65436 | 0.66518 | 0.59933 | 0.45038 | 0.48537 | 0.45038 | 0.36673
BART SO2 Annual-Jeffrey Energy Center 1 -v5.13 | 187 | 5877 | Rate Constraint in lbs/MMBtu | FALSE | L | Annual | Allowances Purchased SO2 | Thousand Tons | 0 | 0 | 0 | 0 | 0 | 0 | 0 | 0
BART SO2 Annual-Jeffrey Energy Center 1 -v5.13 | 187 | 5877 | Rate Constraint in lbs/MMBtu | FALSE | L | Annual | Allowances Sold SO2 | Thousand Tons | 0 | 0 | 0 | 0 | 0 | 0 | 0 | 0
BART SO2 Annual-Jeffrey Energy Center 1 -v5.13 | 187 | 5877 | Rate Constraint in lbs/MMBtu | FALSE | L | Annual | Allowances Banked | Thousand Tons | 0 | 0 | 0 | 0 | 0 | 0 | 0 | 0
BART SO2 Annual-Jeffrey Energy Center 1 -v5.13 | 187 | 5877 | Rate Constraint in lbs/MMBtu | FALSE | L | Annual | Allowances Withdrawn (1:1) | Thousand Tons | 0 | 0 | 0 | 0 | 0 | 0 | 0 | 0
BART SO2 Annual-Jeffrey Energy Center 1 -v5.13 | 187 | 5877 | Rate Constraint in lbs/MMBtu | FALSE | L | Annual | Allowances Withdrawn (n:1) | Thousand Tons | 0 | 0 | 0 | 0 | 0 | 0 | 0 | 0
BART SO2 Annual-Jeffrey Energy Center 1 -v5.13 | 187 | 5877 | Rate Constraint in lbs/MMBtu | FALSE | L | Annual | Net Emissions Allowance Position | Thousand Tons | 0.60202 | 0.65436 | 0.66518 | 0.59933 | 0.45038 | 0.48537 | 0.45038 | 0.36673
BART SO2 Annual-Jeffrey Energy Center 1 -v5.13 | 187 | 5877 | Rate Constraint in lbs/MMBtu | FALSE | L | Annual | Fuel Consumed | TBtu | 50.5796 | 54.977 | 55.8858 | 50.3534 | 37.8391 | 40.7793 | 37.8391 | 30.8117
BART SO2 Annual-Jeffrey Energy Center 1 -v5.13 | 187 | 5877 | Rate Constraint in lbs/MMBtu | FALSE | L | Annual | Rate | lb/MMBtu | 0.023805 | 0.023805 | 0.023805 | 0.023805 | 0.023805 | 0.023805 | 0.023805 | 0.023805
BART SO2 Annual-Jeffrey Energy Center 1 -v5.13 | 187 | 5877 | Rate Constraint in lbs/MMBtu | FALSE | L | Annual | Generation | TWh | 4.551 | 4.9466 | 5.1733 | 4.6611 | 3.5027 | 3.7749 | 3.5027 | 2.8522
BART SO2 Annual-Jeffrey Energy Center 1 -v5.13 | 187 | 5877 | Rate Constraint in lbs/MMBtu | FALSE | L | Annual | Qualifying Generation | TWh | 4.551 | 4.9466 | 5.1733 | 4.6611 | 3.5027 | 3.7749 | 3.5027 | 2.8522
BART SO2 Annual-Jeffrey Energy Center 1 -v5.13 | 187 | 5877 | Rate Constraint in lbs/MMBtu | FALSE | L | Annual | Rate | lb/MWh | 0.26457 | 0.26457 | 0.25716 | 0.25716 | 0.25716 | 0.25716 | 0.25716 | 0.25716
BART SO2 Annual-Jeffrey Energy Center 1 -v5.13 | 187 | 5877 | Rate Constraint in lbs/MMBtu | FALSE | L | Annual | Constraint Shadow Price | US2016$/Ton | 0 | 0 | 0 | 0 | 0 | 0 | 0 | 0
BART SO2 Annual-Jeffrey Energy Center 2 -v5.13 | 188 | 5878 | Rate Constraint in lbs/MMBtu | FALSE | L | Annual | Seasons Included | Seasons | Winter, WintShld, Summer | Winter, WintShld, Summer | Winter, WintShld, Summer | Winter, WintShld, Summer | Winter, WintShld, Summer | Winter, WintShld, Summer | Winter, WintShld, Summer | Winter, WintShld, Summer
BART SO2 Annual-Jeffrey Energy Center 2 -v5.13 | 188 | 5878 | Rate Constraint in lbs/MMBtu | FALSE | L | Annual | Standard SO2 | lb/MMBtu | 0.15 | 0.15 | 0.15 | 0.15 | 0.15 | 0.15 | 0.15 | 0.15
BART SO2 Annual-Jeffrey Energy Center 2 -v5.13 | 188 | 5878 | Rate Constraint in lbs/MMBtu | FALSE | L | Annual | Emissions at Affected Plants SO2 | Thousand Tons | 0.5008 | 0.52717 | 0.51241 | 0.51241 | 0.4114 | 0.4114 | 0.39242 | 0.30922
BART SO2 Annual-Jeffrey Energy Center 2 -v5.13 | 188 | 5878 | Rate Constraint in lbs/MMBtu | FALSE | L | Annual | Allowances Purchased SO2 | Thousand Tons | 0 | 0 | 0 | 0 | 0 | 0 | 0 | 0
BART SO2 Annual-Jeffrey Energy Center 2 -v5.13 | 188 | 5878 | Rate Constraint in lbs/MMBtu | FALSE | L | Annual | Allowances Sold SO2 | Thousand Tons | 0 | 0 | 0 | 0 | 0 | 0 | 0 | 0
BART SO2 Annual-Jeffrey Energy Center 2 -v5.13 | 188 | 5878 | Rate Constraint in lbs/MMBtu | FALSE | L | Annual | Allowances Banked | Thousand Tons | 0 | 0 | 0 | 0 | 0 | 0 | 0 | 0
BART SO2 Annual-Jeffrey Energy Center 2 -v5.13 | 188 | 5878 | Rate Constraint in lbs/MMBtu | FALSE | L | Annual | Allowances Withdrawn (1:1) | Thousand Tons | 0 | 0 | 0 | 0 | 0 | 0 | 0 | 0
BART SO2 Annual-Jeffrey Energy Center 2 -v5.13 | 188 | 5878 | Rate Constraint in lbs/MMBtu | FALSE | L | Annual | Allowances Withdrawn (n:1) | Thousand Tons | 0 | 0 | 0 | 0 | 0 | 0 | 0 | 0
BART SO2 Annual-Jeffrey Energy Center 2 -v5.13 | 188 | 5878 | Rate Constraint in lbs/MMBtu | FALSE | L | Annual | Net Emissions Allowance Position | Thousand Tons | 0.5008 | 0.52717 | 0.51241 | 0.51241 | 0.4114 | 0.4114 | 0.39242 | 0.30922
BART SO2 Annual-Jeffrey Energy Center 2 -v5.13 | 188 | 5878 | Rate Constraint in lbs/MMBtu | FALSE | L | Annual | Fuel Consumed | TBtu | 49.5249 | 52.1323 | 50.6726 | 50.6726 | 40.6834 | 40.6834 | 38.8069 | 30.5787
BART SO2 Annual-Jeffrey Energy Center 2 -v5.13 | 188 | 5878 | Rate Constraint in lbs/MMBtu | FALSE | L | Annual | Rate | lb/MMBtu | 0.020224 | 0.020224 | 0.020224 | 0.020224 | 0.020224 | 0.020224 | 0.020224 | 0.020224
BART SO2 Annual-Jeffrey Energy Center 2 -v5.13 | 188 | 5878 | Rate Constraint in lbs/MMBtu | FALSE | L | Annual | Generation | TWh | 4.449 | 4.6833 | 4.6833 | 4.6833 | 3.7593 | 3.7593 | 3.5866 | 2.8261
BART SO2 Annual-Jeffrey Energy Center 2 -v5.13 | 188 | 5878 | Rate Constraint in lbs/MMBtu | FALSE | L | Annual | Qualifying Generation | TWh | 4.449 | 4.6833 | 4.6833 | 4.6833 | 3.7593 | 3.7593 | 3.5866 | 2.8261
BART SO2 Annual-Jeffrey Energy Center 2 -v5.13 | 188 | 5878 | Rate Constraint in lbs/MMBtu | FALSE | L | Annual | Rate | lb/MWh | 0.22513 | 0.22513 | 0.21883 | 0.21883 | 0.21887 | 0.21887 | 0.21883 | 0.21883
BART SO2 Annual-Jeffrey Energy Center 2 -v5.13 | 188 | 5878 | Rate Constraint in lbs/MMBtu | FALSE | L | Annual | Constraint Shadow Price | US2016$/Ton | 0 | 0 | 0 | 0 | 0 | 0 | 0 | 0
BART SO2 Annual-La Cygne 1 -v5.13 | 189 | 5879 | Rate Constraint in lbs/MMBtu | FALSE | L | Annual | Seasons Included | Seasons | Winter, WintShld, Summer | Winter, WintShld, Summer | Winter, WintShld, Summer | Winter, WintShld, Summer | Winter, WintShld, Summer | Winter, WintShld, Summer | Winter, WintShld, Summer | Winter, WintShld, Summer
BART SO2 Annual-La Cygne 1 -v5.13 | 189 | 5879 | Rate Constraint in lbs/MMBtu | FALSE | L | Annual | Standard SO2 | lb/MMBtu | 0.15 | 0.15 | 0.15 | 0.15 | 0.15 | 0.15 | 0.15 | 0.15
BART SO2 Annual-La Cygne 1 -v5.13 | 189 | 5879 | Rate Constraint in lbs/MMBtu | FALSE | L | Annual | Emissions at Affected Plants SO2 | Thousand Tons | 0.36482 | 0.39931 | 0.40668 | 0.39629 | 0.39629 | 0.46447 | 0.39629 | 0.35825
BART SO2 Annual-La Cygne 1 -v5.13 | 189 | 5879 | Rate Constraint in lbs/MMBtu | FALSE | L | Annual | Allowances Purchased SO2 | Thousand Tons | 0 | 0 | 0 | 0 | 0 | 0 | 0 | 0
BART SO2 Annual-La Cygne 1 -v5.13 | 189 | 5879 | Rate Constraint in lbs/MMBtu | FALSE | L | Annual | Allowances Sold SO2 | Thousand Tons | 0 | 0 | 0 | 0 | 0 | 0 | 0 | 0
BART SO2 Annual-La Cygne 1 -v5.13 | 189 | 5879 | Rate Constraint in lbs/MMBtu | FALSE | L | Annual | Allowances Banked | Thousand Tons | 0 | 0 | 0 | 0 | 0 | 0 | 0 | 0
BART SO2 Annual-La Cygne 1 -v5.13 | 189 | 5879 | Rate Constraint in lbs/MMBtu | FALSE | L | Annual | Allowances Withdrawn (1:1) | Thousand Tons | 0 | 0 | 0 | 0 | 0 | 0 | 0 | 0
BART SO2 Annual-La Cygne 1 -v5.13 | 189 | 5879 | Rate Constraint in lbs/MMBtu | FALSE | L | Annual | Allowances Withdrawn (n:1) | Thousand Tons | 0 | 0 | 0 | 0 | 0 | 0 | 0 | 0
BART SO2 Annual-La Cygne 1 -v5.13 | 189 | 5879 | Rate Constraint in lbs/MMBtu | FALSE | L | Annual | Net Emissions Allowance Position | Thousand Tons | 0.36482 | 0.39931 | 0.40668 | 0.39629 | 0.39629 | 0.46447 | 0.39629 | 0.35825
BART SO2 Annual-La Cygne 1 -v5.13 | 189 | 5879 | Rate Constraint in lbs/MMBtu | FALSE | L | Annual | Fuel Consumed | TBtu | 31.2508 | 34.2057 | 34.837 | 33.947 | 33.947 | 39.7874 | 33.947 | 30.6882
BART SO2 Annual-La Cygne 1 -v5.13 | 189 | 5879 | Rate Constraint in lbs/MMBtu | FALSE | L | Annual | Rate | lb/MMBtu | 0.023348 | 0.023348 | 0.023348 | 0.023348 | 0.023348 | 0.023348 | 0.023348 | 0.023348
BART SO2 Annual-La Cygne 1 -v5.13 | 189 | 5879 | Rate Constraint in lbs/MMBtu | FALSE | L | Annual | Generation | TWh | 2.7694 | 3.0312 | 3.1438 | 3.0635 | 3.0635 | 3.5905 | 3.0635 | 2.7694
BART SO2 Annual-La Cygne 1 -v5.13 | 189 | 5879 | Rate Constraint in lbs/MMBtu | FALSE | L | Annual | Qualifying Generation | TWh | 2.7694 | 3.0312 | 3.1438 | 3.0635 | 3.0635 | 3.5905 | 3.0635 | 2.7694
BART SO2 Annual-La Cygne 1 -v5.13 | 189 | 5879 | Rate Constraint in lbs/MMBtu | FALSE | L | Annual | Rate | lb/MWh | 0.26346 | 0.26346 | 0.25872 | 0.25872 | 0.25872 | 0.25872 | 0.25872 | 0.25872
BART SO2 Annual-La Cygne 1 -v5.13 | 189 | 5879 | Rate Constraint in lbs/MMBtu | FALSE | L | Annual | Constraint Shadow Price | US2016$/Ton | 0 | 0 | 0 | 0 | 0 | 0 | 0 | 0
BART SO2 Annual-La Cygne 2 -v5.13 | 190 | 5880 | Rate Constraint in lbs/MMBtu | FALSE | L | Annual | Seasons Included | Seasons | Winter, WintShld, Summer | Winter, WintShld, Summer | Winter, WintShld, Summer | Winter, WintShld, Summer | Winter, WintShld, Summer | Winter, WintShld, Summer | Winter, WintShld, Summer | Winter, WintShld, Summer
BART SO2 Annual-La Cygne 2 -v5.13 | 190 | 5880 | Rate Constraint in lbs/MMBtu | FALSE | L | Annual | Standard SO2 | lb/MMBtu | 0.15 | 0.15 | 0.15 | 0.15 | 0.15 | 0.15 | 0.15 | 0.15
BART SO2 Annual-La Cygne 2 -v5.13 | 190 | 5880 | Rate Constraint in lbs/MMBtu | FALSE | L | Annual | Emissions at Affected Plants SO2 | Thousand Tons | 0.19325 | 0.2143 | 0.30406 | 0.20023 | 0.2007 | 0.29841 | 0.24651 | 0.18452
BART SO2 Annual-La Cygne 2 -v5.13 | 190 | 5880 | Rate Constraint in lbs/MMBtu | FALSE | L | Annual | Allowances Purchased SO2 | Thousand Tons | 0 | 0 | 0 | 0 | 0 | 0 | 0 | 0
BART SO2 Annual-La Cygne 2 -v5.13 | 190 | 5880 | Rate Constraint in lbs/MMBtu | FALSE | L | Annual | Allowances Sold SO2 | Thousand Tons | 0 | 0 | 0 | 0 | 0 | 0 | 0 | 0
BART SO2 Annual-La Cygne 2 -v5.13 | 190 | 5880 | Rate Constraint in lbs/MMBtu | FALSE | L | Annual | Allowances Banked | Thousand Tons | 0 | 0 | 0 | 0 | 0 | 0 | 0 | 0
BART SO2 Annual-La Cygne 2 -v5.13 | 190 | 5880 | Rate Constraint in lbs/MMBtu | FALSE | L | Annual | Allowances Withdrawn (1:1) | Thousand Tons | 0 | 0 | 0 | 0 | 0 | 0 | 0 | 0
BART SO2 Annual-La Cygne 2 -v5.13 | 190 | 5880 | Rate Constraint in lbs/MMBtu | FALSE | L | Annual | Allowances Withdrawn (n:1) | Thousand Tons | 0 | 0 | 0 | 0 | 0 | 0 | 0 | 0
BART SO2 Annual-La Cygne 2 -v5.13 | 190 | 5880 | Rate Constraint in lbs/MMBtu | FALSE | L | Annual | Net Emissions Allowance Position | Thousand Tons | 0.19325 | 0.2143 | 0.30406 | 0.20023 | 0.2007 | 0.29841 | 0.24651 | 0.18452
BART SO2 Annual-La Cygne 2 -v5.13 | 190 | 5880 | Rate Constraint in lbs/MMBtu | FALSE | L | Annual | Fuel Consumed | TBtu | 27.3574 | 30.3378 | 43.045 | 28.3461 | 28.412 | 34.5435 | 30.0717 | 26.1222
BART SO2 Annual-La Cygne 2 -v5.13 | 190 | 5880 | Rate Constraint in lbs/MMBtu | FALSE | L | Annual | Rate | lb/MMBtu | 0.014128 | 0.014128 | 0.014128 | 0.014128 | 0.014128 | 0.017278 | 0.016395 | 0.014128
BART SO2 Annual-La Cygne 2 -v5.13 | 190 | 5880 | Rate Constraint in lbs/MMBtu | FALSE | L | Annual | Generation | TWh | 2.5372 | 2.8136 | 4.0243 | 2.6501 | 2.6563 | 3.2295 | 2.8114 | 2.4422
BART SO2 Annual-La Cygne 2 -v5.13 | 190 | 5880 | Rate Constraint in lbs/MMBtu | FALSE | L | Annual | Qualifying Generation | TWh | 2.5372 | 2.8136 | 4.0243 | 2.6501 | 2.6563 | 3.2295 | 2.8114 | 2.4422
BART SO2 Annual-La Cygne 2 -v5.13 | 190 | 5880 | Rate Constraint in lbs/MMBtu | FALSE | L | Annual | Rate | lb/MWh | 0.15233 | 0.15233 | 0.15111 | 0.15111 | 0.15111 | 0.1848 | 0.17536 | 0.15111
BART SO2 Annual-La Cygne 2 -v5.13 | 190 | 5880 | Rate Constraint in lbs/MMBtu | FALSE | L | Annual | Constraint Shadow Price | US2016$/Ton | 0 | 0 | 0 | 0 | 0 | 0 | 0 | 0
BART SO2 Annual-Lawrence 4 -v5.14 | 191 | 6092 | Rate Constraint in lbs/MMBtu | FALSE | L | Annual | Seasons Included | Seasons | Winter, WintShld, Summer | Winter, WintShld, Summer | Winter, WintShld, Summer | Winter, WintShld, Summer | Winter, WintShld, Summer | Winter, WintShld, Summer | Winter, WintShld, Summer | Winter, WintShld, Summer
BART SO2 Annual-Lawrence 4 -v5.14 | 191 | 6092 | Rate Constraint in lbs/MMBtu | FALSE | L | Annual | Standard SO2 | lb/MMBtu | 0.15 | 0.15 | 0.15 | 0.15 | 0.15 | 0.15 | 0.15 | 0.15
BART SO2 Annual-Lawrence 4 -v5.14 | 191 | 6092 | Rate Constraint in lbs/MMBtu | FALSE | L | Annual | Emissions at Affected Plants SO2 | Thousand Tons | 0.021066 | 0.021066 | 0.023889 | 0.024897 | 0.024897 | 0.029934 | 0.024897 | 0
BART SO2 Annual-Lawrence 4 -v5.14 | 191 | 6092 | Rate Constraint in lbs/MMBtu | FALSE | L | Annual | Allowances Purchased SO2 | Thousand Tons | 0 | 0 | 0 | 0 | 0 | 0 | 0 | 0
BART SO2 Annual-Lawrence 4 -v5.14 | 191 | 6092 | Rate Constraint in lbs/MMBtu | FALSE | L | Annual | Allowances Sold SO2 | Thousand Tons | 0 | 0 | 0 | 0 | 0 | 0 | 0 | 0
BART SO2 Annual-Lawrence 4 -v5.14 | 191 | 6092 | Rate Constraint in lbs/MMBtu | FALSE | L | Annual | Allowances Banked | Thousand Tons | 0 | 0 | 0 | 0 | 0 | 0 | 0 | 0
BART SO2 Annual-Lawrence 4 -v5.14 | 191 | 6092 | Rate Constraint in lbs/MMBtu | FALSE | L | Annual | Allowances Withdrawn (1:1) | Thousand Tons | 0 | 0 | 0 | 0 | 0 | 0 | 0 | 0
BART SO2 Annual-Lawrence 4 -v5.14 | 191 | 6092 | Rate Constraint in lbs/MMBtu | FALSE | L | Annual | Allowances Withdrawn (n:1) | Thousand Tons | 0 | 0 | 0 | 0 | 0 | 0 | 0 | 0
BART SO2 Annual-Lawrence 4 -v5.14 | 191 | 6092 | Rate Constraint in lbs/MMBtu | FALSE | L | Annual | Net Emissions Allowance Position | Thousand Tons | 0.021066 | 0.021066 | 0.023889 | 0.024897 | 0.024897 | 0.029934 | 0.024897 | 0
BART SO2 Annual-Lawrence 4 -v5.14 | 191 | 6092 | Rate Constraint in lbs/MMBtu | FALSE | L | Annual | Fuel Consumed | TBtu | 3.6788 | 3.6788 | 4.1719 | 4.3479 | 4.3479 | 5.2275 | 4.3479 | 0
BART SO2 Annual-Lawrence 4 -v5.14 | 191 | 6092 | Rate Constraint in lbs/MMBtu | FALSE | L | Annual | Rate | lb/MMBtu | 0.011453 | 0.011453 | 0.011453 | 0.011453 | 0.011453 | 0.011453 | 0.011453 | 0
BART SO2 Annual-Lawrence 4 -v5.14 | 191 | 6092 | Rate Constraint in lbs/MMBtu | FALSE | L | Annual | Generation | TWh | 0.32202 | 0.32202 | 0.37726 | 0.39317 | 0.39317 | 0.47271 | 0.39317 | 0
BART SO2 Annual-Lawrence 4 -v5.14 | 191 | 6092 | Rate Constraint in lbs/MMBtu | FALSE | L | Annual | Qualifying Generation | TWh | 0.32202 | 0.32202 | 0.37726 | 0.39317 | 0.39317 | 0.47271 | 0.39317 | 0
BART SO2 Annual-Lawrence 4 -v5.14 | 191 | 6092 | Rate Constraint in lbs/MMBtu | FALSE | L | Annual | Rate | lb/MWh | 0.13084 | 0.13084 | 0.12665 | 0.12665 | 0.12665 | 0.12665 | 0.12665 | 0
BART SO2 Annual-Lawrence 4 -v5.14 | 191 | 6092 | Rate Constraint in lbs/MMBtu | FALSE | L | Annual | Constraint Shadow Price | US2016$/Ton | 0 | 0 | 0 | 0 | 0 | 0 | 0 | 0
BART SO2 Annual-Lawrence 5 -v5.14 | 192 | 6093 | Rate Constraint in lbs/MMBtu | FALSE | L | Annual | Seasons Included | Seasons | Winter, WintShld, Summer | Winter, WintShld, Summer | Winter, WintShld, Summer | Winter, WintShld, Summer | Winter, WintShld, Summer | Winter, WintShld, Summer | Winter, WintShld, Summer | Winter, WintShld, Summer
BART SO2 Annual-Lawrence 5 -v5.14 | 192 | 6093 | Rate Constraint in lbs/MMBtu | FALSE | L | Annual | Standard SO2 | lb/MMBtu | 0.15 | 0.15 | 0.15 | 0.15 | 0.15 | 0.15 | 0.15 | 0.15
BART SO2 Annual-Lawrence 5 -v5.14 | 192 | 6093 | Rate Constraint in lbs/MMBtu | FALSE | L | Annual | Emissions at Affected Plants SO2 | Thousand Tons | 0.21648 | 0.23725 | 0.26093 | 0.16507 | 0.19177 | 0.19177 | 0.18347 | 0.14331
BART SO2 Annual-Lawrence 5 -v5.14 | 192 | 6093 | Rate Constraint in lbs/MMBtu | FALSE | L | Annual | Allowances Purchased SO2 | Thousand Tons | 0 | 0 | 0 | 0 | 0 | 0 | 0 | 0
BART SO2 Annual-Lawrence 5 -v5.14 | 192 | 6093 | Rate Constraint in lbs/MMBtu | FALSE | L | Annual | Allowances Sold SO2 | Thousand Tons | 0 | 0 | 0 | 0 | 0 | 0 | 0 | 0
BART SO2 Annual-Lawrence 5 -v5.14 | 192 | 6093 | Rate Constraint in lbs/MMBtu | FALSE | L | Annual | Allowances Banked | Thousand Tons | 0 | 0 | 0 | 0 | 0 | 0 | 0 | 0
BART SO2 Annual-Lawrence 5 -v5.14 | 192 | 6093 | Rate Constraint in lbs/MMBtu | FALSE | L | Annual | Allowances Withdrawn (1:1) | Thousand Tons | 0 | 0 | 0 | 0 | 0 | 0 | 0 | 0
BART SO2 Annual-Lawrence 5 -v5.14 | 192 | 6093 | Rate Constraint in lbs/MMBtu | FALSE | L | Annual | Allowances Withdrawn (n:1) | Thousand Tons | 0 | 0 | 0 | 0 | 0 | 0 | 0 | 0
BART SO2 Annual-Lawrence 5 -v5.14 | 192 | 6093 | Rate Constraint in lbs/MMBtu | FALSE | L | Annual | Net Emissions Allowance Position | Thousand Tons | 0.21648 | 0.23725 | 0.26093 | 0.16507 | 0.19177 | 0.19177 | 0.18347 | 0.14331
BART SO2 Annual-Lawrence 5 -v5.14 | 192 | 6093 | Rate Constraint in lbs/MMBtu | FALSE | L | Annual | Fuel Consumed | TBtu | 21.2358 | 23.2736 | 25.5961 | 16.1927 | 18.8118 | 18.8118 | 17.9975 | 14.0584
BART SO2 Annual-Lawrence 5 -v5.14 | 192 | 6093 | Rate Constraint in lbs/MMBtu | FALSE | L | Annual | Rate | lb/MMBtu | 0.020388 | 0.020388 | 0.020388 | 0.020388 | 0.020388 | 0.020388 | 0.020388 | 0.020388
BART SO2 Annual-Lawrence 5 -v5.14 | 192 | 6093 | Rate Constraint in lbs/MMBtu | FALSE | L | Annual | Generation | TWh | 1.9927 | 2.1839 | 2.4483 | 1.5489 | 1.7994 | 1.7994 | 1.7215 | 1.3447
BART SO2 Annual-Lawrence 5 -v5.14 | 192 | 6093 | Rate Constraint in lbs/MMBtu | FALSE | L | Annual | Qualifying Generation | TWh | 1.9927 | 2.1839 | 2.4483 | 1.5489 | 1.7994 | 1.7994 | 1.7215 | 1.3447
BART SO2 Annual-Lawrence 5 -v5.14 | 192 | 6093 | Rate Constraint in lbs/MMBtu | FALSE | L | Annual | Rate | lb/MWh | 0.21728 | 0.21728 | 0.21315 | 0.21315 | 0.21315 | 0.21315 | 0.21315 | 0.21315
BART SO2 Annual-Lawrence 5 -v5.14 | 192 | 6093 | Rate Constraint in lbs/MMBtu | FALSE | L | Annual | Constraint Shadow Price | US2016$/Ton | 0 | 0 | 0 | 0 | 0 | 0 | 0 | 0
BART SO2 Annual-Leland Olds 1 -v5.13 | 193 | 5883 | Rate Constraint in lbs/MMBtu | FALSE | L | Annual | Seasons Included | Seasons | Winter, WintShld, Summer | Winter, WintShld, Summer | Winter, WintShld, Summer | Winter, WintShld, Summer | Winter, WintShld, Summer | Winter, WintShld, Summer | Winter, WintShld, Summer | Winter, WintShld, Summer
BART SO2 Annual-Leland Olds 1 -v5.13 | 193 | 5883 | Rate Constraint in lbs/MMBtu | FALSE | L | Annual | Standard SO2 | lb/MMBtu | 0.15 | 0.15 | 0.15 | 0.15 | 0.15 | 0.15 | 0.15 | 0.15
BART SO2 Annual-Leland Olds 1 -v5.13 | 193 | 5883 | Rate Constraint in lbs/MMBtu | FALSE | L | Annual | Emissions at Affected Plants SO2 | Thousand Tons | 0.53627 | 0.53627 | 0.52071 | 0.52071 | 0.49958 | 0.49958 | 0.43393 | 0.32125
BART SO2 Annual-Leland Olds 1 -v5.13 | 193 | 5883 | Rate Constraint in lbs/MMBtu | FALSE | L | Annual | Allowances Purchased SO2 | Thousand Tons | 0 | 0 | 0 | 0 | 0 | 0 | 0 | 0
BART SO2 Annual-Leland Olds 1 -v5.13 | 193 | 5883 | Rate Constraint in lbs/MMBtu | FALSE | L | Annual | Allowances Sold SO2 | Thousand Tons | 0 | 0 | 0 | 0 | 0 | 0 | 0 | 0
BART SO2 Annual-Leland Olds 1 -v5.13 | 193 | 5883 | Rate Constraint in lbs/MMBtu | FALSE | L | Annual | Allowances Banked | Thousand Tons | 0 | 0 | 0 | 0 | 0 | 0 | 0 | 0
BART SO2 Annual-Leland Olds 1 -v5.13 | 193 | 5883 | Rate Constraint in lbs/MMBtu | FALSE | L | Annual | Allowances Withdrawn (1:1) | Thousand Tons | 0 | 0 | 0 | 0 | 0 | 0 | 0 | 0
BART SO2 Annual-Leland Olds 1 -v5.13 | 193 | 5883 | Rate Constraint in lbs/MMBtu | FALSE | L | Annual | Allowances Withdrawn (n:1) | Thousand Tons | 0 | 0 | 0 | 0 | 0 | 0 | 0 | 0
BART SO2 Annual-Leland Olds 1 -v5.13 | 193 | 5883 | Rate Constraint in lbs/MMBtu | FALSE | L | Annual | Net Emissions Allowance Position | Thousand Tons | 0.53627 | 0.53627 | 0.52071 | 0.52071 | 0.49958 | 0.49958 | 0.43393 | 0.32125
BART SO2 Annual-Leland Olds 1 -v5.13 | 193 | 5883 | Rate Constraint in lbs/MMBtu | FALSE | L | Annual | Fuel Consumed | TBtu | 17.8755 | 17.8755 | 17.3571 | 17.3571 | 16.6526 | 16.6526 | 14.4643 | 10.7082
BART SO2 Annual-Leland Olds 1 -v5.13 | 193 | 5883 | Rate Constraint in lbs/MMBtu | FALSE | L | Annual | Rate | lb/MMBtu | 0.06 | 0.06 | 0.06 | 0.06 | 0.06 | 0.06 | 0.06 | 0.06
BART SO2 Annual-Leland Olds 1 -v5.13 | 193 | 5883 | Rate Constraint in lbs/MMBtu | FALSE | L | Annual | Generation | TWh | 1.5348 | 1.5348 | 1.5348 | 1.5348 | 1.4725 | 1.4725 | 1.279 | 0.94686
BART SO2 Annual-Leland Olds 1 -v5.13 | 193 | 5883 | Rate Constraint in lbs/MMBtu | FALSE | L | Annual | Qualifying Generation | TWh | 1.5348 | 1.5348 | 1.5348 | 1.5348 | 1.4725 | 1.4725 | 1.279 | 0.94686
BART SO2 Annual-Leland Olds 1 -v5.13 | 193 | 5883 | Rate Constraint in lbs/MMBtu | FALSE | L | Annual | Rate | lb/MWh | 0.69882 | 0.69882 | 0.67855 | 0.67855 | 0.67855 | 0.67855 | 0.67855 | 0.67855
BART SO2 Annual-Leland Olds 1 -v5.13 | 193 | 5883 | Rate Constraint in lbs/MMBtu | FALSE | L | Annual | Constraint Shadow Price | US2016$/Ton | 0 | 0 | 0 | 0 | 0 | 0 | 0 | 0
BART SO2 Annual-Leland Olds 2 -v5.13 | 194 | 5884 | Rate Constraint in lbs/MMBtu | FALSE | L | Annual | Seasons Included | Seasons | Winter, WintShld, Summer | Winter, WintShld, Summer | Winter, WintShld, Summer | Winter, WintShld, Summer | Winter, WintShld, Summer | Winter, WintShld, Summer | Winter, WintShld, Summer | Winter, WintShld, Summer
BART SO2 Annual-Leland Olds 2 -v5.13 | 194 | 5884 | Rate Constraint in lbs/MMBtu | FALSE | L | Annual | Standard SO2 | lb/MMBtu | 0.15 | 0.15 | 0.15 | 0.15 | 0.15 | 0.15 | 0.15 | 0.15
BART SO2 Annual-Leland Olds 2 -v5.13 | 194 | 5884 | Rate Constraint in lbs/MMBtu | FALSE | L | Annual | Emissions at Affected Plants SO2 | Thousand Tons | 1.1172 | 1.1172 | 1.0848 | 1.0848 | 1.0514 | 1.0848 | 1.0145 | 0.78801
BART SO2 Annual-Leland Olds 2 -v5.13 | 194 | 5884 | Rate Constraint in lbs/MMBtu | FALSE | L | Annual | Allowances Purchased SO2 | Thousand Tons | 0 | 0 | 0 | 0 | 0 | 0 | 0 | 0
BART SO2 Annual-Leland Olds 2 -v5.13 | 194 | 5884 | Rate Constraint in lbs/MMBtu | FALSE | L | Annual | Allowances Sold SO2 | Thousand Tons | 0 | 0 | 0 | 0 | 0 | 0 | 0 | 0
BART SO2 Annual-Leland Olds 2 -v5.13 | 194 | 5884 | Rate Constraint in lbs/MMBtu | FALSE | L | Annual | Allowances Banked | Thousand Tons | 0 | 0 | 0 | 0 | 0 | 0 | 0 | 0
BART SO2 Annual-Leland Olds 2 -v5.13 | 194 | 5884 | Rate Constraint in lbs/MMBtu | FALSE | L | Annual | Allowances Withdrawn (1:1) | Thousand Tons | 0 | 0 | 0 | 0 | 0 | 0 | 0 | 0
BART SO2 Annual-Leland Olds 2 -v5.13 | 194 | 5884 | Rate Constraint in lbs/MMBtu | FALSE | L | Annual | Allowances Withdrawn (n:1) | Thousand Tons | 0 | 0 | 0 | 0 | 0 | 0 | 0 | 0
BART SO2 Annual-Leland Olds 2 -v5.13 | 194 | 5884 | Rate Constraint in lbs/MMBtu | FALSE | L | Annual | Net Emissions Allowance Position | Thousand Tons | 1.1172 | 1.1172 | 1.0848 | 1.0848 | 1.0514 | 1.0848 | 1.0145 | 0.78801
BART SO2 Annual-Leland Olds 2 -v5.13 | 194 | 5884 | Rate Constraint in lbs/MMBtu | FALSE | L | Annual | Fuel Consumed | TBtu | 37.2404 | 37.2404 | 36.1605 | 36.1605 | 35.0471 | 36.1605 | 33.818 | 26.2669
BART SO2 Annual-Leland Olds 2 -v5.13 | 194 | 5884 | Rate Constraint in lbs/MMBtu | FALSE | L | Annual | Rate | lb/MMBtu | 0.06 | 0.06 | 0.06 | 0.06 | 0.06 | 0.06 | 0.06 | 0.06
BART SO2 Annual-Leland Olds 2 -v5.13 | 194 | 5884 | Rate Constraint in lbs/MMBtu | FALSE | L | Annual | Generation | TWh | 3.209 | 3.209 | 3.0133 | 3.0133 | 2.9145 | 3.0133 | 2.8054 | 2.1353
BART SO2 Annual-Leland Olds 2 -v5.13 | 194 | 5884 | Rate Constraint in lbs/MMBtu | FALSE | L | Annual | Qualifying Generation | TWh | 3.209 | 3.209 | 3.0133 | 3.0133 | 2.9145 | 3.0133 | 2.8054 | 2.1353
BART SO2 Annual-Leland Olds 2 -v5.13 | 194 | 5884 | Rate Constraint in lbs/MMBtu | FALSE | L | Annual | Rate | lb/MWh | 0.6963 | 0.6963 | 0.72003 | 0.72003 | 0.72151 | 0.72003 | 0.72328 | 0.73808
BART SO2 Annual-Leland Olds 2 -v5.13 | 194 | 5884 | Rate Constraint in lbs/MMBtu | FALSE | L | Annual | Constraint Shadow Price | US2016$/Ton | 0 | 0 | 0 | 0 | 0 | 0 | 0 | 0
BART SO2 Annual-Milton R Young B1 -v5.13 | 195 | 5885 | Rate Constraint in lbs/MMBtu | FALSE | L | Annual | Seasons Included | Seasons | Winter, WintShld, Summer | Winter, WintShld, Summer | Winter, WintShld, Summer | Winter, WintShld, Summer | Winter, WintShld, Summer | Winter, WintShld, Summer | Winter, WintShld, Summer | Winter, WintShld, Summer
BART SO2 Annual-Milton R Young B1 -v5.13 | 195 | 5885 | Rate Constraint in lbs/MMBtu | FALSE | L | Annual | Standard SO2 | lb/MMBtu | 0.15 | 0.15 | 0.15 | 0.15 | 0.15 | 0.15 | 0.15 | 0.15
BART SO2 Annual-Milton R Young B1 -v5.13 | 195 | 5885 | Rate Constraint in lbs/MMBtu | FALSE | L | Annual | Emissions at Affected Plants SO2 | Thousand Tons | 0.50221 | 0.66774 | 0.64837 | 0.43454 | 0.41127 | 0.43454 | 0.40449 | 0
BART SO2 Annual-Milton R Young B1 -v5.13 | 195 | 5885 | Rate Constraint in lbs/MMBtu | FALSE | L | Annual | Allowances Purchased SO2 | Thousand Tons | 0 | 0 | 0 | 0 | 0 | 0 | 0 | 0
BART SO2 Annual-Milton R Young B1 -v5.13 | 195 | 5885 | Rate Constraint in lbs/MMBtu | FALSE | L | Annual | Allowances Sold SO2 | Thousand Tons | 0 | 0 | 0 | 0 | 0 | 0 | 0 | 0
BART SO2 Annual-Milton R Young B1 -v5.13 | 195 | 5885 | Rate Constraint in lbs/MMBtu | FALSE | L | Annual | Allowances Banked | Thousand Tons | 0 | 0 | 0 | 0 | 0 | 0 | 0 | 0
BART SO2 Annual-Milton R Young B1 -v5.13 | 195 | 5885 | Rate Constraint in lbs/MMBtu | FALSE | L | Annual | Allowances Withdrawn (1:1) | Thousand Tons | 0 | 0 | 0 | 0 | 0 | 0 | 0 | 0
BART SO2 Annual-Milton R Young B1 -v5.13 | 195 | 5885 | Rate Constraint in lbs/MMBtu | FALSE | L | Annual | Allowances Withdrawn (n:1) | Thousand Tons | 0 | 0 | 0 | 0 | 0 | 0 | 0 | 0
BART SO2 Annual-Milton R Young B1 -v5.13 | 195 | 5885 | Rate Constraint in lbs/MMBtu | FALSE | L | Annual | Net Emissions Allowance Position | Thousand Tons | 0.50221 | 0.66774 | 0.64837 | 0.43454 | 0.41127 | 0.43454 | 0.40449 | 0
BART SO2 Annual-Milton R Young B1 -v5.13 | 195 | 5885 | Rate Constraint in lbs/MMBtu | FALSE | L | Annual | Fuel Consumed | TBtu | 14.5492 | 19.3446 | 18.7836 | 12.5887 | 11.9147 | 12.5887 | 11.7182 | 0
BART SO2 Annual-Milton R Young B1 -v5.13 | 195 | 5885 | Rate Constraint in lbs/MMBtu | FALSE | L | Annual | Rate | lb/MMBtu | 0.069036 | 0.069036 | 0.069036 | 0.069036 | 0.069036 | 0.069036 | 0.069036 | 0
BART SO2 Annual-Milton R Young B1 -v5.13 | 195 | 5885 | Rate Constraint in lbs/MMBtu | FALSE | L | Annual | Generation | TWh | 1.2666 | 1.684 | 1.684 | 1.1286 | 1.0682 | 1.1286 | 1.0506 | 0
BART SO2 Annual-Milton R Young B1 -v5.13 | 195 | 5885 | Rate Constraint in lbs/MMBtu | FALSE | L | Annual | Qualifying Generation | TWh | 1.2666 | 1.684 | 1.684 | 1.1286 | 1.0682 | 1.1286 | 1.0506 | 0
BART SO2 Annual-Milton R Young B1 -v5.13 | 195 | 5885 | Rate Constraint in lbs/MMBtu | FALSE | L | Annual | Rate | lb/MWh | 0.79302 | 0.79302 | 0.77002 | 0.77002 | 0.77002 | 0.77002 | 0.77002 | 0
BART SO2 Annual-Milton R Young B1 -v5.13 | 195 | 5885 | Rate Constraint in lbs/MMBtu | FALSE | L | Annual | Constraint Shadow Price | US2016$/Ton | 0 | 0 | 0 | 0 | 0 | 0 | 0 | 0
BART SO2 Annual-Milton R Young B2 -v5.13 | 196 | 5886 | Rate Constraint in lbs/MMBtu | FALSE | L | Annual | Seasons Included | Seasons | Winter, WintShld, Summer | Winter, WintShld, Summer | Winter, WintShld, Summer | Winter, WintShld, Summer | Winter, WintShld, Summer | Winter, WintShld, Summer | Winter, WintShld, Summer | Winter, WintShld, Summer
BART SO2 Annual-Milton R Young B2 -v5.13 | 196 | 5886 | Rate Constraint in lbs/MMBtu | FALSE | L | Annual | Standard SO2 | lb/MMBtu | 0.15 | 0.15 | 0.15 | 0.15 | 0.15 | 0.15 | 0.15 | 0.15
BART SO2 Annual-Milton R Young B2 -v5.13 | 196 | 5886 | Rate Constraint in lbs/MMBtu | FALSE | L | Annual | Emissions at Affected Plants SO2 | Thousand Tons | 0.93923 | 1.3327 | 1.292 | 1.2543 | 1.1616 | 1.2002 | 1.0943 | 1.0769
BART SO2 Annual-Milton R Young B2 -v5.13 | 196 | 5886 | Rate Constraint in lbs/MMBtu | FALSE | L | Annual | Allowances Purchased SO2 | Thousand Tons | 0 | 0 | 0 | 0 | 0 | 0 | 0 | 0
BART SO2 Annual-Milton R Young B2 -v5.13 | 196 | 5886 | Rate Constraint in lbs/MMBtu | FALSE | L | Annual | Allowances Sold SO2 | Thousand Tons | 0 | 0 | 0 | 0 | 0 | 0 | 0 | 0
BART SO2 Annual-Milton R Young B2 -v5.13 | 196 | 5886 | Rate Constraint in lbs/MMBtu | FALSE | L | Annual | Allowances Banked | Thousand Tons | 0 | 0 | 0 | 0 | 0 | 0 | 0 | 0
BART SO2 Annual-Milton R Young B2 -v5.13 | 196 | 5886 | Rate Constraint in lbs/MMBtu | FALSE | L | Annual | Allowances Withdrawn (1:1) | Thousand Tons | 0 | 0 | 0 | 0 | 0 | 0 | 0 | 0
BART SO2 Annual-Milton R Young B2 -v5.13 | 196 | 5886 | Rate Constraint in lbs/MMBtu | FALSE | L | Annual | Allowances Withdrawn (n:1) | Thousand Tons | 0 | 0 | 0 | 0 | 0 | 0 | 0 | 0
BART SO2 Annual-Milton R Young B2 -v5.13 | 196 | 5886 | Rate Constraint in lbs/MMBtu | FALSE | L | Annual | Net Emissions Allowance Position | Thousand Tons | 0.93923 | 1.3327 | 1.292 | 1.2543 | 1.1616 | 1.2002 | 1.0943 | 1.0769
BART SO2 Annual-Milton R Young B2 -v5.13 | 196 | 5886 | Rate Constraint in lbs/MMBtu | FALSE | L | Annual | Fuel Consumed | TBtu | 25.4544 | 36.1188 | 35.016 | 33.9926 | 31.4809 | 32.527 | 29.657 | 29.1866
BART SO2 Annual-Milton R Young B2 -v5.13 | 196 | 5886 | Rate Constraint in lbs/MMBtu | FALSE | L | Annual | Rate | lb/MMBtu | 0.073797 | 0.073797 | 0.073797 | 0.073797 | 0.073797 | 0.073797 | 0.073797 | 0.073797
BART SO2 Annual-Milton R Young B2 -v5.13 | 196 | 5886 | Rate Constraint in lbs/MMBtu | FALSE | L | Annual | Generation | TWh | 2.2606 | 3.2077 | 2.4267 | 2.3331 | 2.1034 | 2.1991 | 1.9366 | 1.8935
BART SO2 Annual-Milton R Young B2 -v5.13 | 196 | 5886 | Rate Constraint in lbs/MMBtu | FALSE | L | Annual | Qualifying Generation | TWh | 2.2606 | 3.2077 | 2.4267 | 2.3331 | 2.1034 | 2.1991 | 1.9366 | 1.8935
BART SO2 Annual-Milton R Young B2 -v5.13 | 196 | 5886 | Rate Constraint in lbs/MMBtu | FALSE | L | Annual | Rate | lb/MWh | 0.83096 | 0.83096 | 1.0648 | 1.0752 | 1.1045 | 1.0916 | 1.1301 | 1.1375
BART SO2 Annual-Milton R Young B2 -v5.13 | 196 | 5886 | Rate Constraint in lbs/MMBtu | FALSE | L | Annual | Constraint Shadow Price | US2016$/Ton | 0 | 0 | 0 | 0 | 0 | 0 | 0 | 0
BART SO2 Annual-Muskogee 4 -v5.13 | 197 | 5888 | Rate Constraint in lbs/MMBtu | FALSE | L | Annual | Seasons Included | Seasons | Winter, WintShld, Summer | Winter, WintShld, Summer | Winter, WintShld, Summer | Winter, WintShld, Summer | Winter, WintShld, Summer | Winter, WintShld, Summer | Winter, WintShld, Summer | Winter, WintShld, Summer
BART SO2 Annual-Muskogee 4 -v5.13 | 197 | 5888 | Rate Constraint in lbs/MMBtu | FALSE | L | Annual | Standard SO2 | lb/MMBtu | 0.06 | 0.06 | 0.06 | 0.06 | 0.06 | 0.06 | 0.06 | 0.06
BART SO2 Annual-Muskogee 4 -v5.13 | 197 | 5888 | Rate Constraint in lbs/MMBtu | FALSE | L | Annual | Emissions at Affected Plants SO2 | Thousand Tons | 0 | 0 | 0 | 0 | 0 | 0 | 0 | 0
BART SO2 Annual-Muskogee 4 -v5.13 | 197 | 5888 | Rate Constraint in lbs/MMBtu | FALSE | L | Annual | Allowances Purchased SO2 | Thousand Tons | 0 | 0 | 0 | 0 | 0 | 0 | 0 | 0
BART SO2 Annual-Muskogee 4 -v5.13 | 197 | 5888 | Rate Constraint in lbs/MMBtu | FALSE | L | Annual | Allowances Sold SO2 | Thousand Tons | 0 | 0 | 0 | 0 | 0 | 0 | 0 | 0
BART SO2 Annual-Muskogee 4 -v5.13 | 197 | 5888 | Rate Constraint in lbs/MMBtu | FALSE | L | Annual | Allowances Banked | Thousand Tons | 0 | 0 | 0 | 0 | 0 | 0 | 0 | 0
BART SO2 Annual-Muskogee 4 -v5.13 | 197 | 5888 | Rate Constraint in lbs/MMBtu | FALSE | L | Annual | Allowances Withdrawn (1:1) | Thousand Tons | 0 | 0 | 0 | 0 | 0 | 0 | 0 | 0
BART SO2 Annual-Muskogee 4 -v5.13 | 197 | 5888 | Rate Constraint in lbs/MMBtu | FALSE | L | Annual | Allowances Withdrawn (n:1) | Thousand Tons | 0 | 0 | 0 | 0 | 0 | 0 | 0 | 0
BART SO2 Annual-Muskogee 4 -v5.13 | 197 | 5888 | Rate Constraint in lbs/MMBtu | FALSE | L | Annual | Net Emissions Allowance Position | Thousand Tons | 0 | 0 | 0 | 0 | 0 | 0 | 0 | 0
BART SO2 Annual-Muskogee 4 -v5.13 | 197 | 5888 | Rate Constraint in lbs/MMBtu | FALSE | L | Annual | Fuel Consumed | TBtu | 2.6037 | 2.6037 | 2.9417 | 2.9316 | 4.4595 | 5.9283 | 1.8561 | 3.3695
BART SO2 Annual-Muskogee 4 -v5.13 | 197 | 5888 | Rate Constraint in lbs/MMBtu | FALSE | L | Annual | Rate | lb/MMBtu | 0 | 0 | 0 | 0 | 0 | 0 | 0 | 0
BART SO2 Annual-Muskogee 4 -v5.13 | 197 | 5888 | Rate Constraint in lbs/MMBtu | FALSE | L | Annual | Generation | TWh | 0.2367 | 0.2367 | 0.26743 | 0.26651 | 0.40541 | 0.53894 | 0.16874 | 0.30632
BART SO2 Annual-Muskogee 4 -v5.13 | 197 | 5888 | Rate Constraint in lbs/MMBtu | FALSE | L | Annual | Qualifying Generation | TWh | 0.2367 | 0.2367 | 0.26743 | 0.26651 | 0.40541 | 0.53894 | 0.16874 | 0.30632
BART SO2 Annual-Muskogee 4 -v5.13 | 197 | 5888 | Rate Constraint in lbs/MMBtu | FALSE | L | Annual | Rate | lb/MWh | 0 | 0 | 0 | 0 | 0 | 0 | 0 | 0
BART SO2 Annual-Muskogee 4 -v5.13 | 197 | 5888 | Rate Constraint in lbs/MMBtu | FALSE | L | Annual | Constraint Shadow Price | US2016$/Ton | 0 | 0 | 0 | 0 | 0 | 0 | 0 | 0
BART SO2 Annual-Muskogee 5 -v5.13 | 198 | 5889 | Rate Constraint in lbs/MMBtu | FALSE | L | Annual | Seasons Included | Seasons | Winter, WintShld, Summer | Winter, WintShld, Summer | Winter, WintShld, Summer | Winter, WintShld, Summer | Winter, WintShld, Summer | Winter, WintShld, Summer | Winter, WintShld, Summer | Winter, WintShld, Summer
BART SO2 Annual-Muskogee 5 -v5.13 | 198 | 5889 | Rate Constraint in lbs/MMBtu | FALSE | L | Annual | Standard SO2 | lb/MMBtu | 0.06 | 0.06 | 0.06 | 0.06 | 0.06 | 0.06 | 0.06 | 0.06
BART SO2 Annual-Muskogee 5 -v5.13 | 198 | 5889 | Rate Constraint in lbs/MMBtu | FALSE | L | Annual | Emissions at Affected Plants SO2 | Thousand Tons | 0 | 0 | 0 | 0 | 0 | 0 | 0 | 0
BART SO2 Annual-Muskogee 5 -v5.13 | 198 | 5889 | Rate Constraint in lbs/MMBtu | FALSE | L | Annual | Allowances Purchased SO2 | Thousand Tons | 0 | 0 | 0 | 0 | 0 | 0 | 0 | 0
BART SO2 Annual-Muskogee 5 -v5.13 | 198 | 5889 | Rate Constraint in lbs/MMBtu | FALSE | L | Annual | Allowances Sold SO2 | Thousand Tons | 0 | 0 | 0 | 0 | 0 | 0 | 0 | 0
BART SO2 Annual-Muskogee 5 -v5.13 | 198 | 5889 | Rate Constraint in lbs/MMBtu | FALSE | L | Annual | Allowances Banked | Thousand Tons | 0 | 0 | 0 | 0 | 0 | 0 | 0 | 0
BART SO2 Annual-Muskogee 5 -v5.13 | 198 | 5889 | Rate Constraint in lbs/MMBtu | FALSE | L | Annual | Allowances Withdrawn (1:1) | Thousand Tons | 0 | 0 | 0 | 0 | 0 | 0 | 0 | 0
BART SO2 Annual-Muskogee 5 -v5.13 | 198 | 5889 | Rate Constraint in lbs/MMBtu | FALSE | L | Annual | Allowances Withdrawn (n:1) | Thousand Tons | 0 | 0 | 0 | 0 | 0 | 0 | 0 | 0
BART SO2 Annual-Muskogee 5 -v5.13 | 198 | 5889 | Rate Constraint in lbs/MMBtu | FALSE | L | Annual | Net Emissions Allowance Position | Thousand Tons | 0 | 0 | 0 | 0 | 0 | 0 | 0 | 0
BART SO2 Annual-Muskogee 5 -v5.13 | 198 | 5889 | Rate Constraint in lbs/MMBtu | FALSE | L | Annual | Fuel Consumed | TBtu | 2.5419 | 2.6888 | 3.3327 | 3.011 | 5.2677 | 10.0189 | 3.2896 | 3.2896
BART SO2 Annual-Muskogee 5 -v5.13 | 198 | 5889 | Rate Constraint in lbs/MMBtu | FALSE | L | Annual | Rate | lb/MMBtu | 0 | 0 | 0 | 0 | 0 | 0 | 0 | 0
BART SO2 Annual-Muskogee 5 -v5.13 | 198 | 5889 | Rate Constraint in lbs/MMBtu | FALSE | L | Annual | Generation | TWh | 0.2311 | 0.24445 | 0.303 | 0.27375 | 0.47893 | 0.91089 | 0.29908 | 0.29908
BART SO2 Annual-Muskogee 5 -v5.13 | 198 | 5889 | Rate Constraint in lbs/MMBtu | FALSE | L | Annual | Qualifying Generation | TWh | 0.2311 | 0.24445 | 0.303 | 0.27375 | 0.47893 | 0.91089 | 0.29908 | 0.29908
BART SO2 Annual-Muskogee 5 -v5.13 | 198 | 5889 | Rate Constraint in lbs/MMBtu | FALSE | L | Annual | Rate | lb/MWh | 0 | 0 | 0 | 0 | 0 | 0 | 0 | 0
BART SO2 Annual-Muskogee 5 -v5.13 | 198 | 5889 | Rate Constraint in lbs/MMBtu | FALSE | L | Annual | Constraint Shadow Price | US2016$/Ton | 0 | 0 | 0 | 0 | 0 | 0 | 0 | 0
BART SO2 Annual-Northeastern 3313 -v5.13 | 199 | 5890 | Rate Constraint in lbs/MMBtu | FALSE | L | Annual | Seasons Included | Seasons | Winter, WintShld, Summer | Winter, WintShld, Summer | Winter, WintShld, Summer | Winter, WintShld, Summer | Winter, WintShld, Summer | Winter, WintShld, Summer | Winter, WintShld, Summer | Winter, WintShld, Summer
BART SO2 Annual-Northeastern 3313 -v5.13 | 199 | 5890 | Rate Constraint in lbs/MMBtu | FALSE | L | Annual | Standard SO2 | lb/MMBtu | 0.4 | 0.4 | 0.4 | 0 | 0 | 0 | 0 | 0
BART SO2 Annual-Northeastern 3313 -v5.13 | 199 | 5890 | Rate Constraint in lbs/MMBtu | FALSE | L | Annual | Emissions at Affected Plants SO2 | Thousand Tons | 1.5401 | 3.2357 | 3.2406 | 0 | 0 | 0 | 0 | 0
BART SO2 Annual-Northeastern 3313 -v5.13 | 199 | 5890 | Rate Constraint in lbs/MMBtu | FALSE | L | Annual | Allowances Purchased SO2 | Thousand Tons | 0 | 0 | 0 | 0 | 0 | 0 | 0 | 0
BART SO2 Annual-Northeastern 3313 -v5.13 | 199 | 5890 | Rate Constraint in lbs/MMBtu | FALSE | L | Annual | Allowances Sold SO2 | Thousand Tons | 0 | 0 | 0 | 0 | 0 | 0 | 0 | 0
BART SO2 Annual-Northeastern 3313 -v5.13 | 199 | 5890 | Rate Constraint in lbs/MMBtu | FALSE | L | Annual | Allowances Banked | Thousand Tons | 0 | 0 | 0 | 0 | 0 | 0 | 0 | 0
BART SO2 Annual-Northeastern 3313 -v5.13 | 199 | 5890 | Rate Constraint in lbs/MMBtu | FALSE | L | Annual | Allowances Withdrawn (1:1) | Thousand Tons | 0 | 0 | 0 | 0 | 0 | 0 | 0 | 0
BART SO2 Annual-Northeastern 3313 -v5.13 | 199 | 5890 | Rate Constraint in lbs/MMBtu | FALSE | L | Annual | Allowances Withdrawn (n:1) | Thousand Tons | 0 | 0 | 0 | 0 | 0 | 0 | 0 | 0
BART SO2 Annual-Northeastern 3313 -v5.13 | 199 | 5890 | Rate Constraint in lbs/MMBtu | FALSE | L | Annual | Net Emissions Allowance Position | Thousand Tons | 1.5401 | 3.2357 | 3.2406 | 0 | 0 | 0 | 0 | 0
BART SO2 Annual-Northeastern 3313 -v5.13 | 199 | 5890 | Rate Constraint in lbs/MMBtu | FALSE | L | Annual | Fuel Consumed | TBtu | 11.7946 | 18.3225 | 18.3506 | 0 | 0 | 0 | 0 | 0
BART SO2 Annual-Northeastern 3313 -v5.13 | 199 | 5890 | Rate Constraint in lbs/MMBtu | FALSE | L | Annual | Rate | lb/MMBtu | 0.26116 | 0.35319 | 0.35319 | 0 | 0 | 0 | 0 | 0
BART SO2 Annual-Northeastern 3313 -v5.13 | 199 | 5890 | Rate Constraint in lbs/MMBtu | FALSE | L | Annual | Generation | TWh | 1.089 | 1.6917 | 1.708 | 0 | 0 | 0 | 0 | 0
BART SO2 Annual-Northeastern 3313 -v5.13 | 199 | 5890 | Rate Constraint in lbs/MMBtu | FALSE | L | Annual | Qualifying Generation | TWh | 1.089 | 1.6917 | 1.708 | 0 | 0 | 0 | 0 | 0
BART SO2 Annual-Northeastern 3313 -v5.13 | 199 | 5890 | Rate Constraint in lbs/MMBtu | FALSE | L | Annual | Rate | lb/MWh | 2.8286 | 3.8253 | 3.7947 | 0 | 0 | 0 | 0 | 0
BART SO2 Annual-Northeastern 3313 -v5.13 | 199 | 5890 | Rate Constraint in lbs/MMBtu | FALSE | L | Annual | Constraint Shadow Price | US2016$/Ton | 0 | 0 | 0 | 267683.1525 | 257530.8828 | 198591.2511 | 201110.5889 | 167327.5511
BART SO2 Annual-Pawnee 1 -v5.13 | 200 | 5875 | Rate Constraint in lbs/MMBtu | FALSE | L | Annual | Seasons Included | Seasons | Winter, WintShld, Summer | Winter, WintShld, Summer | Winter, WintShld, Summer | Winter, WintShld, Summer | Winter, WintShld, Summer | Winter, WintShld, Summer | Winter, WintShld, Summer | Winter, WintShld, Summer
BART SO2 Annual-Pawnee 1 -v5.13 | 200 | 5875 | Rate Constraint in lbs/MMBtu | FALSE | L | Annual | Standard SO2 | lb/MMBtu | 0.12 | 0.12 | 0.12 | 0.12 | 0.12 | 0.12 | 0.12 | 0.12
BART SO2 Annual-Pawnee 1 -v5.13 | 200 | 5875 | Rate Constraint in lbs/MMBtu | FALSE | L | Annual | Emissions at Affected Plants SO2 | Thousand Tons | 1.543 | 1.543 | 1.5153 | 1.5153 | 1.5153 | 1.5153 | 1.5153 | 1.5153
BART SO2 Annual-Pawnee 1 -v5.13 | 200 | 5875 | Rate Constraint in lbs/MMBtu | FALSE | L | Annual | Allowances Purchased SO2 | Thousand Tons | 0 | 0 | 0 | 0 | 0 | 0 | 0 | 0
BART SO2 Annual-Pawnee 1 -v5.13 | 200 | 5875 | Rate Constraint in lbs/MMBtu | FALSE | L | Annual | Allowances Sold SO2 | Thousand Tons | 0 | 0 | 0 | 0 | 0 | 0 | 0 | 0
BART SO2 Annual-Pawnee 1 -v5.13 | 200 | 5875 | Rate Constraint in lbs/MMBtu | FALSE | L | Annual | Allowances Banked | Thousand Tons | 0 | 0 | 0 | 0 | 0 | 0 | 0 | 0
BART SO2 Annual-Pawnee 1 -v5.13 | 200 | 5875 | Rate Constraint in lbs/MMBtu | FALSE | L | Annual | Allowances Withdrawn (1:1) | Thousand Tons | 0 | 0 | 0 | 0 | 0 | 0 | 0 | 0
BART SO2 Annual-Pawnee 1 -v5.13 | 200 | 5875 | Rate Constraint in lbs/MMBtu | FALSE | L | Annual | Allowances Withdrawn (n:1) | Thousand Tons | 0 | 0 | 0 | 0 | 0 | 0 | 0 | 0
BART SO2 Annual-Pawnee 1 -v5.13 | 200 | 5875 | Rate Constraint in lbs/MMBtu | FALSE | L | Annual | Net Emissions Allowance Position | Thousand Tons | 1.543 | 1.543 | 1.5153 | 1.5153 | 1.5153 | 1.5153 | 1.5153 | 1.5153
BART SO2 Annual-Pawnee 1 -v5.13 | 200 | 5875 | Rate Constraint in lbs/MMBtu | FALSE | L | Annual | Fuel Consumed | TBtu | 38.5762 | 38.5762 | 37.8819 | 37.8819 | 37.8819 | 37.8819 | 37.8819 | 37.8819
BART SO2 Annual-Pawnee 1 -v5.13 | 200 | 5875 | Rate Constraint in lbs/MMBtu | FALSE | L | Annual | Rate | lb/MMBtu | 0.08 | 0.08 | 0.08 | 0.08 | 0.08 | 0.08 | 0.08 | 0.08
BART SO2 Annual-Pawnee 1 -v5.13 | 200 | 5875 | Rate Constraint in lbs/MMBtu | FALSE | L | Annual | Generation | TWh | 3.6417 | 3.6417 | 3.6417 | 3.6417 | 3.6417 | 3.6417 | 3.6417 | 3.6417
BART SO2 Annual-Pawnee 1 -v5.13 | 200 | 5875 | Rate Constraint in lbs/MMBtu | FALSE | L | Annual | Qualifying Generation | TWh | 3.6417 | 3.6417 | 3.6417 | 3.6417 | 3.6417 | 3.6417 | 3.6417 | 3.6417
BART SO2 Annual-Pawnee 1 -v5.13 | 200 | 5875 | Rate Constraint in lbs/MMBtu | FALSE | L | Annual | Rate | lb/MWh | 0.84744 | 0.84744 | 0.83219 | 0.83219 | 0.83219 | 0.83219 | 0.83219 | 0.83219
BART SO2 Annual-Pawnee 1 -v5.13 | 200 | 5875 | Rate Constraint in lbs/MMBtu | FALSE | L | Annual | Constraint Shadow Price | US2016$/Ton | 0 | 0 | 0 | 0 | 0 | 0 | 0 | 0
BART SO2 Annual-Ray D Nixon 1 -v5.13 | 201 | 5876 | Rate Constraint in lbs/MMBtu | FALSE | L | Annual | Seasons Included | Seasons | Winter, WintShld, Summer | Winter, WintShld, Summer | Winter, WintShld, Summer | Winter, WintShld, Summer | Winter, WintShld, Summer | Winter, WintShld, Summer | Winter, WintShld, Summer | Winter, WintShld, Summer
BART SO2 Annual-Ray D Nixon 1 -v5.13 | 201 | 5876 | Rate Constraint in lbs/MMBtu | FALSE | L | Annual | Standard SO2 | lb/MMBtu | 0.11 | 0.11 | 0.11 | 0.11 | 0.11 | 0.11 | 0.11 | 0.11
BART SO2 Annual-Ray D Nixon 1 -v5.13 | 201 | 5876 | Rate Constraint in lbs/MMBtu | FALSE | L | Annual | Emissions at Affected Plants SO2 | Thousand Tons | 0.5689 | 0.5689 | 0.55809 | 0.55809 | 0.55809 | 0.55809 | 0.55809 | 0.53185
BART SO2 Annual-Ray D Nixon 1 -v5.13 | 201 | 5876 | Rate Constraint in lbs/MMBtu | FALSE | L | Annual | Allowances Purchased SO2 | Thousand Tons | 0 | 0 | 0 | 0 | 0 | 0 | 0 | 0
BART SO2 Annual-Ray D Nixon 1 -v5.13 | 201 | 5876 | Rate Constraint in lbs/MMBtu | FALSE | L | Annual | Allowances Sold SO2 | Thousand Tons | 0 | 0 | 0 | 0 | 0 | 0 | 0 | 0
BART SO2 Annual-Ray D Nixon 1 -v5.13 | 201 | 5876 | Rate Constraint in lbs/MMBtu | FALSE | L | Annual | Allowances Banked | Thousand Tons | 0 | 0 | 0 | 0 | 0 | 0 | 0 | 0
BART SO2 Annual-Ray D Nixon 1 -v5.13 | 201 | 5876 | Rate Constraint in lbs/MMBtu | FALSE | L | Annual | Allowances Withdrawn (1:1) | Thousand Tons | 0 | 0 | 0 | 0 | 0 | 0 | 0 | 0
BART SO2 Annual-Ray D Nixon 1 -v5.13 | 201 | 5876 | Rate Constraint in lbs/MMBtu | FALSE | L | Annual | Allowances Withdrawn (n:1) | Thousand Tons | 0 | 0 | 0 | 0 | 0 | 0 | 0 | 0
BART SO2 Annual-Ray D Nixon 1 -v5.13 | 201 | 5876 | Rate Constraint in lbs/MMBtu | FALSE | L | Annual | Net Emissions Allowance Position | Thousand Tons | 0.5689 | 0.5689 | 0.55809 | 0.55809 | 0.55809 | 0.55809 | 0.55809 | 0.53185
BART SO2 Annual-Ray D Nixon 1 -v5.13 | 201 | 5876 | Rate Constraint in lbs/MMBtu | FALSE | L | Annual | Fuel Consumed | TBtu | 15.9323 | 15.9323 | 15.6296 | 15.6296 | 15.6296 | 15.6296 | 15.6296 | 14.8948
BART SO2 Annual-Ray D Nixon 1 -v5.13 | 201 | 5876 | Rate Constraint in lbs/MMBtu | FALSE | L | Annual | Rate | lb/MMBtu | 0.071415 | 0.071415 | 0.071415 | 0.071415 | 0.071415 | 0.071415 | 0.071415 | 0.071415
BART SO2 Annual-Ray D Nixon 1 -v5.13 | 201 | 5876 | Rate Constraint in lbs/MMBtu | FALSE | L | Annual | Generation | TWh | 1.438 | 1.438 | 1.438 | 1.438 | 1.438 | 1.438 | 1.438 | 1.3704
BART SO2 Annual-Ray D Nixon 1 -v5.13 | 201 | 5876 | Rate Constraint in lbs/MMBtu | FALSE | L | Annual | Qualifying Generation | TWh | 1.438 | 1.438 | 1.438 | 1.438 | 1.438 | 1.438 | 1.438 | 1.3704
BART SO2 Annual-Ray D Nixon 1 -v5.13 | 201 | 5876 | Rate Constraint in lbs/MMBtu | FALSE | L | Annual | Rate | lb/MWh | 0.79125 | 0.79125 | 0.77621 | 0.77621 | 0.77621 | 0.77621 | 0.77621 | 0.77621
BART SO2 Annual-Ray D Nixon 1 -v5.13 | 201 | 5876 | Rate Constraint in lbs/MMBtu | FALSE | L | Annual | Constraint Shadow Price | US2016$/Ton | 0 | 0 | 0 | 0 | 0 | 0 | 0 | 0
BART SO2 Annual-Sooner 1 -v5.13 | 202 | 5892 | Rate Constraint in lbs/MMBtu | FALSE | L | Annual | Seasons Included | Seasons | Winter, WintShld, Summer | Winter, WintShld, Summer | Winter, WintShld, Summer | Winter, WintShld, Summer | Winter, WintShld, Summer | Winter, WintShld, Summer | Winter, WintShld, Summer | Winter, WintShld, Summer
BART SO2 Annual-Sooner 1 -v5.13 | 202 | 5892 | Rate Constraint in lbs/MMBtu | FALSE | L | Annual | Standard SO2 | lb/MMBtu | 0.06 | 0.06 | 0.06 | 0.06 | 0.06 | 0.06 | 0.06 | 0.06
BART SO2 Annual-Sooner 1 -v5.13 | 202 | 5892 | Rate Constraint in lbs/MMBtu | FALSE | L | Annual | Emissions at Affected Plants SO2 | Thousand Tons | 0.53216 | 0.90904 | 0.96779 | 0.60829 | 0.66973 | 0.7724 | 0.66973 | 0.52258
BART SO2 Annual-Sooner 1 -v5.13 | 202 | 5892 | Rate Constraint in lbs/MMBtu | FALSE | L | Annual | Allowances Purchased SO2 | Thousand Tons | 0 | 0 | 0 | 0 | 0 | 0 | 0 | 0
BART SO2 Annual-Sooner 1 -v5.13 | 202 | 5892 | Rate Constraint in lbs/MMBtu | FALSE | L | Annual | Allowances Sold SO2 | Thousand Tons | 0 | 0 | 0 | 0 | 0 | 0 | 0 | 0
BART SO2 Annual-Sooner 1 -v5.13 | 202 | 5892 | Rate Constraint in lbs/MMBtu | FALSE | L | Annual | Allowances Banked | Thousand Tons | 0 | 0 | 0 | 0 | 0 | 0 | 0 | 0
BART SO2 Annual-Sooner 1 -v5.13 | 202 | 5892 | Rate Constraint in lbs/MMBtu | FALSE | L | Annual | Allowances Withdrawn (1:1) | Thousand Tons | 0 | 0 | 0 | 0 | 0 | 0 | 0 | 0
BART SO2 Annual-Sooner 1 -v5.13 | 202 | 5892 | Rate Constraint in lbs/MMBtu | FALSE | L | Annual | Allowances Withdrawn (n:1) | Thousand Tons | 0 | 0 | 0 | 0 | 0 | 0 | 0 | 0
BART SO2 Annual-Sooner 1 -v5.13 | 202 | 5892 | Rate Constraint in lbs/MMBtu | FALSE | L | Annual | Net Emissions Allowance Position | Thousand Tons | 0.53216 | 0.90904 | 0.96779 | 0.60829 | 0.66973 | 0.7724 | 0.66973 | 0.52258
BART SO2 Annual-Sooner 1 -v5.13 | 202 | 5892 | Rate Constraint in lbs/MMBtu | FALSE | L | Annual | Fuel Consumed | TBtu | 18.0393 | 30.8151 | 32.8063 | 20.6199 | 22.7027 | 26.1829 | 22.7027 | 17.7146
BART SO2 Annual-Sooner 1 -v5.13 | 202 | 5892 | Rate Constraint in lbs/MMBtu | FALSE | L | Annual | Rate | lb/MMBtu | 0.059 | 0.059 | 0.059 | 0.059 | 0.059 | 0.059 | 0.059 | 0.059
BART SO2 Annual-Sooner 1 -v5.13 | 202 | 5892 | Rate Constraint in lbs/MMBtu | FALSE | L | Annual | Generation | TWh | 1.6956 | 2.8964 | 3.1401 | 1.9737 | 2.173 | 2.5061 | 2.173 | 1.6956
BART SO2 Annual-Sooner 1 -v5.13 | 202 | 5892 | Rate Constraint in lbs/MMBtu | FALSE | L | Annual | Qualifying Generation | TWh | 1.6956 | 2.8964 | 3.1401 | 1.9737 | 2.173 | 2.5061 | 2.173 | 1.6956
BART SO2 Annual-Sooner 1 -v5.13 | 202 | 5892 | Rate Constraint in lbs/MMBtu | FALSE | L | Annual | Rate | lb/MWh | 0.6277 | 0.6277 | 0.6164 | 0.6164 | 0.6164 | 0.6164 | 0.6164 | 0.6164
BART SO2 Annual-Sooner 1 -v5.13 | 202 | 5892 | Rate Constraint in lbs/MMBtu | FALSE | L | Annual | Constraint Shadow Price | US2016$/Ton | 0 | 0 | 0 | 0 | 0 | 0 | 0 | 0
BART SO2 Annual-Sooner 2 -v5.13 | 203 | 5893 | Rate Constraint in lbs/MMBtu | FALSE | L | Annual | Seasons Included | Seasons | Winter, WintShld, Summer | Winter, WintShld, Summer | Winter, WintShld, Summer | Winter, WintShld, Summer | Winter, WintShld, Summer | Winter, WintShld, Summer | Winter, WintShld, Summer | Winter, WintShld, Summer
BART SO2 Annual-Sooner 2 -v5.13 | 203 | 5893 | Rate Constraint in lbs/MMBtu | FALSE | L | Annual | Standard SO2 | lb/MMBtu | 0.06 | 0.06 | 0.06 | 0.06 | 0.06 | 0.06 | 0.06 | 0.06
BART SO2 Annual-Sooner 2 -v5.13 | 203 | 5893 | Rate Constraint in lbs/MMBtu | FALSE | L | Annual | Emissions at Affected Plants SO2 | Thousand Tons | 0.54341 | 0.95754 | 0.95421 | 0.63955 | 0.66087 | 0.76596 | 0.66087 | 0.51024
BART SO2 Annual-Sooner 2 -v5.13 | 203 | 5893 | Rate Constraint in lbs/MMBtu | FALSE | L | Annual | Allowances Purchased SO2 | Thousand Tons | 0 | 0 | 0 | 0 | 0 | 0 | 0 | 0
BART SO2 Annual-Sooner 2 -v5.13 | 203 | 5893 | Rate Constraint in lbs/MMBtu | FALSE | L | Annual | Allowances Sold SO2 | Thousand Tons | 0 | 0 | 0 | 0 | 0 | 0 | 0 | 0
BART SO2 Annual-Sooner 2 -v5.13 | 203 | 5893 | Rate Constraint in lbs/MMBtu | FALSE | L | Annual | Allowances Banked | Thousand Tons | 0 | 0 | 0 | 0 | 0 | 0 | 0 | 0
BART SO2 Annual-Sooner 2 -v5.13 | 203 | 5893 | Rate Constraint in lbs/MMBtu | FALSE | L | Annual | Allowances Withdrawn (1:1) | Thousand Tons | 0 | 0 | 0 | 0 | 0 | 0 | 0 | 0
BART SO2 Annual-Sooner 2 -v5.13 | 203 | 5893 | Rate Constraint in lbs/MMBtu | FALSE | L | Annual | Allowances Withdrawn (n:1) | Thousand Tons | 0 | 0 | 0 | 0 | 0 | 0 | 0 | 0
BART SO2 Annual-Sooner 2 -v5.13 | 203 | 5893 | Rate Constraint in lbs/MMBtu | FALSE | L | Annual | Net Emissions Allowance Position | Thousand Tons | 0.54341 | 0.95754 | 0.95421 | 0.63955 | 0.66087 | 0.76596 | 0.66087 | 0.51024
BART SO2 Annual-Sooner 2 -v5.13 | 203 | 5893 | Rate Constraint in lbs/MMBtu | FALSE | L | Annual | Fuel Consumed | TBtu | 18.4208 | 32.4591 | 32.3462 | 21.6797 | 22.4023 | 25.9649 | 22.4023 | 17.2961
BART SO2 Annual-Sooner 2 -v5.13 | 203 | 5893 | Rate Constraint in lbs/MMBtu | FALSE | L | Annual | Rate | lb/MMBtu | 0.059 | 0.059 | 0.059 | 0.059 | 0.059 | 0.059 | 0.059 | 0.059
BART SO2 Annual-Sooner 2 -v5.13 | 203 | 5893 | Rate Constraint in lbs/MMBtu | FALSE | L | Annual | Generation | TWh | 1.7426 | 3.0706 | 3.116 | 2.0885 | 2.1581 | 2.5013 | 2.1581 | 1.6662
BART SO2 Annual-Sooner 2 -v5.13 | 203 | 5893 | Rate Constraint in lbs/MMBtu | FALSE | L | Annual | Qualifying Generation | TWh | 1.7426 | 3.0706 | 3.116 | 2.0885 | 2.1581 | 2.5013 | 2.1581 | 1.6662
BART SO2 Annual-Sooner 2 -v5.13 | 203 | 5893 | Rate Constraint in lbs/MMBtu | FALSE | L | Annual | Rate | lb/MWh | 0.62369 | 0.62369 | 0.61246 | 0.61246 | 0.61246 | 0.61246 | 0.61246 | 0.61246
BART SO2 Annual-Sooner 2 -v5.13 | 203 | 5893 | Rate Constraint in lbs/MMBtu | FALSE | L | Annual | Constraint Shadow Price | US2016$/Ton | 0 | 0 | 0 | 0 | 0 | 0 | 0 | 0
Black RiverGen MER Rate Limit v3.1 | 204 | 2045 | Rate Constraint in lbs/MMBtu | FALSE | L | Annual | Seasons Included | Seasons | Winter, WintShld, Summer | Winter, WintShld, Summer | Winter, WintShld, Summer | Winter, WintShld, Summer | Winter, WintShld, Summer | Winter, WintShld, Summer | Winter, WintShld, Summer | Winter, WintShld, Summer
Black RiverGen MER Rate Limit v3.1 | 204 | 2045 | Rate Constraint in lbs/MMBtu | FALSE | L | Annual | Standard MER | lb/MMBtu | 6e-07 | 6e-07 | 6e-07 | 6e-07 | 6e-07 | 6e-07 | 6e-07 | 6e-07
Black RiverGen MER Rate Limit v3.1 | 204 | 2045 | Rate Constraint in lbs/MMBtu | FALSE | L | Annual | Emissions at Affected Plants MER | lbs | 0 | 0 | 0 | 0 | 0 | 0 | 0 | 0
Black RiverGen MER Rate Limit v3.1 | 204 | 2045 | Rate Constraint in lbs/MMBtu | FALSE | L | Annual | Allowances Purchased MER | lbs | 0 | 0 | 0 | 0 | 0 | 0 | 0 | 0
Black RiverGen MER Rate Limit v3.1 | 204 | 2045 | Rate Constraint in lbs/MMBtu | FALSE | L | Annual | Allowances Sold MER | lbs | 0 | 0 | 0 | 0 | 0 | 0 | 0 | 0
Black RiverGen MER Rate Limit v3.1 | 204 | 2045 | Rate Constraint in lbs/MMBtu | FALSE | L | Annual | Allowances Banked | lbs | 0 | 0 | 0 | 0 | 0 | 0 | 0 | 0
Black RiverGen MER Rate Limit v3.1 | 204 | 2045 | Rate Constraint in lbs/MMBtu | FALSE | L | Annual | Allowances Withdrawn (1:1) | lbs | 0 | 0 | 0 | 0 | 0 | 0 | 0 | 0
Black RiverGen MER Rate Limit v3.1 | 204 | 2045 | Rate Constraint in lbs/MMBtu | FALSE | L | Annual | Allowances Withdrawn (n:1) | lbs | 0 | 0 | 0 | 0 | 0 | 0 | 0 | 0
Black RiverGen MER Rate Limit v3.1 | 204 | 2045 | Rate Constraint in lbs/MMBtu | FALSE | L | Annual | Net Emissions Allowance Position | lbs | 0 | 0 | 0 | 0 | 0 | 0 | 0 | 0
Black RiverGen MER Rate Limit v3.1 | 204 | 2045 | Rate Constraint in lbs/MMBtu | FALSE | L | Annual | Fuel Consumed | TBtu | 0 | 0 | 0 | 0 | 0 | 0 | 0 | 0
Black RiverGen MER Rate Limit v3.1 | 204 | 2045 | Rate Constraint in lbs/MMBtu | FALSE | L | Annual | Rate | lb/MMBtu | 0 | 0 | 0 | 0 | 0 | 0 | 0 | 0
Black RiverGen MER Rate Limit v3.1 | 204 | 2045 | Rate Constraint in lbs/MMBtu | FALSE | L | Annual | Generation | TWh | 0 | 0 | 0 | 0 | 0 | 0 | 0 | 0
Black RiverGen MER Rate Limit v3.1 | 204 | 2045 | Rate Constraint in lbs/MMBtu | FALSE | L | Annual | Qualifying Generation | TWh | 0 | 0 | 0 | 0 | 0 | 0 | 0 | 0
Black RiverGen MER Rate Limit v3.1 | 204 | 2045 | Rate Constraint in lbs/MMBtu | FALSE | L | Annual | Rate | lb/MWh | 0 | 0 | 0 | 0 | 0 | 0 | 0 | 0
Black RiverGen MER Rate Limit v3.1 | 204 | 2045 | Rate Constraint in lbs/MMBtu | FALSE | L | Annual | Constraint Shadow Price | US2016$/Lb | 0 | 0 | 0 | 0 | 0 | 0 | 0 | 0
CA AB 32- CO2 Constraint- v.5.13 | 205 | 5895 | Rate Constraint in MTons | FALSE | L | Annual | Seasons Included | Seasons | Winter, WintShld, Summer | Winter, WintShld, Summer | Winter, WintShld, Summer | Winter, WintShld, Summer | Winter, WintShld, Summer | Winter, WintShld, Summer | Winter, WintShld, Summer | Winter, WintShld, Summer
CA AB 32- CO2 Constraint- v.5.13 | 205 | 5895 | Rate Constraint in MTons | FALSE | L | Annual | Standard CO2 | Thousand Tons | 0 | 0 | 0 | 0 | 0 | 0 | 0 | 0
CA AB 32- CO2 Constraint- v.5.13 | 205 | 5895 | Rate Constraint in MTons | FALSE | L | Annual | Emissions at Affected Plants CO2 | Thousand Tons | 55859.2999 | 51954.8194 | 48340.8344 | 21998.8718 | 21219.9004 | 20858.7506 | 8825.1282 | 5875.448
CA AB 32- CO2 Constraint- v.5.13 | 205 | 5895 | Rate Constraint in MTons | FALSE | L | Annual | Allowances Purchased CO2 | Thousand Tons | -55859.2999 | -51954.8194 | -48340.8344 | -21998.8718 | -21219.9004 | -20858.7506 | -8825.1282 | -5875.448
CA AB 32- CO2 Constraint- v.5.13 | 205 | 5895 | Rate Constraint in MTons | FALSE | L | Annual | Allowances Sold CO2 | Thousand Tons | 0 | 0 | 0 | 0 | 0 | 0 | 0 | 0
CA AB 32- CO2 Constraint- v.5.13 | 205 | 5895 | Rate Constraint in MTons | FALSE | L | Annual | Allowances Banked | Thousand Tons | 0 | 0 | 0 | 0 | 0 | 0 | 0 | 0
CA AB 32- CO2 Constraint- v.5.13 | 205 | 5895 | Rate Constraint in MTons | FALSE | L | Annual | Allowances Withdrawn (1:1) | Thousand Tons | 0 | 0 | 0 | 0 | 0 | 0 | 0 | 0
CA AB 32- CO2 Constraint- v.5.13 | 205 | 5895 | Rate Constraint in MTons | FALSE | L | Annual | Allowances Withdrawn (n:1) | Thousand Tons | 0 | 0 | 0 | 0 | 0 | 0 | 0 | 0
CA AB 32- CO2 Constraint- v.5.13 | 205 | 5895 | Rate Constraint in MTons | FALSE | L | Annual | Net Emissions Allowance Position | Thousand Tons | -3.5532e-06 | -9.0375e-06 | 5.9359e-06 | -3.4059e-06 | 2.628e-06 | 7.1033e-06 | 5.1045e-06 | 7.3446e-07
CA AB 32- CO2 Constraint- v.5.13 | 205 | 5895 | Rate Constraint in MTons | FALSE | L | Annual | Fuel Consumed | TBtu | 948.1196 | 883.0644 | 820.8769 | 379.5868 | 366.46 | 359.8611 | 157.7535 | 108.2316
CA AB 32- CO2 Constraint- v.5.13 | 205 | 5895 | Rate Constraint in MTons | FALSE | L | Annual | Rate | lb/MMBtu | 117.8318 | 117.6694 | 117.7785 | 115.9096 | 115.8102 | 115.9267 | 111.885 | 108.5718
CA AB 32- CO2 Constraint- v.5.13 | 205 | 5895 | Rate Constraint in MTons | FALSE | L | Annual | Generation | TWh | 127.5132 | 119.6212 | 111.5443 | 53.9075 | 52.0521 | 50.9553 | 21.8225 | 14.9297
CA AB 32- CO2 Constraint- v.5.13 | 205 | 5895 | Rate Constraint in MTons | FALSE | L | Annual | Qualifying Generation | TWh | 127.5132 | 119.6212 | 111.5443 | 53.9075 | 52.0521 | 50.9553 | 21.8225 | 14.9297
CA AB 32- CO2 Constraint- v.5.13 | 205 | 5895 | Rate Constraint in MTons | FALSE | L | Annual | Rate | lb/MWh | 876.1336 | 868.6561 | 866.7561 | 816.1708 | 815.3336 | 818.7083 | 808.8108 | 787.0823
CA AB 32- CO2 Constraint- v.5.13 | 205 | 5895 | Rate Constraint in MTons | FALSE | L | Annual | Constraint Shadow Price | US2016$/Ton | 13.321 | 13.32 | 13.3202 | 67.6707 | 67.6705 | 67.6706 | 67.6708 | 67.6709
CA NOx Annual v5.14 | 206 | 6121 | Rate Constraint in MTons | FALSE | L | Annual | Seasons Included | Seasons | Winter, WintShld, Summer | Winter, WintShld, Summer | Winter, WintShld, Summer | Winter, WintShld, Summer | Winter, WintShld, Summer | Winter, WintShld, Summer | Winter, WintShld, Summer | Winter, WintShld, Summer
CA NOx Annual v5.14 | 206 | 6121 | Rate Constraint in MTons | FALSE | L | Annual | Standard NOX | Thousand Tons | 9.676 | 9.676 | 9.676 | 9.676 | 9.676 | 9.676 | 9.676 | 9.676
CA NOx Annual v5.14 | 206 | 6121 | Rate Constraint in MTons | FALSE | L | Annual | Emissions at Affected Plants NOX | Thousand Tons | 0.35808 | 0.353 | 0.2608 | 0.0457 | 0.070387 | 0.036809 | 0.021646 | 0.0074404
CA NOx Annual v5.14 | 206 | 6121 | Rate Constraint in MTons | FALSE | L | Annual | Allowances Purchased NOX | Thousand Tons | 0 | 0 | 0 | 0 | 0 | 0 | 0 | 0
CA NOx Annual v5.14 | 206 | 6121 | Rate Constraint in MTons | FALSE | L | Annual | Allowances Sold NOX | Thousand Tons | 0 | 0 | 0 | 0 | 0 | 0 | 0 | 0
CA NOx Annual v5.14 | 206 | 6121 | Rate Constraint in MTons | FALSE | L | Annual | Allowances Banked | Thousand Tons | 0 | 0 | 0 | 0 | 0 | 0 | 0 | 0
CA NOx Annual v5.14 | 206 | 6121 | Rate Constraint in MTons | FALSE | L | Annual | Allowances Withdrawn (1:1) | Thousand Tons | 0 | 0 | 0 | 0 | 0 | 0 | 0 | 0
CA NOx Annual v5.14 | 206 | 6121 | Rate Constraint in MTons | FALSE | L | Annual | Allowances Withdrawn (n:1) | Thousand Tons | 0 | 0 | 0 | 0 | 0 | 0 | 0 | 0
CA NOx Annual v5.14 | 206 | 6121 | Rate Constraint in MTons | FALSE | L | Annual | Net Emissions Allowance Position | Thousand Tons | 0.35808 | 0.353 | 0.2608 | 0.0457 | 0.070387 | 0.036809 | 0.021646 | 0.0074404
CA NOx Annual v5.14 | 206 | 6121 | Rate Constraint in MTons | FALSE | L | Annual | Fuel Consumed | TBtu | 87.4031 | 85.8667 | 64.1877 | 12.5763 | 19.4475 | 9.7931 | 5.472 | 1.7419
CA NOx Annual v5.14 | 206 | 6121 | Rate Constraint in MTons | FALSE | L | Annual | Rate | lb/MMBtu | 0.0081937 | 0.0082222 | 0.0081263 | 0.0072676 | 0.0072387 | 0.0075174 | 0.0079116 | 0.008543
CA NOx Annual v5.14 | 206 | 6121 | Rate Constraint in MTons | FALSE | L | Annual | Generation | TWh | 11.7603 | 11.6216 | 8.8318 | 1.7494 | 2.719 | 1.3671 | 0.76723 | 0.24417
CA NOx Annual v5.14 | 206 | 6121 | Rate Constraint in MTons | FALSE | L | Annual | Qualifying Generation | TWh | 11.7603 | 11.6216 | 8.8318 | 1.7494 | 2.719 | 1.3671 | 0.76723 | 0.24417
CA NOx Annual v5.14 | 206 | 6121 | Rate Constraint in MTons | FALSE | L | Annual | Rate | lb/MWh | 0.060896 | 0.06075 | 0.05906 | 0.052247 | 0.051775 | 0.053851 | 0.056427 | 0.060944
CA NOx Annual v5.14 | 206 | 6121 | Rate Constraint in MTons | FALSE | L | Annual | Constraint Shadow Price | US2016$/Ton | 0 | 0 | 0 | 0 | 0 | 0 | 0 | 0
CA SO2 Annual v5.14 | 207 | 6122 | Rate Constraint in MTons | FALSE | L | Annual | Seasons Included | Seasons | Winter, WintShld, Summer | Winter, WintShld, Summer | Winter, WintShld, Summer | Winter, WintShld, Summer | Winter, WintShld, Summer | Winter, WintShld, Summer | Winter, WintShld, Summer | Winter, WintShld, Summer
CA SO2 Annual v5.14 | 207 | 6122 | Rate Constraint in MTons | FALSE | L | Annual | Standard SO2 | Thousand Tons | 2.219 | 2.219 | 2.219 | 2.219 | 2.219 | 2.219 | 2.219 | 2.219
CA SO2 Annual v5.14 | 207 | 6122 | Rate Constraint in MTons | FALSE | L | Annual | Emissions at Affected Plants SO2 | Thousand Tons | 0 | 0 | 0 | 0 | 0 | 0 | 0 | 0
CA SO2 Annual v5.14 | 207 | 6122 | Rate Constraint in MTons | FALSE | L | Annual | Allowances Purchased SO2 | Thousand Tons | 0 | 0 | 0 | 0 | 0 | 0 | 0 | 0
CA SO2 Annual v5.14 | 207 | 6122 | Rate Constraint in MTons | FALSE | L | Annual | Allowances Sold SO2 | Thousand Tons | 0 | 0 | 0 | 0 | 0 | 0 | 0 | 0
CA SO2 Annual v5.14 | 207 | 6122 | Rate Constraint in MTons | FALSE | L | Annual | Allowances Banked | Thousand Tons | 0 | 0 | 0 | 0 | 0 | 0 | 0 | 0
CA SO2 Annual v5.14 | 207 | 6122 | Rate Constraint in MTons | FALSE | L | Annual | Allowances Withdrawn (1:1) | Thousand Tons | 0 | 0 | 0 | 0 | 0 | 0 | 0 | 0
CA SO2 Annual v5.14 | 207 | 6122 | Rate Constraint in MTons | FALSE | L | Annual | Allowances Withdrawn (n:1) | Thousand Tons | 0 | 0 | 0 | 0 | 0 | 0 | 0 | 0
CA SO2 Annual v5.14 | 207 | 6122 | Rate Constraint in MTons | FALSE | L | Annual | Net Emissions Allowance Position | Thousand Tons | 0 | 0 | 0 | 0 | 0 | 0 | 0 | 0
CA SO2 Annual v5.14 | 207 | 6122 | Rate Constraint in MTons | FALSE | L | Annual | Fuel Consumed | TBtu | 0.031712 | 0.031712 | 0.020643 | 0 | 0 | 0.00061055 | 0 | 0
CA SO2 Annual v5.14 | 207 | 6122 | Rate Constraint in MTons | FALSE | L | Annual | Rate | lb/MMBtu | 0 | 0 | 0 | 0 | 0 | 0 | 0 | 0
CA SO2 Annual v5.14 | 207 | 6122 | Rate Constraint in MTons | FALSE | L | Annual | Generation | TWh | 0.0029514 | 0.0029514 | 0.0019212 | 0 | 0 | 5.175e-05 | 0 | 0
CA SO2 Annual v5.14 | 207 | 6122 | Rate Constraint in MTons | FALSE | L | Annual | Qualifying Generation | TWh | 0.0029514 | 0.0029514 | 0.0019212 | 0 | 0 | 5.175e-05 | 0 | 0
CA SO2 Annual v5.14 | 207 | 6122 | Rate Constraint in MTons | FALSE | L | Annual | Rate | lb/MWh | 0 | 0 | 0 | 0 | 0 | 0 | 0 | 0
CA SO2 Annual v5.14 | 207 | 6122 | Rate Constraint in MTons | FALSE | L | Annual | Constraint Shadow Price | US2016$/Ton | 0 | 0 | 0 | 0 | 0 | 0 | 0 | 0
CO Hg Rate Annual - Comanche 1,2 & 3 v5.14 | 208 | 6123 | Rate Constraint in lbs/MWh | FALSE | L | Annual | Seasons Included | Seasons | Winter, WintShld, Summer | Winter, WintShld, Summer | Winter, WintShld, Summer | Winter, WintShld, Summer | Winter, WintShld, Summer | Winter, WintShld, Summer | Winter, WintShld, Summer | Winter, WintShld, Summer
CO Hg Rate Annual - Comanche 1,2 & 3 v5.14 | 208 | 6123 | Rate Constraint in lbs/MWh | FALSE | L | Annual | Standard MER | lb/MWh | 1.3e-05 | 1.3e-05 | 1.3e-05 | 1.3e-05 | 1.3e-05 | 1.3e-05 | 1.3e-05 | 1.3e-05
CO Hg Rate Annual - Comanche 1,2 & 3 v5.14 | 208 | 6123 | Rate Constraint in lbs/MWh | FALSE | L | Annual | Emissions at Affected Plants MER | lbs | 59.1501 | 45.3707 | 44.848 | 30.8211 | 29.1402 | 30.1196 | 28.7836 | 28.3267
CO Hg Rate Annual - Comanche 1,2 & 3 v5.14 | 208 | 6123 | Rate Constraint in lbs/MWh | FALSE | L | Annual | Allowances Purchased MER | lbs | 0 | 0 | 0 | 0 | 0 | 0 | 0 | 0
CO Hg Rate Annual - Comanche 1,2 & 3 v5.14 | 208 | 6123 | Rate Constraint in lbs/MWh | FALSE | L | Annual | Allowances Sold MER | lbs | 0 | 0 | 0 | 0 | 0 | 0 | 0 | 0
CO Hg Rate Annual - Comanche 1,2 & 3 v5.14 | 208 | 6123 | Rate Constraint in lbs/MWh | FALSE | L | Annual | Allowances Banked | lbs | 0 | 0 | 0 | 0 | 0 | 0 | 0 | 0
CO Hg Rate Annual - Comanche 1,2 & 3 v5.14 | 208 | 6123 | Rate Constraint in lbs/MWh | FALSE | L | Annual | Allowances Withdrawn (1:1) | lbs | 0 | 0 | 0 | 0 | 0 | 0 | 0 | 0
CO Hg Rate Annual - Comanche 1,2 & 3 v5.14 | 208 | 6123 | Rate Constraint in lbs/MWh | FALSE | L | Annual | Allowances Withdrawn (n:1) | lbs | 0 | 0 | 0 | 0 | 0 | 0 | 0 | 0
CO Hg Rate Annual - Comanche 1,2 & 3 v5.14 | 208 | 6123 | Rate Constraint in lbs/MWh | FALSE | L | Annual | Net Emissions Allowance Position | lbs | 59.1501 | 45.3707 | 44.848 | 30.8211 | 29.1402 | 30.1196 | 28.7836 | 28.3267
CO Hg Rate Annual - Comanche 1,2 & 3 v5.14 | 208 | 6123 | Rate Constraint in lbs/MWh | FALSE | L | Annual | Fuel Consumed | TBtu | 105.4135 | 80.8568 | 79.9251 | 54.9273 | 51.9318 | 53.6771 | 51.2963 | 50.4819
CO Hg Rate Annual - Comanche 1,2 & 3 v5.14 | 208 | 6123 | Rate Constraint in lbs/MWh | FALSE | L | Annual | Rate | lb/MMBtu | 5.6112e-07 | 5.6112e-07 | 5.6112e-07 | 5.6112e-07 | 5.6112e-07 | 5.6112e-07 | 5.6112e-07 | 5.6112e-07
CO Hg Rate Annual - Comanche 1,2 & 3 v5.14 | 208 | 6123 | Rate Constraint in lbs/MWh | FALSE | L | Annual | Generation | TWh | 10.1395 | 7.8456 | 7.5105 | 5.1068 | 4.81 | 4.983 | 4.7471 | 4.6664
CO Hg Rate Annual - Comanche 1,2 & 3 v5.14 | 208 | 6123 | Rate Constraint in lbs/MWh | FALSE | L | Annual | Qualifying Generation | TWh | 10.1395 | 7.8456 | 7.5105 | 5.1068 | 4.81 | 4.983 | 4.7471 | 4.6664
CO Hg Rate Annual - Comanche 1,2 & 3 v5.14 | 208 | 6123 | Rate Constraint in lbs/MWh | FALSE | L | Annual | Constraint Shadow Price | US2016$/Lb | 0 | 0 | 0 | 0 | 0 | 0 | 0 | 0
CO Hg Rule - MER Removal Annual v3.1 | 209 | 1515 | MACT Fuel Choice Floor in lbs/MMBtu | FALSE | L | Annual | Seasons Included | Seasons | Winter, WintShld, Summer | Winter, WintShld, Summer | Winter, WintShld, Summer | Winter, WintShld, Summer | Winter, WintShld, Summer | Winter, WintShld, Summer | Winter, WintShld, Summer | Winter, WintShld, Summer
CO Hg Rule - MER Removal Annual v3.1 | 209 | 1515 | MACT Fuel Choice Floor in lbs/MMBtu | FALSE | L | Annual | Emission Floor | lbs/MMBtu | 8.248e-07 | 8.248e-07 | 8.248e-07 | 8.248e-07 | 8.248e-07 | 8.248e-07 | 8.248e-07 | 8.248e-07
CO Hg Rule - MER Removal Annual v3.1 | 209 | 1515 | MACT Fuel Choice Floor in lbs/MMBtu | FALSE | L | Annual | Emissions at Affected Plants MER | lbs | 113.7026 | 96.4531 | 95.037 | 89.2781 | 86.7621 | 88.5044 | 85.151 | 83.077
CO Hg Rule - MER Removal Annual v3.1 | 209 | 1515 | MACT Fuel Choice Floor in lbs/MMBtu | FALSE | L | Annual | Allowances Purchased MER | lbs | 0 | 0 | 0 | 0 | 0 | 0 | 0 | 0
CO Hg Rule - MER Removal Annual v3.1 | 209 | 1515 | MACT Fuel Choice Floor in lbs/MMBtu | FALSE | L | Annual | Allowances Sold MER | lbs | 0 | 0 | 0 | 0 | 0 | 0 | 0 | 0
CO Hg Rule - MER Removal Annual v3.1 | 209 | 1515 | MACT Fuel Choice Floor in lbs/MMBtu | FALSE | L | Annual | Allowances Banked | lbs | 0 | 0 | 0 | 0 | 0 | 0 | 0 | 0
CO Hg Rule - MER Removal Annual v3.1 | 209 | 1515 | MACT Fuel Choice Floor in lbs/MMBtu | FALSE | L | Annual | Allowances Withdrawn (1:1) | lbs | 0 | 0 | 0 | 0 | 0 | 0 | 0 | 0
CO Hg Rule - MER Removal Annual v3.1 | 209 | 1515 | MACT Fuel Choice Floor in lbs/MMBtu | FALSE | L | Annual | Allowances Withdrawn (n:1) | lbs | 0 | 0 | 0 | 0 | 0 | 0 | 0 | 0
CO Hg Rule - MER Removal Annual v3.1 | 209 | 1515 | MACT Fuel Choice Floor in lbs/MMBtu | FALSE | L | Annual | Net Emissions Allowance Position | lbs | 113.7026 | 96.4531 | 95.037 | 89.2781 | 86.7621 | 88.5044 | 85.151 | 83.077
CO Hg Rule - MER Removal Annual v3.1 | 209 | 1515 | MACT Fuel Choice Floor in lbs/MMBtu | FALSE | L | Annual | Fuel Consumed | TBtu | 222.8091 | 193.8469 | 190.8875 | 189.3235 | 183.5626 | 187.2041 | 168.5993 | 164.9033
CO Hg Rule - MER Removal Annual v3.1 | 209 | 1515 | MACT Fuel Choice Floor in lbs/MMBtu | FALSE | L | Annual | Rate | lb/MMBtu | 5.1031e-07 | 4.9757e-07 | 4.9787e-07 | 4.7156e-07 | 4.7266e-07 | 4.7277e-07 | 5.0505e-07 | 5.0379e-07
CO Hg Rule - MER Removal Annual v3.1 | 209 | 1515 | MACT Fuel Choice Floor in lbs/MMBtu | FALSE | L | Annual | Generation | TWh | 20.7426 | 18.011 | 18.011 | 18.011 | 17.4848 | 17.8192 | 15.9533 | 15.6137
CO Hg Rule - MER Removal Annual v3.1 | 209 | 1515 | MACT Fuel Choice Floor in lbs/MMBtu | FALSE | L | Annual | Qualifying Generation | TWh | 20.7426 | 18.011 | 18.011 | 18.011 | 17.4848 | 17.8192 | 15.9533 | 15.6137
CO Hg Rule - MER Removal Annual v3.1 | 209 | 1515 | MACT Fuel Choice Floor in lbs/MMBtu | FALSE | L | Annual | Constraint Shadow Price | US2016$/Lb | 0 | 0 | 0 | 0 | 0 | 0 | 0 | 0
CO NOX Rate Annual - Craig 1,3 v5.14 | 210 | 6124 | Rate Constraint in lbs/MMBtu | FALSE | L | Annual | Seasons Included | Seasons | Winter, WintShld, Summer | Winter, WintShld, Summer | Winter, WintShld, Summer | Winter, WintShld, Summer | Winter, WintShld, Summer | Winter, WintShld, Summer | Winter, WintShld, Summer | Winter, WintShld, Summer
CO NOX Rate Annual - Craig 1,3 v5.14 | 210 | 6124 | Rate Constraint in lbs/MMBtu | FALSE | L | Annual | Standard NOX | lb/MMBtu | 0.28 | 0.28 | 0.28 | 0.28 | 0.28 | 0.28 | 0.28 | 0.28
CO NOX Rate Annual - Craig 1,3 v5.14 | 210 | 6124 | Rate Constraint in lbs/MMBtu | FALSE | L | Annual | Emissions at Affected Plants NOX | Thousand Tons | 7.7996 | 3.7678 | 3.7377 | 3.7368 | 3.5719 | 3.7368 | 3.4463 | 3.2587
CO NOX Rate Annual - Craig 1,3 v5.14 | 210 | 6124 | Rate Constraint in lbs/MMBtu | FALSE | L | Annual | Allowances Purchased NOX | Thousand Tons | 0 | 0 | 0 | 0 | 0 | 0 | 0 | 0
CO NOX Rate Annual - Craig 1,3 v5.14 | 210 | 6124 | Rate Constraint in lbs/MMBtu | FALSE | L | Annual | Allowances Sold NOX | Thousand Tons | 0 | 0 | 0 | 0 | 0 | 0 | 0 | 0
CO NOX Rate Annual - Craig 1,3 v5.14 | 210 | 6124 | Rate Constraint in lbs/MMBtu | FALSE | L | Annual | Allowances Banked | Thousand Tons | 0 | 0 | 0 | 0 | 0 | 0 | 0 | 0
CO NOX Rate Annual - Craig 1,3 v5.14 | 210 | 6124 | Rate Constraint in lbs/MMBtu | FALSE | L | Annual | Allowances Withdrawn (1:1) | Thousand Tons | 0 | 0 | 0 | 0 | 0 | 0 | 0 | 0
CO NOX Rate Annual - Craig 1,3 v5.14 | 210 | 6124 | Rate Constraint in lbs/MMBtu | FALSE | L | Annual | Allowances Withdrawn (n:1) | Thousand Tons | 0 | 0 | 0 | 0 | 0 | 0 | 0 | 0
CO NOX Rate Annual - Craig 1,3 v5.14 | 210 | 6124 | Rate Constraint in lbs/MMBtu | FALSE | L | Annual | Net Emissions Allowance Position | Thousand Tons | 7.7996 | 3.7678 | 3.7377 | 3.7368 | 3.5719 | 3.7368 | 3.4463 | 3.2587
CO NOX Rate Annual - Craig 1,3 v5.14 | 210 | 6124 | Rate Constraint in lbs/MMBtu | FALSE | L | Annual | Fuel Consumed | TBtu | 67.0857 | 34.3202 | 34.0457 | 34.0384 | 32.5352 | 34.0384 | 31.389 | 29.6799
CO NOX Rate Annual - Craig 1,3 v5.14 | 210 | 6124 | Rate Constraint in lbs/MMBtu | FALSE | L | Annual | Rate | lb/MMBtu | 0.23253 | 0.21957 | 0.21957 | 0.21956 | 0.21957 | 0.21956 | 0.21958 | 0.21959
CO NOX Rate Annual - Craig 1,3 v5.14 | 210 | 6124 | Rate Constraint in lbs/MMBtu | FALSE | L | Annual | Generation | TWh | 6.3154 | 3.2434 | 3.2434 | 3.2434 | 3.1002 | 3.2434 | 2.9903 | 2.8275
CO NOX Rate Annual - Craig 1,3 v5.14 | 210 | 6124 | Rate Constraint in lbs/MMBtu | FALSE | L | Annual | Qualifying Generation | TWh | 6.3154 | 3.2434 | 3.2434 | 3.2434 | 3.1002 | 3.2434 | 2.9903 | 2.8275
CO NOX Rate Annual - Craig 1,3 v5.14 | 210 | 6124 | Rate Constraint in lbs/MMBtu | FALSE | L | Annual | Rate | lb/MWh | 2.47 | 2.3234 | 2.3048 | 2.3042 | 2.3042 | 2.3042 | 2.3049 | 2.305
CO NOX Rate Annual - Craig 1,3 v5.14 | 210 | 6124 | Rate Constraint in lbs/MMBtu | FALSE | L | Annual | Constraint Shadow Price | US2016$/Ton | 0 | 0 | 0 | 0 | 0 | 0 | 0 | 0
CO NOX Rate Annual - Craig 2 v5.14 | 211 | 6125 | Rate Constraint in lbs/MMBtu | FALSE | L | Annual | Seasons Included | Seasons | Winter, WintShld, Summer | Winter, WintShld, Summer | Winter, WintShld, Summer | Winter, WintShld, Summer | Winter, WintShld, Summer | Winter, WintShld, Summer | Winter, WintShld, Summer | Winter, WintShld, Summer
CO NOX Rate Annual - Craig 2 v5.14 | 211 | 6125 | Rate Constraint in lbs/MMBtu | FALSE | L | Annual | Standard NOX | lb/MMBtu | 0.08 | 0.08 | 0.08 | 0.08 | 0.08 | 0.08 | 0.08 | 0.08
CO NOX Rate Annual - Craig 2 v5.14 | 211 | 6125 | Rate Constraint in lbs/MMBtu | FALSE | L | Annual | Emissions at Affected Plants NOX | Thousand Tons | 0.98863 | 0.98863 | 0.98072 | 1.0897 | 1.0897 | 1.0897 | 0.8544 | 0.8544
CO NOX Rate Annual - Craig 2 v5.14 | 211 | 6125 | Rate Constraint in lbs/MMBtu | FALSE | L | Annual | Allowances Purchased NOX | Thousand Tons | 0 | 0 | 0 | 0 | 0 | 0 | 0 | 0
CO NOX Rate Annual - Craig 2 v5.14 | 211 | 6125 | Rate Constraint in lbs/MMBtu | FALSE | L | Annual | Allowances Sold NOX | Thousand Tons | 0 | 0 | 0 | 0 | 0 | 0 | 0 | 0
CO NOX Rate Annual - Craig 2 v5.14 | 211 | 6125 | Rate Constraint in lbs/MMBtu | FALSE | L | Annual | Allowances Banked | Thousand Tons | 0 | 0 | 0 | 0 | 0 | 0 | 0 | 0
CO NOX Rate Annual - Craig 2 v5.14 | 211 | 6125 | Rate Constraint in lbs/MMBtu | FALSE | L | Annual | Allowances Withdrawn (1:1) | Thousand Tons | 0 | 0 | 0 | 0 | 0 | 0 | 0 | 0
CO NOX Rate Annual - Craig 2 v5.14 | 211 | 6125 | Rate Constraint in lbs/MMBtu | FALSE | L | Annual | Allowances Withdrawn (n:1) | Thousand Tons | 0 | 0 | 0 | 0 | 0 | 0 | 0 | 0
CO NOX Rate Annual - Craig 2 v5.14 | 211 | 6125 | Rate Constraint in lbs/MMBtu | FALSE | L | Annual | Net Emissions Allowance Position | Thousand Tons | 0.98863 | 0.98863 | 0.98072 | 1.0897 | 1.0897 | 1.0897 | 0.8544 | 0.8544
CO NOX Rate Annual - Craig 2 v5.14 | 211 | 6125 | Rate Constraint in lbs/MMBtu | FALSE | L | Annual | Fuel Consumed | TBtu | 32.9544 | 32.9544 | 32.6908 | 31.1341 | 31.1341 | 31.1341 | 28.4799 | 28.4799
CO NOX Rate Annual - Craig 2 v5.14 | 211 | 6125 | Rate Constraint in lbs/MMBtu | FALSE | L | Annual | Rate | lb/MMBtu | 0.06 | 0.06 | 0.06 | 0.07 | 0.07 | 0.07 | 0.06 | 0.06
CO NOX Rate Annual - Craig 2 v5.14 | 211 | 6125 | Rate Constraint in lbs/MMBtu | FALSE | L | Annual | Generation | TWh | 3.0653 | 3.0653 | 3.0653 | 3.0653 | 3.0653 | 3.0653 | 2.6704 | 2.6704
CO NOX Rate Annual - Craig 2 v5.14 | 211 | 6125 | Rate Constraint in lbs/MMBtu | FALSE | L | Annual | Qualifying Generation | TWh | 3.0653 | 3.0653 | 3.0653 | 3.0653 | 3.0653 | 3.0653 | 2.6704 | 2.6704
CO NOX Rate Annual - Craig 2 v5.14 | 211 | 6125 | Rate Constraint in lbs/MMBtu | FALSE | L | Annual | Rate | lb/MWh | 0.64506 | 0.64506 | 0.6399 | 0.711 | 0.711 | 0.711 | 0.6399 | 0.6399
CO NOX Rate Annual - Craig 2 v5.14 | 211 | 6125 | Rate Constraint in lbs/MMBtu | FALSE | L | Annual | Constraint Shadow Price | US2016$/Ton | 0 | 0 | 0 | 0 | 0 | 0 | 0 | 0
CSAPR- NOX Annual- AL | 212 | 6393 | Rate Constraint in MTons | FALSE | L | Annual | Seasons Included | Seasons | Winter, WintShld, Summer | Winter, WintShld, Summer | Winter, WintShld, Summer | Winter, WintShld, Summer | Winter, WintShld, Summer | Winter, WintShld, Summer | Winter, WintShld, Summer | Winter, WintShld, Summer
CSAPR- NOX Annual- AL | 212 | 6393 | Rate Constraint in MTons | FALSE | L | Annual | Standard NOX | Thousand Tons | 84.9152 | 84.9152 | 84.9152 | 84.9152 | 84.9152 | 84.9152 | 84.9152 | 84.9152
CSAPR- NOX Annual- AL | 212 | 6393 | Rate Constraint in MTons | FALSE | L | Annual | Emissions at Affected Plants NOX | Thousand Tons | 10.2529 | 9.682 | 10.1858 | 12.1045 | 12.2438 | 11.302 | 11.4723 | 9.9306
CSAPR- NOX Annual- AL | 212 | 6393 | Rate Constraint in MTons | FALSE | L | Annual | Allowances Purchased NOX | Thousand Tons | 0 | 0 | 0 | 0 | 0 | 0 | 0 | 0
CSAPR- NOX Annual- AL | 212 | 6393 | Rate Constraint in MTons | FALSE | L | Annual | Allowances Sold NOX | Thousand Tons | 0 | 0 | 0 | 0 | 0 | 0 | 0 | 0
CSAPR- NOX Annual- AL | 212 | 6393 | Rate Constraint in MTons | FALSE | L | Annual | Allowances Banked | Thousand Tons | 0 | 0 | 0 | 0 | 0 | 0 | 0 | 0
CSAPR- NOX Annual- AL | 212 | 6393 | Rate Constraint in MTons | FALSE | L | Annual | Allowances Withdrawn (1:1) | Thousand Tons | 0 | 0 | 0 | 0 | 0 | 0 | 0 | 0
CSAPR- NOX Annual- AL | 212 | 6393 | Rate Constraint in MTons | FALSE | L | Annual | Allowances Withdrawn (n:1) | Thousand Tons | 0 | 0 | 0 | 0 | 0 | 0 | 0 | 0
CSAPR- NOX Annual- AL | 212 | 6393 | Rate Constraint in MTons | FALSE | L | Annual | Net Emissions Allowance Position | Thousand Tons | 10.2529 | 9.682 | 10.1858 | 12.1045 | 12.2438 | 11.302 | 11.4723 | 9.9306
CSAPR- NOX Annual- AL | 212 | 6393 | Rate Constraint in MTons | FALSE | L | Annual | Fuel Consumed | TBtu | 669.5206 | 644.2242 | 663.138 | 706.8554 | 691.8274 | 692.7739 | 722.9572 | 729.9719
CSAPR- NOX Annual- AL | 212 | 6393 | Rate Constraint in MTons | FALSE | L | Annual | Rate | lb/MMBtu | 0.030628 | 0.030058 | 0.03072 | 0.034249 | 0.035395 | 0.032628 | 0.031737 | 0.027208
CSAPR- NOX Annual- AL | 212 | 6393 | Rate Constraint in MTons | FALSE | L | Annual | Generation | TWh | 84.0478 | 80.8481 | 82.9372 | 86.9882 | 91.0164 | 116.5353 | 149.5449 | 183.7841
CSAPR- NOX Annual- AL | 212 | 6393 | Rate Constraint in MTons | FALSE | L | Annual | Qualifying Generation | TWh | 84.0478 | 80.8481 | 82.9372 | 86.9882 | 85.9771 | 87.9884 | 93.5059 | 97.5074
CSAPR- NOX Annual- AL | 212 | 6393 | Rate Constraint in MTons | FALSE | L | Annual | Rate | lb/MWh | 0.24398 | 0.23951 | 0.24563 | 0.2783 | 0.28482 | 0.2569 | 0.24538 | 0.20369
CSAPR- NOX Annual- AL | 212 | 6393 | Rate Constraint in MTons | FALSE | L | Annual | Constraint Shadow Price | US2016$/Ton | 0 | 0 | 0 | 0 | 0 | 0 | 0 | 0
CSAPR- NOX Annual- GA | 213 | 6399 | Rate Constraint in MTons | FALSE | L | Annual | Seasons Included | Seasons | Winter, WintShld, Summer | Winter, WintShld, Summer | Winter, WintShld, Summer | Winter, WintShld, Summer | Winter, WintShld, Summer | Winter, WintShld, Summer | Winter, WintShld, Summer | Winter, WintShld, Summer
CSAPR- NOX Annual- GA | 213 | 6399 | Rate Constraint in MTons | FALSE | L | Annual | Standard NOX | Thousand Tons | 63.4108 | 63.4108 | 63.4108 | 63.4108 | 63.4108 | 63.4108 | 63.4108 | 63.4108
CSAPR- NOX Annual- GA | 213 | 6399 | Rate Constraint in MTons | FALSE | L | Annual | Emissions at Affected Plants NOX | Thousand Tons | 14.8388 | 12.6208 | 12.9552 | 14.5236 | 13.4694 | 13.5326 | 13.9977 | 13.0953
CSAPR- NOX Annual- GA | 213 | 6399 | Rate Constraint in MTons | FALSE | L | Annual | Allowances Purchased NOX | Thousand Tons | 0 | 0 | 0 | 0 | 0 | 0 | 0 | 0
CSAPR- NOX Annual- GA | 213 | 6399 | Rate Constraint in MTons | FALSE | L | Annual | Allowances Sold NOX | Thousand Tons | 0 | 0 | 0 | 0 | 0 | 0 | 0 | 0
CSAPR- NOX Annual- GA | 213 | 6399 | Rate Constraint in MTons | FALSE | L | Annual | Allowances Banked | Thousand Tons | 0 | 0 | 0 | 0 | 0 | 0 | 0 | 0
CSAPR- NOX Annual- GA | 213 | 6399 | Rate Constraint in MTons | FALSE | L | Annual | Allowances Withdrawn (1:1) | Thousand Tons | 0 | 0 | 0 | 0 | 0 | 0 | 0 | 0
CSAPR- NOX Annual- GA | 213 | 6399 | Rate Constraint in MTons | FALSE | L | Annual | Allowances Withdrawn (n:1) | Thousand Tons | 0 | 0 | 0 | 0 | 0 | 0 | 0 | 0
CSAPR- NOX Annual- GA | 213 | 6399 | Rate Constraint in MTons | FALSE | L | Annual | Net Emissions Allowance Position | Thousand Tons | 14.8388 | 12.6208 | 12.9552 | 14.5236 | 13.4694 | 13.5326 | 13.9977 | 13.0953
CSAPR- NOX Annual- GA | 213 | 6399 | Rate Constraint in MTons | FALSE | L | Annual | Fuel Consumed | TBtu | 670.3314 | 613.3183 | 626.0194 | 656.9217 | 652.9723 | 702.1747 | 745.1904 | 780.405
CSAPR- NOX Annual- GA | 213 | 6399 | Rate Constraint in MTons | FALSE | L | Annual | Rate | lb/MMBtu | 0.044273 | 0.041156 | 0.041389 | 0.044217 | 0.041256 | 0.038545 | 0.037568 | 0.03356
CSAPR- NOX Annual- GA | 213 | 6399 | Rate Constraint in MTons | FALSE | L | Annual | Generation | TWh | 83.7696 | 77.6411 | 80.4301 | 90.2893 | 129.0729 | 169.6444 | 215.216 | 250.4196
CSAPR- NOX Annual- GA | 213 | 6399 | Rate Constraint in MTons | FALSE | L | Annual | Qualifying Generation | TWh | 83.7696 | 77.6411 | 79.0983 | 82.0675 | 82.7412 | 91.9229 | 98.8551 | 106.4674
CSAPR- NOX Annual- GA | 213 | 6399 | Rate Constraint in MTons | FALSE | L | Annual | Rate | lb/MWh | 0.35428 | 0.32511 | 0.32757 | 0.35394 | 0.32558 | 0.29443 | 0.2832 | 0.246
CSAPR- NOX Annual- GA | 213 | 6399 | Rate Constraint in MTons | FALSE | L | Annual | Constraint Shadow Price | US2016$/Ton | 0 | 0 | 0 | 0 | 0 | 0 | 0 | 0
CSAPR- NOX Annual- IA | 214 | 6401 | Rate Constraint in MTons | FALSE | L | Annual | Seasons Included | Seasons | Winter, WintShld, Summer | Winter, WintShld, Summer | Winter, WintShld, Summer | Winter, WintShld, Summer | Winter, WintShld, Summer | Winter, WintShld, Summer | Winter, WintShld, Summer | Winter, WintShld, Summer
CSAPR- NOX Annual- IA | 214 | 6401 | Rate Constraint in MTons | FALSE | L | Annual | Standard NOX | Thousand Tons | 44.2476 | 44.2476 | 44.2476 | 44.2476 | 44.2476 | 44.2476 | 44.2476 | 44.2476
CSAPR- NOX Annual- IA | 214 | 6401 | Rate Constraint in MTons | FALSE | L | Annual | Emissions at Affected Plants NOX | Thousand Tons | 24.3387 | 25.1047 | 24.6374 | 24.0124 | 22.169 | 21.9322 | 20.509 | 14.2042
CSAPR- NOX Annual- IA | 214 | 6401 | Rate Constraint in MTons | FALSE | L | Annual | Allowances Purchased NOX | Thousand Tons | 0 | 0 | 0 | 0 | 0 | 0 | 0 | 0
CSAPR- NOX Annual- IA | 214 | 6401 | Rate Constraint in MTons | FALSE | L | Annual | Allowances Sold NOX | Thousand Tons | 0 | 0 | 0 | 0 | 0 | 0 | 0 | 0
CSAPR- NOX Annual- IA | 214 | 6401 | Rate Constraint in MTons | FALSE | L | Annual | Allowances Banked | Thousand Tons | 0 | 0 | 0 | 0 | 0 | 0 | 0 | 0
CSAPR- NOX Annual- IA | 214 | 6401 | Rate Constraint in MTons | FALSE | L | Annual | Allowances Withdrawn (1:1) | Thousand Tons | 0 | 0 | 0 | 0 | 0 | 0 | 0 | 0
CSAPR- NOX Annual- IA | 214 | 6401 | Rate Constraint in MTons | FALSE | L | Annual | Allowances Withdrawn (n:1) | Thousand Tons | 0 | 0 | 0 | 0 | 0 | 0 | 0 | 0
CSAPR- NOX Annual- IA | 214 | 6401 | Rate Constraint in MTons | FALSE | L | Annual | Net Emissions Allowance Position | Thousand Tons | 24.3387 | 25.1047 | 24.6374 | 24.0124 | 22.169 | 21.9322 | 20.509 | 14.2042
CSAPR- NOX Annual- IA | 214 | 6401 | Rate Constraint in MTons | FALSE | L | Annual | Fuel Consumed | TBtu | 368.627 | 376.7519 | 372.6268 | 374.3298 | 365.0352 | 356.3281 | 311.3804 | 232.3331
CSAPR- NOX Annual- IA | 214 | 6401 | Rate Constraint in MTons | FALSE | L | Annual | Rate | lb/MMBtu | 0.13205 | 0.13327 | 0.13224 | 0.1283 | 0.12146 | 0.1231 | 0.13173 | 0.12227
CSAPR- NOX Annual- IA | 214 | 6401 | Rate Constraint in MTons | FALSE | L | Annual | Generation | TWh | 38.5301 | 39.3404 | 39.2637 | 39.6711 | 39.1428 | 38.5236 | 33.932 | 27.1251
CSAPR- NOX Annual- IA | 214 | 6401 | Rate Constraint in MTons | FALSE | L | Annual | Qualifying Generation | TWh | 38.5301 | 39.3404 | 39.2637 | 39.6711 | 39.1428 | 38.1108 | 32.7382 | 24.9101
CSAPR- NOX Annual- IA | 214 | 6401 | Rate Constraint in MTons | FALSE | L | Annual | Rate | lb/MWh | 1.2634 | 1.2763 | 1.255 | 1.2106 | 1.1327 | 1.151 | 1.2529 | 1.1404
CSAPR- NOX Annual- IA | 214 | 6401 | Rate Constraint in MTons | FALSE | L | Annual | Constraint Shadow Price | US2016$/Ton | 0 | 0 | 0 | 0 | 0 | 0 | 0 | 0
CSAPR- NOX Annual- IL | 215 | 6403 | Rate Constraint in MTons | FALSE | L | Annual | Seasons Included | Seasons | Winter, WintShld, Summer | Winter, WintShld, Summer | Winter, WintShld, Summer | Winter, WintShld, Summer | Winter, WintShld, Summer | Winter, WintShld, Summer | Winter, WintShld, Summer | Winter, WintShld, Summer
CSAPR- NOX Annual- IL | 215 | 6403 | Rate Constraint in MTons | FALSE | L | Annual | Standard NOX | Thousand Tons | 56.489 | 56.489 | 56.489 | 56.489 | 56.489 | 56.489 | 56.489 | 56.489
CSAPR- NOX Annual- IL | 215 | 6403 | Rate Constraint in MTons | FALSE | L | Annual | Emissions at Affected Plants NOX | Thousand Tons | 18.6241 | 20.3357 | 19.4532 | 20.5936 | 20.2329 | 19.9322 | 18.1843 | 16.9921
CSAPR- NOX Annual- IL | 215 | 6403 | Rate Constraint in MTons | FALSE | L | Annual | Allowances Purchased NOX | Thousand Tons | 0 | 0 | 0 | 0 | 0 | 0 | 0 | 0
CSAPR- NOX Annual- IL | 215 | 6403 | Rate Constraint in MTons | FALSE | L | Annual | Allowances Sold NOX | Thousand Tons | 0 | 0 | 0 | 0 | 0 | 0 | 0 | 0
CSAPR- NOX Annual- IL | 215 | 6403 | Rate Constraint in MTons | FALSE | L | Annual | Allowances Banked | Thousand Tons | 0 | 0 | 0 | 0 | 0 | 0 | 0 | 0
CSAPR- NOX Annual- IL | 215 | 6403 | Rate Constraint in MTons | FALSE | L | Annual | Allowances Withdrawn (1:1) | Thousand Tons | 0 | 0 | 0 | 0 | 0 | 0 | 0 | 0
CSAPR- NOX Annual- IL | 215 | 6403 | Rate Constraint in MTons | FALSE | L | Annual | Allowances Withdrawn (n:1) | Thousand Tons | 0 | 0 | 0 | 0 | 0 | 0 | 0 | 0
CSAPR- NOX Annual- IL | 215 | 6403 | Rate Constraint in MTons | FALSE | L | Annual | Net Emissions Allowance Position | Thousand Tons | 18.6241 | 20.3357 | 19.4532 | 20.5936 | 20.2329 | 19.9322 | 18.1843 | 16.9921
CSAPR- NOX Annual- IL | 215 | 6403 | Rate Constraint in MTons | FALSE | L | Annual | Fuel Consumed | TBtu | 530.5283 | 568.7474 | 519.6032 | 595.8853 | 599.471 | 575.8565 | 519.2477 | 495.0924
CSAPR- NOX Annual- IL | 215 | 6403 | Rate Constraint in MTons | FALSE | L | Annual | Rate | lb/MMBtu | 0.07021 | 0.071511 | 0.074877 | 0.069119 | 0.067502 | 0.069226 | 0.070041 | 0.068642
CSAPR- NOX Annual- IL | 215 | 6403 | Rate Constraint in MTons | FALSE | L | Annual | Generation | TWh | 56.3252 | 60.1001 | 54.3092 | 63.8792 | 65.458 | 72.6455 | 88.2169 | 106.0192
CSAPR- NOX Annual- IL | 215 | 6403 | Rate Constraint in MTons | FALSE | L | Annual | Qualifying Generation | TWh | 56.3252 | 60.1001 | 54.3092 | 63.8792 | 64.4794 | 61.6913 | 55.5921 | 53.3375
CSAPR- NOX Annual- IL | 215 | 6403 | Rate Constraint in MTons | FALSE | L | Annual | Rate | lb/MWh | 0.66131 | 0.67673 | 0.71639 | 0.64477 | 0.62758 | 0.64619 | 0.65421 | 0.63715
CSAPR- NOX Annual- IL | 215 | 6403 | Rate Constraint in MTons | FALSE | L | Annual | Constraint Shadow Price | US2016$/Ton | 0 | 0 | 0 | 0 | 0 | 0 | 0 | 0
CSAPR- NOX Annual- IN | 216 | 6405 | Rate Constraint in MTons | FALSE | L | Annual | Seasons Included | Seasons | Winter, WintShld, Summer | Winter, WintShld, Summer | Winter, WintShld, Summer | Winter, WintShld, Summer | Winter, WintShld, Summer | Winter, WintShld, Summer | Winter, WintShld, Summer | Winter, WintShld, Summer
CSAPR- NOX Annual- IN | 216 | 6405 | Rate Constraint in MTons | FALSE | L | Annual | Standard NOX | Thousand Tons | 127.9403 | 127.9403 | 127.9403 | 127.9403 | 127.9403 | 127.9403 | 127.9403 | 127.9403
CSAPR- NOX Annual- IN | 216 | 6405 | Rate Constraint in MTons | FALSE | L | Annual | Emissions at Affected Plants NOX | Thousand Tons | 43.8083 | 44.0751 | 43.3736 | 44.4603 | 40.7738 | 40.0212 | 33.3977 | 23.2721
CSAPR- NOX Annual- IN | 216 | 6405 | Rate Constraint in MTons | FALSE | L | Annual | Allowances Purchased NOX | Thousand Tons | 0 | 0 | 0 | 0 | 0 | 0 | 0 | 0
CSAPR- NOX Annual- IN | 216 | 6405 | Rate Constraint in MTons | FALSE | L | Annual | Allowances Sold NOX | Thousand Tons | 0 | 0 | 0 | 0 | 0 | 0 | 0 | 0
CSAPR- NOX Annual- IN | 216 | 6405 | Rate Constraint in MTons | FALSE | L | Annual | Allowances Banked | Thousand Tons | 0 | 0 | 0 | 0 | 0 | 0 | 0 | 0
CSAPR- NOX Annual- IN | 216 | 6405 | Rate Constraint in MTons | FALSE | L | Annual | Allowances Withdrawn (1:1) | Thousand Tons | 0 | 0 | 0 | 0 | 0 | 0 | 0 | 0
CSAPR- NOX Annual- IN | 216 | 6405 | Rate Constraint in MTons | FALSE | L | Annual | Allowances Withdrawn (n:1) | Thousand Tons | 0 | 0 | 0 | 0 | 0 | 0 | 0 | 0
CSAPR- NOX Annual- IN | 216 | 6405 | Rate Constraint in MTons | FALSE | L | Annual | Net Emissions Allowance Position | Thousand Tons | 43.8083 | 44.0751 | 43.3736 | 44.4603 | 40.7738 | 40.0212 | 33.3977 | 23.2721
CSAPR- NOX Annual- IN | 216 | 6405 | Rate Constraint in MTons | FALSE | L | Annual | Fuel Consumed | TBtu | 752.2316 | 772.422 | 761.0232 | 784.0318 | 807.4104 | 864.8173 | 818.0476 | 722.9039
CSAPR- NOX Annual- IN | 216 | 6405 | Rate Constraint in MTons | FALSE | L | Annual | Rate | lb/MMBtu | 0.11648 | 0.11412 | 0.11399 | 0.11341 | 0.101 | 0.092554 | 0.081652 | 0.064385
CSAPR- NOX Annual- IN | 216 | 6405 | Rate Constraint in MTons | FALSE | L | Annual | Generation | TWh | 78.3866 | 80.7362 | 80.4964 | 82.711 | 112.3648 | 132.4951 | 143.0556 | 172.3989
CSAPR- NOX Annual- IN | 216 | 6405 | Rate Constraint in MTons | FALSE | L | Annual | Qualifying Generation | TWh | 78.3866 | 80.7362 | 80.4964 | 82.711 | 89.8885 | 100.6337 | 101.0668 | 94.9568
CSAPR- NOX Annual- IN | 216 | 6405 | Rate Constraint in MTons | FALSE | L | Annual | Rate | lb/MWh | 1.1177 | 1.0918 | 1.0777 | 1.0751 | 0.90721 | 0.79538 | 0.6609 | 0.49016
CSAPR- NOX Annual- IN | 216 | 6405 | Rate Constraint in MTons | FALSE | L | Annual | Constraint Shadow Price | US2016$/Ton | 0 | 0 | 0 | 0 | 0 | 0 | 0 | 0
CSAPR- NOX Annual- KS | 217 | 6407 | Rate Constraint in MTons | FALSE | L | Annual | Seasons Included | Seasons | Winter, WintShld, Summer | Winter, WintShld, Summer | Winter, WintShld, Summer | Winter, WintShld, Summer | Winter, WintShld, Summer | Winter, WintShld, Summer | Winter, WintShld, Summer | Winter, WintShld, Summer
CSAPR- NOX Annual- KS | 217 | 6407 | Rate Constraint in MTons | FALSE | L | Annual | Standard NOX | Thousand Tons | 36.9977 | 36.9977 | 36.9977 | 36.9977 | 36.9977 | 36.9977 | 36.9977 | 36.9977
CSAPR- NOX Annual- KS | 217 | 6407 | Rate Constraint in MTons | FALSE | L | Annual | Emissions at Affected Plants NOX | Thousand Tons | 14.023 | 14.9859 | 16.0365 | 13.9127 | 12.4595 | 13.9458 | 12.1822 | 9.7599
CSAPR- NOX Annual- KS | 217 | 6407 | Rate Constraint in MTons | FALSE | L | Annual | Allowances Purchased NOX | Thousand Tons | 0 | 0 | 0 | 0 | 0 | 0 | 0 | 0
CSAPR- NOX Annual- KS | 217 | 6407 | Rate Constraint in MTons | FALSE | L | Annual | Allowances Sold NOX | Thousand Tons | 0 | 0 | 0 | 0 | 0 | 0 | 0 | 0
CSAPR- NOX Annual- KS | 217 | 6407 | Rate Constraint in MTons | FALSE | L | Annual | Allowances Banked | Thousand Tons | 0 | 0 | 0 | 0 | 0 | 0 | 0 | 0
CSAPR- NOX Annual- KS | 217 | 6407 | Rate Constraint in MTons | FALSE | L | Annual | Allowances Withdrawn (1:1) | Thousand Tons | 0 | 0 | 0 | 0 | 0 | 0 | 0 | 0
CSAPR- NOX Annual- KS | 217 | 6407 | Rate Constraint in MTons | FALSE | L | Annual | Allowances Withdrawn (n:1) | Thousand Tons | 0 | 0 | 0 | 0 | 0 | 0 | 0 | 0
CSAPR- NOX Annual- KS | 217 | 6407 | Rate Constraint in MTons | FALSE | L | Annual | Net Emissions Allowance Position | Thousand Tons | 14.023 | 14.9859 | 16.0365 | 13.9127 | 12.4595 | 13.9458 | 12.1822 | 9.7599
CSAPR- NOX Annual- KS | 217 | 6407 | Rate Constraint in MTons | FALSE | L | Annual | Fuel Consumed | TBtu | 285.1236 | 304.5725 | 323.341 | 284.8935 | 264.1994 | 293.127 | 262.2604 | 212.0553
CSAPR- NOX Annual- KS | 217 | 6407 | Rate Constraint in MTons | FALSE | L | Annual | Rate | lb/MMBtu | 0.098364 | 0.098406 | 0.099193 | 0.097669 | 0.094319 | 0.095152 | 0.092901 | 0.092051
CSAPR- NOX Annual- KS | 217 | 6407 | Rate Constraint in MTons | FALSE | L | Annual | Generation | TWh | 26.1446 | 27.9081 | 30.319 | 26.7288 | 26.9659 | 31.934 | 30.0402 | 25.6679
CSAPR- NOX Annual- KS | 217 | 6407 | Rate Constraint in MTons | FALSE | L | Annual | Qualifying Generation | TWh | 26.1446 | 27.9081 | 30.319 | 26.7288 | 25.2189 | 27.9439 | 25.0087 | 20.2473
CSAPR- NOX Annual- KS | 217 | 6407 | Rate Constraint in MTons | FALSE | L | Annual | Rate | lb/MWh | 1.0727 | 1.0739 | 1.0579 | 1.041 | 0.98811 | 0.99813 | 0.97423 | 0.96407
CSAPR- NOX Annual- KS | 217 | 6407 | Rate Constraint in MTons | FALSE | L | Annual | Constraint Shadow Price | US2016$/Ton | 0 | 0 | 0 | 0 | 0 | 0 | 0 | 0
CSAPR- NOX Annual- KY | 218 | 6409 | Rate Constraint in MTons | FALSE | L | Annual | Seasons Included | Seasons | Winter, WintShld, Summer | Winter, WintShld, Summer | Winter, WintShld, Summer | Winter, WintShld, Summer | Winter, WintShld, Summer | Winter, WintShld, Summer | Winter, WintShld, Summer | Winter, WintShld, Summer
CSAPR- NOX Annual- KY | 218 | 6409 | Rate Constraint in MTons | FALSE | L | Annual | Standard NOX | Thousand Tons | 91.1408 | 91.1408 | 91.1408 | 91.1408 | 91.1408 | 91.1408 | 91.1408 | 91.1408
CSAPR- NOX Annual- KY | 218 | 6409 | Rate Constraint in MTons | FALSE | L | Annual | Emissions at Affected Plants NOX | Thousand Tons | 11.2452 | 14.1065 | 11.0969 | 14.1487 | 11.0768 | 11.9046 | 12.2234 | 3.049
CSAPR- NOX Annual- KY | 218 | 6409 | Rate Constraint in MTons | FALSE | L | Annual | Allowances Purchased NOX | Thousand Tons | 0 | 0 | 0 | 0 | 0 | 0 | 0 | 0
CSAPR- NOX Annual- KY | 218 | 6409 | Rate Constraint in MTons | FALSE | L | Annual | Allowances Sold NOX | Thousand Tons | 0 | 0 | 0 | 0 | 0 | 0 | 0 | 0
CSAPR- NOX Annual- KY | 218 | 6409 | Rate Constraint in MTons | FALSE | L | Annual | Allowances Banked | Thousand Tons | 0 | 0 | 0 | 0 | 0 | 0 | 0 | 0
CSAPR- NOX Annual- KY | 218 | 6409 | Rate Constraint in MTons | FALSE | L | Annual | Allowances Withdrawn (1:1) | Thousand Tons | 0 | 0 | 0 | 0 | 0 | 0 | 0 | 0
CSAPR- NOX Annual- KY | 218 | 6409 | Rate Constraint in MTons | FALSE | L | Annual | Allowances Withdrawn (n:1) | Thousand Tons | 0 | 0 | 0 | 0 | 0 | 0 | 0 | 0
CSAPR- NOX Annual- KY | 218 | 6409 | Rate Constraint in MTons | FALSE | L | Annual | Net Emissions Allowance Position | Thousand Tons | 11.2452 | 14.1065 | 11.0969 | 14.1487 | 11.0768 | 11.9046 | 12.2234 | 3.049
CSAPR- NOX Annual- KY | 218 | 6409 | Rate Constraint in MTons | FALSE | L | Annual | Fuel Consumed | TBtu | 245.4488 | 283.0048 | 291.9173 | 333.9182 | 379.6948 | 416.6291 | 449.3644 | 407.153
CSAPR- NOX Annual- KY | 218 | 6409 | Rate Constraint in MTons | FALSE | L | Annual | Rate | lb/MMBtu | 0.09163 | 0.099691 | 0.076027 | 0.084744 | 0.058346 | 0.057147 | 0.054403 | 0.014977
CSAPR- NOX Annual- KY | 218 | 6409 | Rate Constraint in MTons | FALSE | L | Annual | Generation | TWh | 27.9033 | 31.4995 | 36.646 | 41.7553 | 83.5228 | 119.2379 | 163.4662 | 219.7851
CSAPR- NOX Annual- KY | 218 | 6409 | Rate Constraint in MTons | FALSE | L | Annual | Qualifying Generation | TWh | 27.9033 | 31.4995 | 36.646 | 41.7553 | 52.0513 | 58.0996 | 63.6036 | 63.7986
CSAPR- NOX Annual- KY | 218 | 6409 | Rate Constraint in MTons | FALSE | L | Annual | Rate | lb/MWh | 0.80601 | 0.89566 | 0.60562 | 0.6777 | 0.42561 | 0.4098 | 0.38436 | 0.095582
CSAPR- NOX Annual- KY | 218 | 6409 | Rate Constraint in MTons | FALSE | L | Annual | Constraint Shadow Price | US2016$/Ton | 0 | 0 | 0 | 0 | 0 | 0 | 0 | 0
CSAPR- NOX Annual- MD | 219 | 6411 | Rate Constraint in MTons | FALSE | L | Annual | Seasons Included | Seasons | Winter, WintShld, Summer | Winter, WintShld, Summer | Winter, WintShld, Summer | Winter, WintShld, Summer | Winter, WintShld, Summer | Winter, WintShld, Summer | Winter, WintShld, Summer | Winter, WintShld, Summer
CSAPR- NOX Annual- MD | 219 | 6411 | Rate Constraint in MTons | FALSE | L | Annual | Standard NOX | Thousand Tons | 19.5573 | 19.5573 | 19.5573 | 19.5573 | 19.5573 | 19.5573 | 19.5573 | 19.5573
CSAPR- NOX Annual- MD | 219 | 6411 | Rate Constraint in MTons | FALSE | L | Annual | Emissions at Affected Plants NOX | Thousand Tons | 1.3413 | 1.9215 | 1.8249 | 2.0121 | 1.5688 | 3.3719 | 2.8581 | 2.3634
CSAPR- NOX Annual- MD | 219 | 6411 | Rate Constraint in MTons | FALSE | L | Annual | Allowances Purchased NOX | Thousand Tons | 0 | 0 | 0 | 0 | 0 | 0 | 0 | 0
CSAPR- NOX Annual- MD | 219 | 6411 | Rate Constraint in MTons | FALSE | L | Annual | Allowances Sold NOX | Thousand Tons | 0 | 0 | 0 | 0 | 0 | 0 | 0 | 0
CSAPR- NOX Annual- MD | 219 | 6411 | Rate Constraint in MTons | FALSE | L | Annual | Allowances Banked | Thousand Tons | 0 | 0 | 0 | 0 | 0 | 0 | 0 | 0
CSAPR- NOX Annual- MD | 219 | 6411 | Rate Constraint in MTons | FALSE | L | Annual | Allowances Withdrawn (1:1) | Thousand Tons | 0 | 0 | 0 | 0 | 0 | 0 | 0 | 0
CSAPR- NOX Annual- MD | 219 | 6411 | Rate Constraint in MTons | FALSE | L | Annual | Allowances Withdrawn (n:1) | Thousand Tons | 0 | 0 | 0 | 0 | 0 | 0 | 0 | 0
CSAPR- NOX Annual- MD | 219 | 6411 | Rate Constraint in MTons | FALSE | L | Annual | Net Emissions Allowance Position | Thousand Tons | 1.3413 | 1.9215 | 1.8249 | 2.0121 | 1.5688 | 3.3719 | 2.8581 | 2.3634
CSAPR- NOX Annual- MD | 219 | 6411 | Rate Constraint in MTons | FALSE | L | Annual | Fuel Consumed | TBtu | 144.6067 | 174.9434 | 169.0772 | 176.1016 | 157.9698 | 218.2093 | 218.2926 | 214.7381
CSAPR- NOX Annual- MD | 219 | 6411 | Rate Constraint in MTons | FALSE | L | Annual | Rate | lb/MMBtu | 0.018551 | 0.021967 | 0.021587 | 0.022852 | 0.019862 | 0.030905 | 0.026186 | 0.022012
CSAPR- NOX Annual- MD | 219 | 6411 | Rate Constraint in MTons | FALSE | L | Annual | Generation | TWh | 21.9245 | 24.9864 | 24.3936 | 25.1584 | 65.1102 | 91.679 | 108.9879 | 134.9316
CSAPR- NOX Annual- MD | 219 | 6411 | Rate Constraint in MTons | FALSE | L | Annual | Qualifying Generation | TWh | 21.9242 | 24.9856 | 24.3932 | 25.1574 | 23.8795 | 30.2164 | 30.6436 | 30.6695
CSAPR- NOX Annual- MD | 219 | 6411 | Rate Constraint in MTons | FALSE | L | Annual | Rate | lb/MWh | 0.12236 | 0.15381 | 0.14963 | 0.15996 | 0.13139 | 0.22318 | 0.18654 | 0.15412
CSAPR- NOX Annual- MD | 219 | 6411 | Rate Constraint in MTons | FALSE | L | Annual | Constraint Shadow Price | US2016$/Ton | 0 | 0 | 0 | 0 | 0 | 0 | 0 | 0
CSAPR- NOX Annual- MI | 220 | 6413 | Rate Constraint in MTons | FALSE | L | Annual | Seasons Included | Seasons | Winter, WintShld, Summer | Winter, WintShld, Summer | Winter, WintShld, Summer | Winter, WintShld, Summer | Winter, WintShld, Summer | Winter, WintShld, Summer | Winter, WintShld, Summer | Winter, WintShld, Summer
CSAPR- NOX Annual- MI | 220 | 6413 | Rate Constraint in MTons | FALSE | L | Annual | Standard NOX | Thousand Tons | 74.3872 | 74.3872 | 74.3872 | 74.3872 | 74.3872 | 74.3872 | 74.3872 | 74.3872
CSAPR- NOX Annual- MI | 220 | 6413 | Rate Constraint in MTons | FALSE | L | Annual | Emissions at Affected Plants NOX | Thousand Tons | 24.6731 | 25.9213 | 28.1272 | 29.5512 | 26.1078 | 26.1141 | 24.3132 | 20.4337
CSAPR- NOX Annual- MI | 220 | 6413 | Rate Constraint in MTons | FALSE | L | Annual | Allowances Purchased NOX | Thousand Tons | 0 | 0 | 0 | 0 | 0 | 0 | 0 | 0
CSAPR- NOX Annual- MI | 220 | 6413 | Rate Constraint in MTons | FALSE | L | Annual | Allowances Sold NOX | Thousand Tons | 0 | 0 | 0 | 0 | 0 | 0 | 0 | 0
CSAPR- NOX Annual- MI | 220 | 6413 | Rate Constraint in MTons | FALSE | L | Annual | Allowances Banked | Thousand Tons | 0 | 0 | 0 | 0 | 0 | 0 | 0 | 0
CSAPR- NOX Annual- MI | 220 | 6413 | Rate Constraint in MTons | FALSE | L | Annual | Allowances Withdrawn (1:1) | Thousand Tons | 0 | 0 | 0 | 0 | 0 | 0 | 0 | 0
CSAPR- NOX Annual- MI | 220 | 6413 | Rate Constraint in MTons | FALSE | L | Annual | Allowances Withdrawn (n:1) | Thousand Tons | 0 | 0 | 0 | 0 | 0 | 0 | 0 | 0
CSAPR- NOX Annual- MI | 220 | 6413 | Rate Constraint in MTons | FALSE | L | Annual | Net Emissions Allowance Position | Thousand Tons | 24.6731 | 25.9213 | 28.1272 | 29.5512 | 26.1078 | 26.1141 | 24.3132 | 20.4337
CSAPR- NOX Annual- MI | 220 | 6413 | Rate Constraint in MTons | FALSE | L | Annual | Fuel Consumed | TBtu | 570.0696 | 647.2335 | 674.0745 | 713.9014 | 682.656 | 718.0334 | 678.9125 | 678.8273
CSAPR- NOX Annual- MI | 220 | 6413 | Rate Constraint in MTons | FALSE | L | Annual | Rate | lb/MMBtu | 0.086562 | 0.080099 | 0.083454 | 0.082788 | 0.076489 | 0.072738 | 0.071624 | 0.060203
CSAPR- NOX Annual- MI | 220 | 6413 | Rate Constraint in MTons | FALSE | L | Annual | Generation | TWh | 62.9172 | 73.6416 | 76.4835 | 80.4831 | 102.5168 | 117.8814 | 124.7621 | 170.9339
CSAPR- NOX Annual- MI | 220 | 6413 | Rate Constraint in MTons | FALSE | L | Annual | Qualifying Generation | TWh | 62.9172 | 73.6416 | 76.4835 | 80.4831 | 78.4117 | 84.7145 | 81.4572 | 88.4328
CSAPR- NOX Annual- MI | 220 | 6413 | Rate Constraint in MTons | FALSE | L | Annual | Rate | lb/MWh | 0.7843 | 0.70398 | 0.73551 | 0.73434 | 0.66592 | 0.61652 | 0.59696 | 0.46213
CSAPR- NOX Annual- MI | 220 | 6413 | Rate Constraint in MTons | FALSE | L | Annual | Constraint Shadow Price | US2016$/Ton | 0 | 0 | 0 | 0 | 0 | 0 | 0 | 0
CSAPR- NOX Annual- MN | 221 | 6415 | Rate Constraint in MTons | FALSE | L | Annual | Seasons Included | Seasons | Winter, WintShld, Summer | Winter, WintShld, Summer | Winter, WintShld, Summer | Winter, WintShld, Summer | Winter, WintShld, Summer | Winter, WintShld, Summer | Winter, WintShld, Summer | Winter, WintShld, Summer
CSAPR- NOX Annual- MN | 221 | 6415 | Rate Constraint in MTons | FALSE | L | Annual | Standard NOX | Thousand Tons | 34.895 | 34.895 | 34.895 | 34.895 | 34.895 | 34.895 | 34.895 | 34.895
CSAPR- NOX Annual- MN | 221 | 6415 | Rate Constraint in MTons | FALSE | L | Annual | Emissions at Affected Plants NOX | Thousand Tons | 14.0096 | 14.6671 | 14.9674 | 9.8649 | 5.9353 | 6.1038 | 4.8765 | 4.2304
CSAPR- NOX Annual- MN | 221 | 6415 | Rate Constraint in MTons | FALSE | L | Annual | Allowances Purchased NOX | Thousand Tons | 0 | 0 | 0 | 0 | 0 | 0 | 0 | 0
CSAPR- NOX Annual- MN | 221 | 6415 | Rate Constraint in MTons | FALSE | L | Annual | Allowances Sold NOX | Thousand Tons | 0 | 0 | 0 | 0 | 0 | 0 | 0 | 0
CSAPR- NOX Annual- MN | 221 | 6415 | Rate Constraint in MTons | FALSE | L | Annual | Allowances Banked | Thousand Tons | 0 | 0 | 0 | 0 | 0 | 0 | 0 | 0
CSAPR- NOX Annual- MN | 221 | 6415 | Rate Constraint in MTons | FALSE | L | Annual | Allowances Withdrawn (1:1) | Thousand Tons | 0 | 0 | 0 | 0 | 0 | 0 | 0 | 0
CSAPR- NOX Annual- MN | 221 | 6415 | Rate Constraint in MTons | FALSE | L | Annual | Allowances Withdrawn (n:1) | Thousand Tons | 0 | 0 | 0 | 0 | 0 | 0 | 0 | 0
CSAPR- NOX Annual- MN | 221 | 6415 | Rate Constraint in MTons | FALSE | L | Annual | Net Emissions Allowance Position | Thousand Tons | 14.0096 | 14.6671 | 14.9674 | 9.8649 | 5.9353 | 6.1038 | 4.8765 | 4.2304
CSAPR- NOX Annual- MN | 221 | 6415 | Rate Constraint in MTons | FALSE | L | Annual | Fuel Consumed | TBtu | 294.9747 | 313.2818 | 310.4654 | 234.2147 | 194.607 | 192.1296 | 124.5578 | 102.1593
CSAPR- NOX Annual- MN | 221 | 6415 | Rate Constraint in MTons | FALSE | L | Annual | Rate | lb/MMBtu | 0.094988 | 0.093635 | 0.096419 | 0.084238 | 0.060998 | 0.063538 | 0.078302 | 0.08282
CSAPR- NOX Annual- MN | 221 | 6415 | Rate Constraint in MTons | FALSE | L | Annual | Generation | TWh | 32.2748 | 34.1751 | 33.7441 | 26.5691 | 24.5192 | 31.0224 | 24.2238 | 36.7548
CSAPR- NOX Annual- MN | 221 | 6415 | Rate Constraint in MTons | FALSE | L | Annual | Qualifying Generation | TWh | 32.2748 | 34.1751 | 33.7441 | 26.5691 | 23.6746 | 23.1623 | 14.8141 | 12.123
CSAPR- NOX Annual- MN | 221 | 6415 | Rate Constraint in MTons | FALSE | L | Annual | Rate | lb/MWh | 0.86814 | 0.85835 | 0.88711 | 0.74258 | 0.50141 | 0.52705 | 0.65837 | 0.69792
CSAPR- NOX Annual- MN | 221 | 6415 | Rate Constraint in MTons | FALSE | L | Annual | Constraint Shadow Price | US2016$/Ton | 0 | 0 | 0 | 0 | 0 | 0 | 0 | 0
CSAPR- NOX Annual- MO | 222 | 6417 | Rate Constraint in MTons | FALSE | L | Annual | Seasons Included | Seasons | Winter, WintShld, Summer | Winter, WintShld, Summer | Winter, WintShld, Summer | Winter, WintShld, Summer | Winter, WintShld, Summer | Winter, WintShld, Summer | Winter, WintShld, Summer | Winter, WintShld, Summer
CSAPR- NOX Annual- MO | 222 | 6417 | Rate Constraint in MTons | FALSE | L | Annual | Standard NOX | Thousand Tons | 57.5167 | 57.5167 | 57.5167 | 57.5167 | 57.5167 | 57.5167 | 57.5167 | 57.5167
CSAPR- NOX Annual- MO | 222 | 6417 | Rate Constraint in MTons | FALSE | L | Annual | Emissions at Affected Plants NOX | Thousand Tons | 45.9251 | 48.4853 | 47.798 | 44.9524 | 41.2555 | 41.2401 | 35.5222 | 26.9277
CSAPR- NOX Annual- MO | 222 | 6417 | Rate Constraint in MTons | FALSE | L | Annual | Allowances Purchased NOX | Thousand Tons | 0 | 0 | 0 | 0 | 0 | 0 | 0 | 0
CSAPR- NOX Annual- MO | 222 | 6417 | Rate Constraint in MTons | FALSE | L | Annual | Allowances Sold NOX | Thousand Tons | 0 | 0 | 0 | 0 | 0 | 0 | 0 | 0
CSAPR- NOX Annual- MO | 222 | 6417 | Rate Constraint in MTons | FALSE | L | Annual | Allowances Banked | Thousand Tons | 0 | 0 | 0 | 0 | 0 | 0 | 0 | 0
CSAPR- NOX Annual- MO | 222 | 6417 | Rate Constraint in MTons | FALSE | L | Annual | Allowances Withdrawn (1:1) | Thousand Tons | 0 | 0 | 0 | 0 | 0 | 0 | 0 | 0
CSAPR- NOX Annual- MO | 222 | 6417 | Rate Constraint in MTons | FALSE | L | Annual | Allowances Withdrawn (n:1) | Thousand Tons | 0 | 0 | 0 | 0 | 0 | 0 | 0 | 0
CSAPR- NOX Annual- MO | 222 | 6417 | Rate Constraint in MTons | FALSE | L | Annual | Net Emissions Allowance Position | Thousand Tons | 45.9251 | 48.4853 | 47.798 | 44.9524 | 41.2555 | 41.2401 | 35.5222 | 26.9277
CSAPR- NOX Annual- MO | 222 | 6417 | Rate Constraint in MTons | FALSE | L | Annual | Fuel Consumed | TBtu | 705.9163 | 724.2532 | 713.9509 | 688.4152 | 681.6913 | 694.0216 | 608.839 | 523.7171
CSAPR- NOX Annual- MO | 222 | 6417 | Rate Constraint in MTons | FALSE | L | Annual | Rate | lb/MMBtu | 0.13011 | 0.13389 | 0.1339 | 0.1306 | 0.12104 | 0.11884 | 0.11669 | 0.10283
CSAPR- NOX Annual- MO | 222 | 6417 | Rate Constraint in MTons | FALSE | L | Annual | Generation | TWh | 71.3115 | 73.5562 | 72.9826 | 70.528 | 72.85 | 81.1155 | 79.0708 | 72.4637
CSAPR- NOX Annual- MO | 222 | 6417 | Rate Constraint in MTons | FALSE | L | Annual | Qualifying Generation | TWh | 71.3115 | 73.5562 | 72.9826 | 70.528 | 70.4864 | 71.8123 | 62.5181 | 54.2889
CSAPR- NOX Annual- MO | 222 | 6417 | Rate Constraint in MTons | FALSE | L | Annual | Rate | lb/MWh | 1.288 | 1.3183 | 1.3098 | 1.2747 | 1.1706 | 1.1486 | 1.1364 | 0.99201
CSAPR- NOX Annual- MO | 222 | 6417 | Rate Constraint in MTons | FALSE | L | Annual | Constraint Shadow Price | US2016$/Ton | 0 | 0 | 0 | 0 | 0 | 0 | 0 | 0
CSAPR- NOX Annual- NC | 223 | 6419 | Rate Constraint in MTons | FALSE | L | Annual | Seasons Included | Seasons | Winter, WintShld, Summer | Winter, WintShld, Summer | Winter, WintShld, Summer | Winter, WintShld, Summer | Winter, WintShld, Summer | Winter, WintShld, Summer | Winter, WintShld, Summer | Winter, WintShld, Summer
CSAPR- NOX Annual- NC | 223 | 6419 | Rate Constraint in MTons | FALSE | L | Annual | Standard NOX | Thousand Tons | 49.0325 | 49.0325 | 49.0325 | 49.0325 | 49.0325 | 49.0325 | 49.0325 | 49.0325
CSAPR- NOX Annual- NC | 223 | 6419 | Rate Constraint in MTons | FALSE | L | Annual | Emissions at Affected Plants NOX | Thousand Tons | 26.1935 | 28.0209 | 25.7712 | 22.7364 | 14.7299 | 14.109 | 13.9935 | 7.4732
CSAPR- NOX Annual- NC | 223 | 6419 | Rate Constraint in MTons | FALSE | L | Annual | Allowances Purchased NOX | Thousand Tons | 0 | 0 | 0 | 0 | 0 | 0 | 0 | 0
CSAPR- NOX Annual- NC | 223 | 6419 | Rate Constraint in MTons | FALSE | L | Annual | Allowances Sold NOX | Thousand Tons | 0 | 0 | 0 | 0 | 0 | 0 | 0 | 0
CSAPR- NOX Annual- NC | 223 | 6419 | Rate Constraint in MTons | FALSE | L | Annual | Allowances Banked | Thousand Tons | 0 | 0 | 0 | 0 | 0 | 0 | 0 | 0
CSAPR- NOX Annual- NC | 223 | 6419 | Rate Constraint in MTons | FALSE | L | Annual | Allowances Withdrawn (1:1) | Thousand Tons | 0 | 0 | 0 | 0 | 0 | 0 | 0 | 0
CSAPR- NOX Annual- NC | 223 | 6419 | Rate Constraint in MTons | FALSE | L | Annual | Allowances Withdrawn (n:1) | Thousand Tons | 0 | 0 | 0 | 0 | 0 | 0 | 0 | 0
CSAPR- NOX Annual- NC | 223 | 6419 | Rate Constraint in MTons | FALSE | L | Annual | Net Emissions Allowance Position | Thousand Tons | 26.1935 | 28.0209 | 25.7712 | 22.7364 | 14.7299 | 14.109 | 13.9935 | 7.4732
CSAPR- NOX Annual- NC | 223 | 6419 | Rate Constraint in MTons | FALSE | L | Annual | Fuel Consumed | TBtu | 574.9243 | 586.5984 | 569.4505 | 574.3275 | 575.7533 | 577.6837 | 608.3707 | 483.2996
CSAPR- NOX Annual- NC | 223 | 6419 | Rate Constraint in MTons | FALSE | L | Annual | Rate | lb/MMBtu | 0.09112 | 0.095537 | 0.090512 | 0.079176 | 0.051167 | 0.048847 | 0.046003 | 0.030926
CSAPR- NOX Annual- NC | 223 | 6419 | Rate Constraint in MTons | FALSE | L | Annual | Generation | TWh | 68.9556 | 69.8096 | 69.0375 | 73.7892 | 95.4272 | 113.1936 | 144.3135 | 150.13
CSAPR- NOX Annual- NC | 223 | 6419 | Rate Constraint in MTons | FALSE | L | Annual | Qualifying Generation | TWh | 68.9556 | 69.8096 | 68.4655 | 70.2582 | 76.1152 | 79.0963 | 84.2654 | 70.5442
CSAPR- NOX Annual- NC | 223 | 6419 | Rate Constraint in MTons | FALSE | L | Annual | Rate | lb/MWh | 0.75972 | 0.80278 | 0.75282 | 0.64722 | 0.38704 | 0.35676 | 0.33213 | 0.21187
CSAPR- NOX Annual- NC | 223 | 6419 | Rate Constraint in MTons | FALSE | L | Annual | Constraint Shadow Price | US2016$/Ton | 0 | 0 | 0 | 0 | 0 | 0 | 0 | 0
CSAPR- NOX Annual- NE | 224 | 6421 | Rate Constraint in MTons | FALSE | L | Annual | Seasons Included | Seasons | Winter, WintShld, Summer | Winter, WintShld, Summer | Winter, WintShld, Summer | Winter, WintShld, Summer | Winter, WintShld, Summer | Winter, WintShld, Summer | Winter, WintShld, Summer | Winter, WintShld, Summer
CSAPR- NOX Annual- NE | 224 | 6421 | Rate Constraint in MTons | FALSE | L | Annual | Standard NOX | Thousand Tons | 35.446 | 35.446 | 35.446 | 35.446 | 35.446 | 35.446 | 35.446 | 35.446
CSAPR- NOX Annual- NE | 224 | 6421 | Rate Constraint in MTons | FALSE | L | Annual | Emissions at Affected Plants NOX | Thousand Tons | 25.0536 | 21.4978 | 21.2305 | 20.5228 | 19.8216 | 19.8493 | 18.5786 | 17.1384
CSAPR- NOX Annual- NE | 224 | 6421 | Rate Constraint in MTons | FALSE | L | Annual | Allowances Purchased NOX | Thousand Tons | 0 | 0 | 0 | 0 | 0 | 0 | 0 | 0
CSAPR- NOX Annual- NE | 224 | 6421 | Rate Constraint in MTons | FALSE | L | Annual | Allowances Sold NOX | Thousand Tons | 0 | 0 | 0 | 0 | 0 | 0 | 0 | 0
CSAPR- NOX Annual- NE | 224 | 6421 | Rate Constraint in MTons | FALSE | L | Annual | Allowances Banked | Thousand Tons | 0 | 0 | 0 | 0 | 0 | 0 | 0 | 0
CSAPR- NOX Annual- NE | 224 | 6421 | Rate Constraint in MTons | FALSE | L | Annual | Allowances Withdrawn (1:1) | Thousand Tons | 0 | 0 | 0 | 0 | 0 | 0 | 0 | 0
CSAPR- NOX Annual- NE | 224 | 6421 | Rate Constraint in MTons | FALSE | L | Annual | Allowances Withdrawn (n:1) | Thousand Tons | 0 | 0 | 0 | 0 | 0 | 0 | 0 | 0
CSAPR- NOX Annual- NE | 224 | 6421 | Rate Constraint in MTons | FALSE | L | Annual | Net Emissions Allowance Position | Thousand Tons | 25.0536 | 21.4978 | 21.2305 | 20.5228 | 19.8216 | 19.8493 | 18.5786 | 17.1384
CSAPR- NOX Annual- NE | 224 | 6421 | Rate Constraint in MTons | FALSE | L | Annual | Fuel Consumed | TBtu | 281.9063 | 261.9822 | 257.845 | 250.2705 | 243.6722 | 244.9815 | 230.6155 | 209.0767
CSAPR- NOX Annual- NE | 224 | 6421 | Rate Constraint in MTons | FALSE | L | Annual | Rate | lb/MMBtu | 0.17774 | 0.16412 | 0.16468 | 0.164 | 0.16269 | 0.16205 | 0.16112 | 0.16394
CSAPR- NOX Annual- NE | 224 | 6421 | Rate Constraint in MTons | FALSE | L | Annual | Generation | TWh | 27.2682 | 25.4657 | 25.3342 | 24.5902 | 25.7825 | 26.607 | 25.6632 | 22.9826
CSAPR- NOX Annual- NE | 224 | 6421 | Rate Constraint in MTons | FALSE | L | Annual | Qualifying Generation | TWh | 27.2682 | 25.4657 | 25.3342 | 24.5902 | 23.9938 | 24.1322 | 22.7168 | 20.5722
CSAPR- NOX Annual- NE | 224 | 6421 | Rate Constraint in MTons | FALSE | L | Annual | Rate | lb/MWh | 1.8376 | 1.6884 | 1.676 | 1.6692 | 1.6522 | 1.645 | 1.6357 | 1.6662
CSAPR- NOX Annual- NE | 224 | 6421 | Rate Constraint in MTons | FALSE | L | Annual | Constraint Shadow Price | US2016$/Ton | 0 | 0 | 0 | 0 | 0 | 0 | 0 | 0
CSAPR- NOX Annual- NJ | 225 | 6423 | Rate Constraint in MTons | FALSE | L | Annual | Seasons Included | Seasons | Winter, WintShld, Summer | Winter, WintShld, Summer | Winter, WintShld, Summer | Winter, WintShld, Summer | Winter, WintShld, Summer | Winter, WintShld, Summer | Winter, WintShld, Summer | Winter, WintShld, Summer
CSAPR- NOX Annual- NJ | 225 | 6423 | Rate Constraint in MTons | FALSE | L | Annual | Standard NOX | Thousand Tons | 9.3751 | 9.3751 | 9.3751 | 9.3751 | 9.3751 | 9.3751 | 9.3751 | 9.3751
CSAPR- NOX Annual- NJ | 225 | 6423 | Rate Constraint in MTons | FALSE | L | Annual | Emissions at Affected Plants NOX | Thousand Tons | 1.8022 | 2.7065 | 2.6583 | 3.3962 | 3.3156 | 2.717 | 2.0277 | 1.4471
CSAPR- NOX Annual- NJ | 225 | 6423 | Rate Constraint in MTons | FALSE | L | Annual | Allowances Purchased NOX | Thousand Tons | 0 | 0 | 0 | 0 | 0 | 0 | 0 | 0
CSAPR- NOX Annual- NJ | 225 | 6423 | Rate Constraint in MTons | FALSE | L | Annual | Allowances Sold NOX | Thousand Tons | 0 | 0 | 0 | 0 | 0 | 0 | 0 | 0
CSAPR- NOX Annual- NJ | 225 | 6423 | Rate Constraint in MTons | FALSE | L | Annual | Allowances Banked | Thousand Tons | 0 | 0 | 0 | 0 | 0 | 0 | 0 | 0
CSAPR- NOX Annual- NJ | 225 | 6423 | Rate Constraint in MTons | FALSE | L | Annual | Allowances Withdrawn (1:1) | Thousand Tons | 0 | 0 | 0 | 0 | 0 | 0 | 0 | 0
CSAPR- NOX Annual- NJ | 225 | 6423 | Rate Constraint in MTons | FALSE | L | Annual | Allowances Withdrawn (n:1) | Thousand Tons | 0 | 0 | 0 | 0 | 0 | 0 | 0 | 0
CSAPR- NOX Annual- NJ | 225 | 6423 | Rate Constraint in MTons | FALSE | L | Annual | Net Emissions Allowance Position | Thousand Tons | 1.8022 | 2.7065 | 2.6583 | 3.3962 | 3.3156 | 2.717 | 2.0277 | 1.4471
CSAPR- NOX Annual- NJ | 225 | 6423 | Rate Constraint in MTons | FALSE | L | Annual | Fuel Consumed | TBtu | 290.1951 | 363.0539 | 356.4886 | 411.161 | 402.6289 | 351.9183 | 282.7967 | 241.552
CSAPR- NOX Annual- NJ | 225 | 6423 | Rate Constraint in MTons | FALSE | L | Annual | Rate | lb/MMBtu | 0.012421 | 0.01491 | 0.014914 | 0.01652 | 0.01647 | 0.015441 | 0.01434 | 0.011981
CSAPR- NOX Annual- NJ | 225 | 6423 | Rate Constraint in MTons | FALSE | L | Annual | Generation | TWh | 40.9366 | 50.0435 | 49.185 | 55.8773 | 54.7619 | 48.2455 | 39.1905 | 33.9153
CSAPR- NOX Annual- NJ | 225 | 6423 | Rate Constraint in MTons | FALSE | L | Annual | Qualifying Generation | TWh | 40.9366 | 50.0435 | 49.185 | 55.8773 | 54.7619 | 48.2455 | 39.1905 | 33.9153
CSAPR- NOX Annual- NJ | 225 | 6423 | Rate Constraint in MTons | FALSE | L | Annual | Rate | lb/MWh | 0.08805 | 0.10817 | 0.10809 | 0.12156 | 0.12109 | 0.11263 | 0.10348 | 0.085334
CSAPR- NOX Annual- NJ | 225 | 6423 | Rate Constraint in MTons | FALSE | L | Annual | Constraint Shadow Price | US2016$/Ton | 0 | 0 | 0 | 0 | 0 | 0 | 0 | 0
CSAPR- NOX Annual- NY | 226 | 6427 | Rate Constraint in MTons | FALSE | L | Annual | Seasons Included | Seasons | Winter, WintShld, Summer | Winter, WintShld, Summer | Winter, WintShld, Summer | Winter, WintShld, Summer | Winter, WintShld, Summer | Winter, WintShld, Summer | Winter, WintShld, Summer | Winter, WintShld, Summer
CSAPR- NOX Annual- NY | 226 | 6427 | Rate Constraint in MTons | FALSE | L | Annual | Standard NOX | Thousand Tons | 25.632 | 25.632 | 25.632 | 25.632 | 25.632 | 25.632 | 25.632 | 25.632
CSAPR- NOX Annual- NY | 226 | 6427 | Rate Constraint in MTons | FALSE | L | Annual | Emissions at Affected Plants NOX | Thousand Tons | 4.7962 | 4.8278 | 4.6441 | 4.0001 | 2.698 | 1.7199 | 1.8634 | 1.9559
CSAPR- NOX Annual- NY | 226 | 6427 | Rate Constraint in MTons | FALSE | L | Annual | Allowances Purchased NOX | Thousand Tons | 0 | 0 | 0 | 0 | 0 | 0 | 0 | 0
CSAPR- NOX Annual- NY | 226 | 6427 | Rate Constraint in MTons | FALSE | L | Annual | Allowances Sold NOX | Thousand Tons | 0 | 0 | 0 | 0 | 0 | 0 | 0 | 0
CSAPR- NOX Annual- NY | 226 | 6427 | Rate Constraint in MTons | FALSE | L | Annual | Allowances Banked | Thousand Tons | 0 | 0 | 0 | 0 | 0 | 0 | 0 | 0
CSAPR- NOX Annual- NY | 226 | 6427 | Rate Constraint in MTons | FALSE | L | Annual | Allowances Withdrawn (1:1) | Thousand Tons | 0 | 0 | 0 | 0 | 0 | 0 | 0 | 0
CSAPR- NOX Annual- NY | 226 | 6427 | Rate Constraint in MTons | FALSE | L | Annual | Allowances Withdrawn (n:1) | Thousand Tons | 0 | 0 | 0 | 0 | 0 | 0 | 0 | 0
CSAPR- NOX Annual- NY | 226 | 6427 | Rate Constraint in MTons | FALSE | L | Annual | Net Emissions Allowance Position | Thousand Tons | 4.7962 | 4.8278 | 4.6441 | 4.0001 | 2.698 | 1.7199 | 1.8634 | 1.9559
CSAPR- NOX Annual- NY | 226 | 6427 | Rate Constraint in MTons | FALSE | L | Annual | Fuel Consumed | TBtu | 434.5926 | 440.9054 | 442.4311 | 415.4364 | 300.0877 | 194.3485 | 199.4397 | 209.5699
CSAPR- NOX Annual- NY | 226 | 6427 | Rate Constraint in MTons | FALSE | L | Annual | Rate | lb/MMBtu | 0.022072 | 0.0219 | 0.020994 | 0.019257 | 0.017981 | 0.0177 | 0.018686 | 0.018666
CSAPR- NOX Annual- NY | 226 | 6427 | Rate Constraint in MTons | FALSE | L | Annual | Generation | TWh | 59.4121 | 60.3519 | 61.0139 | 58.0516 | 42.8995 | 28.2219 | 28.7103 | 29.9987
CSAPR- NOX Annual- NY | 226 | 6427 | Rate Constraint in MTons | FALSE | L | Annual | Qualifying Generation | TWh | 59.4121 | 60.3519 | 61.0139 | 58.0516 | 42.8995 | 28.2219 | 28.7103 | 29.9987
CSAPR- NOX Annual- NY | 226 | 6427 | Rate Constraint in MTons | FALSE | L | Annual | Rate | lb/MWh | 0.16145 | 0.15999 | 0.15223 | 0.13781 | 0.12578 | 0.12189 | 0.1298 | 0.1304
CSAPR- NOX Annual- NY | 226 | 6427 | Rate Constraint in MTons | FALSE | L | Annual | Constraint Shadow Price | US2016$/Ton | 0 | 0 | 0 | 0 | 0 | 0 | 0 | 0
CSAPR- NOX Annual- OH | 227 | 6429 | Rate Constraint in MTons | FALSE | L | Annual | Seasons Included | Seasons | Winter, WintShld, Summer | Winter, WintShld, Summer | Winter, WintShld, Summer | Winter, WintShld, Summer | Winter, WintShld, Summer | Winter, WintShld, Summer | Winter, WintShld, Summer | Winter, WintShld, Summer
CSAPR- NOX Annual- OH | 227 | 6429 | Rate Constraint in MTons | FALSE | L | Annual | Standard NOX | Thousand Tons | 106.5044 | 106.5044 | 106.5044 | 106.5044 | 106.5044 | 106.5044 | 106.5044 | 106.5044
CSAPR- NOX Annual- OH | 227 | 6429 | Rate Constraint in MTons | FALSE | L | Annual | Emissions at Affected Plants NOX | Thousand Tons | 40.9393 | 42.6196 | 41.8823 | 40.5584 | 31.4837 | 27.8412 | 26.7304 | 13.1214
CSAPR- NOX Annual- OH | 227 | 6429 | Rate Constraint in MTons | FALSE | L | Annual | Allowances Purchased NOX | Thousand Tons | 0 | 0 | 0 | 0 | 0 | 0 | 0 | 0
CSAPR- NOX Annual- OH | 227 | 6429 | Rate Constraint in MTons | FALSE | L | Annual | Allowances Sold NOX | Thousand Tons | 0 | 0 | 0 | 0 | 0 | 0 | 0 | 0
CSAPR- NOX Annual- OH | 227 | 6429 | Rate Constraint in MTons | FALSE | L | Annual | Allowances Banked | Thousand Tons | 0 | 0 | 0 | 0 | 0 | 0 | 0 | 0
CSAPR- NOX Annual- OH | 227 | 6429 | Rate Constraint in MTons | FALSE | L | Annual | Allowances Withdrawn (1:1) | Thousand Tons | 0 | 0 | 0 | 0 | 0 | 0 | 0 | 0
CSAPR- NOX Annual- OH | 227 | 6429 | Rate Constraint in MTons | FALSE | L | Annual | Allowances Withdrawn (n:1) | Thousand Tons | 0 | 0 | 0 | 0 | 0 | 0 | 0 | 0
CSAPR- NOX Annual- OH | 227 | 6429 | Rate Constraint in MTons | FALSE | L | Annual | Net Emissions Allowance Position | Thousand Tons | 40.9393 | 42.6196 | 41.8823 | 40.5584 | 31.4837 | 27.8412 | 26.7304 | 13.1214
CSAPR- NOX Annual- OH | 227 | 6429 | Rate Constraint in MTons | FALSE | L | Annual | Fuel Consumed | TBtu | 955.484 | 996.7702 | 989.4806 | 1008.0571 | 925.817 | 964.7835 | 1004.9734 | 995.1405
CSAPR- NOX Annual- OH | 227 | 6429 | Rate Constraint in MTons | FALSE | L | Annual | Rate | lb/MMBtu | 0.085693 | 0.085515 | 0.084655 | 0.080468 | 0.068013 | 0.057715 | 0.053196 | 0.026371
CSAPR- NOX Annual- OH | 227 | 6429 | Rate Constraint in MTons | FALSE | L | Annual | Generation | TWh | 111.6392 | 115.9119 | 115.8503 | 119.4486 | 132.7285 | 151.5284 | 169.2349 | 211.4186
CSAPR- NOX Annual- OH | 227 | 6429 | Rate Constraint in MTons | FALSE | L | Annual | Qualifying Generation | TWh | 111.6392 | 115.9119 | 115.8503 | 118.7613 | 116.2382 | 125.574 | 134.2293 | 146.7198
CSAPR- NOX Annual- OH | 227 | 6429 | Rate Constraint in MTons | FALSE | L | Annual | Rate | lb/MWh | 0.73342 | 0.73538 | 0.72304 | 0.68302 | 0.54171 | 0.44342 | 0.39828 | 0.17886
CSAPR- NOX Annual- OH | 227 | 6429 | Rate Constraint in MTons | FALSE | L | Annual | Constraint Shadow Price | US2016$/Ton | 0 | 0 | 0 | 0 | 0 | 0 | 0 | 0
CSAPR- NOX Annual- PA | 228 | 6431 | Rate Constraint in MTons | FALSE | L | Annual | Seasons Included | Seasons | Winter, WintShld, Summer | Winter, WintShld, Summer | Winter, WintShld, Summer | Winter, WintShld, Summer | Winter, WintShld, Summer | Winter, WintShld, Summer | Winter, WintShld, Summer | Winter, WintShld, Summer
CSAPR- NOX Annual- PA | 228 | 6431 | Rate Constraint in MTons | FALSE | L | Annual | Standard NOX | Thousand Tons | 140.6489 | 140.6489 | 140.6489 | 140.6489 | 140.6489 | 140.6489 | 140.6489 | 140.6489
CSAPR- NOX Annual- PA | 228 | 6431 | Rate Constraint in MTons | FALSE | L | Annual | Emissions at Affected Plants NOX | Thousand Tons | 17.8112 | 21.3192 | 20.7661 | 17.8012 | 18.033 | 16.5043 | 14.4821 | 12.3559
CSAPR- NOX Annual- PA | 228 | 6431 | Rate Constraint in MTons | FALSE | L | Annual | Allowances Purchased NOX | Thousand Tons | 0 | 0 | 0 | 0 | 0 | 0 | 0 | 0
CSAPR- NOX Annual- PA | 228 | 6431 | Rate Constraint in MTons | FALSE | L | Annual | Allowances Sold NOX | Thousand Tons | 0 | 0 | 0 | 0 | 0 | 0 | 0 | 0
CSAPR- NOX Annual- PA | 228 | 6431 | Rate Constraint in MTons | FALSE | L | Annual | Allowances Banked | Thousand Tons | 0 | 0 | 0 | 0 | 0 | 0 | 0 | 0
CSAPR- NOX Annual- PA | 228 | 6431 | Rate Constraint in MTons | FALSE | L | Annual | Allowances Withdrawn (1:1) | Thousand Tons | 0 | 0 | 0 | 0 | 0 | 0 | 0 | 0
CSAPR- NOX Annual- PA | 228 | 6431 | Rate Constraint in MTons | FALSE | L | Annual | Allowances Withdrawn (n:1) | Thousand Tons | 0 | 0 | 0 | 0 | 0 | 0 | 0 | 0
CSAPR- NOX Annual- PA | 228 | 6431 | Rate Constraint in MTons | FALSE | L | Annual | Net Emissions Allowance Position | Thousand Tons | 17.8112 | 21.3192 | 20.7661 | 17.8012 | 18.033 | 16.5043 | 14.4821 | 12.3559
CSAPR- NOX Annual- PA | 228 | 6431 | Rate Constraint in MTons | FALSE | L | Annual | Fuel Consumed | TBtu | 1149.6567 | 1239.2797 | 1231.9968 | 1200.6946 | 1265.5458 | 1254.8377 | 1386.6792 | 1458.7096
CSAPR- NOX Annual- PA | 228 | 6431 | Rate Constraint in MTons | FALSE | L | Annual | Rate | lb/MMBtu | 0.030985 | 0.034406 | 0.033711 | 0.029651 | 0.028498 | 0.026305 | 0.020887 | 0.016941
CSAPR- NOX Annual- PA | 228 | 6431 | Rate Constraint in MTons | FALSE | L | Annual | Generation | TWh | 154.4638 | 163.7986 | 162.9409 | 162.1757 | 234.908 | 274.6124 | 332.9506 | 418.9965
CSAPR- NOX Annual- PA | 228 | 6431 | Rate Constraint in MTons | FALSE | L | Annual | Qualifying Generation | TWh | 154.4638 | 163.7986 | 162.9409 | 160.2308 | 170.6577 | 172.9678 | 198.9875 | 215.6474
CSAPR- NOX Annual- PA | 228 | 6431 | Rate Constraint in MTons | FALSE | L | Annual | Rate | lb/MWh | 0.23062 | 0.26031 | 0.25489 | 0.22219 | 0.21134 | 0.19084 | 0.14556 | 0.11459
CSAPR- NOX Annual- PA | 228 | 6431 | Rate Constraint in MTons | FALSE | L | Annual | Constraint Shadow Price | US2016$/Ton | 0 | 0 | 0 | 0 | 0 | 0 | 0 | 0
CSAPR- NOX Annual- SC | 229 | 6435 | Rate Constraint in MTons | FALSE | L | Annual | Seasons Included | Seasons | Winter, WintShld, Summer | Winter, WintShld, Summer | Winter, WintShld, Summer | Winter, WintShld, Summer | Winter, WintShld, Summer | Winter, WintShld, Summer | Winter, WintShld, Summer | Winter, WintShld, Summer
CSAPR- NOX Annual- SC | 229 | 6435 | Rate Constraint in MTons | FALSE | L | Annual | Standard NOX | Thousand Tons | 38.3476 | 38.3476 | 38.3476 | 38.3476 | 38.3476 | 38.3476 | 38.3476 | 38.3476
CSAPR- NOX Annual- SC | 229 | 6435 | Rate Constraint in MTons | FALSE | L | Annual | Emissions at Affected Plants NOX | Thousand Tons | 12.3449 | 12.8526 | 12.9364 | 12.2768 | 10.2649 | 10.5904 | 10.5641 | 8.903
CSAPR- NOX Annual- SC | 229 | 6435 | Rate Constraint in MTons | FALSE | L | Annual | Allowances Purchased NOX | Thousand Tons | 0 | 0 | 0 | 0 | 0 | 0 | 0 | 0
CSAPR- NOX Annual- SC | 229 | 6435 | Rate Constraint in MTons | FALSE | L | Annual | Allowances Sold NOX | Thousand Tons | 0 | 0 | 0 | 0 | 0 | 0 | 0 | 0
CSAPR- NOX Annual- SC | 229 | 6435 | Rate Constraint in MTons | FALSE | L | Annual | Allowances Banked | Thousand Tons | 0 | 0 | 0 | 0 | 0 | 0 | 0 | 0
CSAPR- NOX Annual- SC | 229 | 6435 | Rate Constraint in MTons | FALSE | L | Annual | Allowances Withdrawn (1:1) | Thousand Tons | 0 | 0 | 0 | 0 | 0 | 0 | 0 | 0
CSAPR- NOX Annual- SC | 229 | 6435 | Rate Constraint in MTons | FALSE | L | Annual | Allowances Withdrawn (n:1) | Thousand Tons | 0 | 0 | 0 | 0 | 0 | 0 | 0 | 0
CSAPR- NOX Annual- SC | 229 | 6435 | Rate Constraint in MTons | FALSE | L | Annual | Net Emissions Allowance Position | Thousand Tons | 12.3449 | 12.8526 | 12.9364 | 12.2768 | 10.2649 | 10.5904 | 10.5641 | 8.903
CSAPR- NOX Annual- SC | 229 | 6435 | Rate Constraint in MTons | FALSE | L | Annual | Fuel Consumed | TBtu | 389.1028 | 399.6887 | 403.0686 | 403.3791 | 434.5077 | 467.5333 | 482.3255 | 440.7016
CSAPR- NOX Annual- SC | 229 | 6435 | Rate Constraint in MTons | FALSE | L | Annual | Rate | lb/MMBtu | 0.063453 | 0.064313 | 0.06419 | 0.06087 | 0.047249 | 0.045303 | 0.043805 | 0.040404
CSAPR- NOX Annual- SC | 229 | 6435 | Rate Constraint in MTons | FALSE | L | Annual | Generation | TWh | 45.5589 | 46.5879 | 47.8896 | 52.987 | 80.8635 | 92.8393 | 101.6753 | 96.6056
CSAPR- NOX Annual- SC | 229 | 6435 | Rate Constraint in MTons | FALSE | L | Annual | Qualifying Generation | TWh | 45.5589 | 46.5879 | 47.1291 | 48.2925 | 56.5066 | 61.7225 | 64.2259 | 59.6373
CSAPR- NOX Annual- SC | 229 | 6435 | Rate Constraint in MTons | FALSE | L | Annual | Rate | lb/MWh | 0.54193 | 0.55176 | 0.54898 | 0.50844 | 0.36332 | 0.34316 | 0.32897 | 0.29857
CSAPR- NOX Annual- SC | 229 | 6435 | Rate Constraint in MTons | FALSE | L | Annual | Constraint Shadow Price | US2016$/Ton | 0 | 0 | 0 | 0 | 0 | 0 | 0 | 0
CSAPR- NOX Annual- TN | 230 | 6437 | Rate Constraint in MTons | FALSE | L | Annual | Seasons Included | Seasons | Winter, WintShld, Summer | Winter, WintShld, Summer | Winter, WintShld, Summer | Winter, WintShld, Summer | Winter, WintShld, Summer | Winter, WintShld, Summer | Winter, WintShld, Summer | Winter, WintShld, Summer
CSAPR- NOX Annual- TN | 230 | 6437 | Rate Constraint in MTons | FALSE | L | Annual | Standard NOX | Thousand Tons | 22.8177 | 22.8177 | 22.8177 | 22.8177 | 22.8177 | 22.8177 | 22.8177 | 22.8177
CSAPR- NOX Annual- TN | 230 | 6437 | Rate Constraint in MTons | FALSE | L | Annual | Emissions at Affected Plants NOX | Thousand Tons | 4.6897 | 5.7525 | 5.9005 | 5.8169 | 6.1172 | 5.7823 | 3.9749 | 1.9342
CSAPR- NOX Annual- TN | 230 | 6437 | Rate Constraint in MTons | FALSE | L | Annual | Allowances Purchased NOX | Thousand Tons | 0 | 0 | 0 | 0 | 0 | 0 | 0 | 0
CSAPR- NOX Annual- TN | 230 | 6437 | Rate Constraint in MTons | FALSE | L | Annual | Allowances Sold NOX | Thousand Tons | 0 | 0 | 0 | 0 | 0 | 0 | 0 | 0
CSAPR- NOX Annual- TN | 230 | 6437 | Rate Constraint in MTons | FALSE | L | Annual | Allowances Banked | Thousand Tons | 0 | 0 | 0 | 0 | 0 | 0 | 0 | 0
CSAPR- NOX Annual- TN | 230 | 6437 | Rate Constraint in MTons | FALSE | L | Annual | Allowances Withdrawn (1:1) | Thousand Tons | 0 | 0 | 0 | 0 | 0 | 0 | 0 | 0
CSAPR- NOX Annual- TN | 230 | 6437 | Rate Constraint in MTons | FALSE | L | Annual | Allowances Withdrawn (n:1) | Thousand Tons | 0 | 0 | 0 | 0 | 0 | 0 | 0 | 0
CSAPR- NOX Annual- TN | 230 | 6437 | Rate Constraint in MTons | FALSE | L | Annual | Net Emissions Allowance Position | Thousand Tons | 4.6897 | 5.7525 | 5.9005 | 5.8169 | 6.1172 | 5.7823 | 3.9749 | 1.9342
CSAPR- NOX Annual- TN | 230 | 6437 | Rate Constraint in MTons | FALSE | L | Annual | Fuel Consumed | TBtu | 261.1444 | 289.881 | 293.5918 | 284.2764 | 293.2241 | 317.6321 | 349.3778 | 331.7795
CSAPR- NOX Annual- TN | 230 | 6437 | Rate Constraint in MTons | FALSE | L | Annual | Rate | lb/MMBtu | 0.035917 | 0.039689 | 0.040196 | 0.040924 | 0.041724 | 0.036409 | 0.022754 | 0.011659
CSAPR- NOX Annual- TN | 230 | 6437 | Rate Constraint in MTons | FALSE | L | Annual | Generation | TWh | 34.0542 | 36.6855 | 37.177 | 36.2635 | 37.6879 | 46.5398 | 64.0129 | 75.6303
CSAPR- NOX Annual- TN | 230 | 6437 | Rate Constraint in MTons | FALSE | L | Annual | Qualifying Generation | TWh | 34.0542 | 36.6855 | 37.177 | 36.2635 | 37.2146 | 41.4357 | 48.7943 | 51.1589
CSAPR- NOX Annual- TN | 230 | 6437 | Rate Constraint in MTons | FALSE | L | Annual | Rate | lb/MWh | 0.27543 | 0.31361 | 0.31743 | 0.32081 | 0.32875 | 0.2791 | 0.16292 | 0.075615
CSAPR- NOX Annual- TN | 230 | 6437 | Rate Constraint in MTons | FALSE | L | Annual | Constraint Shadow Price | US2016$/Ton | 0 | 0 | 0 | 0 | 0 | 0 | 0 | 0
CSAPR- NOX Annual- VA | 231 | 6441 | Rate Constraint in MTons | FALSE | L | Annual | Seasons Included | Seasons | Winter, WintShld, Summer | Winter, WintShld, Summer | Winter, WintShld, Summer | Winter, WintShld, Summer | Winter, WintShld, Summer | Winter, WintShld, Summer | Winter, WintShld, Summer | Winter, WintShld, Summer
CSAPR- NOX Annual- VA | 231 | 6441 | Rate Constraint in MTons | FALSE | L | Annual | Standard NOX | Thousand Tons | 39.2256 | 39.2256 | 39.2256 | 39.2256 | 39.2256 | 39.2256 | 39.2256 | 39.2256
CSAPR- NOX Annual- VA | 231 | 6441 | Rate Constraint in MTons | FALSE | L | Annual | Emissions at Affected Plants NOX | Thousand Tons | 4.0754 | 4.8771 | 4.8378 | 6.6359 | 6.5355 | 5.4063 | 4.6071 | 3.4604
CSAPR- NOX Annual- VA | 231 | 6441 | Rate Constraint in MTons | FALSE | L | Annual | Allowances Purchased NOX | Thousand Tons | 0 | 0 | 0 | 0 | 0 | 0 | 0 | 0
CSAPR- NOX Annual- VA | 231 | 6441 | Rate Constraint in MTons | FALSE | L | Annual | Allowances Sold NOX | Thousand Tons | 0 | 0 | 0 | 0 | 0 | 0 | 0 | 0
CSAPR- NOX Annual- VA | 231 | 6441 | Rate Constraint in MTons | FALSE | L | Annual | Allowances Banked | Thousand Tons | 0 | 0 | 0 | 0 | 0 | 0 | 0 | 0
CSAPR- NOX Annual- VA | 231 | 6441 | Rate Constraint in MTons | FALSE | L | Annual | Allowances Withdrawn (1:1) | Thousand Tons | 0 | 0 | 0 | 0 | 0 | 0 | 0 | 0
CSAPR- NOX Annual- VA | 231 | 6441 | Rate Constraint in MTons | FALSE | L | Annual | Allowances Withdrawn (n:1) | Thousand Tons | 0 | 0 | 0 | 0 | 0 | 0 | 0 | 0
CSAPR- NOX Annual- VA | 231 | 6441 | Rate Constraint in MTons | FALSE | L | Annual | Net Emissions Allowance Position | Thousand Tons | 4.0754 | 4.8771 | 4.8378 | 6.6359 | 6.5355 | 5.4063 | 4.6071 | 3.4604
CSAPR- NOX Annual- VA | 231 | 6441 | Rate Constraint in MTons | FALSE | L | Annual | Fuel Consumed | TBtu | 441.6243 | 468.2262 | 459.6238 | 526.5681 | 569.5718 | 537.9321 | 502.815 | 482.8755
CSAPR- NOX Annual- VA | 231 | 6441 | Rate Constraint in MTons | FALSE | L | Annual | Rate | lb/MMBtu | 0.018456 | 0.020832 | 0.021051 | 0.025204 | 0.022949 | 0.0201 | 0.018325 | 0.014333
CSAPR- NOX Annual- VA | 231 | 6441 | Rate Constraint in MTons | FALSE | L | Annual | Generation | TWh | 61.1209 | 64.1647 | 62.9553 | 70.9585 | 139.8232 | 174.7822 | 217.9961 | 289.8611
CSAPR- NOX Annual- VA | 231 | 6441 | Rate Constraint in MTons | FALSE | L | Annual | Qualifying Generation | TWh | 61.1209 | 64.1647 | 62.9553 | 70.9585 | 77.3702 | 75.0642 | 71.6189 | 70.2664
CSAPR- NOX Annual- VA | 231 | 6441 | Rate Constraint in MTons | FALSE | L | Annual | Rate | lb/MWh | 0.13335 | 0.15202 | 0.15369 | 0.18704 | 0.16894 | 0.14404 | 0.12866 | 0.098494
CSAPR- NOX Annual- VA | 231 | 6441 | Rate Constraint in MTons | FALSE | L | Annual | Constraint Shadow Price | US2016$/Ton | 0 | 0 | 0 | 0 | 0 | 0 | 0 | 0
CSAPR- NOX Annual- WI | 232 | 6443 | Rate Constraint in MTons | FALSE | L | Annual | Seasons Included | Seasons | Winter, WintShld, Summer | Winter, WintShld, Summer | Winter, WintShld, Summer | Winter, WintShld, Summer | Winter, WintShld, Summer | Winter, WintShld, Summer | Winter, WintShld, Summer | Winter, WintShld, Summer
CSAPR- NOX Annual- WI | 232 | 6443 | Rate Constraint in MTons | FALSE | L | Annual | Standard NOX | Thousand Tons | 38.7878 | 38.7878 | 38.7878 | 38.7878 | 38.7878 | 38.7878 | 38.7878 | 38.7878
CSAPR- NOX Annual- WI | 232 | 6443 | Rate Constraint in MTons | FALSE | L | Annual | Emissions at Affected Plants NOX | Thousand Tons | 8.2264 | 9.6369 | 9.5674 | 8.4627 | 7.9298 | 8.524 | 6.4277 | 3.9472
CSAPR- NOX Annual- WI | 232 | 6443 | Rate Constraint in MTons | FALSE | L | Annual | Allowances Purchased NOX | Thousand Tons | 0 | 0 | 0 | 0 | 0 | 0 | 0 | 0
CSAPR- NOX Annual- WI | 232 | 6443 | Rate Constraint in MTons | FALSE | L | Annual | Allowances Sold NOX | Thousand Tons | 0 | 0 | 0 | 0 | 0 | 0 | 0 | 0
CSAPR- NOX Annual- WI | 232 | 6443 | Rate Constraint in MTons | FALSE | L | Annual | Allowances Banked | Thousand Tons | 0 | 0 | 0 | 0 | 0 | 0 | 0 | 0
CSAPR- NOX Annual- WI | 232 | 6443 | Rate Constraint in MTons | FALSE | L | Annual | Allowances Withdrawn (1:1) | Thousand Tons | 0 | 0 | 0 | 0 | 0 | 0 | 0 | 0
CSAPR- NOX Annual- WI | 232 | 6443 | Rate Constraint in MTons | FALSE | L | Annual | Allowances Withdrawn (n:1) | Thousand Tons | 0 | 0 | 0 | 0 | 0 | 0 | 0 | 0
CSAPR- NOX Annual- WI | 232 | 6443 | Rate Constraint in MTons | FALSE | L | Annual | Net Emissions Allowance Position | Thousand Tons | 8.2264 | 9.6369 | 9.5674 | 8.4627 | 7.9298 | 8.524 | 6.4277 | 3.9472
CSAPR- NOX Annual- WI | 232 | 6443 | Rate Constraint in MTons | FALSE | L | Annual | Fuel Consumed | TBtu | 385.5179 | 430.7514 | 427.9723 | 388.3823 | 375.0988 | 389.4698 | 327.5012 | 250.8445
CSAPR- NOX Annual- WI | 232 | 6443 | Rate Constraint in MTons | FALSE | L | Annual | Rate | lb/MMBtu | 0.042677 | 0.044745 | 0.04471 | 0.043579 | 0.042281 | 0.043772 | 0.039253 | 0.031471
CSAPR- NOX Annual- WI | 232 | 6443 | Rate Constraint in MTons | FALSE | L | Annual | Generation | TWh | 45.717 | 50.0813 | 50.0181 | 46.1487 | 44.8014 | 46.1888 | 40.0085 | 32.3527
CSAPR- NOX Annual- WI | 232 | 6443 | Rate Constraint in MTons | FALSE | L | Annual | Qualifying Generation | TWh | 45.717 | 50.0813 | 50.0181 | 46.1487 | 44.8014 | 46.1888 | 40.0085 | 32.3527
CSAPR- NOX Annual- WI | 232 | 6443 | Rate Constraint in MTons | FALSE | L | Annual | Rate | lb/MWh | 0.35988 | 0.38485 | 0.38256 | 0.36676 | 0.354 | 0.36909 | 0.32132 | 0.24401
CSAPR- NOX Annual- WI | 232 | 6443 | Rate Constraint in MTons | FALSE | L | Annual | Constraint Shadow Price | US2016$/Ton | 0 | 0 | 0 | 0 | 0 | 0 | 0 | 0
CSAPR- NOX Annual- WV | 233 | 6517 | Rate Constraint in MTons | FALSE | L | Annual | Seasons Included | Seasons | Winter, WintShld, Summer | Winter, WintShld, Summer | Winter, WintShld, Summer | Winter, WintShld, Summer | Winter, WintShld, Summer | Winter, WintShld, Summer | Winter, WintShld, Summer | Winter, WintShld, Summer
CSAPR- NOX Annual- WV | 233 | 6517 | Rate Constraint in MTons | FALSE | L | Annual | Standard NOX | Thousand Tons | 64.4068 | 64.4068 | 64.4068 | 64.4068 | 64.4068 | 64.4068 | 64.4068 | 64.4068
CSAPR- NOX Annual- WV | 233 | 6517 | Rate Constraint in MTons | FALSE | L | Annual | Emissions at Affected Plants NOX | Thousand Tons | 46.8066 | 42.8308 | 41.2227 | 39.6128 | 27.1605 | 27.4804 | 26.6349 | 18.0457
CSAPR- NOX Annual- WV | 233 | 6517 | Rate Constraint in MTons | FALSE | L | Annual | Allowances Purchased NOX | Thousand Tons | 0 | 0 | 0 | 0 | 0 | 0 | 0 | 0
CSAPR- NOX Annual- WV | 233 | 6517 | Rate Constraint in MTons | FALSE | L | Annual | Allowances Sold NOX | Thousand Tons | 0 | 0 | 0 | 0 | 0 | 0 | 0 | 0
CSAPR- NOX Annual- WV | 233 | 6517 | Rate Constraint in MTons | FALSE | L | Annual | Allowances Banked | Thousand Tons | 0 | 0 | 0 | 0 | 0 | 0 | 0 | 0
CSAPR- NOX Annual- WV | 233 | 6517 | Rate Constraint in MTons | FALSE | L | Annual | Allowances Withdrawn (1:1) | Thousand Tons | 0 | 0 | 0 | 0 | 0 | 0 | 0 | 0
CSAPR- NOX Annual- WV | 233 | 6517 | Rate Constraint in MTons | FALSE | L | Annual | Allowances Withdrawn (n:1) | Thousand Tons | 0 | 0 | 0 | 0 | 0 | 0 | 0 | 0
CSAPR- NOX Annual- WV | 233 | 6517 | Rate Constraint in MTons | FALSE | L | Annual | Net Emissions Allowance Position | Thousand Tons | 46.8066 | 42.8308 | 41.2227 | 39.6128 | 27.1605 | 27.4804 | 26.6349 | 18.0457
CSAPR- NOX Annual- WV | 233 | 6517 | Rate Constraint in MTons | FALSE | L | Annual | Fuel Consumed | TBtu | 783.3813 | 744.2414 | 716.9253 | 692.4211 | 648.2509 | 732.65 | 796.4273 | 810.3312
CSAPR- NOX Annual- WV | 233 | 6517 | Rate Constraint in MTons | FALSE | L | Annual | Rate | lb/MMBtu | 0.1195 | 0.1151 | 0.115 | 0.11442 | 0.083796 | 0.075016 | 0.066886 | 0.044539
CSAPR- NOX Annual- WV | 233 | 6517 | Rate Constraint in MTons | FALSE | L | Annual | Generation | TWh | 78.6305 | 74.9827 | 72.7768 | 70.2489 | 113.756 | 143.2607 | 169.3691 | 217.6046
CSAPR- NOX Annual- WV | 233 | 6517 | Rate Constraint in MTons | FALSE | L | Annual | Qualifying Generation | TWh | 78.6305 | 74.9827 | 72.7768 | 70.2489 | 77.7581 | 92.0491 | 103.3086 | 111.1934
CSAPR- NOX Annual- WV | 233 | 6517 | Rate Constraint in MTons | FALSE | L | Annual | Rate | lb/MWh | 1.1905 | 1.1424 | 1.1329 | 1.1278 | 0.69859 | 0.59708 | 0.51564 | 0.32458
CSAPR- NOX Annual- WV | 233 | 6517 | Rate Constraint in MTons | FALSE | L | Annual | Constraint Shadow Price | US2016$/Ton | 0 | 0 | 0 | 0 | 0 | 0 | 0 | 0
CSAPR Rule Constraint- NOX Annual | 234 | 6395 | Rate Constraint in MTons | FALSE | L | Annual | Seasons Included | Seasons | Winter, WintShld, Summer | Winter, WintShld, Summer | Winter, WintShld, Summer | Winter, WintShld, Summer | Winter, WintShld, Summer | Winter, WintShld, Summer | Winter, WintShld, Summer | Winter, WintShld, Summer
CSAPR Rule Constraint- NOX Annual | 234 | 6395 | Rate Constraint in MTons | FALSE | L | Annual | Standard NOX | Thousand Tons | 1069.256 | 1069.256 | 1069.256 | 1069.256 | 1069.256 | 1069.256 | 1069.256 | 1069.256
CSAPR Rule Constraint- NOX Annual | 234 | 6395 | Rate Constraint in MTons | FALSE | L | Annual | Emissions at Affected Plants NOX | Thousand Tons | 415.819 | 428.8477 | 421.8735 | 411.9566 | 355.3822 | 349.9246 | 319.4208 | 234.0408
CSAPR Rule Constraint- NOX Annual | 234 | 6395 | Rate Constraint in MTons | FALSE | L | Annual | Allowances Purchased NOX | Thousand Tons | 0 | 0 | 0 | 0 | 0 | 0 | 0 | 0
CSAPR Rule Constraint- NOX Annual | 234 | 6395 | Rate Constraint in MTons | FALSE | L | Annual | Allowances Sold NOX | Thousand Tons | 0 | 0 | 0 | 0 | 0 | 0 | 0 | 0
CSAPR Rule Constraint- NOX Annual | 234 | 6395 | Rate Constraint in MTons | FALSE | L | Annual | Allowances Banked | Thousand Tons | 0 | 0 | 0 | 0 | 0 | 0 | 0 | 0
CSAPR Rule Constraint- NOX Annual | 234 | 6395 | Rate Constraint in MTons | FALSE | L | Annual | Allowances Withdrawn (1:1) | Thousand Tons | 0 | 0 | 0 | 0 | 0 | 0 | 0 | 0
CSAPR Rule Constraint- NOX Annual | 234 | 6395 | Rate Constraint in MTons | FALSE | L | Annual | Allowances Withdrawn (n:1) | Thousand Tons | 0 | 0 | 0 | 0 | 0 | 0 | 0 | 0
CSAPR Rule Constraint- NOX Annual | 234 | 6395 | Rate Constraint in MTons | FALSE | L | Annual | Net Emissions Allowance Position | Thousand Tons | 415.819 | 428.8477 | 421.8735 | 411.9566 | 355.3822 | 349.9246 | 319.4208 | 234.0408
CSAPR Rule Constraint- NOX Annual | 234 | 6395 | Rate Constraint in MTons | FALSE | L | Annual | Fuel Consumed | TBtu | 11184.9082 | 11644.1315 | 11574.1113 | 11704.4429 | 11511.693 | 11757.8713 | 11630.372 | 11013.2372
CSAPR Rule Constraint- NOX Annual | 234 | 6395 | Rate Constraint in MTons | FALSE | L | Annual | Rate | lb/MMBtu | 0.074354 | 0.073659 | 0.072899 | 0.070393 | 0.061743 | 0.059522 | 0.054929 | 0.042502
CSAPR Rule Constraint- NOX Annual | 234 | 6395 | Rate Constraint in MTons | FALSE | L | Annual | Generation | TWh | 1311.2921 | 1362.3161 | 1363.5198 | 1386.2211 | 1416.0876 | 1482.5382 | 1518.4879 | 1517.7796
CSAPR Rule Constraint- NOX Annual | 234 | 6395 | Rate Constraint in MTons | FALSE | L | Annual | Qualifying Generation | TWh | 1311.2918 | 1362.3153 | 1363.5194 | 1386.2201 | 1414.2689 | 1470.9943 | 1495.8594 | 1488.7455
CSAPR Rule Constraint- NOX Annual | 234 | 6395 | Rate Constraint in MTons | FALSE | L | Annual | Rate | lb/MWh | 0.63421 | 0.62959 | 0.6188 | 0.59436 | 0.50257 | 0.47577 | 0.42707 | 0.31441
CSAPR Rule Constraint- NOX Annual | 234 | 6395 | Rate Constraint in MTons | FALSE | L | Annual | Constraint Shadow Price | US2016$/Ton | 0 | 0 | 0 | 0 | 0 | 0 | 0 | 0
CSAPR Rule Constraint- SO2 Annual- Region1 | 235 | 6433 | Rate Constraint in MTons | FALSE | L | Annual | Seasons Included | Seasons | Winter, WintShld, Summer | Winter, WintShld, Summer | Winter, WintShld, Summer | Winter, WintShld, Summer | Winter, WintShld, Summer | Winter, WintShld, Summer | Winter, WintShld, Summer | Winter, WintShld, Summer
CSAPR Rule Constraint- SO2 Annual- Region1 | 235 | 6433 | Rate Constraint in MTons | FALSE | L | Annual | Standard SO2 | Thousand Tons | 1372.631 | 1372.631 | 1372.631 | 1372.631 | 1372.631 | 1372.631 | 1372.631 | 1372.631
CSAPR Rule Constraint- SO2 Annual- Region1 | 235 | 6433 | Rate Constraint in MTons | FALSE | L | Annual | Emissions at Affected Plants SO2 | Thousand Tons | 403.2287 | 377.6146 | 378.174 | 381.1394 | 330.8229 | 321.2274 | 298.271 | 218.1222
CSAPR Rule Constraint- SO2 Annual- Region1 | 235 | 6433 | Rate Constraint in MTons | FALSE | L | Annual | Allowances Purchased SO2 | Thousand Tons | 0 | 0 | 0 | 0 | 0 | 0 | 0 | 0
CSAPR Rule Constraint- SO2 Annual- Region1 | 235 | 6433 | Rate Constraint in MTons | FALSE | L | Annual | Allowances Sold SO2 | Thousand Tons | 0 | 0 | 0 | 0 | 0 | 0 | 0 | 0
CSAPR Rule Constraint- SO2 Annual- Region1 | 235 | 6433 | Rate Constraint in MTons | FALSE | L | Annual | Allowances Banked | Thousand Tons | 0 | 0 | 0 | 0 | 0 | 0 | 0 | 0
CSAPR Rule Constraint- SO2 Annual- Region1 | 235 | 6433 | Rate Constraint in MTons | FALSE | L | Annual | Allowances Withdrawn (1:1) | Thousand Tons | 0 | 0 | 0 | 0 | 0 | 0 | 0 | 0
CSAPR Rule Constraint- SO2 Annual- Region1 | 235 | 6433 | Rate Constraint in MTons | FALSE | L | Annual | Allowances Withdrawn (n:1) | Thousand Tons | 0 | 0 | 0 | 0 | 0 | 0 | 0 | 0
CSAPR Rule Constraint- SO2 Annual- Region1 | 235 | 6433 | Rate Constraint in MTons | FALSE | L | Annual | Net Emissions Allowance Position | Thousand Tons | 403.2287 | 377.6146 | 378.174 | 381.1394 | 330.8229 | 321.2274 | 298.271 | 218.1222
CSAPR Rule Constraint- SO2 Annual- Region1 | 235 | 6433 | Rate Constraint in MTons | FALSE | L | Annual | Fuel Consumed | TBtu | 8593.9488 | 9107.0637 | 8990.2339 | 9167.9078 | 9029.9069 | 9165.1512 | 9062.4652 | 8538.8673
CSAPR Rule Constraint- SO2 Annual- Region1 | 235 | 6433 | Rate Constraint in MTons | FALSE | L | Annual | Rate | lb/MMBtu | 0.09384 | 0.082928 | 0.08413 | 0.083146 | 0.073273 | 0.070098 | 0.065826 | 0.051089
CSAPR Rule Constraint- SO2 Annual- Region1 | 235 | 6433 | Rate Constraint in MTons | FALSE | L | Annual | Generation | TWh | 1012.2282 | 1069.6901 | 1065.5299 | 1094.5158 | 1137.1497 | 1190.1221 | 1231.2674 | 1233.9358
CSAPR Rule Constraint- SO2 Annual- Region1 | 235 | 6433 | Rate Constraint in MTons | FALSE | L | Annual | Qualifying Generation | TWh | 1012.2279 | 1069.6893 | 1064.9576 | 1090.9837 | 1116.1565 | 1154.122 | 1176.7329 | 1172.1909
CSAPR Rule Constraint- SO2 Annual- Region1 | 235 | 6433 | Rate Constraint in MTons | FALSE | L | Annual | Rate | lb/MWh | 0.79672 | 0.70603 | 0.71021 | 0.69871 | 0.59279 | 0.55666 | 0.50695 | 0.37216
CSAPR Rule Constraint- SO2 Annual- Region1 | 235 | 6433 | Rate Constraint in MTons | FALSE | L | Annual | Constraint Shadow Price | US2016$/Ton | 0 | 0 | 0 | 0 | 0 | 0 | 0 | 0
CSAPR Rule Constraint- SO2 Annual- Region2 | 236 | 6434 | Rate Constraint in MTons | FALSE | L | Annual | Seasons Included | Seasons | Winter, WintShld, Summer | Winter, WintShld, Summer | Winter, WintShld, Summer | Winter, WintShld, Summer | Winter, WintShld, Summer | Winter, WintShld, Summer | Winter, WintShld, Summer | Winter, WintShld, Summer
CSAPR Rule Constraint- SO2 Annual- Region2 | 236 | 6434 | Rate Constraint in MTons | FALSE | L | Annual | Standard SO2 | Thousand Tons | 597.579 | 597.579 | 597.579 | 597.579 | 597.579 | 597.579 | 597.579 | 597.579
CSAPR Rule Constraint- SO2 Annual- Region2 | 236 | 6434 | Rate Constraint in MTons | FALSE | L | Annual | Emissions at Affected Plants SO2 | Thousand Tons | 96.3848 | 91.1344 | 96.1762 | 93.2072 | 77.607 | 79.4487 | 77.6449 | 69.7856
CSAPR Rule Constraint- SO2 Annual- Region2 | 236 | 6434 | Rate Constraint in MTons | FALSE | L | Annual | Allowances Purchased SO2 | Thousand Tons | 0 | 0 | 0 | 0 | 0 | 0 | 0 | 0
CSAPR Rule Constraint- SO2 Annual- Region2 | 236 | 6434 | Rate Constraint in MTons | FALSE | L | Annual | Allowances Sold SO2 | Thousand Tons | 0 | 0 | 0 | 0 | 0 | 0 | 0 | 0
CSAPR Rule Constraint- SO2 Annual- Region2 | 236 | 6434 | Rate Constraint in MTons | FALSE | L | Annual | Allowances Banked | Thousand Tons | 0 | 0 | 0 | 0 | 0 | 0 | 0 | 0
CSAPR Rule Constraint- SO2 Annual- Region2 | 236 | 6434 | Rate Constraint in MTons | FALSE | L | Annual | Allowances Withdrawn (1:1) | Thousand Tons | 0 | 0 | 0 | 0 | 0 | 0 | 0 | 0
CSAPR Rule Constraint- SO2 Annual- Region2 | 236 | 6434 | Rate Constraint in MTons | FALSE | L | Annual | Allowances Withdrawn (n:1) | Thousand Tons | 0 | 0 | 0 | 0 | 0 | 0 | 0 | 0
CSAPR Rule Constraint- SO2 Annual- Region2 | 236 | 6434 | Rate Constraint in MTons | FALSE | L | Annual | Net Emissions Allowance Position | Thousand Tons | 96.3848 | 91.1344 | 96.1762 | 93.2072 | 77.607 | 79.4487 | 77.6449 | 69.7856
CSAPR Rule Constraint- SO2 Annual- Region2 | 236 | 6434 | Rate Constraint in MTons | FALSE | L | Annual | Fuel Consumed | TBtu | 2590.9594 | 2537.0677 | 2583.8774 | 2536.535 | 2481.7862 | 2592.7201 | 2567.9068 | 2474.3699
CSAPR Rule Constraint- SO2 Annual- Region2 | 236 | 6434 | Rate Constraint in MTons | FALSE | L | Annual | Rate | lb/MMBtu | 0.074401 | 0.071842 | 0.074443 | 0.073492 | 0.062541 | 0.061286 | 0.060473 | 0.056407
CSAPR Rule Constraint- SO2 Annual- Region2 | 236 | 6434 | Rate Constraint in MTons | FALSE | L | Annual | Generation | TWh | 299.0639 | 292.626 | 299.322 | 299.929 | 326.4208 | 371.362 | 401.7432 | 432.4247
CSAPR Rule Constraint- SO2 Annual- Region2 | 236 | 6434 | Rate Constraint in MTons | FALSE | L | Annual | Qualifying Generation | TWh | 299.0639 | 292.626 | 298.5619 | 295.2364 | 298.1123 | 316.8723 | 319.1266 | 316.5546
CSAPR Rule Constraint- SO2 Annual- Region2 | 236 | 6434 | Rate Constraint in MTons | FALSE | L | Annual | Rate | lb/MWh | 0.64458 | 0.62287 | 0.64426 | 0.63141 | 0.52066 | 0.50146 | 0.48661 | 0.44091
CSAPR Rule Constraint- SO2 Annual- Region2 | 236 | 6434 | Rate Constraint in MTons | FALSE | L | Annual | Constraint Shadow Price | US2016$/Ton | 0 | 0 | 0 | 0 | 0 | 0 | 0 | 0
CSAPR- SO2 Annual- AL | 237 | 6394 | Rate Constraint in MTons | FALSE | L | Annual | Seasons Included | Seasons | Winter, WintShld, Summer | Winter, WintShld, Summer | Winter, WintShld, Summer | Winter, WintShld, Summer | Winter, WintShld, Summer | Winter, WintShld, Summer | Winter, WintShld, Summer | Winter, WintShld, Summer
CSAPR- SO2 Annual- AL | 237 | 6394 | Rate Constraint in MTons | FALSE | L | Annual | Standard SO2 | Thousand Tons | 251.6444 | 251.6444 | 251.6444 | 251.6444 | 251.6444 | 251.6444 | 251.6444 | 251.6444
CSAPR- SO2 Annual- AL | 237 | 6394 | Rate Constraint in MTons | FALSE | L | Annual | Emissions at Affected Plants SO2 | Thousand Tons | 9.1144 | 9.4763 | 9.5321 | 10.8973 | 9.4249 | 9.6689 | 10.1371 | 7.8611
CSAPR- SO2 Annual- AL | 237 | 6394 | Rate Constraint in MTons | FALSE | L | Annual | Allowances Purchased SO2 | Thousand Tons | 0 | 0 | 0 | 0 | 0 | 0 | 0 | 0
CSAPR- SO2 Annual- AL | 237 | 6394 | Rate Constraint in MTons | FALSE | L | Annual | Allowances Sold SO2 | Thousand Tons | 0 | 0 | 0 | 0 | 0 | 0 | 0 | 0
CSAPR- SO2 Annual- AL | 237 | 6394 | Rate Constraint in MTons | FALSE | L | Annual | Allowances Banked | Thousand Tons | 0 | 0 | 0 | 0 | 0 | 0 | 0 | 0
CSAPR- SO2 Annual- AL | 237 | 6394 | Rate Constraint in MTons | FALSE | L | Annual | Allowances Withdrawn (1:1) | Thousand Tons | 0 | 0 | 0 | 0 | 0 | 0 | 0 | 0
CSAPR- SO2 Annual- AL | 237 | 6394 | Rate Constraint in MTons | FALSE | L | Annual | Allowances Withdrawn (n:1) | Thousand Tons | 0 | 0 | 0 | 0 | 0 | 0 | 0 | 0
CSAPR- SO2 Annual- AL | 237 | 6394 | Rate Constraint in MTons | FALSE | L | Annual | Net Emissions Allowance Position | Thousand Tons | 9.1144 | 9.4763 | 9.5321 | 10.8973 | 9.4249 | 9.6689 | 10.1371 | 7.8611
CSAPR- SO2 Annual- AL | 237 | 6394 | Rate Constraint in MTons | FALSE | L | Annual | Fuel Consumed | TBtu | 669.5206 | 644.2242 | 663.138 | 706.8554 | 691.8274 | 692.7739 | 722.9572 | 729.9719
CSAPR- SO2 Annual- AL | 237 | 6394 | Rate Constraint in MTons | FALSE | L | Annual | Rate | lb/MMBtu | 0.027227 | 0.029419 | 0.028748 | 0.030833 | 0.027246 | 0.027914 | 0.028043 | 0.021538
CSAPR- SO2 Annual- AL | 237 | 6394 | Rate Constraint in MTons | FALSE | L | Annual | Generation | TWh | 84.0478 | 80.8481 | 82.9372 | 86.9882 | 91.0164 | 116.5353 | 149.5449 | 183.7841
CSAPR- SO2 Annual- AL | 237 | 6394 | Rate Constraint in MTons | FALSE | L | Annual | Qualifying Generation | TWh | 84.0478 | 80.8481 | 82.9372 | 86.9882 | 85.9771 | 87.9884 | 93.5059 | 97.5074
CSAPR- SO2 Annual- AL | 237 | 6394 | Rate Constraint in MTons | FALSE | L | Annual | Rate | lb/MWh | 0.21689 | 0.23442 | 0.22986 | 0.25055 | 0.21924 | 0.21978 | 0.21682 | 0.16124
CSAPR- SO2 Annual- AL | 237 | 6394 | Rate Constraint in MTons | FALSE | L | Annual | Constraint Shadow Price | US2016$/Ton | 0 | 0 | 0 | 0 | 0 | 0 | 0 | 0
CSAPR- SO2 Annual- GA | 238 | 6400 | Rate Constraint in MTons | FALSE | L | Annual | Seasons Included | Seasons | Winter, WintShld, Summer | Winter, WintShld, Summer | Winter, WintShld, Summer | Winter, WintShld, Summer | Winter, WintShld, Summer | Winter, WintShld, Summer | Winter, WintShld, Summer | Winter, WintShld, Summer
CSAPR- SO2 Annual- GA | 238 | 6400 | Rate Constraint in MTons | FALSE | L | Annual | Standard SO2 | Thousand Tons | 159.9667 | 159.9667 | 159.9667 | 159.9667 | 159.9667 | 159.9667 | 159.9667 | 159.9667
CSAPR- SO2 Annual- GA | 238 | 6400 | Rate Constraint in MTons | FALSE | L | Annual | Emissions at Affected Plants SO2 | Thousand Tons | 14.3319 | 11.4579 | 12.683 | 11.5922 | 10.3168 | 10.5963 | 10.8391 | 9.7632
CSAPR- SO2 Annual- GA | 238 | 6400 | Rate Constraint in MTons | FALSE | L | Annual | Allowances Purchased SO2 | Thousand Tons | 0 | 0 | 0 | 0 | 0 | 0 | 0 | 0
CSAPR- SO2 Annual- GA | 238 | 6400 | Rate Constraint in MTons | FALSE | L | Annual | Allowances Sold SO2 | Thousand Tons | 0 | 0 | 0 | 0 | 0 | 0 | 0 | 0
CSAPR- SO2 Annual- GA | 238 | 6400 | Rate Constraint in MTons | FALSE | L | Annual | Allowances Banked | Thousand Tons | 0 | 0 | 0 | 0 | 0 | 0 | 0 | 0
CSAPR- SO2 Annual- GA | 238 | 6400 | Rate Constraint in MTons | FALSE | L | Annual | Allowances Withdrawn (1:1) | Thousand Tons | 0 | 0 | 0 | 0 | 0 | 0 | 0 | 0
CSAPR- SO2 Annual- GA | 238 | 6400 | Rate Constraint in MTons | FALSE | L | Annual | Allowances Withdrawn (n:1) | Thousand Tons | 0 | 0 | 0 | 0 | 0 | 0 | 0 | 0
CSAPR- SO2 Annual- GA | 238 | 6400 | Rate Constraint in MTons | FALSE | L | Annual | Net Emissions Allowance Position | Thousand Tons | 14.3319 | 11.4579 | 12.683 | 11.5922 | 10.3168 | 10.5963 | 10.8391 | 9.7632
CSAPR- SO2 Annual- GA | 238 | 6400 | Rate Constraint in MTons | FALSE | L | Annual | Fuel Consumed | TBtu | 670.3314 | 613.3183 | 626.0194 | 656.9217 | 652.9723 | 702.1747 | 745.1904 | 780.405
CSAPR- SO2 Annual- GA | 238 | 6400 | Rate Constraint in MTons | FALSE | L | Annual | Rate | lb/MMBtu | 0.042761 | 0.037364 | 0.040519 | 0.035293 | 0.0316 | 0.030181 | 0.029091 | 0.025021
CSAPR- SO2 Annual- GA | 238 | 6400 | Rate Constraint in MTons | FALSE | L | Annual | Generation | TWh | 83.7696 | 77.6411 | 80.4301 | 90.2893 | 129.0729 | 169.6444 | 215.216 | 250.4196
CSAPR- SO2 Annual- GA | 238 | 6400 | Rate Constraint in MTons | FALSE | L | Annual | Qualifying Generation | TWh | 83.7696 | 77.6411 | 79.0983 | 82.0675 | 82.7412 | 91.9229 | 98.8551 | 106.4674
CSAPR- SO2 Annual- GA | 238 | 6400 | Rate Constraint in MTons | FALSE | L | Annual | Rate | lb/MWh | 0.34218 | 0.29515 | 0.32069 | 0.2825 | 0.24938 | 0.23055 | 0.21929 | 0.1834
CSAPR- SO2 Annual- GA | 238 | 6400 | Rate Constraint in MTons | FALSE | L | Annual | Constraint Shadow Price | US2016$/Ton | 0 | 0 | 0 | 0 | 0 | 0 | 0 | 0
CSAPR- SO2 Annual- IA | 239 | 6402 | Rate Constraint in MTons | FALSE | L | Annual | Seasons Included | Seasons | Winter, WintShld, Summer | Winter, WintShld, Summer | Winter, WintShld, Summer | Winter, WintShld, Summer | Winter, WintShld, Summer | Winter, WintShld, Summer | Winter, WintShld, Summer | Winter, WintShld, Summer
CSAPR- SO2 Annual- IA | 239 | 6402 | Rate Constraint in MTons | FALSE | L | Annual | Standard SO2 | Thousand Tons | 88.7171 | 88.7171 | 88.7171 | 88.7171 | 88.7171 | 88.7171 | 88.7171 | 88.7171
CSAPR- SO2 Annual- IA | 239 | 6402 | Rate Constraint in MTons | FALSE | L | Annual | Emissions at Affected Plants SO2 | Thousand Tons | 17.5277 | 13.2266 | 12.673 | 12.2405 | 11.6708 | 11.5776 | 10.7422 | 7.4157
CSAPR- SO2 Annual- IA | 239 | 6402 | Rate Constraint in MTons | FALSE | L | Annual | Allowances Purchased SO2 | Thousand Tons | 0 | 0 | 0 | 0 | 0 | 0 | 0 | 0
CSAPR- SO2 Annual- IA | 239 | 6402 | Rate Constraint in MTons | FALSE | L | Annual | Allowances Sold SO2 | Thousand Tons | 0 | 0 | 0 | 0 | 0 | 0 | 0 | 0
CSAPR- SO2 Annual- IA | 239 | 6402 | Rate Constraint in MTons | FALSE | L | Annual | Allowances Banked | Thousand Tons | 0 | 0 | 0 | 0 | 0 | 0 | 0 | 0
CSAPR- SO2 Annual- IA | 239 | 6402 | Rate Constraint in MTons | FALSE | L | Annual | Allowances Withdrawn (1:1) | Thousand Tons | 0 | 0 | 0 | 0 | 0 | 0 | 0 | 0
CSAPR- SO2 Annual- IA | 239 | 6402 | Rate Constraint in MTons | FALSE | L | Annual | Allowances Withdrawn (n:1) | Thousand Tons | 0 | 0 | 0 | 0 | 0 | 0 | 0 | 0
CSAPR- SO2 Annual- IA | 239 | 6402 | Rate Constraint in MTons | FALSE | L | Annual | Net Emissions Allowance Position | Thousand Tons | 17.5277 | 13.2266 | 12.673 | 12.2405 | 11.6708 | 11.5776 | 10.7422 | 7.4157
CSAPR- SO2 Annual- IA | 239 | 6402 | Rate Constraint in MTons | FALSE | L | Annual | Fuel Consumed | TBtu | 368.627 | 376.7519 | 372.6268 | 374.3298 | 365.0352 | 356.3281 | 311.3804 | 232.3331
CSAPR- SO2 Annual- IA | 239 | 6402 | Rate Constraint in MTons | FALSE | L | Annual | Rate | lb/MMBtu | 0.095097 | 0.070214 | 0.06802 | 0.0654 | 0.063944 | 0.064983 | 0.068997 | 0.063837
CSAPR- SO2 Annual- IA | 239 | 6402 | Rate Constraint in MTons | FALSE | L | Annual | Generation | TWh | 38.5301 | 39.3404 | 39.2637 | 39.6711 | 39.1428 | 38.5236 | 33.932 | 27.1251
CSAPR- SO2 Annual- IA | 239 | 6402 | Rate Constraint in MTons | FALSE | L | Annual | Qualifying Generation | TWh | 38.5301 | 39.3404 | 39.2637 | 39.6711 | 39.1428 | 38.1108 | 32.7382 | 24.9101
CSAPR- SO2 Annual- IA | 239 | 6402 | Rate Constraint in MTons | FALSE | L | Annual | Rate | lb/MWh | 0.90982 | 0.67242 | 0.64553 | 0.6171 | 0.59632 | 0.60758 | 0.65625 | 0.5954
CSAPR- SO2 Annual- IA | 239 | 6402 | Rate Constraint in MTons | FALSE | L | Annual | Constraint Shadow Price | US2016$/Ton | 0 | 0 | 0 | 0 | 0 | 0 | 0 | 0
CSAPR- SO2 Annual- IL | 240 | 6404 | Rate Constraint in MTons | FALSE | L | Annual | Seasons Included | Seasons | Winter, WintShld, Summer | Winter, WintShld, Summer | Winter, WintShld, Summer | Winter, WintShld, Summer | Winter, WintShld, Summer | Winter, WintShld, Summer | Winter, WintShld, Summer | Winter, WintShld, Summer
CSAPR- SO2 Annual- IL | 240 | 6404 | Rate Constraint in MTons | FALSE | L | Annual | Standard SO2 | Thousand Tons | 146.4651 | 146.4651 | 146.4651 | 146.4651 | 146.4651 | 146.4651 | 146.4651 | 146.4651
CSAPR- SO2 Annual- IL | 240 | 6404 | Rate Constraint in MTons | FALSE | L | Annual | Emissions at Affected Plants SO2 | Thousand Tons | 25.2047 | 27.4628 | 26.8983 | 26.8111 | 26.2233 | 26.2986 | 24.8252 | 23.1158
CSAPR- SO2 Annual- IL | 240 | 6404 | Rate Constraint in MTons | FALSE | L | Annual | Allowances Purchased SO2 | Thousand Tons | 0 | 0 | 0 | 0 | 0 | 0 | 0 | 0
CSAPR- SO2 Annual- IL | 240 | 6404 | Rate Constraint in MTons | FALSE | L | Annual | Allowances Sold SO2 | Thousand Tons | 0 | 0 | 0 | 0 | 0 | 0 | 0 | 0
CSAPR- SO2 Annual- IL | 240 | 6404 | Rate Constraint in MTons | FALSE | L | Annual | Allowances Banked | Thousand Tons | 0 | 0 | 0 | 0 | 0 | 0 | 0 | 0
CSAPR- SO2 Annual- IL | 240 | 6404 | Rate Constraint in MTons | FALSE | L | Annual | Allowances Withdrawn (1:1) | Thousand Tons | 0 | 0 | 0 | 0 | 0 | 0 | 0 | 0
CSAPR- SO2 Annual- IL | 240 | 6404 | Rate Constraint in MTons | FALSE | L | Annual | Allowances Withdrawn (n:1) | Thousand Tons | 0 | 0 | 0 | 0 | 0 | 0 | 0 | 0
CSAPR- SO2 Annual- IL | 240 | 6404 | Rate Constraint in MTons | FALSE | L | Annual | Net Emissions Allowance Position | Thousand Tons | 25.2047 | 27.4628 | 26.8983 | 26.8111 | 26.2233 | 26.2986 | 24.8252 | 23.1158
CSAPR- SO2 Annual- IL | 240 | 6404 | Rate Constraint in MTons | FALSE | L | Annual | Fuel Consumed | TBtu | 530.5283 | 568.7474 | 519.6032 | 595.8853 | 599.471 | 575.8565 | 519.2477 | 495.0924
CSAPR- SO2 Annual- IL | 240 | 6404 | Rate Constraint in MTons | FALSE | L | Annual | Rate | lb/MMBtu | 0.095017 | 0.096573 | 0.10353 | 0.089987 | 0.087488 | 0.091337 | 0.09562 | 0.09338
CSAPR- SO2 Annual- IL | 240 | 6404 | Rate Constraint in MTons | FALSE | L | Annual | Generation | TWh | 56.3252 | 60.1001 | 54.3092 | 63.8792 | 65.458 | 72.6455 | 88.2169 | 106.0192
CSAPR- SO2 Annual- IL | 240 | 6404 | Rate Constraint in MTons | FALSE | L | Annual | Qualifying Generation | TWh | 56.3252 | 60.1001 | 54.3092 | 63.8792 | 64.4794 | 61.6913 | 55.5921 | 53.3375
CSAPR- SO2 Annual- IL | 240 | 6404 | Rate Constraint in MTons | FALSE | L | Annual | Rate | lb/MWh | 0.89497 | 0.9139 | 0.99056 | 0.83943 | 0.81339 | 0.85259 | 0.89312 | 0.86678
CSAPR- SO2 Annual- IL | 240 | 6404 | Rate Constraint in MTons | FALSE | L | Annual | Constraint Shadow Price | US2016$/Ton | 0 | 0 | 0 | 0 | 0 | 0 | 0 | 0
CSAPR- SO2 Annual- IN | 241 | 6406 | Rate Constraint in MTons | FALSE | L | Annual | Seasons Included | Seasons | Winter, WintShld, Summer | Winter, WintShld, Summer | Winter, WintShld, Summer | Winter, WintShld, Summer | Winter, WintShld, Summer | Winter, WintShld, Summer | Winter, WintShld, Summer | Winter, WintShld, Summer
CSAPR- SO2 Annual- IN | 241 | 6406 | Rate Constraint in MTons | FALSE | L | Annual | Standard SO2 | Thousand Tons | 196.4098 | 196.4098 | 196.4098 | 196.4098 | 196.4098 | 196.4098 | 196.4098 | 196.4098
CSAPR- SO2 Annual- IN | 241 | 6406 | Rate Constraint in MTons | FALSE | L | Annual | Emissions at Affected Plants SO2 | Thousand Tons | 60.2803 | 61.4808 | 60.6124 | 62.1162 | 56.8338 | 55.2613 | 42.7223 | 27.8282
CSAPR- SO2 Annual- IN | 241 | 6406 | Rate Constraint in MTons | FALSE | L | Annual | Allowances Purchased SO2 | Thousand Tons | 0 | 0 | 0 | 0 | 0 | 0 | 0 | 0
CSAPR- SO2 Annual- IN | 241 | 6406 | Rate Constraint in MTons | FALSE | L | Annual | Allowances Sold SO2 | Thousand Tons | 0 | 0 | 0 | 0 | 0 | 0 | 0 | 0
CSAPR- SO2 Annual- IN | 241 | 6406 | Rate Constraint in MTons | FALSE | L | Annual | Allowances Banked | Thousand Tons | 0 | 0 | 0 | 0 | 0 | 0 | 0 | 0
CSAPR- SO2 Annual- IN | 241 | 6406 | Rate Constraint in MTons | FALSE | L | Annual | Allowances Withdrawn (1:1) | Thousand Tons | 0 | 0 | 0 | 0 | 0 | 0 | 0 | 0
CSAPR- SO2 Annual- IN | 241 | 6406 | Rate Constraint in MTons | FALSE | L | Annual | Allowances Withdrawn (n:1) | Thousand Tons | 0 | 0 | 0 | 0 | 0 | 0 | 0 | 0
CSAPR- SO2 Annual- IN | 241 | 6406 | Rate Constraint in MTons | FALSE | L | Annual | Net Emissions Allowance Position | Thousand Tons | 60.2803 | 61.4808 | 60.6124 | 62.1162 | 56.8338 | 55.2613 | 42.7223 | 27.8282
CSAPR- SO2 Annual- IN | 241 | 6406 | Rate Constraint in MTons | FALSE | L | Annual | Fuel Consumed | TBtu | 752.2316 | 772.422 | 761.0232 | 784.0318 | 807.4104 | 864.8173 | 818.0476 | 722.9039
CSAPR- SO2 Annual- IN | 241 | 6406 | Rate Constraint in MTons | FALSE | L | Annual | Rate | lb/MMBtu | 0.16027 | 0.15919 | 0.15929 | 0.15845 | 0.14078 | 0.1278 | 0.10445 | 0.07699
CSAPR- SO2 Annual- IN | 241 | 6406 | Rate Constraint in MTons | FALSE | L | Annual | Generation | TWh | 78.3866 | 80.7362 | 80.4964 | 82.711 | 112.3648 | 132.4951 | 143.0556 | 172.3989
CSAPR- SO2 Annual- IN | 241 | 6406 | Rate Constraint in MTons | FALSE | L | Annual | Qualifying Generation | TWh | 78.3866 | 80.7362 | 80.4964 | 82.711 | 89.8885 | 100.6337 | 101.0668 | 94.9568
CSAPR- SO2 Annual- IN | 241 | 6406 | Rate Constraint in MTons | FALSE | L | Annual | Rate | lb/MWh | 1.538 | 1.523 | 1.506 | 1.502 | 1.2645 | 1.0983 | 0.84543 | 0.58612
CSAPR- SO2 Annual- IN | 241 | 6406 | Rate Constraint in MTons | FALSE | L | Annual | Constraint Shadow Price | US2016$/Ton | 0 | 0 | 0 | 0 | 0 | 0 | 0 | 0
CSAPR- SO2 Annual- KS | 242 | 6408 | Rate Constraint in MTons | FALSE | L | Annual | Seasons Included | Seasons | Winter, WintShld, Summer | Winter, WintShld, Summer | Winter, WintShld, Summer | Winter, WintShld, Summer | Winter, WintShld, Summer | Winter, WintShld, Summer | Winter, WintShld, Summer | Winter, WintShld, Summer
CSAPR- SO2 Annual- KS | 242 | 6408 | Rate Constraint in MTons | FALSE | L | Annual | Standard SO2 | Thousand Tons | 49.5364 | 49.5364 | 49.5364 | 49.5364 | 49.5364 | 49.5364 | 49.5364 | 49.5364
CSAPR- SO2 Annual- KS | 242 | 6408 | Rate Constraint in MTons | FALSE | L | Annual | Emissions at Affected Plants SO2 | Thousand Tons | 4.3263 | 4.6398 | 4.8864 | 4.2906 | 3.6038 | 4.2773 | 3.6194 | 2.9819
CSAPR- SO2 Annual- KS | 242 | 6408 | Rate Constraint in MTons | FALSE | L | Annual | Allowances Purchased SO2 | Thousand Tons | 0 | 0 | 0 | 0 | 0 | 0 | 0 | 0
CSAPR- SO2 Annual- KS | 242 | 6408 | Rate Constraint in MTons | FALSE | L | Annual | Allowances Sold SO2 | Thousand Tons | 0 | 0 | 0 | 0 | 0 | 0 | 0 | 0
CSAPR- SO2 Annual- KS | 242 | 6408 | Rate Constraint in MTons | FALSE | L | Annual | Allowances Banked | Thousand Tons | 0 | 0 | 0 | 0 | 0 | 0 | 0 | 0
CSAPR- SO2 Annual- KS | 242 | 6408 | Rate Constraint in MTons | FALSE | L | Annual | Allowances Withdrawn (1:1) | Thousand Tons | 0 | 0 | 0 | 0 | 0 | 0 | 0 | 0
CSAPR- SO2 Annual- KS | 242 | 6408 | Rate Constraint in MTons | FALSE | L | Annual | Allowances Withdrawn (n:1) | Thousand Tons | 0 | 0 | 0 | 0 | 0 | 0 | 0 | 0
CSAPR- SO2 Annual- KS | 242 | 6408 | Rate Constraint in MTons | FALSE | L | Annual | Net Emissions Allowance Position | Thousand Tons | 4.3263 | 4.6398 | 4.8864 | 4.2906 | 3.6038 | 4.2773 | 3.6194 | 2.9819
CSAPR- SO2 Annual- KS | 242 | 6408 | Rate Constraint in MTons | FALSE | L | Annual | Fuel Consumed | TBtu | 285.1236 | 304.5725 | 323.341 | 284.8935 | 264.1994 | 293.127 | 262.2604 | 212.0553
CSAPR- SO2 Annual- KS | 242 | 6408 | Rate Constraint in MTons | FALSE | L | Annual | Rate | lb/MMBtu | 0.030347 | 0.030468 | 0.030224 | 0.030121 | 0.027281 | 0.029184 | 0.027601 | 0.028124
CSAPR- SO2 Annual- KS | 242 | 6408 | Rate Constraint in MTons | FALSE | L | Annual | Generation | TWh | 26.1446 | 27.9081 | 30.319 | 26.7288 | 26.9659 | 31.934 | 30.0402 | 25.6679
CSAPR- SO2 Annual- KS | 242 | 6408 | Rate Constraint in MTons | FALSE | L | Annual | Qualifying Generation | TWh | 26.1446 | 27.9081 | 30.319 | 26.7288 | 25.2189 | 27.9439 | 25.0087 | 20.2473
CSAPR- SO2 Annual- KS | 242 | 6408 | Rate Constraint in MTons | FALSE | L | Annual | Rate | lb/MWh | 0.33095 | 0.33251 | 0.32233 | 0.32105 | 0.2858 | 0.30613 | 0.28945 | 0.29455
CSAPR- SO2 Annual- KS | 242 | 6408 | Rate Constraint in MTons | FALSE | L | Annual | Constraint Shadow Price | US2016$/Ton | 0 | 0 | 0 | 0 | 0 | 0 | 0 | 0
CSAPR- SO2 Annual- KY | 243 | 6410 | Rate Constraint in MTons | FALSE | L | Annual | Seasons Included | Seasons | Winter, WintShld, Summer | Winter, WintShld, Summer | Winter, WintShld, Summer | Winter, WintShld, Summer | Winter, WintShld, Summer | Winter, WintShld, Summer | Winter, WintShld, Summer | Winter, WintShld, Summer
CSAPR- SO2 Annual- KY | 243 | 6410 | Rate Constraint in MTons | FALSE | L | Annual | Standard SO2 | Thousand Tons | 125.4151 | 125.4151 | 125.4151 | 125.4151 | 125.4151 | 125.4151 | 125.4151 | 125.4151
CSAPR- SO2 Annual- KY | 243 | 6410 | Rate Constraint in MTons | FALSE | L | Annual | Emissions at Affected Plants SO2 | Thousand Tons | 9.336 | 10.6028 | 8.9797 | 9.5217 | 8.8309 | 10.2913 | 10.7444 | 0.52898
CSAPR- SO2 Annual- KY | 243 | 6410 | Rate Constraint in MTons | FALSE | L | Annual | Allowances Purchased SO2 | Thousand Tons | 0 | 0 | 0 | 0 | 0 | 0 | 0 | 0
CSAPR- SO2 Annual- KY | 243 | 6410 | Rate Constraint in MTons | FALSE | L | Annual | Allowances Sold SO2 | Thousand Tons | 0 | 0 | 0 | 0 | 0 | 0 | 0 | 0
CSAPR- SO2 Annual- KY | 243 | 6410 | Rate Constraint in MTons | FALSE | L | Annual | Allowances Banked | Thousand Tons | 0 | 0 | 0 | 0 | 0 | 0 | 0 | 0
CSAPR- SO2 Annual- KY | 243 | 6410 | Rate Constraint in MTons | FALSE | L | Annual | Allowances Withdrawn (1:1) | Thousand Tons | 0 | 0 | 0 | 0 | 0 | 0 | 0 | 0
CSAPR- SO2 Annual- KY | 243 | 6410 | Rate Constraint in MTons | FALSE | L | Annual | Allowances Withdrawn (n:1) | Thousand Tons | 0 | 0 | 0 | 0 | 0 | 0 | 0 | 0
CSAPR- SO2 Annual- KY | 243 | 6410 | Rate Constraint in MTons | FALSE | L | Annual | Net Emissions Allowance Position | Thousand Tons | 9.336 | 10.6028 | 8.9797 | 9.5217 | 8.8309 | 10.2913 | 10.7444 | 0.52898
CSAPR- SO2 Annual- KY | 243 | 6410 | Rate Constraint in MTons | FALSE | L | Annual | Fuel Consumed | TBtu | 245.4488 | 283.0048 | 291.9173 | 333.9182 | 379.6948 | 416.6291 | 449.3644 | 407.153
CSAPR- SO2 Annual- KY | 243 | 6410 | Rate Constraint in MTons | FALSE | L | Annual | Rate | lb/MMBtu | 0.076073 | 0.07493 | 0.061522 | 0.05703 | 0.046516 | 0.049403 | 0.047821 | 0.0025984
CSAPR- SO2 Annual- KY | 243 | 6410 | Rate Constraint in MTons | FALSE | L | Annual | Generation | TWh | 27.9033 | 31.4995 | 36.646 | 41.7553 | 83.5228 | 119.2379 | 163.4662 | 219.7851
CSAPR- SO2 Annual- KY | 243 | 6410 | Rate Constraint in MTons | FALSE | L | Annual | Qualifying Generation | TWh | 27.9033 | 31.4995 | 36.646 | 41.7553 | 52.0513 | 58.0996 | 63.6036 | 63.7986
CSAPR- SO2 Annual- KY | 243 | 6410 | Rate Constraint in MTons | FALSE | L | Annual | Rate | lb/MWh | 0.66917 | 0.67321 | 0.49008 | 0.45607 | 0.33932 | 0.35426 | 0.33786 | 0.016583
CSAPR- SO2 Annual- KY | 243 | 6410 | Rate Constraint in MTons | FALSE | L | Annual | Constraint Shadow Price | US2016$/Ton | 0 | 0 | 0 | 0 | 0 | 0 | 0 | 0
CSAPR- SO2 Annual- MD | 244 | 6412 | Rate Constraint in MTons | FALSE | L | Annual | Seasons Included | Seasons | Winter, WintShld, Summer | Winter, WintShld, Summer | Winter, WintShld, Summer | Winter, WintShld, Summer | Winter, WintShld, Summer | Winter, WintShld, Summer | Winter, WintShld, Summer | Winter, WintShld, Summer
CSAPR- SO2 Annual- MD | 244 | 6412 | Rate Constraint in MTons | FALSE | L | Annual | Standard SO2 | Thousand Tons | 33.2795 | 33.2795 | 33.2795 | 33.2795 | 33.2795 | 33.2795 | 33.2795 | 33.2795
CSAPR- SO2 Annual- MD | 244 | 6412 | Rate Constraint in MTons | FALSE | L | Annual | Emissions at Affected Plants SO2 | Thousand Tons | 0.18431 | 1.2458 | 1.1248 | 1.1248 | 0 | 1.8377 | 1.6441 | 0.73997
CSAPR- SO2 Annual- MD | 244 | 6412 | Rate Constraint in MTons | FALSE | L | Annual | Allowances Purchased SO2 | Thousand Tons | 0 | 0 | 0 | 0 | 0 | 0 | 0 | 0
CSAPR- SO2 Annual- MD | 244 | 6412 | Rate Constraint in MTons | FALSE | L | Annual | Allowances Sold SO2 | Thousand Tons | 0 | 0 | 0 | 0 | 0 | 0 | 0 | 0
CSAPR- SO2 Annual- MD | 244 | 6412 | Rate Constraint in MTons | FALSE | L | Annual | Allowances Banked | Thousand Tons | 0 | 0 | 0 | 0 | 0 | 0 | 0 | 0
CSAPR- SO2 Annual- MD | 244 | 6412 | Rate Constraint in MTons | FALSE | L | Annual | Allowances Withdrawn (1:1) | Thousand Tons | 0 | 0 | 0 | 0 | 0 | 0 | 0 | 0
CSAPR- SO2 Annual- MD | 244 | 6412 | Rate Constraint in MTons | FALSE | L | Annual | Allowances Withdrawn (n:1) | Thousand Tons | 0 | 0 | 0 | 0 | 0 | 0 | 0 | 0
CSAPR- SO2 Annual- MD | 244 | 6412 | Rate Constraint in MTons | FALSE | L | Annual | Net Emissions Allowance Position | Thousand Tons | 0.18431 | 1.2458 | 1.1248 | 1.1248 | 0 | 1.8377 | 1.6441 | 0.73997
CSAPR- SO2 Annual- MD | 244 | 6412 | Rate Constraint in MTons | FALSE | L | Annual | Fuel Consumed | TBtu | 144.6067 | 174.9434 | 169.0772 | 176.1016 | 157.9698 | 218.2093 | 218.2926 | 214.7381
CSAPR- SO2 Annual- MD | 244 | 6412 | Rate Constraint in MTons | FALSE | L | Annual | Rate | lb/MMBtu | 0.0025492 | 0.014243 | 0.013305 | 0.012774 | 0 | 0.016843 | 0.015064 | 0.0068918
CSAPR- SO2 Annual- MD | 244 | 6412 | Rate Constraint in MTons | FALSE | L | Annual | Generation | TWh | 21.9245 | 24.9864 | 24.3936 | 25.1584 | 65.1102 | 91.679 | 108.9879 | 134.9316
CSAPR- SO2 Annual- MD | 244 | 6412 | Rate Constraint in MTons | FALSE | L | Annual | Qualifying Generation | TWh | 21.9242 | 24.9856 | 24.3932 | 25.1574 | 23.8795 | 30.2164 | 30.6436 | 30.6695
CSAPR- SO2 Annual- MD | 244 | 6412 | Rate Constraint in MTons | FALSE | L | Annual | Rate | lb/MWh | 0.016814 | 0.099723 | 0.09222 | 0.089419 | 0 | 0.12164 | 0.10731 | 0.048254
CSAPR- SO2 Annual- MD | 244 | 6412 | Rate Constraint in MTons | FALSE | L | Annual | Constraint Shadow Price | US2016$/Ton | 0 | 0 | 0 | 0 | 0 | 0 | 0 | 0
CSAPR- SO2 Annual- MI | 245 | 6414 | Rate Constraint in MTons | FALSE | L | Annual | Seasons Included | Seasons | Winter, WintShld, Summer | Winter, WintShld, Summer | Winter, WintShld, Summer | Winter, WintShld, Summer | Winter, WintShld, Summer | Winter, WintShld, Summer | Winter, WintShld, Summer | Winter, WintShld, Summer
CSAPR- SO2 Annual- MI | 245 | 6414 | Rate Constraint in MTons | FALSE | L | Annual | Standard SO2 | Thousand Tons | 169.9141 | 169.9141 | 169.9141 | 169.9141 | 169.9141 | 169.9141 | 169.9141 | 169.9141
CSAPR- SO2 Annual- MI | 245 | 6414 | Rate Constraint in MTons | FALSE | L | Annual | Emissions at Affected Plants SO2 | Thousand Tons | 23.6764 | 18.1688 | 28.972 | 30.9073 | 22.9064 | 23.1667 | 21.5571 | 16.2217
CSAPR- SO2 Annual- MI | 245 | 6414 | Rate Constraint in MTons | FALSE | L | Annual | Allowances Purchased SO2 | Thousand Tons | 0 | 0 | 0 | 0 | 0 | 0 | 0 | 0
CSAPR- SO2 Annual- MI | 245 | 6414 | Rate Constraint in MTons | FALSE | L | Annual | Allowances Sold SO2 | Thousand Tons | 0 | 0 | 0 | 0 | 0 | 0 | 0 | 0
CSAPR- SO2 Annual- MI | 245 | 6414 | Rate Constraint in MTons | FALSE | L | Annual | Allowances Banked | Thousand Tons | 0 | 0 | 0 | 0 | 0 | 0 | 0 | 0
CSAPR- SO2 Annual- MI | 245 | 6414 | Rate Constraint in MTons | FALSE | L | Annual | Allowances Withdrawn (1:1) | Thousand Tons | 0 | 0 | 0 | 0 | 0 | 0 | 0 | 0
CSAPR- SO2 Annual- MI | 245 | 6414 | Rate Constraint in MTons | FALSE | L | Annual | Allowances Withdrawn (n:1) | Thousand Tons | 0 | 0 | 0 | 0 | 0 | 0 | 0 | 0
CSAPR- SO2 Annual- MI | 245 | 6414 | Rate Constraint in MTons | FALSE | L | Annual | Net Emissions Allowance Position | Thousand Tons | 23.6764 | 18.1688 | 28.972 | 30.9073 | 22.9064 | 23.1667 | 21.5571 | 16.2217
CSAPR- SO2 Annual- MI | 245 | 6414 | Rate Constraint in MTons | FALSE | L | Annual | Fuel Consumed | TBtu | 570.0696 | 647.2335 | 674.0745 | 713.9014 | 682.656 | 718.0334 | 678.9125 | 678.8273
CSAPR- SO2 Annual- MI | 245 | 6414 | Rate Constraint in MTons | FALSE | L | Annual | Rate | lb/MMBtu | 0.083065 | 0.056143 | 0.085961 | 0.086587 | 0.06711 | 0.064528 | 0.063505 | 0.047793
CSAPR- SO2 Annual- MI | 245 | 6414 | Rate Constraint in MTons | FALSE | L | Annual | Generation | TWh | 62.9172 | 73.6416 | 76.4835 | 80.4831 | 102.5168 | 117.8814 | 124.7621 | 170.9339
CSAPR- SO2 Annual- MI | 245 | 6414 | Rate Constraint in MTons | FALSE | L | Annual | Qualifying Generation | TWh | 62.9172 | 73.6416 | 76.4835 | 80.4831 | 78.4117 | 84.7145 | 81.4572 | 88.4328
CSAPR- SO2 Annual- MI | 245 | 6414 | Rate Constraint in MTons | FALSE | L | Annual | Rate | lb/MWh | 0.75262 | 0.49344 | 0.7576 | 0.76805 | 0.58426 | 0.54694 | 0.52929 | 0.36687
CSAPR- SO2 Annual- MI | 245 | 6414 | Rate Constraint in MTons | FALSE | L | Annual | Constraint Shadow Price | US2016$/Ton | 0 | 0 | 0 | 0 | 0 | 0 | 0 | 0
CSAPR- SO2 Annual- MN | 246 | 6416 | Rate Constraint in MTons | FALSE | L | Annual | Seasons Included | Seasons | Winter, WintShld, Summer | Winter, WintShld, Summer | Winter, WintShld, Summer | Winter, WintShld, Summer | Winter, WintShld, Summer | Winter, WintShld, Summer | Winter, WintShld, Summer | Winter, WintShld, Summer
CSAPR- SO2 Annual- MN | 246 | 6416 | Rate Constraint in MTons | FALSE | L | Annual | Standard SO2 | Thousand Tons | 49.5376 | 49.5376 | 49.5376 | 49.5376 | 49.5376 | 49.5376 | 49.5376 | 49.5376
CSAPR- SO2 Annual- MN | 246 | 6416 | Rate Constraint in MTons | FALSE | L | Annual | Emissions at Affected Plants SO2 | Thousand Tons | 12.3963 | 11.0539 | 14.9528 | 14.3508 | 5.6231 | 5.8142 | 5.4356 | 4.2113
CSAPR- SO2 Annual- MN | 246 | 6416 | Rate Constraint in MTons | FALSE | L | Annual | Allowances Purchased SO2 | Thousand Tons | 0 | 0 | 0 | 0 | 0 | 0 | 0 | 0
CSAPR- SO2 Annual- MN | 246 | 6416 | Rate Constraint in MTons | FALSE | L | Annual | Allowances Sold SO2 | Thousand Tons | 0 | 0 | 0 | 0 | 0 | 0 | 0 | 0
CSAPR- SO2 Annual- MN | 246 | 6416 | Rate Constraint in MTons | FALSE | L | Annual | Allowances Banked | Thousand Tons | 0 | 0 | 0 | 0 | 0 | 0 | 0 | 0
CSAPR- SO2 Annual- MN | 246 | 6416 | Rate Constraint in MTons | FALSE | L | Annual | Allowances Withdrawn (1:1) | Thousand Tons | 0 | 0 | 0 | 0 | 0 | 0 | 0 | 0
CSAPR- SO2 Annual- MN | 246 | 6416 | Rate Constraint in MTons | FALSE | L | Annual | Allowances Withdrawn (n:1) | Thousand Tons | 0 | 0 | 0 | 0 | 0 | 0 | 0 | 0
CSAPR- SO2 Annual- MN | 246 | 6416 | Rate Constraint in MTons | FALSE | L | Annual | Net Emissions Allowance Position | Thousand Tons | 12.3963 | 11.0539 | 14.9528 | 14.3508 | 5.6231 | 5.8142 | 5.4356 | 4.2113
CSAPR- SO2 Annual- MN | 246 | 6416 | Rate Constraint in MTons | FALSE | L | Annual | Fuel Consumed | TBtu | 294.9747 | 313.2818 | 310.4654 | 234.2147 | 194.607 | 192.1296 | 124.5578 | 102.1593
CSAPR- SO2 Annual- MN | 246 | 6416 | Rate Constraint in MTons | FALSE | L | Annual | Rate | lb/MMBtu | 0.08405 | 0.070568 | 0.096325 | 0.12254 | 0.057789 | 0.060524 | 0.087278 | 0.082446
CSAPR- SO2 Annual- MN | 246 | 6416 | Rate Constraint in MTons | FALSE | L | Annual | Generation | TWh | 32.2748 | 34.1751 | 33.7441 | 26.5691 | 24.5192 | 31.0224 | 24.2238 | 36.7548
CSAPR- SO2 Annual- MN | 246 | 6416 | Rate Constraint in MTons | FALSE | L | Annual | Qualifying Generation | TWh | 32.2748 | 34.1751 | 33.7441 | 26.5691 | 23.6746 | 23.1623 | 14.8141 | 12.123
CSAPR- SO2 Annual- MN | 246 | 6416 | Rate Constraint in MTons | FALSE | L | Annual | Rate | lb/MWh | 0.76817 | 0.6469 | 0.88625 | 1.0803 | 0.47503 | 0.50204 | 0.73384 | 0.69477
CSAPR- SO2 Annual- MN | 246 | 6416 | Rate Constraint in MTons | FALSE | L | Annual | Constraint Shadow Price | US2016$/Ton | 0 | 0 | 0 | 0 | 0 | 0 | 0 | 0
CSAPR- SO2 Annual- MO | 247 | 6418 | Rate Constraint in MTons | FALSE | L | Annual | Seasons Included | Seasons | Winter, WintShld, Summer | Winter, WintShld, Summer | Winter, WintShld, Summer | Winter, WintShld, Summer | Winter, WintShld, Summer | Winter, WintShld, Summer | Winter, WintShld, Summer | Winter, WintShld, Summer
CSAPR- SO2 Annual- MO | 247 | 6418 | Rate Constraint in MTons | FALSE | L | Annual | Standard SO2 | Thousand Tons | 195.8104 | 195.8104 | 195.8104 | 195.8104 | 195.8104 | 195.8104 | 195.8104 | 195.8104
CSAPR- SO2 Annual- MO | 247 | 6418 | Rate Constraint in MTons | FALSE | L | Annual | Emissions at Affected Plants SO2 | Thousand Tons | 119.4567 | 114.237 | 112.0339 | 118.4429 | 118.7149 | 111.4866 | 111.1357 | 103.491
CSAPR- SO2 Annual- MO | 247 | 6418 | Rate Constraint in MTons | FALSE | L | Annual | Allowances Purchased SO2 | Thousand Tons | 0 | 0 | 0 | 0 | 0 | 0 | 0 | 0
CSAPR- SO2 Annual- MO | 247 | 6418 | Rate Constraint in MTons | FALSE | L | Annual | Allowances Sold SO2 | Thousand Tons | 0 | 0 | 0 | 0 | 0 | 0 | 0 | 0
CSAPR- SO2 Annual- MO | 247 | 6418 | Rate Constraint in MTons | FALSE | L | Annual | Allowances Banked | Thousand Tons | 0 | 0 | 0 | 0 | 0 | 0 | 0 | 0
CSAPR- SO2 Annual- MO | 247 | 6418 | Rate Constraint in MTons | FALSE | L | Annual | Allowances Withdrawn (1:1) | Thousand Tons | 0 | 0 | 0 | 0 | 0 | 0 | 0 | 0
CSAPR- SO2 Annual- MO | 247 | 6418 | Rate Constraint in MTons | FALSE | L | Annual | Allowances Withdrawn (n:1) | Thousand Tons | 0 | 0 | 0 | 0 | 0 | 0 | 0 | 0
CSAPR- SO2 Annual- MO | 247 | 6418 | Rate Constraint in MTons | FALSE | L | Annual | Net Emissions Allowance Position | Thousand Tons | 119.4567 | 114.237 | 112.0339 | 118.4429 | 118.7149 | 111.4866 | 111.1357 | 103.491
CSAPR- SO2 Annual- MO | 247 | 6418 | Rate Constraint in MTons | FALSE | L | Annual | Fuel Consumed | TBtu | 705.9163 | 724.2532 | 713.9509 | 688.4152 | 681.6913 | 694.0216 | 608.839 | 523.7171
CSAPR- SO2 Annual- MO | 247 | 6418 | Rate Constraint in MTons | FALSE | L | Annual | Rate | lb/MMBtu | 0.33844 | 0.31546 | 0.31384 | 0.3441 | 0.3483 | 0.32128 | 0.36507 | 0.39522
CSAPR- SO2 Annual- MO | 247 | 6418 | Rate Constraint in MTons | FALSE | L | Annual | Generation | TWh | 71.3115 | 73.5562 | 72.9826 | 70.528 | 72.85 | 81.1155 | 79.0708 | 72.4637
CSAPR- SO2 Annual- MO | 247 | 6418 | Rate Constraint in MTons | FALSE | L | Annual | Qualifying Generation | TWh | 71.3115 | 73.5562 | 72.9826 | 70.528 | 70.4864 | 71.8123 | 62.5181 | 54.2889
CSAPR- SO2 Annual- MO | 247 | 6418 | Rate Constraint in MTons | FALSE | L | Annual | Rate | lb/MWh | 3.3503 | 3.1061 | 3.0702 | 3.3587 | 3.3684 | 3.1049 | 3.5553 | 3.8126
CSAPR- SO2 Annual- MO | 247 | 6418 | Rate Constraint in MTons | FALSE | L | Annual | Constraint Shadow Price | US2016$/Ton | 0 | 0 | 0 | 0 | 0 | 0 | 0 | 0
CSAPR- SO2 Annual- NC | 248 | 6420 | Rate Constraint in MTons | FALSE | L | Annual | Seasons Included | Seasons | Winter, WintShld, Summer | Winter, WintShld, Summer | Winter, WintShld, Summer | Winter, WintShld, Summer | Winter, WintShld, Summer | Winter, WintShld, Summer | Winter, WintShld, Summer | Winter, WintShld, Summer
CSAPR- SO2 Annual- NC | 248 | 6420 | Rate Constraint in MTons | FALSE | L | Annual | Standard SO2 | Thousand Tons | 67.9916 | 67.9916 | 67.9916 | 67.9916 | 67.9916 | 67.9916 | 67.9916 | 67.9916
CSAPR- SO2 Annual- NC | 248 | 6420 | Rate Constraint in MTons | FALSE | L | Annual | Emissions at Affected Plants SO2 | Thousand Tons | 11.6352 | 12.7152 | 11.8074 | 9.4555 | 6.3565 | 7.6589 | 7.6178 | 2.8006
CSAPR- SO2 Annual- NC | 248 | 6420 | Rate Constraint in MTons | FALSE | L | Annual | Allowances Purchased SO2 | Thousand Tons | 0 | 0 | 0 | 0 | 0 | 0 | 0 | 0
CSAPR- SO2 Annual- NC | 248 | 6420 | Rate Constraint in MTons | FALSE | L | Annual | Allowances Sold SO2 | Thousand Tons | 0 | 0 | 0 | 0 | 0 | 0 | 0 | 0
CSAPR- SO2 Annual- NC | 248 | 6420 | Rate Constraint in MTons | FALSE | L | Annual | Allowances Banked | Thousand Tons | 0 | 0 | 0 | 0 | 0 | 0 | 0 | 0
CSAPR- SO2 Annual- NC | 248 | 6420 | Rate Constraint in MTons | FALSE | L | Annual | Allowances Withdrawn (1:1) | Thousand Tons | 0 | 0 | 0 | 0 | 0 | 0 | 0 | 0
CSAPR- SO2 Annual- NC | 248 | 6420 | Rate Constraint in MTons | FALSE | L | Annual | Allowances Withdrawn (n:1) | Thousand Tons | 0 | 0 | 0 | 0 | 0 | 0 | 0 | 0
CSAPR- SO2 Annual- NC | 248 | 6420 | Rate Constraint in MTons | FALSE | L | Annual | Net Emissions Allowance Position | Thousand Tons | 11.6352 | 12.7152 | 11.8074 | 9.4555 | 6.3565 | 7.6589 | 7.6178 | 2.8006
CSAPR- SO2 Annual- NC | 248 | 6420 | Rate Constraint in MTons | FALSE | L | Annual | Fuel Consumed | TBtu | 574.9243 | 586.5984 | 569.4505 | 574.3275 | 575.7533 | 577.6837 | 608.3707 | 483.2996
CSAPR- SO2 Annual- NC | 248 | 6420 | Rate Constraint in MTons | FALSE | L | Annual | Rate | lb/MMBtu | 0.040475 | 0.043352 | 0.04147 | 0.032927 | 0.022081 | 0.026516 | 0.025043 | 0.011589
CSAPR- SO2 Annual- NC | 248 | 6420 | Rate Constraint in MTons | FALSE | L | Annual | Generation | TWh | 68.9556 | 69.8096 | 69.0375 | 73.7892 | 95.4272 | 113.1936 | 144.3135 | 150.13
CSAPR- SO2 Annual- NC | 248 | 6420 | Rate Constraint in MTons | FALSE | L | Annual | Qualifying Generation | TWh | 68.9556 | 69.8096 | 68.4655 | 70.2582 | 76.1152 | 79.0963 | 84.2654 | 70.5442
CSAPR- SO2 Annual- NC | 248 | 6420 | Rate Constraint in MTons | FALSE | L | Annual | Rate | lb/MWh | 0.33747 | 0.36428 | 0.34492 | 0.26917 | 0.16702 | 0.19366 | 0.1808 | 0.0794
CSAPR- SO2 Annual- NC | 248 | 6420 | Rate Constraint in MTons | FALSE | L | Annual | Constraint Shadow Price | US2016$/Ton | 0 | 0 | 0 | 0 | 0 | 0 | 0 | 0
CSAPR- SO2 Annual- NE | 249 | 6422 | Rate Constraint in MTons | FALSE | L | Annual | Seasons Included | Seasons | Winter, WintShld, Summer | Winter, WintShld, Summer | Winter, WintShld, Summer | Winter, WintShld, Summer | Winter, WintShld, Summer | Winter, WintShld, Summer | Winter, WintShld, Summer | Winter, WintShld, Summer
CSAPR- SO2 Annual- NE | 249 | 6422 | Rate Constraint in MTons | FALSE | L | Annual | Standard SO2 | Thousand Tons | 80.4312 | 80.4312 | 80.4312 | 80.4312 | 80.4312 | 80.4312 | 80.4312 | 80.4312
CSAPR- SO2 Annual- NE | 249 | 6422 | Rate Constraint in MTons | FALSE | L | Annual | Emissions at Affected Plants SO2 | Thousand Tons | 45.1144 | 42.3096 | 41.9159 | 41.1549 | 40.6568 | 40.7214 | 39.236 | 37.4348
CSAPR- SO2 Annual- NE | 249 | 6422 | Rate Constraint in MTons | FALSE | L | Annual | Allowances Purchased SO2 | Thousand Tons | 0 | 0 | 0 | 0 | 0 | 0 | 0 | 0
CSAPR- SO2 Annual- NE | 249 | 6422 | Rate Constraint in MTons | FALSE | L | Annual | Allowances Sold SO2 | Thousand Tons | 0 | 0 | 0 | 0 | 0 | 0 | 0 | 0
CSAPR- SO2 Annual- NE | 249 | 6422 | Rate Constraint in MTons | FALSE | L | Annual | Allowances Banked | Thousand Tons | 0 | 0 | 0 | 0 | 0 | 0 | 0 | 0
CSAPR- SO2 Annual- NE | 249 | 6422 | Rate Constraint in MTons | FALSE | L | Annual | Allowances Withdrawn (1:1) | Thousand Tons | 0 | 0 | 0 | 0 | 0 | 0 | 0 | 0
CSAPR- SO2 Annual- NE | 249 | 6422 | Rate Constraint in MTons | FALSE | L | Annual | Allowances Withdrawn (n:1) | Thousand Tons | 0 | 0 | 0 | 0 | 0 | 0 | 0 | 0
CSAPR- SO2 Annual- NE | 249 | 6422 | Rate Constraint in MTons | FALSE | L | Annual | Net Emissions Allowance Position | Thousand Tons | 45.1144 | 42.3096 | 41.9159 | 41.1549 | 40.6568 | 40.7214 | 39.236 | 37.4348
CSAPR- SO2 Annual- NE | 249 | 6422 | Rate Constraint in MTons | FALSE | L | Annual | Fuel Consumed | TBtu | 281.9063 | 261.9822 | 257.845 | 250.2705 | 243.6722 | 244.9815 | 230.6155 | 209.0767
CSAPR- SO2 Annual- NE | 249 | 6422 | Rate Constraint in MTons | FALSE | L | Annual | Rate | lb/MMBtu | 0.32007 | 0.323 | 0.32512 | 0.32888 | 0.3337 | 0.33244 | 0.34027 | 0.3581
CSAPR- SO2 Annual- NE | 249 | 6422 | Rate Constraint in MTons | FALSE | L | Annual | Generation | TWh | 27.2682 | 25.4657 | 25.3342 | 24.5902 | 25.7825 | 26.607 | 25.6632 | 22.9826
CSAPR- SO2 Annual- NE | 249 | 6422 | Rate Constraint in MTons | FALSE | L | Annual | Qualifying Generation | TWh | 27.2682 | 25.4657 | 25.3342 | 24.5902 | 23.9938 | 24.1322 | 22.7168 | 20.5722
CSAPR- SO2 Annual- NE | 249 | 6422 | Rate Constraint in MTons | FALSE | L | Annual | Rate | lb/MWh | 3.3089 | 3.3229 | 3.309 | 3.3473 | 3.3889 | 3.3749 | 3.4543 | 3.6394
CSAPR- SO2 Annual- NE | 249 | 6422 | Rate Constraint in MTons | FALSE | L | Annual | Constraint Shadow Price | US2016$/Ton | 0 | 0 | 0 | 0 | 0 | 0 | 0 | 0
CSAPR- SO2 Annual- NJ | 250 | 6424 | Rate Constraint in MTons | FALSE | L | Annual | Seasons Included | Seasons | Winter, WintShld, Summer | Winter, WintShld, Summer | Winter, WintShld, Summer | Winter, WintShld, Summer | Winter, WintShld, Summer | Winter, WintShld, Summer | Winter, WintShld, Summer | Winter, WintShld, Summer
CSAPR- SO2 Annual- NJ | 250 | 6424 | Rate Constraint in MTons | FALSE | L | Annual | Standard SO2 | Thousand Tons | 6.5773 | 6.5773 | 6.5773 | 6.5773 | 6.5773 | 6.5773 | 6.5773 | 6.5773
CSAPR- SO2 Annual- NJ | 250 | 6424 | Rate Constraint in MTons | FALSE | L | Annual | Emissions at Affected Plants SO2 | Thousand Tons | 0 | 0 | 0 | 0 | 0 | 0 | 0 | 0
CSAPR- SO2 Annual- NJ | 250 | 6424 | Rate Constraint in MTons | FALSE | L | Annual | Allowances Purchased SO2 | Thousand Tons | 0 | 0 | 0 | 0 | 0 | 0 | 0 | 0
CSAPR- SO2 Annual- NJ | 250 | 6424 | Rate Constraint in MTons | FALSE | L | Annual | Allowances Sold SO2 | Thousand Tons | 0 | 0 | 0 | 0 | 0 | 0 | 0 | 0
CSAPR- SO2 Annual- NJ | 250 | 6424 | Rate Constraint in MTons | FALSE | L | Annual | Allowances Banked | Thousand Tons | 0 | 0 | 0 | 0 | 0 | 0 | 0 | 0
CSAPR- SO2 Annual- NJ | 250 | 6424 | Rate Constraint in MTons | FALSE | L | Annual | Allowances Withdrawn (1:1) | Thousand Tons | 0 | 0 | 0 | 0 | 0 | 0 | 0 | 0
CSAPR- SO2 Annual- NJ | 250 | 6424 | Rate Constraint in MTons | FALSE | L | Annual | Allowances Withdrawn (n:1) | Thousand Tons | 0 | 0 | 0 | 0 | 0 | 0 | 0 | 0
CSAPR- SO2 Annual- NJ | 250 | 6424 | Rate Constraint in MTons | FALSE | L | Annual | Net Emissions Allowance Position | Thousand Tons | 0 | 0 | 0 | 0 | 0 | 0 | 0 | 0
CSAPR- SO2 Annual- NJ | 250 | 6424 | Rate Constraint in MTons | FALSE | L | Annual | Fuel Consumed | TBtu | 290.1951 | 363.0539 | 356.4886 | 411.161 | 402.6289 | 351.9183 | 282.7967 | 241.552
CSAPR- SO2 Annual- NJ | 250 | 6424 | Rate Constraint in MTons | FALSE | L | Annual | Rate | lb/MMBtu | 0 | 0 | 0 | 0 | 0 | 0 | 0 | 0
CSAPR- SO2 Annual- NJ | 250 | 6424 | Rate Constraint in MTons | FALSE | L | Annual | Generation | TWh | 40.9366 | 50.0435 | 49.185 | 55.8773 | 54.7619 | 48.2455 | 39.1905 | 33.9153
CSAPR- SO2 Annual- NJ | 250 | 6424 | Rate Constraint in MTons | FALSE | L | Annual | Qualifying Generation | TWh | 40.9366 | 50.0435 | 49.185 | 55.8773 | 54.7619 | 48.2455 | 39.1905 | 33.9153
CSAPR- SO2 Annual- NJ | 250 | 6424 | Rate Constraint in MTons | FALSE | L | Annual | Rate | lb/MWh | 0 | 0 | 0 | 0 | 0 | 0 | 0 | 0
CSAPR- SO2 Annual- NJ | 250 | 6424 | Rate Constraint in MTons | FALSE | L | Annual | Constraint Shadow Price | US2016$/Ton | 0 | 0 | 0 | 0 | 0 | 0 | 0 | 0
CSAPR- SO2 Annual- NY | 251 | 6428 | Rate Constraint in MTons | FALSE | L | Annual | Seasons Included | Seasons | Winter, WintShld, Summer | Winter, WintShld, Summer | Winter, WintShld, Summer | Winter, WintShld, Summer | Winter, WintShld, Summer | Winter, WintShld, Summer | Winter, WintShld, Summer | Winter, WintShld, Summer
CSAPR- SO2 Annual- NY | 251 | 6428 | Rate Constraint in MTons | FALSE | L | Annual | Standard SO2 | Thousand Tons | 32.5161 | 32.5161 | 32.5161 | 32.5161 | 32.5161 | 32.5161 | 32.5161 | 32.5161
CSAPR- SO2 Annual- NY | 251 | 6428 | Rate Constraint in MTons | FALSE | L | Annual | Emissions at Affected Plants SO2 | Thousand Tons | 2.6782 | 2.6782 | 2.6788 | 0 | 0 | 0 | 0 | 0
CSAPR- SO2 Annual- NY | 251 | 6428 | Rate Constraint in MTons | FALSE | L | Annual | Allowances Purchased SO2 | Thousand Tons | 0 | 0 | 0 | 0 | 0 | 0 | 0 | 0
CSAPR- SO2 Annual- NY | 251 | 6428 | Rate Constraint in MTons | FALSE | L | Annual | Allowances Sold SO2 | Thousand Tons | 0 | 0 | 0 | 0 | 0 | 0 | 0 | 0
CSAPR- SO2 Annual- NY | 251 | 6428 | Rate Constraint in MTons | FALSE | L | Annual | Allowances Banked | Thousand Tons | 0 | 0 | 0 | 0 | 0 | 0 | 0 | 0
CSAPR- SO2 Annual- NY | 251 | 6428 | Rate Constraint in MTons | FALSE | L | Annual | Allowances Withdrawn (1:1) | Thousand Tons | 0 | 0 | 0 | 0 | 0 | 0 | 0 | 0
CSAPR- SO2 Annual- NY | 251 | 6428 | Rate Constraint in MTons | FALSE | L | Annual | Allowances Withdrawn (n:1) | Thousand Tons | 0 | 0 | 0 | 0 | 0 | 0 | 0 | 0
CSAPR- SO2 Annual- NY | 251 | 6428 | Rate Constraint in MTons | FALSE | L | Annual | Net Emissions Allowance Position | Thousand Tons | 2.6782 | 2.6782 | 2.6788 | 0 | 0 | 0 | 0 | 0
CSAPR- SO2 Annual- NY | 251 | 6428 | Rate Constraint in MTons | FALSE | L | Annual | Fuel Consumed | TBtu | 434.5926 | 440.9054 | 442.4311 | 415.4364 | 300.0877 | 194.3485 | 199.4397 | 209.5699
CSAPR- SO2 Annual- NY | 251 | 6428 | Rate Constraint in MTons | FALSE | L | Annual | Rate | lb/MMBtu | 0.012325 | 0.012149 | 0.012109 | 0 | 0 | 0 | 0 | 0
CSAPR- SO2 Annual- NY | 251 | 6428 | Rate Constraint in MTons | FALSE | L | Annual | Generation | TWh | 59.4121 | 60.3519 | 61.0139 | 58.0516 | 42.8995 | 28.2219 | 28.7103 | 29.9987
CSAPR- SO2 Annual- NY | 251 | 6428 | Rate Constraint in MTons | FALSE | L | Annual | Qualifying Generation | TWh | 59.4121 | 60.3519 | 61.0139 | 58.0516 | 42.8995 | 28.2219 | 28.7103 | 29.9987
CSAPR- SO2 Annual- NY | 251 | 6428 | Rate Constraint in MTons | FALSE | L | Annual | Rate | lb/MWh | 0.090157 | 0.088754 | 0.08781 | 0 | 0 | 0 | 0 | 0
CSAPR- SO2 Annual- NY | 251 | 6428 | Rate Constraint in MTons | FALSE | L | Annual | Constraint Shadow Price | US2016$/Ton | 0 | 0 | 0 | 0 | 0 | 0 | 0 | 0
CSAPR- SO2 Annual- OH | 252 | 6430 | Rate Constraint in MTons | FALSE | L | Annual | Seasons Included | Seasons | Winter, WintShld, Summer | Winter, WintShld, Summer | Winter, WintShld, Summer | Winter, WintShld, Summer | Winter, WintShld, Summer | Winter, WintShld, Summer | Winter, WintShld, Summer | Winter, WintShld, Summer
CSAPR- SO2 Annual- OH | 252 | 6430 | Rate Constraint in MTons | FALSE | L | Annual | Standard SO2 | Thousand Tons | 167.8432 | 167.8432 | 167.8432 | 167.8432 | 167.8432 | 167.8432 | 167.8432 | 167.8432
CSAPR- SO2 Annual- OH | 252 | 6430 | Rate Constraint in MTons | FALSE | L | Annual | Emissions at Affected Plants SO2 | Thousand Tons | 52.4834 | 54.8118 | 54.0357 | 58.4816 | 44.8083 | 38.2005 | 35.2489 | 16.5377
CSAPR- SO2 Annual- OH | 252 | 6430 | Rate Constraint in MTons | FALSE | L | Annual | Allowances Purchased SO2 | Thousand Tons | 0 | 0 | 0 | 0 | 0 | 0 | 0 | 0
CSAPR- SO2 Annual- OH | 252 | 6430 | Rate Constraint in MTons | FALSE | L | Annual | Allowances Sold SO2 | Thousand Tons | 0 | 0 | 0 | 0 | 0 | 0 | 0 | 0
CSAPR- SO2 Annual- OH | 252 | 6430 | Rate Constraint in MTons | FALSE | L | Annual | Allowances Banked | Thousand Tons | 0 | 0 | 0 | 0 | 0 | 0 | 0 | 0
CSAPR- SO2 Annual- OH | 252 | 6430 | Rate Constraint in MTons | FALSE | L | Annual | Allowances Withdrawn (1:1) | Thousand Tons | 0 | 0 | 0 | 0 | 0 | 0 | 0 | 0
CSAPR- SO2 Annual- OH | 252 | 6430 | Rate Constraint in MTons | FALSE | L | Annual | Allowances Withdrawn (n:1) | Thousand Tons | 0 | 0 | 0 | 0 | 0 | 0 | 0 | 0
CSAPR- SO2 Annual- OH | 252 | 6430 | Rate Constraint in MTons | FALSE | L | Annual | Net Emissions Allowance Position | Thousand Tons | 52.4834 | 54.8118 | 54.0357 | 58.4816 | 44.8083 | 38.2005 | 35.2489 | 16.5377
CSAPR- SO2 Annual- OH | 252 | 6430 | Rate Constraint in MTons | FALSE | L | Annual | Fuel Consumed | TBtu | 955.484 | 996.7702 | 989.4806 | 1008.0571 | 925.817 | 964.7835 | 1004.9734 | 995.1405
CSAPR- SO2 Annual- OH | 252 | 6430 | Rate Constraint in MTons | FALSE | L | Annual | Rate | lb/MMBtu | 0.10986 | 0.10998 | 0.10922 | 0.11603 | 0.096797 | 0.07919 | 0.070149 | 0.033237
CSAPR- SO2 Annual- OH | 252 | 6430 | Rate Constraint in MTons | FALSE | L | Annual | Generation | TWh | 111.6392 | 115.9119 | 115.8503 | 119.4486 | 132.7285 | 151.5284 | 169.2349 | 211.4186
CSAPR- SO2 Annual- OH | 252 | 6430 | Rate Constraint in MTons | FALSE | L | Annual | Qualifying Generation | TWh | 111.6392 | 115.9119 | 115.8503 | 118.7613 | 116.2382 | 125.574 | 134.2293 | 146.7198
CSAPR- SO2 Annual- OH | 252 | 6430 | Rate Constraint in MTons | FALSE | L | Annual | Rate | lb/MWh | 0.94023 | 0.94575 | 0.93285 | 0.98486 | 0.77097 | 0.60841 | 0.5252 | 0.22543
CSAPR- SO2 Annual- OH | 252 | 6430 | Rate Constraint in MTons | FALSE | L | Annual | Constraint Shadow Price | US2016$/Ton | 0 | 0 | 0 | 0 | 0 | 0 | 0 | 0
CSAPR- SO2 Annual- PA | 253 | 6432 | Rate Constraint in MTons | FALSE | L | Annual | Seasons Included | Seasons | Winter, WintShld, Summer | Winter, WintShld, Summer | Winter, WintShld, Summer | Winter, WintShld, Summer | Winter, WintShld, Summer | Winter, WintShld, Summer | Winter, WintShld, Summer | Winter, WintShld, Summer
CSAPR- SO2 Annual- PA | 253 | 6432 | Rate Constraint in MTons | FALSE | L | Annual | Standard SO2 | Thousand Tons | 132.1848 | 132.1848 | 132.1848 | 132.1848 | 132.1848 | 132.1848 | 132.1848 | 132.1848
CSAPR- SO2 Annual- PA | 253 | 6432 | Rate Constraint in MTons | FALSE | L | Annual | Emissions at Affected Plants SO2 | Thousand Tons | 6.3271 | 7.6611 | 6.4107 | 4.0511 | 3.1605 | 3.1605 | 3.0819 | 2.2456
CSAPR- SO2 Annual- PA | 253 | 6432 | Rate Constraint in MTons | FALSE | L | Annual | Allowances Purchased SO2 | Thousand Tons | 0 | 0 | 0 | 0 | 0 | 0 | 0 | 0
CSAPR- SO2 Annual- PA | 253 | 6432 | Rate Constraint in MTons | FALSE | L | Annual | Allowances Sold SO2 | Thousand Tons | 0 | 0 | 0 | 0 | 0 | 0 | 0 | 0
CSAPR- SO2 Annual- PA | 253 | 6432 | Rate Constraint in MTons | FALSE | L | Annual | Allowances Banked | Thousand Tons | 0 | 0 | 0 | 0 | 0 | 0 | 0 | 0
CSAPR- SO2 Annual- PA | 253 | 6432 | Rate Constraint in MTons | FALSE | L | Annual | Allowances Withdrawn (1:1) | Thousand Tons | 0 | 0 | 0 | 0 | 0 | 0 | 0 | 0
CSAPR- SO2 Annual- PA | 253 | 6432 | Rate Constraint in MTons | FALSE | L | Annual | Allowances Withdrawn (n:1) | Thousand Tons | 0 | 0 | 0 | 0 | 0 | 0 | 0 | 0
CSAPR- SO2 Annual- PA | 253 | 6432 | Rate Constraint in MTons | FALSE | L | Annual | Net Emissions Allowance Position | Thousand Tons | 6.3271 | 7.6611 | 6.4107 | 4.0511 | 3.1605 | 3.1605 | 3.0819 | 2.2456
CSAPR- SO2 Annual- PA | 253 | 6432 | Rate Constraint in MTons | FALSE | L | Annual | Fuel Consumed | TBtu | 1149.6567 | 1239.2797 | 1231.9968 | 1200.6946 | 1265.5458 | 1254.8377 | 1386.6792 | 1458.7096
CSAPR- SO2 Annual- PA | 253 | 6432 | Rate Constraint in MTons | FALSE | L | Annual | Rate | lb/MMBtu | 0.011007 | 0.012364 | 0.010407 | 0.0067479 | 0.0049947 | 0.0050373 | 0.004445 | 0.0030788
CSAPR- SO2 Annual- PA | 253 | 6432 | Rate Constraint in MTons | FALSE | L | Annual | Generation | TWh | 154.4638 | 163.7986 | 162.9409 | 162.1757 | 234.908 | 274.6124 | 332.9506 | 418.9965
CSAPR- SO2 Annual- PA | 253 | 6432 | Rate Constraint in MTons | FALSE | L | Annual | Qualifying Generation | TWh | 154.4638 | 163.7986 | 162.9409 | 160.2308 | 170.6577 | 172.9678 | 198.9875 | 215.6474
CSAPR- SO2 Annual- PA | 253 | 6432 | Rate Constraint in MTons | FALSE | L | Annual | Rate | lb/MWh | 0.081924 | 0.093542 | 0.078688 | 0.050566 | 0.037039 | 0.036545 | 0.030976 | 0.020826
CSAPR- SO2 Annual- PA | 253 | 6432 | Rate Constraint in MTons | FALSE | L | Annual | Constraint Shadow Price | US2016$/Ton | 0 | 0 | 0 | 0 | 0 | 0 | 0 | 0
CSAPR- SO2 Annual- SC | 254 | 6436 | Rate Constraint in MTons | FALSE | L | Annual | Seasons Included | Seasons | Winter, WintShld, Summer | Winter, WintShld, Summer | Winter, WintShld, Summer | Winter, WintShld, Summer | Winter, WintShld, Summer | Winter, WintShld, Summer | Winter, WintShld, Summer | Winter, WintShld, Summer
CSAPR- SO2 Annual- SC | 254 | 6436 | Rate Constraint in MTons | FALSE | L | Annual | Standard SO2 | Thousand Tons | 114.0269 | 114.0269 | 114.0269 | 114.0269 | 114.0269 | 114.0269 | 114.0269 | 114.0269
CSAPR- SO2 Annual- SC | 254 | 6436 | Rate Constraint in MTons | FALSE | L | Annual | Emissions at Affected Plants SO2 | Thousand Tons | 11.1015 | 12.1969 | 12.2061 | 10.9214 | 7.9817 | 8.3706 | 8.3777 | 7.5332
CSAPR- SO2 Annual- SC | 254 | 6436 | Rate Constraint in MTons | FALSE | L | Annual | Allowances Purchased SO2 | Thousand Tons | 0 | 0 | 0 | 0 | 0 | 0 | 0 | 0
CSAPR- SO2 Annual- SC | 254 | 6436 | Rate Constraint in MTons | FALSE | L | Annual | Allowances Sold SO2 | Thousand Tons | 0 | 0 | 0 | 0 | 0 | 0 | 0 | 0
CSAPR- SO2 Annual- SC | 254 | 6436 | Rate Constraint in MTons | FALSE | L | Annual | Allowances Banked | Thousand Tons | 0 | 0 | 0 | 0 | 0 | 0 | 0 | 0
CSAPR- SO2 Annual- SC | 254 | 6436 | Rate Constraint in MTons | FALSE | L | Annual | Allowances Withdrawn (1:1) | Thousand Tons | 0 | 0 | 0 | 0 | 0 | 0 | 0 | 0
CSAPR- SO2 Annual- SC | 254 | 6436 | Rate Constraint in MTons | FALSE | L | Annual | Allowances Withdrawn (n:1) | Thousand Tons | 0 | 0 | 0 | 0 | 0 | 0 | 0 | 0
CSAPR- SO2 Annual- SC | 254 | 6436 | Rate Constraint in MTons | FALSE | L | Annual | Net Emissions Allowance Position | Thousand Tons | 11.1015 | 12.1969 | 12.2061 | 10.9214 | 7.9817 | 8.3706 | 8.3777 | 7.5332
CSAPR- SO2 Annual- SC | 254 | 6436 | Rate Constraint in MTons | FALSE | L | Annual | Fuel Consumed | TBtu | 389.1028 | 399.6887 | 403.0686 | 403.3791 | 434.5077 | 467.5333 | 482.3255 | 440.7016
CSAPR- SO2 Annual- SC | 254 | 6436 | Rate Constraint in MTons | FALSE | L | Annual | Rate | lb/MMBtu | 0.057062 | 0.061032 | 0.060566 | 0.05415 | 0.036739 | 0.035808 | 0.034739 | 0.034187
CSAPR- SO2 Annual- SC | 254 | 6436 | Rate Constraint in MTons | FALSE | L | Annual | Generation | TWh | 45.5589 | 46.5879 | 47.8896 | 52.987 | 80.8635 | 92.8393 | 101.6753 | 96.6056
CSAPR- SO2 Annual- SC | 254 | 6436 | Rate Constraint in MTons | FALSE | L | Annual | Qualifying Generation | TWh | 45.5589 | 46.5879 | 47.1291 | 48.2925 | 56.5066 | 61.7225 | 64.2259 | 59.6373
CSAPR- SO2 Annual- SC | 254 | 6436 | Rate Constraint in MTons | FALSE | L | Annual | Rate | lb/MWh | 0.48735 | 0.52361 | 0.51799 | 0.4523 | 0.2825 | 0.27123 | 0.26088 | 0.25263
CSAPR- SO2 Annual- SC | 254 | 6436 | Rate Constraint in MTons | FALSE | L | Annual | Constraint Shadow Price | US2016$/Ton | 0 | 0 | 0 | 0 | 0 | 0 | 0 | 0
CSAPR- SO2 Annual- TN | 255 | 6438 | Rate Constraint in MTons | FALSE | L | Annual | Seasons Included | Seasons | Winter, WintShld, Summer | Winter, WintShld, Summer | Winter, WintShld, Summer | Winter, WintShld, Summer | Winter, WintShld, Summer | Winter, WintShld, Summer | Winter, WintShld, Summer | Winter, WintShld, Summer
CSAPR- SO2 Annual- TN | 255 | 6438 | Rate Constraint in MTons | FALSE | L | Annual | Standard SO2 | Thousand Tons | 69.4229 | 69.4229 | 69.4229 | 69.4229 | 69.4229 | 69.4229 | 69.4229 | 69.4229
CSAPR- SO2 Annual- TN | 255 | 6438 | Rate Constraint in MTons | FALSE | L | Annual | Emissions at Affected Plants SO2 | Thousand Tons | 4.063 | 5.4292 | 5.522 | 3.918 | 3.9945 | 3.9181 | 3.377 | 0
CSAPR- SO2 Annual- TN | 255 | 6438 | Rate Constraint in MTons | FALSE | L | Annual | Allowances Purchased SO2 | Thousand Tons | 0 | 0 | 0 | 0 | 0 | 0 | 0 | 0
CSAPR- SO2 Annual- TN | 255 | 6438 | Rate Constraint in MTons | FALSE | L | Annual | Allowances Sold SO2 | Thousand Tons | 0 | 0 | 0 | 0 | 0 | 0 | 0 | 0
CSAPR- SO2 Annual- TN | 255 | 6438 | Rate Constraint in MTons | FALSE | L | Annual | Allowances Banked | Thousand Tons | 0 | 0 | 0 | 0 | 0 | 0 | 0 | 0
CSAPR- SO2 Annual- TN | 255 | 6438 | Rate Constraint in MTons | FALSE | L | Annual | Allowances Withdrawn (1:1) | Thousand Tons | 0 | 0 | 0 | 0 | 0 | 0 | 0 | 0
CSAPR- SO2 Annual- TN | 255 | 6438 | Rate Constraint in MTons | FALSE | L | Annual | Allowances Withdrawn (n:1) | Thousand Tons | 0 | 0 | 0 | 0 | 0 | 0 | 0 | 0
CSAPR- SO2 Annual- TN | 255 | 6438 | Rate Constraint in MTons | FALSE | L | Annual | Net Emissions Allowance Position | Thousand Tons | 4.063 | 5.4292 | 5.522 | 3.918 | 3.9945 | 3.9181 | 3.377 | 0
CSAPR- SO2 Annual- TN | 255 | 6438 | Rate Constraint in MTons | FALSE | L | Annual | Fuel Consumed | TBtu | 261.1444 | 289.881 | 293.5918 | 284.2764 | 293.2241 | 317.6321 | 349.3778 | 331.7795
CSAPR- SO2 Annual- TN | 255 | 6438 | Rate Constraint in MTons | FALSE | L | Annual | Rate | lb/MMBtu | 0.031117 | 0.037458 | 0.037617 | 0.027565 | 0.027246 | 0.024671 | 0.019331 | 0
CSAPR- SO2 Annual- TN | 255 | 6438 | Rate Constraint in MTons | FALSE | L | Annual | Generation | TWh | 34.0542 | 36.6855 | 37.177 | 36.2635 | 37.6879 | 46.5398 | 64.0129 | 75.6303
CSAPR- SO2 Annual- TN | 255 | 6438 | Rate Constraint in MTons | FALSE | L | Annual | Qualifying Generation | TWh | 34.0542 | 36.6855 | 37.177 | 36.2635 | 37.2146 | 41.4357 | 48.7943 | 51.1589
CSAPR- SO2 Annual- TN | 255 | 6438 | Rate Constraint in MTons | FALSE | L | Annual | Rate | lb/MWh | 0.23862 | 0.29598 | 0.29706 | 0.21608 | 0.21468 | 0.18912 | 0.13842 | 0
CSAPR- SO2 Annual- TN | 255 | 6438 | Rate Constraint in MTons | FALSE | L | Annual | Constraint Shadow Price | US2016$/Ton | 0 | 0 | 0 | 0 | 0 | 0 | 0 | 0
CSAPR- SO2 Annual- VA | 256 | 6442 | Rate Constraint in MTons | FALSE | L | Annual | Seasons Included | Seasons | Winter, WintShld, Summer | Winter, WintShld, Summer | Winter, WintShld, Summer | Winter, WintShld, Summer | Winter, WintShld, Summer | Winter, WintShld, Summer | Winter, WintShld, Summer | Winter, WintShld, Summer
CSAPR- SO2 Annual- VA | 256 | 6442 | Rate Constraint in MTons | FALSE | L | Annual | Standard SO2 | Thousand Tons | 41.3673 | 41.3673 | 41.3673 | 41.3673 | 41.3673 | 41.3673 | 41.3673 | 41.3673
CSAPR- SO2 Annual- VA | 256 | 6442 | Rate Constraint in MTons | FALSE | L | Annual | Emissions at Affected Plants SO2 | Thousand Tons | 1.1943 | 1.3101 | 1.3182 | 1.2871 | 0.39827 | 0.39827 | 0.15662 | 0
CSAPR- SO2 Annual- VA | 256 | 6442 | Rate Constraint in MTons | FALSE | L | Annual | Allowances Purchased SO2 | Thousand Tons | 0 | 0 | 0 | 0 | 0 | 0 | 0 | 0
CSAPR- SO2 Annual- VA | 256 | 6442 | Rate Constraint in MTons | FALSE | L | Annual | Allowances Sold SO2 | Thousand Tons | 0 | 0 | 0 | 0 | 0 | 0 | 0 | 0
CSAPR- SO2 Annual- VA | 256 | 6442 | Rate Constraint in MTons | FALSE | L | Annual | Allowances Banked | Thousand Tons | 0 | 0 | 0 | 0 | 0 | 0 | 0 | 0
CSAPR- SO2 Annual- VA | 256 | 6442 | Rate Constraint in MTons | FALSE | L | Annual | Allowances Withdrawn (1:1) | Thousand Tons | 0 | 0 | 0 | 0 | 0 | 0 | 0 | 0
CSAPR- SO2 Annual- VA | 256 | 6442 | Rate Constraint in MTons | FALSE | L | Annual | Allowances Withdrawn (n:1) | Thousand Tons | 0 | 0 | 0 | 0 | 0 | 0 | 0 | 0
CSAPR- SO2 Annual- VA | 256 | 6442 | Rate Constraint in MTons | FALSE | L | Annual | Net Emissions Allowance Position | Thousand Tons | 1.1943 | 1.3101 | 1.3182 | 1.2871 | 0.39827 | 0.39827 | 0.15662 | 0
CSAPR- SO2 Annual- VA | 256 | 6442 | Rate Constraint in MTons | FALSE | L | Annual | Fuel Consumed | TBtu | 441.6243 | 468.2262 | 459.6238 | 526.5681 | 569.5718 | 537.9321 | 502.815 | 482.8755
CSAPR- SO2 Annual- VA | 256 | 6442 | Rate Constraint in MTons | FALSE | L | Annual | Rate | lb/MMBtu | 0.0054085 | 0.0055961 | 0.005736 | 0.0048885 | 0.0013985 | 0.0014807 | 0.00062298 | 0
CSAPR- SO2 Annual- VA | 256 | 6442 | Rate Constraint in MTons | FALSE | L | Annual | Generation | TWh | 61.1209 | 64.1647 | 62.9553 | 70.9585 | 139.8232 | 174.7822 | 217.9961 | 289.8611
CSAPR- SO2 Annual- VA | 256 | 6442 | Rate Constraint in MTons | FALSE | L | Annual | Qualifying Generation | TWh | 61.1209 | 64.1647 | 62.9553 | 70.9585 | 77.3702 | 75.0642 | 71.6189 | 70.2664
CSAPR- SO2 Annual- VA | 256 | 6442 | Rate Constraint in MTons | FALSE | L | Annual | Rate | lb/MWh | 0.039078 | 0.040836 | 0.041877 | 0.036277 | 0.010295 | 0.010611 | 0.0043737 | 0
CSAPR- SO2 Annual- VA | 256 | 6442 | Rate Constraint in MTons | FALSE | L | Annual | Constraint Shadow Price | US2016$/Ton | 0 | 0 | 0 | 0 | 0 | 0 | 0 | 0
CSAPR- SO2 Annual- WI | 257 | 6444 | Rate Constraint in MTons | FALSE | L | Annual | Seasons Included | Seasons | Winter, WintShld, Summer | Winter, WintShld, Summer | Winter, WintShld, Summer | Winter, WintShld, Summer | Winter, WintShld, Summer | Winter, WintShld, Summer | Winter, WintShld, Summer | Winter, WintShld, Summer
CSAPR- SO2 Annual- WI | 257 | 6444 | Rate Constraint in MTons | FALSE | L | Annual | Standard SO2 | Thousand Tons | 56.5019 | 56.5019 | 56.5019 | 56.5019 | 56.5019 | 56.5019 | 56.5019 | 56.5019
CSAPR- SO2 Annual- WI | 257 | 6444 | Rate Constraint in MTons | FALSE | L | Annual | Emissions at Affected Plants SO2 | Thousand Tons | 3.7724 | 4.676 | 4.6277 | 3.7007 | 3.3036 | 3.6454 | 2.8034 | 1.3867
CSAPR- SO2 Annual- WI | 257 | 6444 | Rate Constraint in MTons | FALSE | L | Annual | Allowances Purchased SO2 | Thousand Tons | 0 | 0 | 0 | 0 | 0 | 0 | 0 | 0
CSAPR- SO2 Annual- WI | 257 | 6444 | Rate Constraint in MTons | FALSE | L | Annual | Allowances Sold SO2 | Thousand Tons | 0 | 0 | 0 | 0 | 0 | 0 | 0 | 0
CSAPR- SO2 Annual- WI | 257 | 6444 | Rate Constraint in MTons | FALSE | L | Annual | Allowances Banked | Thousand Tons | 0 | 0 | 0 | 0 | 0 | 0 | 0 | 0
CSAPR- SO2 Annual- WI | 257 | 6444 | Rate Constraint in MTons | FALSE | L | Annual | Allowances Withdrawn (1:1) | Thousand Tons | 0 | 0 | 0 | 0 | 0 | 0 | 0 | 0
CSAPR- SO2 Annual- WI | 257 | 6444 | Rate Constraint in MTons | FALSE | L | Annual | Allowances Withdrawn (n:1) | Thousand Tons | 0 | 0 | 0 | 0 | 0 | 0 | 0 | 0
CSAPR- SO2 Annual- WI | 257 | 6444 | Rate Constraint in MTons | FALSE | L | Annual | Net Emissions Allowance Position | Thousand Tons | 3.7724 | 4.676 | 4.6277 | 3.7007 | 3.3036 | 3.6454 | 2.8034 | 1.3867
CSAPR- SO2 Annual- WI | 257 | 6444 | Rate Constraint in MTons | FALSE | L | Annual | Fuel Consumed | TBtu | 385.5179 | 430.7514 | 427.9723 | 388.3823 | 375.0988 | 389.4698 | 327.5012 | 250.8445
CSAPR- SO2 Annual- WI | 257 | 6444 | Rate Constraint in MTons | FALSE | L | Annual | Rate | lb/MMBtu | 0.019571 | 0.021711 | 0.021626 | 0.019057 | 0.017615 | 0.01872 | 0.01712 | 0.011056
CSAPR- SO2 Annual- WI | 257 | 6444 | Rate Constraint in MTons | FALSE | L | Annual | Generation | TWh | 45.717 | 50.0813 | 50.0181 | 46.1487 | 44.8014 | 46.1888 | 40.0085 | 32.3527
CSAPR- SO2 Annual- WI | 257 | 6444 | Rate Constraint in MTons | FALSE | L | Annual | Qualifying Generation | TWh | 45.717 | 50.0813 | 50.0181 | 46.1487 | 44.8014 | 46.1888 | 40.0085 | 32.3527
CSAPR- SO2 Annual- WI | 257 | 6444 | Rate Constraint in MTons | FALSE | L | Annual | Rate | lb/MWh | 0.16503 | 0.18673 | 0.18504 | 0.16038 | 0.14748 | 0.15785 | 0.14014 | 0.085721
CSAPR- SO2 Annual- WI | 257 | 6444 | Rate Constraint in MTons | FALSE | L | Annual | Constraint Shadow Price | US2016$/Ton | 0 | 0 | 0 | 0 | 0 | 0 | 0 | 0
CSAPR- SO2 Annual- WV | 258 | 6518 | Rate Constraint in MTons | FALSE | L | Annual | Seasons Included | Seasons | Winter, WintShld, Summer | Winter, WintShld, Summer | Winter, WintShld, Summer | Winter, WintShld, Summer | Winter, WintShld, Summer | Winter, WintShld, Summer | Winter, WintShld, Summer | Winter, WintShld, Summer
CSAPR- SO2 Annual- WV | 258 | 6518 | Rate Constraint in MTons | FALSE | L | Annual | Standard SO2 | Thousand Tons | 89.2882 | 89.2882 | 89.2882 | 89.2882 | 89.2882 | 89.2882 | 89.2882 | 89.2882
CSAPR- SO2 Annual- WV | 258 | 6518 | Rate Constraint in MTons | FALSE | L | Annual | Emissions at Affected Plants SO2 | Thousand Tons | 65.4091 | 41.9084 | 40.4795 | 39.0809 | 23.6209 | 24.3259 | 22.6145 | 15.8103
CSAPR- SO2 Annual- WV | 258 | 6518 | Rate Constraint in MTons | FALSE | L | Annual | Allowances Purchased SO2 | Thousand Tons | 0 | 0 | 0 | 0 | 0 | 0 | 0 | 0
CSAPR- SO2 Annual- WV | 258 | 6518 | Rate Constraint in MTons | FALSE | L | Annual | Allowances Sold SO2 | Thousand Tons | 0 | 0 | 0 | 0 | 0 | 0 | 0 | 0
CSAPR- SO2 Annual- WV | 258 | 6518 | Rate Constraint in MTons | FALSE | L | Annual | Allowances Banked | Thousand Tons | 0 | 0 | 0 | 0 | 0 | 0 | 0 | 0
CSAPR- SO2 Annual- WV | 258 | 6518 | Rate Constraint in MTons | FALSE | L | Annual | Allowances Withdrawn (1:1) | Thousand Tons | 0 | 0 | 0 | 0 | 0 | 0 | 0 | 0
CSAPR- SO2 Annual- WV | 258 | 6518 | Rate Constraint in MTons | FALSE | L | Annual | Allowances Withdrawn (n:1) | Thousand Tons | 0 | 0 | 0 | 0 | 0 | 0 | 0 | 0
CSAPR- SO2 Annual- WV | 258 | 6518 | Rate Constraint in MTons | FALSE | L | Annual | Net Emissions Allowance Position | Thousand Tons | 65.4091 | 41.9084 | 40.4795 | 39.0809 | 23.6209 | 24.3259 | 22.6145 | 15.8103
CSAPR- SO2 Annual- WV | 258 | 6518 | Rate Constraint in MTons | FALSE | L | Annual | Fuel Consumed | TBtu | 783.3813 | 744.2414 | 716.9253 | 692.4211 | 648.2509 | 732.65 | 796.4273 | 810.3312
CSAPR- SO2 Annual- WV | 258 | 6518 | Rate Constraint in MTons | FALSE | L | Annual | Rate | lb/MMBtu | 0.16699 | 0.11262 | 0.11293 | 0.11288 | 0.072876 | 0.066405 | 0.05679 | 0.039022
CSAPR- SO2 Annual- WV | 258 | 6518 | Rate Constraint in MTons | FALSE | L | Annual | Generation | TWh | 78.6305 | 74.9827 | 72.7768 | 70.2489 | 113.756 | 143.2607 | 169.3691 | 217.6046
CSAPR- SO2 Annual- WV | 258 | 6518 | Rate Constraint in MTons | FALSE | L | Annual | Qualifying Generation | TWh | 78.6305 | 74.9827 | 72.7768 | 70.2489 | 77.7581 | 92.0491 | 103.3086 | 111.1934
CSAPR- SO2 Annual- WV | 258 | 6518 | Rate Constraint in MTons | FALSE | L | Annual | Rate | lb/MWh | 1.6637 | 1.1178 | 1.1124 | 1.1126 | 0.60755 | 0.52854 | 0.43781 | 0.28438
CSAPR- SO2 Annual- WV | 258 | 6518 | Rate Constraint in MTons | FALSE | L | Annual | Constraint Shadow Price | US2016$/Ton | 0 | 0 | 0 | 0 | 0 | 0 | 0 | 0
CT Fac. Spec. - MER Rate Annual v3.1 | 259 | 1767 | MACT Fuel Choice Floor in lbs/MMBtu | FALSE | L | Annual | Seasons Included | Seasons | Winter, WintShld, Summer | Winter, WintShld, Summer | Winter, WintShld, Summer | Winter, WintShld, Summer | Winter, WintShld, Summer | Winter, WintShld, Summer | Winter, WintShld, Summer | Winter, WintShld, Summer
CT Fac. Spec. - MER Rate Annual v3.1 | 259 | 1767 | MACT Fuel Choice Floor in lbs/MMBtu | FALSE | L | Annual | Emission Floor | lbs/MMBtu | 6e-07 | 6e-07 | 6e-07 | 6e-07 | 6e-07 | 6e-07 | 6e-07 | 6e-07
CT Fac. Spec. - MER Rate Annual v3.1 | 259 | 1767 | MACT Fuel Choice Floor in lbs/MMBtu | FALSE | L | Annual | Emissions at Affected Plants MER | lbs | 0 | 0 | 0 | 0 | 0 | 0 | 0 | 0
CT Fac. Spec. - MER Rate Annual v3.1 | 259 | 1767 | MACT Fuel Choice Floor in lbs/MMBtu | FALSE | L | Annual | Allowances Purchased MER | lbs | 0 | 0 | 0 | 0 | 0 | 0 | 0 | 0
CT Fac. Spec. - MER Rate Annual v3.1 | 259 | 1767 | MACT Fuel Choice Floor in lbs/MMBtu | FALSE | L | Annual | Allowances Sold MER | lbs | 0 | 0 | 0 | 0 | 0 | 0 | 0 | 0
CT Fac. Spec. - MER Rate Annual v3.1 | 259 | 1767 | MACT Fuel Choice Floor in lbs/MMBtu | FALSE | L | Annual | Allowances Banked | lbs | 0 | 0 | 0 | 0 | 0 | 0 | 0 | 0
CT Fac. Spec. - MER Rate Annual v3.1 | 259 | 1767 | MACT Fuel Choice Floor in lbs/MMBtu | FALSE | L | Annual | Allowances Withdrawn (1:1) | lbs | 0 | 0 | 0 | 0 | 0 | 0 | 0 | 0
CT Fac. Spec. - MER Rate Annual v3.1 | 259 | 1767 | MACT Fuel Choice Floor in lbs/MMBtu | FALSE | L | Annual | Allowances Withdrawn (n:1) | lbs | 0 | 0 | 0 | 0 | 0 | 0 | 0 | 0
CT Fac. Spec. - MER Rate Annual v3.1 | 259 | 1767 | MACT Fuel Choice Floor in lbs/MMBtu | FALSE | L | Annual | Net Emissions Allowance Position | lbs | 0 | 0 | 0 | 0 | 0 | 0 | 0 | 0
CT Fac. Spec. - MER Rate Annual v3.1 | 259 | 1767 | MACT Fuel Choice Floor in lbs/MMBtu | FALSE | L | Annual | Fuel Consumed | TBtu | 0 | 0 | 0 | 0 | 0 | 0 | 0 | 0
CT Fac. Spec. - MER Rate Annual v3.1 | 259 | 1767 | MACT Fuel Choice Floor in lbs/MMBtu | FALSE | L | Annual | Rate | lb/MMBtu | 0 | 0 | 0 | 0 | 0 | 0 | 0 | 0
CT Fac. Spec. - MER Rate Annual v3.1 | 259 | 1767 | MACT Fuel Choice Floor in lbs/MMBtu | FALSE | L | Annual | Generation | TWh | 0 | 0 | 0 | 0 | 0 | 0 | 0 | 0
CT Fac. Spec. - MER Rate Annual v3.1 | 259 | 1767 | MACT Fuel Choice Floor in lbs/MMBtu | FALSE | L | Annual | Qualifying Generation | TWh | 0 | 0 | 0 | 0 | 0 | 0 | 0 | 0
CT Fac. Spec. - MER Rate Annual v3.1 | 259 | 1767 | MACT Fuel Choice Floor in lbs/MMBtu | FALSE | L | Annual | Constraint Shadow Price | US2016$/Lb | 0 | 0 | 0 | 0 | 0 | 0 | 0 | 0
CT Fac. Spec. - NOX Rate Winter v.4.10 Final, Unit 1158 and retrofits | 260 | 2270 | Rate Constraint in lbs/MMBtu | FALSE | L | Annual | Seasons Included | Seasons | Winter, WintShld | Winter, WintShld | Winter, WintShld | Winter, WintShld | Winter, WintShld | Winter, WintShld | Winter, WintShld | Winter, WintShld
CT Fac. Spec. - NOX Rate Winter v.4.10 Final, Unit 1158 and retrofits | 260 | 2270 | Rate Constraint in lbs/MMBtu | FALSE | L | Annual | Standard NOX | lb/MMBtu | 0.15 | 0.15 | 0.15 | 0.15 | 0.15 | 0.15 | 0.15 | 0.15
CT Fac. Spec. - NOX Rate Winter v.4.10 Final, Unit 1158 and retrofits | 260 | 2270 | Rate Constraint in lbs/MMBtu | FALSE | L | Annual | Emissions at Affected Plants NOX | Thousand Tons | 0 | 0 | 0 | 0 | 0 | 0 | 0 | 0
CT Fac. Spec. - NOX Rate Winter v.4.10 Final, Unit 1158 and retrofits | 260 | 2270 | Rate Constraint in lbs/MMBtu | FALSE | L | Annual | Allowances Purchased NOX | Thousand Tons | 0 | 0 | 0 | 0 | 0 | 0 | 0 | 0
CT Fac. Spec. - NOX Rate Winter v.4.10 Final, Unit 1158 and retrofits | 260 | 2270 | Rate Constraint in lbs/MMBtu | FALSE | L | Annual | Allowances Sold NOX | Thousand Tons | 0 | 0 | 0 | 0 | 0 | 0 | 0 | 0
CT Fac. Spec. - NOX Rate Winter v.4.10 Final, Unit 1158 and retrofits | 260 | 2270 | Rate Constraint in lbs/MMBtu | FALSE | L | Annual | Allowances Banked | Thousand Tons | 0 | 0 | 0 | 0 | 0 | 0 | 0 | 0
CT Fac. Spec. - NOX Rate Winter v.4.10 Final, Unit 1158 and retrofits | 260 | 2270 | Rate Constraint in lbs/MMBtu | FALSE | L | Annual | Allowances Withdrawn (1:1) | Thousand Tons | 0 | 0 | 0 | 0 | 0 | 0 | 0 | 0
CT Fac. Spec. - NOX Rate Winter v.4.10 Final, Unit 1158 and retrofits | 260 | 2270 | Rate Constraint in lbs/MMBtu | FALSE | L | Annual | Allowances Withdrawn (n:1) | Thousand Tons | 0 | 0 | 0 | 0 | 0 | 0 | 0 | 0
CT Fac. Spec. - NOX Rate Winter v.4.10 Final, Unit 1158 and retrofits | 260 | 2270 | Rate Constraint in lbs/MMBtu | FALSE | L | Annual | Net Emissions Allowance Position | Thousand Tons | 0 | 0 | 0 | 0 | 0 | 0 | 0 | 0
CT Fac. Spec. - NOX Rate Winter v.4.10 Final, Unit 1158 and retrofits | 260 | 2270 | Rate Constraint in lbs/MMBtu | FALSE | L | Annual | Fuel Consumed | TBtu | 0 | 0 | 0 | 0 | 0 | 0 | 0 | 0
CT Fac. Spec. - NOX Rate Winter v.4.10 Final, Unit 1158 and retrofits | 260 | 2270 | Rate Constraint in lbs/MMBtu | FALSE | L | Annual | Rate | lb/MMBtu | 0 | 0 | 0 | 0 | 0 | 0 | 0 | 0
CT Fac. Spec. - NOX Rate Winter v.4.10 Final, Unit 1158 and retrofits | 260 | 2270 | Rate Constraint in lbs/MMBtu | FALSE | L | Annual | Generation | TWh | 0 | 0 | 0 | 0 | 0 | 0 | 0 | 0
CT Fac. Spec. - NOX Rate Winter v.4.10 Final, Unit 1158 and retrofits | 260 | 2270 | Rate Constraint in lbs/MMBtu | FALSE | L | Annual | Qualifying Generation | TWh | 0 | 0 | 0 | 0 | 0 | 0 | 0 | 0
CT Fac. Spec. - NOX Rate Winter v.4.10 Final, Unit 1158 and retrofits | 260 | 2270 | Rate Constraint in lbs/MMBtu | FALSE | L | Annual | Rate | lb/MWh | 0 | 0 | 0 | 0 | 0 | 0 | 0 | 0
CT Fac. Spec. - NOX Rate Winter v.4.10 Final, Unit 1158 and retrofits | 260 | 2270 | Rate Constraint in lbs/MMBtu | FALSE | L | Annual | Constraint Shadow Price | US2016$/Ton | 0 | 0 | 0 | 0 | 0 | 0 | 0 | 0
CT Fac. Spec. - NOX Rate Winter v.4.10 Final, Unit 1159 and retrofits | 261 | 2270 | Rate Constraint in lbs/MMBtu | FALSE | L | Annual | Seasons Included | Seasons | Winter, WintShld | Winter, WintShld | Winter, WintShld | Winter, WintShld | Winter, WintShld | Winter, WintShld | Winter, WintShld | Winter, WintShld
CT Fac. Spec. - NOX Rate Winter v.4.10 Final, Unit 1159 and retrofits | 261 | 2270 | Rate Constraint in lbs/MMBtu | FALSE | L | Annual | Standard NOX | lb/MMBtu | 0.15 | 0.15 | 0.15 | 0.15 | 0.15 | 0.15 | 0.15 | 0.15
CT Fac. Spec. - NOX Rate Winter v.4.10 Final, Unit 1159 and retrofits | 261 | 2270 | Rate Constraint in lbs/MMBtu | FALSE | L | Annual | Emissions at Affected Plants NOX | Thousand Tons | 0 | 0 | 0 | 0 | 0 | 0 | 0 | 0
CT Fac. Spec. - NOX Rate Winter v.4.10 Final, Unit 1159 and retrofits | 261 | 2270 | Rate Constraint in lbs/MMBtu | FALSE | L | Annual | Allowances Purchased NOX | Thousand Tons | 0 | 0 | 0 | 0 | 0 | 0 | 0 | 0
CT Fac. Spec. - NOX Rate Winter v.4.10 Final, Unit 1159 and retrofits | 261 | 2270 | Rate Constraint in lbs/MMBtu | FALSE | L | Annual | Allowances Sold NOX | Thousand Tons | 0 | 0 | 0 | 0 | 0 | 0 | 0 | 0
CT Fac. Spec. - NOX Rate Winter v.4.10 Final, Unit 1159 and retrofits | 261 | 2270 | Rate Constraint in lbs/MMBtu | FALSE | L | Annual | Allowances Banked | Thousand Tons | 0 | 0 | 0 | 0 | 0 | 0 | 0 | 0
CT Fac. Spec. - NOX Rate Winter v.4.10 Final, Unit 1159 and retrofits | 261 | 2270 | Rate Constraint in lbs/MMBtu | FALSE | L | Annual | Allowances Withdrawn (1:1) | Thousand Tons | 0 | 0 | 0 | 0 | 0 | 0 | 0 | 0
CT Fac. Spec. - NOX Rate Winter v.4.10 Final, Unit 1159 and retrofits | 261 | 2270 | Rate Constraint in lbs/MMBtu | FALSE | L | Annual | Allowances Withdrawn (n:1) | Thousand Tons | 0 | 0 | 0 | 0 | 0 | 0 | 0 | 0
CT Fac. Spec. - NOX Rate Winter v.4.10 Final, Unit 1159 and retrofits | 261 | 2270 | Rate Constraint in lbs/MMBtu | FALSE | L | Annual | Net Emissions Allowance Position | Thousand Tons | 0 | 0 | 0 | 0 | 0 | 0 | 0 | 0
CT Fac. Spec. - NOX Rate Winter v.4.10 Final, Unit 1159 and retrofits | 261 | 2270 | Rate Constraint in lbs/MMBtu | FALSE | L | Annual | Fuel Consumed | TBtu | 0 | 0 | 0 | 0 | 0 | 0 | 0 | 0
CT Fac. Spec. - NOX Rate Winter v.4.10 Final, Unit 1159 and retrofits | 261 | 2270 | Rate Constraint in lbs/MMBtu | FALSE | L | Annual | Rate | lb/MMBtu | 0 | 0 | 0 | 0 | 0 | 0 | 0 | 0
CT Fac. Spec. - NOX Rate Winter v.4.10 Final, Unit 1159 and retrofits | 261 | 2270 | Rate Constraint in lbs/MMBtu | FALSE | L | Annual | Generation | TWh | 0 | 0 | 0 | 0 | 0 | 0 | 0 | 0
CT Fac. Spec. - NOX Rate Winter v.4.10 Final, Unit 1159 and retrofits | 261 | 2270 | Rate Constraint in lbs/MMBtu | FALSE | L | Annual | Qualifying Generation | TWh | 0 | 0 | 0 | 0 | 0 | 0 | 0 | 0
CT Fac. Spec. - NOX Rate Winter v.4.10 Final, Unit 1159 and retrofits | 261 | 2270 | Rate Constraint in lbs/MMBtu | FALSE | L | Annual | Rate | lb/MWh | 0 | 0 | 0 | 0 | 0 | 0 | 0 | 0
CT Fac. Spec. - NOX Rate Winter v.4.10 Final, Unit 1159 and retrofits | 261 | 2270 | Rate Constraint in lbs/MMBtu | FALSE | L | Annual | Constraint Shadow Price | US2016$/Ton | 0 | 0 | 0 | 0 | 0 | 0 | 0 | 0
CT Fac. Spec. - NOX Rate Winter v.4.10 Final, Unit 1160 and retrofits | 262 | 2270 | Rate Constraint in lbs/MMBtu | FALSE | L | Annual | Seasons Included | Seasons | Winter, WintShld | Winter, WintShld | Winter, WintShld | Winter, WintShld | Winter, WintShld | Winter, WintShld | Winter, WintShld | Winter, WintShld
CT Fac. Spec. - NOX Rate Winter v.4.10 Final, Unit 1160 and retrofits | 262 | 2270 | Rate Constraint in lbs/MMBtu | FALSE | L | Annual | Standard NOX | lb/MMBtu | 0.15 | 0.15 | 0.15 | 0.15 | 0.15 | 0.15 | 0.15 | 0.15
CT Fac. Spec. - NOX Rate Winter v.4.10 Final, Unit 1160 and retrofits | 262 | 2270 | Rate Constraint in lbs/MMBtu | FALSE | L | Annual | Emissions at Affected Plants NOX | Thousand Tons | 0 | 0 | 0 | 0 | 0 | 0 | 0 | 0
CT Fac. Spec. - NOX Rate Winter v.4.10 Final, Unit 1160 and retrofits | 262 | 2270 | Rate Constraint in lbs/MMBtu | FALSE | L | Annual | Allowances Purchased NOX | Thousand Tons | 0 | 0 | 0 | 0 | 0 | 0 | 0 | 0
CT Fac. Spec. - NOX Rate Winter v.4.10 Final, Unit 1160 and retrofits | 262 | 2270 | Rate Constraint in lbs/MMBtu | FALSE | L | Annual | Allowances Sold NOX | Thousand Tons | 0 | 0 | 0 | 0 | 0 | 0 | 0 | 0
CT Fac. Spec. - NOX Rate Winter v.4.10 Final, Unit 1160 and retrofits | 262 | 2270 | Rate Constraint in lbs/MMBtu | FALSE | L | Annual | Allowances Banked | Thousand Tons | 0 | 0 | 0 | 0 | 0 | 0 | 0 | 0
CT Fac. Spec. - NOX Rate Winter v.4.10 Final, Unit 1160 and retrofits | 262 | 2270 | Rate Constraint in lbs/MMBtu | FALSE | L | Annual | Allowances Withdrawn (1:1) | Thousand Tons | 0 | 0 | 0 | 0 | 0 | 0 | 0 | 0
CT Fac. Spec. - NOX Rate Winter v.4.10 Final, Unit 1160 and retrofits | 262 | 2270 | Rate Constraint in lbs/MMBtu | FALSE | L | Annual | Allowances Withdrawn (n:1) | Thousand Tons | 0 | 0 | 0 | 0 | 0 | 0 | 0 | 0
CT Fac. Spec. - NOX Rate Winter v.4.10 Final, Unit 1160 and retrofits | 262 | 2270 | Rate Constraint in lbs/MMBtu | FALSE | L | Annual | Net Emissions Allowance Position | Thousand Tons | 0 | 0 | 0 | 0 | 0 | 0 | 0 | 0
CT Fac. Spec. - NOX Rate Winter v.4.10 Final, Unit 1160 and retrofits | 262 | 2270 | Rate Constraint in lbs/MMBtu | FALSE | L | Annual | Fuel Consumed | TBtu | 0 | 0 | 0 | 0 | 0 | 0 | 0 | 0
CT Fac. Spec. - NOX Rate Winter v.4.10 Final, Unit 1160 and retrofits | 262 | 2270 | Rate Constraint in lbs/MMBtu | FALSE | L | Annual | Rate | lb/MMBtu | 0 | 0 | 0 | 0 | 0 | 0 | 0 | 0
CT Fac. Spec. - NOX Rate Winter v.4.10 Final, Unit 1160 and retrofits | 262 | 2270 | Rate Constraint in lbs/MMBtu | FALSE | L | Annual | Generation | TWh | 0 | 0 | 0 | 0 | 0 | 0 | 0 | 0
CT Fac. Spec. - NOX Rate Winter v.4.10 Final, Unit 1160 and retrofits | 262 | 2270 | Rate Constraint in lbs/MMBtu | FALSE | L | Annual | Qualifying Generation | TWh | 0 | 0 | 0 | 0 | 0 | 0 | 0 | 0
CT Fac. Spec. - NOX Rate Winter v.4.10 Final, Unit 1160 and retrofits | 262 | 2270 | Rate Constraint in lbs/MMBtu | FALSE | L | Annual | Rate | lb/MWh | 0 | 0 | 0 | 0 | 0 | 0 | 0 | 0
CT Fac. Spec. - NOX Rate Winter v.4.10 Final, Unit 1160 and retrofits | 262 | 2270 | Rate Constraint in lbs/MMBtu | FALSE | L | Annual | Constraint Shadow Price | US2016$/Ton | 0 | 0 | 0 | 0 | 0 | 0 | 0 | 0
CT Fac. Spec. - NOX Rate Winter v.4.10 Final, Unit 1161 and retrofits | 263 | 2270 | Rate Constraint in lbs/MMBtu | FALSE | L | Annual | Seasons Included | Seasons | Winter, WintShld | Winter, WintShld | Winter, WintShld | Winter, WintShld | Winter, WintShld | Winter, WintShld | Winter, WintShld | Winter, WintShld
CT Fac. Spec. - NOX Rate Winter v.4.10 Final, Unit 1161 and retrofits | 263 | 2270 | Rate Constraint in lbs/MMBtu | FALSE | L | Annual | Standard NOX | lb/MMBtu | 0.15 | 0.15 | 0.15 | 0.15 | 0.15 | 0.15 | 0.15 | 0.15
CT Fac. Spec. - NOX Rate Winter v.4.10 Final, Unit 1161 and retrofits | 263 | 2270 | Rate Constraint in lbs/MMBtu | FALSE | L | Annual | Emissions at Affected Plants NOX | Thousand Tons | 0 | 0 | 0 | 0 | 0 | 0 | 0 | 0
CT Fac. Spec. - NOX Rate Winter v.4.10 Final, Unit 1161 and retrofits | 263 | 2270 | Rate Constraint in lbs/MMBtu | FALSE | L | Annual | Allowances Purchased NOX | Thousand Tons | 0 | 0 | 0 | 0 | 0 | 0 | 0 | 0
CT Fac. Spec. - NOX Rate Winter v.4.10 Final, Unit 1161 and retrofits | 263 | 2270 | Rate Constraint in lbs/MMBtu | FALSE | L | Annual | Allowances Sold NOX | Thousand Tons | 0 | 0 | 0 | 0 | 0 | 0 | 0 | 0
CT Fac. Spec. - NOX Rate Winter v.4.10 Final, Unit 1161 and retrofits | 263 | 2270 | Rate Constraint in lbs/MMBtu | FALSE | L | Annual | Allowances Banked | Thousand Tons | 0 | 0 | 0 | 0 | 0 | 0 | 0 | 0
CT Fac. Spec. - NOX Rate Winter v.4.10 Final, Unit 1161 and retrofits | 263 | 2270 | Rate Constraint in lbs/MMBtu | FALSE | L | Annual | Allowances Withdrawn (1:1) | Thousand Tons | 0 | 0 | 0 | 0 | 0 | 0 | 0 | 0
CT Fac. Spec. - NOX Rate Winter v.4.10 Final, Unit 1161 and retrofits | 263 | 2270 | Rate Constraint in lbs/MMBtu | FALSE | L | Annual | Allowances Withdrawn (n:1) | Thousand Tons | 0 | 0 | 0 | 0 | 0 | 0 | 0 | 0
CT Fac. Spec. - NOX Rate Winter v.4.10 Final, Unit 1161 and retrofits | 263 | 2270 | Rate Constraint in lbs/MMBtu | FALSE | L | Annual | Net Emissions Allowance Position | Thousand Tons | 0 | 0 | 0 | 0 | 0 | 0 | 0 | 0
CT Fac. Spec. - NOX Rate Winter v.4.10 Final, Unit 1161 and retrofits | 263 | 2270 | Rate Constraint in lbs/MMBtu | FALSE | L | Annual | Fuel Consumed | TBtu | 0 | 0 | 0 | 0 | 0 | 0 | 0 | 0
CT Fac. Spec. - NOX Rate Winter v.4.10 Final, Unit 1161 and retrofits | 263 | 2270 | Rate Constraint in lbs/MMBtu | FALSE | L | Annual | Rate | lb/MMBtu | 0 | 0 | 0 | 0 | 0 | 0 | 0 | 0
CT Fac. Spec. - NOX Rate Winter v.4.10 Final, Unit 1161 and retrofits | 263 | 2270 | Rate Constraint in lbs/MMBtu | FALSE | L | Annual | Generation | TWh | 0 | 0 | 0 | 0 | 0 | 0 | 0 | 0
CT Fac. Spec. - NOX Rate Winter v.4.10 Final, Unit 1161 and retrofits | 263 | 2270 | Rate Constraint in lbs/MMBtu | FALSE | L | Annual | Qualifying Generation | TWh | 0 | 0 | 0 | 0 | 0 | 0 | 0 | 0
CT Fac. Spec. - NOX Rate Winter v.4.10 Final, Unit 1161 and retrofits | 263 | 2270 | Rate Constraint in lbs/MMBtu | FALSE | L | Annual | Rate | lb/MWh | 0 | 0 | 0 | 0 | 0 | 0 | 0 | 0
CT Fac. Spec. - NOX Rate Winter v.4.10 Final, Unit 1161 and retrofits | 263 | 2270 | Rate Constraint in lbs/MMBtu | FALSE | L | Annual | Constraint Shadow Price | US2016$/Ton | 0 | 0 | 0 | 0 | 0 | 0 | 0 | 0
CT Fac. Spec. - NOX Rate Winter v.4.10 Final, Unit 1162 and retrofits | 264 | 2270 | Rate Constraint in lbs/MMBtu | FALSE | L | Annual | Seasons Included | Seasons | Winter, WintShld | Winter, WintShld | Winter, WintShld | Winter, WintShld | Winter, WintShld | Winter, WintShld | Winter, WintShld | Winter, WintShld
CT Fac. Spec. - NOX Rate Winter v.4.10 Final, Unit 1162 and retrofits | 264 | 2270 | Rate Constraint in lbs/MMBtu | FALSE | L | Annual | Standard NOX | lb/MMBtu | 0.15 | 0.15 | 0.15 | 0.15 | 0.15 | 0.15 | 0.15 | 0.15
CT Fac. Spec. - NOX Rate Winter v.4.10 Final, Unit 1162 and retrofits | 264 | 2270 | Rate Constraint in lbs/MMBtu | FALSE | L | Annual | Emissions at Affected Plants NOX | Thousand Tons | 0 | 0 | 0 | 0 | 0 | 0 | 0 | 0
CT Fac. Spec. - NOX Rate Winter v.4.10 Final, Unit 1162 and retrofits | 264 | 2270 | Rate Constraint in lbs/MMBtu | FALSE | L | Annual | Allowances Purchased NOX | Thousand Tons | 0 | 0 | 0 | 0 | 0 | 0 | 0 | 0
CT Fac. Spec. - NOX Rate Winter v.4.10 Final, Unit 1162 and retrofits | 264 | 2270 | Rate Constraint in lbs/MMBtu | FALSE | L | Annual | Allowances Sold NOX | Thousand Tons | 0 | 0 | 0 | 0 | 0 | 0 | 0 | 0
CT Fac. Spec. - NOX Rate Winter v.4.10 Final, Unit 1162 and retrofits | 264 | 2270 | Rate Constraint in lbs/MMBtu | FALSE | L | Annual | Allowances Banked | Thousand Tons | 0 | 0 | 0 | 0 | 0 | 0 | 0 | 0
CT Fac. Spec. - NOX Rate Winter v.4.10 Final, Unit 1162 and retrofits | 264 | 2270 | Rate Constraint in lbs/MMBtu | FALSE | L | Annual | Allowances Withdrawn (1:1) | Thousand Tons | 0 | 0 | 0 | 0 | 0 | 0 | 0 | 0
CT Fac. Spec. - NOX Rate Winter v.4.10 Final, Unit 1162 and retrofits | 264 | 2270 | Rate Constraint in lbs/MMBtu | FALSE | L | Annual | Allowances Withdrawn (n:1) | Thousand Tons | 0 | 0 | 0 | 0 | 0 | 0 | 0 | 0
CT Fac. Spec. - NOX Rate Winter v.4.10 Final, Unit 1162 and retrofits | 264 | 2270 | Rate Constraint in lbs/MMBtu | FALSE | L | Annual | Net Emissions Allowance Position | Thousand Tons | 0 | 0 | 0 | 0 | 0 | 0 | 0 | 0
CT Fac. Spec. - NOX Rate Winter v.4.10 Final, Unit 1162 and retrofits | 264 | 2270 | Rate Constraint in lbs/MMBtu | FALSE | L | Annual | Fuel Consumed | TBtu | 0 | 0 | 0 | 0 | 0 | 0 | 0 | 0
CT Fac. Spec. - NOX Rate Winter v.4.10 Final, Unit 1162 and retrofits | 264 | 2270 | Rate Constraint in lbs/MMBtu | FALSE | L | Annual | Rate | lb/MMBtu | 0 | 0 | 0 | 0 | 0 | 0 | 0 | 0
CT Fac. Spec. - NOX Rate Winter v.4.10 Final, Unit 1162 and retrofits | 264 | 2270 | Rate Constraint in lbs/MMBtu | FALSE | L | Annual | Generation | TWh | 0 | 0 | 0 | 0 | 0 | 0 | 0 | 0
CT Fac. Spec. - NOX Rate Winter v.4.10 Final, Unit 1162 and retrofits | 264 | 2270 | Rate Constraint in lbs/MMBtu | FALSE | L | Annual | Qualifying Generation | TWh | 0 | 0 | 0 | 0 | 0 | 0 | 0 | 0
CT Fac. Spec. - NOX Rate Winter v.4.10 Final, Unit 1162 and retrofits | 264 | 2270 | Rate Constraint in lbs/MMBtu | FALSE | L | Annual | Rate | lb/MWh | 0 | 0 | 0 | 0 | 0 | 0 | 0 | 0
CT Fac. Spec. - NOX Rate Winter v.4.10 Final, Unit 1162 and retrofits | 264 | 2270 | Rate Constraint in lbs/MMBtu | FALSE | L | Annual | Constraint Shadow Price | US2016$/Ton | 0 | 0 | 0 | 0 | 0 | 0 | 0 | 0
CT Fac. Spec. - NOX Rate Winter v.4.10 Final, Unit 1163 and retrofits | 265 | 2270 | Rate Constraint in lbs/MMBtu | FALSE | L | Annual | Seasons Included | Seasons | Winter, WintShld | Winter, WintShld | Winter, WintShld | Winter, WintShld | Winter, WintShld | Winter, WintShld | Winter, WintShld | Winter, WintShld
CT Fac. Spec. - NOX Rate Winter v.4.10 Final, Unit 1163 and retrofits | 265 | 2270 | Rate Constraint in lbs/MMBtu | FALSE | L | Annual | Standard NOX | lb/MMBtu | 0.15 | 0.15 | 0.15 | 0.15 | 0.15 | 0.15 | 0.15 | 0.15
CT Fac. Spec. - NOX Rate Winter v.4.10 Final, Unit 1163 and retrofits | 265 | 2270 | Rate Constraint in lbs/MMBtu | FALSE | L | Annual | Emissions at Affected Plants NOX | Thousand Tons | 0 | 0 | 0 | 0 | 0 | 0 | 0 | 0
CT Fac. Spec. - NOX Rate Winter v.4.10 Final, Unit 1163 and retrofits | 265 | 2270 | Rate Constraint in lbs/MMBtu | FALSE | L | Annual | Allowances Purchased NOX | Thousand Tons | 0 | 0 | 0 | 0 | 0 | 0 | 0 | 0
CT Fac. Spec. - NOX Rate Winter v.4.10 Final, Unit 1163 and retrofits | 265 | 2270 | Rate Constraint in lbs/MMBtu | FALSE | L | Annual | Allowances Sold NOX | Thousand Tons | 0 | 0 | 0 | 0 | 0 | 0 | 0 | 0
CT Fac. Spec. - NOX Rate Winter v.4.10 Final, Unit 1163 and retrofits | 265 | 2270 | Rate Constraint in lbs/MMBtu | FALSE | L | Annual | Allowances Banked | Thousand Tons | 0 | 0 | 0 | 0 | 0 | 0 | 0 | 0
CT Fac. Spec. - NOX Rate Winter v.4.10 Final, Unit 1163 and retrofits | 265 | 2270 | Rate Constraint in lbs/MMBtu | FALSE | L | Annual | Allowances Withdrawn (1:1) | Thousand Tons | 0 | 0 | 0 | 0 | 0 | 0 | 0 | 0
CT Fac. Spec. - NOX Rate Winter v.4.10 Final, Unit 1163 and retrofits | 265 | 2270 | Rate Constraint in lbs/MMBtu | FALSE | L | Annual | Allowances Withdrawn (n:1) | Thousand Tons | 0 | 0 | 0 | 0 | 0 | 0 | 0 | 0
CT Fac. Spec. - NOX Rate Winter v.4.10 Final, Unit 1163 and retrofits | 265 | 2270 | Rate Constraint in lbs/MMBtu | FALSE | L | Annual | Net Emissions Allowance Position | Thousand Tons | 0 | 0 | 0 | 0 | 0 | 0 | 0 | 0
CT Fac. Spec. - NOX Rate Winter v.4.10 Final, Unit 1163 and retrofits | 265 | 2270 | Rate Constraint in lbs/MMBtu | FALSE | L | Annual | Fuel Consumed | TBtu | 0 | 0 | 0 | 0 | 0 | 0 | 0 | 0
CT Fac. Spec. - NOX Rate Winter v.4.10 Final, Unit 1163 and retrofits | 265 | 2270 | Rate Constraint in lbs/MMBtu | FALSE | L | Annual | Rate | lb/MMBtu | 0 | 0 | 0 | 0 | 0 | 0 | 0 | 0
CT Fac. Spec. - NOX Rate Winter v.4.10 Final, Unit 1163 and retrofits | 265 | 2270 | Rate Constraint in lbs/MMBtu | FALSE | L | Annual | Generation | TWh | 0 | 0 | 0 | 0 | 0 | 0 | 0 | 0
CT Fac. Spec. - NOX Rate Winter v.4.10 Final, Unit 1163 and retrofits | 265 | 2270 | Rate Constraint in lbs/MMBtu | FALSE | L | Annual | Qualifying Generation | TWh | 0 | 0 | 0 | 0 | 0 | 0 | 0 | 0
CT Fac. Spec. - NOX Rate Winter v.4.10 Final, Unit 1163 and retrofits | 265 | 2270 | Rate Constraint in lbs/MMBtu | FALSE | L | Annual | Rate | lb/MWh | 0 | 0 | 0 | 0 | 0 | 0 | 0 | 0
CT Fac. Spec. - NOX Rate Winter v.4.10 Final, Unit 1163 and retrofits | 265 | 2270 | Rate Constraint in lbs/MMBtu | FALSE | L | Annual | Constraint Shadow Price | US2016$/Ton | 0 | 0 | 0 | 0 | 0 | 0 | 0 | 0
CT Fac. Spec. - NOX Rate Winter v.4.10 Final, Unit 1164 and retrofits | 266 | 2270 | Rate Constraint in lbs/MMBtu | FALSE | L | Annual | Seasons Included | Seasons | Winter, WintShld | Winter, WintShld | Winter, WintShld | Winter, WintShld | Winter, WintShld | Winter, WintShld | Winter, WintShld | Winter, WintShld
CT Fac. Spec. - NOX Rate Winter v.4.10 Final, Unit 1164 and retrofits | 266 | 2270 | Rate Constraint in lbs/MMBtu | FALSE | L | Annual | Standard NOX | lb/MMBtu | 0.15 | 0.15 | 0.15 | 0.15 | 0.15 | 0.15 | 0.15 | 0.15
CT Fac. Spec. - NOX Rate Winter v.4.10 Final, Unit 1164 and retrofits | 266 | 2270 | Rate Constraint in lbs/MMBtu | FALSE | L | Annual | Emissions at Affected Plants NOX | Thousand Tons | 0 | 0 | 0 | 0 | 0 | 0 | 0 | 0
CT Fac. Spec. - NOX Rate Winter v.4.10 Final, Unit 1164 and retrofits | 266 | 2270 | Rate Constraint in lbs/MMBtu | FALSE | L | Annual | Allowances Purchased NOX | Thousand Tons | 0 | 0 | 0 | 0 | 0 | 0 | 0 | 0
CT Fac. Spec. - NOX Rate Winter v.4.10 Final, Unit 1164 and retrofits | 266 | 2270 | Rate Constraint in lbs/MMBtu | FALSE | L | Annual | Allowances Sold NOX | Thousand Tons | 0 | 0 | 0 | 0 | 0 | 0 | 0 | 0
CT Fac. Spec. - NOX Rate Winter v.4.10 Final, Unit 1164 and retrofits | 266 | 2270 | Rate Constraint in lbs/MMBtu | FALSE | L | Annual | Allowances Banked | Thousand Tons | 0 | 0 | 0 | 0 | 0 | 0 | 0 | 0
CT Fac. Spec. - NOX Rate Winter v.4.10 Final, Unit 1164 and retrofits | 266 | 2270 | Rate Constraint in lbs/MMBtu | FALSE | L | Annual | Allowances Withdrawn (1:1) | Thousand Tons | 0 | 0 | 0 | 0 | 0 | 0 | 0 | 0
CT Fac. Spec. - NOX Rate Winter v.4.10 Final, Unit 1164 and retrofits | 266 | 2270 | Rate Constraint in lbs/MMBtu | FALSE | L | Annual | Allowances Withdrawn (n:1) | Thousand Tons | 0 | 0 | 0 | 0 | 0 | 0 | 0 | 0
CT Fac. Spec. - NOX Rate Winter v.4.10 Final, Unit 1164 and retrofits | 266 | 2270 | Rate Constraint in lbs/MMBtu | FALSE | L | Annual | Net Emissions Allowance Position | Thousand Tons | 0 | 0 | 0 | 0 | 0 | 0 | 0 | 0
CT Fac. Spec. - NOX Rate Winter v.4.10 Final, Unit 1164 and retrofits | 266 | 2270 | Rate Constraint in lbs/MMBtu | FALSE | L | Annual | Fuel Consumed | TBtu | 0 | 0 | 0 | 0 | 0 | 0 | 0 | 0
CT Fac. Spec. - NOX Rate Winter v.4.10 Final, Unit 1164 and retrofits | 266 | 2270 | Rate Constraint in lbs/MMBtu | FALSE | L | Annual | Rate | lb/MMBtu | 0 | 0 | 0 | 0 | 0 | 0 | 0 | 0
CT Fac. Spec. - NOX Rate Winter v.4.10 Final, Unit 1164 and retrofits | 266 | 2270 | Rate Constraint in lbs/MMBtu | FALSE | L | Annual | Generation | TWh | 0 | 0 | 0 | 0 | 0 | 0 | 0 | 0
CT Fac. Spec. - NOX Rate Winter v.4.10 Final, Unit 1164 and retrofits | 266 | 2270 | Rate Constraint in lbs/MMBtu | FALSE | L | Annual | Qualifying Generation | TWh | 0 | 0 | 0 | 0 | 0 | 0 | 0 | 0
CT Fac. Spec. - NOX Rate Winter v.4.10 Final, Unit 1164 and retrofits | 266 | 2270 | Rate Constraint in lbs/MMBtu | FALSE | L | Annual | Rate | lb/MWh | 0 | 0 | 0 | 0 | 0 | 0 | 0 | 0
CT Fac. Spec. - NOX Rate Winter v.4.10 Final, Unit 1164 and retrofits | 266 | 2270 | Rate Constraint in lbs/MMBtu | FALSE | L | Annual | Constraint Shadow Price | US2016$/Ton | 0 | 0 | 0 | 0 | 0 | 0 | 0 | 0
CT Fac. Spec. - NOX Rate Winter v.4.10 Final, Unit 1165 and retrofits | 267 | 2270 | Rate Constraint in lbs/MMBtu | FALSE | L | Annual | Seasons Included | Seasons | Winter, WintShld | Winter, WintShld | Winter, WintShld | Winter, WintShld | Winter, WintShld | Winter, WintShld | Winter, WintShld | Winter, WintShld
CT Fac. Spec. - NOX Rate Winter v.4.10 Final, Unit 1165 and retrofits | 267 | 2270 | Rate Constraint in lbs/MMBtu | FALSE | L | Annual | Standard NOX | lb/MMBtu | 0.15 | 0.15 | 0.15 | 0.15 | 0.15 | 0.15 | 0.15 | 0.15
CT Fac. Spec. - NOX Rate Winter v.4.10 Final, Unit 1165 and retrofits | 267 | 2270 | Rate Constraint in lbs/MMBtu | FALSE | L | Annual | Emissions at Affected Plants NOX | Thousand Tons | 0 | 0 | 0 | 0 | 0 | 0 | 0 | 0
CT Fac. Spec. - NOX Rate Winter v.4.10 Final, Unit 1165 and retrofits | 267 | 2270 | Rate Constraint in lbs/MMBtu | FALSE | L | Annual | Allowances Purchased NOX | Thousand Tons | 0 | 0 | 0 | 0 | 0 | 0 | 0 | 0
CT Fac. Spec. - NOX Rate Winter v.4.10 Final, Unit 1165 and retrofits | 267 | 2270 | Rate Constraint in lbs/MMBtu | FALSE | L | Annual | Allowances Sold NOX | Thousand Tons | 0 | 0 | 0 | 0 | 0 | 0 | 0 | 0
CT Fac. Spec. - NOX Rate Winter v.4.10 Final, Unit 1165 and retrofits | 267 | 2270 | Rate Constraint in lbs/MMBtu | FALSE | L | Annual | Allowances Banked | Thousand Tons | 0 | 0 | 0 | 0 | 0 | 0 | 0 | 0
CT Fac. Spec. - NOX Rate Winter v.4.10 Final, Unit 1165 and retrofits | 267 | 2270 | Rate Constraint in lbs/MMBtu | FALSE | L | Annual | Allowances Withdrawn (1:1) | Thousand Tons | 0 | 0 | 0 | 0 | 0 | 0 | 0 | 0
CT Fac. Spec. - NOX Rate Winter v.4.10 Final, Unit 1165 and retrofits | 267 | 2270 | Rate Constraint in lbs/MMBtu | FALSE | L | Annual | Allowances Withdrawn (n:1) | Thousand Tons | 0 | 0 | 0 | 0 | 0 | 0 | 0 | 0
CT Fac. Spec. - NOX Rate Winter v.4.10 Final, Unit 1165 and retrofits | 267 | 2270 | Rate Constraint in lbs/MMBtu | FALSE | L | Annual | Net Emissions Allowance Position | Thousand Tons | 0 | 0 | 0 | 0 | 0 | 0 | 0 | 0
CT Fac. Spec. - NOX Rate Winter v.4.10 Final, Unit 1165 and retrofits | 267 | 2270 | Rate Constraint in lbs/MMBtu | FALSE | L | Annual | Fuel Consumed | TBtu | 0 | 0 | 0 | 0 | 0 | 0 | 0 | 0
CT Fac. Spec. - NOX Rate Winter v.4.10 Final, Unit 1165 and retrofits | 267 | 2270 | Rate Constraint in lbs/MMBtu | FALSE | L | Annual | Rate | lb/MMBtu | 0 | 0 | 0 | 0 | 0 | 0 | 0 | 0
CT Fac. Spec. - NOX Rate Winter v.4.10 Final, Unit 1165 and retrofits | 267 | 2270 | Rate Constraint in lbs/MMBtu | FALSE | L | Annual | Generation | TWh | 0 | 0 | 0 | 0 | 0 | 0 | 0 | 0
CT Fac. Spec. - NOX Rate Winter v.4.10 Final, Unit 1165 and retrofits | 267 | 2270 | Rate Constraint in lbs/MMBtu | FALSE | L | Annual | Qualifying Generation | TWh | 0 | 0 | 0 | 0 | 0 | 0 | 0 | 0
CT Fac. Spec. - NOX Rate Winter v.4.10 Final, Unit 1165 and retrofits | 267 | 2270 | Rate Constraint in lbs/MMBtu | FALSE | L | Annual | Rate | lb/MWh | 0 | 0 | 0 | 0 | 0 | 0 | 0 | 0
CT Fac. Spec. - NOX Rate Winter v.4.10 Final, Unit 1165 and retrofits | 267 | 2270 | Rate Constraint in lbs/MMBtu | FALSE | L | Annual | Constraint Shadow Price | US2016$/Ton | 0 | 0 | 0 | 0 | 0 | 0 | 0 | 0
CT Fac. Spec. - NOX Rate Winter v.4.10 Final, Unit 1166 and retrofits | 268 | 2270 | Rate Constraint in lbs/MMBtu | FALSE | L | Annual | Seasons Included | Seasons | Winter, WintShld | Winter, WintShld | Winter, WintShld | Winter, WintShld | Winter, WintShld | Winter, WintShld | Winter, WintShld | Winter, WintShld
CT Fac. Spec. - NOX Rate Winter v.4.10 Final, Unit 1166 and retrofits | 268 | 2270 | Rate Constraint in lbs/MMBtu | FALSE | L | Annual | Standard NOX | lb/MMBtu | 0.15 | 0.15 | 0.15 | 0.15 | 0.15 | 0.15 | 0.15 | 0.15
CT Fac. Spec. - NOX Rate Winter v.4.10 Final, Unit 1166 and retrofits | 268 | 2270 | Rate Constraint in lbs/MMBtu | FALSE | L | Annual | Emissions at Affected Plants NOX | Thousand Tons | 0 | 0 | 0 | 0 | 0 | 0 | 0 | 0
CT Fac. Spec. - NOX Rate Winter v.4.10 Final, Unit 1166 and retrofits | 268 | 2270 | Rate Constraint in lbs/MMBtu | FALSE | L | Annual | Allowances Purchased NOX | Thousand Tons | 0 | 0 | 0 | 0 | 0 | 0 | 0 | 0
CT Fac. Spec. - NOX Rate Winter v.4.10 Final, Unit 1166 and retrofits | 268 | 2270 | Rate Constraint in lbs/MMBtu | FALSE | L | Annual | Allowances Sold NOX | Thousand Tons | 0 | 0 | 0 | 0 | 0 | 0 | 0 | 0
CT Fac. Spec. - NOX Rate Winter v.4.10 Final, Unit 1166 and retrofits | 268 | 2270 | Rate Constraint in lbs/MMBtu | FALSE | L | Annual | Allowances Banked | Thousand Tons | 0 | 0 | 0 | 0 | 0 | 0 | 0 | 0
CT Fac. Spec. - NOX Rate Winter v.4.10 Final, Unit 1166 and retrofits | 268 | 2270 | Rate Constraint in lbs/MMBtu | FALSE | L | Annual | Allowances Withdrawn (1:1) | Thousand Tons | 0 | 0 | 0 | 0 | 0 | 0 | 0 | 0
CT Fac. Spec. - NOX Rate Winter v.4.10 Final, Unit 1166 and retrofits | 268 | 2270 | Rate Constraint in lbs/MMBtu | FALSE | L | Annual | Allowances Withdrawn (n:1) | Thousand Tons | 0 | 0 | 0 | 0 | 0 | 0 | 0 | 0
CT Fac. Spec. - NOX Rate Winter v.4.10 Final, Unit 1166 and retrofits | 268 | 2270 | Rate Constraint in lbs/MMBtu | FALSE | L | Annual | Net Emissions Allowance Position | Thousand Tons | 0 | 0 | 0 | 0 | 0 | 0 | 0 | 0
CT Fac. Spec. - NOX Rate Winter v.4.10 Final, Unit 1166 and retrofits | 268 | 2270 | Rate Constraint in lbs/MMBtu | FALSE | L | Annual | Fuel Consumed | TBtu | 0 | 0 | 0 | 0 | 0 | 0 | 0 | 0
CT Fac. Spec. - NOX Rate Winter v.4.10 Final, Unit 1166 and retrofits | 268 | 2270 | Rate Constraint in lbs/MMBtu | FALSE | L | Annual | Rate | lb/MMBtu | 0 | 0 | 0 | 0 | 0 | 0 | 0 | 0
CT Fac. Spec. - NOX Rate Winter v.4.10 Final, Unit 1166 and retrofits | 268 | 2270 | Rate Constraint in lbs/MMBtu | FALSE | L | Annual | Generation | TWh | 0 | 0 | 0 | 0 | 0 | 0 | 0 | 0
CT Fac. Spec. - NOX Rate Winter v.4.10 Final, Unit 1166 and retrofits | 268 | 2270 | Rate Constraint in lbs/MMBtu | FALSE | L | Annual | Qualifying Generation | TWh | 0 | 0 | 0 | 0 | 0 | 0 | 0 | 0
CT Fac. Spec. - NOX Rate Winter v.4.10 Final, Unit 1166 and retrofits | 268 | 2270 | Rate Constraint in lbs/MMBtu | FALSE | L | Annual | Rate | lb/MWh | 0 | 0 | 0 | 0 | 0 | 0 | 0 | 0
CT Fac. Spec. - NOX Rate Winter v.4.10 Final, Unit 1166 and retrofits | 268 | 2270 | Rate Constraint in lbs/MMBtu | FALSE | L | Annual | Constraint Shadow Price | US2016$/Ton | 0 | 0 | 0 | 0 | 0 | 0 | 0 | 0
CT Fac. Spec. - NOX Rate Winter v.4.10 Final, Unit 1169 and retrofits | 269 | 2270 | Rate Constraint in lbs/MMBtu | FALSE | L | Annual | Seasons Included | Seasons | Winter, WintShld | Winter, WintShld | Winter, WintShld | Winter, WintShld | Winter, WintShld | Winter, WintShld | Winter, WintShld | Winter, WintShld
CT Fac. Spec. - NOX Rate Winter v.4.10 Final, Unit 1169 and retrofits | 269 | 2270 | Rate Constraint in lbs/MMBtu | FALSE | L | Annual | Standard NOX | lb/MMBtu | 0.15 | 0.15 | 0.15 | 0.15 | 0.15 | 0.15 | 0.15 | 0.15
CT Fac. Spec. - NOX Rate Winter v.4.10 Final, Unit 1169 and retrofits | 269 | 2270 | Rate Constraint in lbs/MMBtu | FALSE | L | Annual | Emissions at Affected Plants NOX | Thousand Tons | 0 | 0 | 0 | 0 | 0 | 0 | 0 | 0
CT Fac. Spec. - NOX Rate Winter v.4.10 Final, Unit 1169 and retrofits | 269 | 2270 | Rate Constraint in lbs/MMBtu | FALSE | L | Annual | Allowances Purchased NOX | Thousand Tons | 0 | 0 | 0 | 0 | 0 | 0 | 0 | 0
CT Fac. Spec. - NOX Rate Winter v.4.10 Final, Unit 1169 and retrofits | 269 | 2270 | Rate Constraint in lbs/MMBtu | FALSE | L | Annual | Allowances Sold NOX | Thousand Tons | 0 | 0 | 0 | 0 | 0 | 0 | 0 | 0
CT Fac. Spec. - NOX Rate Winter v.4.10 Final, Unit 1169 and retrofits | 269 | 2270 | Rate Constraint in lbs/MMBtu | FALSE | L | Annual | Allowances Banked | Thousand Tons | 0 | 0 | 0 | 0 | 0 | 0 | 0 | 0
CT Fac. Spec. - NOX Rate Winter v.4.10 Final, Unit 1169 and retrofits | 269 | 2270 | Rate Constraint in lbs/MMBtu | FALSE | L | Annual | Allowances Withdrawn (1:1) | Thousand Tons | 0 | 0 | 0 | 0 | 0 | 0 | 0 | 0
CT Fac. Spec. - NOX Rate Winter v.4.10 Final, Unit 1169 and retrofits | 269 | 2270 | Rate Constraint in lbs/MMBtu | FALSE | L | Annual | Allowances Withdrawn (n:1) | Thousand Tons | 0 | 0 | 0 | 0 | 0 | 0 | 0 | 0
CT Fac. Spec. - NOX Rate Winter v.4.10 Final, Unit 1169 and retrofits | 269 | 2270 | Rate Constraint in lbs/MMBtu | FALSE | L | Annual | Net Emissions Allowance Position | Thousand Tons | 0 | 0 | 0 | 0 | 0 | 0 | 0 | 0
CT Fac. Spec. - NOX Rate Winter v.4.10 Final, Unit 1169 and retrofits | 269 | 2270 | Rate Constraint in lbs/MMBtu | FALSE | L | Annual | Fuel Consumed | TBtu | 0 | 0 | 0 | 0 | 0 | 0 | 0 | 0
CT Fac. Spec. - NOX Rate Winter v.4.10 Final, Unit 1169 and retrofits | 269 | 2270 | Rate Constraint in lbs/MMBtu | FALSE | L | Annual | Rate | lb/MMBtu | 0 | 0 | 0 | 0 | 0 | 0 | 0 | 0
CT Fac. Spec. - NOX Rate Winter v.4.10 Final, Unit 1169 and retrofits | 269 | 2270 | Rate Constraint in lbs/MMBtu | FALSE | L | Annual | Generation | TWh | 0 | 0 | 0 | 0 | 0 | 0 | 0 | 0
CT Fac. Spec. - NOX Rate Winter v.4.10 Final, Unit 1169 and retrofits | 269 | 2270 | Rate Constraint in lbs/MMBtu | FALSE | L | Annual | Qualifying Generation | TWh | 0 | 0 | 0 | 0 | 0 | 0 | 0 | 0
CT Fac. Spec. - NOX Rate Winter v.4.10 Final, Unit 1169 and retrofits | 269 | 2270 | Rate Constraint in lbs/MMBtu | FALSE | L | Annual | Rate | lb/MWh | 0 | 0 | 0 | 0 | 0 | 0 | 0 | 0
CT Fac. Spec. - NOX Rate Winter v.4.10 Final, Unit 1169 and retrofits | 269 | 2270 | Rate Constraint in lbs/MMBtu | FALSE | L | Annual | Constraint Shadow Price | US2016$/Ton | 0 | 0 | 0 | 0 | 0 | 0 | 0 | 0
CT Fac. Spec. - NOX Rate Winter v.4.10 Final, Unit 1177 and retrofits | 270 | 2270 | Rate Constraint in lbs/MMBtu | FALSE | L | Annual | Seasons Included | Seasons | Winter, WintShld | Winter, WintShld | Winter, WintShld | Winter, WintShld | Winter, WintShld | Winter, WintShld | Winter, WintShld | Winter, WintShld
CT Fac. Spec. - NOX Rate Winter v.4.10 Final, Unit 1177 and retrofits | 270 | 2270 | Rate Constraint in lbs/MMBtu | FALSE | L | Annual | Standard NOX | lb/MMBtu | 0.15 | 0.15 | 0.15 | 0.15 | 0.15 | 0.15 | 0.15 | 0.15
CT Fac. Spec. - NOX Rate Winter v.4.10 Final, Unit 1177 and retrofits | 270 | 2270 | Rate Constraint in lbs/MMBtu | FALSE | L | Annual | Emissions at Affected Plants NOX | Thousand Tons | 0 | 0 | 0 | 0 | 0 | 0 | 0 | 0
CT Fac. Spec. - NOX Rate Winter v.4.10 Final, Unit 1177 and retrofits | 270 | 2270 | Rate Constraint in lbs/MMBtu | FALSE | L | Annual | Allowances Purchased NOX | Thousand Tons | 0 | 0 | 0 | 0 | 0 | 0 | 0 | 0
CT Fac. Spec. - NOX Rate Winter v.4.10 Final, Unit 1177 and retrofits | 270 | 2270 | Rate Constraint in lbs/MMBtu | FALSE | L | Annual | Allowances Sold NOX | Thousand Tons | 0 | 0 | 0 | 0 | 0 | 0 | 0 | 0
CT Fac. Spec. - NOX Rate Winter v.4.10 Final, Unit 1177 and retrofits | 270 | 2270 | Rate Constraint in lbs/MMBtu | FALSE | L | Annual | Allowances Banked | Thousand Tons | 0 | 0 | 0 | 0 | 0 | 0 | 0 | 0
CT Fac. Spec. - NOX Rate Winter v.4.10 Final, Unit 1177 and retrofits | 270 | 2270 | Rate Constraint in lbs/MMBtu | FALSE | L | Annual | Allowances Withdrawn (1:1) | Thousand Tons | 0 | 0 | 0 | 0 | 0 | 0 | 0 | 0
CT Fac. Spec. - NOX Rate Winter v.4.10 Final, Unit 1177 and retrofits | 270 | 2270 | Rate Constraint in lbs/MMBtu | FALSE | L | Annual | Allowances Withdrawn (n:1) | Thousand Tons | 0 | 0 | 0 | 0 | 0 | 0 | 0 | 0
CT Fac. Spec. - NOX Rate Winter v.4.10 Final, Unit 1177 and retrofits | 270 | 2270 | Rate Constraint in lbs/MMBtu | FALSE | L | Annual | Net Emissions Allowance Position | Thousand Tons | 0 | 0 | 0 | 0 | 0 | 0 | 0 | 0
CT Fac. Spec. - NOX Rate Winter v.4.10 Final, Unit 1177 and retrofits | 270 | 2270 | Rate Constraint in lbs/MMBtu | FALSE | L | Annual | Fuel Consumed | TBtu | 0 | 0 | 0 | 0 | 0 | 0 | 0 | 0
CT Fac. Spec. - NOX Rate Winter v.4.10 Final, Unit 1177 and retrofits | 270 | 2270 | Rate Constraint in lbs/MMBtu | FALSE | L | Annual | Rate | lb/MMBtu | 0 | 0 | 0 | 0 | 0 | 0 | 0 | 0
CT Fac. Spec. - NOX Rate Winter v.4.10 Final, Unit 1177 and retrofits | 270 | 2270 | Rate Constraint in lbs/MMBtu | FALSE | L | Annual | Generation | TWh | 0 | 0 | 0 | 0 | 0 | 0 | 0 | 0
CT Fac. Spec. - NOX Rate Winter v.4.10 Final, Unit 1177 and retrofits | 270 | 2270 | Rate Constraint in lbs/MMBtu | FALSE | L | Annual | Qualifying Generation | TWh | 0 | 0 | 0 | 0 | 0 | 0 | 0 | 0
CT Fac. Spec. - NOX Rate Winter v.4.10 Final, Unit 1177 and retrofits | 270 | 2270 | Rate Constraint in lbs/MMBtu | FALSE | L | Annual | Rate | lb/MWh | 0 | 0 | 0 | 0 | 0 | 0 | 0 | 0
CT Fac. Spec. - NOX Rate Winter v.4.10 Final, Unit 1177 and retrofits | 270 | 2270 | Rate Constraint in lbs/MMBtu | FALSE | L | Annual | Constraint Shadow Price | US2016$/Ton | 0 | 0 | 0 | 0 | 0 | 0 | 0 | 0
CT Fac. Spec. - NOX Rate Winter v.4.10 Final, Unit 1178 and retrofits | 271 | 2270 | Rate Constraint in lbs/MMBtu | FALSE | L | Annual | Seasons Included | Seasons | Winter, WintShld | Winter, WintShld | Winter, WintShld | Winter, WintShld | Winter, WintShld | Winter, WintShld | Winter, WintShld | Winter, WintShld
CT Fac. Spec. - NOX Rate Winter v.4.10 Final, Unit 1178 and retrofits | 271 | 2270 | Rate Constraint in lbs/MMBtu | FALSE | L | Annual | Standard NOX | lb/MMBtu | 0.15 | 0.15 | 0.15 | 0.15 | 0.15 | 0.15 | 0.15 | 0.15
CT Fac. Spec. - NOX Rate Winter v.4.10 Final, Unit 1178 and retrofits | 271 | 2270 | Rate Constraint in lbs/MMBtu | FALSE | L | Annual | Emissions at Affected Plants NOX | Thousand Tons | 0 | 0 | 0 | 0 | 0 | 0 | 0 | 0
CT Fac. Spec. - NOX Rate Winter v.4.10 Final, Unit 1178 and retrofits | 271 | 2270 | Rate Constraint in lbs/MMBtu | FALSE | L | Annual | Allowances Purchased NOX | Thousand Tons | 0 | 0 | 0 | 0 | 0 | 0 | 0 | 0
CT Fac. Spec. - NOX Rate Winter v.4.10 Final, Unit 1178 and retrofits | 271 | 2270 | Rate Constraint in lbs/MMBtu | FALSE | L | Annual | Allowances Sold NOX | Thousand Tons | 0 | 0 | 0 | 0 | 0 | 0 | 0 | 0
CT Fac. Spec. - NOX Rate Winter v.4.10 Final, Unit 1178 and retrofits | 271 | 2270 | Rate Constraint in lbs/MMBtu | FALSE | L | Annual | Allowances Banked | Thousand Tons | 0 | 0 | 0 | 0 | 0 | 0 | 0 | 0
CT Fac. Spec. - NOX Rate Winter v.4.10 Final, Unit 1178 and retrofits | 271 | 2270 | Rate Constraint in lbs/MMBtu | FALSE | L | Annual | Allowances Withdrawn (1:1) | Thousand Tons | 0 | 0 | 0 | 0 | 0 | 0 | 0 | 0
CT Fac. Spec. - NOX Rate Winter v.4.10 Final, Unit 1178 and retrofits | 271 | 2270 | Rate Constraint in lbs/MMBtu | FALSE | L | Annual | Allowances Withdrawn (n:1) | Thousand Tons | 0 | 0 | 0 | 0 | 0 | 0 | 0 | 0
CT Fac. Spec. - NOX Rate Winter v.4.10 Final, Unit 1178 and retrofits | 271 | 2270 | Rate Constraint in lbs/MMBtu | FALSE | L | Annual | Net Emissions Allowance Position | Thousand Tons | 0 | 0 | 0 | 0 | 0 | 0 | 0 | 0
CT Fac. Spec. - NOX Rate Winter v.4.10 Final, Unit 1178 and retrofits | 271 | 2270 | Rate Constraint in lbs/MMBtu | FALSE | L | Annual | Fuel Consumed | TBtu | 0 | 0 | 0 | 0 | 0 | 0 | 0 | 0
CT Fac. Spec. - NOX Rate Winter v.4.10 Final, Unit 1178 and retrofits | 271 | 2270 | Rate Constraint in lbs/MMBtu | FALSE | L | Annual | Rate | lb/MMBtu | 0 | 0 | 0 | 0 | 0 | 0 | 0 | 0
CT Fac. Spec. - NOX Rate Winter v.4.10 Final, Unit 1178 and retrofits | 271 | 2270 | Rate Constraint in lbs/MMBtu | FALSE | L | Annual | Generation | TWh | 0 | 0 | 0 | 0 | 0 | 0 | 0 | 0
CT Fac. Spec. - NOX Rate Winter v.4.10 Final, Unit 1178 and retrofits | 271 | 2270 | Rate Constraint in lbs/MMBtu | FALSE | L | Annual | Qualifying Generation | TWh | 0 | 0 | 0 | 0 | 0 | 0 | 0 | 0
CT Fac. Spec. - NOX Rate Winter v.4.10 Final, Unit 1178 and retrofits | 271 | 2270 | Rate Constraint in lbs/MMBtu | FALSE | L | Annual | Rate | lb/MWh | 0 | 0 | 0 | 0 | 0 | 0 | 0 | 0
CT Fac. Spec. - NOX Rate Winter v.4.10 Final, Unit 1178 and retrofits | 271 | 2270 | Rate Constraint in lbs/MMBtu | FALSE | L | Annual | Constraint Shadow Price | US2016$/Ton | 0 | 0 | 0 | 0 | 0 | 0 | 0 | 0
CT Fac. Spec. - NOX Rate Winter v.4.10 Final, Unit 1179 and retrofits | 272 | 2270 | Rate Constraint in lbs/MMBtu | FALSE | L | Annual | Seasons Included | Seasons | Winter, WintShld | Winter, WintShld | Winter, WintShld | Winter, WintShld | Winter, WintShld | Winter, WintShld | Winter, WintShld | Winter, WintShld
CT Fac. Spec. - NOX Rate Winter v.4.10 Final, Unit 1179 and retrofits | 272 | 2270 | Rate Constraint in lbs/MMBtu | FALSE | L | Annual | Standard NOX | lb/MMBtu | 0.15 | 0.15 | 0.15 | 0.15 | 0.15 | 0.15 | 0.15 | 0.15
CT Fac. Spec. - NOX Rate Winter v.4.10 Final, Unit 1179 and retrofits | 272 | 2270 | Rate Constraint in lbs/MMBtu | FALSE | L | Annual | Emissions at Affected Plants NOX | Thousand Tons | 0 | 0 | 0 | 0 | 0 | 0 | 0 | 0
CT Fac. Spec. - NOX Rate Winter v.4.10 Final, Unit 1179 and retrofits | 272 | 2270 | Rate Constraint in lbs/MMBtu | FALSE | L | Annual | Allowances Purchased NOX | Thousand Tons | 0 | 0 | 0 | 0 | 0 | 0 | 0 | 0
CT Fac. Spec. - NOX Rate Winter v.4.10 Final, Unit 1179 and retrofits | 272 | 2270 | Rate Constraint in lbs/MMBtu | FALSE | L | Annual | Allowances Sold NOX | Thousand Tons | 0 | 0 | 0 | 0 | 0 | 0 | 0 | 0
CT Fac. Spec. - NOX Rate Winter v.4.10 Final, Unit 1179 and retrofits | 272 | 2270 | Rate Constraint in lbs/MMBtu | FALSE | L | Annual | Allowances Banked | Thousand Tons | 0 | 0 | 0 | 0 | 0 | 0 | 0 | 0
CT Fac. Spec. - NOX Rate Winter v.4.10 Final, Unit 1179 and retrofits | 272 | 2270 | Rate Constraint in lbs/MMBtu | FALSE | L | Annual | Allowances Withdrawn (1:1) | Thousand Tons | 0 | 0 | 0 | 0 | 0 | 0 | 0 | 0
CT Fac. Spec. - NOX Rate Winter v.4.10 Final, Unit 1179 and retrofits | 272 | 2270 | Rate Constraint in lbs/MMBtu | FALSE | L | Annual | Allowances Withdrawn (n:1) | Thousand Tons | 0 | 0 | 0 | 0 | 0 | 0 | 0 | 0
CT Fac. Spec. - NOX Rate Winter v.4.10 Final, Unit 1179 and retrofits | 272 | 2270 | Rate Constraint in lbs/MMBtu | FALSE | L | Annual | Net Emissions Allowance Position | Thousand Tons | 0 | 0 | 0 | 0 | 0 | 0 | 0 | 0
CT Fac. Spec. - NOX Rate Winter v.4.10 Final, Unit 1179 and retrofits | 272 | 2270 | Rate Constraint in lbs/MMBtu | FALSE | L | Annual | Fuel Consumed | TBtu | 0 | 0 | 0 | 0 | 0 | 0 | 0 | 0
CT Fac. Spec. - NOX Rate Winter v.4.10 Final, Unit 1179 and retrofits | 272 | 2270 | Rate Constraint in lbs/MMBtu | FALSE | L | Annual | Rate | lb/MMBtu | 0 | 0 | 0 | 0 | 0 | 0 | 0 | 0
CT Fac. Spec. - NOX Rate Winter v.4.10 Final, Unit 1179 and retrofits | 272 | 2270 | Rate Constraint in lbs/MMBtu | FALSE | L | Annual | Generation | TWh | 0 | 0 | 0 | 0 | 0 | 0 | 0 | 0
CT Fac. Spec. - NOX Rate Winter v.4.10 Final, Unit 1179 and retrofits | 272 | 2270 | Rate Constraint in lbs/MMBtu | FALSE | L | Annual | Qualifying Generation | TWh | 0 | 0 | 0 | 0 | 0 | 0 | 0 | 0
CT Fac. Spec. - NOX Rate Winter v.4.10 Final, Unit 1179 and retrofits | 272 | 2270 | Rate Constraint in lbs/MMBtu | FALSE | L | Annual | Rate | lb/MWh | 0 | 0 | 0 | 0 | 0 | 0 | 0 | 0
CT Fac. Spec. - NOX Rate Winter v.4.10 Final, Unit 1179 and retrofits | 272 | 2270 | Rate Constraint in lbs/MMBtu | FALSE | L | Annual | Constraint Shadow Price | US2016$/Ton | 0 | 0 | 0 | 0 | 0 | 0 | 0 | 0
CT Fac. Spec. - NOX Rate Winter v.4.10 Final, Unit 1180 and retrofits | 273 | 2270 | Rate Constraint in lbs/MMBtu | FALSE | L | Annual | Seasons Included | Seasons | Winter, WintShld | Winter, WintShld | Winter, WintShld | Winter, WintShld | Winter, WintShld | Winter, WintShld | Winter, WintShld | Winter, WintShld
CT Fac. Spec. - NOX Rate Winter v.4.10 Final, Unit 1180 and retrofits | 273 | 2270 | Rate Constraint in lbs/MMBtu | FALSE | L | Annual | Standard NOX | lb/MMBtu | 0.15 | 0.15 | 0.15 | 0.15 | 0.15 | 0.15 | 0.15 | 0.15
CT Fac. Spec. - NOX Rate Winter v.4.10 Final, Unit 1180 and retrofits | 273 | 2270 | Rate Constraint in lbs/MMBtu | FALSE | L | Annual | Emissions at Affected Plants NOX | Thousand Tons | 0 | 0 | 0 | 0 | 0 | 0 | 0 | 0
CT Fac. Spec. - NOX Rate Winter v.4.10 Final, Unit 1180 and retrofits | 273 | 2270 | Rate Constraint in lbs/MMBtu | FALSE | L | Annual | Allowances Purchased NOX | Thousand Tons | 0 | 0 | 0 | 0 | 0 | 0 | 0 | 0
CT Fac. Spec. - NOX Rate Winter v.4.10 Final, Unit 1180 and retrofits | 273 | 2270 | Rate Constraint in lbs/MMBtu | FALSE | L | Annual | Allowances Sold NOX | Thousand Tons | 0 | 0 | 0 | 0 | 0 | 0 | 0 | 0
CT Fac. Spec. - NOX Rate Winter v.4.10 Final, Unit 1180 and retrofits | 273 | 2270 | Rate Constraint in lbs/MMBtu | FALSE | L | Annual | Allowances Banked | Thousand Tons | 0 | 0 | 0 | 0 | 0 | 0 | 0 | 0
CT Fac. Spec. - NOX Rate Winter v.4.10 Final, Unit 1180 and retrofits | 273 | 2270 | Rate Constraint in lbs/MMBtu | FALSE | L | Annual | Allowances Withdrawn (1:1) | Thousand Tons | 0 | 0 | 0 | 0 | 0 | 0 | 0 | 0
CT Fac. Spec. - NOX Rate Winter v.4.10 Final, Unit 1180 and retrofits | 273 | 2270 | Rate Constraint in lbs/MMBtu | FALSE | L | Annual | Allowances Withdrawn (n:1) | Thousand Tons | 0 | 0 | 0 | 0 | 0 | 0 | 0 | 0
CT Fac. Spec. - NOX Rate Winter v.4.10 Final, Unit 1180 and retrofits | 273 | 2270 | Rate Constraint in lbs/MMBtu | FALSE | L | Annual | Net Emissions Allowance Position | Thousand Tons | 0 | 0 | 0 | 0 | 0 | 0 | 0 | 0
CT Fac. Spec. - NOX Rate Winter v.4.10 Final, Unit 1180 and retrofits | 273 | 2270 | Rate Constraint in lbs/MMBtu | FALSE | L | Annual | Fuel Consumed | TBtu | 0 | 0 | 0 | 0 | 0 | 0 | 0 | 0
CT Fac. Spec. - NOX Rate Winter v.4.10 Final, Unit 1180 and retrofits | 273 | 2270 | Rate Constraint in lbs/MMBtu | FALSE | L | Annual | Rate | lb/MMBtu | 0 | 0 | 0 | 0 | 0 | 0 | 0 | 0
CT Fac. Spec. - NOX Rate Winter v.4.10 Final, Unit 1180 and retrofits | 273 | 2270 | Rate Constraint in lbs/MMBtu | FALSE | L | Annual | Generation | TWh | 0 | 0 | 0 | 0 | 0 | 0 | 0 | 0
CT Fac. Spec. - NOX Rate Winter v.4.10 Final, Unit 1180 and retrofits | 273 | 2270 | Rate Constraint in lbs/MMBtu | FALSE | L | Annual | Qualifying Generation | TWh | 0 | 0 | 0 | 0 | 0 | 0 | 0 | 0
CT Fac. Spec. - NOX Rate Winter v.4.10 Final, Unit 1180 and retrofits | 273 | 2270 | Rate Constraint in lbs/MMBtu | FALSE | L | Annual | Rate | lb/MWh | 0 | 0 | 0 | 0 | 0 | 0 | 0 | 0
CT Fac. Spec. - NOX Rate Winter v.4.10 Final, Unit 1180 and retrofits | 273 | 2270 | Rate Constraint in lbs/MMBtu | FALSE | L | Annual | Constraint Shadow Price | US2016$/Ton | 0 | 0 | 0 | 0 | 0 | 0 | 0 | 0
CT Fac. Spec. - NOX Rate Winter v.4.10 Final, Unit 1182 and retrofits | 274 | 2270 | Rate Constraint in lbs/MMBtu | FALSE | L | Annual | Seasons Included | Seasons | Winter, WintShld | Winter, WintShld | Winter, WintShld | Winter, WintShld | Winter, WintShld | Winter, WintShld | Winter, WintShld | Winter, WintShld
CT Fac. Spec. - NOX Rate Winter v.4.10 Final, Unit 1182 and retrofits | 274 | 2270 | Rate Constraint in lbs/MMBtu | FALSE | L | Annual | Standard NOX | lb/MMBtu | 0.15 | 0.15 | 0.15 | 0.15 | 0.15 | 0.15 | 0.15 | 0.15
CT Fac. Spec. - NOX Rate Winter v.4.10 Final, Unit 1182 and retrofits | 274 | 2270 | Rate Constraint in lbs/MMBtu | FALSE | L | Annual | Emissions at Affected Plants NOX | Thousand Tons | 0 | 0 | 0 | 0 | 0 | 0 | 0 | 0
CT Fac. Spec. - NOX Rate Winter v.4.10 Final, Unit 1182 and retrofits | 274 | 2270 | Rate Constraint in lbs/MMBtu | FALSE | L | Annual | Allowances Purchased NOX | Thousand Tons | 0 | 0 | 0 | 0 | 0 | 0 | 0 | 0
CT Fac. Spec. - NOX Rate Winter v.4.10 Final, Unit 1182 and retrofits | 274 | 2270 | Rate Constraint in lbs/MMBtu | FALSE | L | Annual | Allowances Sold NOX | Thousand Tons | 0 | 0 | 0 | 0 | 0 | 0 | 0 | 0
CT Fac. Spec. - NOX Rate Winter v.4.10 Final, Unit 1182 and retrofits | 274 | 2270 | Rate Constraint in lbs/MMBtu | FALSE | L | Annual | Allowances Banked | Thousand Tons | 0 | 0 | 0 | 0 | 0 | 0 | 0 | 0
CT Fac. Spec. - NOX Rate Winter v.4.10 Final, Unit 1182 and retrofits | 274 | 2270 | Rate Constraint in lbs/MMBtu | FALSE | L | Annual | Allowances Withdrawn (1:1) | Thousand Tons | 0 | 0 | 0 | 0 | 0 | 0 | 0 | 0
CT Fac. Spec. - NOX Rate Winter v.4.10 Final, Unit 1182 and retrofits | 274 | 2270 | Rate Constraint in lbs/MMBtu | FALSE | L | Annual | Allowances Withdrawn (n:1) | Thousand Tons | 0 | 0 | 0 | 0 | 0 | 0 | 0 | 0
CT Fac. Spec. - NOX Rate Winter v.4.10 Final, Unit 1182 and retrofits | 274 | 2270 | Rate Constraint in lbs/MMBtu | FALSE | L | Annual | Net Emissions Allowance Position | Thousand Tons | 0 | 0 | 0 | 0 | 0 | 0 | 0 | 0
CT Fac. Spec. - NOX Rate Winter v.4.10 Final, Unit 1182 and retrofits | 274 | 2270 | Rate Constraint in lbs/MMBtu | FALSE | L | Annual | Fuel Consumed | TBtu | 0 | 0 | 0 | 0 | 0 | 0 | 0 | 0
CT Fac. Spec. - NOX Rate Winter v.4.10 Final, Unit 1182 and retrofits | 274 | 2270 | Rate Constraint in lbs/MMBtu | FALSE | L | Annual | Rate | lb/MMBtu | 0 | 0 | 0 | 0 | 0 | 0 | 0 | 0
CT Fac. Spec. - NOX Rate Winter v.4.10 Final, Unit 1182 and retrofits | 274 | 2270 | Rate Constraint in lbs/MMBtu | FALSE | L | Annual | Generation | TWh | 0 | 0 | 0 | 0 | 0 | 0 | 0 | 0
CT Fac. Spec. - NOX Rate Winter v.4.10 Final, Unit 1182 and retrofits | 274 | 2270 | Rate Constraint in lbs/MMBtu | FALSE | L | Annual | Qualifying Generation | TWh | 0 | 0 | 0 | 0 | 0 | 0 | 0 | 0
CT Fac. Spec. - NOX Rate Winter v.4.10 Final, Unit 1182 and retrofits | 274 | 2270 | Rate Constraint in lbs/MMBtu | FALSE | L | Annual | Rate | lb/MWh | 0 | 0 | 0 | 0 | 0 | 0 | 0 | 0
CT Fac. Spec. - NOX Rate Winter v.4.10 Final, Unit 1182 and retrofits | 274 | 2270 | Rate Constraint in lbs/MMBtu | FALSE | L | Annual | Constraint Shadow Price | US2016$/Ton | 0 | 0 | 0 | 0 | 0 | 0 | 0 | 0
CT Fac. Spec. - NOX Rate Winter v.4.10 Final, Unit 1183 and retrofits | 275 | 2270 | Rate Constraint in lbs/MMBtu | FALSE | L | Annual | Seasons Included | Seasons | Winter, WintShld | Winter, WintShld | Winter, WintShld | Winter, WintShld | Winter, WintShld | Winter, WintShld | Winter, WintShld | Winter, WintShld
CT Fac. Spec. - NOX Rate Winter v.4.10 Final, Unit 1183 and retrofits | 275 | 2270 | Rate Constraint in lbs/MMBtu | FALSE | L | Annual | Standard NOX | lb/MMBtu | 0.15 | 0.15 | 0.15 | 0.15 | 0.15 | 0.15 | 0.15 | 0.15
CT Fac. Spec. - NOX Rate Winter v.4.10 Final, Unit 1183 and retrofits | 275 | 2270 | Rate Constraint in lbs/MMBtu | FALSE | L | Annual | Emissions at Affected Plants NOX | Thousand Tons | 0 | 0 | 0 | 0 | 0 | 0 | 0 | 0
CT Fac. Spec. - NOX Rate Winter v.4.10 Final, Unit 1183 and retrofits | 275 | 2270 | Rate Constraint in lbs/MMBtu | FALSE | L | Annual | Allowances Purchased NOX | Thousand Tons | 0 | 0 | 0 | 0 | 0 | 0 | 0 | 0
CT Fac. Spec. - NOX Rate Winter v.4.10 Final, Unit 1183 and retrofits | 275 | 2270 | Rate Constraint in lbs/MMBtu | FALSE | L | Annual | Allowances Sold NOX | Thousand Tons | 0 | 0 | 0 | 0 | 0 | 0 | 0 | 0
CT Fac. Spec. - NOX Rate Winter v.4.10 Final, Unit 1183 and retrofits | 275 | 2270 | Rate Constraint in lbs/MMBtu | FALSE | L | Annual | Allowances Banked | Thousand Tons | 0 | 0 | 0 | 0 | 0 | 0 | 0 | 0
CT Fac. Spec. - NOX Rate Winter v.4.10 Final, Unit 1183 and retrofits | 275 | 2270 | Rate Constraint in lbs/MMBtu | FALSE | L | Annual | Allowances Withdrawn (1:1) | Thousand Tons | 0 | 0 | 0 | 0 | 0 | 0 | 0 | 0
CT Fac. Spec. - NOX Rate Winter v.4.10 Final, Unit 1183 and retrofits | 275 | 2270 | Rate Constraint in lbs/MMBtu | FALSE | L | Annual | Allowances Withdrawn (n:1) | Thousand Tons | 0 | 0 | 0 | 0 | 0 | 0 | 0 | 0
CT Fac. Spec. - NOX Rate Winter v.4.10 Final, Unit 1183 and retrofits | 275 | 2270 | Rate Constraint in lbs/MMBtu | FALSE | L | Annual | Net Emissions Allowance Position | Thousand Tons | 0 | 0 | 0 | 0 | 0 | 0 | 0 | 0
CT Fac. Spec. - NOX Rate Winter v.4.10 Final, Unit 1183 and retrofits | 275 | 2270 | Rate Constraint in lbs/MMBtu | FALSE | L | Annual | Fuel Consumed | TBtu | 0 | 0 | 0 | 0 | 0 | 0 | 0 | 0
CT Fac. Spec. - NOX Rate Winter v.4.10 Final, Unit 1183 and retrofits | 275 | 2270 | Rate Constraint in lbs/MMBtu | FALSE | L | Annual | Rate | lb/MMBtu | 0 | 0 | 0 | 0 | 0 | 0 | 0 | 0
CT Fac. Spec. - NOX Rate Winter v.4.10 Final, Unit 1183 and retrofits | 275 | 2270 | Rate Constraint in lbs/MMBtu | FALSE | L | Annual | Generation | TWh | 0 | 0 | 0 | 0 | 0 | 0 | 0 | 0
CT Fac. Spec. - NOX Rate Winter v.4.10 Final, Unit 1183 and retrofits | 275 | 2270 | Rate Constraint in lbs/MMBtu | FALSE | L | Annual | Qualifying Generation | TWh | 0 | 0 | 0 | 0 | 0 | 0 | 0 | 0
CT Fac. Spec. - NOX Rate Winter v.4.10 Final, Unit 1183 and retrofits | 275 | 2270 | Rate Constraint in lbs/MMBtu | FALSE | L | Annual | Rate | lb/MWh | 0 | 0 | 0 | 0 | 0 | 0 | 0 | 0
CT Fac. Spec. - NOX Rate Winter v.4.10 Final, Unit 1183 and retrofits | 275 | 2270 | Rate Constraint in lbs/MMBtu | FALSE | L | Annual | Constraint Shadow Price | US2016$/Ton | 0 | 0 | 0 | 0 | 0 | 0 | 0 | 0
CT Fac. Spec. - NOX Rate Winter v.4.10 Final, Unit 1184 and retrofits | 276 | 2270 | Rate Constraint in lbs/MMBtu | FALSE | L | Annual | Seasons Included | Seasons | Winter, WintShld | Winter, WintShld | Winter, WintShld | Winter, WintShld | Winter, WintShld | Winter, WintShld | Winter, WintShld | Winter, WintShld
CT Fac. Spec. - NOX Rate Winter v.4.10 Final, Unit 1184 and retrofits | 276 | 2270 | Rate Constraint in lbs/MMBtu | FALSE | L | Annual | Standard NOX | lb/MMBtu | 0.15 | 0.15 | 0.15 | 0.15 | 0.15 | 0.15 | 0.15 | 0.15
CT Fac. Spec. - NOX Rate Winter v.4.10 Final, Unit 1184 and retrofits | 276 | 2270 | Rate Constraint in lbs/MMBtu | FALSE | L | Annual | Emissions at Affected Plants NOX | Thousand Tons | 0 | 0 | 0 | 0 | 0 | 0 | 0 | 0
CT Fac. Spec. - NOX Rate Winter v.4.10 Final, Unit 1184 and retrofits | 276 | 2270 | Rate Constraint in lbs/MMBtu | FALSE | L | Annual | Allowances Purchased NOX | Thousand Tons | 0 | 0 | 0 | 0 | 0 | 0 | 0 | 0
CT Fac. Spec. - NOX Rate Winter v.4.10 Final, Unit 1184 and retrofits | 276 | 2270 | Rate Constraint in lbs/MMBtu | FALSE | L | Annual | Allowances Sold NOX | Thousand Tons | 0 | 0 | 0 | 0 | 0 | 0 | 0 | 0
CT Fac. Spec. - NOX Rate Winter v.4.10 Final, Unit 1184 and retrofits | 276 | 2270 | Rate Constraint in lbs/MMBtu | FALSE | L | Annual | Allowances Banked | Thousand Tons | 0 | 0 | 0 | 0 | 0 | 0 | 0 | 0
CT Fac. Spec. - NOX Rate Winter v.4.10 Final, Unit 1184 and retrofits | 276 | 2270 | Rate Constraint in lbs/MMBtu | FALSE | L | Annual | Allowances Withdrawn (1:1) | Thousand Tons | 0 | 0 | 0 | 0 | 0 | 0 | 0 | 0
CT Fac. Spec. - NOX Rate Winter v.4.10 Final, Unit 1184 and retrofits | 276 | 2270 | Rate Constraint in lbs/MMBtu | FALSE | L | Annual | Allowances Withdrawn (n:1) | Thousand Tons | 0 | 0 | 0 | 0 | 0 | 0 | 0 | 0
CT Fac. Spec. - NOX Rate Winter v.4.10 Final, Unit 1184 and retrofits | 276 | 2270 | Rate Constraint in lbs/MMBtu | FALSE | L | Annual | Net Emissions Allowance Position | Thousand Tons | 0 | 0 | 0 | 0 | 0 | 0 | 0 | 0
CT Fac. Spec. - NOX Rate Winter v.4.10 Final, Unit 1184 and retrofits | 276 | 2270 | Rate Constraint in lbs/MMBtu | FALSE | L | Annual | Fuel Consumed | TBtu | 0 | 0 | 0 | 0 | 0 | 0 | 0 | 0
CT Fac. Spec. - NOX Rate Winter v.4.10 Final, Unit 1184 and retrofits | 276 | 2270 | Rate Constraint in lbs/MMBtu | FALSE | L | Annual | Rate | lb/MMBtu | 0 | 0 | 0 | 0 | 0 | 0 | 0 | 0
CT Fac. Spec. - NOX Rate Winter v.4.10 Final, Unit 1184 and retrofits | 276 | 2270 | Rate Constraint in lbs/MMBtu | FALSE | L | Annual | Generation | TWh | 0 | 0 | 0 | 0 | 0 | 0 | 0 | 0
CT Fac. Spec. - NOX Rate Winter v.4.10 Final, Unit 1184 and retrofits | 276 | 2270 | Rate Constraint in lbs/MMBtu | FALSE | L | Annual | Qualifying Generation | TWh | 0 | 0 | 0 | 0 | 0 | 0 | 0 | 0
CT Fac. Spec. - NOX Rate Winter v.4.10 Final, Unit 1184 and retrofits | 276 | 2270 | Rate Constraint in lbs/MMBtu | FALSE | L | Annual | Rate | lb/MWh | 0 | 0 | 0 | 0 | 0 | 0 | 0 | 0
CT Fac. Spec. - NOX Rate Winter v.4.10 Final, Unit 1184 and retrofits | 276 | 2270 | Rate Constraint in lbs/MMBtu | FALSE | L | Annual | Constraint Shadow Price | US2016$/Ton | 0 | 0 | 0 | 0 | 0 | 0 | 0 | 0
CT Fac. Spec. - NOX Rate Winter v.4.10 Final, Unit 1185 and retrofits | 277 | 2270 | Rate Constraint in lbs/MMBtu | FALSE | L | Annual | Seasons Included | Seasons | Winter, WintShld | Winter, WintShld | Winter, WintShld | Winter, WintShld | Winter, WintShld | Winter, WintShld | Winter, WintShld | Winter, WintShld
CT Fac. Spec. - NOX Rate Winter v.4.10 Final, Unit 1185 and retrofits | 277 | 2270 | Rate Constraint in lbs/MMBtu | FALSE | L | Annual | Standard NOX | lb/MMBtu | 0.15 | 0.15 | 0.15 | 0.15 | 0.15 | 0.15 | 0.15 | 0.15
CT Fac. Spec. - NOX Rate Winter v.4.10 Final, Unit 1185 and retrofits | 277 | 2270 | Rate Constraint in lbs/MMBtu | FALSE | L | Annual | Emissions at Affected Plants NOX | Thousand Tons | 0 | 0 | 0 | 0 | 0 | 0 | 0 | 0
CT Fac. Spec. - NOX Rate Winter v.4.10 Final, Unit 1185 and retrofits | 277 | 2270 | Rate Constraint in lbs/MMBtu | FALSE | L | Annual | Allowances Purchased NOX | Thousand Tons | 0 | 0 | 0 | 0 | 0 | 0 | 0 | 0
CT Fac. Spec. - NOX Rate Winter v.4.10 Final, Unit 1185 and retrofits | 277 | 2270 | Rate Constraint in lbs/MMBtu | FALSE | L | Annual | Allowances Sold NOX | Thousand Tons | 0 | 0 | 0 | 0 | 0 | 0 | 0 | 0
CT Fac. Spec. - NOX Rate Winter v.4.10 Final, Unit 1185 and retrofits | 277 | 2270 | Rate Constraint in lbs/MMBtu | FALSE | L | Annual | Allowances Banked | Thousand Tons | 0 | 0 | 0 | 0 | 0 | 0 | 0 | 0
CT Fac. Spec. - NOX Rate Winter v.4.10 Final, Unit 1185 and retrofits | 277 | 2270 | Rate Constraint in lbs/MMBtu | FALSE | L | Annual | Allowances Withdrawn (1:1) | Thousand Tons | 0 | 0 | 0 | 0 | 0 | 0 | 0 | 0
CT Fac. Spec. - NOX Rate Winter v.4.10 Final, Unit 1185 and retrofits | 277 | 2270 | Rate Constraint in lbs/MMBtu | FALSE | L | Annual | Allowances Withdrawn (n:1) | Thousand Tons | 0 | 0 | 0 | 0 | 0 | 0 | 0 | 0
CT Fac. Spec. - NOX Rate Winter v.4.10 Final, Unit 1185 and retrofits | 277 | 2270 | Rate Constraint in lbs/MMBtu | FALSE | L | Annual | Net Emissions Allowance Position | Thousand Tons | 0 | 0 | 0 | 0 | 0 | 0 | 0 | 0
CT Fac. Spec. - NOX Rate Winter v.4.10 Final, Unit 1185 and retrofits | 277 | 2270 | Rate Constraint in lbs/MMBtu | FALSE | L | Annual | Fuel Consumed | TBtu | 0 | 0 | 0 | 0 | 0 | 0 | 0 | 0
CT Fac. Spec. - NOX Rate Winter v.4.10 Final, Unit 1185 and retrofits | 277 | 2270 | Rate Constraint in lbs/MMBtu | FALSE | L | Annual | Rate | lb/MMBtu | 0 | 0 | 0 | 0 | 0 | 0 | 0 | 0
CT Fac. Spec. - NOX Rate Winter v.4.10 Final, Unit 1185 and retrofits | 277 | 2270 | Rate Constraint in lbs/MMBtu | FALSE | L | Annual | Generation | TWh | 0 | 0 | 0 | 0 | 0 | 0 | 0 | 0
CT Fac. Spec. - NOX Rate Winter v.4.10 Final, Unit 1185 and retrofits | 277 | 2270 | Rate Constraint in lbs/MMBtu | FALSE | L | Annual | Qualifying Generation | TWh | 0 | 0 | 0 | 0 | 0 | 0 | 0 | 0
CT Fac. Spec. - NOX Rate Winter v.4.10 Final, Unit 1185 and retrofits | 277 | 2270 | Rate Constraint in lbs/MMBtu | FALSE | L | Annual | Rate | lb/MWh | 0 | 0 | 0 | 0 | 0 | 0 | 0 | 0
CT Fac. Spec. - NOX Rate Winter v.4.10 Final, Unit 1185 and retrofits | 277 | 2270 | Rate Constraint in lbs/MMBtu | FALSE | L | Annual | Constraint Shadow Price | US2016$/Ton | 0 | 0 | 0 | 0 | 0 | 0 | 0 | 0
CT Fac. Spec. - NOX Rate Winter v.4.10 Final, Unit 1186 and retrofits | 278 | 2270 | Rate Constraint in lbs/MMBtu | FALSE | L | Annual | Seasons Included | Seasons | Winter, WintShld | Winter, WintShld | Winter, WintShld | Winter, WintShld | Winter, WintShld | Winter, WintShld | Winter, WintShld | Winter, WintShld
CT Fac. Spec. - NOX Rate Winter v.4.10 Final, Unit 1186 and retrofits | 278 | 2270 | Rate Constraint in lbs/MMBtu | FALSE | L | Annual | Standard NOX | lb/MMBtu | 0.15 | 0.15 | 0.15 | 0.15 | 0.15 | 0.15 | 0.15 | 0.15
CT Fac. Spec. - NOX Rate Winter v.4.10 Final, Unit 1186 and retrofits | 278 | 2270 | Rate Constraint in lbs/MMBtu | FALSE | L | Annual | Emissions at Affected Plants NOX | Thousand Tons | 0 | 0 | 0 | 0 | 0 | 0 | 0 | 0
CT Fac. Spec. - NOX Rate Winter v.4.10 Final, Unit 1186 and retrofits | 278 | 2270 | Rate Constraint in lbs/MMBtu | FALSE | L | Annual | Allowances Purchased NOX | Thousand Tons | 0 | 0 | 0 | 0 | 0 | 0 | 0 | 0
CT Fac. Spec. - NOX Rate Winter v.4.10 Final, Unit 1186 and retrofits | 278 | 2270 | Rate Constraint in lbs/MMBtu | FALSE | L | Annual | Allowances Sold NOX | Thousand Tons | 0 | 0 | 0 | 0 | 0 | 0 | 0 | 0
CT Fac. Spec. - NOX Rate Winter v.4.10 Final, Unit 1186 and retrofits | 278 | 2270 | Rate Constraint in lbs/MMBtu | FALSE | L | Annual | Allowances Banked | Thousand Tons | 0 | 0 | 0 | 0 | 0 | 0 | 0 | 0
CT Fac. Spec. - NOX Rate Winter v.4.10 Final, Unit 1186 and retrofits | 278 | 2270 | Rate Constraint in lbs/MMBtu | FALSE | L | Annual | Allowances Withdrawn (1:1) | Thousand Tons | 0 | 0 | 0 | 0 | 0 | 0 | 0 | 0
CT Fac. Spec. - NOX Rate Winter v.4.10 Final, Unit 1186 and retrofits | 278 | 2270 | Rate Constraint in lbs/MMBtu | FALSE | L | Annual | Allowances Withdrawn (n:1) | Thousand Tons | 0 | 0 | 0 | 0 | 0 | 0 | 0 | 0
CT Fac. Spec. - NOX Rate Winter v.4.10 Final, Unit 1186 and retrofits | 278 | 2270 | Rate Constraint in lbs/MMBtu | FALSE | L | Annual | Net Emissions Allowance Position | Thousand Tons | 0 | 0 | 0 | 0 | 0 | 0 | 0 | 0
CT Fac. Spec. - NOX Rate Winter v.4.10 Final, Unit 1186 and retrofits | 278 | 2270 | Rate Constraint in lbs/MMBtu | FALSE | L | Annual | Fuel Consumed | TBtu | 0 | 0 | 0 | 0 | 0 | 0 | 0 | 0
CT Fac. Spec. - NOX Rate Winter v.4.10 Final, Unit 1186 and retrofits | 278 | 2270 | Rate Constraint in lbs/MMBtu | FALSE | L | Annual | Rate | lb/MMBtu | 0 | 0 | 0 | 0 | 0 | 0 | 0 | 0
CT Fac. Spec. - NOX Rate Winter v.4.10 Final, Unit 1186 and retrofits | 278 | 2270 | Rate Constraint in lbs/MMBtu | FALSE | L | Annual | Generation | TWh | 0 | 0 | 0 | 0 | 0 | 0 | 0 | 0
CT Fac. Spec. - NOX Rate Winter v.4.10 Final, Unit 1186 and retrofits | 278 | 2270 | Rate Constraint in lbs/MMBtu | FALSE | L | Annual | Qualifying Generation | TWh | 0 | 0 | 0 | 0 | 0 | 0 | 0 | 0
CT Fac. Spec. - NOX Rate Winter v.4.10 Final, Unit 1186 and retrofits | 278 | 2270 | Rate Constraint in lbs/MMBtu | FALSE | L | Annual | Rate | lb/MWh | 0 | 0 | 0 | 0 | 0 | 0 | 0 | 0
CT Fac. Spec. - NOX Rate Winter v.4.10 Final, Unit 1186 and retrofits | 278 | 2270 | Rate Constraint in lbs/MMBtu | FALSE | L | Annual | Constraint Shadow Price | US2016$/Ton | 0 | 0 | 0 | 0 | 0 | 0 | 0 | 0
CT Fac. Spec. - NOX Rate Winter v.4.10 Final, Unit 1187 and retrofits | 279 | 2270 | Rate Constraint in lbs/MMBtu | FALSE | L | Annual | Seasons Included | Seasons | Winter, WintShld | Winter, WintShld | Winter, WintShld | Winter, WintShld | Winter, WintShld | Winter, WintShld | Winter, WintShld | Winter, WintShld
CT Fac. Spec. - NOX Rate Winter v.4.10 Final, Unit 1187 and retrofits | 279 | 2270 | Rate Constraint in lbs/MMBtu | FALSE | L | Annual | Standard NOX | lb/MMBtu | 0.15 | 0.15 | 0.15 | 0.15 | 0.15 | 0.15 | 0.15 | 0.15
CT Fac. Spec. - NOX Rate Winter v.4.10 Final, Unit 1187 and retrofits | 279 | 2270 | Rate Constraint in lbs/MMBtu | FALSE | L | Annual | Emissions at Affected Plants NOX | Thousand Tons | 0 | 0 | 0 | 0 | 0 | 0 | 0 | 0
CT Fac. Spec. - NOX Rate Winter v.4.10 Final, Unit 1187 and retrofits | 279 | 2270 | Rate Constraint in lbs/MMBtu | FALSE | L | Annual | Allowances Purchased NOX | Thousand Tons | 0 | 0 | 0 | 0 | 0 | 0 | 0 | 0
CT Fac. Spec. - NOX Rate Winter v.4.10 Final, Unit 1187 and retrofits | 279 | 2270 | Rate Constraint in lbs/MMBtu | FALSE | L | Annual | Allowances Sold NOX | Thousand Tons | 0 | 0 | 0 | 0 | 0 | 0 | 0 | 0
CT Fac. Spec. - NOX Rate Winter v.4.10 Final, Unit 1187 and retrofits | 279 | 2270 | Rate Constraint in lbs/MMBtu | FALSE | L | Annual | Allowances Banked | Thousand Tons | 0 | 0 | 0 | 0 | 0 | 0 | 0 | 0
CT Fac. Spec. - NOX Rate Winter v.4.10 Final, Unit 1187 and retrofits | 279 | 2270 | Rate Constraint in lbs/MMBtu | FALSE | L | Annual | Allowances Withdrawn (1:1) | Thousand Tons | 0 | 0 | 0 | 0 | 0 | 0 | 0 | 0
CT Fac. Spec. - NOX Rate Winter v.4.10 Final, Unit 1187 and retrofits | 279 | 2270 | Rate Constraint in lbs/MMBtu | FALSE | L | Annual | Allowances Withdrawn (n:1) | Thousand Tons | 0 | 0 | 0 | 0 | 0 | 0 | 0 | 0
CT Fac. Spec. - NOX Rate Winter v.4.10 Final, Unit 1187 and retrofits | 279 | 2270 | Rate Constraint in lbs/MMBtu | FALSE | L | Annual | Net Emissions Allowance Position | Thousand Tons | 0 | 0 | 0 | 0 | 0 | 0 | 0 | 0
CT Fac. Spec. - NOX Rate Winter v.4.10 Final, Unit 1187 and retrofits | 279 | 2270 | Rate Constraint in lbs/MMBtu | FALSE | L | Annual | Fuel Consumed | TBtu | 0 | 0 | 0 | 0 | 0 | 0 | 0 | 0
CT Fac. Spec. - NOX Rate Winter v.4.10 Final, Unit 1187 and retrofits | 279 | 2270 | Rate Constraint in lbs/MMBtu | FALSE | L | Annual | Rate | lb/MMBtu | 0 | 0 | 0 | 0 | 0 | 0 | 0 | 0
CT Fac. Spec. - NOX Rate Winter v.4.10 Final, Unit 1187 and retrofits | 279 | 2270 | Rate Constraint in lbs/MMBtu | FALSE | L | Annual | Generation | TWh | 0 | 0 | 0 | 0 | 0 | 0 | 0 | 0
CT Fac. Spec. - NOX Rate Winter v.4.10 Final, Unit 1187 and retrofits | 279 | 2270 | Rate Constraint in lbs/MMBtu | FALSE | L | Annual | Qualifying Generation | TWh | 0 | 0 | 0 | 0 | 0 | 0 | 0 | 0
CT Fac. Spec. - NOX Rate Winter v.4.10 Final, Unit 1187 and retrofits | 279 | 2270 | Rate Constraint in lbs/MMBtu | FALSE | L | Annual | Rate | lb/MWh | 0 | 0 | 0 | 0 | 0 | 0 | 0 | 0
CT Fac. Spec. - NOX Rate Winter v.4.10 Final, Unit 1187 and retrofits | 279 | 2270 | Rate Constraint in lbs/MMBtu | FALSE | L | Annual | Constraint Shadow Price | US2016$/Ton | 0 | 0 | 0 | 0 | 0 | 0 | 0 | 0
CT Fac. Spec. - NOX Rate Winter v.4.10 Final, Unit 1188 and retrofits | 280 | 2270 | Rate Constraint in lbs/MMBtu | FALSE | L | Annual | Seasons Included | Seasons | Winter, WintShld | Winter, WintShld | Winter, WintShld | Winter, WintShld | Winter, WintShld | Winter, WintShld | Winter, WintShld | Winter, WintShld
CT Fac. Spec. - NOX Rate Winter v.4.10 Final, Unit 1188 and retrofits | 280 | 2270 | Rate Constraint in lbs/MMBtu | FALSE | L | Annual | Standard NOX | lb/MMBtu | 0.15 | 0.15 | 0.15 | 0.15 | 0.15 | 0.15 | 0.15 | 0.15
CT Fac. Spec. - NOX Rate Winter v.4.10 Final, Unit 1188 and retrofits | 280 | 2270 | Rate Constraint in lbs/MMBtu | FALSE | L | Annual | Emissions at Affected Plants NOX | Thousand Tons | 0 | 0 | 0 | 0 | 0 | 0 | 0 | 0
CT Fac. Spec. - NOX Rate Winter v.4.10 Final, Unit 1188 and retrofits | 280 | 2270 | Rate Constraint in lbs/MMBtu | FALSE | L | Annual | Allowances Purchased NOX | Thousand Tons | 0 | 0 | 0 | 0 | 0 | 0 | 0 | 0
CT Fac. Spec. - NOX Rate Winter v.4.10 Final, Unit 1188 and retrofits | 280 | 2270 | Rate Constraint in lbs/MMBtu | FALSE | L | Annual | Allowances Sold NOX | Thousand Tons | 0 | 0 | 0 | 0 | 0 | 0 | 0 | 0
CT Fac. Spec. - NOX Rate Winter v.4.10 Final, Unit 1188 and retrofits | 280 | 2270 | Rate Constraint in lbs/MMBtu | FALSE | L | Annual | Allowances Banked | Thousand Tons | 0 | 0 | 0 | 0 | 0 | 0 | 0 | 0
CT Fac. Spec. - NOX Rate Winter v.4.10 Final, Unit 1188 and retrofits | 280 | 2270 | Rate Constraint in lbs/MMBtu | FALSE | L | Annual | Allowances Withdrawn (1:1) | Thousand Tons | 0 | 0 | 0 | 0 | 0 | 0 | 0 | 0
CT Fac. Spec. - NOX Rate Winter v.4.10 Final, Unit 1188 and retrofits | 280 | 2270 | Rate Constraint in lbs/MMBtu | FALSE | L | Annual | Allowances Withdrawn (n:1) | Thousand Tons | 0 | 0 | 0 | 0 | 0 | 0 | 0 | 0
CT Fac. Spec. - NOX Rate Winter v.4.10 Final, Unit 1188 and retrofits | 280 | 2270 | Rate Constraint in lbs/MMBtu | FALSE | L | Annual | Net Emissions Allowance Position | Thousand Tons | 0 | 0 | 0 | 0 | 0 | 0 | 0 | 0
CT Fac. Spec. - NOX Rate Winter v.4.10 Final, Unit 1188 and retrofits | 280 | 2270 | Rate Constraint in lbs/MMBtu | FALSE | L | Annual | Fuel Consumed | TBtu | 0 | 0 | 0 | 0 | 0 | 0 | 0 | 0
CT Fac. Spec. - NOX Rate Winter v.4.10 Final, Unit 1188 and retrofits | 280 | 2270 | Rate Constraint in lbs/MMBtu | FALSE | L | Annual | Rate | lb/MMBtu | 0 | 0 | 0 | 0 | 0 | 0 | 0 | 0
CT Fac. Spec. - NOX Rate Winter v.4.10 Final, Unit 1188 and retrofits | 280 | 2270 | Rate Constraint in lbs/MMBtu | FALSE | L | Annual | Generation | TWh | 0 | 0 | 0 | 0 | 0 | 0 | 0 | 0
CT Fac. Spec. - NOX Rate Winter v.4.10 Final, Unit 1188 and retrofits | 280 | 2270 | Rate Constraint in lbs/MMBtu | FALSE | L | Annual | Qualifying Generation | TWh | 0 | 0 | 0 | 0 | 0 | 0 | 0 | 0
CT Fac. Spec. - NOX Rate Winter v.4.10 Final, Unit 1188 and retrofits | 280 | 2270 | Rate Constraint in lbs/MMBtu | FALSE | L | Annual | Rate | lb/MWh | 0 | 0 | 0 | 0 | 0 | 0 | 0 | 0
CT Fac. Spec. - NOX Rate Winter v.4.10 Final, Unit 1188 and retrofits | 280 | 2270 | Rate Constraint in lbs/MMBtu | FALSE | L | Annual | Constraint Shadow Price | US2016$/Ton | 0 | 0 | 0 | 0 | 0 | 0 | 0 | 0
CT Fac. Spec. - NOX Rate Winter v.4.10 Final, Unit 1189 and retrofits | 281 | 2270 | Rate Constraint in lbs/MMBtu | FALSE | L | Annual | Seasons Included | Seasons | Winter, WintShld | Winter, WintShld | Winter, WintShld | Winter, WintShld | Winter, WintShld | Winter, WintShld | Winter, WintShld | Winter, WintShld
CT Fac. Spec. - NOX Rate Winter v.4.10 Final, Unit 1189 and retrofits | 281 | 2270 | Rate Constraint in lbs/MMBtu | FALSE | L | Annual | Standard NOX | lb/MMBtu | 0.15 | 0.15 | 0.15 | 0.15 | 0.15 | 0.15 | 0.15 | 0.15
CT Fac. Spec. - NOX Rate Winter v.4.10 Final, Unit 1189 and retrofits | 281 | 2270 | Rate Constraint in lbs/MMBtu | FALSE | L | Annual | Emissions at Affected Plants NOX | Thousand Tons | 0 | 0 | 0 | 0 | 0 | 0 | 0 | 0
CT Fac. Spec. - NOX Rate Winter v.4.10 Final, Unit 1189 and retrofits | 281 | 2270 | Rate Constraint in lbs/MMBtu | FALSE | L | Annual | Allowances Purchased NOX | Thousand Tons | 0 | 0 | 0 | 0 | 0 | 0 | 0 | 0
CT Fac. Spec. - NOX Rate Winter v.4.10 Final, Unit 1189 and retrofits | 281 | 2270 | Rate Constraint in lbs/MMBtu | FALSE | L | Annual | Allowances Sold NOX | Thousand Tons | 0 | 0 | 0 | 0 | 0 | 0 | 0 | 0
CT Fac. Spec. - NOX Rate Winter v.4.10 Final, Unit 1189 and retrofits | 281 | 2270 | Rate Constraint in lbs/MMBtu | FALSE | L | Annual | Allowances Banked | Thousand Tons | 0 | 0 | 0 | 0 | 0 | 0 | 0 | 0
CT Fac. Spec. - NOX Rate Winter v.4.10 Final, Unit 1189 and retrofits | 281 | 2270 | Rate Constraint in lbs/MMBtu | FALSE | L | Annual | Allowances Withdrawn (1:1) | Thousand Tons | 0 | 0 | 0 | 0 | 0 | 0 | 0 | 0
CT Fac. Spec. - NOX Rate Winter v.4.10 Final, Unit 1189 and retrofits | 281 | 2270 | Rate Constraint in lbs/MMBtu | FALSE | L | Annual | Allowances Withdrawn (n:1) | Thousand Tons | 0 | 0 | 0 | 0 | 0 | 0 | 0 | 0
CT Fac. Spec. - NOX Rate Winter v.4.10 Final, Unit 1189 and retrofits | 281 | 2270 | Rate Constraint in lbs/MMBtu | FALSE | L | Annual | Net Emissions Allowance Position | Thousand Tons | 0 | 0 | 0 | 0 | 0 | 0 | 0 | 0
CT Fac. Spec. - NOX Rate Winter v.4.10 Final, Unit 1189 and retrofits | 281 | 2270 | Rate Constraint in lbs/MMBtu | FALSE | L | Annual | Fuel Consumed | TBtu | 0 | 0 | 0 | 0 | 0 | 0 | 0 | 0
CT Fac. Spec. - NOX Rate Winter v.4.10 Final, Unit 1189 and retrofits | 281 | 2270 | Rate Constraint in lbs/MMBtu | FALSE | L | Annual | Rate | lb/MMBtu | 0 | 0 | 0 | 0 | 0 | 0 | 0 | 0
CT Fac. Spec. - NOX Rate Winter v.4.10 Final, Unit 1189 and retrofits | 281 | 2270 | Rate Constraint in lbs/MMBtu | FALSE | L | Annual | Generation | TWh | 0 | 0 | 0 | 0 | 0 | 0 | 0 | 0
CT Fac. Spec. - NOX Rate Winter v.4.10 Final, Unit 1189 and retrofits | 281 | 2270 | Rate Constraint in lbs/MMBtu | FALSE | L | Annual | Qualifying Generation | TWh | 0 | 0 | 0 | 0 | 0 | 0 | 0 | 0
CT Fac. Spec. - NOX Rate Winter v.4.10 Final, Unit 1189 and retrofits | 281 | 2270 | Rate Constraint in lbs/MMBtu | FALSE | L | Annual | Rate | lb/MWh | 0 | 0 | 0 | 0 | 0 | 0 | 0 | 0
CT Fac. Spec. - NOX Rate Winter v.4.10 Final, Unit 1189 and retrofits | 281 | 2270 | Rate Constraint in lbs/MMBtu | FALSE | L | Annual | Constraint Shadow Price | US2016$/Ton | 0 | 0 | 0 | 0 | 0 | 0 | 0 | 0
CT Fac. Spec. - NOX Rate Winter v.4.10 Final, Unit 1190 and retrofits | 282 | 2270 | Rate Constraint in lbs/MMBtu | FALSE | L | Annual | Seasons Included | Seasons | Winter, WintShld | Winter, WintShld | Winter, WintShld | Winter, WintShld | Winter, WintShld | Winter, WintShld | Winter, WintShld | Winter, WintShld
CT Fac. Spec. - NOX Rate Winter v.4.10 Final, Unit 1190 and retrofits | 282 | 2270 | Rate Constraint in lbs/MMBtu | FALSE | L | Annual | Standard NOX | lb/MMBtu | 0.15 | 0.15 | 0.15 | 0.15 | 0.15 | 0.15 | 0.15 | 0.15
CT Fac. Spec. - NOX Rate Winter v.4.10 Final, Unit 1190 and retrofits | 282 | 2270 | Rate Constraint in lbs/MMBtu | FALSE | L | Annual | Emissions at Affected Plants NOX | Thousand Tons | 0 | 0 | 0 | 0 | 0 | 0 | 0 | 0
CT Fac. Spec. - NOX Rate Winter v.4.10 Final, Unit 1190 and retrofits | 282 | 2270 | Rate Constraint in lbs/MMBtu | FALSE | L | Annual | Allowances Purchased NOX | Thousand Tons | 0 | 0 | 0 | 0 | 0 | 0 | 0 | 0
CT Fac. Spec. - NOX Rate Winter v.4.10 Final, Unit 1190 and retrofits | 282 | 2270 | Rate Constraint in lbs/MMBtu | FALSE | L | Annual | Allowances Sold NOX | Thousand Tons | 0 | 0 | 0 | 0 | 0 | 0 | 0 | 0
CT Fac. Spec. - NOX Rate Winter v.4.10 Final, Unit 1190 and retrofits | 282 | 2270 | Rate Constraint in lbs/MMBtu | FALSE | L | Annual | Allowances Banked | Thousand Tons | 0 | 0 | 0 | 0 | 0 | 0 | 0 | 0
CT Fac. Spec. - NOX Rate Winter v.4.10 Final, Unit 1190 and retrofits | 282 | 2270 | Rate Constraint in lbs/MMBtu | FALSE | L | Annual | Allowances Withdrawn (1:1) | Thousand Tons | 0 | 0 | 0 | 0 | 0 | 0 | 0 | 0
CT Fac. Spec. - NOX Rate Winter v.4.10 Final, Unit 1190 and retrofits | 282 | 2270 | Rate Constraint in lbs/MMBtu | FALSE | L | Annual | Allowances Withdrawn (n:1) | Thousand Tons | 0 | 0 | 0 | 0 | 0 | 0 | 0 | 0
CT Fac. Spec. - NOX Rate Winter v.4.10 Final, Unit 1190 and retrofits | 282 | 2270 | Rate Constraint in lbs/MMBtu | FALSE | L | Annual | Net Emissions Allowance Position | Thousand Tons | 0 | 0 | 0 | 0 | 0 | 0 | 0 | 0
CT Fac. Spec. - NOX Rate Winter v.4.10 Final, Unit 1190 and retrofits | 282 | 2270 | Rate Constraint in lbs/MMBtu | FALSE | L | Annual | Fuel Consumed | TBtu | 0 | 0 | 0 | 0 | 0 | 0 | 0 | 0
CT Fac. Spec. - NOX Rate Winter v.4.10 Final, Unit 1190 and retrofits | 282 | 2270 | Rate Constraint in lbs/MMBtu | FALSE | L | Annual | Rate | lb/MMBtu | 0 | 0 | 0 | 0 | 0 | 0 | 0 | 0
CT Fac. Spec. - NOX Rate Winter v.4.10 Final, Unit 1190 and retrofits | 282 | 2270 | Rate Constraint in lbs/MMBtu | FALSE | L | Annual | Generation | TWh | 0 | 0 | 0 | 0 | 0 | 0 | 0 | 0
CT Fac. Spec. - NOX Rate Winter v.4.10 Final, Unit 1190 and retrofits | 282 | 2270 | Rate Constraint in lbs/MMBtu | FALSE | L | Annual | Qualifying Generation | TWh | 0 | 0 | 0 | 0 | 0 | 0 | 0 | 0
CT Fac. Spec. - NOX Rate Winter v.4.10 Final, Unit 1190 and retrofits | 282 | 2270 | Rate Constraint in lbs/MMBtu | FALSE | L | Annual | Rate | lb/MWh | 0 | 0 | 0 | 0 | 0 | 0 | 0 | 0
CT Fac. Spec. - NOX Rate Winter v.4.10 Final, Unit 1190 and retrofits | 282 | 2270 | Rate Constraint in lbs/MMBtu | FALSE | L | Annual | Constraint Shadow Price | US2016$/Ton | 0 | 0 | 0 | 0 | 0 | 0 | 0 | 0
CT Fac. Spec. - NOX Rate Winter v.4.10 Final, Unit 1191 and retrofits | 283 | 2270 | Rate Constraint in lbs/MMBtu | FALSE | L | Annual | Seasons Included | Seasons | Winter, WintShld | Winter, WintShld | Winter, WintShld | Winter, WintShld | Winter, WintShld | Winter, WintShld | Winter, WintShld | Winter, WintShld
CT Fac. Spec. - NOX Rate Winter v.4.10 Final, Unit 1191 and retrofits | 283 | 2270 | Rate Constraint in lbs/MMBtu | FALSE | L | Annual | Standard NOX | lb/MMBtu | 0.15 | 0.15 | 0.15 | 0.15 | 0.15 | 0.15 | 0.15 | 0.15
CT Fac. Spec. - NOX Rate Winter v.4.10 Final, Unit 1191 and retrofits | 283 | 2270 | Rate Constraint in lbs/MMBtu | FALSE | L | Annual | Emissions at Affected Plants NOX | Thousand Tons | 0 | 0 | 0 | 0 | 0 | 0 | 0 | 0
CT Fac. Spec. - NOX Rate Winter v.4.10 Final, Unit 1191 and retrofits | 283 | 2270 | Rate Constraint in lbs/MMBtu | FALSE | L | Annual | Allowances Purchased NOX | Thousand Tons | 0 | 0 | 0 | 0 | 0 | 0 | 0 | 0
CT Fac. Spec. - NOX Rate Winter v.4.10 Final, Unit 1191 and retrofits | 283 | 2270 | Rate Constraint in lbs/MMBtu | FALSE | L | Annual | Allowances Sold NOX | Thousand Tons | 0 | 0 | 0 | 0 | 0 | 0 | 0 | 0
CT Fac. Spec. - NOX Rate Winter v.4.10 Final, Unit 1191 and retrofits | 283 | 2270 | Rate Constraint in lbs/MMBtu | FALSE | L | Annual | Allowances Banked | Thousand Tons | 0 | 0 | 0 | 0 | 0 | 0 | 0 | 0
CT Fac. Spec. - NOX Rate Winter v.4.10 Final, Unit 1191 and retrofits | 283 | 2270 | Rate Constraint in lbs/MMBtu | FALSE | L | Annual | Allowances Withdrawn (1:1) | Thousand Tons | 0 | 0 | 0 | 0 | 0 | 0 | 0 | 0
CT Fac. Spec. - NOX Rate Winter v.4.10 Final, Unit 1191 and retrofits | 283 | 2270 | Rate Constraint in lbs/MMBtu | FALSE | L | Annual | Allowances Withdrawn (n:1) | Thousand Tons | 0 | 0 | 0 | 0 | 0 | 0 | 0 | 0
CT Fac. Spec. - NOX Rate Winter v.4.10 Final, Unit 1191 and retrofits | 283 | 2270 | Rate Constraint in lbs/MMBtu | FALSE | L | Annual | Net Emissions Allowance Position | Thousand Tons | 0 | 0 | 0 | 0 | 0 | 0 | 0 | 0
CT Fac. Spec. - NOX Rate Winter v.4.10 Final, Unit 1191 and retrofits | 283 | 2270 | Rate Constraint in lbs/MMBtu | FALSE | L | Annual | Fuel Consumed | TBtu | 0 | 0 | 0 | 0 | 0 | 0 | 0 | 0
CT Fac. Spec. - NOX Rate Winter v.4.10 Final, Unit 1191 and retrofits | 283 | 2270 | Rate Constraint in lbs/MMBtu | FALSE | L | Annual | Rate | lb/MMBtu | 0 | 0 | 0 | 0 | 0 | 0 | 0 | 0
CT Fac. Spec. - NOX Rate Winter v.4.10 Final, Unit 1191 and retrofits | 283 | 2270 | Rate Constraint in lbs/MMBtu | FALSE | L | Annual | Generation | TWh | 0 | 0 | 0 | 0 | 0 | 0 | 0 | 0
CT Fac. Spec. - NOX Rate Winter v.4.10 Final, Unit 1191 and retrofits | 283 | 2270 | Rate Constraint in lbs/MMBtu | FALSE | L | Annual | Qualifying Generation | TWh | 0 | 0 | 0 | 0 | 0 | 0 | 0 | 0
CT Fac. Spec. - NOX Rate Winter v.4.10 Final, Unit 1191 and retrofits | 283 | 2270 | Rate Constraint in lbs/MMBtu | FALSE | L | Annual | Rate | lb/MWh | 0 | 0 | 0 | 0 | 0 | 0 | 0 | 0
CT Fac. Spec. - NOX Rate Winter v.4.10 Final, Unit 1191 and retrofits | 283 | 2270 | Rate Constraint in lbs/MMBtu | FALSE | L | Annual | Constraint Shadow Price | US2016$/Ton | 0 | 0 | 0 | 0 | 0 | 0 | 0 | 0
CT Fac. Spec. - NOX Rate Winter v.4.10 Final, Unit 1192 and retrofits | 284 | 2270 | Rate Constraint in lbs/MMBtu | FALSE | L | Annual | Seasons Included | Seasons | Winter, WintShld | Winter, WintShld | Winter, WintShld | Winter, WintShld | Winter, WintShld | Winter, WintShld | Winter, WintShld | Winter, WintShld
CT Fac. Spec. - NOX Rate Winter v.4.10 Final, Unit 1192 and retrofits | 284 | 2270 | Rate Constraint in lbs/MMBtu | FALSE | L | Annual | Standard NOX | lb/MMBtu | 0.15 | 0.15 | 0.15 | 0.15 | 0.15 | 0.15 | 0.15 | 0.15
CT Fac. Spec. - NOX Rate Winter v.4.10 Final, Unit 1192 and retrofits | 284 | 2270 | Rate Constraint in lbs/MMBtu | FALSE | L | Annual | Emissions at Affected Plants NOX | Thousand Tons | 0 | 0 | 0 | 0 | 0 | 0 | 0 | 0
CT Fac. Spec. - NOX Rate Winter v.4.10 Final, Unit 1192 and retrofits | 284 | 2270 | Rate Constraint in lbs/MMBtu | FALSE | L | Annual | Allowances Purchased NOX | Thousand Tons | 0 | 0 | 0 | 0 | 0 | 0 | 0 | 0
CT Fac. Spec. - NOX Rate Winter v.4.10 Final, Unit 1192 and retrofits | 284 | 2270 | Rate Constraint in lbs/MMBtu | FALSE | L | Annual | Allowances Sold NOX | Thousand Tons | 0 | 0 | 0 | 0 | 0 | 0 | 0 | 0
CT Fac. Spec. - NOX Rate Winter v.4.10 Final, Unit 1192 and retrofits | 284 | 2270 | Rate Constraint in lbs/MMBtu | FALSE | L | Annual | Allowances Banked | Thousand Tons | 0 | 0 | 0 | 0 | 0 | 0 | 0 | 0
CT Fac. Spec. - NOX Rate Winter v.4.10 Final, Unit 1192 and retrofits | 284 | 2270 | Rate Constraint in lbs/MMBtu | FALSE | L | Annual | Allowances Withdrawn (1:1) | Thousand Tons | 0 | 0 | 0 | 0 | 0 | 0 | 0 | 0
CT Fac. Spec. - NOX Rate Winter v.4.10 Final, Unit 1192 and retrofits | 284 | 2270 | Rate Constraint in lbs/MMBtu | FALSE | L | Annual | Allowances Withdrawn (n:1) | Thousand Tons | 0 | 0 | 0 | 0 | 0 | 0 | 0 | 0
CT Fac. Spec. - NOX Rate Winter v.4.10 Final, Unit 1192 and retrofits | 284 | 2270 | Rate Constraint in lbs/MMBtu | FALSE | L | Annual | Net Emissions Allowance Position | Thousand Tons | 0 | 0 | 0 | 0 | 0 | 0 | 0 | 0
CT Fac. Spec. - NOX Rate Winter v.4.10 Final, Unit 1192 and retrofits | 284 | 2270 | Rate Constraint in lbs/MMBtu | FALSE | L | Annual | Fuel Consumed | TBtu | 0 | 0 | 0 | 0 | 0 | 0 | 0 | 0
CT Fac. Spec. - NOX Rate Winter v.4.10 Final, Unit 1192 and retrofits | 284 | 2270 | Rate Constraint in lbs/MMBtu | FALSE | L | Annual | Rate | lb/MMBtu | 0 | 0 | 0 | 0 | 0 | 0 | 0 | 0
CT Fac. Spec. - NOX Rate Winter v.4.10 Final, Unit 1192 and retrofits | 284 | 2270 | Rate Constraint in lbs/MMBtu | FALSE | L | Annual | Generation | TWh | 0 | 0 | 0 | 0 | 0 | 0 | 0 | 0
CT Fac. Spec. - NOX Rate Winter v.4.10 Final, Unit 1192 and retrofits | 284 | 2270 | Rate Constraint in lbs/MMBtu | FALSE | L | Annual | Qualifying Generation | TWh | 0 | 0 | 0 | 0 | 0 | 0 | 0 | 0
CT Fac. Spec. - NOX Rate Winter v.4.10 Final, Unit 1192 and retrofits | 284 | 2270 | Rate Constraint in lbs/MMBtu | FALSE | L | Annual | Rate | lb/MWh | 0 | 0 | 0 | 0 | 0 | 0 | 0 | 0
CT Fac. Spec. - NOX Rate Winter v.4.10 Final, Unit 1192 and retrofits | 284 | 2270 | Rate Constraint in lbs/MMBtu | FALSE | L | Annual | Constraint Shadow Price | US2016$/Ton | 0 | 0 | 0 | 0 | 0 | 0 | 0 | 0
CT Fac. Spec. - NOX Rate Winter v.4.10 Final, Unit 1193 and retrofits | 285 | 2270 | Rate Constraint in lbs/MMBtu | FALSE | L | Annual | Seasons Included | Seasons | Winter, WintShld | Winter, WintShld | Winter, WintShld | Winter, WintShld | Winter, WintShld | Winter, WintShld | Winter, WintShld | Winter, WintShld
CT Fac. Spec. - NOX Rate Winter v.4.10 Final, Unit 1193 and retrofits | 285 | 2270 | Rate Constraint in lbs/MMBtu | FALSE | L | Annual | Standard NOX | lb/MMBtu | 0.15 | 0.15 | 0.15 | 0.15 | 0.15 | 0.15 | 0.15 | 0.15
CT Fac. Spec. - NOX Rate Winter v.4.10 Final, Unit 1193 and retrofits | 285 | 2270 | Rate Constraint in lbs/MMBtu | FALSE | L | Annual | Emissions at Affected Plants NOX | Thousand Tons | 0 | 0 | 0 | 0 | 0 | 0 | 0 | 0
CT Fac. Spec. - NOX Rate Winter v.4.10 Final, Unit 1193 and retrofits | 285 | 2270 | Rate Constraint in lbs/MMBtu | FALSE | L | Annual | Allowances Purchased NOX | Thousand Tons | 0 | 0 | 0 | 0 | 0 | 0 | 0 | 0
CT Fac. Spec. - NOX Rate Winter v.4.10 Final, Unit 1193 and retrofits | 285 | 2270 | Rate Constraint in lbs/MMBtu | FALSE | L | Annual | Allowances Sold NOX | Thousand Tons | 0 | 0 | 0 | 0 | 0 | 0 | 0 | 0
CT Fac. Spec. - NOX Rate Winter v.4.10 Final, Unit 1193 and retrofits | 285 | 2270 | Rate Constraint in lbs/MMBtu | FALSE | L | Annual | Allowances Banked | Thousand Tons | 0 | 0 | 0 | 0 | 0 | 0 | 0 | 0
CT Fac. Spec. - NOX Rate Winter v.4.10 Final, Unit 1193 and retrofits | 285 | 2270 | Rate Constraint in lbs/MMBtu | FALSE | L | Annual | Allowances Withdrawn (1:1) | Thousand Tons | 0 | 0 | 0 | 0 | 0 | 0 | 0 | 0
CT Fac. Spec. - NOX Rate Winter v.4.10 Final, Unit 1193 and retrofits | 285 | 2270 | Rate Constraint in lbs/MMBtu | FALSE | L | Annual | Allowances Withdrawn (n:1) | Thousand Tons | 0 | 0 | 0 | 0 | 0 | 0 | 0 | 0
CT Fac. Spec. - NOX Rate Winter v.4.10 Final, Unit 1193 and retrofits | 285 | 2270 | Rate Constraint in lbs/MMBtu | FALSE | L | Annual | Net Emissions Allowance Position | Thousand Tons | 0 | 0 | 0 | 0 | 0 | 0 | 0 | 0
CT Fac. Spec. - NOX Rate Winter v.4.10 Final, Unit 1193 and retrofits | 285 | 2270 | Rate Constraint in lbs/MMBtu | FALSE | L | Annual | Fuel Consumed | TBtu | 0 | 0 | 0 | 0 | 0 | 0 | 0 | 0
CT Fac. Spec. - NOX Rate Winter v.4.10 Final, Unit 1193 and retrofits | 285 | 2270 | Rate Constraint in lbs/MMBtu | FALSE | L | Annual | Rate | lb/MMBtu | 0 | 0 | 0 | 0 | 0 | 0 | 0 | 0
CT Fac. Spec. - NOX Rate Winter v.4.10 Final, Unit 1193 and retrofits | 285 | 2270 | Rate Constraint in lbs/MMBtu | FALSE | L | Annual | Generation | TWh | 0 | 0 | 0 | 0 | 0 | 0 | 0 | 0
CT Fac. Spec. - NOX Rate Winter v.4.10 Final, Unit 1193 and retrofits | 285 | 2270 | Rate Constraint in lbs/MMBtu | FALSE | L | Annual | Qualifying Generation | TWh | 0 | 0 | 0 | 0 | 0 | 0 | 0 | 0
CT Fac. Spec. - NOX Rate Winter v.4.10 Final, Unit 1193 and retrofits | 285 | 2270 | Rate Constraint in lbs/MMBtu | FALSE | L | Annual | Rate | lb/MWh | 0 | 0 | 0 | 0 | 0 | 0 | 0 | 0
CT Fac. Spec. - NOX Rate Winter v.4.10 Final, Unit 1193 and retrofits | 285 | 2270 | Rate Constraint in lbs/MMBtu | FALSE | L | Annual | Constraint Shadow Price | US2016$/Ton | 0 | 0 | 0 | 0 | 0 | 0 | 0 | 0
CT Fac. Spec. - NOX Rate Winter v.4.10 Final, Unit 1194 and retrofits | 286 | 2270 | Rate Constraint in lbs/MMBtu | FALSE | L | Annual | Seasons Included | Seasons | Winter, WintShld | Winter, WintShld | Winter, WintShld | Winter, WintShld | Winter, WintShld | Winter, WintShld | Winter, WintShld | Winter, WintShld
CT Fac. Spec. - NOX Rate Winter v.4.10 Final, Unit 1194 and retrofits | 286 | 2270 | Rate Constraint in lbs/MMBtu | FALSE | L | Annual | Standard NOX | lb/MMBtu | 0.15 | 0.15 | 0.15 | 0.15 | 0.15 | 0.15 | 0.15 | 0.15
CT Fac. Spec. - NOX Rate Winter v.4.10 Final, Unit 1194 and retrofits | 286 | 2270 | Rate Constraint in lbs/MMBtu | FALSE | L | Annual | Emissions at Affected Plants NOX | Thousand Tons | 0 | 0 | 0 | 0 | 0 | 0 | 0 | 0
CT Fac. Spec. - NOX Rate Winter v.4.10 Final, Unit 1194 and retrofits | 286 | 2270 | Rate Constraint in lbs/MMBtu | FALSE | L | Annual | Allowances Purchased NOX | Thousand Tons | 0 | 0 | 0 | 0 | 0 | 0 | 0 | 0
CT Fac. Spec. - NOX Rate Winter v.4.10 Final, Unit 1194 and retrofits | 286 | 2270 | Rate Constraint in lbs/MMBtu | FALSE | L | Annual | Allowances Sold NOX | Thousand Tons | 0 | 0 | 0 | 0 | 0 | 0 | 0 | 0
CT Fac. Spec. - NOX Rate Winter v.4.10 Final, Unit 1194 and retrofits | 286 | 2270 | Rate Constraint in lbs/MMBtu | FALSE | L | Annual | Allowances Banked | Thousand Tons | 0 | 0 | 0 | 0 | 0 | 0 | 0 | 0
CT Fac. Spec. - NOX Rate Winter v.4.10 Final, Unit 1194 and retrofits | 286 | 2270 | Rate Constraint in lbs/MMBtu | FALSE | L | Annual | Allowances Withdrawn (1:1) | Thousand Tons | 0 | 0 | 0 | 0 | 0 | 0 | 0 | 0
CT Fac. Spec. - NOX Rate Winter v.4.10 Final, Unit 1194 and retrofits | 286 | 2270 | Rate Constraint in lbs/MMBtu | FALSE | L | Annual | Allowances Withdrawn (n:1) | Thousand Tons | 0 | 0 | 0 | 0 | 0 | 0 | 0 | 0
CT Fac. Spec. - NOX Rate Winter v.4.10 Final, Unit 1194 and retrofits | 286 | 2270 | Rate Constraint in lbs/MMBtu | FALSE | L | Annual | Net Emissions Allowance Position | Thousand Tons | 0 | 0 | 0 | 0 | 0 | 0 | 0 | 0
CT Fac. Spec. - NOX Rate Winter v.4.10 Final, Unit 1194 and retrofits | 286 | 2270 | Rate Constraint in lbs/MMBtu | FALSE | L | Annual | Fuel Consumed | TBtu | 0 | 0 | 0 | 0 | 0 | 0 | 0 | 0
CT Fac. Spec. - NOX Rate Winter v.4.10 Final, Unit 1194 and retrofits | 286 | 2270 | Rate Constraint in lbs/MMBtu | FALSE | L | Annual | Rate | lb/MMBtu | 0 | 0 | 0 | 0 | 0 | 0 | 0 | 0
CT Fac. Spec. - NOX Rate Winter v.4.10 Final, Unit 1194 and retrofits | 286 | 2270 | Rate Constraint in lbs/MMBtu | FALSE | L | Annual | Generation | TWh | 0 | 0 | 0 | 0 | 0 | 0 | 0 | 0
CT Fac. Spec. - NOX Rate Winter v.4.10 Final, Unit 1194 and retrofits | 286 | 2270 | Rate Constraint in lbs/MMBtu | FALSE | L | Annual | Qualifying Generation | TWh | 0 | 0 | 0 | 0 | 0 | 0 | 0 | 0
CT Fac. Spec. - NOX Rate Winter v.4.10 Final, Unit 1194 and retrofits | 286 | 2270 | Rate Constraint in lbs/MMBtu | FALSE | L | Annual | Rate | lb/MWh | 0 | 0 | 0 | 0 | 0 | 0 | 0 | 0
CT Fac. Spec. - NOX Rate Winter v.4.10 Final, Unit 1194 and retrofits | 286 | 2270 | Rate Constraint in lbs/MMBtu | FALSE | L | Annual | Constraint Shadow Price | US2016$/Ton | 0 | 0 | 0 | 0 | 0 | 0 | 0 | 0
CT Fac. Spec. - NOX Rate Winter v.4.10 Final, Unit 1195 and retrofits | 287 | 2270 | Rate Constraint in lbs/MMBtu | FALSE | L | Annual | Seasons Included | Seasons | Winter, WintShld | Winter, WintShld | Winter, WintShld | Winter, WintShld | Winter, WintShld | Winter, WintShld | Winter, WintShld | Winter, WintShld
CT Fac. Spec. - NOX Rate Winter v.4.10 Final, Unit 1195 and retrofits | 287 | 2270 | Rate Constraint in lbs/MMBtu | FALSE | L | Annual | Standard NOX | lb/MMBtu | 0.15 | 0.15 | 0.15 | 0.15 | 0.15 | 0.15 | 0.15 | 0.15
CT Fac. Spec. - NOX Rate Winter v.4.10 Final, Unit 1195 and retrofits | 287 | 2270 | Rate Constraint in lbs/MMBtu | FALSE | L | Annual | Emissions at Affected Plants NOX | Thousand Tons | 0 | 0 | 0 | 0 | 0 | 0 | 0 | 0
CT Fac. Spec. - NOX Rate Winter v.4.10 Final, Unit 1195 and retrofits | 287 | 2270 | Rate Constraint in lbs/MMBtu | FALSE | L | Annual | Allowances Purchased NOX | Thousand Tons | 0 | 0 | 0 | 0 | 0 | 0 | 0 | 0
CT Fac. Spec. - NOX Rate Winter v.4.10 Final, Unit 1195 and retrofits | 287 | 2270 | Rate Constraint in lbs/MMBtu | FALSE | L | Annual | Allowances Sold NOX | Thousand Tons | 0 | 0 | 0 | 0 | 0 | 0 | 0 | 0
CT Fac. Spec. - NOX Rate Winter v.4.10 Final, Unit 1195 and retrofits | 287 | 2270 | Rate Constraint in lbs/MMBtu | FALSE | L | Annual | Allowances Banked | Thousand Tons | 0 | 0 | 0 | 0 | 0 | 0 | 0 | 0
CT Fac. Spec. - NOX Rate Winter v.4.10 Final, Unit 1195 and retrofits | 287 | 2270 | Rate Constraint in lbs/MMBtu | FALSE | L | Annual | Allowances Withdrawn (1:1) | Thousand Tons | 0 | 0 | 0 | 0 | 0 | 0 | 0 | 0
CT Fac. Spec. - NOX Rate Winter v.4.10 Final, Unit 1195 and retrofits | 287 | 2270 | Rate Constraint in lbs/MMBtu | FALSE | L | Annual | Allowances Withdrawn (n:1) | Thousand Tons | 0 | 0 | 0 | 0 | 0 | 0 | 0 | 0
CT Fac. Spec. - NOX Rate Winter v.4.10 Final, Unit 1195 and retrofits | 287 | 2270 | Rate Constraint in lbs/MMBtu | FALSE | L | Annual | Net Emissions Allowance Position | Thousand Tons | 0 | 0 | 0 | 0 | 0 | 0 | 0 | 0
CT Fac. Spec. - NOX Rate Winter v.4.10 Final, Unit 1195 and retrofits | 287 | 2270 | Rate Constraint in lbs/MMBtu | FALSE | L | Annual | Fuel Consumed | TBtu | 0 | 0 | 0 | 0 | 0 | 0 | 0 | 0
CT Fac. Spec. - NOX Rate Winter v.4.10 Final, Unit 1195 and retrofits | 287 | 2270 | Rate Constraint in lbs/MMBtu | FALSE | L | Annual | Rate | lb/MMBtu | 0 | 0 | 0 | 0 | 0 | 0 | 0 | 0
CT Fac. Spec. - NOX Rate Winter v.4.10 Final, Unit 1195 and retrofits | 287 | 2270 | Rate Constraint in lbs/MMBtu | FALSE | L | Annual | Generation | TWh | 0 | 0 | 0 | 0 | 0 | 0 | 0 | 0
CT Fac. Spec. - NOX Rate Winter v.4.10 Final, Unit 1195 and retrofits | 287 | 2270 | Rate Constraint in lbs/MMBtu | FALSE | L | Annual | Qualifying Generation | TWh | 0 | 0 | 0 | 0 | 0 | 0 | 0 | 0
CT Fac. Spec. - NOX Rate Winter v.4.10 Final, Unit 1195 and retrofits | 287 | 2270 | Rate Constraint in lbs/MMBtu | FALSE | L | Annual | Rate | lb/MWh | 0 | 0 | 0 | 0 | 0 | 0 | 0 | 0
CT Fac. Spec. - NOX Rate Winter v.4.10 Final, Unit 1195 and retrofits | 287 | 2270 | Rate Constraint in lbs/MMBtu | FALSE | L | Annual | Constraint Shadow Price | US2016$/Ton | 0 | 0 | 0 | 0 | 0 | 0 | 0 | 0
CT Fac. Spec. - NOX Rate Winter v.4.10 Final, Unit 1205 and retrofits | 288 | 2270 | Rate Constraint in lbs/MMBtu | FALSE | L | Annual | Seasons Included | Seasons | Winter, WintShld | Winter, WintShld | Winter, WintShld | Winter, WintShld | Winter, WintShld | Winter, WintShld | Winter, WintShld | Winter, WintShld
CT Fac. Spec. - NOX Rate Winter v.4.10 Final, Unit 1205 and retrofits | 288 | 2270 | Rate Constraint in lbs/MMBtu | FALSE | L | Annual | Standard NOX | lb/MMBtu | 0.15 | 0.15 | 0.15 | 0.15 | 0.15 | 0.15 | 0.15 | 0.15
CT Fac. Spec. - NOX Rate Winter v.4.10 Final, Unit 1205 and retrofits | 288 | 2270 | Rate Constraint in lbs/MMBtu | FALSE | L | Annual | Emissions at Affected Plants NOX | Thousand Tons | 0 | 0 | 0 | 0 | 0 | 0 | 0 | 0
CT Fac. Spec. - NOX Rate Winter v.4.10 Final, Unit 1205 and retrofits | 288 | 2270 | Rate Constraint in lbs/MMBtu | FALSE | L | Annual | Allowances Purchased NOX | Thousand Tons | 0 | 0 | 0 | 0 | 0 | 0 | 0 | 0
CT Fac. Spec. - NOX Rate Winter v.4.10 Final, Unit 1205 and retrofits | 288 | 2270 | Rate Constraint in lbs/MMBtu | FALSE | L | Annual | Allowances Sold NOX | Thousand Tons | 0 | 0 | 0 | 0 | 0 | 0 | 0 | 0
CT Fac. Spec. - NOX Rate Winter v.4.10 Final, Unit 1205 and retrofits | 288 | 2270 | Rate Constraint in lbs/MMBtu | FALSE | L | Annual | Allowances Banked | Thousand Tons | 0 | 0 | 0 | 0 | 0 | 0 | 0 | 0
CT Fac. Spec. - NOX Rate Winter v.4.10 Final, Unit 1205 and retrofits | 288 | 2270 | Rate Constraint in lbs/MMBtu | FALSE | L | Annual | Allowances Withdrawn (1:1) | Thousand Tons | 0 | 0 | 0 | 0 | 0 | 0 | 0 | 0
CT Fac. Spec. - NOX Rate Winter v.4.10 Final, Unit 1205 and retrofits | 288 | 2270 | Rate Constraint in lbs/MMBtu | FALSE | L | Annual | Allowances Withdrawn (n:1) | Thousand Tons | 0 | 0 | 0 | 0 | 0 | 0 | 0 | 0
CT Fac. Spec. - NOX Rate Winter v.4.10 Final, Unit 1205 and retrofits | 288 | 2270 | Rate Constraint in lbs/MMBtu | FALSE | L | Annual | Net Emissions Allowance Position | Thousand Tons | 0 | 0 | 0 | 0 | 0 | 0 | 0 | 0
CT Fac. Spec. - NOX Rate Winter v.4.10 Final, Unit 1205 and retrofits | 288 | 2270 | Rate Constraint in lbs/MMBtu | FALSE | L | Annual | Fuel Consumed | TBtu | 0 | 0 | 0 | 0 | 0 | 0 | 0 | 0
CT Fac. Spec. - NOX Rate Winter v.4.10 Final, Unit 1205 and retrofits | 288 | 2270 | Rate Constraint in lbs/MMBtu | FALSE | L | Annual | Rate | lb/MMBtu | 0 | 0 | 0 | 0 | 0 | 0 | 0 | 0
CT Fac. Spec. - NOX Rate Winter v.4.10 Final, Unit 1205 and retrofits | 288 | 2270 | Rate Constraint in lbs/MMBtu | FALSE | L | Annual | Generation | TWh | 0 | 0 | 0 | 0 | 0 | 0 | 0 | 0
CT Fac. Spec. - NOX Rate Winter v.4.10 Final, Unit 1205 and retrofits | 288 | 2270 | Rate Constraint in lbs/MMBtu | FALSE | L | Annual | Qualifying Generation | TWh | 0 | 0 | 0 | 0 | 0 | 0 | 0 | 0
CT Fac. Spec. - NOX Rate Winter v.4.10 Final, Unit 1205 and retrofits | 288 | 2270 | Rate Constraint in lbs/MMBtu | FALSE | L | Annual | Rate | lb/MWh | 0 | 0 | 0 | 0 | 0 | 0 | 0 | 0
CT Fac. Spec. - NOX Rate Winter v.4.10 Final, Unit 1205 and retrofits | 288 | 2270 | Rate Constraint in lbs/MMBtu | FALSE | L | Annual | Constraint Shadow Price | US2016$/Ton | 0 | 0 | 0 | 0 | 0 | 0 | 0 | 0
CT Fac. Spec. - NOX Rate Winter v.4.10 Final, Unit 1206 and retrofits | 289 | 2270 | Rate Constraint in lbs/MMBtu | FALSE | L | Annual | Seasons Included | Seasons | Winter, WintShld | Winter, WintShld | Winter, WintShld | Winter, WintShld | Winter, WintShld | Winter, WintShld | Winter, WintShld | Winter, WintShld
CT Fac. Spec. - NOX Rate Winter v.4.10 Final, Unit 1206 and retrofits | 289 | 2270 | Rate Constraint in lbs/MMBtu | FALSE | L | Annual | Standard NOX | lb/MMBtu | 0.15 | 0.15 | 0.15 | 0.15 | 0.15 | 0.15 | 0.15 | 0.15
CT Fac. Spec. - NOX Rate Winter v.4.10 Final, Unit 1206 and retrofits | 289 | 2270 | Rate Constraint in lbs/MMBtu | FALSE | L | Annual | Emissions at Affected Plants NOX | Thousand Tons | 0 | 0 | 0 | 0 | 0 | 0 | 0 | 0
CT Fac. Spec. - NOX Rate Winter v.4.10 Final, Unit 1206 and retrofits | 289 | 2270 | Rate Constraint in lbs/MMBtu | FALSE | L | Annual | Allowances Purchased NOX | Thousand Tons | 0 | 0 | 0 | 0 | 0 | 0 | 0 | 0
CT Fac. Spec. - NOX Rate Winter v.4.10 Final, Unit 1206 and retrofits | 289 | 2270 | Rate Constraint in lbs/MMBtu | FALSE | L | Annual | Allowances Sold NOX | Thousand Tons | 0 | 0 | 0 | 0 | 0 | 0 | 0 | 0
CT Fac. Spec. - NOX Rate Winter v.4.10 Final, Unit 1206 and retrofits | 289 | 2270 | Rate Constraint in lbs/MMBtu | FALSE | L | Annual | Allowances Banked | Thousand Tons | 0 | 0 | 0 | 0 | 0 | 0 | 0 | 0
CT Fac. Spec. - NOX Rate Winter v.4.10 Final, Unit 1206 and retrofits | 289 | 2270 | Rate Constraint in lbs/MMBtu | FALSE | L | Annual | Allowances Withdrawn (1:1) | Thousand Tons | 0 | 0 | 0 | 0 | 0 | 0 | 0 | 0
CT Fac. Spec. - NOX Rate Winter v.4.10 Final, Unit 1206 and retrofits | 289 | 2270 | Rate Constraint in lbs/MMBtu | FALSE | L | Annual | Allowances Withdrawn (n:1) | Thousand Tons | 0 | 0 | 0 | 0 | 0 | 0 | 0 | 0
CT Fac. Spec. - NOX Rate Winter v.4.10 Final, Unit 1206 and retrofits | 289 | 2270 | Rate Constraint in lbs/MMBtu | FALSE | L | Annual | Net Emissions Allowance Position | Thousand Tons | 0 | 0 | 0 | 0 | 0 | 0 | 0 | 0
CT Fac. Spec. - NOX Rate Winter v.4.10 Final, Unit 1206 and retrofits | 289 | 2270 | Rate Constraint in lbs/MMBtu | FALSE | L | Annual | Fuel Consumed | TBtu | 0 | 0 | 0 | 0 | 0 | 0 | 0 | 0
CT Fac. Spec. - NOX Rate Winter v.4.10 Final, Unit 1206 and retrofits | 289 | 2270 | Rate Constraint in lbs/MMBtu | FALSE | L | Annual | Rate | lb/MMBtu | 0 | 0 | 0 | 0 | 0 | 0 | 0 | 0
CT Fac. Spec. - NOX Rate Winter v.4.10 Final, Unit 1206 and retrofits | 289 | 2270 | Rate Constraint in lbs/MMBtu | FALSE | L | Annual | Generation | TWh | 0 | 0 | 0 | 0 | 0 | 0 | 0 | 0
CT Fac. Spec. - NOX Rate Winter v.4.10 Final, Unit 1206 and retrofits | 289 | 2270 | Rate Constraint in lbs/MMBtu | FALSE | L | Annual | Qualifying Generation | TWh | 0 | 0 | 0 | 0 | 0 | 0 | 0 | 0
CT Fac. Spec. - NOX Rate Winter v.4.10 Final, Unit 1206 and retrofits | 289 | 2270 | Rate Constraint in lbs/MMBtu | FALSE | L | Annual | Rate | lb/MWh | 0 | 0 | 0 | 0 | 0 | 0 | 0 | 0
CT Fac. Spec. - NOX Rate Winter v.4.10 Final, Unit 1206 and retrofits | 289 | 2270 | Rate Constraint in lbs/MMBtu | FALSE | L | Annual | Constraint Shadow Price | US2016$/Ton | 0 | 0 | 0 | 0 | 0 | 0 | 0 | 0
CT Fac. Spec. - NOX Rate Winter v.4.10 Final, Unit 1207 and retrofits | 290 | 2270 | Rate Constraint in lbs/MMBtu | FALSE | L | Annual | Seasons Included | Seasons | Winter, WintShld | Winter, WintShld | Winter, WintShld | Winter, WintShld | Winter, WintShld | Winter, WintShld | Winter, WintShld | Winter, WintShld
CT Fac. Spec. - NOX Rate Winter v.4.10 Final, Unit 1207 and retrofits | 290 | 2270 | Rate Constraint in lbs/MMBtu | FALSE | L | Annual | Standard NOX | lb/MMBtu | 0.15 | 0.15 | 0.15 | 0.15 | 0.15 | 0.15 | 0.15 | 0.15
CT Fac. Spec. - NOX Rate Winter v.4.10 Final, Unit 1207 and retrofits | 290 | 2270 | Rate Constraint in lbs/MMBtu | FALSE | L | Annual | Emissions at Affected Plants NOX | Thousand Tons | 0 | 0 | 0 | 0 | 0 | 0 | 0 | 0
CT Fac. Spec. - NOX Rate Winter v.4.10 Final, Unit 1207 and retrofits | 290 | 2270 | Rate Constraint in lbs/MMBtu | FALSE | L | Annual | Allowances Purchased NOX | Thousand Tons | 0 | 0 | 0 | 0 | 0 | 0 | 0 | 0
CT Fac. Spec. - NOX Rate Winter v.4.10 Final, Unit 1207 and retrofits | 290 | 2270 | Rate Constraint in lbs/MMBtu | FALSE | L | Annual | Allowances Sold NOX | Thousand Tons | 0 | 0 | 0 | 0 | 0 | 0 | 0 | 0
CT Fac. Spec. - NOX Rate Winter v.4.10 Final, Unit 1207 and retrofits | 290 | 2270 | Rate Constraint in lbs/MMBtu | FALSE | L | Annual | Allowances Banked | Thousand Tons | 0 | 0 | 0 | 0 | 0 | 0 | 0 | 0
CT Fac. Spec. - NOX Rate Winter v.4.10 Final, Unit 1207 and retrofits | 290 | 2270 | Rate Constraint in lbs/MMBtu | FALSE | L | Annual | Allowances Withdrawn (1:1) | Thousand Tons | 0 | 0 | 0 | 0 | 0 | 0 | 0 | 0
CT Fac. Spec. - NOX Rate Winter v.4.10 Final, Unit 1207 and retrofits | 290 | 2270 | Rate Constraint in lbs/MMBtu | FALSE | L | Annual | Allowances Withdrawn (n:1) | Thousand Tons | 0 | 0 | 0 | 0 | 0 | 0 | 0 | 0
CT Fac. Spec. - NOX Rate Winter v.4.10 Final, Unit 1207 and retrofits | 290 | 2270 | Rate Constraint in lbs/MMBtu | FALSE | L | Annual | Net Emissions Allowance Position | Thousand Tons | 0 | 0 | 0 | 0 | 0 | 0 | 0 | 0
CT Fac. Spec. - NOX Rate Winter v.4.10 Final, Unit 1207 and retrofits | 290 | 2270 | Rate Constraint in lbs/MMBtu | FALSE | L | Annual | Fuel Consumed | TBtu | 0 | 0 | 0 | 0 | 0 | 0 | 0 | 0
CT Fac. Spec. - NOX Rate Winter v.4.10 Final, Unit 1207 and retrofits | 290 | 2270 | Rate Constraint in lbs/MMBtu | FALSE | L | Annual | Rate | lb/MMBtu | 0 | 0 | 0 | 0 | 0 | 0 | 0 | 0
CT Fac. Spec. - NOX Rate Winter v.4.10 Final, Unit 1207 and retrofits | 290 | 2270 | Rate Constraint in lbs/MMBtu | FALSE | L | Annual | Generation | TWh | 0 | 0 | 0 | 0 | 0 | 0 | 0 | 0
CT Fac. Spec. - NOX Rate Winter v.4.10 Final, Unit 1207 and retrofits | 290 | 2270 | Rate Constraint in lbs/MMBtu | FALSE | L | Annual | Qualifying Generation | TWh | 0 | 0 | 0 | 0 | 0 | 0 | 0 | 0
CT Fac. Spec. - NOX Rate Winter v.4.10 Final, Unit 1207 and retrofits | 290 | 2270 | Rate Constraint in lbs/MMBtu | FALSE | L | Annual | Rate | lb/MWh | 0 | 0 | 0 | 0 | 0 | 0 | 0 | 0
CT Fac. Spec. - NOX Rate Winter v.4.10 Final, Unit 1207 and retrofits | 290 | 2270 | Rate Constraint in lbs/MMBtu | FALSE | L | Annual | Constraint Shadow Price | US2016$/Ton | 0 | 0 | 0 | 0 | 0 | 0 | 0 | 0
CT Fac. Spec. - NOX Rate Winter v.4.10 Final, Unit 1208 and retrofits | 291 | 2270 | Rate Constraint in lbs/MMBtu | FALSE | L | Annual | Seasons Included | Seasons | Winter, WintShld | Winter, WintShld | Winter, WintShld | Winter, WintShld | Winter, WintShld | Winter, WintShld | Winter, WintShld | Winter, WintShld
CT Fac. Spec. - NOX Rate Winter v.4.10 Final, Unit 1208 and retrofits | 291 | 2270 | Rate Constraint in lbs/MMBtu | FALSE | L | Annual | Standard NOX | lb/MMBtu | 0.15 | 0.15 | 0.15 | 0.15 | 0.15 | 0.15 | 0.15 | 0.15
CT Fac. Spec. - NOX Rate Winter v.4.10 Final, Unit 1208 and retrofits | 291 | 2270 | Rate Constraint in lbs/MMBtu | FALSE | L | Annual | Emissions at Affected Plants NOX | Thousand Tons | 0 | 0 | 0 | 0 | 0 | 0 | 0 | 0
CT Fac. Spec. - NOX Rate Winter v.4.10 Final, Unit 1208 and retrofits | 291 | 2270 | Rate Constraint in lbs/MMBtu | FALSE | L | Annual | Allowances Purchased NOX | Thousand Tons | 0 | 0 | 0 | 0 | 0 | 0 | 0 | 0
CT Fac. Spec. - NOX Rate Winter v.4.10 Final, Unit 1208 and retrofits | 291 | 2270 | Rate Constraint in lbs/MMBtu | FALSE | L | Annual | Allowances Sold NOX | Thousand Tons | 0 | 0 | 0 | 0 | 0 | 0 | 0 | 0
CT Fac. Spec. - NOX Rate Winter v.4.10 Final, Unit 1208 and retrofits | 291 | 2270 | Rate Constraint in lbs/MMBtu | FALSE | L | Annual | Allowances Banked | Thousand Tons | 0 | 0 | 0 | 0 | 0 | 0 | 0 | 0
CT Fac. Spec. - NOX Rate Winter v.4.10 Final, Unit 1208 and retrofits | 291 | 2270 | Rate Constraint in lbs/MMBtu | FALSE | L | Annual | Allowances Withdrawn (1:1) | Thousand Tons | 0 | 0 | 0 | 0 | 0 | 0 | 0 | 0
CT Fac. Spec. - NOX Rate Winter v.4.10 Final, Unit 1208 and retrofits | 291 | 2270 | Rate Constraint in lbs/MMBtu | FALSE | L | Annual | Allowances Withdrawn (n:1) | Thousand Tons | 0 | 0 | 0 | 0 | 0 | 0 | 0 | 0
CT Fac. Spec. - NOX Rate Winter v.4.10 Final, Unit 1208 and retrofits | 291 | 2270 | Rate Constraint in lbs/MMBtu | FALSE | L | Annual | Net Emissions Allowance Position | Thousand Tons | 0 | 0 | 0 | 0 | 0 | 0 | 0 | 0
CT Fac. Spec. - NOX Rate Winter v.4.10 Final, Unit 1208 and retrofits | 291 | 2270 | Rate Constraint in lbs/MMBtu | FALSE | L | Annual | Fuel Consumed | TBtu | 0 | 0 | 0 | 0 | 0 | 0 | 0 | 0
CT Fac. Spec. - NOX Rate Winter v.4.10 Final, Unit 1208 and retrofits | 291 | 2270 | Rate Constraint in lbs/MMBtu | FALSE | L | Annual | Rate | lb/MMBtu | 0 | 0 | 0 | 0 | 0 | 0 | 0 | 0
CT Fac. Spec. - NOX Rate Winter v.4.10 Final, Unit 1208 and retrofits | 291 | 2270 | Rate Constraint in lbs/MMBtu | FALSE | L | Annual | Generation | TWh | 0 | 0 | 0 | 0 | 0 | 0 | 0 | 0
CT Fac. Spec. - NOX Rate Winter v.4.10 Final, Unit 1208 and retrofits | 291 | 2270 | Rate Constraint in lbs/MMBtu | FALSE | L | Annual | Qualifying Generation | TWh | 0 | 0 | 0 | 0 | 0 | 0 | 0 | 0
CT Fac. Spec. - NOX Rate Winter v.4.10 Final, Unit 1208 and retrofits | 291 | 2270 | Rate Constraint in lbs/MMBtu | FALSE | L | Annual | Rate | lb/MWh | 0 | 0 | 0 | 0 | 0 | 0 | 0 | 0
CT Fac. Spec. - NOX Rate Winter v.4.10 Final, Unit 1208 and retrofits | 291 | 2270 | Rate Constraint in lbs/MMBtu | FALSE | L | Annual | Constraint Shadow Price | US2016$/Ton | 0 | 0 | 0 | 0 | 0 | 0 | 0 | 0
CT Fac. Spec. - NOX Rate Winter v.4.10 Final, Unit 1209 and retrofits | 292 | 2270 | Rate Constraint in lbs/MMBtu | FALSE | L | Annual | Seasons Included | Seasons | Winter, WintShld | Winter, WintShld | Winter, WintShld | Winter, WintShld | Winter, WintShld | Winter, WintShld | Winter, WintShld | Winter, WintShld
CT Fac. Spec. - NOX Rate Winter v.4.10 Final, Unit 1209 and retrofits | 292 | 2270 | Rate Constraint in lbs/MMBtu | FALSE | L | Annual | Standard NOX | lb/MMBtu | 0.15 | 0.15 | 0.15 | 0.15 | 0.15 | 0.15 | 0.15 | 0.15
CT Fac. Spec. - NOX Rate Winter v.4.10 Final, Unit 1209 and retrofits | 292 | 2270 | Rate Constraint in lbs/MMBtu | FALSE | L | Annual | Emissions at Affected Plants NOX | Thousand Tons | 0 | 0 | 0 | 0 | 0 | 0 | 0 | 0
CT Fac. Spec. - NOX Rate Winter v.4.10 Final, Unit 1209 and retrofits | 292 | 2270 | Rate Constraint in lbs/MMBtu | FALSE | L | Annual | Allowances Purchased NOX | Thousand Tons | 0 | 0 | 0 | 0 | 0 | 0 | 0 | 0
CT Fac. Spec. - NOX Rate Winter v.4.10 Final, Unit 1209 and retrofits | 292 | 2270 | Rate Constraint in lbs/MMBtu | FALSE | L | Annual | Allowances Sold NOX | Thousand Tons | 0 | 0 | 0 | 0 | 0 | 0 | 0 | 0
CT Fac. Spec. - NOX Rate Winter v.4.10 Final, Unit 1209 and retrofits | 292 | 2270 | Rate Constraint in lbs/MMBtu | FALSE | L | Annual | Allowances Banked | Thousand Tons | 0 | 0 | 0 | 0 | 0 | 0 | 0 | 0
CT Fac. Spec. - NOX Rate Winter v.4.10 Final, Unit 1209 and retrofits | 292 | 2270 | Rate Constraint in lbs/MMBtu | FALSE | L | Annual | Allowances Withdrawn (1:1) | Thousand Tons | 0 | 0 | 0 | 0 | 0 | 0 | 0 | 0
CT Fac. Spec. - NOX Rate Winter v.4.10 Final, Unit 1209 and retrofits | 292 | 2270 | Rate Constraint in lbs/MMBtu | FALSE | L | Annual | Allowances Withdrawn (n:1) | Thousand Tons | 0 | 0 | 0 | 0 | 0 | 0 | 0 | 0
CT Fac. Spec. - NOX Rate Winter v.4.10 Final, Unit 1209 and retrofits | 292 | 2270 | Rate Constraint in lbs/MMBtu | FALSE | L | Annual | Net Emissions Allowance Position | Thousand Tons | 0 | 0 | 0 | 0 | 0 | 0 | 0 | 0
CT Fac. Spec. - NOX Rate Winter v.4.10 Final, Unit 1209 and retrofits | 292 | 2270 | Rate Constraint in lbs/MMBtu | FALSE | L | Annual | Fuel Consumed | TBtu | 0 | 0 | 0 | 0 | 0 | 0 | 0 | 0
CT Fac. Spec. - NOX Rate Winter v.4.10 Final, Unit 1209 and retrofits | 292 | 2270 | Rate Constraint in lbs/MMBtu | FALSE | L | Annual | Rate | lb/MMBtu | 0 | 0 | 0 | 0 | 0 | 0 | 0 | 0
CT Fac. Spec. - NOX Rate Winter v.4.10 Final, Unit 1209 and retrofits | 292 | 2270 | Rate Constraint in lbs/MMBtu | FALSE | L | Annual | Generation | TWh | 0 | 0 | 0 | 0 | 0 | 0 | 0 | 0
CT Fac. Spec. - NOX Rate Winter v.4.10 Final, Unit 1209 and retrofits | 292 | 2270 | Rate Constraint in lbs/MMBtu | FALSE | L | Annual | Qualifying Generation | TWh | 0 | 0 | 0 | 0 | 0 | 0 | 0 | 0
CT Fac. Spec. - NOX Rate Winter v.4.10 Final, Unit 1209 and retrofits | 292 | 2270 | Rate Constraint in lbs/MMBtu | FALSE | L | Annual | Rate | lb/MWh | 0 | 0 | 0 | 0 | 0 | 0 | 0 | 0
CT Fac. Spec. - NOX Rate Winter v.4.10 Final, Unit 1209 and retrofits | 292 | 2270 | Rate Constraint in lbs/MMBtu | FALSE | L | Annual | Constraint Shadow Price | US2016$/Ton | 0 | 0 | 0 | 0 | 0 | 0 | 0 | 0
CT Fac. Spec. - NOX Rate Winter v.4.10 Final, Unit 1210 and retrofits | 293 | 2270 | Rate Constraint in lbs/MMBtu | FALSE | L | Annual | Seasons Included | Seasons | Winter, WintShld | Winter, WintShld | Winter, WintShld | Winter, WintShld | Winter, WintShld | Winter, WintShld | Winter, WintShld | Winter, WintShld
CT Fac. Spec. - NOX Rate Winter v.4.10 Final, Unit 1210 and retrofits | 293 | 2270 | Rate Constraint in lbs/MMBtu | FALSE | L | Annual | Standard NOX | lb/MMBtu | 0.15 | 0.15 | 0.15 | 0.15 | 0.15 | 0.15 | 0.15 | 0.15
CT Fac. Spec. - NOX Rate Winter v.4.10 Final, Unit 1210 and retrofits | 293 | 2270 | Rate Constraint in lbs/MMBtu | FALSE | L | Annual | Emissions at Affected Plants NOX | Thousand Tons | 0 | 0 | 0 | 0 | 0 | 0 | 0 | 0
CT Fac. Spec. - NOX Rate Winter v.4.10 Final, Unit 1210 and retrofits | 293 | 2270 | Rate Constraint in lbs/MMBtu | FALSE | L | Annual | Allowances Purchased NOX | Thousand Tons | 0 | 0 | 0 | 0 | 0 | 0 | 0 | 0
CT Fac. Spec. - NOX Rate Winter v.4.10 Final, Unit 1210 and retrofits | 293 | 2270 | Rate Constraint in lbs/MMBtu | FALSE | L | Annual | Allowances Sold NOX | Thousand Tons | 0 | 0 | 0 | 0 | 0 | 0 | 0 | 0
CT Fac. Spec. - NOX Rate Winter v.4.10 Final, Unit 1210 and retrofits | 293 | 2270 | Rate Constraint in lbs/MMBtu | FALSE | L | Annual | Allowances Banked | Thousand Tons | 0 | 0 | 0 | 0 | 0 | 0 | 0 | 0
CT Fac. Spec. - NOX Rate Winter v.4.10 Final, Unit 1210 and retrofits | 293 | 2270 | Rate Constraint in lbs/MMBtu | FALSE | L | Annual | Allowances Withdrawn (1:1) | Thousand Tons | 0 | 0 | 0 | 0 | 0 | 0 | 0 | 0
CT Fac. Spec. - NOX Rate Winter v.4.10 Final, Unit 1210 and retrofits | 293 | 2270 | Rate Constraint in lbs/MMBtu | FALSE | L | Annual | Allowances Withdrawn (n:1) | Thousand Tons | 0 | 0 | 0 | 0 | 0 | 0 | 0 | 0
CT Fac. Spec. - NOX Rate Winter v.4.10 Final, Unit 1210 and retrofits | 293 | 2270 | Rate Constraint in lbs/MMBtu | FALSE | L | Annual | Net Emissions Allowance Position | Thousand Tons | 0 | 0 | 0 | 0 | 0 | 0 | 0 | 0
CT Fac. Spec. - NOX Rate Winter v.4.10 Final, Unit 1210 and retrofits | 293 | 2270 | Rate Constraint in lbs/MMBtu | FALSE | L | Annual | Fuel Consumed | TBtu | 0 | 0 | 0 | 0 | 0 | 0 | 0 | 0
CT Fac. Spec. - NOX Rate Winter v.4.10 Final, Unit 1210 and retrofits | 293 | 2270 | Rate Constraint in lbs/MMBtu | FALSE | L | Annual | Rate | lb/MMBtu | 0 | 0 | 0 | 0 | 0 | 0 | 0 | 0
CT Fac. Spec. - NOX Rate Winter v.4.10 Final, Unit 1210 and retrofits | 293 | 2270 | Rate Constraint in lbs/MMBtu | FALSE | L | Annual | Generation | TWh | 0 | 0 | 0 | 0 | 0 | 0 | 0 | 0
CT Fac. Spec. - NOX Rate Winter v.4.10 Final, Unit 1210 and retrofits | 293 | 2270 | Rate Constraint in lbs/MMBtu | FALSE | L | Annual | Qualifying Generation | TWh | 0 | 0 | 0 | 0 | 0 | 0 | 0 | 0
CT Fac. Spec. - NOX Rate Winter v.4.10 Final, Unit 1210 and retrofits | 293 | 2270 | Rate Constraint in lbs/MMBtu | FALSE | L | Annual | Rate | lb/MWh | 0 | 0 | 0 | 0 | 0 | 0 | 0 | 0
CT Fac. Spec. - NOX Rate Winter v.4.10 Final, Unit 1210 and retrofits | 293 | 2270 | Rate Constraint in lbs/MMBtu | FALSE | L | Annual | Constraint Shadow Price | US2016$/Ton | 0 | 0 | 0 | 0 | 0 | 0 | 0 | 0
CT Fac. Spec. - NOX Rate Winter v.4.10 Final, Unit 1211 and retrofits | 294 | 2270 | Rate Constraint in lbs/MMBtu | FALSE | L | Annual | Seasons Included | Seasons | Winter, WintShld | Winter, WintShld | Winter, WintShld | Winter, WintShld | Winter, WintShld | Winter, WintShld | Winter, WintShld | Winter, WintShld
CT Fac. Spec. - NOX Rate Winter v.4.10 Final, Unit 1211 and retrofits | 294 | 2270 | Rate Constraint in lbs/MMBtu | FALSE | L | Annual | Standard NOX | lb/MMBtu | 0.15 | 0.15 | 0.15 | 0.15 | 0.15 | 0.15 | 0.15 | 0.15
CT Fac. Spec. - NOX Rate Winter v.4.10 Final, Unit 1211 and retrofits | 294 | 2270 | Rate Constraint in lbs/MMBtu | FALSE | L | Annual | Emissions at Affected Plants NOX | Thousand Tons | 0 | 0 | 0 | 0 | 0 | 0 | 0 | 0
CT Fac. Spec. - NOX Rate Winter v.4.10 Final, Unit 1211 and retrofits | 294 | 2270 | Rate Constraint in lbs/MMBtu | FALSE | L | Annual | Allowances Purchased NOX | Thousand Tons | 0 | 0 | 0 | 0 | 0 | 0 | 0 | 0
CT Fac. Spec. - NOX Rate Winter v.4.10 Final, Unit 1211 and retrofits | 294 | 2270 | Rate Constraint in lbs/MMBtu | FALSE | L | Annual | Allowances Sold NOX | Thousand Tons | 0 | 0 | 0 | 0 | 0 | 0 | 0 | 0
CT Fac. Spec. - NOX Rate Winter v.4.10 Final, Unit 1211 and retrofits | 294 | 2270 | Rate Constraint in lbs/MMBtu | FALSE | L | Annual | Allowances Banked | Thousand Tons | 0 | 0 | 0 | 0 | 0 | 0 | 0 | 0
CT Fac. Spec. - NOX Rate Winter v.4.10 Final, Unit 1211 and retrofits | 294 | 2270 | Rate Constraint in lbs/MMBtu | FALSE | L | Annual | Allowances Withdrawn (1:1) | Thousand Tons | 0 | 0 | 0 | 0 | 0 | 0 | 0 | 0
CT Fac. Spec. - NOX Rate Winter v.4.10 Final, Unit 1211 and retrofits | 294 | 2270 | Rate Constraint in lbs/MMBtu | FALSE | L | Annual | Allowances Withdrawn (n:1) | Thousand Tons | 0 | 0 | 0 | 0 | 0 | 0 | 0 | 0
CT Fac. Spec. - NOX Rate Winter v.4.10 Final, Unit 1211 and retrofits | 294 | 2270 | Rate Constraint in lbs/MMBtu | FALSE | L | Annual | Net Emissions Allowance Position | Thousand Tons | 0 | 0 | 0 | 0 | 0 | 0 | 0 | 0
CT Fac. Spec. - NOX Rate Winter v.4.10 Final, Unit 1211 and retrofits | 294 | 2270 | Rate Constraint in lbs/MMBtu | FALSE | L | Annual | Fuel Consumed | TBtu | 0 | 0 | 0 | 0 | 0 | 0 | 0 | 0
CT Fac. Spec. - NOX Rate Winter v.4.10 Final, Unit 1211 and retrofits | 294 | 2270 | Rate Constraint in lbs/MMBtu | FALSE | L | Annual | Rate | lb/MMBtu | 0 | 0 | 0 | 0 | 0 | 0 | 0 | 0
CT Fac. Spec. - NOX Rate Winter v.4.10 Final, Unit 1211 and retrofits | 294 | 2270 | Rate Constraint in lbs/MMBtu | FALSE | L | Annual | Generation | TWh | 0 | 0 | 0 | 0 | 0 | 0 | 0 | 0
CT Fac. Spec. - NOX Rate Winter v.4.10 Final, Unit 1211 and retrofits | 294 | 2270 | Rate Constraint in lbs/MMBtu | FALSE | L | Annual | Qualifying Generation | TWh | 0 | 0 | 0 | 0 | 0 | 0 | 0 | 0
CT Fac. Spec. - NOX Rate Winter v.4.10 Final, Unit 1211 and retrofits | 294 | 2270 | Rate Constraint in lbs/MMBtu | FALSE | L | Annual | Rate | lb/MWh | 0 | 0 | 0 | 0 | 0 | 0 | 0 | 0
CT Fac. Spec. - NOX Rate Winter v.4.10 Final, Unit 1211 and retrofits | 294 | 2270 | Rate Constraint in lbs/MMBtu | FALSE | L | Annual | Constraint Shadow Price | US2016$/Ton | 0 | 0 | 0 | 0 | 0 | 0 | 0 | 0
CT Fac. Spec. - NOX Rate Winter v.4.10 Final, Unit 1212 and retrofits | 295 | 2270 | Rate Constraint in lbs/MMBtu | FALSE | L | Annual | Seasons Included | Seasons | Winter, WintShld | Winter, WintShld | Winter, WintShld | Winter, WintShld | Winter, WintShld | Winter, WintShld | Winter, WintShld | Winter, WintShld
CT Fac. Spec. - NOX Rate Winter v.4.10 Final, Unit 1212 and retrofits | 295 | 2270 | Rate Constraint in lbs/MMBtu | FALSE | L | Annual | Standard NOX | lb/MMBtu | 0.15 | 0.15 | 0.15 | 0.15 | 0.15 | 0.15 | 0.15 | 0.15
CT Fac. Spec. - NOX Rate Winter v.4.10 Final, Unit 1212 and retrofits | 295 | 2270 | Rate Constraint in lbs/MMBtu | FALSE | L | Annual | Emissions at Affected Plants NOX | Thousand Tons | 0 | 0 | 0 | 0 | 0 | 0 | 0 | 0
CT Fac. Spec. - NOX Rate Winter v.4.10 Final, Unit 1212 and retrofits | 295 | 2270 | Rate Constraint in lbs/MMBtu | FALSE | L | Annual | Allowances Purchased NOX | Thousand Tons | 0 | 0 | 0 | 0 | 0 | 0 | 0 | 0
CT Fac. Spec. - NOX Rate Winter v.4.10 Final, Unit 1212 and retrofits | 295 | 2270 | Rate Constraint in lbs/MMBtu | FALSE | L | Annual | Allowances Sold NOX | Thousand Tons | 0 | 0 | 0 | 0 | 0 | 0 | 0 | 0
CT Fac. Spec. - NOX Rate Winter v.4.10 Final, Unit 1212 and retrofits | 295 | 2270 | Rate Constraint in lbs/MMBtu | FALSE | L | Annual | Allowances Banked | Thousand Tons | 0 | 0 | 0 | 0 | 0 | 0 | 0 | 0
CT Fac. Spec. - NOX Rate Winter v.4.10 Final, Unit 1212 and retrofits | 295 | 2270 | Rate Constraint in lbs/MMBtu | FALSE | L | Annual | Allowances Withdrawn (1:1) | Thousand Tons | 0 | 0 | 0 | 0 | 0 | 0 | 0 | 0
CT Fac. Spec. - NOX Rate Winter v.4.10 Final, Unit 1212 and retrofits | 295 | 2270 | Rate Constraint in lbs/MMBtu | FALSE | L | Annual | Allowances Withdrawn (n:1) | Thousand Tons | 0 | 0 | 0 | 0 | 0 | 0 | 0 | 0
CT Fac. Spec. - NOX Rate Winter v.4.10 Final, Unit 1212 and retrofits | 295 | 2270 | Rate Constraint in lbs/MMBtu | FALSE | L | Annual | Net Emissions Allowance Position | Thousand Tons | 0 | 0 | 0 | 0 | 0 | 0 | 0 | 0
CT Fac. Spec. - NOX Rate Winter v.4.10 Final, Unit 1212 and retrofits | 295 | 2270 | Rate Constraint in lbs/MMBtu | FALSE | L | Annual | Fuel Consumed | TBtu | 0 | 0 | 0 | 0 | 0 | 0 | 0 | 0
CT Fac. Spec. - NOX Rate Winter v.4.10 Final, Unit 1212 and retrofits | 295 | 2270 | Rate Constraint in lbs/MMBtu | FALSE | L | Annual | Rate | lb/MMBtu | 0 | 0 | 0 | 0 | 0 | 0 | 0 | 0
CT Fac. Spec. - NOX Rate Winter v.4.10 Final, Unit 1212 and retrofits | 295 | 2270 | Rate Constraint in lbs/MMBtu | FALSE | L | Annual | Generation | TWh | 0 | 0 | 0 | 0 | 0 | 0 | 0 | 0
CT Fac. Spec. - NOX Rate Winter v.4.10 Final, Unit 1212 and retrofits | 295 | 2270 | Rate Constraint in lbs/MMBtu | FALSE | L | Annual | Qualifying Generation | TWh | 0 | 0 | 0 | 0 | 0 | 0 | 0 | 0
CT Fac. Spec. - NOX Rate Winter v.4.10 Final, Unit 1212 and retrofits | 295 | 2270 | Rate Constraint in lbs/MMBtu | FALSE | L | Annual | Rate | lb/MWh | 0 | 0 | 0 | 0 | 0 | 0 | 0 | 0
CT Fac. Spec. - NOX Rate Winter v.4.10 Final, Unit 1212 and retrofits | 295 | 2270 | Rate Constraint in lbs/MMBtu | FALSE | L | Annual | Constraint Shadow Price | US2016$/Ton | 0 | 0 | 0 | 0 | 0 | 0 | 0 | 0
CT Fac. Spec. - NOX Rate Winter v.4.10 Final, Unit 1213 and retrofits | 296 | 2270 | Rate Constraint in lbs/MMBtu | FALSE | L | Annual | Seasons Included | Seasons | Winter, WintShld | Winter, WintShld | Winter, WintShld | Winter, WintShld | Winter, WintShld | Winter, WintShld | Winter, WintShld | Winter, WintShld
CT Fac. Spec. - NOX Rate Winter v.4.10 Final, Unit 1213 and retrofits | 296 | 2270 | Rate Constraint in lbs/MMBtu | FALSE | L | Annual | Standard NOX | lb/MMBtu | 0.15 | 0.15 | 0.15 | 0.15 | 0.15 | 0.15 | 0.15 | 0.15
CT Fac. Spec. - NOX Rate Winter v.4.10 Final, Unit 1213 and retrofits | 296 | 2270 | Rate Constraint in lbs/MMBtu | FALSE | L | Annual | Emissions at Affected Plants NOX | Thousand Tons | 0 | 0 | 0 | 0 | 0 | 0 | 0 | 0
CT Fac. Spec. - NOX Rate Winter v.4.10 Final, Unit 1213 and retrofits | 296 | 2270 | Rate Constraint in lbs/MMBtu | FALSE | L | Annual | Allowances Purchased NOX | Thousand Tons | 0 | 0 | 0 | 0 | 0 | 0 | 0 | 0
CT Fac. Spec. - NOX Rate Winter v.4.10 Final, Unit 1213 and retrofits | 296 | 2270 | Rate Constraint in lbs/MMBtu | FALSE | L | Annual | Allowances Sold NOX | Thousand Tons | 0 | 0 | 0 | 0 | 0 | 0 | 0 | 0
CT Fac. Spec. - NOX Rate Winter v.4.10 Final, Unit 1213 and retrofits | 296 | 2270 | Rate Constraint in lbs/MMBtu | FALSE | L | Annual | Allowances Banked | Thousand Tons | 0 | 0 | 0 | 0 | 0 | 0 | 0 | 0
CT Fac. Spec. - NOX Rate Winter v.4.10 Final, Unit 1213 and retrofits | 296 | 2270 | Rate Constraint in lbs/MMBtu | FALSE | L | Annual | Allowances Withdrawn (1:1) | Thousand Tons | 0 | 0 | 0 | 0 | 0 | 0 | 0 | 0
CT Fac. Spec. - NOX Rate Winter v.4.10 Final, Unit 1213 and retrofits | 296 | 2270 | Rate Constraint in lbs/MMBtu | FALSE | L | Annual | Allowances Withdrawn (n:1) | Thousand Tons | 0 | 0 | 0 | 0 | 0 | 0 | 0 | 0
CT Fac. Spec. - NOX Rate Winter v.4.10 Final, Unit 1213 and retrofits | 296 | 2270 | Rate Constraint in lbs/MMBtu | FALSE | L | Annual | Net Emissions Allowance Position | Thousand Tons | 0 | 0 | 0 | 0 | 0 | 0 | 0 | 0
CT Fac. Spec. - NOX Rate Winter v.4.10 Final, Unit 1213 and retrofits | 296 | 2270 | Rate Constraint in lbs/MMBtu | FALSE | L | Annual | Fuel Consumed | TBtu | 0 | 0 | 0 | 0 | 0 | 0 | 0 | 0
CT Fac. Spec. - NOX Rate Winter v.4.10 Final, Unit 1213 and retrofits | 296 | 2270 | Rate Constraint in lbs/MMBtu | FALSE | L | Annual | Rate | lb/MMBtu | 0 | 0 | 0 | 0 | 0 | 0 | 0 | 0
CT Fac. Spec. - NOX Rate Winter v.4.10 Final, Unit 1213 and retrofits | 296 | 2270 | Rate Constraint in lbs/MMBtu | FALSE | L | Annual | Generation | TWh | 0 | 0 | 0 | 0 | 0 | 0 | 0 | 0
CT Fac. Spec. - NOX Rate Winter v.4.10 Final, Unit 1213 and retrofits | 296 | 2270 | Rate Constraint in lbs/MMBtu | FALSE | L | Annual | Qualifying Generation | TWh | 0 | 0 | 0 | 0 | 0 | 0 | 0 | 0
CT Fac. Spec. - NOX Rate Winter v.4.10 Final, Unit 1213 and retrofits | 296 | 2270 | Rate Constraint in lbs/MMBtu | FALSE | L | Annual | Rate | lb/MWh | 0 | 0 | 0 | 0 | 0 | 0 | 0 | 0
CT Fac. Spec. - NOX Rate Winter v.4.10 Final, Unit 1213 and retrofits | 296 | 2270 | Rate Constraint in lbs/MMBtu | FALSE | L | Annual | Constraint Shadow Price | US2016$/Ton | 0 | 0 | 0 | 0 | 0 | 0 | 0 | 0
CT Fac. Spec. - NOX Rate Winter v.4.10 Final, Unit 1214 and retrofits | 297 | 2270 | Rate Constraint in lbs/MMBtu | FALSE | L | Annual | Seasons Included | Seasons | Winter, WintShld | Winter, WintShld | Winter, WintShld | Winter, WintShld | Winter, WintShld | Winter, WintShld | Winter, WintShld | Winter, WintShld
CT Fac. Spec. - NOX Rate Winter v.4.10 Final, Unit 1214 and retrofits | 297 | 2270 | Rate Constraint in lbs/MMBtu | FALSE | L | Annual | Standard NOX | lb/MMBtu | 0.15 | 0.15 | 0.15 | 0.15 | 0.15 | 0.15 | 0.15 | 0.15
CT Fac. Spec. - NOX Rate Winter v.4.10 Final, Unit 1214 and retrofits | 297 | 2270 | Rate Constraint in lbs/MMBtu | FALSE | L | Annual | Emissions at Affected Plants NOX | Thousand Tons | 0 | 0 | 0 | 0 | 0 | 0 | 0 | 0
CT Fac. Spec. - NOX Rate Winter v.4.10 Final, Unit 1214 and retrofits | 297 | 2270 | Rate Constraint in lbs/MMBtu | FALSE | L | Annual | Allowances Purchased NOX | Thousand Tons | 0 | 0 | 0 | 0 | 0 | 0 | 0 | 0
CT Fac. Spec. - NOX Rate Winter v.4.10 Final, Unit 1214 and retrofits | 297 | 2270 | Rate Constraint in lbs/MMBtu | FALSE | L | Annual | Allowances Sold NOX | Thousand Tons | 0 | 0 | 0 | 0 | 0 | 0 | 0 | 0
CT Fac. Spec. - NOX Rate Winter v.4.10 Final, Unit 1214 and retrofits | 297 | 2270 | Rate Constraint in lbs/MMBtu | FALSE | L | Annual | Allowances Banked | Thousand Tons | 0 | 0 | 0 | 0 | 0 | 0 | 0 | 0
CT Fac. Spec. - NOX Rate Winter v.4.10 Final, Unit 1214 and retrofits | 297 | 2270 | Rate Constraint in lbs/MMBtu | FALSE | L | Annual | Allowances Withdrawn (1:1) | Thousand Tons | 0 | 0 | 0 | 0 | 0 | 0 | 0 | 0
CT Fac. Spec. - NOX Rate Winter v.4.10 Final, Unit 1214 and retrofits | 297 | 2270 | Rate Constraint in lbs/MMBtu | FALSE | L | Annual | Allowances Withdrawn (n:1) | Thousand Tons | 0 | 0 | 0 | 0 | 0 | 0 | 0 | 0
CT Fac. Spec. - NOX Rate Winter v.4.10 Final, Unit 1214 and retrofits | 297 | 2270 | Rate Constraint in lbs/MMBtu | FALSE | L | Annual | Net Emissions Allowance Position | Thousand Tons | 0 | 0 | 0 | 0 | 0 | 0 | 0 | 0
CT Fac. Spec. - NOX Rate Winter v.4.10 Final, Unit 1214 and retrofits | 297 | 2270 | Rate Constraint in lbs/MMBtu | FALSE | L | Annual | Fuel Consumed | TBtu | 0 | 0 | 0 | 0 | 0 | 0 | 0 | 0
CT Fac. Spec. - NOX Rate Winter v.4.10 Final, Unit 1214 and retrofits | 297 | 2270 | Rate Constraint in lbs/MMBtu | FALSE | L | Annual | Rate | lb/MMBtu | 0 | 0 | 0 | 0 | 0 | 0 | 0 | 0
CT Fac. Spec. - NOX Rate Winter v.4.10 Final, Unit 1214 and retrofits | 297 | 2270 | Rate Constraint in lbs/MMBtu | FALSE | L | Annual | Generation | TWh | 0 | 0 | 0 | 0 | 0 | 0 | 0 | 0
CT Fac. Spec. - NOX Rate Winter v.4.10 Final, Unit 1214 and retrofits | 297 | 2270 | Rate Constraint in lbs/MMBtu | FALSE | L | Annual | Qualifying Generation | TWh | 0 | 0 | 0 | 0 | 0 | 0 | 0 | 0
CT Fac. Spec. - NOX Rate Winter v.4.10 Final, Unit 1214 and retrofits | 297 | 2270 | Rate Constraint in lbs/MMBtu | FALSE | L | Annual | Rate | lb/MWh | 0 | 0 | 0 | 0 | 0 | 0 | 0 | 0
CT Fac. Spec. - NOX Rate Winter v.4.10 Final, Unit 1214 and retrofits | 297 | 2270 | Rate Constraint in lbs/MMBtu | FALSE | L | Annual | Constraint Shadow Price | US2016$/Ton | 0 | 0 | 0 | 0 | 0 | 0 | 0 | 0
CT Fac. Spec. - NOX Rate Winter v.4.10 Final, Unit 1215 and retrofits | 298 | 2270 | Rate Constraint in lbs/MMBtu | FALSE | L | Annual | Seasons Included | Seasons | Winter, WintShld | Winter, WintShld | Winter, WintShld | Winter, WintShld | Winter, WintShld | Winter, WintShld | Winter, WintShld | Winter, WintShld
CT Fac. Spec. - NOX Rate Winter v.4.10 Final, Unit 1215 and retrofits | 298 | 2270 | Rate Constraint in lbs/MMBtu | FALSE | L | Annual | Standard NOX | lb/MMBtu | 0.15 | 0.15 | 0.15 | 0.15 | 0.15 | 0.15 | 0.15 | 0.15
CT Fac. Spec. - NOX Rate Winter v.4.10 Final, Unit 1215 and retrofits | 298 | 2270 | Rate Constraint in lbs/MMBtu | FALSE | L | Annual | Emissions at Affected Plants NOX | Thousand Tons | 0 | 0 | 0 | 0 | 0 | 0 | 0 | 0
CT Fac. Spec. - NOX Rate Winter v.4.10 Final, Unit 1215 and retrofits | 298 | 2270 | Rate Constraint in lbs/MMBtu | FALSE | L | Annual | Allowances Purchased NOX | Thousand Tons | 0 | 0 | 0 | 0 | 0 | 0 | 0 | 0
CT Fac. Spec. - NOX Rate Winter v.4.10 Final, Unit 1215 and retrofits | 298 | 2270 | Rate Constraint in lbs/MMBtu | FALSE | L | Annual | Allowances Sold NOX | Thousand Tons | 0 | 0 | 0 | 0 | 0 | 0 | 0 | 0
CT Fac. Spec. - NOX Rate Winter v.4.10 Final, Unit 1215 and retrofits | 298 | 2270 | Rate Constraint in lbs/MMBtu | FALSE | L | Annual | Allowances Banked | Thousand Tons | 0 | 0 | 0 | 0 | 0 | 0 | 0 | 0
CT Fac. Spec. - NOX Rate Winter v.4.10 Final, Unit 1215 and retrofits | 298 | 2270 | Rate Constraint in lbs/MMBtu | FALSE | L | Annual | Allowances Withdrawn (1:1) | Thousand Tons | 0 | 0 | 0 | 0 | 0 | 0 | 0 | 0
CT Fac. Spec. - NOX Rate Winter v.4.10 Final, Unit 1215 and retrofits | 298 | 2270 | Rate Constraint in lbs/MMBtu | FALSE | L | Annual | Allowances Withdrawn (n:1) | Thousand Tons | 0 | 0 | 0 | 0 | 0 | 0 | 0 | 0
CT Fac. Spec. - NOX Rate Winter v.4.10 Final, Unit 1215 and retrofits | 298 | 2270 | Rate Constraint in lbs/MMBtu | FALSE | L | Annual | Net Emissions Allowance Position | Thousand Tons | 0 | 0 | 0 | 0 | 0 | 0 | 0 | 0
CT Fac. Spec. - NOX Rate Winter v.4.10 Final, Unit 1215 and retrofits | 298 | 2270 | Rate Constraint in lbs/MMBtu | FALSE | L | Annual | Fuel Consumed | TBtu | 0 | 0 | 0 | 0 | 0 | 0 | 0 | 0
CT Fac. Spec. - NOX Rate Winter v.4.10 Final, Unit 1215 and retrofits | 298 | 2270 | Rate Constraint in lbs/MMBtu | FALSE | L | Annual | Rate | lb/MMBtu | 0 | 0 | 0 | 0 | 0 | 0 | 0 | 0
CT Fac. Spec. - NOX Rate Winter v.4.10 Final, Unit 1215 and retrofits | 298 | 2270 | Rate Constraint in lbs/MMBtu | FALSE | L | Annual | Generation | TWh | 0 | 0 | 0 | 0 | 0 | 0 | 0 | 0
CT Fac. Spec. - NOX Rate Winter v.4.10 Final, Unit 1215 and retrofits | 298 | 2270 | Rate Constraint in lbs/MMBtu | FALSE | L | Annual | Qualifying Generation | TWh | 0 | 0 | 0 | 0 | 0 | 0 | 0 | 0
CT Fac. Spec. - NOX Rate Winter v.4.10 Final, Unit 1215 and retrofits | 298 | 2270 | Rate Constraint in lbs/MMBtu | FALSE | L | Annual | Rate | lb/MWh | 0 | 0 | 0 | 0 | 0 | 0 | 0 | 0
CT Fac. Spec. - NOX Rate Winter v.4.10 Final, Unit 1215 and retrofits | 298 | 2270 | Rate Constraint in lbs/MMBtu | FALSE | L | Annual | Constraint Shadow Price | US2016$/Ton | 0 | 0 | 0 | 0 | 0 | 0 | 0 | 0
CT Fac. Spec. - NOX Rate Winter v.4.10 Final, Unit 1216 and retrofits | 299 | 2270 | Rate Constraint in lbs/MMBtu | FALSE | L | Annual | Seasons Included | Seasons | Winter, WintShld | Winter, WintShld | Winter, WintShld | Winter, WintShld | Winter, WintShld | Winter, WintShld | Winter, WintShld | Winter, WintShld
CT Fac. Spec. - NOX Rate Winter v.4.10 Final, Unit 1216 and retrofits | 299 | 2270 | Rate Constraint in lbs/MMBtu | FALSE | L | Annual | Standard NOX | lb/MMBtu | 0.15 | 0.15 | 0.15 | 0.15 | 0.15 | 0.15 | 0.15 | 0.15
CT Fac. Spec. - NOX Rate Winter v.4.10 Final, Unit 1216 and retrofits | 299 | 2270 | Rate Constraint in lbs/MMBtu | FALSE | L | Annual | Emissions at Affected Plants NOX | Thousand Tons | 0 | 0 | 0 | 0 | 0 | 0 | 0 | 0
CT Fac. Spec. - NOX Rate Winter v.4.10 Final, Unit 1216 and retrofits | 299 | 2270 | Rate Constraint in lbs/MMBtu | FALSE | L | Annual | Allowances Purchased NOX | Thousand Tons | 0 | 0 | 0 | 0 | 0 | 0 | 0 | 0
CT Fac. Spec. - NOX Rate Winter v.4.10 Final, Unit 1216 and retrofits | 299 | 2270 | Rate Constraint in lbs/MMBtu | FALSE | L | Annual | Allowances Sold NOX | Thousand Tons | 0 | 0 | 0 | 0 | 0 | 0 | 0 | 0
CT Fac. Spec. - NOX Rate Winter v.4.10 Final, Unit 1216 and retrofits | 299 | 2270 | Rate Constraint in lbs/MMBtu | FALSE | L | Annual | Allowances Banked | Thousand Tons | 0 | 0 | 0 | 0 | 0 | 0 | 0 | 0
CT Fac. Spec. - NOX Rate Winter v.4.10 Final, Unit 1216 and retrofits | 299 | 2270 | Rate Constraint in lbs/MMBtu | FALSE | L | Annual | Allowances Withdrawn (1:1) | Thousand Tons | 0 | 0 | 0 | 0 | 0 | 0 | 0 | 0
CT Fac. Spec. - NOX Rate Winter v.4.10 Final, Unit 1216 and retrofits | 299 | 2270 | Rate Constraint in lbs/MMBtu | FALSE | L | Annual | Allowances Withdrawn (n:1) | Thousand Tons | 0 | 0 | 0 | 0 | 0 | 0 | 0 | 0
CT Fac. Spec. - NOX Rate Winter v.4.10 Final, Unit 1216 and retrofits | 299 | 2270 | Rate Constraint in lbs/MMBtu | FALSE | L | Annual | Net Emissions Allowance Position | Thousand Tons | 0 | 0 | 0 | 0 | 0 | 0 | 0 | 0
CT Fac. Spec. - NOX Rate Winter v.4.10 Final, Unit 1216 and retrofits | 299 | 2270 | Rate Constraint in lbs/MMBtu | FALSE | L | Annual | Fuel Consumed | TBtu | 0 | 0 | 0 | 0 | 0 | 0 | 0 | 0
CT Fac. Spec. - NOX Rate Winter v.4.10 Final, Unit 1216 and retrofits | 299 | 2270 | Rate Constraint in lbs/MMBtu | FALSE | L | Annual | Rate | lb/MMBtu | 0 | 0 | 0 | 0 | 0 | 0 | 0 | 0
CT Fac. Spec. - NOX Rate Winter v.4.10 Final, Unit 1216 and retrofits | 299 | 2270 | Rate Constraint in lbs/MMBtu | FALSE | L | Annual | Generation | TWh | 0 | 0 | 0 | 0 | 0 | 0 | 0 | 0
CT Fac. Spec. - NOX Rate Winter v.4.10 Final, Unit 1216 and retrofits | 299 | 2270 | Rate Constraint in lbs/MMBtu | FALSE | L | Annual | Qualifying Generation | TWh | 0 | 0 | 0 | 0 | 0 | 0 | 0 | 0
CT Fac. Spec. - NOX Rate Winter v.4.10 Final, Unit 1216 and retrofits | 299 | 2270 | Rate Constraint in lbs/MMBtu | FALSE | L | Annual | Rate | lb/MWh | 0 | 0 | 0 | 0 | 0 | 0 | 0 | 0
CT Fac. Spec. - NOX Rate Winter v.4.10 Final, Unit 1216 and retrofits | 299 | 2270 | Rate Constraint in lbs/MMBtu | FALSE | L | Annual | Constraint Shadow Price | US2016$/Ton | 0 | 0 | 0 | 0 | 0 | 0 | 0 | 0
CT Fac. Spec. - NOX Rate Winter v.4.10 Final, Unit 1221 and retrofits | 300 | 2270 | Rate Constraint in lbs/MMBtu | FALSE | L | Annual | Seasons Included | Seasons | Winter, WintShld | Winter, WintShld | Winter, WintShld | Winter, WintShld | Winter, WintShld | Winter, WintShld | Winter, WintShld | Winter, WintShld
CT Fac. Spec. - NOX Rate Winter v.4.10 Final, Unit 1221 and retrofits | 300 | 2270 | Rate Constraint in lbs/MMBtu | FALSE | L | Annual | Standard NOX | lb/MMBtu | 0.15 | 0.15 | 0.15 | 0.15 | 0.15 | 0.15 | 0.15 | 0.15
CT Fac. Spec. - NOX Rate Winter v.4.10 Final, Unit 1221 and retrofits | 300 | 2270 | Rate Constraint in lbs/MMBtu | FALSE | L | Annual | Emissions at Affected Plants NOX | Thousand Tons | 0 | 0 | 0 | 0 | 0 | 0 | 0 | 0
CT Fac. Spec. - NOX Rate Winter v.4.10 Final, Unit 1221 and retrofits | 300 | 2270 | Rate Constraint in lbs/MMBtu | FALSE | L | Annual | Allowances Purchased NOX | Thousand Tons | 0 | 0 | 0 | 0 | 0 | 0 | 0 | 0
CT Fac. Spec. - NOX Rate Winter v.4.10 Final, Unit 1221 and retrofits | 300 | 2270 | Rate Constraint in lbs/MMBtu | FALSE | L | Annual | Allowances Sold NOX | Thousand Tons | 0 | 0 | 0 | 0 | 0 | 0 | 0 | 0
CT Fac. Spec. - NOX Rate Winter v.4.10 Final, Unit 1221 and retrofits | 300 | 2270 | Rate Constraint in lbs/MMBtu | FALSE | L | Annual | Allowances Banked | Thousand Tons | 0 | 0 | 0 | 0 | 0 | 0 | 0 | 0
CT Fac. Spec. - NOX Rate Winter v.4.10 Final, Unit 1221 and retrofits | 300 | 2270 | Rate Constraint in lbs/MMBtu | FALSE | L | Annual | Allowances Withdrawn (1:1) | Thousand Tons | 0 | 0 | 0 | 0 | 0 | 0 | 0 | 0
CT Fac. Spec. - NOX Rate Winter v.4.10 Final, Unit 1221 and retrofits | 300 | 2270 | Rate Constraint in lbs/MMBtu | FALSE | L | Annual | Allowances Withdrawn (n:1) | Thousand Tons | 0 | 0 | 0 | 0 | 0 | 0 | 0 | 0
CT Fac. Spec. - NOX Rate Winter v.4.10 Final, Unit 1221 and retrofits | 300 | 2270 | Rate Constraint in lbs/MMBtu | FALSE | L | Annual | Net Emissions Allowance Position | Thousand Tons | 0 | 0 | 0 | 0 | 0 | 0 | 0 | 0
CT Fac. Spec. - NOX Rate Winter v.4.10 Final, Unit 1221 and retrofits | 300 | 2270 | Rate Constraint in lbs/MMBtu | FALSE | L | Annual | Fuel Consumed | TBtu | 0 | 0 | 0 | 0 | 0 | 0 | 0 | 0
CT Fac. Spec. - NOX Rate Winter v.4.10 Final, Unit 1221 and retrofits | 300 | 2270 | Rate Constraint in lbs/MMBtu | FALSE | L | Annual | Rate | lb/MMBtu | 0 | 0 | 0 | 0 | 0 | 0 | 0 | 0
CT Fac. Spec. - NOX Rate Winter v.4.10 Final, Unit 1221 and retrofits | 300 | 2270 | Rate Constraint in lbs/MMBtu | FALSE | L | Annual | Generation | TWh | 0 | 0 | 0 | 0 | 0 | 0 | 0 | 0
CT Fac. Spec. - NOX Rate Winter v.4.10 Final, Unit 1221 and retrofits | 300 | 2270 | Rate Constraint in lbs/MMBtu | FALSE | L | Annual | Qualifying Generation | TWh | 0 | 0 | 0 | 0 | 0 | 0 | 0 | 0
CT Fac. Spec. - NOX Rate Winter v.4.10 Final, Unit 1221 and retrofits | 300 | 2270 | Rate Constraint in lbs/MMBtu | FALSE | L | Annual | Rate | lb/MWh | 0 | 0 | 0 | 0 | 0 | 0 | 0 | 0
CT Fac. Spec. - NOX Rate Winter v.4.10 Final, Unit 1221 and retrofits | 300 | 2270 | Rate Constraint in lbs/MMBtu | FALSE | L | Annual | Constraint Shadow Price | US2016$/Ton | 0 | 0 | 0 | 0 | 0 | 0 | 0 | 0
CT Fac. Spec. - NOX Rate Winter v.4.10 Final, Unit 1222 and retrofits | 301 | 2270 | Rate Constraint in lbs/MMBtu | FALSE | L | Annual | Seasons Included | Seasons | Winter, WintShld | Winter, WintShld | Winter, WintShld | Winter, WintShld | Winter, WintShld | Winter, WintShld | Winter, WintShld | Winter, WintShld
CT Fac. Spec. - NOX Rate Winter v.4.10 Final, Unit 1222 and retrofits | 301 | 2270 | Rate Constraint in lbs/MMBtu | FALSE | L | Annual | Standard NOX | lb/MMBtu | 0.15 | 0.15 | 0.15 | 0.15 | 0.15 | 0.15 | 0.15 | 0.15
CT Fac. Spec. - NOX Rate Winter v.4.10 Final, Unit 1222 and retrofits | 301 | 2270 | Rate Constraint in lbs/MMBtu | FALSE | L | Annual | Emissions at Affected Plants NOX | Thousand Tons | 0 | 0 | 0 | 0 | 0 | 0 | 0 | 0
CT Fac. Spec. - NOX Rate Winter v.4.10 Final, Unit 1222 and retrofits | 301 | 2270 | Rate Constraint in lbs/MMBtu | FALSE | L | Annual | Allowances Purchased NOX | Thousand Tons | 0 | 0 | 0 | 0 | 0 | 0 | 0 | 0
CT Fac. Spec. - NOX Rate Winter v.4.10 Final, Unit 1222 and retrofits | 301 | 2270 | Rate Constraint in lbs/MMBtu | FALSE | L | Annual | Allowances Sold NOX | Thousand Tons | 0 | 0 | 0 | 0 | 0 | 0 | 0 | 0
CT Fac. Spec. - NOX Rate Winter v.4.10 Final, Unit 1222 and retrofits | 301 | 2270 | Rate Constraint in lbs/MMBtu | FALSE | L | Annual | Allowances Banked | Thousand Tons | 0 | 0 | 0 | 0 | 0 | 0 | 0 | 0
CT Fac. Spec. - NOX Rate Winter v.4.10 Final, Unit 1222 and retrofits | 301 | 2270 | Rate Constraint in lbs/MMBtu | FALSE | L | Annual | Allowances Withdrawn (1:1) | Thousand Tons | 0 | 0 | 0 | 0 | 0 | 0 | 0 | 0
CT Fac. Spec. - NOX Rate Winter v.4.10 Final, Unit 1222 and retrofits | 301 | 2270 | Rate Constraint in lbs/MMBtu | FALSE | L | Annual | Allowances Withdrawn (n:1) | Thousand Tons | 0 | 0 | 0 | 0 | 0 | 0 | 0 | 0
CT Fac. Spec. - NOX Rate Winter v.4.10 Final, Unit 1222 and retrofits | 301 | 2270 | Rate Constraint in lbs/MMBtu | FALSE | L | Annual | Net Emissions Allowance Position | Thousand Tons | 0 | 0 | 0 | 0 | 0 | 0 | 0 | 0
CT Fac. Spec. - NOX Rate Winter v.4.10 Final, Unit 1222 and retrofits | 301 | 2270 | Rate Constraint in lbs/MMBtu | FALSE | L | Annual | Fuel Consumed | TBtu | 0 | 0 | 0 | 0 | 0 | 0 | 0 | 0
CT Fac. Spec. - NOX Rate Winter v.4.10 Final, Unit 1222 and retrofits | 301 | 2270 | Rate Constraint in lbs/MMBtu | FALSE | L | Annual | Rate | lb/MMBtu | 0 | 0 | 0 | 0 | 0 | 0 | 0 | 0
CT Fac. Spec. - NOX Rate Winter v.4.10 Final, Unit 1222 and retrofits | 301 | 2270 | Rate Constraint in lbs/MMBtu | FALSE | L | Annual | Generation | TWh | 0 | 0 | 0 | 0 | 0 | 0 | 0 | 0
CT Fac. Spec. - NOX Rate Winter v.4.10 Final, Unit 1222 and retrofits | 301 | 2270 | Rate Constraint in lbs/MMBtu | FALSE | L | Annual | Qualifying Generation | TWh | 0 | 0 | 0 | 0 | 0 | 0 | 0 | 0
CT Fac. Spec. - NOX Rate Winter v.4.10 Final, Unit 1222 and retrofits | 301 | 2270 | Rate Constraint in lbs/MMBtu | FALSE | L | Annual | Rate | lb/MWh | 0 | 0 | 0 | 0 | 0 | 0 | 0 | 0
CT Fac. Spec. - NOX Rate Winter v.4.10 Final, Unit 1222 and retrofits | 301 | 2270 | Rate Constraint in lbs/MMBtu | FALSE | L | Annual | Constraint Shadow Price | US2016$/Ton | 0 | 0 | 0 | 0 | 0 | 0 | 0 | 0
CT Fac. Spec. - NOX Rate Winter v.4.10 Final, Unit 1223 and retrofits | 302 | 2270 | Rate Constraint in lbs/MMBtu | FALSE | L | Annual | Seasons Included | Seasons | Winter, WintShld | Winter, WintShld | Winter, WintShld | Winter, WintShld | Winter, WintShld | Winter, WintShld | Winter, WintShld | Winter, WintShld
CT Fac. Spec. - NOX Rate Winter v.4.10 Final, Unit 1223 and retrofits | 302 | 2270 | Rate Constraint in lbs/MMBtu | FALSE | L | Annual | Standard NOX | lb/MMBtu | 0.15 | 0.15 | 0.15 | 0.15 | 0.15 | 0.15 | 0.15 | 0.15
CT Fac. Spec. - NOX Rate Winter v.4.10 Final, Unit 1223 and retrofits | 302 | 2270 | Rate Constraint in lbs/MMBtu | FALSE | L | Annual | Emissions at Affected Plants NOX | Thousand Tons | 0 | 0 | 0 | 0 | 0 | 0 | 0 | 0
CT Fac. Spec. - NOX Rate Winter v.4.10 Final, Unit 1223 and retrofits | 302 | 2270 | Rate Constraint in lbs/MMBtu | FALSE | L | Annual | Allowances Purchased NOX | Thousand Tons | 0 | 0 | 0 | 0 | 0 | 0 | 0 | 0
CT Fac. Spec. - NOX Rate Winter v.4.10 Final, Unit 1223 and retrofits | 302 | 2270 | Rate Constraint in lbs/MMBtu | FALSE | L | Annual | Allowances Sold NOX | Thousand Tons | 0 | 0 | 0 | 0 | 0 | 0 | 0 | 0
CT Fac. Spec. - NOX Rate Winter v.4.10 Final, Unit 1223 and retrofits | 302 | 2270 | Rate Constraint in lbs/MMBtu | FALSE | L | Annual | Allowances Banked | Thousand Tons | 0 | 0 | 0 | 0 | 0 | 0 | 0 | 0
CT Fac. Spec. - NOX Rate Winter v.4.10 Final, Unit 1223 and retrofits | 302 | 2270 | Rate Constraint in lbs/MMBtu | FALSE | L | Annual | Allowances Withdrawn (1:1) | Thousand Tons | 0 | 0 | 0 | 0 | 0 | 0 | 0 | 0
CT Fac. Spec. - NOX Rate Winter v.4.10 Final, Unit 1223 and retrofits | 302 | 2270 | Rate Constraint in lbs/MMBtu | FALSE | L | Annual | Allowances Withdrawn (n:1) | Thousand Tons | 0 | 0 | 0 | 0 | 0 | 0 | 0 | 0
CT Fac. Spec. - NOX Rate Winter v.4.10 Final, Unit 1223 and retrofits | 302 | 2270 | Rate Constraint in lbs/MMBtu | FALSE | L | Annual | Net Emissions Allowance Position | Thousand Tons | 0 | 0 | 0 | 0 | 0 | 0 | 0 | 0
CT Fac. Spec. - NOX Rate Winter v.4.10 Final, Unit 1223 and retrofits | 302 | 2270 | Rate Constraint in lbs/MMBtu | FALSE | L | Annual | Fuel Consumed | TBtu | 0 | 0 | 0 | 0 | 0 | 0 | 0 | 0
CT Fac. Spec. - NOX Rate Winter v.4.10 Final, Unit 1223 and retrofits | 302 | 2270 | Rate Constraint in lbs/MMBtu | FALSE | L | Annual | Rate | lb/MMBtu | 0 | 0 | 0 | 0 | 0 | 0 | 0 | 0
CT Fac. Spec. - NOX Rate Winter v.4.10 Final, Unit 1223 and retrofits | 302 | 2270 | Rate Constraint in lbs/MMBtu | FALSE | L | Annual | Generation | TWh | 0 | 0 | 0 | 0 | 0 | 0 | 0 | 0
CT Fac. Spec. - NOX Rate Winter v.4.10 Final, Unit 1223 and retrofits | 302 | 2270 | Rate Constraint in lbs/MMBtu | FALSE | L | Annual | Qualifying Generation | TWh | 0 | 0 | 0 | 0 | 0 | 0 | 0 | 0
CT Fac. Spec. - NOX Rate Winter v.4.10 Final, Unit 1223 and retrofits | 302 | 2270 | Rate Constraint in lbs/MMBtu | FALSE | L | Annual | Rate | lb/MWh | 0 | 0 | 0 | 0 | 0 | 0 | 0 | 0
CT Fac. Spec. - NOX Rate Winter v.4.10 Final, Unit 1223 and retrofits | 302 | 2270 | Rate Constraint in lbs/MMBtu | FALSE | L | Annual | Constraint Shadow Price | US2016$/Ton | 0 | 0 | 0 | 0 | 0 | 0 | 0 | 0
CT Fac. Spec. - NOX Rate Winter v.4.10 Final, Unit 3131 and retrofits | 303 | 2270 | Rate Constraint in lbs/MMBtu | FALSE | L | Annual | Seasons Included | Seasons | Winter, WintShld | Winter, WintShld | Winter, WintShld | Winter, WintShld | Winter, WintShld | Winter, WintShld | Winter, WintShld | Winter, WintShld
CT Fac. Spec. - NOX Rate Winter v.4.10 Final, Unit 3131 and retrofits | 303 | 2270 | Rate Constraint in lbs/MMBtu | FALSE | L | Annual | Standard NOX | lb/MMBtu | 0.15 | 0.15 | 0.15 | 0.15 | 0.15 | 0.15 | 0.15 | 0.15
CT Fac. Spec. - NOX Rate Winter v.4.10 Final, Unit 3131 and retrofits | 303 | 2270 | Rate Constraint in lbs/MMBtu | FALSE | L | Annual | Emissions at Affected Plants NOX | Thousand Tons | 0.0080674 | 0.0074925 | 0.0071597 | 0.00090332 | 0.0028931 | 0.0028931 | 0.0042647 | 0.00072015
CT Fac. Spec. - NOX Rate Winter v.4.10 Final, Unit 3131 and retrofits | 303 | 2270 | Rate Constraint in lbs/MMBtu | FALSE | L | Annual | Allowances Purchased NOX | Thousand Tons | 0 | 0 | 0 | 0 | 0 | 0 | 0 | 0
CT Fac. Spec. - NOX Rate Winter v.4.10 Final, Unit 3131 and retrofits | 303 | 2270 | Rate Constraint in lbs/MMBtu | FALSE | L | Annual | Allowances Sold NOX | Thousand Tons | 0 | 0 | 0 | 0 | 0 | 0 | 0 | 0
CT Fac. Spec. - NOX Rate Winter v.4.10 Final, Unit 3131 and retrofits | 303 | 2270 | Rate Constraint in lbs/MMBtu | FALSE | L | Annual | Allowances Banked | Thousand Tons | 0 | 0 | 0 | 0 | 0 | 0 | 0 | 0
CT Fac. Spec. - NOX Rate Winter v.4.10 Final, Unit 3131 and retrofits | 303 | 2270 | Rate Constraint in lbs/MMBtu | FALSE | L | Annual | Allowances Withdrawn (1:1) | Thousand Tons | 0 | 0 | 0 | 0 | 0 | 0 | 0 | 0
CT Fac. Spec. - NOX Rate Winter v.4.10 Final, Unit 3131 and retrofits | 303 | 2270 | Rate Constraint in lbs/MMBtu | FALSE | L | Annual | Allowances Withdrawn (n:1) | Thousand Tons | 0 | 0 | 0 | 0 | 0 | 0 | 0 | 0
CT Fac. Spec. - NOX Rate Winter v.4.10 Final, Unit 3131 and retrofits | 303 | 2270 | Rate Constraint in lbs/MMBtu | FALSE | L | Annual | Net Emissions Allowance Position | Thousand Tons | 0.0080674 | 0.0074925 | 0.0071597 | 0.00090332 | 0.0028931 | 0.0028931 | 0.0042647 | 0.00072015
CT Fac. Spec. - NOX Rate Winter v.4.10 Final, Unit 3131 and retrofits | 303 | 2270 | Rate Constraint in lbs/MMBtu | FALSE | L | Annual | Fuel Consumed | TBtu | 3.957 | 3.675 | 3.5118 | 0.44307 | 1.4191 | 1.4191 | 2.0918 | 0.35323
CT Fac. Spec. - NOX Rate Winter v.4.10 Final, Unit 3131 and retrofits | 303 | 2270 | Rate Constraint in lbs/MMBtu | FALSE | L | Annual | Rate | lb/MMBtu | 0.0040775 | 0.0040775 | 0.0040775 | 0.0040775 | 0.0040775 | 0.0040775 | 0.0040775 | 0.0040775
CT Fac. Spec. - NOX Rate Winter v.4.10 Final, Unit 3131 and retrofits | 303 | 2270 | Rate Constraint in lbs/MMBtu | FALSE | L | Annual | Generation | TWh | 0.55709 | 0.51739 | 0.49441 | 0.062378 | 0.19978 | 0.19978 | 0.2945 | 0.04973
CT Fac. Spec. - NOX Rate Winter v.4.10 Final, Unit 3131 and retrofits | 303 | 2270 | Rate Constraint in lbs/MMBtu | FALSE | L | Annual | Qualifying Generation | TWh | 0.55709 | 0.51739 | 0.49441 | 0.062378 | 0.19978 | 0.19978 | 0.2945 | 0.04973
CT Fac. Spec. - NOX Rate Winter v.4.10 Final, Unit 3131 and retrofits | 303 | 2270 | Rate Constraint in lbs/MMBtu | FALSE | L | Annual | Rate | lb/MWh | 0.028962 | 0.028962 | 0.028962 | 0.028962 | 0.028962 | 0.028962 | 0.028962 | 0.028962
CT Fac. Spec. - NOX Rate Winter v.4.10 Final, Unit 3131 and retrofits | 303 | 2270 | Rate Constraint in lbs/MMBtu | FALSE | L | Annual | Constraint Shadow Price | US2016$/Ton | 0 | 0 | 0 | 0 | 0 | 0 | 0 | 0
CT Fac. Spec. - NOX Rate Winter v.4.10 Final, Unit 3132 and retrofits | 304 | 2270 | Rate Constraint in lbs/MMBtu | FALSE | L | Annual | Seasons Included | Seasons | Winter, WintShld | Winter, WintShld | Winter, WintShld | Winter, WintShld | Winter, WintShld | Winter, WintShld | Winter, WintShld | Winter, WintShld
CT Fac. Spec. - NOX Rate Winter v.4.10 Final, Unit 3132 and retrofits | 304 | 2270 | Rate Constraint in lbs/MMBtu | FALSE | L | Annual | Standard NOX | lb/MMBtu | 0.15 | 0.15 | 0.15 | 0.15 | 0.15 | 0.15 | 0.15 | 0.15
CT Fac. Spec. - NOX Rate Winter v.4.10 Final, Unit 3132 and retrofits | 304 | 2270 | Rate Constraint in lbs/MMBtu | FALSE | L | Annual | Emissions at Affected Plants NOX | Thousand Tons | 0.0071828 | 0.0058445 | 0.0058445 | 0.0006598 | 0.0028931 | 0.00095535 | 0.0042647 | 0.00072015
CT Fac. Spec. - NOX Rate Winter v.4.10 Final, Unit 3132 and retrofits | 304 | 2270 | Rate Constraint in lbs/MMBtu | FALSE | L | Annual | Allowances Purchased NOX | Thousand Tons | 0 | 0 | 0 | 0 | 0 | 0 | 0 | 0
CT Fac. Spec. - NOX Rate Winter v.4.10 Final, Unit 3132 and retrofits | 304 | 2270 | Rate Constraint in lbs/MMBtu | FALSE | L | Annual | Allowances Sold NOX | Thousand Tons | 0 | 0 | 0 | 0 | 0 | 0 | 0 | 0
CT Fac. Spec. - NOX Rate Winter v.4.10 Final, Unit 3132 and retrofits | 304 | 2270 | Rate Constraint in lbs/MMBtu | FALSE | L | Annual | Allowances Banked | Thousand Tons | 0 | 0 | 0 | 0 | 0 | 0 | 0 | 0
CT Fac. Spec. - NOX Rate Winter v.4.10 Final, Unit 3132 and retrofits | 304 | 2270 | Rate Constraint in lbs/MMBtu | FALSE | L | Annual | Allowances Withdrawn (1:1) | Thousand Tons | 0 | 0 | 0 | 0 | 0 | 0 | 0 | 0
CT Fac. Spec. - NOX Rate Winter v.4.10 Final, Unit 3132 and retrofits | 304 | 2270 | Rate Constraint in lbs/MMBtu | FALSE | L | Annual | Allowances Withdrawn (n:1) | Thousand Tons | 0 | 0 | 0 | 0 | 0 | 0 | 0 | 0
CT Fac. Spec. - NOX Rate Winter v.4.10 Final, Unit 3132 and retrofits | 304 | 2270 | Rate Constraint in lbs/MMBtu | FALSE | L | Annual | Net Emissions Allowance Position | Thousand Tons | 0.0071828 | 0.0058445 | 0.0058445 | 0.0006598 | 0.0028931 | 0.00095535 | 0.0042647 | 0.00072015
CT Fac. Spec. - NOX Rate Winter v.4.10 Final, Unit 3132 and retrofits | 304 | 2270 | Rate Constraint in lbs/MMBtu | FALSE | L | Annual | Fuel Consumed | TBtu | 3.5231 | 2.8667 | 2.8667 | 0.32363 | 1.4191 | 0.4686 | 2.0918 | 0.35323
CT Fac. Spec. - NOX Rate Winter v.4.10 Final, Unit 3132 and retrofits | 304 | 2270 | Rate Constraint in lbs/MMBtu | FALSE | L | Annual | Rate | lb/MMBtu | 0.0040775 | 0.0040775 | 0.0040775 | 0.0040775 | 0.0040775 | 0.0040775 | 0.0040775 | 0.0040775
CT Fac. Spec. - NOX Rate Winter v.4.10 Final, Unit 3132 and retrofits | 304 | 2270 | Rate Constraint in lbs/MMBtu | FALSE | L | Annual | Generation | TWh | 0.49601 | 0.40359 | 0.40359 | 0.045562 | 0.19978 | 0.065972 | 0.2945 | 0.04973
CT Fac. Spec. - NOX Rate Winter v.4.10 Final, Unit 3132 and retrofits | 304 | 2270 | Rate Constraint in lbs/MMBtu | FALSE | L | Annual | Qualifying Generation | TWh | 0.49601 | 0.40359 | 0.40359 | 0.045562 | 0.19978 | 0.065972 | 0.2945 | 0.04973
CT Fac. Spec. - NOX Rate Winter v.4.10 Final, Unit 3132 and retrofits | 304 | 2270 | Rate Constraint in lbs/MMBtu | FALSE | L | Annual | Rate | lb/MWh | 0.028962 | 0.028962 | 0.028962 | 0.028962 | 0.028962 | 0.028962 | 0.028962 | 0.028962
CT Fac. Spec. - NOX Rate Winter v.4.10 Final, Unit 3132 and retrofits | 304 | 2270 | Rate Constraint in lbs/MMBtu | FALSE | L | Annual | Constraint Shadow Price | US2016$/Ton | 0 | 0 | 0 | 0 | 0 | 0 | 0 | 0
CT Fac. Spec. - NOX Rate Winter v.4.10 Final, Unit 3133 and retrofits | 305 | 2270 | Rate Constraint in lbs/MMBtu | FALSE | L | Annual | Seasons Included | Seasons | Winter, WintShld | Winter, WintShld | Winter, WintShld | Winter, WintShld | Winter, WintShld | Winter, WintShld | Winter, WintShld | Winter, WintShld
CT Fac. Spec. - NOX Rate Winter v.4.10 Final, Unit 3133 and retrofits | 305 | 2270 | Rate Constraint in lbs/MMBtu | FALSE | L | Annual | Standard NOX | lb/MMBtu | 0.15 | 0.15 | 0.15 | 0.15 | 0.15 | 0.15 | 0.15 | 0.15
CT Fac. Spec. - NOX Rate Winter v.4.10 Final, Unit 3133 and retrofits | 305 | 2270 | Rate Constraint in lbs/MMBtu | FALSE | L | Annual | Emissions at Affected Plants NOX | Thousand Tons | 0.011074 | 0.0090582 | 0.0094813 | 0.0009661 | 0.001461 | 0.0026907 | 0.0052923 | 0.0010284
CT Fac. Spec. - NOX Rate Winter v.4.10 Final, Unit 3133 and retrofits | 305 | 2270 | Rate Constraint in lbs/MMBtu | FALSE | L | Annual | Allowances Purchased NOX | Thousand Tons | 0 | 0 | 0 | 0 | 0 | 0 | 0 | 0
CT Fac. Spec. - NOX Rate Winter v.4.10 Final, Unit 3133 and retrofits | 305 | 2270 | Rate Constraint in lbs/MMBtu | FALSE | L | Annual | Allowances Sold NOX | Thousand Tons | 0 | 0 | 0 | 0 | 0 | 0 | 0 | 0
CT Fac. Spec. - NOX Rate Winter v.4.10 Final, Unit 3133 and retrofits | 305 | 2270 | Rate Constraint in lbs/MMBtu | FALSE | L | Annual | Allowances Banked | Thousand Tons | 0 | 0 | 0 | 0 | 0 | 0 | 0 | 0
CT Fac. Spec. - NOX Rate Winter v.4.10 Final, Unit 3133 and retrofits | 305 | 2270 | Rate Constraint in lbs/MMBtu | FALSE | L | Annual | Allowances Withdrawn (1:1) | Thousand Tons | 0 | 0 | 0 | 0 | 0 | 0 | 0 | 0
CT Fac. Spec. - NOX Rate Winter v.4.10 Final, Unit 3133 and retrofits | 305 | 2270 | Rate Constraint in lbs/MMBtu | FALSE | L | Annual | Allowances Withdrawn (n:1) | Thousand Tons | 0 | 0 | 0 | 0 | 0 | 0 | 0 | 0
CT Fac. Spec. - NOX Rate Winter v.4.10 Final, Unit 3133 and retrofits | 305 | 2270 | Rate Constraint in lbs/MMBtu | FALSE | L | Annual | Net Emissions Allowance Position | Thousand Tons | 0.011074 | 0.0090582 | 0.0094813 | 0.0009661 | 0.001461 | 0.0026907 | 0.0052923 | 0.0010284
CT Fac. Spec. - NOX Rate Winter v.4.10 Final, Unit 3133 and retrofits | 305 | 2270 | Rate Constraint in lbs/MMBtu | FALSE | L | Annual | Fuel Consumed | TBtu | 5.4316 | 4.443 | 4.6506 | 0.47387 | 0.7166 | 1.3198 | 2.5958 | 0.50444
CT Fac. Spec. - NOX Rate Winter v.4.10 Final, Unit 3133 and retrofits | 305 | 2270 | Rate Constraint in lbs/MMBtu | FALSE | L | Annual | Rate | lb/MMBtu | 0.0040775 | 0.0040775 | 0.0040775 | 0.0040775 | 0.0040775 | 0.0040775 | 0.0040775 | 0.0040775
CT Fac. Spec. - NOX Rate Winter v.4.10 Final, Unit 3133 and retrofits | 305 | 2270 | Rate Constraint in lbs/MMBtu | FALSE | L | Annual | Generation | TWh | 0.76469 | 0.62551 | 0.65473 | 0.066714 | 0.10089 | 0.1858 | 0.36546 | 0.071018
CT Fac. Spec. - NOX Rate Winter v.4.10 Final, Unit 3133 and retrofits | 305 | 2270 | Rate Constraint in lbs/MMBtu | FALSE | L | Annual | Qualifying Generation | TWh | 0.76469 | 0.62551 | 0.65473 | 0.066714 | 0.10089 | 0.1858 | 0.36546 | 0.071018
CT Fac. Spec. - NOX Rate Winter v.4.10 Final, Unit 3133 and retrofits | 305 | 2270 | Rate Constraint in lbs/MMBtu | FALSE | L | Annual | Rate | lb/MWh | 0.028962 | 0.028962 | 0.028962 | 0.028962 | 0.028962 | 0.028962 | 0.028962 | 0.028962
CT Fac. Spec. - NOX Rate Winter v.4.10 Final, Unit 3133 and retrofits | 305 | 2270 | Rate Constraint in lbs/MMBtu | FALSE | L | Annual | Constraint Shadow Price | US2016$/Ton | 0 | 0 | 0 | 0 | 0 | 0 | 0 | 0
CT Fac. Spec. - NOX Rate Winter v.4.10 Final, Unit 3135 and retrofits | 306 | 2270 | Rate Constraint in lbs/MMBtu | FALSE | L | Annual | Seasons Included | Seasons | Winter, WintShld | Winter, WintShld | Winter, WintShld | Winter, WintShld | Winter, WintShld | Winter, WintShld | Winter, WintShld | Winter, WintShld
CT Fac. Spec. - NOX Rate Winter v.4.10 Final, Unit 3135 and retrofits | 306 | 2270 | Rate Constraint in lbs/MMBtu | FALSE | L | Annual | Standard NOX | lb/MMBtu | 0.15 | 0.15 | 0.15 | 0.15 | 0.15 | 0.15 | 0.15 | 0.15
CT Fac. Spec. - NOX Rate Winter v.4.10 Final, Unit 3135 and retrofits | 306 | 2270 | Rate Constraint in lbs/MMBtu | FALSE | L | Annual | Emissions at Affected Plants NOX | Thousand Tons | 0 | 0 | 0 | 0 | 0 | 0 | 0 | 0
CT Fac. Spec. - NOX Rate Winter v.4.10 Final, Unit 3135 and retrofits | 306 | 2270 | Rate Constraint in lbs/MMBtu | FALSE | L | Annual | Allowances Purchased NOX | Thousand Tons | 0 | 0 | 0 | 0 | 0 | 0 | 0 | 0
CT Fac. Spec. - NOX Rate Winter v.4.10 Final, Unit 3135 and retrofits | 306 | 2270 | Rate Constraint in lbs/MMBtu | FALSE | L | Annual | Allowances Sold NOX | Thousand Tons | 0 | 0 | 0 | 0 | 0 | 0 | 0 | 0
CT Fac. Spec. - NOX Rate Winter v.4.10 Final, Unit 3135 and retrofits | 306 | 2270 | Rate Constraint in lbs/MMBtu | FALSE | L | Annual | Allowances Banked | Thousand Tons | 0 | 0 | 0 | 0 | 0 | 0 | 0 | 0
CT Fac. Spec. - NOX Rate Winter v.4.10 Final, Unit 3135 and retrofits | 306 | 2270 | Rate Constraint in lbs/MMBtu | FALSE | L | Annual | Allowances Withdrawn (1:1) | Thousand Tons | 0 | 0 | 0 | 0 | 0 | 0 | 0 | 0
CT Fac. Spec. - NOX Rate Winter v.4.10 Final, Unit 3135 and retrofits | 306 | 2270 | Rate Constraint in lbs/MMBtu | FALSE | L | Annual | Allowances Withdrawn (n:1) | Thousand Tons | 0 | 0 | 0 | 0 | 0 | 0 | 0 | 0
CT Fac. Spec. - NOX Rate Winter v.4.10 Final, Unit 3135 and retrofits | 306 | 2270 | Rate Constraint in lbs/MMBtu | FALSE | L | Annual | Net Emissions Allowance Position | Thousand Tons | 0 | 0 | 0 | 0 | 0 | 0 | 0 | 0
CT Fac. Spec. - NOX Rate Winter v.4.10 Final, Unit 3135 and retrofits | 306 | 2270 | Rate Constraint in lbs/MMBtu | FALSE | L | Annual | Fuel Consumed | TBtu | 0 | 0 | 0 | 0 | 0 | 0 | 0 | 0
CT Fac. Spec. - NOX Rate Winter v.4.10 Final, Unit 3135 and retrofits | 306 | 2270 | Rate Constraint in lbs/MMBtu | FALSE | L | Annual | Rate | lb/MMBtu | 0 | 0 | 0 | 0 | 0 | 0 | 0 | 0
CT Fac. Spec. - NOX Rate Winter v.4.10 Final, Unit 3135 and retrofits | 306 | 2270 | Rate Constraint in lbs/MMBtu | FALSE | L | Annual | Generation | TWh | 0 | 0 | 0 | 0 | 0 | 0 | 0 | 0
CT Fac. Spec. - NOX Rate Winter v.4.10 Final, Unit 3135 and retrofits | 306 | 2270 | Rate Constraint in lbs/MMBtu | FALSE | L | Annual | Qualifying Generation | TWh | 0 | 0 | 0 | 0 | 0 | 0 | 0 | 0
CT Fac. Spec. - NOX Rate Winter v.4.10 Final, Unit 3135 and retrofits | 306 | 2270 | Rate Constraint in lbs/MMBtu | FALSE | L | Annual | Rate | lb/MWh | 0 | 0 | 0 | 0 | 0 | 0 | 0 | 0
CT Fac. Spec. - NOX Rate Winter v.4.10 Final, Unit 3135 and retrofits | 306 | 2270 | Rate Constraint in lbs/MMBtu | FALSE | L | Annual | Constraint Shadow Price | US2016$/Ton | 0 | 0 | 0 | 0 | 0 | 0 | 0 | 0
CT Fac. Spec. - NOX Rate Winter v.4.10 Final, Unit 3136 and retrofits | 307 | 2270 | Rate Constraint in lbs/MMBtu | FALSE | L | Annual | Seasons Included | Seasons | Winter, WintShld | Winter, WintShld | Winter, WintShld | Winter, WintShld | Winter, WintShld | Winter, WintShld | Winter, WintShld | Winter, WintShld
CT Fac. Spec. - NOX Rate Winter v.4.10 Final, Unit 3136 and retrofits | 307 | 2270 | Rate Constraint in lbs/MMBtu | FALSE | L | Annual | Standard NOX | lb/MMBtu | 0.15 | 0.15 | 0.15 | 0.15 | 0.15 | 0.15 | 0.15 | 0.15
CT Fac. Spec. - NOX Rate Winter v.4.10 Final, Unit 3136 and retrofits | 307 | 2270 | Rate Constraint in lbs/MMBtu | FALSE | L | Annual | Emissions at Affected Plants NOX | Thousand Tons | 0 | 0 | 0 | 0 | 0 | 0 | 0 | 0
CT Fac. Spec. - NOX Rate Winter v.4.10 Final, Unit 3136 and retrofits | 307 | 2270 | Rate Constraint in lbs/MMBtu | FALSE | L | Annual | Allowances Purchased NOX | Thousand Tons | 0 | 0 | 0 | 0 | 0 | 0 | 0 | 0
CT Fac. Spec. - NOX Rate Winter v.4.10 Final, Unit 3136 and retrofits | 307 | 2270 | Rate Constraint in lbs/MMBtu | FALSE | L | Annual | Allowances Sold NOX | Thousand Tons | 0 | 0 | 0 | 0 | 0 | 0 | 0 | 0
CT Fac. Spec. - NOX Rate Winter v.4.10 Final, Unit 3136 and retrofits | 307 | 2270 | Rate Constraint in lbs/MMBtu | FALSE | L | Annual | Allowances Banked | Thousand Tons | 0 | 0 | 0 | 0 | 0 | 0 | 0 | 0
CT Fac. Spec. - NOX Rate Winter v.4.10 Final, Unit 3136 and retrofits | 307 | 2270 | Rate Constraint in lbs/MMBtu | FALSE | L | Annual | Allowances Withdrawn (1:1) | Thousand Tons | 0 | 0 | 0 | 0 | 0 | 0 | 0 | 0
CT Fac. Spec. - NOX Rate Winter v.4.10 Final, Unit 3136 and retrofits | 307 | 2270 | Rate Constraint in lbs/MMBtu | FALSE | L | Annual | Allowances Withdrawn (n:1) | Thousand Tons | 0 | 0 | 0 | 0 | 0 | 0 | 0 | 0
CT Fac. Spec. - NOX Rate Winter v.4.10 Final, Unit 3136 and retrofits | 307 | 2270 | Rate Constraint in lbs/MMBtu | FALSE | L | Annual | Net Emissions Allowance Position | Thousand Tons | 0 | 0 | 0 | 0 | 0 | 0 | 0 | 0
CT Fac. Spec. - NOX Rate Winter v.4.10 Final, Unit 3136 and retrofits | 307 | 2270 | Rate Constraint in lbs/MMBtu | FALSE | L | Annual | Fuel Consumed | TBtu | 0 | 0 | 0 | 0 | 0 | 0 | 0 | 0
CT Fac. Spec. - NOX Rate Winter v.4.10 Final, Unit 3136 and retrofits | 307 | 2270 | Rate Constraint in lbs/MMBtu | FALSE | L | Annual | Rate | lb/MMBtu | 0 | 0 | 0 | 0 | 0 | 0 | 0 | 0
CT Fac. Spec. - NOX Rate Winter v.4.10 Final, Unit 3136 and retrofits | 307 | 2270 | Rate Constraint in lbs/MMBtu | FALSE | L | Annual | Generation | TWh | 0 | 0 | 0 | 0 | 0 | 0 | 0 | 0
CT Fac. Spec. - NOX Rate Winter v.4.10 Final, Unit 3136 and retrofits | 307 | 2270 | Rate Constraint in lbs/MMBtu | FALSE | L | Annual | Qualifying Generation | TWh | 0 | 0 | 0 | 0 | 0 | 0 | 0 | 0
CT Fac. Spec. - NOX Rate Winter v.4.10 Final, Unit 3136 and retrofits | 307 | 2270 | Rate Constraint in lbs/MMBtu | FALSE | L | Annual | Rate | lb/MWh | 0 | 0 | 0 | 0 | 0 | 0 | 0 | 0
CT Fac. Spec. - NOX Rate Winter v.4.10 Final, Unit 3136 and retrofits | 307 | 2270 | Rate Constraint in lbs/MMBtu | FALSE | L | Annual | Constraint Shadow Price | US2016$/Ton | 0 | 0 | 0 | 0 | 0 | 0 | 0 | 0
CT Fac. Spec. - NOX Rate Winter v.4.10 Final, Unit 3138 and retrofits | 308 | 2270 | Rate Constraint in lbs/MMBtu | FALSE | L | Annual | Seasons Included | Seasons | Winter, WintShld | Winter, WintShld | Winter, WintShld | Winter, WintShld | Winter, WintShld | Winter, WintShld | Winter, WintShld | Winter, WintShld
CT Fac. Spec. - NOX Rate Winter v.4.10 Final, Unit 3138 and retrofits | 308 | 2270 | Rate Constraint in lbs/MMBtu | FALSE | L | Annual | Standard NOX | lb/MMBtu | 0.15 | 0.15 | 0.15 | 0.15 | 0.15 | 0.15 | 0.15 | 0.15
CT Fac. Spec. - NOX Rate Winter v.4.10 Final, Unit 3138 and retrofits | 308 | 2270 | Rate Constraint in lbs/MMBtu | FALSE | L | Annual | Emissions at Affected Plants NOX | Thousand Tons | 3.9104e-06 | 7.5008e-06 | 3.626e-06 | 7.1097e-08 | 0 | 0 | 3.5549e-08 | 0
CT Fac. Spec. - NOX Rate Winter v.4.10 Final, Unit 3138 and retrofits | 308 | 2270 | Rate Constraint in lbs/MMBtu | FALSE | L | Annual | Allowances Purchased NOX | Thousand Tons | 0 | 0 | 0 | 0 | 0 | 0 | 0 | 0
CT Fac. Spec. - NOX Rate Winter v.4.10 Final, Unit 3138 and retrofits | 308 | 2270 | Rate Constraint in lbs/MMBtu | FALSE | L | Annual | Allowances Sold NOX | Thousand Tons | 0 | 0 | 0 | 0 | 0 | 0 | 0 | 0
CT Fac. Spec. - NOX Rate Winter v.4.10 Final, Unit 3138 and retrofits | 308 | 2270 | Rate Constraint in lbs/MMBtu | FALSE | L | Annual | Allowances Banked | Thousand Tons | 0 | 0 | 0 | 0 | 0 | 0 | 0 | 0
CT Fac. Spec. - NOX Rate Winter v.4.10 Final, Unit 3138 and retrofits | 308 | 2270 | Rate Constraint in lbs/MMBtu | FALSE | L | Annual | Allowances Withdrawn (1:1) | Thousand Tons | 0 | 0 | 0 | 0 | 0 | 0 | 0 | 0
CT Fac. Spec. - NOX Rate Winter v.4.10 Final, Unit 3138 and retrofits | 308 | 2270 | Rate Constraint in lbs/MMBtu | FALSE | L | Annual | Allowances Withdrawn (n:1) | Thousand Tons | 0 | 0 | 0 | 0 | 0 | 0 | 0 | 0
CT Fac. Spec. - NOX Rate Winter v.4.10 Final, Unit 3138 and retrofits | 308 | 2270 | Rate Constraint in lbs/MMBtu | FALSE | L | Annual | Net Emissions Allowance Position | Thousand Tons | 3.9104e-06 | 7.5008e-06 | 3.626e-06 | 7.1097e-08 | 0 | 0 | 3.5549e-08 | 0
CT Fac. Spec. - NOX Rate Winter v.4.10 Final, Unit 3138 and retrofits | 308 | 2270 | Rate Constraint in lbs/MMBtu | FALSE | L | Annual | Fuel Consumed | TBtu | 0.0018416 | 0.0035325 | 0.0017077 | 3.3484e-05 | 0 | 0 | 1.6742e-05 | 0
CT Fac. Spec. - NOX Rate Winter v.4.10 Final, Unit 3138 and retrofits | 308 | 2270 | Rate Constraint in lbs/MMBtu | FALSE | L | Annual | Rate | lb/MMBtu | 0.0042467 | 0.0042467 | 0.0042467 | 0.0042467 | 0 | 0 | 0.0042467 | 0
CT Fac. Spec. - NOX Rate Winter v.4.10 Final, Unit 3138 and retrofits | 308 | 2270 | Rate Constraint in lbs/MMBtu | FALSE | L | Annual | Generation | TWh | 0.00025008 | 0.0004797 | 0.00023189 | 4.547e-06 | 0 | 0 | 2.2735e-06 | 0
CT Fac. Spec. - NOX Rate Winter v.4.10 Final, Unit 3138 and retrofits | 308 | 2270 | Rate Constraint in lbs/MMBtu | FALSE | L | Annual | Qualifying Generation | TWh | 0.00025008 | 0.0004797 | 0.00023189 | 4.547e-06 | 0 | 0 | 2.2735e-06 | 0
CT Fac. Spec. - NOX Rate Winter v.4.10 Final, Unit 3138 and retrofits | 308 | 2270 | Rate Constraint in lbs/MMBtu | FALSE | L | Annual | Rate | lb/MWh | 0.031272 | 0.031272 | 0.031272 | 0.031272 | 0 | 0 | 0.031272 | 0
CT Fac. Spec. - NOX Rate Winter v.4.10 Final, Unit 3138 and retrofits | 308 | 2270 | Rate Constraint in lbs/MMBtu | FALSE | L | Annual | Constraint Shadow Price | US2016$/Ton | 0 | 0 | 0 | 0 | 0 | 0 | 0 | 0
CT Fac. Spec. - NOX Rate Winter v.4.10 Final, Unit 3139 and retrofits | 309 | 2270 | Rate Constraint in lbs/MMBtu | FALSE | L | Annual | Seasons Included | Seasons | Winter, WintShld | Winter, WintShld | Winter, WintShld | Winter, WintShld | Winter, WintShld | Winter, WintShld | Winter, WintShld | Winter, WintShld
CT Fac. Spec. - NOX Rate Winter v.4.10 Final, Unit 3139 and retrofits | 309 | 2270 | Rate Constraint in lbs/MMBtu | FALSE | L | Annual | Standard NOX | lb/MMBtu | 0.15 | 0.15 | 0.15 | 0.15 | 0.15 | 0.15 | 0.15 | 0.15
CT Fac. Spec. - NOX Rate Winter v.4.10 Final, Unit 3139 and retrofits | 309 | 2270 | Rate Constraint in lbs/MMBtu | FALSE | L | Annual | Emissions at Affected Plants NOX | Thousand Tons | 0 | 0 | 0 | 0 | 0 | 0 | 0 | 0
CT Fac. Spec. - NOX Rate Winter v.4.10 Final, Unit 3139 and retrofits | 309 | 2270 | Rate Constraint in lbs/MMBtu | FALSE | L | Annual | Allowances Purchased NOX | Thousand Tons | 0 | 0 | 0 | 0 | 0 | 0 | 0 | 0
CT Fac. Spec. - NOX Rate Winter v.4.10 Final, Unit 3139 and retrofits | 309 | 2270 | Rate Constraint in lbs/MMBtu | FALSE | L | Annual | Allowances Sold NOX | Thousand Tons | 0 | 0 | 0 | 0 | 0 | 0 | 0 | 0
CT Fac. Spec. - NOX Rate Winter v.4.10 Final, Unit 3139 and retrofits | 309 | 2270 | Rate Constraint in lbs/MMBtu | FALSE | L | Annual | Allowances Banked | Thousand Tons | 0 | 0 | 0 | 0 | 0 | 0 | 0 | 0
CT Fac. Spec. - NOX Rate Winter v.4.10 Final, Unit 3139 and retrofits | 309 | 2270 | Rate Constraint in lbs/MMBtu | FALSE | L | Annual | Allowances Withdrawn (1:1) | Thousand Tons | 0 | 0 | 0 | 0 | 0 | 0 | 0 | 0
CT Fac. Spec. - NOX Rate Winter v.4.10 Final, Unit 3139 and retrofits | 309 | 2270 | Rate Constraint in lbs/MMBtu | FALSE | L | Annual | Allowances Withdrawn (n:1) | Thousand Tons | 0 | 0 | 0 | 0 | 0 | 0 | 0 | 0
CT Fac. Spec. - NOX Rate Winter v.4.10 Final, Unit 3139 and retrofits | 309 | 2270 | Rate Constraint in lbs/MMBtu | FALSE | L | Annual | Net Emissions Allowance Position | Thousand Tons | 0 | 0 | 0 | 0 | 0 | 0 | 0 | 0
CT Fac. Spec. - NOX Rate Winter v.4.10 Final, Unit 3139 and retrofits | 309 | 2270 | Rate Constraint in lbs/MMBtu | FALSE | L | Annual | Fuel Consumed | TBtu | 0 | 0 | 0 | 0 | 0 | 0 | 0 | 0
CT Fac. Spec. - NOX Rate Winter v.4.10 Final, Unit 3139 and retrofits | 309 | 2270 | Rate Constraint in lbs/MMBtu | FALSE | L | Annual | Rate | lb/MMBtu | 0 | 0 | 0 | 0 | 0 | 0 | 0 | 0
CT Fac. Spec. - NOX Rate Winter v.4.10 Final, Unit 3139 and retrofits | 309 | 2270 | Rate Constraint in lbs/MMBtu | FALSE | L | Annual | Generation | TWh | 0 | 0 | 0 | 0 | 0 | 0 | 0 | 0
CT Fac. Spec. - NOX Rate Winter v.4.10 Final, Unit 3139 and retrofits | 309 | 2270 | Rate Constraint in lbs/MMBtu | FALSE | L | Annual | Qualifying Generation | TWh | 0 | 0 | 0 | 0 | 0 | 0 | 0 | 0
CT Fac. Spec. - NOX Rate Winter v.4.10 Final, Unit 3139 and retrofits | 309 | 2270 | Rate Constraint in lbs/MMBtu | FALSE | L | Annual | Rate | lb/MWh | 0 | 0 | 0 | 0 | 0 | 0 | 0 | 0
CT Fac. Spec. - NOX Rate Winter v.4.10 Final, Unit 3139 and retrofits | 309 | 2270 | Rate Constraint in lbs/MMBtu | FALSE | L | Annual | Constraint Shadow Price | US2016$/Ton | 0 | 0 | 0 | 0 | 0 | 0 | 0 | 0
CT Fac. Spec. - NOX Rate Winter v.4.10 Final, Unit 3140 and retrofits | 310 | 2270 | Rate Constraint in lbs/MMBtu | FALSE | L | Annual | Seasons Included | Seasons | Winter, WintShld | Winter, WintShld | Winter, WintShld | Winter, WintShld | Winter, WintShld | Winter, WintShld | Winter, WintShld | Winter, WintShld
CT Fac. Spec. - NOX Rate Winter v.4.10 Final, Unit 3140 and retrofits | 310 | 2270 | Rate Constraint in lbs/MMBtu | FALSE | L | Annual | Standard NOX | lb/MMBtu | 0.15 | 0.15 | 0.15 | 0.15 | 0.15 | 0.15 | 0.15 | 0.15
CT Fac. Spec. - NOX Rate Winter v.4.10 Final, Unit 3140 and retrofits | 310 | 2270 | Rate Constraint in lbs/MMBtu | FALSE | L | Annual | Emissions at Affected Plants NOX | Thousand Tons | 0.00058129 | 0.00063456 | 0.00027519 | 5.3958e-06 | 0 | 0 | 2.6979e-06 | 0
CT Fac. Spec. - NOX Rate Winter v.4.10 Final, Unit 3140 and retrofits | 310 | 2270 | Rate Constraint in lbs/MMBtu | FALSE | L | Annual | Allowances Purchased NOX | Thousand Tons | 0 | 0 | 0 | 0 | 0 | 0 | 0 | 0
CT Fac. Spec. - NOX Rate Winter v.4.10 Final, Unit 3140 and retrofits | 310 | 2270 | Rate Constraint in lbs/MMBtu | FALSE | L | Annual | Allowances Sold NOX | Thousand Tons | 0 | 0 | 0 | 0 | 0 | 0 | 0 | 0
CT Fac. Spec. - NOX Rate Winter v.4.10 Final, Unit 3140 and retrofits | 310 | 2270 | Rate Constraint in lbs/MMBtu | FALSE | L | Annual | Allowances Banked | Thousand Tons | 0 | 0 | 0 | 0 | 0 | 0 | 0 | 0
CT Fac. Spec. - NOX Rate Winter v.4.10 Final, Unit 3140 and retrofits | 310 | 2270 | Rate Constraint in lbs/MMBtu | FALSE | L | Annual | Allowances Withdrawn (1:1) | Thousand Tons | 0 | 0 | 0 | 0 | 0 | 0 | 0 | 0
CT Fac. Spec. - NOX Rate Winter v.4.10 Final, Unit 3140 and retrofits | 310 | 2270 | Rate Constraint in lbs/MMBtu | FALSE | L | Annual | Allowances Withdrawn (n:1) | Thousand Tons | 0 | 0 | 0 | 0 | 0 | 0 | 0 | 0
CT Fac. Spec. - NOX Rate Winter v.4.10 Final, Unit 3140 and retrofits | 310 | 2270 | Rate Constraint in lbs/MMBtu | FALSE | L | Annual | Net Emissions Allowance Position | Thousand Tons | 0.00058129 | 0.00063456 | 0.00027519 | 5.3958e-06 | 0 | 0 | 2.6979e-06 | 0
CT Fac. Spec. - NOX Rate Winter v.4.10 Final, Unit 3140 and retrofits | 310 | 2270 | Rate Constraint in lbs/MMBtu | FALSE | L | Annual | Fuel Consumed | TBtu | 0.3604 | 0.39342 | 0.17061 | 0.0033454 | 0 | 0 | 0.0016727 | 0
CT Fac. Spec. - NOX Rate Winter v.4.10 Final, Unit 3140 and retrofits | 310 | 2270 | Rate Constraint in lbs/MMBtu | FALSE | L | Annual | Rate | lb/MMBtu | 0.0032258 | 0.0032258 | 0.0032258 | 0.0032258 | 0 | 0 | 0.0032258 | 0
CT Fac. Spec. - NOX Rate Winter v.4.10 Final, Unit 3140 and retrofits | 310 | 2270 | Rate Constraint in lbs/MMBtu | FALSE | L | Annual | Generation | TWh | 0.048954 | 0.05344 | 0.023175 | 0.00045441 | 0 | 0 | 0.00022721 | 0
CT Fac. Spec. - NOX Rate Winter v.4.10 Final, Unit 3140 and retrofits | 310 | 2270 | Rate Constraint in lbs/MMBtu | FALSE | L | Annual | Qualifying Generation | TWh | 0.048954 | 0.05344 | 0.023175 | 0.00045441 | 0 | 0 | 0.00022721 | 0
CT Fac. Spec. - NOX Rate Winter v.4.10 Final, Unit 3140 and retrofits | 310 | 2270 | Rate Constraint in lbs/MMBtu | FALSE | L | Annual | Rate | lb/MWh | 0.023749 | 0.023749 | 0.023749 | 0.023749 | 0 | 0 | 0.023749 | 0
CT Fac. Spec. - NOX Rate Winter v.4.10 Final, Unit 3140 and retrofits | 310 | 2270 | Rate Constraint in lbs/MMBtu | FALSE | L | Annual | Constraint Shadow Price | US2016$/Ton | 0 | 0 | 0 | 0 | 0 | 0 | 0 | 0
CT Fac. Spec. - NOX Rate Winter v.4.10 Final, Unit 3141 and retrofits | 311 | 2270 | Rate Constraint in lbs/MMBtu | FALSE | L | Annual | Seasons Included | Seasons | Winter, WintShld | Winter, WintShld | Winter, WintShld | Winter, WintShld | Winter, WintShld | Winter, WintShld | Winter, WintShld | Winter, WintShld
CT Fac. Spec. - NOX Rate Winter v.4.10 Final, Unit 3141 and retrofits | 311 | 2270 | Rate Constraint in lbs/MMBtu | FALSE | L | Annual | Standard NOX | lb/MMBtu | 0.15 | 0.15 | 0.15 | 0.15 | 0.15 | 0.15 | 0.15 | 0.15
CT Fac. Spec. - NOX Rate Winter v.4.10 Final, Unit 3141 and retrofits | 311 | 2270 | Rate Constraint in lbs/MMBtu | FALSE | L | Annual | Emissions at Affected Plants NOX | Thousand Tons | 8.4236e-05 | 0.0006338 | 0.00020973 | 0 | 0 | 0 | 1.3081e-06 | 0
CT Fac. Spec. - NOX Rate Winter v.4.10 Final, Unit 3141 and retrofits | 311 | 2270 | Rate Constraint in lbs/MMBtu | FALSE | L | Annual | Allowances Purchased NOX | Thousand Tons | 0 | 0 | 0 | 0 | 0 | 0 | 0 | 0
CT Fac. Spec. - NOX Rate Winter v.4.10 Final, Unit 3141 and retrofits | 311 | 2270 | Rate Constraint in lbs/MMBtu | FALSE | L | Annual | Allowances Sold NOX | Thousand Tons | 0 | 0 | 0 | 0 | 0 | 0 | 0 | 0
CT Fac. Spec. - NOX Rate Winter v.4.10 Final, Unit 3141 and retrofits | 311 | 2270 | Rate Constraint in lbs/MMBtu | FALSE | L | Annual | Allowances Banked | Thousand Tons | 0 | 0 | 0 | 0 | 0 | 0 | 0 | 0
CT Fac. Spec. - NOX Rate Winter v.4.10 Final, Unit 3141 and retrofits | 311 | 2270 | Rate Constraint in lbs/MMBtu | FALSE | L | Annual | Allowances Withdrawn (1:1) | Thousand Tons | 0 | 0 | 0 | 0 | 0 | 0 | 0 | 0
CT Fac. Spec. - NOX Rate Winter v.4.10 Final, Unit 3141 and retrofits | 311 | 2270 | Rate Constraint in lbs/MMBtu | FALSE | L | Annual | Allowances Withdrawn (n:1) | Thousand Tons | 0 | 0 | 0 | 0 | 0 | 0 | 0 | 0
CT Fac. Spec. - NOX Rate Winter v.4.10 Final, Unit 3141 and retrofits | 311 | 2270 | Rate Constraint in lbs/MMBtu | FALSE | L | Annual | Net Emissions Allowance Position | Thousand Tons | 8.4236e-05 | 0.0006338 | 0.00020973 | 0 | 0 | 0 | 1.3081e-06 | 0
CT Fac. Spec. - NOX Rate Winter v.4.10 Final, Unit 3141 and retrofits | 311 | 2270 | Rate Constraint in lbs/MMBtu | FALSE | L | Annual | Fuel Consumed | TBtu | 0.033622 | 0.25297 | 0.083712 | 0 | 0 | 0 | 0.00052211 | 0
CT Fac. Spec. - NOX Rate Winter v.4.10 Final, Unit 3141 and retrofits | 311 | 2270 | Rate Constraint in lbs/MMBtu | FALSE | L | Annual | Rate | lb/MMBtu | 0.0050108 | 0.0050108 | 0.0050108 | 0 | 0 | 0 | 0.0050108 | 0
CT Fac. Spec. - NOX Rate Winter v.4.10 Final, Unit 3141 and retrofits | 311 | 2270 | Rate Constraint in lbs/MMBtu | FALSE | L | Annual | Generation | TWh | 0.0045337 | 0.034112 | 0.011288 | 0 | 0 | 0 | 7.0404e-05 | 0
CT Fac. Spec. - NOX Rate Winter v.4.10 Final, Unit 3141 and retrofits | 311 | 2270 | Rate Constraint in lbs/MMBtu | FALSE | L | Annual | Qualifying Generation | TWh | 0.0045337 | 0.034112 | 0.011288 | 0 | 0 | 0 | 7.0404e-05 | 0
CT Fac. Spec. - NOX Rate Winter v.4.10 Final, Unit 3141 and retrofits | 311 | 2270 | Rate Constraint in lbs/MMBtu | FALSE | L | Annual | Rate | lb/MWh | 0.03716 | 0.03716 | 0.03716 | 0 | 0 | 0 | 0.03716 | 0
CT Fac. Spec. - NOX Rate Winter v.4.10 Final, Unit 3141 and retrofits | 311 | 2270 | Rate Constraint in lbs/MMBtu | FALSE | L | Annual | Constraint Shadow Price | US2016$/Ton | 0 | 0 | 0 | 0 | 0 | 0 | 0 | 0
CT Fac. Spec. - NOX Rate Winter v.4.10 Final, Unit 3142 and retrofits | 312 | 2270 | Rate Constraint in lbs/MMBtu | FALSE | L | Annual | Seasons Included | Seasons | Winter, WintShld | Winter, WintShld | Winter, WintShld | Winter, WintShld | Winter, WintShld | Winter, WintShld | Winter, WintShld | Winter, WintShld
CT Fac. Spec. - NOX Rate Winter v.4.10 Final, Unit 3142 and retrofits | 312 | 2270 | Rate Constraint in lbs/MMBtu | FALSE | L | Annual | Standard NOX | lb/MMBtu | 0.15 | 0.15 | 0.15 | 0.15 | 0.15 | 0.15 | 0.15 | 0.15
CT Fac. Spec. - NOX Rate Winter v.4.10 Final, Unit 3142 and retrofits | 312 | 2270 | Rate Constraint in lbs/MMBtu | FALSE | L | Annual | Emissions at Affected Plants NOX | Thousand Tons | 0.00025827 | 0.00082895 | 0.00040073 | 5.7738e-06 | 0 | 0 | 3.9287e-06 | 0
CT Fac. Spec. - NOX Rate Winter v.4.10 Final, Unit 3142 and retrofits | 312 | 2270 | Rate Constraint in lbs/MMBtu | FALSE | L | Annual | Allowances Purchased NOX | Thousand Tons | 0 | 0 | 0 | 0 | 0 | 0 | 0 | 0
CT Fac. Spec. - NOX Rate Winter v.4.10 Final, Unit 3142 and retrofits | 312 | 2270 | Rate Constraint in lbs/MMBtu | FALSE | L | Annual | Allowances Sold NOX | Thousand Tons | 0 | 0 | 0 | 0 | 0 | 0 | 0 | 0
CT Fac. Spec. - NOX Rate Winter v.4.10 Final, Unit 3142 and retrofits | 312 | 2270 | Rate Constraint in lbs/MMBtu | FALSE | L | Annual | Allowances Banked | Thousand Tons | 0 | 0 | 0 | 0 | 0 | 0 | 0 | 0
CT Fac. Spec. - NOX Rate Winter v.4.10 Final, Unit 3142 and retrofits | 312 | 2270 | Rate Constraint in lbs/MMBtu | FALSE | L | Annual | Allowances Withdrawn (1:1) | Thousand Tons | 0 | 0 | 0 | 0 | 0 | 0 | 0 | 0
CT Fac. Spec. - NOX Rate Winter v.4.10 Final, Unit 3142 and retrofits | 312 | 2270 | Rate Constraint in lbs/MMBtu | FALSE | L | Annual | Allowances Withdrawn (n:1) | Thousand Tons | 0 | 0 | 0 | 0 | 0 | 0 | 0 | 0
CT Fac. Spec. - NOX Rate Winter v.4.10 Final, Unit 3142 and retrofits | 312 | 2270 | Rate Constraint in lbs/MMBtu | FALSE | L | Annual | Net Emissions Allowance Position | Thousand Tons | 0.00025827 | 0.00082895 | 0.00040073 | 5.7738e-06 | 0 | 0 | 3.9287e-06 | 0
CT Fac. Spec. - NOX Rate Winter v.4.10 Final, Unit 3142 and retrofits | 312 | 2270 | Rate Constraint in lbs/MMBtu | FALSE | L | Annual | Fuel Consumed | TBtu | 0.10592 | 0.33997 | 0.16434 | 0.0023679 | 0 | 0 | 0.0016112 | 0
CT Fac. Spec. - NOX Rate Winter v.4.10 Final, Unit 3142 and retrofits | 312 | 2270 | Rate Constraint in lbs/MMBtu | FALSE | L | Annual | Rate | lb/MMBtu | 0.0048767 | 0.0048767 | 0.0048767 | 0.0048767 | 0 | 0 | 0.0048767 | 0
CT Fac. Spec. - NOX Rate Winter v.4.10 Final, Unit 3142 and retrofits | 312 | 2270 | Rate Constraint in lbs/MMBtu | FALSE | L | Annual | Generation | TWh | 0.01429 | 0.045867 | 0.022173 | 0.00031947 | 0 | 0 | 0.00021738 | 0
CT Fac. Spec. - NOX Rate Winter v.4.10 Final, Unit 3142 and retrofits | 312 | 2270 | Rate Constraint in lbs/MMBtu | FALSE | L | Annual | Qualifying Generation | TWh | 0.01429 | 0.045867 | 0.022173 | 0.00031947 | 0 | 0 | 0.00021738 | 0
CT Fac. Spec. - NOX Rate Winter v.4.10 Final, Unit 3142 and retrofits | 312 | 2270 | Rate Constraint in lbs/MMBtu | FALSE | L | Annual | Rate | lb/MWh | 0.036146 | 0.036146 | 0.036146 | 0.036146 | 0 | 0 | 0.036146 | 0
CT Fac. Spec. - NOX Rate Winter v.4.10 Final, Unit 3142 and retrofits | 312 | 2270 | Rate Constraint in lbs/MMBtu | FALSE | L | Annual | Constraint Shadow Price | US2016$/Ton | 0 | 0 | 0 | 0 | 0 | 0 | 0 | 0
CT Fac. Spec. - NOX Rate Winter v.4.10 Final, Unit 3143 and retrofits | 313 | 2270 | Rate Constraint in lbs/MMBtu | FALSE | L | Annual | Seasons Included | Seasons | Winter, WintShld | Winter, WintShld | Winter, WintShld | Winter, WintShld | Winter, WintShld | Winter, WintShld | Winter, WintShld | Winter, WintShld
CT Fac. Spec. - NOX Rate Winter v.4.10 Final, Unit 3143 and retrofits | 313 | 2270 | Rate Constraint in lbs/MMBtu | FALSE | L | Annual | Standard NOX | lb/MMBtu | 0.15 | 0.15 | 0.15 | 0.15 | 0.15 | 0.15 | 0.15 | 0.15
CT Fac. Spec. - NOX Rate Winter v.4.10 Final, Unit 3143 and retrofits | 313 | 2270 | Rate Constraint in lbs/MMBtu | FALSE | L | Annual | Emissions at Affected Plants NOX | Thousand Tons | 0.030178 | 0.027011 | 0.027011 | 0.027011 | 0.027011 | 0.020469 | 0.020469 | 0.0027224
CT Fac. Spec. - NOX Rate Winter v.4.10 Final, Unit 3143 and retrofits | 313 | 2270 | Rate Constraint in lbs/MMBtu | FALSE | L | Annual | Allowances Purchased NOX | Thousand Tons | 0 | 0 | 0 | 0 | 0 | 0 | 0 | 0
CT Fac. Spec. - NOX Rate Winter v.4.10 Final, Unit 3143 and retrofits | 313 | 2270 | Rate Constraint in lbs/MMBtu | FALSE | L | Annual | Allowances Sold NOX | Thousand Tons | 0 | 0 | 0 | 0 | 0 | 0 | 0 | 0
CT Fac. Spec. - NOX Rate Winter v.4.10 Final, Unit 3143 and retrofits | 313 | 2270 | Rate Constraint in lbs/MMBtu | FALSE | L | Annual | Allowances Banked | Thousand Tons | 0 | 0 | 0 | 0 | 0 | 0 | 0 | 0
CT Fac. Spec. - NOX Rate Winter v.4.10 Final, Unit 3143 and retrofits | 313 | 2270 | Rate Constraint in lbs/MMBtu | FALSE | L | Annual | Allowances Withdrawn (1:1) | Thousand Tons | 0 | 0 | 0 | 0 | 0 | 0 | 0 | 0
CT Fac. Spec. - NOX Rate Winter v.4.10 Final, Unit 3143 and retrofits | 313 | 2270 | Rate Constraint in lbs/MMBtu | FALSE | L | Annual | Allowances Withdrawn (n:1) | Thousand Tons | 0 | 0 | 0 | 0 | 0 | 0 | 0 | 0
CT Fac. Spec. - NOX Rate Winter v.4.10 Final, Unit 3143 and retrofits | 313 | 2270 | Rate Constraint in lbs/MMBtu | FALSE | L | Annual | Net Emissions Allowance Position | Thousand Tons | 0.030178 | 0.027011 | 0.027011 | 0.027011 | 0.027011 | 0.020469 | 0.020469 | 0.0027224
CT Fac. Spec. - NOX Rate Winter v.4.10 Final, Unit 3143 and retrofits | 313 | 2270 | Rate Constraint in lbs/MMBtu | FALSE | L | Annual | Fuel Consumed | TBtu | 0.46327 | 0.41465 | 0.41465 | 0.41465 | 0.41465 | 0.31422 | 0.31422 | 0.041792
CT Fac. Spec. - NOX Rate Winter v.4.10 Final, Unit 3143 and retrofits | 313 | 2270 | Rate Constraint in lbs/MMBtu | FALSE | L | Annual | Rate | lb/MMBtu | 0.13028 | 0.13028 | 0.13028 | 0.13028 | 0.13028 | 0.13028 | 0.13028 | 0.13028
CT Fac. Spec. - NOX Rate Winter v.4.10 Final, Unit 3143 and retrofits | 313 | 2270 | Rate Constraint in lbs/MMBtu | FALSE | L | Annual | Generation | TWh | 0.066106 | 0.059168 | 0.059168 | 0.059168 | 0.059168 | 0.044837 | 0.044837 | 0.0059635
CT Fac. Spec. - NOX Rate Winter v.4.10 Final, Unit 3143 and retrofits | 313 | 2270 | Rate Constraint in lbs/MMBtu | FALSE | L | Annual | Qualifying Generation | TWh | 0.066106 | 0.059168 | 0.059168 | 0.059168 | 0.059168 | 0.044837 | 0.044837 | 0.0059635
CT Fac. Spec. - NOX Rate Winter v.4.10 Final, Unit 3143 and retrofits | 313 | 2270 | Rate Constraint in lbs/MMBtu | FALSE | L | Annual | Rate | lb/MWh | 0.91302 | 0.91302 | 0.91302 | 0.91302 | 0.91302 | 0.91302 | 0.91302 | 0.91302
CT Fac. Spec. - NOX Rate Winter v.4.10 Final, Unit 3143 and retrofits | 313 | 2270 | Rate Constraint in lbs/MMBtu | FALSE | L | Annual | Constraint Shadow Price | US2016$/Ton | 0 | 0 | 0 | 0 | 0 | 0 | 0 | 0
CT Fac. Spec. - NOX Rate Winter v.4.10 Final, Unit 3144 and retrofits | 314 | 2270 | Rate Constraint in lbs/MMBtu | FALSE | L | Annual | Seasons Included | Seasons | Winter, WintShld | Winter, WintShld | Winter, WintShld | Winter, WintShld | Winter, WintShld | Winter, WintShld | Winter, WintShld | Winter, WintShld
CT Fac. Spec. - NOX Rate Winter v.4.10 Final, Unit 3144 and retrofits | 314 | 2270 | Rate Constraint in lbs/MMBtu | FALSE | L | Annual | Standard NOX | lb/MMBtu | 0.15 | 0.15 | 0.15 | 0.15 | 0.15 | 0.15 | 0.15 | 0.15
CT Fac. Spec. - NOX Rate Winter v.4.10 Final, Unit 3144 and retrofits | 314 | 2270 | Rate Constraint in lbs/MMBtu | FALSE | L | Annual | Emissions at Affected Plants NOX | Thousand Tons | 0.0047616 | 0.0056837 | 0.0066819 | 2.5949e-05 | 1.2974e-05 | 0.0042037 | 0.034927 | 0.0059553
CT Fac. Spec. - NOX Rate Winter v.4.10 Final, Unit 3144 and retrofits | 314 | 2270 | Rate Constraint in lbs/MMBtu | FALSE | L | Annual | Allowances Purchased NOX | Thousand Tons | 0 | 0 | 0 | 0 | 0 | 0 | 0 | 0
CT Fac. Spec. - NOX Rate Winter v.4.10 Final, Unit 3144 and retrofits | 314 | 2270 | Rate Constraint in lbs/MMBtu | FALSE | L | Annual | Allowances Sold NOX | Thousand Tons | 0 | 0 | 0 | 0 | 0 | 0 | 0 | 0
CT Fac. Spec. - NOX Rate Winter v.4.10 Final, Unit 3144 and retrofits | 314 | 2270 | Rate Constraint in lbs/MMBtu | FALSE | L | Annual | Allowances Banked | Thousand Tons | 0 | 0 | 0 | 0 | 0 | 0 | 0 | 0
CT Fac. Spec. - NOX Rate Winter v.4.10 Final, Unit 3144 and retrofits | 314 | 2270 | Rate Constraint in lbs/MMBtu | FALSE | L | Annual | Allowances Withdrawn (1:1) | Thousand Tons | 0 | 0 | 0 | 0 | 0 | 0 | 0 | 0
CT Fac. Spec. - NOX Rate Winter v.4.10 Final, Unit 3144 and retrofits | 314 | 2270 | Rate Constraint in lbs/MMBtu | FALSE | L | Annual | Allowances Withdrawn (n:1) | Thousand Tons | 0 | 0 | 0 | 0 | 0 | 0 | 0 | 0
CT Fac. Spec. - NOX Rate Winter v.4.10 Final, Unit 3144 and retrofits | 314 | 2270 | Rate Constraint in lbs/MMBtu | FALSE | L | Annual | Net Emissions Allowance Position | Thousand Tons | 0.0047616 | 0.0056837 | 0.0066819 | 2.5949e-05 | 1.2974e-05 | 0.0042037 | 0.034927 | 0.0059553
CT Fac. Spec. - NOX Rate Winter v.4.10 Final, Unit 3144 and retrofits | 314 | 2270 | Rate Constraint in lbs/MMBtu | FALSE | L | Annual | Fuel Consumed | TBtu | 0.073097 | 0.087252 | 0.10257 | 0.00039835 | 0.00019917 | 0.064532 | 0.53618 | 0.091421
CT Fac. Spec. - NOX Rate Winter v.4.10 Final, Unit 3144 and retrofits | 314 | 2270 | Rate Constraint in lbs/MMBtu | FALSE | L | Annual | Rate | lb/MMBtu | 0.13028 | 0.13028 | 0.13028 | 0.13028 | 0.13028 | 0.13028 | 0.13028 | 0.13028
CT Fac. Spec. - NOX Rate Winter v.4.10 Final, Unit 3144 and retrofits | 314 | 2270 | Rate Constraint in lbs/MMBtu | FALSE | L | Annual | Generation | TWh | 0.01043 | 0.01245 | 0.014637 | 5.6842e-05 | 2.8421e-05 | 0.0092084 | 0.076509 | 0.013045
CT Fac. Spec. - NOX Rate Winter v.4.10 Final, Unit 3144 and retrofits | 314 | 2270 | Rate Constraint in lbs/MMBtu | FALSE | L | Annual | Qualifying Generation | TWh | 0.01043 | 0.01245 | 0.014637 | 5.6842e-05 | 2.8421e-05 | 0.0092084 | 0.076509 | 0.013045
CT Fac. Spec. - NOX Rate Winter v.4.10 Final, Unit 3144 and retrofits | 314 | 2270 | Rate Constraint in lbs/MMBtu | FALSE | L | Annual | Rate | lb/MWh | 0.91302 | 0.91302 | 0.91302 | 0.91302 | 0.91302 | 0.91302 | 0.91302 | 0.91302
CT Fac. Spec. - NOX Rate Winter v.4.10 Final, Unit 3144 and retrofits | 314 | 2270 | Rate Constraint in lbs/MMBtu | FALSE | L | Annual | Constraint Shadow Price | US2016$/Ton | 0 | 0 | 0 | 0 | 0 | 0 | 0 | 0
CT Fac. Spec. - NOX Rate Winter v.4.10 Final, Unit 3145 and retrofits | 315 | 2270 | Rate Constraint in lbs/MMBtu | FALSE | L | Annual | Seasons Included | Seasons | Winter, WintShld | Winter, WintShld | Winter, WintShld | Winter, WintShld | Winter, WintShld | Winter, WintShld | Winter, WintShld | Winter, WintShld
CT Fac. Spec. - NOX Rate Winter v.4.10 Final, Unit 3145 and retrofits | 315 | 2270 | Rate Constraint in lbs/MMBtu | FALSE | L | Annual | Standard NOX | lb/MMBtu | 0.15 | 0.15 | 0.15 | 0.15 | 0.15 | 0.15 | 0.15 | 0.15
CT Fac. Spec. - NOX Rate Winter v.4.10 Final, Unit 3145 and retrofits | 315 | 2270 | Rate Constraint in lbs/MMBtu | FALSE | L | Annual | Emissions at Affected Plants NOX | Thousand Tons | 0.019353 | 0.019353 | 0.019353 | 0.017497 | 0.014743 | 0.015228 | 0.016774 | 0.013126
CT Fac. Spec. - NOX Rate Winter v.4.10 Final, Unit 3145 and retrofits | 315 | 2270 | Rate Constraint in lbs/MMBtu | FALSE | L | Annual | Allowances Purchased NOX | Thousand Tons | 0 | 0 | 0 | 0 | 0 | 0 | 0 | 0
CT Fac. Spec. - NOX Rate Winter v.4.10 Final, Unit 3145 and retrofits | 315 | 2270 | Rate Constraint in lbs/MMBtu | FALSE | L | Annual | Allowances Sold NOX | Thousand Tons | 0 | 0 | 0 | 0 | 0 | 0 | 0 | 0
CT Fac. Spec. - NOX Rate Winter v.4.10 Final, Unit 3145 and retrofits | 315 | 2270 | Rate Constraint in lbs/MMBtu | FALSE | L | Annual | Allowances Banked | Thousand Tons | 0 | 0 | 0 | 0 | 0 | 0 | 0 | 0
CT Fac. Spec. - NOX Rate Winter v.4.10 Final, Unit 3145 and retrofits | 315 | 2270 | Rate Constraint in lbs/MMBtu | FALSE | L | Annual | Allowances Withdrawn (1:1) | Thousand Tons | 0 | 0 | 0 | 0 | 0 | 0 | 0 | 0
CT Fac. Spec. - NOX Rate Winter v.4.10 Final, Unit 3145 and retrofits | 315 | 2270 | Rate Constraint in lbs/MMBtu | FALSE | L | Annual | Allowances Withdrawn (n:1) | Thousand Tons | 0 | 0 | 0 | 0 | 0 | 0 | 0 | 0
CT Fac. Spec. - NOX Rate Winter v.4.10 Final, Unit 3145 and retrofits | 315 | 2270 | Rate Constraint in lbs/MMBtu | FALSE | L | Annual | Net Emissions Allowance Position | Thousand Tons | 0.019353 | 0.019353 | 0.019353 | 0.017497 | 0.014743 | 0.015228 | 0.016774 | 0.013126
CT Fac. Spec. - NOX Rate Winter v.4.10 Final, Unit 3145 and retrofits | 315 | 2270 | Rate Constraint in lbs/MMBtu | FALSE | L | Annual | Fuel Consumed | TBtu | 6.0321 | 6.0321 | 6.0321 | 5.4536 | 4.5952 | 4.7464 | 5.2283 | 4.0914
CT Fac. Spec. - NOX Rate Winter v.4.10 Final, Unit 3145 and retrofits | 315 | 2270 | Rate Constraint in lbs/MMBtu | FALSE | L | Annual | Rate | lb/MMBtu | 0.0064167 | 0.0064167 | 0.0064167 | 0.0064167 | 0.0064167 | 0.0064167 | 0.0064167 | 0.0064167
CT Fac. Spec. - NOX Rate Winter v.4.10 Final, Unit 3145 and retrofits | 315 | 2270 | Rate Constraint in lbs/MMBtu | FALSE | L | Annual | Generation | TWh | 0.96514 | 0.96514 | 0.96514 | 0.87257 | 0.73524 | 0.75943 | 0.83653 | 0.65462
CT Fac. Spec. - NOX Rate Winter v.4.10 Final, Unit 3145 and retrofits | 315 | 2270 | Rate Constraint in lbs/MMBtu | FALSE | L | Annual | Qualifying Generation | TWh | 0.96514 | 0.96514 | 0.96514 | 0.87257 | 0.73524 | 0.75943 | 0.83653 | 0.65462
CT Fac. Spec. - NOX Rate Winter v.4.10 Final, Unit 3145 and retrofits | 315 | 2270 | Rate Constraint in lbs/MMBtu | FALSE | L | Annual | Rate | lb/MWh | 0.040104 | 0.040104 | 0.040104 | 0.040104 | 0.040104 | 0.040104 | 0.040104 | 0.040104
CT Fac. Spec. - NOX Rate Winter v.4.10 Final, Unit 3145 and retrofits | 315 | 2270 | Rate Constraint in lbs/MMBtu | FALSE | L | Annual | Constraint Shadow Price | US2016$/Ton | 0 | 0 | 0 | 0 | 0 | 0 | 0 | 0
CT Fac. Spec. - NOX Rate Winter v.4.10 Final, Unit 3146 and retrofits | 316 | 2270 | Rate Constraint in lbs/MMBtu | FALSE | L | Annual | Seasons Included | Seasons | Winter, WintShld | Winter, WintShld | Winter, WintShld | Winter, WintShld | Winter, WintShld | Winter, WintShld | Winter, WintShld | Winter, WintShld
CT Fac. Spec. - NOX Rate Winter v.4.10 Final, Unit 3146 and retrofits | 316 | 2270 | Rate Constraint in lbs/MMBtu | FALSE | L | Annual | Standard NOX | lb/MMBtu | 0.15 | 0.15 | 0.15 | 0.15 | 0.15 | 0.15 | 0.15 | 0.15
CT Fac. Spec. - NOX Rate Winter v.4.10 Final, Unit 3146 and retrofits | 316 | 2270 | Rate Constraint in lbs/MMBtu | FALSE | L | Annual | Emissions at Affected Plants NOX | Thousand Tons | 0.019353 | 0.019353 | 0.017497 | 0.017493 | 0.014743 | 0.014743 | 0.014743 | 0.013126
CT Fac. Spec. - NOX Rate Winter v.4.10 Final, Unit 3146 and retrofits | 316 | 2270 | Rate Constraint in lbs/MMBtu | FALSE | L | Annual | Allowances Purchased NOX | Thousand Tons | 0 | 0 | 0 | 0 | 0 | 0 | 0 | 0
CT Fac. Spec. - NOX Rate Winter v.4.10 Final, Unit 3146 and retrofits | 316 | 2270 | Rate Constraint in lbs/MMBtu | FALSE | L | Annual | Allowances Sold NOX | Thousand Tons | 0 | 0 | 0 | 0 | 0 | 0 | 0 | 0
CT Fac. Spec. - NOX Rate Winter v.4.10 Final, Unit 3146 and retrofits | 316 | 2270 | Rate Constraint in lbs/MMBtu | FALSE | L | Annual | Allowances Banked | Thousand Tons | 0 | 0 | 0 | 0 | 0 | 0 | 0 | 0
CT Fac. Spec. - NOX Rate Winter v.4.10 Final, Unit 3146 and retrofits | 316 | 2270 | Rate Constraint in lbs/MMBtu | FALSE | L | Annual | Allowances Withdrawn (1:1) | Thousand Tons | 0 | 0 | 0 | 0 | 0 | 0 | 0 | 0
CT Fac. Spec. - NOX Rate Winter v.4.10 Final, Unit 3146 and retrofits | 316 | 2270 | Rate Constraint in lbs/MMBtu | FALSE | L | Annual | Allowances Withdrawn (n:1) | Thousand Tons | 0 | 0 | 0 | 0 | 0 | 0 | 0 | 0
CT Fac. Spec. - NOX Rate Winter v.4.10 Final, Unit 3146 and retrofits | 316 | 2270 | Rate Constraint in lbs/MMBtu | FALSE | L | Annual | Net Emissions Allowance Position | Thousand Tons | 0.019353 | 0.019353 | 0.017497 | 0.017493 | 0.014743 | 0.014743 | 0.014743 | 0.013126
CT Fac. Spec. - NOX Rate Winter v.4.10 Final, Unit 3146 and retrofits | 316 | 2270 | Rate Constraint in lbs/MMBtu | FALSE | L | Annual | Fuel Consumed | TBtu | 6.0321 | 6.0321 | 5.4536 | 5.4524 | 4.5952 | 4.5952 | 4.5952 | 4.0914
CT Fac. Spec. - NOX Rate Winter v.4.10 Final, Unit 3146 and retrofits | 316 | 2270 | Rate Constraint in lbs/MMBtu | FALSE | L | Annual | Rate | lb/MMBtu | 0.0064167 | 0.0064167 | 0.0064167 | 0.0064167 | 0.0064167 | 0.0064167 | 0.0064167 | 0.0064167
CT Fac. Spec. - NOX Rate Winter v.4.10 Final, Unit 3146 and retrofits | 316 | 2270 | Rate Constraint in lbs/MMBtu | FALSE | L | Annual | Generation | TWh | 0.96514 | 0.96514 | 0.87257 | 0.87239 | 0.73524 | 0.73524 | 0.73524 | 0.65462
CT Fac. Spec. - NOX Rate Winter v.4.10 Final, Unit 3146 and retrofits | 316 | 2270 | Rate Constraint in lbs/MMBtu | FALSE | L | Annual | Qualifying Generation | TWh | 0.96514 | 0.96514 | 0.87257 | 0.87239 | 0.73524 | 0.73524 | 0.73524 | 0.65462
CT Fac. Spec. - NOX Rate Winter v.4.10 Final, Unit 3146 and retrofits | 316 | 2270 | Rate Constraint in lbs/MMBtu | FALSE | L | Annual | Rate | lb/MWh | 0.040104 | 0.040104 | 0.040104 | 0.040104 | 0.040104 | 0.040104 | 0.040104 | 0.040104
CT Fac. Spec. - NOX Rate Winter v.4.10 Final, Unit 3146 and retrofits | 316 | 2270 | Rate Constraint in lbs/MMBtu | FALSE | L | Annual | Constraint Shadow Price | US2016$/Ton | 0 | 0 | 0 | 0 | 0 | 0 | 0 | 0
CT Fac. Spec. - NOX Rate Winter v.4.10 Final, Unit 3147 and retrofits | 317 | 2270 | Rate Constraint in lbs/MMBtu | FALSE | L | Annual | Seasons Included | Seasons | Winter, WintShld | Winter, WintShld | Winter, WintShld | Winter, WintShld | Winter, WintShld | Winter, WintShld | Winter, WintShld | Winter, WintShld
CT Fac. Spec. - NOX Rate Winter v.4.10 Final, Unit 3147 and retrofits | 317 | 2270 | Rate Constraint in lbs/MMBtu | FALSE | L | Annual | Standard NOX | lb/MMBtu | 0.15 | 0.15 | 0.15 | 0.15 | 0.15 | 0.15 | 0.15 | 0.15
CT Fac. Spec. - NOX Rate Winter v.4.10 Final, Unit 3147 and retrofits | 317 | 2270 | Rate Constraint in lbs/MMBtu | FALSE | L | Annual | Emissions at Affected Plants NOX | Thousand Tons | 0.023015 | 0.023015 | 0.021748 | 0.020599 | 0.017533 | 0.017533 | 0.017928 | 0.01561
CT Fac. Spec. - NOX Rate Winter v.4.10 Final, Unit 3147 and retrofits | 317 | 2270 | Rate Constraint in lbs/MMBtu | FALSE | L | Annual | Allowances Purchased NOX | Thousand Tons | 0 | 0 | 0 | 0 | 0 | 0 | 0 | 0
CT Fac. Spec. - NOX Rate Winter v.4.10 Final, Unit 3147 and retrofits | 317 | 2270 | Rate Constraint in lbs/MMBtu | FALSE | L | Annual | Allowances Sold NOX | Thousand Tons | 0 | 0 | 0 | 0 | 0 | 0 | 0 | 0
CT Fac. Spec. - NOX Rate Winter v.4.10 Final, Unit 3147 and retrofits | 317 | 2270 | Rate Constraint in lbs/MMBtu | FALSE | L | Annual | Allowances Banked | Thousand Tons | 0 | 0 | 0 | 0 | 0 | 0 | 0 | 0
CT Fac. Spec. - NOX Rate Winter v.4.10 Final, Unit 3147 and retrofits | 317 | 2270 | Rate Constraint in lbs/MMBtu | FALSE | L | Annual | Allowances Withdrawn (1:1) | Thousand Tons | 0 | 0 | 0 | 0 | 0 | 0 | 0 | 0
CT Fac. Spec. - NOX Rate Winter v.4.10 Final, Unit 3147 and retrofits | 317 | 2270 | Rate Constraint in lbs/MMBtu | FALSE | L | Annual | Allowances Withdrawn (n:1) | Thousand Tons | 0 | 0 | 0 | 0 | 0 | 0 | 0 | 0
CT Fac. Spec. - NOX Rate Winter v.4.10 Final, Unit 3147 and retrofits | 317 | 2270 | Rate Constraint in lbs/MMBtu | FALSE | L | Annual | Net Emissions Allowance Position | Thousand Tons | 0.023015 | 0.023015 | 0.021748 | 0.020599 | 0.017533 | 0.017533 | 0.017928 | 0.01561
CT Fac. Spec. - NOX Rate Winter v.4.10 Final, Unit 3147 and retrofits | 317 | 2270 | Rate Constraint in lbs/MMBtu | FALSE | L | Annual | Fuel Consumed | TBtu | 7.1735 | 7.1735 | 6.7787 | 6.4206 | 5.4647 | 5.4647 | 5.5879 | 4.8655
CT Fac. Spec. - NOX Rate Winter v.4.10 Final, Unit 3147 and retrofits | 317 | 2270 | Rate Constraint in lbs/MMBtu | FALSE | L | Annual | Rate | lb/MMBtu | 0.0064167 | 0.0064167 | 0.0064167 | 0.0064167 | 0.0064167 | 0.0064167 | 0.0064167 | 0.0064167
CT Fac. Spec. - NOX Rate Winter v.4.10 Final, Unit 3147 and retrofits | 317 | 2270 | Rate Constraint in lbs/MMBtu | FALSE | L | Annual | Generation | TWh | 1.1478 | 1.1478 | 1.0846 | 1.0273 | 0.87435 | 0.87435 | 0.89407 | 0.77848
CT Fac. Spec. - NOX Rate Winter v.4.10 Final, Unit 3147 and retrofits | 317 | 2270 | Rate Constraint in lbs/MMBtu | FALSE | L | Annual | Qualifying Generation | TWh | 1.1478 | 1.1478 | 1.0846 | 1.0273 | 0.87435 | 0.87435 | 0.89407 | 0.77848
CT Fac. Spec. - NOX Rate Winter v.4.10 Final, Unit 3147 and retrofits | 317 | 2270 | Rate Constraint in lbs/MMBtu | FALSE | L | Annual | Rate | lb/MWh | 0.040104 | 0.040104 | 0.040104 | 0.040104 | 0.040104 | 0.040104 | 0.040104 | 0.040104
CT Fac. Spec. - NOX Rate Winter v.4.10 Final, Unit 3147 and retrofits | 317 | 2270 | Rate Constraint in lbs/MMBtu | FALSE | L | Annual | Constraint Shadow Price | US2016$/Ton | 0 | 0 | 0 | 0 | 0 | 0 | 0 | 0
CT Fac. Spec. - NOX Rate Winter v.4.10 Final, Unit 3148 and retrofits | 318 | 2270 | Rate Constraint in lbs/MMBtu | FALSE | L | Annual | Seasons Included | Seasons | Winter, WintShld | Winter, WintShld | Winter, WintShld | Winter, WintShld | Winter, WintShld | Winter, WintShld | Winter, WintShld | Winter, WintShld
CT Fac. Spec. - NOX Rate Winter v.4.10 Final, Unit 3148 and retrofits | 318 | 2270 | Rate Constraint in lbs/MMBtu | FALSE | L | Annual | Standard NOX | lb/MMBtu | 0.15 | 0.15 | 0.15 | 0.15 | 0.15 | 0.15 | 0.15 | 0.15
CT Fac. Spec. - NOX Rate Winter v.4.10 Final, Unit 3148 and retrofits | 318 | 2270 | Rate Constraint in lbs/MMBtu | FALSE | L | Annual | Emissions at Affected Plants NOX | Thousand Tons | 0.0096614 | 0.0048905 | 0.0060366 | 0 | 0 | 0 | 0 | 0
CT Fac. Spec. - NOX Rate Winter v.4.10 Final, Unit 3148 and retrofits | 318 | 2270 | Rate Constraint in lbs/MMBtu | FALSE | L | Annual | Allowances Purchased NOX | Thousand Tons | 0 | 0 | 0 | 0 | 0 | 0 | 0 | 0
CT Fac. Spec. - NOX Rate Winter v.4.10 Final, Unit 3148 and retrofits | 318 | 2270 | Rate Constraint in lbs/MMBtu | FALSE | L | Annual | Allowances Sold NOX | Thousand Tons | 0 | 0 | 0 | 0 | 0 | 0 | 0 | 0
CT Fac. Spec. - NOX Rate Winter v.4.10 Final, Unit 3148 and retrofits | 318 | 2270 | Rate Constraint in lbs/MMBtu | FALSE | L | Annual | Allowances Banked | Thousand Tons | 0 | 0 | 0 | 0 | 0 | 0 | 0 | 0
CT Fac. Spec. - NOX Rate Winter v.4.10 Final, Unit 3148 and retrofits | 318 | 2270 | Rate Constraint in lbs/MMBtu | FALSE | L | Annual | Allowances Withdrawn (1:1) | Thousand Tons | 0 | 0 | 0 | 0 | 0 | 0 | 0 | 0
CT Fac. Spec. - NOX Rate Winter v.4.10 Final, Unit 3148 and retrofits | 318 | 2270 | Rate Constraint in lbs/MMBtu | FALSE | L | Annual | Allowances Withdrawn (n:1) | Thousand Tons | 0 | 0 | 0 | 0 | 0 | 0 | 0 | 0
CT Fac. Spec. - NOX Rate Winter v.4.10 Final, Unit 3148 and retrofits | 318 | 2270 | Rate Constraint in lbs/MMBtu | FALSE | L | Annual | Net Emissions Allowance Position | Thousand Tons | 0.0096614 | 0.0048905 | 0.0060366 | 0 | 0 | 0 | 0 | 0
CT Fac. Spec. - NOX Rate Winter v.4.10 Final, Unit 3148 and retrofits | 318 | 2270 | Rate Constraint in lbs/MMBtu | FALSE | L | Annual | Fuel Consumed | TBtu | 2.0397 | 1.0325 | 1.2744 | 0 | 0 | 0 | 0 | 0
CT Fac. Spec. - NOX Rate Winter v.4.10 Final, Unit 3148 and retrofits | 318 | 2270 | Rate Constraint in lbs/MMBtu | FALSE | L | Annual | Rate | lb/MMBtu | 0.0094733 | 0.0094733 | 0.0094733 | 0 | 0 | 0 | 0 | 0
CT Fac. Spec. - NOX Rate Winter v.4.10 Final, Unit 3148 and retrofits | 318 | 2270 | Rate Constraint in lbs/MMBtu | FALSE | L | Annual | Generation | TWh | 0.28539 | 0.14446 | 0.17832 | 0 | 0 | 0 | 0 | 0
CT Fac. Spec. - NOX Rate Winter v.4.10 Final, Unit 3148 and retrofits | 318 | 2270 | Rate Constraint in lbs/MMBtu | FALSE | L | Annual | Qualifying Generation | TWh | 0.28539 | 0.14446 | 0.17832 | 0 | 0 | 0 | 0 | 0
CT Fac. Spec. - NOX Rate Winter v.4.10 Final, Unit 3148 and retrofits | 318 | 2270 | Rate Constraint in lbs/MMBtu | FALSE | L | Annual | Rate | lb/MWh | 0.067706 | 0.067706 | 0.067706 | 0 | 0 | 0 | 0 | 0
CT Fac. Spec. - NOX Rate Winter v.4.10 Final, Unit 3148 and retrofits | 318 | 2270 | Rate Constraint in lbs/MMBtu | FALSE | L | Annual | Constraint Shadow Price | US2016$/Ton | 0 | 0 | 0 | 0 | 0 | 0 | 0 | 0
CT Fac. Spec. - NOX Rate Winter v.4.10 Final, Unit 3149 and retrofits | 319 | 2270 | Rate Constraint in lbs/MMBtu | FALSE | L | Annual | Seasons Included | Seasons | Winter, WintShld | Winter, WintShld | Winter, WintShld | Winter, WintShld | Winter, WintShld | Winter, WintShld | Winter, WintShld | Winter, WintShld
CT Fac. Spec. - NOX Rate Winter v.4.10 Final, Unit 3149 and retrofits | 319 | 2270 | Rate Constraint in lbs/MMBtu | FALSE | L | Annual | Standard NOX | lb/MMBtu | 0.15 | 0.15 | 0.15 | 0.15 | 0.15 | 0.15 | 0.15 | 0.15
CT Fac. Spec. - NOX Rate Winter v.4.10 Final, Unit 3149 and retrofits | 319 | 2270 | Rate Constraint in lbs/MMBtu | FALSE | L | Annual | Emissions at Affected Plants NOX | Thousand Tons | 0.0053784 | 0.0045455 | 0.004757 | 0 | 0 | 0 | 0 | 0
CT Fac. Spec. - NOX Rate Winter v.4.10 Final, Unit 3149 and retrofits | 319 | 2270 | Rate Constraint in lbs/MMBtu | FALSE | L | Annual | Allowances Purchased NOX | Thousand Tons | 0 | 0 | 0 | 0 | 0 | 0 | 0 | 0
CT Fac. Spec. - NOX Rate Winter v.4.10 Final, Unit 3149 and retrofits | 319 | 2270 | Rate Constraint in lbs/MMBtu | FALSE | L | Annual | Allowances Sold NOX | Thousand Tons | 0 | 0 | 0 | 0 | 0 | 0 | 0 | 0
CT Fac. Spec. - NOX Rate Winter v.4.10 Final, Unit 3149 and retrofits | 319 | 2270 | Rate Constraint in lbs/MMBtu | FALSE | L | Annual | Allowances Banked | Thousand Tons | 0 | 0 | 0 | 0 | 0 | 0 | 0 | 0
CT Fac. Spec. - NOX Rate Winter v.4.10 Final, Unit 3149 and retrofits | 319 | 2270 | Rate Constraint in lbs/MMBtu | FALSE | L | Annual | Allowances Withdrawn (1:1) | Thousand Tons | 0 | 0 | 0 | 0 | 0 | 0 | 0 | 0
CT Fac. Spec. - NOX Rate Winter v.4.10 Final, Unit 3149 and retrofits | 319 | 2270 | Rate Constraint in lbs/MMBtu | FALSE | L | Annual | Allowances Withdrawn (n:1) | Thousand Tons | 0 | 0 | 0 | 0 | 0 | 0 | 0 | 0
CT Fac. Spec. - NOX Rate Winter v.4.10 Final, Unit 3149 and retrofits | 319 | 2270 | Rate Constraint in lbs/MMBtu | FALSE | L | Annual | Net Emissions Allowance Position | Thousand Tons | 0.0053784 | 0.0045455 | 0.004757 | 0 | 0 | 0 | 0 | 0
CT Fac. Spec. - NOX Rate Winter v.4.10 Final, Unit 3149 and retrofits | 319 | 2270 | Rate Constraint in lbs/MMBtu | FALSE | L | Annual | Fuel Consumed | TBtu | 1.1355 | 0.95964 | 1.0043 | 0 | 0 | 0 | 0 | 0
CT Fac. Spec. - NOX Rate Winter v.4.10 Final, Unit 3149 and retrofits | 319 | 2270 | Rate Constraint in lbs/MMBtu | FALSE | L | Annual | Rate | lb/MMBtu | 0.0094733 | 0.0094733 | 0.0094733 | 0 | 0 | 0 | 0 | 0
CT Fac. Spec. - NOX Rate Winter v.4.10 Final, Unit 3149 and retrofits | 319 | 2270 | Rate Constraint in lbs/MMBtu | FALSE | L | Annual | Generation | TWh | 0.15887 | 0.13427 | 0.14052 | 0 | 0 | 0 | 0 | 0
CT Fac. Spec. - NOX Rate Winter v.4.10 Final, Unit 3149 and retrofits | 319 | 2270 | Rate Constraint in lbs/MMBtu | FALSE | L | Annual | Qualifying Generation | TWh | 0.15887 | 0.13427 | 0.14052 | 0 | 0 | 0 | 0 | 0
CT Fac. Spec. - NOX Rate Winter v.4.10 Final, Unit 3149 and retrofits | 319 | 2270 | Rate Constraint in lbs/MMBtu | FALSE | L | Annual | Rate | lb/MWh | 0.067706 | 0.067706 | 0.067706 | 0 | 0 | 0 | 0 | 0
CT Fac. Spec. - NOX Rate Winter v.4.10 Final, Unit 3149 and retrofits | 319 | 2270 | Rate Constraint in lbs/MMBtu | FALSE | L | Annual | Constraint Shadow Price | US2016$/Ton | 0 | 0 | 0 | 0 | 0 | 0 | 0 | 0
CT Fac. Spec. - NOX Rate Winter v.4.10 Final, Unit 3150 and retrofits | 320 | 2270 | Rate Constraint in lbs/MMBtu | FALSE | L | Annual | Seasons Included | Seasons | Winter, WintShld | Winter, WintShld | Winter, WintShld | Winter, WintShld | Winter, WintShld | Winter, WintShld | Winter, WintShld | Winter, WintShld
CT Fac. Spec. - NOX Rate Winter v.4.10 Final, Unit 3150 and retrofits | 320 | 2270 | Rate Constraint in lbs/MMBtu | FALSE | L | Annual | Standard NOX | lb/MMBtu | 0.15 | 0.15 | 0.15 | 0.15 | 0.15 | 0.15 | 0.15 | 0.15
CT Fac. Spec. - NOX Rate Winter v.4.10 Final, Unit 3150 and retrofits | 320 | 2270 | Rate Constraint in lbs/MMBtu | FALSE | L | Annual | Emissions at Affected Plants NOX | Thousand Tons | 0.0050376 | 0.0027726 | 0.0033517 | 0.0005996 | 7.6641e-05 | 0.0020693 | 0.0020693 | 7.6641e-05
CT Fac. Spec. - NOX Rate Winter v.4.10 Final, Unit 3150 and retrofits | 320 | 2270 | Rate Constraint in lbs/MMBtu | FALSE | L | Annual | Allowances Purchased NOX | Thousand Tons | 0 | 0 | 0 | 0 | 0 | 0 | 0 | 0
CT Fac. Spec. - NOX Rate Winter v.4.10 Final, Unit 3150 and retrofits | 320 | 2270 | Rate Constraint in lbs/MMBtu | FALSE | L | Annual | Allowances Sold NOX | Thousand Tons | 0 | 0 | 0 | 0 | 0 | 0 | 0 | 0
CT Fac. Spec. - NOX Rate Winter v.4.10 Final, Unit 3150 and retrofits | 320 | 2270 | Rate Constraint in lbs/MMBtu | FALSE | L | Annual | Allowances Banked | Thousand Tons | 0 | 0 | 0 | 0 | 0 | 0 | 0 | 0
CT Fac. Spec. - NOX Rate Winter v.4.10 Final, Unit 3150 and retrofits | 320 | 2270 | Rate Constraint in lbs/MMBtu | FALSE | L | Annual | Allowances Withdrawn (1:1) | Thousand Tons | 0 | 0 | 0 | 0 | 0 | 0 | 0 | 0
CT Fac. Spec. - NOX Rate Winter v.4.10 Final, Unit 3150 and retrofits | 320 | 2270 | Rate Constraint in lbs/MMBtu | FALSE | L | Annual | Allowances Withdrawn (n:1) | Thousand Tons | 0 | 0 | 0 | 0 | 0 | 0 | 0 | 0
CT Fac. Spec. - NOX Rate Winter v.4.10 Final, Unit 3150 and retrofits | 320 | 2270 | Rate Constraint in lbs/MMBtu | FALSE | L | Annual | Net Emissions Allowance Position | Thousand Tons | 0.0050376 | 0.0027726 | 0.0033517 | 0.0005996 | 7.6641e-05 | 0.0020693 | 0.0020693 | 7.6641e-05
CT Fac. Spec. - NOX Rate Winter v.4.10 Final, Unit 3150 and retrofits | 320 | 2270 | Rate Constraint in lbs/MMBtu | FALSE | L | Annual | Fuel Consumed | TBtu | 1.0635 | 0.58535 | 0.7076 | 0.12659 | 0.01618 | 0.43687 | 0.43687 | 0.01618
CT Fac. Spec. - NOX Rate Winter v.4.10 Final, Unit 3150 and retrofits | 320 | 2270 | Rate Constraint in lbs/MMBtu | FALSE | L | Annual | Rate | lb/MMBtu | 0.0094733 | 0.0094733 | 0.0094733 | 0.0094733 | 0.0094733 | 0.0094733 | 0.0094733 | 0.0094733
CT Fac. Spec. - NOX Rate Winter v.4.10 Final, Unit 3150 and retrofits | 320 | 2270 | Rate Constraint in lbs/MMBtu | FALSE | L | Annual | Generation | TWh | 0.14881 | 0.081901 | 0.099007 | 0.017712 | 0.0022639 | 0.061126 | 0.061126 | 0.0022639
CT Fac. Spec. - NOX Rate Winter v.4.10 Final, Unit 3150 and retrofits | 320 | 2270 | Rate Constraint in lbs/MMBtu | FALSE | L | Annual | Qualifying Generation | TWh | 0.14881 | 0.081901 | 0.099007 | 0.017712 | 0.0022639 | 0.061126 | 0.061126 | 0.0022639
CT Fac. Spec. - NOX Rate Winter v.4.10 Final, Unit 3150 and retrofits | 320 | 2270 | Rate Constraint in lbs/MMBtu | FALSE | L | Annual | Rate | lb/MWh | 0.067706 | 0.067706 | 0.067706 | 0.067706 | 0.067706 | 0.067706 | 0.067706 | 0.067706
CT Fac. Spec. - NOX Rate Winter v.4.10 Final, Unit 3150 and retrofits | 320 | 2270 | Rate Constraint in lbs/MMBtu | FALSE | L | Annual | Constraint Shadow Price | US2016$/Ton | 0 | 0 | 0 | 0 | 0 | 0 | 0 | 0
CT Fac. Spec. - NOX Rate Winter v.4.10 Final, Unit 3151 and retrofits | 321 | 2270 | Rate Constraint in lbs/MMBtu | FALSE | L | Annual | Seasons Included | Seasons | Winter, WintShld | Winter, WintShld | Winter, WintShld | Winter, WintShld | Winter, WintShld | Winter, WintShld | Winter, WintShld | Winter, WintShld
CT Fac. Spec. - NOX Rate Winter v.4.10 Final, Unit 3151 and retrofits | 321 | 2270 | Rate Constraint in lbs/MMBtu | FALSE | L | Annual | Standard NOX | lb/MMBtu | 0.15 | 0.15 | 0.15 | 0.15 | 0.15 | 0.15 | 0.15 | 0.15
CT Fac. Spec. - NOX Rate Winter v.4.10 Final, Unit 3151 and retrofits | 321 | 2270 | Rate Constraint in lbs/MMBtu | FALSE | L | Annual | Emissions at Affected Plants NOX | Thousand Tons | 0.040181 | 0.036327 | 0.036121 | 0.034619 | 0.030609 | 0.030377 | 0.030546 | 0.025998
CT Fac. Spec. - NOX Rate Winter v.4.10 Final, Unit 3151 and retrofits | 321 | 2270 | Rate Constraint in lbs/MMBtu | FALSE | L | Annual | Allowances Purchased NOX | Thousand Tons | 0 | 0 | 0 | 0 | 0 | 0 | 0 | 0
CT Fac. Spec. - NOX Rate Winter v.4.10 Final, Unit 3151 and retrofits | 321 | 2270 | Rate Constraint in lbs/MMBtu | FALSE | L | Annual | Allowances Sold NOX | Thousand Tons | 0 | 0 | 0 | 0 | 0 | 0 | 0 | 0
CT Fac. Spec. - NOX Rate Winter v.4.10 Final, Unit 3151 and retrofits | 321 | 2270 | Rate Constraint in lbs/MMBtu | FALSE | L | Annual | Allowances Banked | Thousand Tons | 0 | 0 | 0 | 0 | 0 | 0 | 0 | 0
CT Fac. Spec. - NOX Rate Winter v.4.10 Final, Unit 3151 and retrofits | 321 | 2270 | Rate Constraint in lbs/MMBtu | FALSE | L | Annual | Allowances Withdrawn (1:1) | Thousand Tons | 0 | 0 | 0 | 0 | 0 | 0 | 0 | 0
CT Fac. Spec. - NOX Rate Winter v.4.10 Final, Unit 3151 and retrofits | 321 | 2270 | Rate Constraint in lbs/MMBtu | FALSE | L | Annual | Allowances Withdrawn (n:1) | Thousand Tons | 0 | 0 | 0 | 0 | 0 | 0 | 0 | 0
CT Fac. Spec. - NOX Rate Winter v.4.10 Final, Unit 3151 and retrofits | 321 | 2270 | Rate Constraint in lbs/MMBtu | FALSE | L | Annual | Net Emissions Allowance Position | Thousand Tons | 0.040181 | 0.036327 | 0.036121 | 0.034619 | 0.030609 | 0.030377 | 0.030546 | 0.025998
CT Fac. Spec. - NOX Rate Winter v.4.10 Final, Unit 3151 and retrofits | 321 | 2270 | Rate Constraint in lbs/MMBtu | FALSE | L | Annual | Fuel Consumed | TBtu | 12.5239 | 11.3227 | 11.2586 | 10.7903 | 9.5406 | 9.4681 | 9.5209 | 8.1031
CT Fac. Spec. - NOX Rate Winter v.4.10 Final, Unit 3151 and retrofits | 321 | 2270 | Rate Constraint in lbs/MMBtu | FALSE | L | Annual | Rate | lb/MMBtu | 0.0064167 | 0.0064167 | 0.0064167 | 0.0064167 | 0.0064167 | 0.0064167 | 0.0064167 | 0.0064167
CT Fac. Spec. - NOX Rate Winter v.4.10 Final, Unit 3151 and retrofits | 321 | 2270 | Rate Constraint in lbs/MMBtu | FALSE | L | Annual | Generation | TWh | 2.0038 | 1.8116 | 1.8014 | 1.7264 | 1.5265 | 1.5149 | 1.5233 | 1.2965
CT Fac. Spec. - NOX Rate Winter v.4.10 Final, Unit 3151 and retrofits | 321 | 2270 | Rate Constraint in lbs/MMBtu | FALSE | L | Annual | Qualifying Generation | TWh | 2.0038 | 1.8116 | 1.8014 | 1.7264 | 1.5265 | 1.5149 | 1.5233 | 1.2965
CT Fac. Spec. - NOX Rate Winter v.4.10 Final, Unit 3151 and retrofits | 321 | 2270 | Rate Constraint in lbs/MMBtu | FALSE | L | Annual | Rate | lb/MWh | 0.040104 | 0.040104 | 0.040104 | 0.040104 | 0.040104 | 0.040104 | 0.040104 | 0.040104
CT Fac. Spec. - NOX Rate Winter v.4.10 Final, Unit 3151 and retrofits | 321 | 2270 | Rate Constraint in lbs/MMBtu | FALSE | L | Annual | Constraint Shadow Price | US2016$/Ton | 0 | 0 | 0 | 0 | 0 | 0 | 0 | 0
CT Fac. Spec. - NOX Rate Winter v.4.10 Final, Unit 3682 and retrofits | 322 | 2270 | Rate Constraint in lbs/MMBtu | FALSE | L | Annual | Seasons Included | Seasons | Winter, WintShld | Winter, WintShld | Winter, WintShld | Winter, WintShld | Winter, WintShld | Winter, WintShld | Winter, WintShld | Winter, WintShld
CT Fac. Spec. - NOX Rate Winter v.4.10 Final, Unit 3682 and retrofits | 322 | 2270 | Rate Constraint in lbs/MMBtu | FALSE | L | Annual | Standard NOX | lb/MMBtu | 0.15 | 0.15 | 0.15 | 0.15 | 0.15 | 0.15 | 0.15 | 0.15
CT Fac. Spec. - NOX Rate Winter v.4.10 Final, Unit 3682 and retrofits | 322 | 2270 | Rate Constraint in lbs/MMBtu | FALSE | L | Annual | Emissions at Affected Plants NOX | Thousand Tons | 0 | 0 | 0 | 0 | 0 | 0 | 0 | 0
CT Fac. Spec. - NOX Rate Winter v.4.10 Final, Unit 3682 and retrofits | 322 | 2270 | Rate Constraint in lbs/MMBtu | FALSE | L | Annual | Allowances Purchased NOX | Thousand Tons | 0 | 0 | 0 | 0 | 0 | 0 | 0 | 0
CT Fac. Spec. - NOX Rate Winter v.4.10 Final, Unit 3682 and retrofits | 322 | 2270 | Rate Constraint in lbs/MMBtu | FALSE | L | Annual | Allowances Sold NOX | Thousand Tons | 0 | 0 | 0 | 0 | 0 | 0 | 0 | 0
CT Fac. Spec. - NOX Rate Winter v.4.10 Final, Unit 3682 and retrofits | 322 | 2270 | Rate Constraint in lbs/MMBtu | FALSE | L | Annual | Allowances Banked | Thousand Tons | 0 | 0 | 0 | 0 | 0 | 0 | 0 | 0
CT Fac. Spec. - NOX Rate Winter v.4.10 Final, Unit 3682 and retrofits | 322 | 2270 | Rate Constraint in lbs/MMBtu | FALSE | L | Annual | Allowances Withdrawn (1:1) | Thousand Tons | 0 | 0 | 0 | 0 | 0 | 0 | 0 | 0
CT Fac. Spec. - NOX Rate Winter v.4.10 Final, Unit 3682 and retrofits | 322 | 2270 | Rate Constraint in lbs/MMBtu | FALSE | L | Annual | Allowances Withdrawn (n:1) | Thousand Tons | 0 | 0 | 0 | 0 | 0 | 0 | 0 | 0
CT Fac. Spec. - NOX Rate Winter v.4.10 Final, Unit 3682 and retrofits | 322 | 2270 | Rate Constraint in lbs/MMBtu | FALSE | L | Annual | Net Emissions Allowance Position | Thousand Tons | 0 | 0 | 0 | 0 | 0 | 0 | 0 | 0
CT Fac. Spec. - NOX Rate Winter v.4.10 Final, Unit 3682 and retrofits | 322 | 2270 | Rate Constraint in lbs/MMBtu | FALSE | L | Annual | Fuel Consumed | TBtu | 0 | 0 | 0 | 0 | 0 | 0 | 0 | 0
CT Fac. Spec. - NOX Rate Winter v.4.10 Final, Unit 3682 and retrofits | 322 | 2270 | Rate Constraint in lbs/MMBtu | FALSE | L | Annual | Rate | lb/MMBtu | 0 | 0 | 0 | 0 | 0 | 0 | 0 | 0
CT Fac. Spec. - NOX Rate Winter v.4.10 Final, Unit 3682 and retrofits | 322 | 2270 | Rate Constraint in lbs/MMBtu | FALSE | L | Annual | Generation | TWh | 0 | 0 | 0 | 0 | 0 | 0 | 0 | 0
CT Fac. Spec. - NOX Rate Winter v.4.10 Final, Unit 3682 and retrofits | 322 | 2270 | Rate Constraint in lbs/MMBtu | FALSE | L | Annual | Qualifying Generation | TWh | 0 | 0 | 0 | 0 | 0 | 0 | 0 | 0
CT Fac. Spec. - NOX Rate Winter v.4.10 Final, Unit 3682 and retrofits | 322 | 2270 | Rate Constraint in lbs/MMBtu | FALSE | L | Annual | Rate | lb/MWh | 0 | 0 | 0 | 0 | 0 | 0 | 0 | 0
CT Fac. Spec. - NOX Rate Winter v.4.10 Final, Unit 3682 and retrofits | 322 | 2270 | Rate Constraint in lbs/MMBtu | FALSE | L | Annual | Constraint Shadow Price | US2016$/Ton | 0 | 0 | 0 | 0 | 0 | 0 | 0 | 0
CT Fac. Spec. - NOX Rate Winter v.4.10 Final, Unit 3683 and retrofits | 323 | 2270 | Rate Constraint in lbs/MMBtu | FALSE | L | Annual | Seasons Included | Seasons | Winter, WintShld | Winter, WintShld | Winter, WintShld | Winter, WintShld | Winter, WintShld | Winter, WintShld | Winter, WintShld | Winter, WintShld
CT Fac. Spec. - NOX Rate Winter v.4.10 Final, Unit 3683 and retrofits | 323 | 2270 | Rate Constraint in lbs/MMBtu | FALSE | L | Annual | Standard NOX | lb/MMBtu | 0.15 | 0.15 | 0.15 | 0.15 | 0.15 | 0.15 | 0.15 | 0.15
CT Fac. Spec. - NOX Rate Winter v.4.10 Final, Unit 3683 and retrofits | 323 | 2270 | Rate Constraint in lbs/MMBtu | FALSE | L | Annual | Emissions at Affected Plants NOX | Thousand Tons | 0 | 0 | 0 | 0 | 0 | 0 | 0 | 0
CT Fac. Spec. - NOX Rate Winter v.4.10 Final, Unit 3683 and retrofits | 323 | 2270 | Rate Constraint in lbs/MMBtu | FALSE | L | Annual | Allowances Purchased NOX | Thousand Tons | 0 | 0 | 0 | 0 | 0 | 0 | 0 | 0
CT Fac. Spec. - NOX Rate Winter v.4.10 Final, Unit 3683 and retrofits | 323 | 2270 | Rate Constraint in lbs/MMBtu | FALSE | L | Annual | Allowances Sold NOX | Thousand Tons | 0 | 0 | 0 | 0 | 0 | 0 | 0 | 0
CT Fac. Spec. - NOX Rate Winter v.4.10 Final, Unit 3683 and retrofits | 323 | 2270 | Rate Constraint in lbs/MMBtu | FALSE | L | Annual | Allowances Banked | Thousand Tons | 0 | 0 | 0 | 0 | 0 | 0 | 0 | 0
CT Fac. Spec. - NOX Rate Winter v.4.10 Final, Unit 3683 and retrofits | 323 | 2270 | Rate Constraint in lbs/MMBtu | FALSE | L | Annual | Allowances Withdrawn (1:1) | Thousand Tons | 0 | 0 | 0 | 0 | 0 | 0 | 0 | 0
CT Fac. Spec. - NOX Rate Winter v.4.10 Final, Unit 3683 and retrofits | 323 | 2270 | Rate Constraint in lbs/MMBtu | FALSE | L | Annual | Allowances Withdrawn (n:1) | Thousand Tons | 0 | 0 | 0 | 0 | 0 | 0 | 0 | 0
CT Fac. Spec. - NOX Rate Winter v.4.10 Final, Unit 3683 and retrofits | 323 | 2270 | Rate Constraint in lbs/MMBtu | FALSE | L | Annual | Net Emissions Allowance Position | Thousand Tons | 0 | 0 | 0 | 0 | 0 | 0 | 0 | 0
CT Fac. Spec. - NOX Rate Winter v.4.10 Final, Unit 3683 and retrofits | 323 | 2270 | Rate Constraint in lbs/MMBtu | FALSE | L | Annual | Fuel Consumed | TBtu | 0 | 0 | 0 | 0 | 0 | 0 | 0 | 0
CT Fac. Spec. - NOX Rate Winter v.4.10 Final, Unit 3683 and retrofits | 323 | 2270 | Rate Constraint in lbs/MMBtu | FALSE | L | Annual | Rate | lb/MMBtu | 0 | 0 | 0 | 0 | 0 | 0 | 0 | 0
CT Fac. Spec. - NOX Rate Winter v.4.10 Final, Unit 3683 and retrofits | 323 | 2270 | Rate Constraint in lbs/MMBtu | FALSE | L | Annual | Generation | TWh | 0 | 0 | 0 | 0 | 0 | 0 | 0 | 0
CT Fac. Spec. - NOX Rate Winter v.4.10 Final, Unit 3683 and retrofits | 323 | 2270 | Rate Constraint in lbs/MMBtu | FALSE | L | Annual | Qualifying Generation | TWh | 0 | 0 | 0 | 0 | 0 | 0 | 0 | 0
CT Fac. Spec. - NOX Rate Winter v.4.10 Final, Unit 3683 and retrofits | 323 | 2270 | Rate Constraint in lbs/MMBtu | FALSE | L | Annual | Rate | lb/MWh | 0 | 0 | 0 | 0 | 0 | 0 | 0 | 0
CT Fac. Spec. - NOX Rate Winter v.4.10 Final, Unit 3683 and retrofits | 323 | 2270 | Rate Constraint in lbs/MMBtu | FALSE | L | Annual | Constraint Shadow Price | US2016$/Ton | 0 | 0 | 0 | 0 | 0 | 0 | 0 | 0
CT Fac. Spec. - NOX Rate Winter v.4.10 Final, Unit 3817 and retrofits | 324 | 2270 | Rate Constraint in lbs/MMBtu | FALSE | L | Annual | Seasons Included | Seasons | Winter, WintShld | Winter, WintShld | Winter, WintShld | Winter, WintShld | Winter, WintShld | Winter, WintShld | Winter, WintShld | Winter, WintShld
CT Fac. Spec. - NOX Rate Winter v.4.10 Final, Unit 3817 and retrofits | 324 | 2270 | Rate Constraint in lbs/MMBtu | FALSE | L | Annual | Standard NOX | lb/MMBtu | 0.15 | 0.15 | 0.15 | 0.15 | 0.15 | 0.15 | 0.15 | 0.15
CT Fac. Spec. - NOX Rate Winter v.4.10 Final, Unit 3817 and retrofits | 324 | 2270 | Rate Constraint in lbs/MMBtu | FALSE | L | Annual | Emissions at Affected Plants NOX | Thousand Tons | 0 | 0 | 0 | 0 | 0 | 0 | 0 | 0
CT Fac. Spec. - NOX Rate Winter v.4.10 Final, Unit 3817 and retrofits | 324 | 2270 | Rate Constraint in lbs/MMBtu | FALSE | L | Annual | Allowances Purchased NOX | Thousand Tons | 0 | 0 | 0 | 0 | 0 | 0 | 0 | 0
CT Fac. Spec. - NOX Rate Winter v.4.10 Final, Unit 3817 and retrofits | 324 | 2270 | Rate Constraint in lbs/MMBtu | FALSE | L | Annual | Allowances Sold NOX | Thousand Tons | 0 | 0 | 0 | 0 | 0 | 0 | 0 | 0
CT Fac. Spec. - NOX Rate Winter v.4.10 Final, Unit 3817 and retrofits | 324 | 2270 | Rate Constraint in lbs/MMBtu | FALSE | L | Annual | Allowances Banked | Thousand Tons | 0 | 0 | 0 | 0 | 0 | 0 | 0 | 0
CT Fac. Spec. - NOX Rate Winter v.4.10 Final, Unit 3817 and retrofits | 324 | 2270 | Rate Constraint in lbs/MMBtu | FALSE | L | Annual | Allowances Withdrawn (1:1) | Thousand Tons | 0 | 0 | 0 | 0 | 0 | 0 | 0 | 0
CT Fac. Spec. - NOX Rate Winter v.4.10 Final, Unit 3817 and retrofits | 324 | 2270 | Rate Constraint in lbs/MMBtu | FALSE | L | Annual | Allowances Withdrawn (n:1) | Thousand Tons | 0 | 0 | 0 | 0 | 0 | 0 | 0 | 0
CT Fac. Spec. - NOX Rate Winter v.4.10 Final, Unit 3817 and retrofits | 324 | 2270 | Rate Constraint in lbs/MMBtu | FALSE | L | Annual | Net Emissions Allowance Position | Thousand Tons | 0 | 0 | 0 | 0 | 0 | 0 | 0 | 0
CT Fac. Spec. - NOX Rate Winter v.4.10 Final, Unit 3817 and retrofits | 324 | 2270 | Rate Constraint in lbs/MMBtu | FALSE | L | Annual | Fuel Consumed | TBtu | 0 | 0 | 0 | 0 | 0 | 0 | 0 | 0
CT Fac. Spec. - NOX Rate Winter v.4.10 Final, Unit 3817 and retrofits | 324 | 2270 | Rate Constraint in lbs/MMBtu | FALSE | L | Annual | Rate | lb/MMBtu | 0 | 0 | 0 | 0 | 0 | 0 | 0 | 0
CT Fac. Spec. - NOX Rate Winter v.4.10 Final, Unit 3817 and retrofits | 324 | 2270 | Rate Constraint in lbs/MMBtu | FALSE | L | Annual | Generation | TWh | 0 | 0 | 0 | 0 | 0 | 0 | 0 | 0
CT Fac. Spec. - NOX Rate Winter v.4.10 Final, Unit 3817 and retrofits | 324 | 2270 | Rate Constraint in lbs/MMBtu | FALSE | L | Annual | Qualifying Generation | TWh | 0 | 0 | 0 | 0 | 0 | 0 | 0 | 0
CT Fac. Spec. - NOX Rate Winter v.4.10 Final, Unit 3817 and retrofits | 324 | 2270 | Rate Constraint in lbs/MMBtu | FALSE | L | Annual | Rate | lb/MWh | 0 | 0 | 0 | 0 | 0 | 0 | 0 | 0
CT Fac. Spec. - NOX Rate Winter v.4.10 Final, Unit 3817 and retrofits | 324 | 2270 | Rate Constraint in lbs/MMBtu | FALSE | L | Annual | Constraint Shadow Price | US2016$/Ton | 0 | 0 | 0 | 0 | 0 | 0 | 0 | 0
CT Fac. Spec. - NOX Rate Winter v.4.10 Final, Unit 3818 and retrofits | 325 | 2270 | Rate Constraint in lbs/MMBtu | FALSE | L | Annual | Seasons Included | Seasons | Winter, WintShld | Winter, WintShld | Winter, WintShld | Winter, WintShld | Winter, WintShld | Winter, WintShld | Winter, WintShld | Winter, WintShld
CT Fac. Spec. - NOX Rate Winter v.4.10 Final, Unit 3818 and retrofits | 325 | 2270 | Rate Constraint in lbs/MMBtu | FALSE | L | Annual | Standard NOX | lb/MMBtu | 0.15 | 0.15 | 0.15 | 0.15 | 0.15 | 0.15 | 0.15 | 0.15
CT Fac. Spec. - NOX Rate Winter v.4.10 Final, Unit 3818 and retrofits | 325 | 2270 | Rate Constraint in lbs/MMBtu | FALSE | L | Annual | Emissions at Affected Plants NOX | Thousand Tons | 0 | 0 | 0 | 0 | 0 | 0 | 0 | 0
CT Fac. Spec. - NOX Rate Winter v.4.10 Final, Unit 3818 and retrofits | 325 | 2270 | Rate Constraint in lbs/MMBtu | FALSE | L | Annual | Allowances Purchased NOX | Thousand Tons | 0 | 0 | 0 | 0 | 0 | 0 | 0 | 0
CT Fac. Spec. - NOX Rate Winter v.4.10 Final, Unit 3818 and retrofits | 325 | 2270 | Rate Constraint in lbs/MMBtu | FALSE | L | Annual | Allowances Sold NOX | Thousand Tons | 0 | 0 | 0 | 0 | 0 | 0 | 0 | 0
CT Fac. Spec. - NOX Rate Winter v.4.10 Final, Unit 3818 and retrofits | 325 | 2270 | Rate Constraint in lbs/MMBtu | FALSE | L | Annual | Allowances Banked | Thousand Tons | 0 | 0 | 0 | 0 | 0 | 0 | 0 | 0
CT Fac. Spec. - NOX Rate Winter v.4.10 Final, Unit 3818 and retrofits | 325 | 2270 | Rate Constraint in lbs/MMBtu | FALSE | L | Annual | Allowances Withdrawn (1:1) | Thousand Tons | 0 | 0 | 0 | 0 | 0 | 0 | 0 | 0
CT Fac. Spec. - NOX Rate Winter v.4.10 Final, Unit 3818 and retrofits | 325 | 2270 | Rate Constraint in lbs/MMBtu | FALSE | L | Annual | Allowances Withdrawn (n:1) | Thousand Tons | 0 | 0 | 0 | 0 | 0 | 0 | 0 | 0
CT Fac. Spec. - NOX Rate Winter v.4.10 Final, Unit 3818 and retrofits | 325 | 2270 | Rate Constraint in lbs/MMBtu | FALSE | L | Annual | Net Emissions Allowance Position | Thousand Tons | 0 | 0 | 0 | 0 | 0 | 0 | 0 | 0
CT Fac. Spec. - NOX Rate Winter v.4.10 Final, Unit 3818 and retrofits | 325 | 2270 | Rate Constraint in lbs/MMBtu | FALSE | L | Annual | Fuel Consumed | TBtu | 0 | 0 | 0 | 0 | 0 | 0 | 0 | 0
CT Fac. Spec. - NOX Rate Winter v.4.10 Final, Unit 3818 and retrofits | 325 | 2270 | Rate Constraint in lbs/MMBtu | FALSE | L | Annual | Rate | lb/MMBtu | 0 | 0 | 0 | 0 | 0 | 0 | 0 | 0
CT Fac. Spec. - NOX Rate Winter v.4.10 Final, Unit 3818 and retrofits | 325 | 2270 | Rate Constraint in lbs/MMBtu | FALSE | L | Annual | Generation | TWh | 0 | 0 | 0 | 0 | 0 | 0 | 0 | 0
CT Fac. Spec. - NOX Rate Winter v.4.10 Final, Unit 3818 and retrofits | 325 | 2270 | Rate Constraint in lbs/MMBtu | FALSE | L | Annual | Qualifying Generation | TWh | 0 | 0 | 0 | 0 | 0 | 0 | 0 | 0
CT Fac. Spec. - NOX Rate Winter v.4.10 Final, Unit 3818 and retrofits | 325 | 2270 | Rate Constraint in lbs/MMBtu | FALSE | L | Annual | Rate | lb/MWh | 0 | 0 | 0 | 0 | 0 | 0 | 0 | 0
CT Fac. Spec. - NOX Rate Winter v.4.10 Final, Unit 3818 and retrofits | 325 | 2270 | Rate Constraint in lbs/MMBtu | FALSE | L | Annual | Constraint Shadow Price | US2016$/Ton | 0 | 0 | 0 | 0 | 0 | 0 | 0 | 0
CT Fac. Spec. - NOX Rate Winter v.4.10 Final, Unit 3819 and retrofits | 326 | 2270 | Rate Constraint in lbs/MMBtu | FALSE | L | Annual | Seasons Included | Seasons | Winter, WintShld | Winter, WintShld | Winter, WintShld | Winter, WintShld | Winter, WintShld | Winter, WintShld | Winter, WintShld | Winter, WintShld
CT Fac. Spec. - NOX Rate Winter v.4.10 Final, Unit 3819 and retrofits | 326 | 2270 | Rate Constraint in lbs/MMBtu | FALSE | L | Annual | Standard NOX | lb/MMBtu | 0.15 | 0.15 | 0.15 | 0.15 | 0.15 | 0.15 | 0.15 | 0.15
CT Fac. Spec. - NOX Rate Winter v.4.10 Final, Unit 3819 and retrofits | 326 | 2270 | Rate Constraint in lbs/MMBtu | FALSE | L | Annual | Emissions at Affected Plants NOX | Thousand Tons | 0 | 0 | 0 | 0 | 0 | 0 | 0 | 0
CT Fac. Spec. - NOX Rate Winter v.4.10 Final, Unit 3819 and retrofits | 326 | 2270 | Rate Constraint in lbs/MMBtu | FALSE | L | Annual | Allowances Purchased NOX | Thousand Tons | 0 | 0 | 0 | 0 | 0 | 0 | 0 | 0
CT Fac. Spec. - NOX Rate Winter v.4.10 Final, Unit 3819 and retrofits | 326 | 2270 | Rate Constraint in lbs/MMBtu | FALSE | L | Annual | Allowances Sold NOX | Thousand Tons | 0 | 0 | 0 | 0 | 0 | 0 | 0 | 0
CT Fac. Spec. - NOX Rate Winter v.4.10 Final, Unit 3819 and retrofits | 326 | 2270 | Rate Constraint in lbs/MMBtu | FALSE | L | Annual | Allowances Banked | Thousand Tons | 0 | 0 | 0 | 0 | 0 | 0 | 0 | 0
CT Fac. Spec. - NOX Rate Winter v.4.10 Final, Unit 3819 and retrofits | 326 | 2270 | Rate Constraint in lbs/MMBtu | FALSE | L | Annual | Allowances Withdrawn (1:1) | Thousand Tons | 0 | 0 | 0 | 0 | 0 | 0 | 0 | 0
CT Fac. Spec. - NOX Rate Winter v.4.10 Final, Unit 3819 and retrofits | 326 | 2270 | Rate Constraint in lbs/MMBtu | FALSE | L | Annual | Allowances Withdrawn (n:1) | Thousand Tons | 0 | 0 | 0 | 0 | 0 | 0 | 0 | 0
CT Fac. Spec. - NOX Rate Winter v.4.10 Final, Unit 3819 and retrofits | 326 | 2270 | Rate Constraint in lbs/MMBtu | FALSE | L | Annual | Net Emissions Allowance Position | Thousand Tons | 0 | 0 | 0 | 0 | 0 | 0 | 0 | 0
CT Fac. Spec. - NOX Rate Winter v.4.10 Final, Unit 3819 and retrofits | 326 | 2270 | Rate Constraint in lbs/MMBtu | FALSE | L | Annual | Fuel Consumed | TBtu | 0 | 0 | 0 | 0 | 0 | 0 | 0 | 0
CT Fac. Spec. - NOX Rate Winter v.4.10 Final, Unit 3819 and retrofits | 326 | 2270 | Rate Constraint in lbs/MMBtu | FALSE | L | Annual | Rate | lb/MMBtu | 0 | 0 | 0 | 0 | 0 | 0 | 0 | 0
CT Fac. Spec. - NOX Rate Winter v.4.10 Final, Unit 3819 and retrofits | 326 | 2270 | Rate Constraint in lbs/MMBtu | FALSE | L | Annual | Generation | TWh | 0 | 0 | 0 | 0 | 0 | 0 | 0 | 0
CT Fac. Spec. - NOX Rate Winter v.4.10 Final, Unit 3819 and retrofits | 326 | 2270 | Rate Constraint in lbs/MMBtu | FALSE | L | Annual | Qualifying Generation | TWh | 0 | 0 | 0 | 0 | 0 | 0 | 0 | 0
CT Fac. Spec. - NOX Rate Winter v.4.10 Final, Unit 3819 and retrofits | 326 | 2270 | Rate Constraint in lbs/MMBtu | FALSE | L | Annual | Rate | lb/MWh | 0 | 0 | 0 | 0 | 0 | 0 | 0 | 0
CT Fac. Spec. - NOX Rate Winter v.4.10 Final, Unit 3819 and retrofits | 326 | 2270 | Rate Constraint in lbs/MMBtu | FALSE | L | Annual | Constraint Shadow Price | US2016$/Ton | 0 | 0 | 0 | 0 | 0 | 0 | 0 | 0
CT Fac. Spec. - NOX Rate Winter v.4.10 Final, Unit 3820 and retrofits | 327 | 2270 | Rate Constraint in lbs/MMBtu | FALSE | L | Annual | Seasons Included | Seasons | Winter, WintShld | Winter, WintShld | Winter, WintShld | Winter, WintShld | Winter, WintShld | Winter, WintShld | Winter, WintShld | Winter, WintShld
CT Fac. Spec. - NOX Rate Winter v.4.10 Final, Unit 3820 and retrofits | 327 | 2270 | Rate Constraint in lbs/MMBtu | FALSE | L | Annual | Standard NOX | lb/MMBtu | 0.15 | 0.15 | 0.15 | 0.15 | 0.15 | 0.15 | 0.15 | 0.15
CT Fac. Spec. - NOX Rate Winter v.4.10 Final, Unit 3820 and retrofits | 327 | 2270 | Rate Constraint in lbs/MMBtu | FALSE | L | Annual | Emissions at Affected Plants NOX | Thousand Tons | 0 | 0 | 0 | 0 | 0 | 0 | 0 | 0
CT Fac. Spec. - NOX Rate Winter v.4.10 Final, Unit 3820 and retrofits | 327 | 2270 | Rate Constraint in lbs/MMBtu | FALSE | L | Annual | Allowances Purchased NOX | Thousand Tons | 0 | 0 | 0 | 0 | 0 | 0 | 0 | 0
CT Fac. Spec. - NOX Rate Winter v.4.10 Final, Unit 3820 and retrofits | 327 | 2270 | Rate Constraint in lbs/MMBtu | FALSE | L | Annual | Allowances Sold NOX | Thousand Tons | 0 | 0 | 0 | 0 | 0 | 0 | 0 | 0
CT Fac. Spec. - NOX Rate Winter v.4.10 Final, Unit 3820 and retrofits | 327 | 2270 | Rate Constraint in lbs/MMBtu | FALSE | L | Annual | Allowances Banked | Thousand Tons | 0 | 0 | 0 | 0 | 0 | 0 | 0 | 0
CT Fac. Spec. - NOX Rate Winter v.4.10 Final, Unit 3820 and retrofits | 327 | 2270 | Rate Constraint in lbs/MMBtu | FALSE | L | Annual | Allowances Withdrawn (1:1) | Thousand Tons | 0 | 0 | 0 | 0 | 0 | 0 | 0 | 0
CT Fac. Spec. - NOX Rate Winter v.4.10 Final, Unit 3820 and retrofits | 327 | 2270 | Rate Constraint in lbs/MMBtu | FALSE | L | Annual | Allowances Withdrawn (n:1) | Thousand Tons | 0 | 0 | 0 | 0 | 0 | 0 | 0 | 0
CT Fac. Spec. - NOX Rate Winter v.4.10 Final, Unit 3820 and retrofits | 327 | 2270 | Rate Constraint in lbs/MMBtu | FALSE | L | Annual | Net Emissions Allowance Position | Thousand Tons | 0 | 0 | 0 | 0 | 0 | 0 | 0 | 0
CT Fac. Spec. - NOX Rate Winter v.4.10 Final, Unit 3820 and retrofits | 327 | 2270 | Rate Constraint in lbs/MMBtu | FALSE | L | Annual | Fuel Consumed | TBtu | 0 | 0 | 0 | 0 | 0 | 0 | 0 | 0
CT Fac. Spec. - NOX Rate Winter v.4.10 Final, Unit 3820 and retrofits | 327 | 2270 | Rate Constraint in lbs/MMBtu | FALSE | L | Annual | Rate | lb/MMBtu | 0 | 0 | 0 | 0 | 0 | 0 | 0 | 0
CT Fac. Spec. - NOX Rate Winter v.4.10 Final, Unit 3820 and retrofits | 327 | 2270 | Rate Constraint in lbs/MMBtu | FALSE | L | Annual | Generation | TWh | 0 | 0 | 0 | 0 | 0 | 0 | 0 | 0
CT Fac. Spec. - NOX Rate Winter v.4.10 Final, Unit 3820 and retrofits | 327 | 2270 | Rate Constraint in lbs/MMBtu | FALSE | L | Annual | Qualifying Generation | TWh | 0 | 0 | 0 | 0 | 0 | 0 | 0 | 0
CT Fac. Spec. - NOX Rate Winter v.4.10 Final, Unit 3820 and retrofits | 327 | 2270 | Rate Constraint in lbs/MMBtu | FALSE | L | Annual | Rate | lb/MWh | 0 | 0 | 0 | 0 | 0 | 0 | 0 | 0
CT Fac. Spec. - NOX Rate Winter v.4.10 Final, Unit 3820 and retrofits | 327 | 2270 | Rate Constraint in lbs/MMBtu | FALSE | L | Annual | Constraint Shadow Price | US2016$/Ton | 0 | 0 | 0 | 0 | 0 | 0 | 0 | 0
CT Fac. Spec. - SO2 Rate Annual Non-Title IV v3.1, Unit 76 and retrofits | 328 | 2294 | Rate Constraint in lbs/MMBtu | FALSE | L | Annual | Seasons Included | Seasons | Winter, WintShld, Summer | Winter, WintShld, Summer | Winter, WintShld, Summer | Winter, WintShld, Summer | Winter, WintShld, Summer | Winter, WintShld, Summer | Winter, WintShld, Summer | Winter, WintShld, Summer
CT Fac. Spec. - SO2 Rate Annual Non-Title IV v3.1, Unit 76 and retrofits | 328 | 2294 | Rate Constraint in lbs/MMBtu | FALSE | L | Annual | Standard SO2 | lb/MMBtu | 0.55 | 0.55 | 0.55 | 0.55 | 0.55 | 0.55 | 0.55 | 0.55
CT Fac. Spec. - SO2 Rate Annual Non-Title IV v3.1, Unit 76 and retrofits | 328 | 2294 | Rate Constraint in lbs/MMBtu | FALSE | L | Annual | Emissions at Affected Plants SO2 | Thousand Tons | 0 | 0 | 0 | 0 | 0 | 0 | 0 | 0
CT Fac. Spec. - SO2 Rate Annual Non-Title IV v3.1, Unit 76 and retrofits | 328 | 2294 | Rate Constraint in lbs/MMBtu | FALSE | L | Annual | Allowances Purchased SO2 | Thousand Tons | 0 | 0 | 0 | 0 | 0 | 0 | 0 | 0
CT Fac. Spec. - SO2 Rate Annual Non-Title IV v3.1, Unit 76 and retrofits | 328 | 2294 | Rate Constraint in lbs/MMBtu | FALSE | L | Annual | Allowances Sold SO2 | Thousand Tons | 0 | 0 | 0 | 0 | 0 | 0 | 0 | 0
CT Fac. Spec. - SO2 Rate Annual Non-Title IV v3.1, Unit 76 and retrofits | 328 | 2294 | Rate Constraint in lbs/MMBtu | FALSE | L | Annual | Allowances Banked | Thousand Tons | 0 | 0 | 0 | 0 | 0 | 0 | 0 | 0
CT Fac. Spec. - SO2 Rate Annual Non-Title IV v3.1, Unit 76 and retrofits | 328 | 2294 | Rate Constraint in lbs/MMBtu | FALSE | L | Annual | Allowances Withdrawn (1:1) | Thousand Tons | 0 | 0 | 0 | 0 | 0 | 0 | 0 | 0
CT Fac. Spec. - SO2 Rate Annual Non-Title IV v3.1, Unit 76 and retrofits | 328 | 2294 | Rate Constraint in lbs/MMBtu | FALSE | L | Annual | Allowances Withdrawn (n:1) | Thousand Tons | 0 | 0 | 0 | 0 | 0 | 0 | 0 | 0
CT Fac. Spec. - SO2 Rate Annual Non-Title IV v3.1, Unit 76 and retrofits | 328 | 2294 | Rate Constraint in lbs/MMBtu | FALSE | L | Annual | Net Emissions Allowance Position | Thousand Tons | 0 | 0 | 0 | 0 | 0 | 0 | 0 | 0
CT Fac. Spec. - SO2 Rate Annual Non-Title IV v3.1, Unit 76 and retrofits | 328 | 2294 | Rate Constraint in lbs/MMBtu | FALSE | L | Annual | Fuel Consumed | TBtu | 0 | 0 | 0 | 0 | 0 | 0 | 0 | 0
CT Fac. Spec. - SO2 Rate Annual Non-Title IV v3.1, Unit 76 and retrofits | 328 | 2294 | Rate Constraint in lbs/MMBtu | FALSE | L | Annual | Rate | lb/MMBtu | 0 | 0 | 0 | 0 | 0 | 0 | 0 | 0
CT Fac. Spec. - SO2 Rate Annual Non-Title IV v3.1, Unit 76 and retrofits | 328 | 2294 | Rate Constraint in lbs/MMBtu | FALSE | L | Annual | Generation | TWh | 0 | 0 | 0 | 0 | 0 | 0 | 0 | 0
CT Fac. Spec. - SO2 Rate Annual Non-Title IV v3.1, Unit 76 and retrofits | 328 | 2294 | Rate Constraint in lbs/MMBtu | FALSE | L | Annual | Qualifying Generation | TWh | 0 | 0 | 0 | 0 | 0 | 0 | 0 | 0
CT Fac. Spec. - SO2 Rate Annual Non-Title IV v3.1, Unit 76 and retrofits | 328 | 2294 | Rate Constraint in lbs/MMBtu | FALSE | L | Annual | Rate | lb/MWh | 0 | 0 | 0 | 0 | 0 | 0 | 0 | 0
CT Fac. Spec. - SO2 Rate Annual Non-Title IV v3.1, Unit 76 and retrofits | 328 | 2294 | Rate Constraint in lbs/MMBtu | FALSE | L | Annual | Constraint Shadow Price | US2016$/Ton | 0 | 0 | 0 | 0 | 0 | 0 | 0 | 0
CT Fac. Spec. - SO2 Rate Annual Non-Title IV v3.1, Unit 1185 and retrofits | 329 | 2294 | Rate Constraint in lbs/MMBtu | FALSE | L | Annual | Seasons Included | Seasons | Winter, WintShld, Summer | Winter, WintShld, Summer | Winter, WintShld, Summer | Winter, WintShld, Summer | Winter, WintShld, Summer | Winter, WintShld, Summer | Winter, WintShld, Summer | Winter, WintShld, Summer
CT Fac. Spec. - SO2 Rate Annual Non-Title IV v3.1, Unit 1185 and retrofits | 329 | 2294 | Rate Constraint in lbs/MMBtu | FALSE | L | Annual | Standard SO2 | lb/MMBtu | 0.55 | 0.55 | 0.55 | 0.55 | 0.55 | 0.55 | 0.55 | 0.55
CT Fac. Spec. - SO2 Rate Annual Non-Title IV v3.1, Unit 1185 and retrofits | 329 | 2294 | Rate Constraint in lbs/MMBtu | FALSE | L | Annual | Emissions at Affected Plants SO2 | Thousand Tons | 0 | 0 | 0 | 0 | 0 | 0 | 0 | 0
CT Fac. Spec. - SO2 Rate Annual Non-Title IV v3.1, Unit 1185 and retrofits | 329 | 2294 | Rate Constraint in lbs/MMBtu | FALSE | L | Annual | Allowances Purchased SO2 | Thousand Tons | 0 | 0 | 0 | 0 | 0 | 0 | 0 | 0
CT Fac. Spec. - SO2 Rate Annual Non-Title IV v3.1, Unit 1185 and retrofits | 329 | 2294 | Rate Constraint in lbs/MMBtu | FALSE | L | Annual | Allowances Sold SO2 | Thousand Tons | 0 | 0 | 0 | 0 | 0 | 0 | 0 | 0
CT Fac. Spec. - SO2 Rate Annual Non-Title IV v3.1, Unit 1185 and retrofits | 329 | 2294 | Rate Constraint in lbs/MMBtu | FALSE | L | Annual | Allowances Banked | Thousand Tons | 0 | 0 | 0 | 0 | 0 | 0 | 0 | 0
CT Fac. Spec. - SO2 Rate Annual Non-Title IV v3.1, Unit 1185 and retrofits | 329 | 2294 | Rate Constraint in lbs/MMBtu | FALSE | L | Annual | Allowances Withdrawn (1:1) | Thousand Tons | 0 | 0 | 0 | 0 | 0 | 0 | 0 | 0
CT Fac. Spec. - SO2 Rate Annual Non-Title IV v3.1, Unit 1185 and retrofits | 329 | 2294 | Rate Constraint in lbs/MMBtu | FALSE | L | Annual | Allowances Withdrawn (n:1) | Thousand Tons | 0 | 0 | 0 | 0 | 0 | 0 | 0 | 0
CT Fac. Spec. - SO2 Rate Annual Non-Title IV v3.1, Unit 1185 and retrofits | 329 | 2294 | Rate Constraint in lbs/MMBtu | FALSE | L | Annual | Net Emissions Allowance Position | Thousand Tons | 0 | 0 | 0 | 0 | 0 | 0 | 0 | 0
CT Fac. Spec. - SO2 Rate Annual Non-Title IV v3.1, Unit 1185 and retrofits | 329 | 2294 | Rate Constraint in lbs/MMBtu | FALSE | L | Annual | Fuel Consumed | TBtu | 0 | 0 | 0 | 0 | 0 | 0 | 0 | 0
CT Fac. Spec. - SO2 Rate Annual Non-Title IV v3.1, Unit 1185 and retrofits | 329 | 2294 | Rate Constraint in lbs/MMBtu | FALSE | L | Annual | Rate | lb/MMBtu | 0 | 0 | 0 | 0 | 0 | 0 | 0 | 0
CT Fac. Spec. - SO2 Rate Annual Non-Title IV v3.1, Unit 1185 and retrofits | 329 | 2294 | Rate Constraint in lbs/MMBtu | FALSE | L | Annual | Generation | TWh | 0 | 0 | 0 | 0 | 0 | 0 | 0 | 0
CT Fac. Spec. - SO2 Rate Annual Non-Title IV v3.1, Unit 1185 and retrofits | 329 | 2294 | Rate Constraint in lbs/MMBtu | FALSE | L | Annual | Qualifying Generation | TWh | 0 | 0 | 0 | 0 | 0 | 0 | 0 | 0
CT Fac. Spec. - SO2 Rate Annual Non-Title IV v3.1, Unit 1185 and retrofits | 329 | 2294 | Rate Constraint in lbs/MMBtu | FALSE | L | Annual | Rate | lb/MWh | 0 | 0 | 0 | 0 | 0 | 0 | 0 | 0
CT Fac. Spec. - SO2 Rate Annual Non-Title IV v3.1, Unit 1185 and retrofits | 329 | 2294 | Rate Constraint in lbs/MMBtu | FALSE | L | Annual | Constraint Shadow Price | US2016$/Ton | 0 | 0 | 0 | 0 | 0 | 0 | 0 | 0
CT Fac. Spec. - SO2 Rate Annual Non-Title IV v3.1, Unit 1186 and retrofits | 330 | 2294 | Rate Constraint in lbs/MMBtu | FALSE | L | Annual | Seasons Included | Seasons | Winter, WintShld, Summer | Winter, WintShld, Summer | Winter, WintShld, Summer | Winter, WintShld, Summer | Winter, WintShld, Summer | Winter, WintShld, Summer | Winter, WintShld, Summer | Winter, WintShld, Summer
CT Fac. Spec. - SO2 Rate Annual Non-Title IV v3.1, Unit 1186 and retrofits | 330 | 2294 | Rate Constraint in lbs/MMBtu | FALSE | L | Annual | Standard SO2 | lb/MMBtu | 0.55 | 0.55 | 0.55 | 0.55 | 0.55 | 0.55 | 0.55 | 0.55
CT Fac. Spec. - SO2 Rate Annual Non-Title IV v3.1, Unit 1186 and retrofits | 330 | 2294 | Rate Constraint in lbs/MMBtu | FALSE | L | Annual | Emissions at Affected Plants SO2 | Thousand Tons | 0 | 0 | 0 | 0 | 0 | 0 | 0 | 0
CT Fac. Spec. - SO2 Rate Annual Non-Title IV v3.1, Unit 1186 and retrofits | 330 | 2294 | Rate Constraint in lbs/MMBtu | FALSE | L | Annual | Allowances Purchased SO2 | Thousand Tons | 0 | 0 | 0 | 0 | 0 | 0 | 0 | 0
CT Fac. Spec. - SO2 Rate Annual Non-Title IV v3.1, Unit 1186 and retrofits | 330 | 2294 | Rate Constraint in lbs/MMBtu | FALSE | L | Annual | Allowances Sold SO2 | Thousand Tons | 0 | 0 | 0 | 0 | 0 | 0 | 0 | 0
CT Fac. Spec. - SO2 Rate Annual Non-Title IV v3.1, Unit 1186 and retrofits | 330 | 2294 | Rate Constraint in lbs/MMBtu | FALSE | L | Annual | Allowances Banked | Thousand Tons | 0 | 0 | 0 | 0 | 0 | 0 | 0 | 0
CT Fac. Spec. - SO2 Rate Annual Non-Title IV v3.1, Unit 1186 and retrofits | 330 | 2294 | Rate Constraint in lbs/MMBtu | FALSE | L | Annual | Allowances Withdrawn (1:1) | Thousand Tons | 0 | 0 | 0 | 0 | 0 | 0 | 0 | 0
CT Fac. Spec. - SO2 Rate Annual Non-Title IV v3.1, Unit 1186 and retrofits | 330 | 2294 | Rate Constraint in lbs/MMBtu | FALSE | L | Annual | Allowances Withdrawn (n:1) | Thousand Tons | 0 | 0 | 0 | 0 | 0 | 0 | 0 | 0
CT Fac. Spec. - SO2 Rate Annual Non-Title IV v3.1, Unit 1186 and retrofits | 330 | 2294 | Rate Constraint in lbs/MMBtu | FALSE | L | Annual | Net Emissions Allowance Position | Thousand Tons | 0 | 0 | 0 | 0 | 0 | 0 | 0 | 0
CT Fac. Spec. - SO2 Rate Annual Non-Title IV v3.1, Unit 1186 and retrofits | 330 | 2294 | Rate Constraint in lbs/MMBtu | FALSE | L | Annual | Fuel Consumed | TBtu | 0 | 0 | 0 | 0 | 0 | 0 | 0 | 0
CT Fac. Spec. - SO2 Rate Annual Non-Title IV v3.1, Unit 1186 and retrofits | 330 | 2294 | Rate Constraint in lbs/MMBtu | FALSE | L | Annual | Rate | lb/MMBtu | 0 | 0 | 0 | 0 | 0 | 0 | 0 | 0
CT Fac. Spec. - SO2 Rate Annual Non-Title IV v3.1, Unit 1186 and retrofits | 330 | 2294 | Rate Constraint in lbs/MMBtu | FALSE | L | Annual | Generation | TWh | 0 | 0 | 0 | 0 | 0 | 0 | 0 | 0
CT Fac. Spec. - SO2 Rate Annual Non-Title IV v3.1, Unit 1186 and retrofits | 330 | 2294 | Rate Constraint in lbs/MMBtu | FALSE | L | Annual | Qualifying Generation | TWh | 0 | 0 | 0 | 0 | 0 | 0 | 0 | 0
CT Fac. Spec. - SO2 Rate Annual Non-Title IV v3.1, Unit 1186 and retrofits | 330 | 2294 | Rate Constraint in lbs/MMBtu | FALSE | L | Annual | Rate | lb/MWh | 0 | 0 | 0 | 0 | 0 | 0 | 0 | 0
CT Fac. Spec. - SO2 Rate Annual Non-Title IV v3.1, Unit 1186 and retrofits | 330 | 2294 | Rate Constraint in lbs/MMBtu | FALSE | L | Annual | Constraint Shadow Price | US2016$/Ton | 0 | 0 | 0 | 0 | 0 | 0 | 0 | 0
CT Fac. Spec. - SO2 Rate Annual Non-Title IV v3.1, Unit 1191 and retrofits | 331 | 2294 | Rate Constraint in lbs/MMBtu | FALSE | L | Annual | Seasons Included | Seasons | Winter, WintShld, Summer | Winter, WintShld, Summer | Winter, WintShld, Summer | Winter, WintShld, Summer | Winter, WintShld, Summer | Winter, WintShld, Summer | Winter, WintShld, Summer | Winter, WintShld, Summer
CT Fac. Spec. - SO2 Rate Annual Non-Title IV v3.1, Unit 1191 and retrofits | 331 | 2294 | Rate Constraint in lbs/MMBtu | FALSE | L | Annual | Standard SO2 | lb/MMBtu | 0.55 | 0.55 | 0.55 | 0.55 | 0.55 | 0.55 | 0.55 | 0.55
CT Fac. Spec. - SO2 Rate Annual Non-Title IV v3.1, Unit 1191 and retrofits | 331 | 2294 | Rate Constraint in lbs/MMBtu | FALSE | L | Annual | Emissions at Affected Plants SO2 | Thousand Tons | 0 | 0 | 0 | 0 | 0 | 0 | 0 | 0
CT Fac. Spec. - SO2 Rate Annual Non-Title IV v3.1, Unit 1191 and retrofits | 331 | 2294 | Rate Constraint in lbs/MMBtu | FALSE | L | Annual | Allowances Purchased SO2 | Thousand Tons | 0 | 0 | 0 | 0 | 0 | 0 | 0 | 0
CT Fac. Spec. - SO2 Rate Annual Non-Title IV v3.1, Unit 1191 and retrofits | 331 | 2294 | Rate Constraint in lbs/MMBtu | FALSE | L | Annual | Allowances Sold SO2 | Thousand Tons | 0 | 0 | 0 | 0 | 0 | 0 | 0 | 0
CT Fac. Spec. - SO2 Rate Annual Non-Title IV v3.1, Unit 1191 and retrofits | 331 | 2294 | Rate Constraint in lbs/MMBtu | FALSE | L | Annual | Allowances Banked | Thousand Tons | 0 | 0 | 0 | 0 | 0 | 0 | 0 | 0
CT Fac. Spec. - SO2 Rate Annual Non-Title IV v3.1, Unit 1191 and retrofits | 331 | 2294 | Rate Constraint in lbs/MMBtu | FALSE | L | Annual | Allowances Withdrawn (1:1) | Thousand Tons | 0 | 0 | 0 | 0 | 0 | 0 | 0 | 0
CT Fac. Spec. - SO2 Rate Annual Non-Title IV v3.1, Unit 1191 and retrofits | 331 | 2294 | Rate Constraint in lbs/MMBtu | FALSE | L | Annual | Allowances Withdrawn (n:1) | Thousand Tons | 0 | 0 | 0 | 0 | 0 | 0 | 0 | 0
CT Fac. Spec. - SO2 Rate Annual Non-Title IV v3.1, Unit 1191 and retrofits | 331 | 2294 | Rate Constraint in lbs/MMBtu | FALSE | L | Annual | Net Emissions Allowance Position | Thousand Tons | 0 | 0 | 0 | 0 | 0 | 0 | 0 | 0
CT Fac. Spec. - SO2 Rate Annual Non-Title IV v3.1, Unit 1191 and retrofits | 331 | 2294 | Rate Constraint in lbs/MMBtu | FALSE | L | Annual | Fuel Consumed | TBtu | 0 | 0 | 0 | 0 | 0 | 0 | 0 | 0
CT Fac. Spec. - SO2 Rate Annual Non-Title IV v3.1, Unit 1191 and retrofits | 331 | 2294 | Rate Constraint in lbs/MMBtu | FALSE | L | Annual | Rate | lb/MMBtu | 0 | 0 | 0 | 0 | 0 | 0 | 0 | 0
CT Fac. Spec. - SO2 Rate Annual Non-Title IV v3.1, Unit 1191 and retrofits | 331 | 2294 | Rate Constraint in lbs/MMBtu | FALSE | L | Annual | Generation | TWh | 0 | 0 | 0 | 0 | 0 | 0 | 0 | 0
CT Fac. Spec. - SO2 Rate Annual Non-Title IV v3.1, Unit 1191 and retrofits | 331 | 2294 | Rate Constraint in lbs/MMBtu | FALSE | L | Annual | Qualifying Generation | TWh | 0 | 0 | 0 | 0 | 0 | 0 | 0 | 0
CT Fac. Spec. - SO2 Rate Annual Non-Title IV v3.1, Unit 1191 and retrofits | 331 | 2294 | Rate Constraint in lbs/MMBtu | FALSE | L | Annual | Rate | lb/MWh | 0 | 0 | 0 | 0 | 0 | 0 | 0 | 0
CT Fac. Spec. - SO2 Rate Annual Non-Title IV v3.1, Unit 1191 and retrofits | 331 | 2294 | Rate Constraint in lbs/MMBtu | FALSE | L | Annual | Constraint Shadow Price | US2016$/Ton | 0 | 0 | 0 | 0 | 0 | 0 | 0 | 0
CT Fac. Spec. - SO2 Rate Annual Non-Title IV v3.1, Unit 1192 and retrofits | 332 | 2294 | Rate Constraint in lbs/MMBtu | FALSE | L | Annual | Seasons Included | Seasons | Winter, WintShld, Summer | Winter, WintShld, Summer | Winter, WintShld, Summer | Winter, WintShld, Summer | Winter, WintShld, Summer | Winter, WintShld, Summer | Winter, WintShld, Summer | Winter, WintShld, Summer
CT Fac. Spec. - SO2 Rate Annual Non-Title IV v3.1, Unit 1192 and retrofits | 332 | 2294 | Rate Constraint in lbs/MMBtu | FALSE | L | Annual | Standard SO2 | lb/MMBtu | 0.55 | 0.55 | 0.55 | 0.55 | 0.55 | 0.55 | 0.55 | 0.55
CT Fac. Spec. - SO2 Rate Annual Non-Title IV v3.1, Unit 1192 and retrofits | 332 | 2294 | Rate Constraint in lbs/MMBtu | FALSE | L | Annual | Emissions at Affected Plants SO2 | Thousand Tons | 0 | 0 | 0 | 0 | 0 | 0 | 0 | 0
CT Fac. Spec. - SO2 Rate Annual Non-Title IV v3.1, Unit 1192 and retrofits | 332 | 2294 | Rate Constraint in lbs/MMBtu | FALSE | L | Annual | Allowances Purchased SO2 | Thousand Tons | 0 | 0 | 0 | 0 | 0 | 0 | 0 | 0
CT Fac. Spec. - SO2 Rate Annual Non-Title IV v3.1, Unit 1192 and retrofits | 332 | 2294 | Rate Constraint in lbs/MMBtu | FALSE | L | Annual | Allowances Sold SO2 | Thousand Tons | 0 | 0 | 0 | 0 | 0 | 0 | 0 | 0
CT Fac. Spec. - SO2 Rate Annual Non-Title IV v3.1, Unit 1192 and retrofits | 332 | 2294 | Rate Constraint in lbs/MMBtu | FALSE | L | Annual | Allowances Banked | Thousand Tons | 0 | 0 | 0 | 0 | 0 | 0 | 0 | 0
CT Fac. Spec. - SO2 Rate Annual Non-Title IV v3.1, Unit 1192 and retrofits | 332 | 2294 | Rate Constraint in lbs/MMBtu | FALSE | L | Annual | Allowances Withdrawn (1:1) | Thousand Tons | 0 | 0 | 0 | 0 | 0 | 0 | 0 | 0
CT Fac. Spec. - SO2 Rate Annual Non-Title IV v3.1, Unit 1192 and retrofits | 332 | 2294 | Rate Constraint in lbs/MMBtu | FALSE | L | Annual | Allowances Withdrawn (n:1) | Thousand Tons | 0 | 0 | 0 | 0 | 0 | 0 | 0 | 0
CT Fac. Spec. - SO2 Rate Annual Non-Title IV v3.1, Unit 1192 and retrofits | 332 | 2294 | Rate Constraint in lbs/MMBtu | FALSE | L | Annual | Net Emissions Allowance Position | Thousand Tons | 0 | 0 | 0 | 0 | 0 | 0 | 0 | 0
CT Fac. Spec. - SO2 Rate Annual Non-Title IV v3.1, Unit 1192 and retrofits | 332 | 2294 | Rate Constraint in lbs/MMBtu | FALSE | L | Annual | Fuel Consumed | TBtu | 0 | 0 | 0 | 0 | 0 | 0 | 0 | 0
CT Fac. Spec. - SO2 Rate Annual Non-Title IV v3.1, Unit 1192 and retrofits | 332 | 2294 | Rate Constraint in lbs/MMBtu | FALSE | L | Annual | Rate | lb/MMBtu | 0 | 0 | 0 | 0 | 0 | 0 | 0 | 0
CT Fac. Spec. - SO2 Rate Annual Non-Title IV v3.1, Unit 1192 and retrofits | 332 | 2294 | Rate Constraint in lbs/MMBtu | FALSE | L | Annual | Generation | TWh | 0 | 0 | 0 | 0 | 0 | 0 | 0 | 0
CT Fac. Spec. - SO2 Rate Annual Non-Title IV v3.1, Unit 1192 and retrofits | 332 | 2294 | Rate Constraint in lbs/MMBtu | FALSE | L | Annual | Qualifying Generation | TWh | 0 | 0 | 0 | 0 | 0 | 0 | 0 | 0
CT Fac. Spec. - SO2 Rate Annual Non-Title IV v3.1, Unit 1192 and retrofits | 332 | 2294 | Rate Constraint in lbs/MMBtu | FALSE | L | Annual | Rate | lb/MWh | 0 | 0 | 0 | 0 | 0 | 0 | 0 | 0
CT Fac. Spec. - SO2 Rate Annual Non-Title IV v3.1, Unit 1192 and retrofits | 332 | 2294 | Rate Constraint in lbs/MMBtu | FALSE | L | Annual | Constraint Shadow Price | US2016$/Ton | 0 | 0 | 0 | 0 | 0 | 0 | 0 | 0
CT Fac. Spec. - SO2 Rate Annual Non-Title IV v3.1, Unit 1193 and retrofits | 333 | 2294 | Rate Constraint in lbs/MMBtu | FALSE | L | Annual | Seasons Included | Seasons | Winter, WintShld, Summer | Winter, WintShld, Summer | Winter, WintShld, Summer | Winter, WintShld, Summer | Winter, WintShld, Summer | Winter, WintShld, Summer | Winter, WintShld, Summer | Winter, WintShld, Summer
CT Fac. Spec. - SO2 Rate Annual Non-Title IV v3.1, Unit 1193 and retrofits | 333 | 2294 | Rate Constraint in lbs/MMBtu | FALSE | L | Annual | Standard SO2 | lb/MMBtu | 0.55 | 0.55 | 0.55 | 0.55 | 0.55 | 0.55 | 0.55 | 0.55
CT Fac. Spec. - SO2 Rate Annual Non-Title IV v3.1, Unit 1193 and retrofits | 333 | 2294 | Rate Constraint in lbs/MMBtu | FALSE | L | Annual | Emissions at Affected Plants SO2 | Thousand Tons | 0 | 0 | 0 | 0 | 0 | 0 | 0 | 0
CT Fac. Spec. - SO2 Rate Annual Non-Title IV v3.1, Unit 1193 and retrofits | 333 | 2294 | Rate Constraint in lbs/MMBtu | FALSE | L | Annual | Allowances Purchased SO2 | Thousand Tons | 0 | 0 | 0 | 0 | 0 | 0 | 0 | 0
CT Fac. Spec. - SO2 Rate Annual Non-Title IV v3.1, Unit 1193 and retrofits | 333 | 2294 | Rate Constraint in lbs/MMBtu | FALSE | L | Annual | Allowances Sold SO2 | Thousand Tons | 0 | 0 | 0 | 0 | 0 | 0 | 0 | 0
CT Fac. Spec. - SO2 Rate Annual Non-Title IV v3.1, Unit 1193 and retrofits | 333 | 2294 | Rate Constraint in lbs/MMBtu | FALSE | L | Annual | Allowances Banked | Thousand Tons | 0 | 0 | 0 | 0 | 0 | 0 | 0 | 0
CT Fac. Spec. - SO2 Rate Annual Non-Title IV v3.1, Unit 1193 and retrofits | 333 | 2294 | Rate Constraint in lbs/MMBtu | FALSE | L | Annual | Allowances Withdrawn (1:1) | Thousand Tons | 0 | 0 | 0 | 0 | 0 | 0 | 0 | 0
CT Fac. Spec. - SO2 Rate Annual Non-Title IV v3.1, Unit 1193 and retrofits | 333 | 2294 | Rate Constraint in lbs/MMBtu | FALSE | L | Annual | Allowances Withdrawn (n:1) | Thousand Tons | 0 | 0 | 0 | 0 | 0 | 0 | 0 | 0
CT Fac. Spec. - SO2 Rate Annual Non-Title IV v3.1, Unit 1193 and retrofits | 333 | 2294 | Rate Constraint in lbs/MMBtu | FALSE | L | Annual | Net Emissions Allowance Position | Thousand Tons | 0 | 0 | 0 | 0 | 0 | 0 | 0 | 0
CT Fac. Spec. - SO2 Rate Annual Non-Title IV v3.1, Unit 1193 and retrofits | 333 | 2294 | Rate Constraint in lbs/MMBtu | FALSE | L | Annual | Fuel Consumed | TBtu | 0 | 0 | 0 | 0 | 0 | 0 | 0 | 0
CT Fac. Spec. - SO2 Rate Annual Non-Title IV v3.1, Unit 1193 and retrofits | 333 | 2294 | Rate Constraint in lbs/MMBtu | FALSE | L | Annual | Rate | lb/MMBtu | 0 | 0 | 0 | 0 | 0 | 0 | 0 | 0
CT Fac. Spec. - SO2 Rate Annual Non-Title IV v3.1, Unit 1193 and retrofits | 333 | 2294 | Rate Constraint in lbs/MMBtu | FALSE | L | Annual | Generation | TWh | 0 | 0 | 0 | 0 | 0 | 0 | 0 | 0
CT Fac. Spec. - SO2 Rate Annual Non-Title IV v3.1, Unit 1193 and retrofits | 333 | 2294 | Rate Constraint in lbs/MMBtu | FALSE | L | Annual | Qualifying Generation | TWh | 0 | 0 | 0 | 0 | 0 | 0 | 0 | 0
CT Fac. Spec. - SO2 Rate Annual Non-Title IV v3.1, Unit 1193 and retrofits | 333 | 2294 | Rate Constraint in lbs/MMBtu | FALSE | L | Annual | Rate | lb/MWh | 0 | 0 | 0 | 0 | 0 | 0 | 0 | 0
CT Fac. Spec. - SO2 Rate Annual Non-Title IV v3.1, Unit 1193 and retrofits | 333 | 2294 | Rate Constraint in lbs/MMBtu | FALSE | L | Annual | Constraint Shadow Price | US2016$/Ton | 0 | 0 | 0 | 0 | 0 | 0 | 0 | 0
CT Fac. Spec. - SO2 Rate Annual Non-Title IV v3.1, Unit 1194 and retrofits | 334 | 2294 | Rate Constraint in lbs/MMBtu | FALSE | L | Annual | Seasons Included | Seasons | Winter, WintShld, Summer | Winter, WintShld, Summer | Winter, WintShld, Summer | Winter, WintShld, Summer | Winter, WintShld, Summer | Winter, WintShld, Summer | Winter, WintShld, Summer | Winter, WintShld, Summer
CT Fac. Spec. - SO2 Rate Annual Non-Title IV v3.1, Unit 1194 and retrofits | 334 | 2294 | Rate Constraint in lbs/MMBtu | FALSE | L | Annual | Standard SO2 | lb/MMBtu | 0.55 | 0.55 | 0.55 | 0.55 | 0.55 | 0.55 | 0.55 | 0.55
CT Fac. Spec. - SO2 Rate Annual Non-Title IV v3.1, Unit 1194 and retrofits | 334 | 2294 | Rate Constraint in lbs/MMBtu | FALSE | L | Annual | Emissions at Affected Plants SO2 | Thousand Tons | 0 | 0 | 0 | 0 | 0 | 0 | 0 | 0
CT Fac. Spec. - SO2 Rate Annual Non-Title IV v3.1, Unit 1194 and retrofits | 334 | 2294 | Rate Constraint in lbs/MMBtu | FALSE | L | Annual | Allowances Purchased SO2 | Thousand Tons | 0 | 0 | 0 | 0 | 0 | 0 | 0 | 0
CT Fac. Spec. - SO2 Rate Annual Non-Title IV v3.1, Unit 1194 and retrofits | 334 | 2294 | Rate Constraint in lbs/MMBtu | FALSE | L | Annual | Allowances Sold SO2 | Thousand Tons | 0 | 0 | 0 | 0 | 0 | 0 | 0 | 0
CT Fac. Spec. - SO2 Rate Annual Non-Title IV v3.1, Unit 1194 and retrofits | 334 | 2294 | Rate Constraint in lbs/MMBtu | FALSE | L | Annual | Allowances Banked | Thousand Tons | 0 | 0 | 0 | 0 | 0 | 0 | 0 | 0
CT Fac. Spec. - SO2 Rate Annual Non-Title IV v3.1, Unit 1194 and retrofits | 334 | 2294 | Rate Constraint in lbs/MMBtu | FALSE | L | Annual | Allowances Withdrawn (1:1) | Thousand Tons | 0 | 0 | 0 | 0 | 0 | 0 | 0 | 0
CT Fac. Spec. - SO2 Rate Annual Non-Title IV v3.1, Unit 1194 and retrofits | 334 | 2294 | Rate Constraint in lbs/MMBtu | FALSE | L | Annual | Allowances Withdrawn (n:1) | Thousand Tons | 0 | 0 | 0 | 0 | 0 | 0 | 0 | 0
CT Fac. Spec. - SO2 Rate Annual Non-Title IV v3.1, Unit 1194 and retrofits | 334 | 2294 | Rate Constraint in lbs/MMBtu | FALSE | L | Annual | Net Emissions Allowance Position | Thousand Tons | 0 | 0 | 0 | 0 | 0 | 0 | 0 | 0
CT Fac. Spec. - SO2 Rate Annual Non-Title IV v3.1, Unit 1194 and retrofits | 334 | 2294 | Rate Constraint in lbs/MMBtu | FALSE | L | Annual | Fuel Consumed | TBtu | 0 | 0 | 0 | 0 | 0 | 0 | 0 | 0
CT Fac. Spec. - SO2 Rate Annual Non-Title IV v3.1, Unit 1194 and retrofits | 334 | 2294 | Rate Constraint in lbs/MMBtu | FALSE | L | Annual | Rate | lb/MMBtu | 0 | 0 | 0 | 0 | 0 | 0 | 0 | 0
CT Fac. Spec. - SO2 Rate Annual Non-Title IV v3.1, Unit 1194 and retrofits | 334 | 2294 | Rate Constraint in lbs/MMBtu | FALSE | L | Annual | Generation | TWh | 0 | 0 | 0 | 0 | 0 | 0 | 0 | 0
CT Fac. Spec. - SO2 Rate Annual Non-Title IV v3.1, Unit 1194 and retrofits | 334 | 2294 | Rate Constraint in lbs/MMBtu | FALSE | L | Annual | Qualifying Generation | TWh | 0 | 0 | 0 | 0 | 0 | 0 | 0 | 0
CT Fac. Spec. - SO2 Rate Annual Non-Title IV v3.1, Unit 1194 and retrofits | 334 | 2294 | Rate Constraint in lbs/MMBtu | FALSE | L | Annual | Rate | lb/MWh | 0 | 0 | 0 | 0 | 0 | 0 | 0 | 0
CT Fac. Spec. - SO2 Rate Annual Non-Title IV v3.1, Unit 1194 and retrofits | 334 | 2294 | Rate Constraint in lbs/MMBtu | FALSE | L | Annual | Constraint Shadow Price | US2016$/Ton | 0 | 0 | 0 | 0 | 0 | 0 | 0 | 0
CT Fac. Spec. - SO2 Rate Annual Non-Title IV v3.1, Unit 1195 and retrofits | 335 | 2294 | Rate Constraint in lbs/MMBtu | FALSE | L | Annual | Seasons Included | Seasons | Winter, WintShld, Summer | Winter, WintShld, Summer | Winter, WintShld, Summer | Winter, WintShld, Summer | Winter, WintShld, Summer | Winter, WintShld, Summer | Winter, WintShld, Summer | Winter, WintShld, Summer
CT Fac. Spec. - SO2 Rate Annual Non-Title IV v3.1, Unit 1195 and retrofits | 335 | 2294 | Rate Constraint in lbs/MMBtu | FALSE | L | Annual | Standard SO2 | lb/MMBtu | 0.55 | 0.55 | 0.55 | 0.55 | 0.55 | 0.55 | 0.55 | 0.55
CT Fac. Spec. - SO2 Rate Annual Non-Title IV v3.1, Unit 1195 and retrofits | 335 | 2294 | Rate Constraint in lbs/MMBtu | FALSE | L | Annual | Emissions at Affected Plants SO2 | Thousand Tons | 0 | 0 | 0 | 0 | 0 | 0 | 0 | 0
CT Fac. Spec. - SO2 Rate Annual Non-Title IV v3.1, Unit 1195 and retrofits | 335 | 2294 | Rate Constraint in lbs/MMBtu | FALSE | L | Annual | Allowances Purchased SO2 | Thousand Tons | 0 | 0 | 0 | 0 | 0 | 0 | 0 | 0
CT Fac. Spec. - SO2 Rate Annual Non-Title IV v3.1, Unit 1195 and retrofits | 335 | 2294 | Rate Constraint in lbs/MMBtu | FALSE | L | Annual | Allowances Sold SO2 | Thousand Tons | 0 | 0 | 0 | 0 | 0 | 0 | 0 | 0
CT Fac. Spec. - SO2 Rate Annual Non-Title IV v3.1, Unit 1195 and retrofits | 335 | 2294 | Rate Constraint in lbs/MMBtu | FALSE | L | Annual | Allowances Banked | Thousand Tons | 0 | 0 | 0 | 0 | 0 | 0 | 0 | 0
CT Fac. Spec. - SO2 Rate Annual Non-Title IV v3.1, Unit 1195 and retrofits | 335 | 2294 | Rate Constraint in lbs/MMBtu | FALSE | L | Annual | Allowances Withdrawn (1:1) | Thousand Tons | 0 | 0 | 0 | 0 | 0 | 0 | 0 | 0
CT Fac. Spec. - SO2 Rate Annual Non-Title IV v3.1, Unit 1195 and retrofits | 335 | 2294 | Rate Constraint in lbs/MMBtu | FALSE | L | Annual | Allowances Withdrawn (n:1) | Thousand Tons | 0 | 0 | 0 | 0 | 0 | 0 | 0 | 0
CT Fac. Spec. - SO2 Rate Annual Non-Title IV v3.1, Unit 1195 and retrofits | 335 | 2294 | Rate Constraint in lbs/MMBtu | FALSE | L | Annual | Net Emissions Allowance Position | Thousand Tons | 0 | 0 | 0 | 0 | 0 | 0 | 0 | 0
CT Fac. Spec. - SO2 Rate Annual Non-Title IV v3.1, Unit 1195 and retrofits | 335 | 2294 | Rate Constraint in lbs/MMBtu | FALSE | L | Annual | Fuel Consumed | TBtu | 0 | 0 | 0 | 0 | 0 | 0 | 0 | 0
CT Fac. Spec. - SO2 Rate Annual Non-Title IV v3.1, Unit 1195 and retrofits | 335 | 2294 | Rate Constraint in lbs/MMBtu | FALSE | L | Annual | Rate | lb/MMBtu | 0 | 0 | 0 | 0 | 0 | 0 | 0 | 0
CT Fac. Spec. - SO2 Rate Annual Non-Title IV v3.1, Unit 1195 and retrofits | 335 | 2294 | Rate Constraint in lbs/MMBtu | FALSE | L | Annual | Generation | TWh | 0 | 0 | 0 | 0 | 0 | 0 | 0 | 0
CT Fac. Spec. - SO2 Rate Annual Non-Title IV v3.1, Unit 1195 and retrofits | 335 | 2294 | Rate Constraint in lbs/MMBtu | FALSE | L | Annual | Qualifying Generation | TWh | 0 | 0 | 0 | 0 | 0 | 0 | 0 | 0
CT Fac. Spec. - SO2 Rate Annual Non-Title IV v3.1, Unit 1195 and retrofits | 335 | 2294 | Rate Constraint in lbs/MMBtu | FALSE | L | Annual | Rate | lb/MWh | 0 | 0 | 0 | 0 | 0 | 0 | 0 | 0
CT Fac. Spec. - SO2 Rate Annual Non-Title IV v3.1, Unit 1195 and retrofits | 335 | 2294 | Rate Constraint in lbs/MMBtu | FALSE | L | Annual | Constraint Shadow Price | US2016$/Ton | 0 | 0 | 0 | 0 | 0 | 0 | 0 | 0
CT Fac. Spec. - SO2 Rate Annual Non-Title IV v3.1, Unit 1205 and retrofits | 336 | 2294 | Rate Constraint in lbs/MMBtu | FALSE | L | Annual | Seasons Included | Seasons | Winter, WintShld, Summer | Winter, WintShld, Summer | Winter, WintShld, Summer | Winter, WintShld, Summer | Winter, WintShld, Summer | Winter, WintShld, Summer | Winter, WintShld, Summer | Winter, WintShld, Summer
CT Fac. Spec. - SO2 Rate Annual Non-Title IV v3.1, Unit 1205 and retrofits | 336 | 2294 | Rate Constraint in lbs/MMBtu | FALSE | L | Annual | Standard SO2 | lb/MMBtu | 0.55 | 0.55 | 0.55 | 0.55 | 0.55 | 0.55 | 0.55 | 0.55
CT Fac. Spec. - SO2 Rate Annual Non-Title IV v3.1, Unit 1205 and retrofits | 336 | 2294 | Rate Constraint in lbs/MMBtu | FALSE | L | Annual | Emissions at Affected Plants SO2 | Thousand Tons | 0 | 0 | 0 | 0 | 0 | 0 | 0 | 0
CT Fac. Spec. - SO2 Rate Annual Non-Title IV v3.1, Unit 1205 and retrofits | 336 | 2294 | Rate Constraint in lbs/MMBtu | FALSE | L | Annual | Allowances Purchased SO2 | Thousand Tons | 0 | 0 | 0 | 0 | 0 | 0 | 0 | 0
CT Fac. Spec. - SO2 Rate Annual Non-Title IV v3.1, Unit 1205 and retrofits | 336 | 2294 | Rate Constraint in lbs/MMBtu | FALSE | L | Annual | Allowances Sold SO2 | Thousand Tons | 0 | 0 | 0 | 0 | 0 | 0 | 0 | 0
CT Fac. Spec. - SO2 Rate Annual Non-Title IV v3.1, Unit 1205 and retrofits | 336 | 2294 | Rate Constraint in lbs/MMBtu | FALSE | L | Annual | Allowances Banked | Thousand Tons | 0 | 0 | 0 | 0 | 0 | 0 | 0 | 0
CT Fac. Spec. - SO2 Rate Annual Non-Title IV v3.1, Unit 1205 and retrofits | 336 | 2294 | Rate Constraint in lbs/MMBtu | FALSE | L | Annual | Allowances Withdrawn (1:1) | Thousand Tons | 0 | 0 | 0 | 0 | 0 | 0 | 0 | 0
CT Fac. Spec. - SO2 Rate Annual Non-Title IV v3.1, Unit 1205 and retrofits | 336 | 2294 | Rate Constraint in lbs/MMBtu | FALSE | L | Annual | Allowances Withdrawn (n:1) | Thousand Tons | 0 | 0 | 0 | 0 | 0 | 0 | 0 | 0
CT Fac. Spec. - SO2 Rate Annual Non-Title IV v3.1, Unit 1205 and retrofits | 336 | 2294 | Rate Constraint in lbs/MMBtu | FALSE | L | Annual | Net Emissions Allowance Position | Thousand Tons | 0 | 0 | 0 | 0 | 0 | 0 | 0 | 0
CT Fac. Spec. - SO2 Rate Annual Non-Title IV v3.1, Unit 1205 and retrofits | 336 | 2294 | Rate Constraint in lbs/MMBtu | FALSE | L | Annual | Fuel Consumed | TBtu | 0 | 0 | 0 | 0 | 0 | 0 | 0 | 0
CT Fac. Spec. - SO2 Rate Annual Non-Title IV v3.1, Unit 1205 and retrofits | 336 | 2294 | Rate Constraint in lbs/MMBtu | FALSE | L | Annual | Rate | lb/MMBtu | 0 | 0 | 0 | 0 | 0 | 0 | 0 | 0
CT Fac. Spec. - SO2 Rate Annual Non-Title IV v3.1, Unit 1205 and retrofits | 336 | 2294 | Rate Constraint in lbs/MMBtu | FALSE | L | Annual | Generation | TWh | 0 | 0 | 0 | 0 | 0 | 0 | 0 | 0
CT Fac. Spec. - SO2 Rate Annual Non-Title IV v3.1, Unit 1205 and retrofits | 336 | 2294 | Rate Constraint in lbs/MMBtu | FALSE | L | Annual | Qualifying Generation | TWh | 0 | 0 | 0 | 0 | 0 | 0 | 0 | 0
CT Fac. Spec. - SO2 Rate Annual Non-Title IV v3.1, Unit 1205 and retrofits | 336 | 2294 | Rate Constraint in lbs/MMBtu | FALSE | L | Annual | Rate | lb/MWh | 0 | 0 | 0 | 0 | 0 | 0 | 0 | 0
CT Fac. Spec. - SO2 Rate Annual Non-Title IV v3.1, Unit 1205 and retrofits | 336 | 2294 | Rate Constraint in lbs/MMBtu | FALSE | L | Annual | Constraint Shadow Price | US2016$/Ton | 0 | 0 | 0 | 0 | 0 | 0 | 0 | 0
CT Fac. Spec. - SO2 Rate Annual Non-Title IV v3.1, Unit 1206 and retrofits | 337 | 2294 | Rate Constraint in lbs/MMBtu | FALSE | L | Annual | Seasons Included | Seasons | Winter, WintShld, Summer | Winter, WintShld, Summer | Winter, WintShld, Summer | Winter, WintShld, Summer | Winter, WintShld, Summer | Winter, WintShld, Summer | Winter, WintShld, Summer | Winter, WintShld, Summer
CT Fac. Spec. - SO2 Rate Annual Non-Title IV v3.1, Unit 1206 and retrofits | 337 | 2294 | Rate Constraint in lbs/MMBtu | FALSE | L | Annual | Standard SO2 | lb/MMBtu | 0.55 | 0.55 | 0.55 | 0.55 | 0.55 | 0.55 | 0.55 | 0.55
CT Fac. Spec. - SO2 Rate Annual Non-Title IV v3.1, Unit 1206 and retrofits | 337 | 2294 | Rate Constraint in lbs/MMBtu | FALSE | L | Annual | Emissions at Affected Plants SO2 | Thousand Tons | 0 | 0 | 0 | 0 | 0 | 0 | 0 | 0
CT Fac. Spec. - SO2 Rate Annual Non-Title IV v3.1, Unit 1206 and retrofits | 337 | 2294 | Rate Constraint in lbs/MMBtu | FALSE | L | Annual | Allowances Purchased SO2 | Thousand Tons | 0 | 0 | 0 | 0 | 0 | 0 | 0 | 0
CT Fac. Spec. - SO2 Rate Annual Non-Title IV v3.1, Unit 1206 and retrofits | 337 | 2294 | Rate Constraint in lbs/MMBtu | FALSE | L | Annual | Allowances Sold SO2 | Thousand Tons | 0 | 0 | 0 | 0 | 0 | 0 | 0 | 0
CT Fac. Spec. - SO2 Rate Annual Non-Title IV v3.1, Unit 1206 and retrofits | 337 | 2294 | Rate Constraint in lbs/MMBtu | FALSE | L | Annual | Allowances Banked | Thousand Tons | 0 | 0 | 0 | 0 | 0 | 0 | 0 | 0
CT Fac. Spec. - SO2 Rate Annual Non-Title IV v3.1, Unit 1206 and retrofits | 337 | 2294 | Rate Constraint in lbs/MMBtu | FALSE | L | Annual | Allowances Withdrawn (1:1) | Thousand Tons | 0 | 0 | 0 | 0 | 0 | 0 | 0 | 0
CT Fac. Spec. - SO2 Rate Annual Non-Title IV v3.1, Unit 1206 and retrofits | 337 | 2294 | Rate Constraint in lbs/MMBtu | FALSE | L | Annual | Allowances Withdrawn (n:1) | Thousand Tons | 0 | 0 | 0 | 0 | 0 | 0 | 0 | 0
CT Fac. Spec. - SO2 Rate Annual Non-Title IV v3.1, Unit 1206 and retrofits | 337 | 2294 | Rate Constraint in lbs/MMBtu | FALSE | L | Annual | Net Emissions Allowance Position | Thousand Tons | 0 | 0 | 0 | 0 | 0 | 0 | 0 | 0
CT Fac. Spec. - SO2 Rate Annual Non-Title IV v3.1, Unit 1206 and retrofits | 337 | 2294 | Rate Constraint in lbs/MMBtu | FALSE | L | Annual | Fuel Consumed | TBtu | 0 | 0 | 0 | 0 | 0 | 0 | 0 | 0
CT Fac. Spec. - SO2 Rate Annual Non-Title IV v3.1, Unit 1206 and retrofits | 337 | 2294 | Rate Constraint in lbs/MMBtu | FALSE | L | Annual | Rate | lb/MMBtu | 0 | 0 | 0 | 0 | 0 | 0 | 0 | 0
CT Fac. Spec. - SO2 Rate Annual Non-Title IV v3.1, Unit 1206 and retrofits | 337 | 2294 | Rate Constraint in lbs/MMBtu | FALSE | L | Annual | Generation | TWh | 0 | 0 | 0 | 0 | 0 | 0 | 0 | 0
CT Fac. Spec. - SO2 Rate Annual Non-Title IV v3.1, Unit 1206 and retrofits | 337 | 2294 | Rate Constraint in lbs/MMBtu | FALSE | L | Annual | Qualifying Generation | TWh | 0 | 0 | 0 | 0 | 0 | 0 | 0 | 0
CT Fac. Spec. - SO2 Rate Annual Non-Title IV v3.1, Unit 1206 and retrofits | 337 | 2294 | Rate Constraint in lbs/MMBtu | FALSE | L | Annual | Rate | lb/MWh | 0 | 0 | 0 | 0 | 0 | 0 | 0 | 0
CT Fac. Spec. - SO2 Rate Annual Non-Title IV v3.1, Unit 1206 and retrofits | 337 | 2294 | Rate Constraint in lbs/MMBtu | FALSE | L | Annual | Constraint Shadow Price | US2016$/Ton | 0 | 0 | 0 | 0 | 0 | 0 | 0 | 0
CT Fac. Spec. - SO2 Rate Annual Non-Title IV v3.1, Unit 1207 and retrofits | 338 | 2294 | Rate Constraint in lbs/MMBtu | FALSE | L | Annual | Seasons Included | Seasons | Winter, WintShld, Summer | Winter, WintShld, Summer | Winter, WintShld, Summer | Winter, WintShld, Summer | Winter, WintShld, Summer | Winter, WintShld, Summer | Winter, WintShld, Summer | Winter, WintShld, Summer
CT Fac. Spec. - SO2 Rate Annual Non-Title IV v3.1, Unit 1207 and retrofits | 338 | 2294 | Rate Constraint in lbs/MMBtu | FALSE | L | Annual | Standard SO2 | lb/MMBtu | 0.55 | 0.55 | 0.55 | 0.55 | 0.55 | 0.55 | 0.55 | 0.55
CT Fac. Spec. - SO2 Rate Annual Non-Title IV v3.1, Unit 1207 and retrofits | 338 | 2294 | Rate Constraint in lbs/MMBtu | FALSE | L | Annual | Emissions at Affected Plants SO2 | Thousand Tons | 0 | 0 | 0 | 0 | 0 | 0 | 0 | 0
CT Fac. Spec. - SO2 Rate Annual Non-Title IV v3.1, Unit 1207 and retrofits | 338 | 2294 | Rate Constraint in lbs/MMBtu | FALSE | L | Annual | Allowances Purchased SO2 | Thousand Tons | 0 | 0 | 0 | 0 | 0 | 0 | 0 | 0
CT Fac. Spec. - SO2 Rate Annual Non-Title IV v3.1, Unit 1207 and retrofits | 338 | 2294 | Rate Constraint in lbs/MMBtu | FALSE | L | Annual | Allowances Sold SO2 | Thousand Tons | 0 | 0 | 0 | 0 | 0 | 0 | 0 | 0
CT Fac. Spec. - SO2 Rate Annual Non-Title IV v3.1, Unit 1207 and retrofits | 338 | 2294 | Rate Constraint in lbs/MMBtu | FALSE | L | Annual | Allowances Banked | Thousand Tons | 0 | 0 | 0 | 0 | 0 | 0 | 0 | 0
CT Fac. Spec. - SO2 Rate Annual Non-Title IV v3.1, Unit 1207 and retrofits | 338 | 2294 | Rate Constraint in lbs/MMBtu | FALSE | L | Annual | Allowances Withdrawn (1:1) | Thousand Tons | 0 | 0 | 0 | 0 | 0 | 0 | 0 | 0
CT Fac. Spec. - SO2 Rate Annual Non-Title IV v3.1, Unit 1207 and retrofits | 338 | 2294 | Rate Constraint in lbs/MMBtu | FALSE | L | Annual | Allowances Withdrawn (n:1) | Thousand Tons | 0 | 0 | 0 | 0 | 0 | 0 | 0 | 0
CT Fac. Spec. - SO2 Rate Annual Non-Title IV v3.1, Unit 1207 and retrofits | 338 | 2294 | Rate Constraint in lbs/MMBtu | FALSE | L | Annual | Net Emissions Allowance Position | Thousand Tons | 0 | 0 | 0 | 0 | 0 | 0 | 0 | 0
CT Fac. Spec. - SO2 Rate Annual Non-Title IV v3.1, Unit 1207 and retrofits | 338 | 2294 | Rate Constraint in lbs/MMBtu | FALSE | L | Annual | Fuel Consumed | TBtu | 0 | 0 | 0 | 0 | 0 | 0 | 0 | 0
CT Fac. Spec. - SO2 Rate Annual Non-Title IV v3.1, Unit 1207 and retrofits | 338 | 2294 | Rate Constraint in lbs/MMBtu | FALSE | L | Annual | Rate | lb/MMBtu | 0 | 0 | 0 | 0 | 0 | 0 | 0 | 0
CT Fac. Spec. - SO2 Rate Annual Non-Title IV v3.1, Unit 1207 and retrofits | 338 | 2294 | Rate Constraint in lbs/MMBtu | FALSE | L | Annual | Generation | TWh | 0 | 0 | 0 | 0 | 0 | 0 | 0 | 0
CT Fac. Spec. - SO2 Rate Annual Non-Title IV v3.1, Unit 1207 and retrofits | 338 | 2294 | Rate Constraint in lbs/MMBtu | FALSE | L | Annual | Qualifying Generation | TWh | 0 | 0 | 0 | 0 | 0 | 0 | 0 | 0
CT Fac. Spec. - SO2 Rate Annual Non-Title IV v3.1, Unit 1207 and retrofits | 338 | 2294 | Rate Constraint in lbs/MMBtu | FALSE | L | Annual | Rate | lb/MWh | 0 | 0 | 0 | 0 | 0 | 0 | 0 | 0
CT Fac. Spec. - SO2 Rate Annual Non-Title IV v3.1, Unit 1207 and retrofits | 338 | 2294 | Rate Constraint in lbs/MMBtu | FALSE | L | Annual | Constraint Shadow Price | US2016$/Ton | 0 | 0 | 0 | 0 | 0 | 0 | 0 | 0
CT Fac. Spec. - SO2 Rate Annual Non-Title IV v3.1, Unit 1208 and retrofits | 339 | 2294 | Rate Constraint in lbs/MMBtu | FALSE | L | Annual | Seasons Included | Seasons | Winter, WintShld, Summer | Winter, WintShld, Summer | Winter, WintShld, Summer | Winter, WintShld, Summer | Winter, WintShld, Summer | Winter, WintShld, Summer | Winter, WintShld, Summer | Winter, WintShld, Summer
CT Fac. Spec. - SO2 Rate Annual Non-Title IV v3.1, Unit 1208 and retrofits | 339 | 2294 | Rate Constraint in lbs/MMBtu | FALSE | L | Annual | Standard SO2 | lb/MMBtu | 0.55 | 0.55 | 0.55 | 0.55 | 0.55 | 0.55 | 0.55 | 0.55
CT Fac. Spec. - SO2 Rate Annual Non-Title IV v3.1, Unit 1208 and retrofits | 339 | 2294 | Rate Constraint in lbs/MMBtu | FALSE | L | Annual | Emissions at Affected Plants SO2 | Thousand Tons | 0 | 0 | 0 | 0 | 0 | 0 | 0 | 0
CT Fac. Spec. - SO2 Rate Annual Non-Title IV v3.1, Unit 1208 and retrofits | 339 | 2294 | Rate Constraint in lbs/MMBtu | FALSE | L | Annual | Allowances Purchased SO2 | Thousand Tons | 0 | 0 | 0 | 0 | 0 | 0 | 0 | 0
CT Fac. Spec. - SO2 Rate Annual Non-Title IV v3.1, Unit 1208 and retrofits | 339 | 2294 | Rate Constraint in lbs/MMBtu | FALSE | L | Annual | Allowances Sold SO2 | Thousand Tons | 0 | 0 | 0 | 0 | 0 | 0 | 0 | 0
CT Fac. Spec. - SO2 Rate Annual Non-Title IV v3.1, Unit 1208 and retrofits | 339 | 2294 | Rate Constraint in lbs/MMBtu | FALSE | L | Annual | Allowances Banked | Thousand Tons | 0 | 0 | 0 | 0 | 0 | 0 | 0 | 0
CT Fac. Spec. - SO2 Rate Annual Non-Title IV v3.1, Unit 1208 and retrofits | 339 | 2294 | Rate Constraint in lbs/MMBtu | FALSE | L | Annual | Allowances Withdrawn (1:1) | Thousand Tons | 0 | 0 | 0 | 0 | 0 | 0 | 0 | 0
CT Fac. Spec. - SO2 Rate Annual Non-Title IV v3.1, Unit 1208 and retrofits | 339 | 2294 | Rate Constraint in lbs/MMBtu | FALSE | L | Annual | Allowances Withdrawn (n:1) | Thousand Tons | 0 | 0 | 0 | 0 | 0 | 0 | 0 | 0
CT Fac. Spec. - SO2 Rate Annual Non-Title IV v3.1, Unit 1208 and retrofits | 339 | 2294 | Rate Constraint in lbs/MMBtu | FALSE | L | Annual | Net Emissions Allowance Position | Thousand Tons | 0 | 0 | 0 | 0 | 0 | 0 | 0 | 0
CT Fac. Spec. - SO2 Rate Annual Non-Title IV v3.1, Unit 1208 and retrofits | 339 | 2294 | Rate Constraint in lbs/MMBtu | FALSE | L | Annual | Fuel Consumed | TBtu | 0 | 0 | 0 | 0 | 0 | 0 | 0 | 0
CT Fac. Spec. - SO2 Rate Annual Non-Title IV v3.1, Unit 1208 and retrofits | 339 | 2294 | Rate Constraint in lbs/MMBtu | FALSE | L | Annual | Rate | lb/MMBtu | 0 | 0 | 0 | 0 | 0 | 0 | 0 | 0
CT Fac. Spec. - SO2 Rate Annual Non-Title IV v3.1, Unit 1208 and retrofits | 339 | 2294 | Rate Constraint in lbs/MMBtu | FALSE | L | Annual | Generation | TWh | 0 | 0 | 0 | 0 | 0 | 0 | 0 | 0
CT Fac. Spec. - SO2 Rate Annual Non-Title IV v3.1, Unit 1208 and retrofits | 339 | 2294 | Rate Constraint in lbs/MMBtu | FALSE | L | Annual | Qualifying Generation | TWh | 0 | 0 | 0 | 0 | 0 | 0 | 0 | 0
CT Fac. Spec. - SO2 Rate Annual Non-Title IV v3.1, Unit 1208 and retrofits | 339 | 2294 | Rate Constraint in lbs/MMBtu | FALSE | L | Annual | Rate | lb/MWh | 0 | 0 | 0 | 0 | 0 | 0 | 0 | 0
CT Fac. Spec. - SO2 Rate Annual Non-Title IV v3.1, Unit 1208 and retrofits | 339 | 2294 | Rate Constraint in lbs/MMBtu | FALSE | L | Annual | Constraint Shadow Price | US2016$/Ton | 0 | 0 | 0 | 0 | 0 | 0 | 0 | 0
CT Fac. Spec. - SO2 Rate Annual Non-Title IV v3.1, Unit 1209 and retrofits | 340 | 2294 | Rate Constraint in lbs/MMBtu | FALSE | L | Annual | Seasons Included | Seasons | Winter, WintShld, Summer | Winter, WintShld, Summer | Winter, WintShld, Summer | Winter, WintShld, Summer | Winter, WintShld, Summer | Winter, WintShld, Summer | Winter, WintShld, Summer | Winter, WintShld, Summer
CT Fac. Spec. - SO2 Rate Annual Non-Title IV v3.1, Unit 1209 and retrofits | 340 | 2294 | Rate Constraint in lbs/MMBtu | FALSE | L | Annual | Standard SO2 | lb/MMBtu | 0.55 | 0.55 | 0.55 | 0.55 | 0.55 | 0.55 | 0.55 | 0.55
CT Fac. Spec. - SO2 Rate Annual Non-Title IV v3.1, Unit 1209 and retrofits | 340 | 2294 | Rate Constraint in lbs/MMBtu | FALSE | L | Annual | Emissions at Affected Plants SO2 | Thousand Tons | 0 | 0 | 0 | 0 | 0 | 0 | 0 | 0
CT Fac. Spec. - SO2 Rate Annual Non-Title IV v3.1, Unit 1209 and retrofits | 340 | 2294 | Rate Constraint in lbs/MMBtu | FALSE | L | Annual | Allowances Purchased SO2 | Thousand Tons | 0 | 0 | 0 | 0 | 0 | 0 | 0 | 0
CT Fac. Spec. - SO2 Rate Annual Non-Title IV v3.1, Unit 1209 and retrofits | 340 | 2294 | Rate Constraint in lbs/MMBtu | FALSE | L | Annual | Allowances Sold SO2 | Thousand Tons | 0 | 0 | 0 | 0 | 0 | 0 | 0 | 0
CT Fac. Spec. - SO2 Rate Annual Non-Title IV v3.1, Unit 1209 and retrofits | 340 | 2294 | Rate Constraint in lbs/MMBtu | FALSE | L | Annual | Allowances Banked | Thousand Tons | 0 | 0 | 0 | 0 | 0 | 0 | 0 | 0
CT Fac. Spec. - SO2 Rate Annual Non-Title IV v3.1, Unit 1209 and retrofits | 340 | 2294 | Rate Constraint in lbs/MMBtu | FALSE | L | Annual | Allowances Withdrawn (1:1) | Thousand Tons | 0 | 0 | 0 | 0 | 0 | 0 | 0 | 0
CT Fac. Spec. - SO2 Rate Annual Non-Title IV v3.1, Unit 1209 and retrofits | 340 | 2294 | Rate Constraint in lbs/MMBtu | FALSE | L | Annual | Allowances Withdrawn (n:1) | Thousand Tons | 0 | 0 | 0 | 0 | 0 | 0 | 0 | 0
CT Fac. Spec. - SO2 Rate Annual Non-Title IV v3.1, Unit 1209 and retrofits | 340 | 2294 | Rate Constraint in lbs/MMBtu | FALSE | L | Annual | Net Emissions Allowance Position | Thousand Tons | 0 | 0 | 0 | 0 | 0 | 0 | 0 | 0
CT Fac. Spec. - SO2 Rate Annual Non-Title IV v3.1, Unit 1209 and retrofits | 340 | 2294 | Rate Constraint in lbs/MMBtu | FALSE | L | Annual | Fuel Consumed | TBtu | 0 | 0 | 0 | 0 | 0 | 0 | 0 | 0
CT Fac. Spec. - SO2 Rate Annual Non-Title IV v3.1, Unit 1209 and retrofits | 340 | 2294 | Rate Constraint in lbs/MMBtu | FALSE | L | Annual | Rate | lb/MMBtu | 0 | 0 | 0 | 0 | 0 | 0 | 0 | 0
CT Fac. Spec. - SO2 Rate Annual Non-Title IV v3.1, Unit 1209 and retrofits | 340 | 2294 | Rate Constraint in lbs/MMBtu | FALSE | L | Annual | Generation | TWh | 0 | 0 | 0 | 0 | 0 | 0 | 0 | 0
CT Fac. Spec. - SO2 Rate Annual Non-Title IV v3.1, Unit 1209 and retrofits | 340 | 2294 | Rate Constraint in lbs/MMBtu | FALSE | L | Annual | Qualifying Generation | TWh | 0 | 0 | 0 | 0 | 0 | 0 | 0 | 0
CT Fac. Spec. - SO2 Rate Annual Non-Title IV v3.1, Unit 1209 and retrofits | 340 | 2294 | Rate Constraint in lbs/MMBtu | FALSE | L | Annual | Rate | lb/MWh | 0 | 0 | 0 | 0 | 0 | 0 | 0 | 0
CT Fac. Spec. - SO2 Rate Annual Non-Title IV v3.1, Unit 1209 and retrofits | 340 | 2294 | Rate Constraint in lbs/MMBtu | FALSE | L | Annual | Constraint Shadow Price | US2016$/Ton | 0 | 0 | 0 | 0 | 0 | 0 | 0 | 0
CT Fac. Spec. - SO2 Rate Annual Non-Title IV v3.1, Unit 1210 and retrofits | 341 | 2294 | Rate Constraint in lbs/MMBtu | FALSE | L | Annual | Seasons Included | Seasons | Winter, WintShld, Summer | Winter, WintShld, Summer | Winter, WintShld, Summer | Winter, WintShld, Summer | Winter, WintShld, Summer | Winter, WintShld, Summer | Winter, WintShld, Summer | Winter, WintShld, Summer
CT Fac. Spec. - SO2 Rate Annual Non-Title IV v3.1, Unit 1210 and retrofits | 341 | 2294 | Rate Constraint in lbs/MMBtu | FALSE | L | Annual | Standard SO2 | lb/MMBtu | 0.55 | 0.55 | 0.55 | 0.55 | 0.55 | 0.55 | 0.55 | 0.55
CT Fac. Spec. - SO2 Rate Annual Non-Title IV v3.1, Unit 1210 and retrofits | 341 | 2294 | Rate Constraint in lbs/MMBtu | FALSE | L | Annual | Emissions at Affected Plants SO2 | Thousand Tons | 0 | 0 | 0 | 0 | 0 | 0 | 0 | 0
CT Fac. Spec. - SO2 Rate Annual Non-Title IV v3.1, Unit 1210 and retrofits | 341 | 2294 | Rate Constraint in lbs/MMBtu | FALSE | L | Annual | Allowances Purchased SO2 | Thousand Tons | 0 | 0 | 0 | 0 | 0 | 0 | 0 | 0
CT Fac. Spec. - SO2 Rate Annual Non-Title IV v3.1, Unit 1210 and retrofits | 341 | 2294 | Rate Constraint in lbs/MMBtu | FALSE | L | Annual | Allowances Sold SO2 | Thousand Tons | 0 | 0 | 0 | 0 | 0 | 0 | 0 | 0
CT Fac. Spec. - SO2 Rate Annual Non-Title IV v3.1, Unit 1210 and retrofits | 341 | 2294 | Rate Constraint in lbs/MMBtu | FALSE | L | Annual | Allowances Banked | Thousand Tons | 0 | 0 | 0 | 0 | 0 | 0 | 0 | 0
CT Fac. Spec. - SO2 Rate Annual Non-Title IV v3.1, Unit 1210 and retrofits | 341 | 2294 | Rate Constraint in lbs/MMBtu | FALSE | L | Annual | Allowances Withdrawn (1:1) | Thousand Tons | 0 | 0 | 0 | 0 | 0 | 0 | 0 | 0
CT Fac. Spec. - SO2 Rate Annual Non-Title IV v3.1, Unit 1210 and retrofits | 341 | 2294 | Rate Constraint in lbs/MMBtu | FALSE | L | Annual | Allowances Withdrawn (n:1) | Thousand Tons | 0 | 0 | 0 | 0 | 0 | 0 | 0 | 0
CT Fac. Spec. - SO2 Rate Annual Non-Title IV v3.1, Unit 1210 and retrofits | 341 | 2294 | Rate Constraint in lbs/MMBtu | FALSE | L | Annual | Net Emissions Allowance Position | Thousand Tons | 0 | 0 | 0 | 0 | 0 | 0 | 0 | 0
CT Fac. Spec. - SO2 Rate Annual Non-Title IV v3.1, Unit 1210 and retrofits | 341 | 2294 | Rate Constraint in lbs/MMBtu | FALSE | L | Annual | Fuel Consumed | TBtu | 0 | 0 | 0 | 0 | 0 | 0 | 0 | 0
CT Fac. Spec. - SO2 Rate Annual Non-Title IV v3.1, Unit 1210 and retrofits | 341 | 2294 | Rate Constraint in lbs/MMBtu | FALSE | L | Annual | Rate | lb/MMBtu | 0 | 0 | 0 | 0 | 0 | 0 | 0 | 0
CT Fac. Spec. - SO2 Rate Annual Non-Title IV v3.1, Unit 1210 and retrofits | 341 | 2294 | Rate Constraint in lbs/MMBtu | FALSE | L | Annual | Generation | TWh | 0 | 0 | 0 | 0 | 0 | 0 | 0 | 0
CT Fac. Spec. - SO2 Rate Annual Non-Title IV v3.1, Unit 1210 and retrofits | 341 | 2294 | Rate Constraint in lbs/MMBtu | FALSE | L | Annual | Qualifying Generation | TWh | 0 | 0 | 0 | 0 | 0 | 0 | 0 | 0
CT Fac. Spec. - SO2 Rate Annual Non-Title IV v3.1, Unit 1210 and retrofits | 341 | 2294 | Rate Constraint in lbs/MMBtu | FALSE | L | Annual | Rate | lb/MWh | 0 | 0 | 0 | 0 | 0 | 0 | 0 | 0
CT Fac. Spec. - SO2 Rate Annual Non-Title IV v3.1, Unit 1210 and retrofits | 341 | 2294 | Rate Constraint in lbs/MMBtu | FALSE | L | Annual | Constraint Shadow Price | US2016$/Ton | 0 | 0 | 0 | 0 | 0 | 0 | 0 | 0
CT Fac. Spec. - SO2 Rate Annual Non-Title IV v3.1, Unit 1211 and retrofits | 342 | 2294 | Rate Constraint in lbs/MMBtu | FALSE | L | Annual | Seasons Included | Seasons | Winter, WintShld, Summer | Winter, WintShld, Summer | Winter, WintShld, Summer | Winter, WintShld, Summer | Winter, WintShld, Summer | Winter, WintShld, Summer | Winter, WintShld, Summer | Winter, WintShld, Summer
CT Fac. Spec. - SO2 Rate Annual Non-Title IV v3.1, Unit 1211 and retrofits | 342 | 2294 | Rate Constraint in lbs/MMBtu | FALSE | L | Annual | Standard SO2 | lb/MMBtu | 0.55 | 0.55 | 0.55 | 0.55 | 0.55 | 0.55 | 0.55 | 0.55
CT Fac. Spec. - SO2 Rate Annual Non-Title IV v3.1, Unit 1211 and retrofits | 342 | 2294 | Rate Constraint in lbs/MMBtu | FALSE | L | Annual | Emissions at Affected Plants SO2 | Thousand Tons | 0 | 0 | 0 | 0 | 0 | 0 | 0 | 0
CT Fac. Spec. - SO2 Rate Annual Non-Title IV v3.1, Unit 1211 and retrofits | 342 | 2294 | Rate Constraint in lbs/MMBtu | FALSE | L | Annual | Allowances Purchased SO2 | Thousand Tons | 0 | 0 | 0 | 0 | 0 | 0 | 0 | 0
CT Fac. Spec. - SO2 Rate Annual Non-Title IV v3.1, Unit 1211 and retrofits | 342 | 2294 | Rate Constraint in lbs/MMBtu | FALSE | L | Annual | Allowances Sold SO2 | Thousand Tons | 0 | 0 | 0 | 0 | 0 | 0 | 0 | 0
CT Fac. Spec. - SO2 Rate Annual Non-Title IV v3.1, Unit 1211 and retrofits | 342 | 2294 | Rate Constraint in lbs/MMBtu | FALSE | L | Annual | Allowances Banked | Thousand Tons | 0 | 0 | 0 | 0 | 0 | 0 | 0 | 0
CT Fac. Spec. - SO2 Rate Annual Non-Title IV v3.1, Unit 1211 and retrofits | 342 | 2294 | Rate Constraint in lbs/MMBtu | FALSE | L | Annual | Allowances Withdrawn (1:1) | Thousand Tons | 0 | 0 | 0 | 0 | 0 | 0 | 0 | 0
CT Fac. Spec. - SO2 Rate Annual Non-Title IV v3.1, Unit 1211 and retrofits | 342 | 2294 | Rate Constraint in lbs/MMBtu | FALSE | L | Annual | Allowances Withdrawn (n:1) | Thousand Tons | 0 | 0 | 0 | 0 | 0 | 0 | 0 | 0
CT Fac. Spec. - SO2 Rate Annual Non-Title IV v3.1, Unit 1211 and retrofits | 342 | 2294 | Rate Constraint in lbs/MMBtu | FALSE | L | Annual | Net Emissions Allowance Position | Thousand Tons | 0 | 0 | 0 | 0 | 0 | 0 | 0 | 0
CT Fac. Spec. - SO2 Rate Annual Non-Title IV v3.1, Unit 1211 and retrofits | 342 | 2294 | Rate Constraint in lbs/MMBtu | FALSE | L | Annual | Fuel Consumed | TBtu | 0 | 0 | 0 | 0 | 0 | 0 | 0 | 0
CT Fac. Spec. - SO2 Rate Annual Non-Title IV v3.1, Unit 1211 and retrofits | 342 | 2294 | Rate Constraint in lbs/MMBtu | FALSE | L | Annual | Rate | lb/MMBtu | 0 | 0 | 0 | 0 | 0 | 0 | 0 | 0
CT Fac. Spec. - SO2 Rate Annual Non-Title IV v3.1, Unit 1211 and retrofits | 342 | 2294 | Rate Constraint in lbs/MMBtu | FALSE | L | Annual | Generation | TWh | 0 | 0 | 0 | 0 | 0 | 0 | 0 | 0
CT Fac. Spec. - SO2 Rate Annual Non-Title IV v3.1, Unit 1211 and retrofits | 342 | 2294 | Rate Constraint in lbs/MMBtu | FALSE | L | Annual | Qualifying Generation | TWh | 0 | 0 | 0 | 0 | 0 | 0 | 0 | 0
CT Fac. Spec. - SO2 Rate Annual Non-Title IV v3.1, Unit 1211 and retrofits | 342 | 2294 | Rate Constraint in lbs/MMBtu | FALSE | L | Annual | Rate | lb/MWh | 0 | 0 | 0 | 0 | 0 | 0 | 0 | 0
CT Fac. Spec. - SO2 Rate Annual Non-Title IV v3.1, Unit 1211 and retrofits | 342 | 2294 | Rate Constraint in lbs/MMBtu | FALSE | L | Annual | Constraint Shadow Price | US2016$/Ton | 0 | 0 | 0 | 0 | 0 | 0 | 0 | 0
CT Fac. Spec. - SO2 Rate Annual Non-Title IV v3.1, Unit 1223 and retrofits | 343 | 2294 | Rate Constraint in lbs/MMBtu | FALSE | L | Annual | Seasons Included | Seasons | Winter, WintShld, Summer | Winter, WintShld, Summer | Winter, WintShld, Summer | Winter, WintShld, Summer | Winter, WintShld, Summer | Winter, WintShld, Summer | Winter, WintShld, Summer | Winter, WintShld, Summer
CT Fac. Spec. - SO2 Rate Annual Non-Title IV v3.1, Unit 1223 and retrofits | 343 | 2294 | Rate Constraint in lbs/MMBtu | FALSE | L | Annual | Standard SO2 | lb/MMBtu | 0.55 | 0.55 | 0.55 | 0.55 | 0.55 | 0.55 | 0.55 | 0.55
CT Fac. Spec. - SO2 Rate Annual Non-Title IV v3.1, Unit 1223 and retrofits | 343 | 2294 | Rate Constraint in lbs/MMBtu | FALSE | L | Annual | Emissions at Affected Plants SO2 | Thousand Tons | 0 | 0 | 0 | 0 | 0 | 0 | 0 | 0
CT Fac. Spec. - SO2 Rate Annual Non-Title IV v3.1, Unit 1223 and retrofits | 343 | 2294 | Rate Constraint in lbs/MMBtu | FALSE | L | Annual | Allowances Purchased SO2 | Thousand Tons | 0 | 0 | 0 | 0 | 0 | 0 | 0 | 0
CT Fac. Spec. - SO2 Rate Annual Non-Title IV v3.1, Unit 1223 and retrofits | 343 | 2294 | Rate Constraint in lbs/MMBtu | FALSE | L | Annual | Allowances Sold SO2 | Thousand Tons | 0 | 0 | 0 | 0 | 0 | 0 | 0 | 0
CT Fac. Spec. - SO2 Rate Annual Non-Title IV v3.1, Unit 1223 and retrofits | 343 | 2294 | Rate Constraint in lbs/MMBtu | FALSE | L | Annual | Allowances Banked | Thousand Tons | 0 | 0 | 0 | 0 | 0 | 0 | 0 | 0
CT Fac. Spec. - SO2 Rate Annual Non-Title IV v3.1, Unit 1223 and retrofits | 343 | 2294 | Rate Constraint in lbs/MMBtu | FALSE | L | Annual | Allowances Withdrawn (1:1) | Thousand Tons | 0 | 0 | 0 | 0 | 0 | 0 | 0 | 0
CT Fac. Spec. - SO2 Rate Annual Non-Title IV v3.1, Unit 1223 and retrofits | 343 | 2294 | Rate Constraint in lbs/MMBtu | FALSE | L | Annual | Allowances Withdrawn (n:1) | Thousand Tons | 0 | 0 | 0 | 0 | 0 | 0 | 0 | 0
CT Fac. Spec. - SO2 Rate Annual Non-Title IV v3.1, Unit 1223 and retrofits | 343 | 2294 | Rate Constraint in lbs/MMBtu | FALSE | L | Annual | Net Emissions Allowance Position | Thousand Tons | 0 | 0 | 0 | 0 | 0 | 0 | 0 | 0
CT Fac. Spec. - SO2 Rate Annual Non-Title IV v3.1, Unit 1223 and retrofits | 343 | 2294 | Rate Constraint in lbs/MMBtu | FALSE | L | Annual | Fuel Consumed | TBtu | 0 | 0 | 0 | 0 | 0 | 0 | 0 | 0
CT Fac. Spec. - SO2 Rate Annual Non-Title IV v3.1, Unit 1223 and retrofits | 343 | 2294 | Rate Constraint in lbs/MMBtu | FALSE | L | Annual | Rate | lb/MMBtu | 0 | 0 | 0 | 0 | 0 | 0 | 0 | 0
CT Fac. Spec. - SO2 Rate Annual Non-Title IV v3.1, Unit 1223 and retrofits | 343 | 2294 | Rate Constraint in lbs/MMBtu | FALSE | L | Annual | Generation | TWh | 0 | 0 | 0 | 0 | 0 | 0 | 0 | 0
CT Fac. Spec. - SO2 Rate Annual Non-Title IV v3.1, Unit 1223 and retrofits | 343 | 2294 | Rate Constraint in lbs/MMBtu | FALSE | L | Annual | Qualifying Generation | TWh | 0 | 0 | 0 | 0 | 0 | 0 | 0 | 0
CT Fac. Spec. - SO2 Rate Annual Non-Title IV v3.1, Unit 1223 and retrofits | 343 | 2294 | Rate Constraint in lbs/MMBtu | FALSE | L | Annual | Rate | lb/MWh | 0 | 0 | 0 | 0 | 0 | 0 | 0 | 0
CT Fac. Spec. - SO2 Rate Annual Non-Title IV v3.1, Unit 1223 and retrofits | 343 | 2294 | Rate Constraint in lbs/MMBtu | FALSE | L | Annual | Constraint Shadow Price | US2016$/Ton | 0 | 0 | 0 | 0 | 0 | 0 | 0 | 0
CT Fac. Spec. - SO2 Rate Annual Non-Title IV v3.1, Unit 3135 and retrofits | 344 | 2294 | Rate Constraint in lbs/MMBtu | FALSE | L | Annual | Seasons Included | Seasons | Winter, WintShld, Summer | Winter, WintShld, Summer | Winter, WintShld, Summer | Winter, WintShld, Summer | Winter, WintShld, Summer | Winter, WintShld, Summer | Winter, WintShld, Summer | Winter, WintShld, Summer
CT Fac. Spec. - SO2 Rate Annual Non-Title IV v3.1, Unit 3135 and retrofits | 344 | 2294 | Rate Constraint in lbs/MMBtu | FALSE | L | Annual | Standard SO2 | lb/MMBtu | 0.55 | 0.55 | 0.55 | 0.55 | 0.55 | 0.55 | 0.55 | 0.55
CT Fac. Spec. - SO2 Rate Annual Non-Title IV v3.1, Unit 3135 and retrofits | 344 | 2294 | Rate Constraint in lbs/MMBtu | FALSE | L | Annual | Emissions at Affected Plants SO2 | Thousand Tons | 0 | 0 | 0 | 0 | 0 | 0 | 0 | 0
CT Fac. Spec. - SO2 Rate Annual Non-Title IV v3.1, Unit 3135 and retrofits | 344 | 2294 | Rate Constraint in lbs/MMBtu | FALSE | L | Annual | Allowances Purchased SO2 | Thousand Tons | 0 | 0 | 0 | 0 | 0 | 0 | 0 | 0
CT Fac. Spec. - SO2 Rate Annual Non-Title IV v3.1, Unit 3135 and retrofits | 344 | 2294 | Rate Constraint in lbs/MMBtu | FALSE | L | Annual | Allowances Sold SO2 | Thousand Tons | 0 | 0 | 0 | 0 | 0 | 0 | 0 | 0
CT Fac. Spec. - SO2 Rate Annual Non-Title IV v3.1, Unit 3135 and retrofits | 344 | 2294 | Rate Constraint in lbs/MMBtu | FALSE | L | Annual | Allowances Banked | Thousand Tons | 0 | 0 | 0 | 0 | 0 | 0 | 0 | 0
CT Fac. Spec. - SO2 Rate Annual Non-Title IV v3.1, Unit 3135 and retrofits | 344 | 2294 | Rate Constraint in lbs/MMBtu | FALSE | L | Annual | Allowances Withdrawn (1:1) | Thousand Tons | 0 | 0 | 0 | 0 | 0 | 0 | 0 | 0
CT Fac. Spec. - SO2 Rate Annual Non-Title IV v3.1, Unit 3135 and retrofits | 344 | 2294 | Rate Constraint in lbs/MMBtu | FALSE | L | Annual | Allowances Withdrawn (n:1) | Thousand Tons | 0 | 0 | 0 | 0 | 0 | 0 | 0 | 0
CT Fac. Spec. - SO2 Rate Annual Non-Title IV v3.1, Unit 3135 and retrofits | 344 | 2294 | Rate Constraint in lbs/MMBtu | FALSE | L | Annual | Net Emissions Allowance Position | Thousand Tons | 0 | 0 | 0 | 0 | 0 | 0 | 0 | 0
CT Fac. Spec. - SO2 Rate Annual Non-Title IV v3.1, Unit 3135 and retrofits | 344 | 2294 | Rate Constraint in lbs/MMBtu | FALSE | L | Annual | Fuel Consumed | TBtu | 0.039017 | 0.039017 | 0.039017 | 0.039017 | 0.039017 | 0.039017 | 0.039017 | 0.016351
CT Fac. Spec. - SO2 Rate Annual Non-Title IV v3.1, Unit 3135 and retrofits | 344 | 2294 | Rate Constraint in lbs/MMBtu | FALSE | L | Annual | Rate | lb/MMBtu | 0 | 0 | 0 | 0 | 0 | 0 | 0 | 0
CT Fac. Spec. - SO2 Rate Annual Non-Title IV v3.1, Unit 3135 and retrofits | 344 | 2294 | Rate Constraint in lbs/MMBtu | FALSE | L | Annual | Generation | TWh | 0.003811 | 0.003811 | 0.003811 | 0.003811 | 0.003811 | 0.003811 | 0.003811 | 0.0015971
CT Fac. Spec. - SO2 Rate Annual Non-Title IV v3.1, Unit 3135 and retrofits | 344 | 2294 | Rate Constraint in lbs/MMBtu | FALSE | L | Annual | Qualifying Generation | TWh | 0.003811 | 0.003811 | 0.003811 | 0.003811 | 0.003811 | 0.003811 | 0.003811 | 0.0015971
CT Fac. Spec. - SO2 Rate Annual Non-Title IV v3.1, Unit 3135 and retrofits | 344 | 2294 | Rate Constraint in lbs/MMBtu | FALSE | L | Annual | Rate | lb/MWh | 0 | 0 | 0 | 0 | 0 | 0 | 0 | 0
CT Fac. Spec. - SO2 Rate Annual Non-Title IV v3.1, Unit 3135 and retrofits | 344 | 2294 | Rate Constraint in lbs/MMBtu | FALSE | L | Annual | Constraint Shadow Price | US2016$/Ton | 0 | 0 | 0 | 0 | 0 | 0 | 0 | 0
CT Fac. Spec. - SO2 Rate Annual Non-Title IV v3.1, Unit 3143 and retrofits | 345 | 2294 | Rate Constraint in lbs/MMBtu | FALSE | L | Annual | Seasons Included | Seasons | Winter, WintShld, Summer | Winter, WintShld, Summer | Winter, WintShld, Summer | Winter, WintShld, Summer | Winter, WintShld, Summer | Winter, WintShld, Summer | Winter, WintShld, Summer | Winter, WintShld, Summer
CT Fac. Spec. - SO2 Rate Annual Non-Title IV v3.1, Unit 3143 and retrofits | 345 | 2294 | Rate Constraint in lbs/MMBtu | FALSE | L | Annual | Standard SO2 | lb/MMBtu | 0.55 | 0.55 | 0.55 | 0.55 | 0.55 | 0.55 | 0.55 | 0.55
CT Fac. Spec. - SO2 Rate Annual Non-Title IV v3.1, Unit 3143 and retrofits | 345 | 2294 | Rate Constraint in lbs/MMBtu | FALSE | L | Annual | Emissions at Affected Plants SO2 | Thousand Tons | 0 | 0 | 0 | 0 | 0 | 0 | 0 | 0
CT Fac. Spec. - SO2 Rate Annual Non-Title IV v3.1, Unit 3143 and retrofits | 345 | 2294 | Rate Constraint in lbs/MMBtu | FALSE | L | Annual | Allowances Purchased SO2 | Thousand Tons | 0 | 0 | 0 | 0 | 0 | 0 | 0 | 0
CT Fac. Spec. - SO2 Rate Annual Non-Title IV v3.1, Unit 3143 and retrofits | 345 | 2294 | Rate Constraint in lbs/MMBtu | FALSE | L | Annual | Allowances Sold SO2 | Thousand Tons | 0 | 0 | 0 | 0 | 0 | 0 | 0 | 0
CT Fac. Spec. - SO2 Rate Annual Non-Title IV v3.1, Unit 3143 and retrofits | 345 | 2294 | Rate Constraint in lbs/MMBtu | FALSE | L | Annual | Allowances Banked | Thousand Tons | 0 | 0 | 0 | 0 | 0 | 0 | 0 | 0
CT Fac. Spec. - SO2 Rate Annual Non-Title IV v3.1, Unit 3143 and retrofits | 345 | 2294 | Rate Constraint in lbs/MMBtu | FALSE | L | Annual | Allowances Withdrawn (1:1) | Thousand Tons | 0 | 0 | 0 | 0 | 0 | 0 | 0 | 0
CT Fac. Spec. - SO2 Rate Annual Non-Title IV v3.1, Unit 3143 and retrofits | 345 | 2294 | Rate Constraint in lbs/MMBtu | FALSE | L | Annual | Allowances Withdrawn (n:1) | Thousand Tons | 0 | 0 | 0 | 0 | 0 | 0 | 0 | 0
CT Fac. Spec. - SO2 Rate Annual Non-Title IV v3.1, Unit 3143 and retrofits | 345 | 2294 | Rate Constraint in lbs/MMBtu | FALSE | L | Annual | Net Emissions Allowance Position | Thousand Tons | 0 | 0 | 0 | 0 | 0 | 0 | 0 | 0
CT Fac. Spec. - SO2 Rate Annual Non-Title IV v3.1, Unit 3143 and retrofits | 345 | 2294 | Rate Constraint in lbs/MMBtu | FALSE | L | Annual | Fuel Consumed | TBtu | 0.83127 | 0.78265 | 0.78265 | 0.78265 | 0.78265 | 0.68222 | 0.60505 | 0.3209
CT Fac. Spec. - SO2 Rate Annual Non-Title IV v3.1, Unit 3143 and retrofits | 345 | 2294 | Rate Constraint in lbs/MMBtu | FALSE | L | Annual | Rate | lb/MMBtu | 0 | 0 | 0 | 0 | 0 | 0 | 0 | 0
CT Fac. Spec. - SO2 Rate Annual Non-Title IV v3.1, Unit 3143 and retrofits | 345 | 2294 | Rate Constraint in lbs/MMBtu | FALSE | L | Annual | Generation | TWh | 0.11862 | 0.11168 | 0.11168 | 0.11168 | 0.11168 | 0.097349 | 0.086337 | 0.045791
CT Fac. Spec. - SO2 Rate Annual Non-Title IV v3.1, Unit 3143 and retrofits | 345 | 2294 | Rate Constraint in lbs/MMBtu | FALSE | L | Annual | Qualifying Generation | TWh | 0.11862 | 0.11168 | 0.11168 | 0.11168 | 0.11168 | 0.097349 | 0.086337 | 0.045791
CT Fac. Spec. - SO2 Rate Annual Non-Title IV v3.1, Unit 3143 and retrofits | 345 | 2294 | Rate Constraint in lbs/MMBtu | FALSE | L | Annual | Rate | lb/MWh | 0 | 0 | 0 | 0 | 0 | 0 | 0 | 0
CT Fac. Spec. - SO2 Rate Annual Non-Title IV v3.1, Unit 3143 and retrofits | 345 | 2294 | Rate Constraint in lbs/MMBtu | FALSE | L | Annual | Constraint Shadow Price | US2016$/Ton | 0 | 0 | 0 | 0 | 0 | 0 | 0 | 0
CT Fac. Spec. - SO2 Rate Annual Non-Title IV v3.1, Unit 5177 and retrofits | 346 | 2294 | Rate Constraint in lbs/MMBtu | FALSE | L | Annual | Seasons Included | Seasons | Winter, WintShld, Summer | Winter, WintShld, Summer | Winter, WintShld, Summer | Winter, WintShld, Summer | Winter, WintShld, Summer | Winter, WintShld, Summer | Winter, WintShld, Summer | Winter, WintShld, Summer
CT Fac. Spec. - SO2 Rate Annual Non-Title IV v3.1, Unit 5177 and retrofits | 346 | 2294 | Rate Constraint in lbs/MMBtu | FALSE | L | Annual | Standard SO2 | lb/MMBtu | 0.55 | 0.55 | 0.55 | 0.55 | 0.55 | 0.55 | 0.55 | 0.55
CT Fac. Spec. - SO2 Rate Annual Non-Title IV v3.1, Unit 5177 and retrofits | 346 | 2294 | Rate Constraint in lbs/MMBtu | FALSE | L | Annual | Emissions at Affected Plants SO2 | Thousand Tons | 0.079792 | 0.079792 | 0.079792 | 0.079792 | 0.079792 | 0.079792 | 0.079792 | 0.079792
CT Fac. Spec. - SO2 Rate Annual Non-Title IV v3.1, Unit 5177 and retrofits | 346 | 2294 | Rate Constraint in lbs/MMBtu | FALSE | L | Annual | Allowances Purchased SO2 | Thousand Tons | 0 | 0 | 0 | 0 | 0 | 0 | 0 | 0
CT Fac. Spec. - SO2 Rate Annual Non-Title IV v3.1, Unit 5177 and retrofits | 346 | 2294 | Rate Constraint in lbs/MMBtu | FALSE | L | Annual | Allowances Sold SO2 | Thousand Tons | 0 | 0 | 0 | 0 | 0 | 0 | 0 | 0
CT Fac. Spec. - SO2 Rate Annual Non-Title IV v3.1, Unit 5177 and retrofits | 346 | 2294 | Rate Constraint in lbs/MMBtu | FALSE | L | Annual | Allowances Banked | Thousand Tons | 0 | 0 | 0 | 0 | 0 | 0 | 0 | 0
CT Fac. Spec. - SO2 Rate Annual Non-Title IV v3.1, Unit 5177 and retrofits | 346 | 2294 | Rate Constraint in lbs/MMBtu | FALSE | L | Annual | Allowances Withdrawn (1:1) | Thousand Tons | 0 | 0 | 0 | 0 | 0 | 0 | 0 | 0
CT Fac. Spec. - SO2 Rate Annual Non-Title IV v3.1, Unit 5177 and retrofits | 346 | 2294 | Rate Constraint in lbs/MMBtu | FALSE | L | Annual | Allowances Withdrawn (n:1) | Thousand Tons | 0 | 0 | 0 | 0 | 0 | 0 | 0 | 0
CT Fac. Spec. - SO2 Rate Annual Non-Title IV v3.1, Unit 5177 and retrofits | 346 | 2294 | Rate Constraint in lbs/MMBtu | FALSE | L | Annual | Net Emissions Allowance Position | Thousand Tons | 0.079792 | 0.079792 | 0.079792 | 0.079792 | 0.079792 | 0.079792 | 0.079792 | 0.079792
CT Fac. Spec. - SO2 Rate Annual Non-Title IV v3.1, Unit 5177 and retrofits | 346 | 2294 | Rate Constraint in lbs/MMBtu | FALSE | L | Annual | Fuel Consumed | TBtu | 2.3998 | 2.3998 | 2.3998 | 2.3998 | 2.3998 | 2.3998 | 2.3998 | 2.3998
CT Fac. Spec. - SO2 Rate Annual Non-Title IV v3.1, Unit 5177 and retrofits | 346 | 2294 | Rate Constraint in lbs/MMBtu | FALSE | L | Annual | Rate | lb/MMBtu | 0.0665 | 0.0665 | 0.0665 | 0.0665 | 0.0665 | 0.0665 | 0.0665 | 0.0665
CT Fac. Spec. - SO2 Rate Annual Non-Title IV v3.1, Unit 5177 and retrofits | 346 | 2294 | Rate Constraint in lbs/MMBtu | FALSE | L | Annual | Generation | TWh | 0.14311 | 0.14311 | 0.14311 | 0.14311 | 0.14311 | 0.14311 | 0.14311 | 0.14311
CT Fac. Spec. - SO2 Rate Annual Non-Title IV v3.1, Unit 5177 and retrofits | 346 | 2294 | Rate Constraint in lbs/MMBtu | FALSE | L | Annual | Qualifying Generation | TWh | 0.14311 | 0.14311 | 0.14311 | 0.14311 | 0.14311 | 0.14311 | 0.14311 | 0.14311
CT Fac. Spec. - SO2 Rate Annual Non-Title IV v3.1, Unit 5177 and retrofits | 346 | 2294 | Rate Constraint in lbs/MMBtu | FALSE | L | Annual | Rate | lb/MWh | 1.1151 | 1.1151 | 1.1151 | 1.1151 | 1.1151 | 1.1151 | 1.1151 | 1.1151
CT Fac. Spec. - SO2 Rate Annual Non-Title IV v3.1, Unit 5177 and retrofits | 346 | 2294 | Rate Constraint in lbs/MMBtu | FALSE | L | Annual | Constraint Shadow Price | US2016$/Ton | 0 | 0 | 0 | 0 | 0 | 0 | 0 | 0
CT Fac. Spec. - SO2 Rate Annual Non-Title IV v3.1, Unit 5178 and retrofits | 347 | 2294 | Rate Constraint in lbs/MMBtu | FALSE | L | Annual | Seasons Included | Seasons | Winter, WintShld, Summer | Winter, WintShld, Summer | Winter, WintShld, Summer | Winter, WintShld, Summer | Winter, WintShld, Summer | Winter, WintShld, Summer | Winter, WintShld, Summer | Winter, WintShld, Summer
CT Fac. Spec. - SO2 Rate Annual Non-Title IV v3.1, Unit 5178 and retrofits | 347 | 2294 | Rate Constraint in lbs/MMBtu | FALSE | L | Annual | Standard SO2 | lb/MMBtu | 0.55 | 0.55 | 0.55 | 0.55 | 0.55 | 0.55 | 0.55 | 0.55
CT Fac. Spec. - SO2 Rate Annual Non-Title IV v3.1, Unit 5178 and retrofits | 347 | 2294 | Rate Constraint in lbs/MMBtu | FALSE | L | Annual | Emissions at Affected Plants SO2 | Thousand Tons | 0.079792 | 0.079792 | 0.079792 | 0.079792 | 0.079792 | 0.079792 | 0.079792 | 0.079792
CT Fac. Spec. - SO2 Rate Annual Non-Title IV v3.1, Unit 5178 and retrofits | 347 | 2294 | Rate Constraint in lbs/MMBtu | FALSE | L | Annual | Allowances Purchased SO2 | Thousand Tons | 0 | 0 | 0 | 0 | 0 | 0 | 0 | 0
CT Fac. Spec. - SO2 Rate Annual Non-Title IV v3.1, Unit 5178 and retrofits | 347 | 2294 | Rate Constraint in lbs/MMBtu | FALSE | L | Annual | Allowances Sold SO2 | Thousand Tons | 0 | 0 | 0 | 0 | 0 | 0 | 0 | 0
CT Fac. Spec. - SO2 Rate Annual Non-Title IV v3.1, Unit 5178 and retrofits | 347 | 2294 | Rate Constraint in lbs/MMBtu | FALSE | L | Annual | Allowances Banked | Thousand Tons | 0 | 0 | 0 | 0 | 0 | 0 | 0 | 0
CT Fac. Spec. - SO2 Rate Annual Non-Title IV v3.1, Unit 5178 and retrofits | 347 | 2294 | Rate Constraint in lbs/MMBtu | FALSE | L | Annual | Allowances Withdrawn (1:1) | Thousand Tons | 0 | 0 | 0 | 0 | 0 | 0 | 0 | 0
CT Fac. Spec. - SO2 Rate Annual Non-Title IV v3.1, Unit 5178 and retrofits | 347 | 2294 | Rate Constraint in lbs/MMBtu | FALSE | L | Annual | Allowances Withdrawn (n:1) | Thousand Tons | 0 | 0 | 0 | 0 | 0 | 0 | 0 | 0
CT Fac. Spec. - SO2 Rate Annual Non-Title IV v3.1, Unit 5178 and retrofits | 347 | 2294 | Rate Constraint in lbs/MMBtu | FALSE | L | Annual | Net Emissions Allowance Position | Thousand Tons | 0.079792 | 0.079792 | 0.079792 | 0.079792 | 0.079792 | 0.079792 | 0.079792 | 0.079792
CT Fac. Spec. - SO2 Rate Annual Non-Title IV v3.1, Unit 5178 and retrofits | 347 | 2294 | Rate Constraint in lbs/MMBtu | FALSE | L | Annual | Fuel Consumed | TBtu | 2.3998 | 2.3998 | 2.3998 | 2.3998 | 2.3998 | 2.3998 | 2.3998 | 2.3998
CT Fac. Spec. - SO2 Rate Annual Non-Title IV v3.1, Unit 5178 and retrofits | 347 | 2294 | Rate Constraint in lbs/MMBtu | FALSE | L | Annual | Rate | lb/MMBtu | 0.0665 | 0.0665 | 0.0665 | 0.0665 | 0.0665 | 0.0665 | 0.0665 | 0.0665
CT Fac. Spec. - SO2 Rate Annual Non-Title IV v3.1, Unit 5178 and retrofits | 347 | 2294 | Rate Constraint in lbs/MMBtu | FALSE | L | Annual | Generation | TWh | 0.14311 | 0.14311 | 0.14311 | 0.14311 | 0.14311 | 0.14311 | 0.14311 | 0.14311
CT Fac. Spec. - SO2 Rate Annual Non-Title IV v3.1, Unit 5178 and retrofits | 347 | 2294 | Rate Constraint in lbs/MMBtu | FALSE | L | Annual | Qualifying Generation | TWh | 0.14311 | 0.14311 | 0.14311 | 0.14311 | 0.14311 | 0.14311 | 0.14311 | 0.14311
CT Fac. Spec. - SO2 Rate Annual Non-Title IV v3.1, Unit 5178 and retrofits | 347 | 2294 | Rate Constraint in lbs/MMBtu | FALSE | L | Annual | Rate | lb/MWh | 1.1151 | 1.1151 | 1.1151 | 1.1151 | 1.1151 | 1.1151 | 1.1151 | 1.1151
CT Fac. Spec. - SO2 Rate Annual Non-Title IV v3.1, Unit 5178 and retrofits | 347 | 2294 | Rate Constraint in lbs/MMBtu | FALSE | L | Annual | Constraint Shadow Price | US2016$/Ton | 0 | 0 | 0 | 0 | 0 | 0 | 0 | 0
CT Fac. Spec. - SO2 Rate Annual Non-Title IV v3.1, Unit 5179 and retrofits | 348 | 2294 | Rate Constraint in lbs/MMBtu | FALSE | L | Annual | Seasons Included | Seasons | Winter, WintShld, Summer | Winter, WintShld, Summer | Winter, WintShld, Summer | Winter, WintShld, Summer | Winter, WintShld, Summer | Winter, WintShld, Summer | Winter, WintShld, Summer | Winter, WintShld, Summer
CT Fac. Spec. - SO2 Rate Annual Non-Title IV v3.1, Unit 5179 and retrofits | 348 | 2294 | Rate Constraint in lbs/MMBtu | FALSE | L | Annual | Standard SO2 | lb/MMBtu | 0.55 | 0.55 | 0.55 | 0.55 | 0.55 | 0.55 | 0.55 | 0.55
CT Fac. Spec. - SO2 Rate Annual Non-Title IV v3.1, Unit 5179 and retrofits | 348 | 2294 | Rate Constraint in lbs/MMBtu | FALSE | L | Annual | Emissions at Affected Plants SO2 | Thousand Tons | 0.079792 | 0.079792 | 0.079792 | 0.079792 | 0.079792 | 0.079792 | 0.079792 | 0.079792
CT Fac. Spec. - SO2 Rate Annual Non-Title IV v3.1, Unit 5179 and retrofits | 348 | 2294 | Rate Constraint in lbs/MMBtu | FALSE | L | Annual | Allowances Purchased SO2 | Thousand Tons | 0 | 0 | 0 | 0 | 0 | 0 | 0 | 0
CT Fac. Spec. - SO2 Rate Annual Non-Title IV v3.1, Unit 5179 and retrofits | 348 | 2294 | Rate Constraint in lbs/MMBtu | FALSE | L | Annual | Allowances Sold SO2 | Thousand Tons | 0 | 0 | 0 | 0 | 0 | 0 | 0 | 0
CT Fac. Spec. - SO2 Rate Annual Non-Title IV v3.1, Unit 5179 and retrofits | 348 | 2294 | Rate Constraint in lbs/MMBtu | FALSE | L | Annual | Allowances Banked | Thousand Tons | 0 | 0 | 0 | 0 | 0 | 0 | 0 | 0
CT Fac. Spec. - SO2 Rate Annual Non-Title IV v3.1, Unit 5179 and retrofits | 348 | 2294 | Rate Constraint in lbs/MMBtu | FALSE | L | Annual | Allowances Withdrawn (1:1) | Thousand Tons | 0 | 0 | 0 | 0 | 0 | 0 | 0 | 0
CT Fac. Spec. - SO2 Rate Annual Non-Title IV v3.1, Unit 5179 and retrofits | 348 | 2294 | Rate Constraint in lbs/MMBtu | FALSE | L | Annual | Allowances Withdrawn (n:1) | Thousand Tons | 0 | 0 | 0 | 0 | 0 | 0 | 0 | 0
CT Fac. Spec. - SO2 Rate Annual Non-Title IV v3.1, Unit 5179 and retrofits | 348 | 2294 | Rate Constraint in lbs/MMBtu | FALSE | L | Annual | Net Emissions Allowance Position | Thousand Tons | 0.079792 | 0.079792 | 0.079792 | 0.079792 | 0.079792 | 0.079792 | 0.079792 | 0.079792
CT Fac. Spec. - SO2 Rate Annual Non-Title IV v3.1, Unit 5179 and retrofits | 348 | 2294 | Rate Constraint in lbs/MMBtu | FALSE | L | Annual | Fuel Consumed | TBtu | 2.3998 | 2.3998 | 2.3998 | 2.3998 | 2.3998 | 2.3998 | 2.3998 | 2.3998
CT Fac. Spec. - SO2 Rate Annual Non-Title IV v3.1, Unit 5179 and retrofits | 348 | 2294 | Rate Constraint in lbs/MMBtu | FALSE | L | Annual | Rate | lb/MMBtu | 0.0665 | 0.0665 | 0.0665 | 0.0665 | 0.0665 | 0.0665 | 0.0665 | 0.0665
CT Fac. Spec. - SO2 Rate Annual Non-Title IV v3.1, Unit 5179 and retrofits | 348 | 2294 | Rate Constraint in lbs/MMBtu | FALSE | L | Annual | Generation | TWh | 0.14311 | 0.14311 | 0.14311 | 0.14311 | 0.14311 | 0.14311 | 0.14311 | 0.14311
CT Fac. Spec. - SO2 Rate Annual Non-Title IV v3.1, Unit 5179 and retrofits | 348 | 2294 | Rate Constraint in lbs/MMBtu | FALSE | L | Annual | Qualifying Generation | TWh | 0.14311 | 0.14311 | 0.14311 | 0.14311 | 0.14311 | 0.14311 | 0.14311 | 0.14311
CT Fac. Spec. - SO2 Rate Annual Non-Title IV v3.1, Unit 5179 and retrofits | 348 | 2294 | Rate Constraint in lbs/MMBtu | FALSE | L | Annual | Rate | lb/MWh | 1.1151 | 1.1151 | 1.1151 | 1.1151 | 1.1151 | 1.1151 | 1.1151 | 1.1151
CT Fac. Spec. - SO2 Rate Annual Non-Title IV v3.1, Unit 5179 and retrofits | 348 | 2294 | Rate Constraint in lbs/MMBtu | FALSE | L | Annual | Constraint Shadow Price | US2016$/Ton | 0 | 0 | 0 | 0 | 0 | 0 | 0 | 0
CT Fac. Spec. - SO2 Rate Annual Non-Title IV v3.1, Unit 5183 and retrofits | 349 | 2294 | Rate Constraint in lbs/MMBtu | FALSE | L | Annual | Seasons Included | Seasons | Winter, WintShld, Summer | Winter, WintShld, Summer | Winter, WintShld, Summer | Winter, WintShld, Summer | Winter, WintShld, Summer | Winter, WintShld, Summer | Winter, WintShld, Summer | Winter, WintShld, Summer
CT Fac. Spec. - SO2 Rate Annual Non-Title IV v3.1, Unit 5183 and retrofits | 349 | 2294 | Rate Constraint in lbs/MMBtu | FALSE | L | Annual | Standard SO2 | lb/MMBtu | 0.55 | 0.55 | 0.55 | 0.55 | 0.55 | 0.55 | 0.55 | 0.55
CT Fac. Spec. - SO2 Rate Annual Non-Title IV v3.1, Unit 5183 and retrofits | 349 | 2294 | Rate Constraint in lbs/MMBtu | FALSE | L | Annual | Emissions at Affected Plants SO2 | Thousand Tons | 0.1277 | 0.1277 | 0.1277 | 0.1277 | 0.1277 | 0.1277 | 0.1277 | 0.1277
CT Fac. Spec. - SO2 Rate Annual Non-Title IV v3.1, Unit 5183 and retrofits | 349 | 2294 | Rate Constraint in lbs/MMBtu | FALSE | L | Annual | Allowances Purchased SO2 | Thousand Tons | 0 | 0 | 0 | 0 | 0 | 0 | 0 | 0
CT Fac. Spec. - SO2 Rate Annual Non-Title IV v3.1, Unit 5183 and retrofits | 349 | 2294 | Rate Constraint in lbs/MMBtu | FALSE | L | Annual | Allowances Sold SO2 | Thousand Tons | 0 | 0 | 0 | 0 | 0 | 0 | 0 | 0
CT Fac. Spec. - SO2 Rate Annual Non-Title IV v3.1, Unit 5183 and retrofits | 349 | 2294 | Rate Constraint in lbs/MMBtu | FALSE | L | Annual | Allowances Banked | Thousand Tons | 0 | 0 | 0 | 0 | 0 | 0 | 0 | 0
CT Fac. Spec. - SO2 Rate Annual Non-Title IV v3.1, Unit 5183 and retrofits | 349 | 2294 | Rate Constraint in lbs/MMBtu | FALSE | L | Annual | Allowances Withdrawn (1:1) | Thousand Tons | 0 | 0 | 0 | 0 | 0 | 0 | 0 | 0
CT Fac. Spec. - SO2 Rate Annual Non-Title IV v3.1, Unit 5183 and retrofits | 349 | 2294 | Rate Constraint in lbs/MMBtu | FALSE | L | Annual | Allowances Withdrawn (n:1) | Thousand Tons | 0 | 0 | 0 | 0 | 0 | 0 | 0 | 0
CT Fac. Spec. - SO2 Rate Annual Non-Title IV v3.1, Unit 5183 and retrofits | 349 | 2294 | Rate Constraint in lbs/MMBtu | FALSE | L | Annual | Net Emissions Allowance Position | Thousand Tons | 0.1277 | 0.1277 | 0.1277 | 0.1277 | 0.1277 | 0.1277 | 0.1277 | 0.1277
CT Fac. Spec. - SO2 Rate Annual Non-Title IV v3.1, Unit 5183 and retrofits | 349 | 2294 | Rate Constraint in lbs/MMBtu | FALSE | L | Annual | Fuel Consumed | TBtu | 2.9188 | 2.9188 | 2.9188 | 2.9188 | 2.9188 | 2.9188 | 2.9188 | 2.9188
CT Fac. Spec. - SO2 Rate Annual Non-Title IV v3.1, Unit 5183 and retrofits | 349 | 2294 | Rate Constraint in lbs/MMBtu | FALSE | L | Annual | Rate | lb/MMBtu | 0.0875 | 0.0875 | 0.0875 | 0.0875 | 0.0875 | 0.0875 | 0.0875 | 0.0875
CT Fac. Spec. - SO2 Rate Annual Non-Title IV v3.1, Unit 5183 and retrofits | 349 | 2294 | Rate Constraint in lbs/MMBtu | FALSE | L | Annual | Generation | TWh | 0.14682 | 0.14682 | 0.14682 | 0.14682 | 0.14682 | 0.14682 | 0.14682 | 0.14682
CT Fac. Spec. - SO2 Rate Annual Non-Title IV v3.1, Unit 5183 and retrofits | 349 | 2294 | Rate Constraint in lbs/MMBtu | FALSE | L | Annual | Qualifying Generation | TWh | 0.14682 | 0.14682 | 0.14682 | 0.14682 | 0.14682 | 0.14682 | 0.14682 | 0.14682
CT Fac. Spec. - SO2 Rate Annual Non-Title IV v3.1, Unit 5183 and retrofits | 349 | 2294 | Rate Constraint in lbs/MMBtu | FALSE | L | Annual | Rate | lb/MWh | 1.7396 | 1.7396 | 1.7396 | 1.7396 | 1.7396 | 1.7396 | 1.7396 | 1.7396
CT Fac. Spec. - SO2 Rate Annual Non-Title IV v3.1, Unit 5183 and retrofits | 349 | 2294 | Rate Constraint in lbs/MMBtu | FALSE | L | Annual | Constraint Shadow Price | US2016$/Ton | 0 | 0 | 0 | 0 | 0 | 0 | 0 | 0
CT Fac. Spec. - SO2 Rate Annual Non-Title IV v3.1, Unit 5184 and retrofits | 350 | 2294 | Rate Constraint in lbs/MMBtu | FALSE | L | Annual | Seasons Included | Seasons | Winter, WintShld, Summer | Winter, WintShld, Summer | Winter, WintShld, Summer | Winter, WintShld, Summer | Winter, WintShld, Summer | Winter, WintShld, Summer | Winter, WintShld, Summer | Winter, WintShld, Summer
CT Fac. Spec. - SO2 Rate Annual Non-Title IV v3.1, Unit 5184 and retrofits | 350 | 2294 | Rate Constraint in lbs/MMBtu | FALSE | L | Annual | Standard SO2 | lb/MMBtu | 0.55 | 0.55 | 0.55 | 0.55 | 0.55 | 0.55 | 0.55 | 0.55
CT Fac. Spec. - SO2 Rate Annual Non-Title IV v3.1, Unit 5184 and retrofits | 350 | 2294 | Rate Constraint in lbs/MMBtu | FALSE | L | Annual | Emissions at Affected Plants SO2 | Thousand Tons | 0.1277 | 0.1277 | 0.1277 | 0.1277 | 0.1277 | 0.1277 | 0.1277 | 0.1277
CT Fac. Spec. - SO2 Rate Annual Non-Title IV v3.1, Unit 5184 and retrofits | 350 | 2294 | Rate Constraint in lbs/MMBtu | FALSE | L | Annual | Allowances Purchased SO2 | Thousand Tons | 0 | 0 | 0 | 0 | 0 | 0 | 0 | 0
CT Fac. Spec. - SO2 Rate Annual Non-Title IV v3.1, Unit 5184 and retrofits | 350 | 2294 | Rate Constraint in lbs/MMBtu | FALSE | L | Annual | Allowances Sold SO2 | Thousand Tons | 0 | 0 | 0 | 0 | 0 | 0 | 0 | 0
CT Fac. Spec. - SO2 Rate Annual Non-Title IV v3.1, Unit 5184 and retrofits | 350 | 2294 | Rate Constraint in lbs/MMBtu | FALSE | L | Annual | Allowances Banked | Thousand Tons | 0 | 0 | 0 | 0 | 0 | 0 | 0 | 0
CT Fac. Spec. - SO2 Rate Annual Non-Title IV v3.1, Unit 5184 and retrofits | 350 | 2294 | Rate Constraint in lbs/MMBtu | FALSE | L | Annual | Allowances Withdrawn (1:1) | Thousand Tons | 0 | 0 | 0 | 0 | 0 | 0 | 0 | 0
CT Fac. Spec. - SO2 Rate Annual Non-Title IV v3.1, Unit 5184 and retrofits | 350 | 2294 | Rate Constraint in lbs/MMBtu | FALSE | L | Annual | Allowances Withdrawn (n:1) | Thousand Tons | 0 | 0 | 0 | 0 | 0 | 0 | 0 | 0
CT Fac. Spec. - SO2 Rate Annual Non-Title IV v3.1, Unit 5184 and retrofits | 350 | 2294 | Rate Constraint in lbs/MMBtu | FALSE | L | Annual | Net Emissions Allowance Position | Thousand Tons | 0.1277 | 0.1277 | 0.1277 | 0.1277 | 0.1277 | 0.1277 | 0.1277 | 0.1277
CT Fac. Spec. - SO2 Rate Annual Non-Title IV v3.1, Unit 5184 and retrofits | 350 | 2294 | Rate Constraint in lbs/MMBtu | FALSE | L | Annual | Fuel Consumed | TBtu | 2.9188 | 2.9188 | 2.9188 | 2.9188 | 2.9188 | 2.9188 | 2.9188 | 2.9188
CT Fac. Spec. - SO2 Rate Annual Non-Title IV v3.1, Unit 5184 and retrofits | 350 | 2294 | Rate Constraint in lbs/MMBtu | FALSE | L | Annual | Rate | lb/MMBtu | 0.0875 | 0.0875 | 0.0875 | 0.0875 | 0.0875 | 0.0875 | 0.0875 | 0.0875
CT Fac. Spec. - SO2 Rate Annual Non-Title IV v3.1, Unit 5184 and retrofits | 350 | 2294 | Rate Constraint in lbs/MMBtu | FALSE | L | Annual | Generation | TWh | 0.14682 | 0.14682 | 0.14682 | 0.14682 | 0.14682 | 0.14682 | 0.14682 | 0.14682
CT Fac. Spec. - SO2 Rate Annual Non-Title IV v3.1, Unit 5184 and retrofits | 350 | 2294 | Rate Constraint in lbs/MMBtu | FALSE | L | Annual | Qualifying Generation | TWh | 0.14682 | 0.14682 | 0.14682 | 0.14682 | 0.14682 | 0.14682 | 0.14682 | 0.14682
CT Fac. Spec. - SO2 Rate Annual Non-Title IV v3.1, Unit 5184 and retrofits | 350 | 2294 | Rate Constraint in lbs/MMBtu | FALSE | L | Annual | Rate | lb/MWh | 1.7396 | 1.7396 | 1.7396 | 1.7396 | 1.7396 | 1.7396 | 1.7396 | 1.7396
CT Fac. Spec. - SO2 Rate Annual Non-Title IV v3.1, Unit 5184 and retrofits | 350 | 2294 | Rate Constraint in lbs/MMBtu | FALSE | L | Annual | Constraint Shadow Price | US2016$/Ton | 0 | 0 | 0 | 0 | 0 | 0 | 0 | 0
CT Fac. Spec. - SO2 Rate Annual Non-Title IV v3.1, Unit 5185 and retrofits | 351 | 2294 | Rate Constraint in lbs/MMBtu | FALSE | L | Annual | Seasons Included | Seasons | Winter, WintShld, Summer | Winter, WintShld, Summer | Winter, WintShld, Summer | Winter, WintShld, Summer | Winter, WintShld, Summer | Winter, WintShld, Summer | Winter, WintShld, Summer | Winter, WintShld, Summer
CT Fac. Spec. - SO2 Rate Annual Non-Title IV v3.1, Unit 5185 and retrofits | 351 | 2294 | Rate Constraint in lbs/MMBtu | FALSE | L | Annual | Standard SO2 | lb/MMBtu | 0.55 | 0.55 | 0.55 | 0.55 | 0.55 | 0.55 | 0.55 | 0.55
CT Fac. Spec. - SO2 Rate Annual Non-Title IV v3.1, Unit 5185 and retrofits | 351 | 2294 | Rate Constraint in lbs/MMBtu | FALSE | L | Annual | Emissions at Affected Plants SO2 | Thousand Tons | 0.1277 | 0.1277 | 0.1277 | 0.1277 | 0.1277 | 0.1277 | 0.1277 | 0.1277
CT Fac. Spec. - SO2 Rate Annual Non-Title IV v3.1, Unit 5185 and retrofits | 351 | 2294 | Rate Constraint in lbs/MMBtu | FALSE | L | Annual | Allowances Purchased SO2 | Thousand Tons | 0 | 0 | 0 | 0 | 0 | 0 | 0 | 0
CT Fac. Spec. - SO2 Rate Annual Non-Title IV v3.1, Unit 5185 and retrofits | 351 | 2294 | Rate Constraint in lbs/MMBtu | FALSE | L | Annual | Allowances Sold SO2 | Thousand Tons | 0 | 0 | 0 | 0 | 0 | 0 | 0 | 0
CT Fac. Spec. - SO2 Rate Annual Non-Title IV v3.1, Unit 5185 and retrofits | 351 | 2294 | Rate Constraint in lbs/MMBtu | FALSE | L | Annual | Allowances Banked | Thousand Tons | 0 | 0 | 0 | 0 | 0 | 0 | 0 | 0
CT Fac. Spec. - SO2 Rate Annual Non-Title IV v3.1, Unit 5185 and retrofits | 351 | 2294 | Rate Constraint in lbs/MMBtu | FALSE | L | Annual | Allowances Withdrawn (1:1) | Thousand Tons | 0 | 0 | 0 | 0 | 0 | 0 | 0 | 0
CT Fac. Spec. - SO2 Rate Annual Non-Title IV v3.1, Unit 5185 and retrofits | 351 | 2294 | Rate Constraint in lbs/MMBtu | FALSE | L | Annual | Allowances Withdrawn (n:1) | Thousand Tons | 0 | 0 | 0 | 0 | 0 | 0 | 0 | 0
CT Fac. Spec. - SO2 Rate Annual Non-Title IV v3.1, Unit 5185 and retrofits | 351 | 2294 | Rate Constraint in lbs/MMBtu | FALSE | L | Annual | Net Emissions Allowance Position | Thousand Tons | 0.1277 | 0.1277 | 0.1277 | 0.1277 | 0.1277 | 0.1277 | 0.1277 | 0.1277
CT Fac. Spec. - SO2 Rate Annual Non-Title IV v3.1, Unit 5185 and retrofits | 351 | 2294 | Rate Constraint in lbs/MMBtu | FALSE | L | Annual | Fuel Consumed | TBtu | 2.9188 | 2.9188 | 2.9188 | 2.9188 | 2.9188 | 2.9188 | 2.9188 | 2.9188
CT Fac. Spec. - SO2 Rate Annual Non-Title IV v3.1, Unit 5185 and retrofits | 351 | 2294 | Rate Constraint in lbs/MMBtu | FALSE | L | Annual | Rate | lb/MMBtu | 0.0875 | 0.0875 | 0.0875 | 0.0875 | 0.0875 | 0.0875 | 0.0875 | 0.0875
CT Fac. Spec. - SO2 Rate Annual Non-Title IV v3.1, Unit 5185 and retrofits | 351 | 2294 | Rate Constraint in lbs/MMBtu | FALSE | L | Annual | Generation | TWh | 0.14682 | 0.14682 | 0.14682 | 0.14682 | 0.14682 | 0.14682 | 0.14682 | 0.14682
CT Fac. Spec. - SO2 Rate Annual Non-Title IV v3.1, Unit 5185 and retrofits | 351 | 2294 | Rate Constraint in lbs/MMBtu | FALSE | L | Annual | Qualifying Generation | TWh | 0.14682 | 0.14682 | 0.14682 | 0.14682 | 0.14682 | 0.14682 | 0.14682 | 0.14682
CT Fac. Spec. - SO2 Rate Annual Non-Title IV v3.1, Unit 5185 and retrofits | 351 | 2294 | Rate Constraint in lbs/MMBtu | FALSE | L | Annual | Rate | lb/MWh | 1.7396 | 1.7396 | 1.7396 | 1.7396 | 1.7396 | 1.7396 | 1.7396 | 1.7396
CT Fac. Spec. - SO2 Rate Annual Non-Title IV v3.1, Unit 5185 and retrofits | 351 | 2294 | Rate Constraint in lbs/MMBtu | FALSE | L | Annual | Constraint Shadow Price | US2016$/Ton | 0 | 0 | 0 | 0 | 0 | 0 | 0 | 0
CT Fac. Spec. - SO2 Rate Annual v3.1, Unit 1158 and retrofits | 352 | 1769 | Rate Constraint in lbs/MMBtu | FALSE | L | Annual | Seasons Included | Seasons | Winter, WintShld, Summer | Winter, WintShld, Summer | Winter, WintShld, Summer | Winter, WintShld, Summer | Winter, WintShld, Summer | Winter, WintShld, Summer | Winter, WintShld, Summer | Winter, WintShld, Summer
CT Fac. Spec. - SO2 Rate Annual v3.1, Unit 1158 and retrofits | 352 | 1769 | Rate Constraint in lbs/MMBtu | FALSE | L | Annual | Standard SO2 | lb/MMBtu | 0.33 | 0.33 | 0.33 | 0.33 | 0.33 | 0.33 | 0.33 | 0.33
CT Fac. Spec. - SO2 Rate Annual v3.1, Unit 1158 and retrofits | 352 | 1769 | Rate Constraint in lbs/MMBtu | FALSE | L | Annual | Emissions at Affected Plants SO2 | Thousand Tons | 0 | 0 | 0 | 0 | 0 | 0 | 0 | 0
CT Fac. Spec. - SO2 Rate Annual v3.1, Unit 1158 and retrofits | 352 | 1769 | Rate Constraint in lbs/MMBtu | FALSE | L | Annual | Allowances Purchased SO2 | Thousand Tons | 0 | 0 | 0 | 0 | 0 | 0 | 0 | 0
CT Fac. Spec. - SO2 Rate Annual v3.1, Unit 1158 and retrofits | 352 | 1769 | Rate Constraint in lbs/MMBtu | FALSE | L | Annual | Allowances Sold SO2 | Thousand Tons | 0 | 0 | 0 | 0 | 0 | 0 | 0 | 0
CT Fac. Spec. - SO2 Rate Annual v3.1, Unit 1158 and retrofits | 352 | 1769 | Rate Constraint in lbs/MMBtu | FALSE | L | Annual | Allowances Banked | Thousand Tons | 0 | 0 | 0 | 0 | 0 | 0 | 0 | 0
CT Fac. Spec. - SO2 Rate Annual v3.1, Unit 1158 and retrofits | 352 | 1769 | Rate Constraint in lbs/MMBtu | FALSE | L | Annual | Allowances Withdrawn (1:1) | Thousand Tons | 0 | 0 | 0 | 0 | 0 | 0 | 0 | 0
CT Fac. Spec. - SO2 Rate Annual v3.1, Unit 1158 and retrofits | 352 | 1769 | Rate Constraint in lbs/MMBtu | FALSE | L | Annual | Allowances Withdrawn (n:1) | Thousand Tons | 0 | 0 | 0 | 0 | 0 | 0 | 0 | 0
CT Fac. Spec. - SO2 Rate Annual v3.1, Unit 1158 and retrofits | 352 | 1769 | Rate Constraint in lbs/MMBtu | FALSE | L | Annual | Net Emissions Allowance Position | Thousand Tons | 0 | 0 | 0 | 0 | 0 | 0 | 0 | 0
CT Fac. Spec. - SO2 Rate Annual v3.1, Unit 1158 and retrofits | 352 | 1769 | Rate Constraint in lbs/MMBtu | FALSE | L | Annual | Fuel Consumed | TBtu | 0 | 0.032354 | 0 | 0 | 0 | 0 | 0.033645 | 0
CT Fac. Spec. - SO2 Rate Annual v3.1, Unit 1158 and retrofits | 352 | 1769 | Rate Constraint in lbs/MMBtu | FALSE | L | Annual | Rate | lb/MMBtu | 0 | 0 | 0 | 0 | 0 | 0 | 0 | 0
CT Fac. Spec. - SO2 Rate Annual v3.1, Unit 1158 and retrofits | 352 | 1769 | Rate Constraint in lbs/MMBtu | FALSE | L | Annual | Generation | TWh | 0 | 0.0030111 | 0 | 0 | 0 | 0 | 0.0031312 | 0
CT Fac. Spec. - SO2 Rate Annual v3.1, Unit 1158 and retrofits | 352 | 1769 | Rate Constraint in lbs/MMBtu | FALSE | L | Annual | Qualifying Generation | TWh | 0 | 0.0030111 | 0 | 0 | 0 | 0 | 0.0031312 | 0
CT Fac. Spec. - SO2 Rate Annual v3.1, Unit 1158 and retrofits | 352 | 1769 | Rate Constraint in lbs/MMBtu | FALSE | L | Annual | Rate | lb/MWh | 0 | 0 | 0 | 0 | 0 | 0 | 0 | 0
CT Fac. Spec. - SO2 Rate Annual v3.1, Unit 1158 and retrofits | 352 | 1769 | Rate Constraint in lbs/MMBtu | FALSE | L | Annual | Constraint Shadow Price | US2016$/Ton | 0 | 0 | 0 | 0 | 0 | 0 | 0 | 0
CT Fac. Spec. - SO2 Rate Annual v3.1, Unit 1159 and retrofits | 353 | 1769 | Rate Constraint in lbs/MMBtu | FALSE | L | Annual | Seasons Included | Seasons | Winter, WintShld, Summer | Winter, WintShld, Summer | Winter, WintShld, Summer | Winter, WintShld, Summer | Winter, WintShld, Summer | Winter, WintShld, Summer | Winter, WintShld, Summer | Winter, WintShld, Summer
CT Fac. Spec. - SO2 Rate Annual v3.1, Unit 1159 and retrofits | 353 | 1769 | Rate Constraint in lbs/MMBtu | FALSE | L | Annual | Standard SO2 | lb/MMBtu | 0.33 | 0.33 | 0.33 | 0.33 | 0.33 | 0.33 | 0.33 | 0.33
CT Fac. Spec. - SO2 Rate Annual v3.1, Unit 1159 and retrofits | 353 | 1769 | Rate Constraint in lbs/MMBtu | FALSE | L | Annual | Emissions at Affected Plants SO2 | Thousand Tons | 0 | 0 | 0 | 0 | 0 | 0 | 0 | 0
CT Fac. Spec. - SO2 Rate Annual v3.1, Unit 1159 and retrofits | 353 | 1769 | Rate Constraint in lbs/MMBtu | FALSE | L | Annual | Allowances Purchased SO2 | Thousand Tons | 0 | 0 | 0 | 0 | 0 | 0 | 0 | 0
CT Fac. Spec. - SO2 Rate Annual v3.1, Unit 1159 and retrofits | 353 | 1769 | Rate Constraint in lbs/MMBtu | FALSE | L | Annual | Allowances Sold SO2 | Thousand Tons | 0 | 0 | 0 | 0 | 0 | 0 | 0 | 0
CT Fac. Spec. - SO2 Rate Annual v3.1, Unit 1159 and retrofits | 353 | 1769 | Rate Constraint in lbs/MMBtu | FALSE | L | Annual | Allowances Banked | Thousand Tons | 0 | 0 | 0 | 0 | 0 | 0 | 0 | 0
CT Fac. Spec. - SO2 Rate Annual v3.1, Unit 1159 and retrofits | 353 | 1769 | Rate Constraint in lbs/MMBtu | FALSE | L | Annual | Allowances Withdrawn (1:1) | Thousand Tons | 0 | 0 | 0 | 0 | 0 | 0 | 0 | 0
CT Fac. Spec. - SO2 Rate Annual v3.1, Unit 1159 and retrofits | 353 | 1769 | Rate Constraint in lbs/MMBtu | FALSE | L | Annual | Allowances Withdrawn (n:1) | Thousand Tons | 0 | 0 | 0 | 0 | 0 | 0 | 0 | 0
CT Fac. Spec. - SO2 Rate Annual v3.1, Unit 1159 and retrofits | 353 | 1769 | Rate Constraint in lbs/MMBtu | FALSE | L | Annual | Net Emissions Allowance Position | Thousand Tons | 0 | 0 | 0 | 0 | 0 | 0 | 0 | 0
CT Fac. Spec. - SO2 Rate Annual v3.1, Unit 1159 and retrofits | 353 | 1769 | Rate Constraint in lbs/MMBtu | FALSE | L | Annual | Fuel Consumed | TBtu | 0 | 0 | 0 | 0 | 0 | 0 | 0 | 0
CT Fac. Spec. - SO2 Rate Annual v3.1, Unit 1159 and retrofits | 353 | 1769 | Rate Constraint in lbs/MMBtu | FALSE | L | Annual | Rate | lb/MMBtu | 0 | 0 | 0 | 0 | 0 | 0 | 0 | 0
CT Fac. Spec. - SO2 Rate Annual v3.1, Unit 1159 and retrofits | 353 | 1769 | Rate Constraint in lbs/MMBtu | FALSE | L | Annual | Generation | TWh | 0 | 0 | 0 | 0 | 0 | 0 | 0 | 0
CT Fac. Spec. - SO2 Rate Annual v3.1, Unit 1159 and retrofits | 353 | 1769 | Rate Constraint in lbs/MMBtu | FALSE | L | Annual | Qualifying Generation | TWh | 0 | 0 | 0 | 0 | 0 | 0 | 0 | 0
CT Fac. Spec. - SO2 Rate Annual v3.1, Unit 1159 and retrofits | 353 | 1769 | Rate Constraint in lbs/MMBtu | FALSE | L | Annual | Rate | lb/MWh | 0 | 0 | 0 | 0 | 0 | 0 | 0 | 0
CT Fac. Spec. - SO2 Rate Annual v3.1, Unit 1159 and retrofits | 353 | 1769 | Rate Constraint in lbs/MMBtu | FALSE | L | Annual | Constraint Shadow Price | US2016$/Ton | 0 | 0 | 0 | 0 | 0 | 0 | 0 | 0
CT Fac. Spec. - SO2 Rate Annual v3.1, Unit 1160 and retrofits | 354 | 1769 | Rate Constraint in lbs/MMBtu | FALSE | L | Annual | Seasons Included | Seasons | Winter, WintShld, Summer | Winter, WintShld, Summer | Winter, WintShld, Summer | Winter, WintShld, Summer | Winter, WintShld, Summer | Winter, WintShld, Summer | Winter, WintShld, Summer | Winter, WintShld, Summer
CT Fac. Spec. - SO2 Rate Annual v3.1, Unit 1160 and retrofits | 354 | 1769 | Rate Constraint in lbs/MMBtu | FALSE | L | Annual | Standard SO2 | lb/MMBtu | 0.33 | 0.33 | 0.33 | 0.33 | 0.33 | 0.33 | 0.33 | 0.33
CT Fac. Spec. - SO2 Rate Annual v3.1, Unit 1160 and retrofits | 354 | 1769 | Rate Constraint in lbs/MMBtu | FALSE | L | Annual | Emissions at Affected Plants SO2 | Thousand Tons | 0 | 0 | 0 | 0 | 0 | 0 | 0 | 0
CT Fac. Spec. - SO2 Rate Annual v3.1, Unit 1160 and retrofits | 354 | 1769 | Rate Constraint in lbs/MMBtu | FALSE | L | Annual | Allowances Purchased SO2 | Thousand Tons | 0 | 0 | 0 | 0 | 0 | 0 | 0 | 0
CT Fac. Spec. - SO2 Rate Annual v3.1, Unit 1160 and retrofits | 354 | 1769 | Rate Constraint in lbs/MMBtu | FALSE | L | Annual | Allowances Sold SO2 | Thousand Tons | 0 | 0 | 0 | 0 | 0 | 0 | 0 | 0
CT Fac. Spec. - SO2 Rate Annual v3.1, Unit 1160 and retrofits | 354 | 1769 | Rate Constraint in lbs/MMBtu | FALSE | L | Annual | Allowances Banked | Thousand Tons | 0 | 0 | 0 | 0 | 0 | 0 | 0 | 0
CT Fac. Spec. - SO2 Rate Annual v3.1, Unit 1160 and retrofits | 354 | 1769 | Rate Constraint in lbs/MMBtu | FALSE | L | Annual | Allowances Withdrawn (1:1) | Thousand Tons | 0 | 0 | 0 | 0 | 0 | 0 | 0 | 0
CT Fac. Spec. - SO2 Rate Annual v3.1, Unit 1160 and retrofits | 354 | 1769 | Rate Constraint in lbs/MMBtu | FALSE | L | Annual | Allowances Withdrawn (n:1) | Thousand Tons | 0 | 0 | 0 | 0 | 0 | 0 | 0 | 0
CT Fac. Spec. - SO2 Rate Annual v3.1, Unit 1160 and retrofits | 354 | 1769 | Rate Constraint in lbs/MMBtu | FALSE | L | Annual | Net Emissions Allowance Position | Thousand Tons | 0 | 0 | 0 | 0 | 0 | 0 | 0 | 0
CT Fac. Spec. - SO2 Rate Annual v3.1, Unit 1160 and retrofits | 354 | 1769 | Rate Constraint in lbs/MMBtu | FALSE | L | Annual | Fuel Consumed | TBtu | 0 | 0 | 0 | 0 | 0 | 0 | 0 | 0
CT Fac. Spec. - SO2 Rate Annual v3.1, Unit 1160 and retrofits | 354 | 1769 | Rate Constraint in lbs/MMBtu | FALSE | L | Annual | Rate | lb/MMBtu | 0 | 0 | 0 | 0 | 0 | 0 | 0 | 0
CT Fac. Spec. - SO2 Rate Annual v3.1, Unit 1160 and retrofits | 354 | 1769 | Rate Constraint in lbs/MMBtu | FALSE | L | Annual | Generation | TWh | 0 | 0 | 0 | 0 | 0 | 0 | 0 | 0
CT Fac. Spec. - SO2 Rate Annual v3.1, Unit 1160 and retrofits | 354 | 1769 | Rate Constraint in lbs/MMBtu | FALSE | L | Annual | Qualifying Generation | TWh | 0 | 0 | 0 | 0 | 0 | 0 | 0 | 0
CT Fac. Spec. - SO2 Rate Annual v3.1, Unit 1160 and retrofits | 354 | 1769 | Rate Constraint in lbs/MMBtu | FALSE | L | Annual | Rate | lb/MWh | 0 | 0 | 0 | 0 | 0 | 0 | 0 | 0
CT Fac. Spec. - SO2 Rate Annual v3.1, Unit 1160 and retrofits | 354 | 1769 | Rate Constraint in lbs/MMBtu | FALSE | L | Annual | Constraint Shadow Price | US2016$/Ton | 0 | 0 | 0 | 0 | 0 | 0 | 0 | 0
CT Fac. Spec. - SO2 Rate Annual v3.1, Unit 1161 and retrofits | 355 | 1769 | Rate Constraint in lbs/MMBtu | FALSE | L | Annual | Seasons Included | Seasons | Winter, WintShld, Summer | Winter, WintShld, Summer | Winter, WintShld, Summer | Winter, WintShld, Summer | Winter, WintShld, Summer | Winter, WintShld, Summer | Winter, WintShld, Summer | Winter, WintShld, Summer
CT Fac. Spec. - SO2 Rate Annual v3.1, Unit 1161 and retrofits | 355 | 1769 | Rate Constraint in lbs/MMBtu | FALSE | L | Annual | Standard SO2 | lb/MMBtu | 0.33 | 0.33 | 0.33 | 0.33 | 0.33 | 0.33 | 0.33 | 0.33
CT Fac. Spec. - SO2 Rate Annual v3.1, Unit 1161 and retrofits | 355 | 1769 | Rate Constraint in lbs/MMBtu | FALSE | L | Annual | Emissions at Affected Plants SO2 | Thousand Tons | 0 | 0 | 0 | 0 | 0 | 0 | 0 | 0
CT Fac. Spec. - SO2 Rate Annual v3.1, Unit 1161 and retrofits | 355 | 1769 | Rate Constraint in lbs/MMBtu | FALSE | L | Annual | Allowances Purchased SO2 | Thousand Tons | 0 | 0 | 0 | 0 | 0 | 0 | 0 | 0
CT Fac. Spec. - SO2 Rate Annual v3.1, Unit 1161 and retrofits | 355 | 1769 | Rate Constraint in lbs/MMBtu | FALSE | L | Annual | Allowances Sold SO2 | Thousand Tons | 0 | 0 | 0 | 0 | 0 | 0 | 0 | 0
CT Fac. Spec. - SO2 Rate Annual v3.1, Unit 1161 and retrofits | 355 | 1769 | Rate Constraint in lbs/MMBtu | FALSE | L | Annual | Allowances Banked | Thousand Tons | 0 | 0 | 0 | 0 | 0 | 0 | 0 | 0
CT Fac. Spec. - SO2 Rate Annual v3.1, Unit 1161 and retrofits | 355 | 1769 | Rate Constraint in lbs/MMBtu | FALSE | L | Annual | Allowances Withdrawn (1:1) | Thousand Tons | 0 | 0 | 0 | 0 | 0 | 0 | 0 | 0
CT Fac. Spec. - SO2 Rate Annual v3.1, Unit 1161 and retrofits | 355 | 1769 | Rate Constraint in lbs/MMBtu | FALSE | L | Annual | Allowances Withdrawn (n:1) | Thousand Tons | 0 | 0 | 0 | 0 | 0 | 0 | 0 | 0
CT Fac. Spec. - SO2 Rate Annual v3.1, Unit 1161 and retrofits | 355 | 1769 | Rate Constraint in lbs/MMBtu | FALSE | L | Annual | Net Emissions Allowance Position | Thousand Tons | 0 | 0 | 0 | 0 | 0 | 0 | 0 | 0
CT Fac. Spec. - SO2 Rate Annual v3.1, Unit 1161 and retrofits | 355 | 1769 | Rate Constraint in lbs/MMBtu | FALSE | L | Annual | Fuel Consumed | TBtu | 0 | 0 | 0 | 0 | 0 | 0 | 0 | 0
CT Fac. Spec. - SO2 Rate Annual v3.1, Unit 1161 and retrofits | 355 | 1769 | Rate Constraint in lbs/MMBtu | FALSE | L | Annual | Rate | lb/MMBtu | 0 | 0 | 0 | 0 | 0 | 0 | 0 | 0
CT Fac. Spec. - SO2 Rate Annual v3.1, Unit 1161 and retrofits | 355 | 1769 | Rate Constraint in lbs/MMBtu | FALSE | L | Annual | Generation | TWh | 0 | 0 | 0 | 0 | 0 | 0 | 0 | 0
CT Fac. Spec. - SO2 Rate Annual v3.1, Unit 1161 and retrofits | 355 | 1769 | Rate Constraint in lbs/MMBtu | FALSE | L | Annual | Qualifying Generation | TWh | 0 | 0 | 0 | 0 | 0 | 0 | 0 | 0
CT Fac. Spec. - SO2 Rate Annual v3.1, Unit 1161 and retrofits | 355 | 1769 | Rate Constraint in lbs/MMBtu | FALSE | L | Annual | Rate | lb/MWh | 0 | 0 | 0 | 0 | 0 | 0 | 0 | 0
CT Fac. Spec. - SO2 Rate Annual v3.1, Unit 1161 and retrofits | 355 | 1769 | Rate Constraint in lbs/MMBtu | FALSE | L | Annual | Constraint Shadow Price | US2016$/Ton | 0 | 0 | 0 | 0 | 0 | 0 | 0 | 0
CT Fac. Spec. - SO2 Rate Annual v3.1, Unit 1162 and retrofits | 356 | 1769 | Rate Constraint in lbs/MMBtu | FALSE | L | Annual | Seasons Included | Seasons | Winter, WintShld, Summer | Winter, WintShld, Summer | Winter, WintShld, Summer | Winter, WintShld, Summer | Winter, WintShld, Summer | Winter, WintShld, Summer | Winter, WintShld, Summer | Winter, WintShld, Summer
CT Fac. Spec. - SO2 Rate Annual v3.1, Unit 1162 and retrofits | 356 | 1769 | Rate Constraint in lbs/MMBtu | FALSE | L | Annual | Standard SO2 | lb/MMBtu | 0.33 | 0.33 | 0.33 | 0.33 | 0.33 | 0.33 | 0.33 | 0.33
CT Fac. Spec. - SO2 Rate Annual v3.1, Unit 1162 and retrofits | 356 | 1769 | Rate Constraint in lbs/MMBtu | FALSE | L | Annual | Emissions at Affected Plants SO2 | Thousand Tons | 0 | 0 | 0 | 0 | 0 | 0 | 0 | 0
CT Fac. Spec. - SO2 Rate Annual v3.1, Unit 1162 and retrofits | 356 | 1769 | Rate Constraint in lbs/MMBtu | FALSE | L | Annual | Allowances Purchased SO2 | Thousand Tons | 0 | 0 | 0 | 0 | 0 | 0 | 0 | 0
CT Fac. Spec. - SO2 Rate Annual v3.1, Unit 1162 and retrofits | 356 | 1769 | Rate Constraint in lbs/MMBtu | FALSE | L | Annual | Allowances Sold SO2 | Thousand Tons | 0 | 0 | 0 | 0 | 0 | 0 | 0 | 0
CT Fac. Spec. - SO2 Rate Annual v3.1, Unit 1162 and retrofits | 356 | 1769 | Rate Constraint in lbs/MMBtu | FALSE | L | Annual | Allowances Banked | Thousand Tons | 0 | 0 | 0 | 0 | 0 | 0 | 0 | 0
CT Fac. Spec. - SO2 Rate Annual v3.1, Unit 1162 and retrofits | 356 | 1769 | Rate Constraint in lbs/MMBtu | FALSE | L | Annual | Allowances Withdrawn (1:1) | Thousand Tons | 0 | 0 | 0 | 0 | 0 | 0 | 0 | 0
CT Fac. Spec. - SO2 Rate Annual v3.1, Unit 1162 and retrofits | 356 | 1769 | Rate Constraint in lbs/MMBtu | FALSE | L | Annual | Allowances Withdrawn (n:1) | Thousand Tons | 0 | 0 | 0 | 0 | 0 | 0 | 0 | 0
CT Fac. Spec. - SO2 Rate Annual v3.1, Unit 1162 and retrofits | 356 | 1769 | Rate Constraint in lbs/MMBtu | FALSE | L | Annual | Net Emissions Allowance Position | Thousand Tons | 0 | 0 | 0 | 0 | 0 | 0 | 0 | 0
CT Fac. Spec. - SO2 Rate Annual v3.1, Unit 1162 and retrofits | 356 | 1769 | Rate Constraint in lbs/MMBtu | FALSE | L | Annual | Fuel Consumed | TBtu | 0 | 0 | 0 | 0 | 0 | 0 | 0 | 0
CT Fac. Spec. - SO2 Rate Annual v3.1, Unit 1162 and retrofits | 356 | 1769 | Rate Constraint in lbs/MMBtu | FALSE | L | Annual | Rate | lb/MMBtu | 0 | 0 | 0 | 0 | 0 | 0 | 0 | 0
CT Fac. Spec. - SO2 Rate Annual v3.1, Unit 1162 and retrofits | 356 | 1769 | Rate Constraint in lbs/MMBtu | FALSE | L | Annual | Generation | TWh | 0 | 0 | 0 | 0 | 0 | 0 | 0 | 0
CT Fac. Spec. - SO2 Rate Annual v3.1, Unit 1162 and retrofits | 356 | 1769 | Rate Constraint in lbs/MMBtu | FALSE | L | Annual | Qualifying Generation | TWh | 0 | 0 | 0 | 0 | 0 | 0 | 0 | 0
CT Fac. Spec. - SO2 Rate Annual v3.1, Unit 1162 and retrofits | 356 | 1769 | Rate Constraint in lbs/MMBtu | FALSE | L | Annual | Rate | lb/MWh | 0 | 0 | 0 | 0 | 0 | 0 | 0 | 0
CT Fac. Spec. - SO2 Rate Annual v3.1, Unit 1162 and retrofits | 356 | 1769 | Rate Constraint in lbs/MMBtu | FALSE | L | Annual | Constraint Shadow Price | US2016$/Ton | 0 | 0 | 0 | 0 | 0 | 0 | 0 | 0
CT Fac. Spec. - SO2 Rate Annual v3.1, Unit 1163 and retrofits | 357 | 1769 | Rate Constraint in lbs/MMBtu | FALSE | L | Annual | Seasons Included | Seasons | Winter, WintShld, Summer | Winter, WintShld, Summer | Winter, WintShld, Summer | Winter, WintShld, Summer | Winter, WintShld, Summer | Winter, WintShld, Summer | Winter, WintShld, Summer | Winter, WintShld, Summer
CT Fac. Spec. - SO2 Rate Annual v3.1, Unit 1163 and retrofits | 357 | 1769 | Rate Constraint in lbs/MMBtu | FALSE | L | Annual | Standard SO2 | lb/MMBtu | 0.33 | 0.33 | 0.33 | 0.33 | 0.33 | 0.33 | 0.33 | 0.33
CT Fac. Spec. - SO2 Rate Annual v3.1, Unit 1163 and retrofits | 357 | 1769 | Rate Constraint in lbs/MMBtu | FALSE | L | Annual | Emissions at Affected Plants SO2 | Thousand Tons | 0 | 0 | 0 | 0 | 0 | 0 | 0 | 0
CT Fac. Spec. - SO2 Rate Annual v3.1, Unit 1163 and retrofits | 357 | 1769 | Rate Constraint in lbs/MMBtu | FALSE | L | Annual | Allowances Purchased SO2 | Thousand Tons | 0 | 0 | 0 | 0 | 0 | 0 | 0 | 0
CT Fac. Spec. - SO2 Rate Annual v3.1, Unit 1163 and retrofits | 357 | 1769 | Rate Constraint in lbs/MMBtu | FALSE | L | Annual | Allowances Sold SO2 | Thousand Tons | 0 | 0 | 0 | 0 | 0 | 0 | 0 | 0
CT Fac. Spec. - SO2 Rate Annual v3.1, Unit 1163 and retrofits | 357 | 1769 | Rate Constraint in lbs/MMBtu | FALSE | L | Annual | Allowances Banked | Thousand Tons | 0 | 0 | 0 | 0 | 0 | 0 | 0 | 0
CT Fac. Spec. - SO2 Rate Annual v3.1, Unit 1163 and retrofits | 357 | 1769 | Rate Constraint in lbs/MMBtu | FALSE | L | Annual | Allowances Withdrawn (1:1) | Thousand Tons | 0 | 0 | 0 | 0 | 0 | 0 | 0 | 0
CT Fac. Spec. - SO2 Rate Annual v3.1, Unit 1163 and retrofits | 357 | 1769 | Rate Constraint in lbs/MMBtu | FALSE | L | Annual | Allowances Withdrawn (n:1) | Thousand Tons | 0 | 0 | 0 | 0 | 0 | 0 | 0 | 0
CT Fac. Spec. - SO2 Rate Annual v3.1, Unit 1163 and retrofits | 357 | 1769 | Rate Constraint in lbs/MMBtu | FALSE | L | Annual | Net Emissions Allowance Position | Thousand Tons | 0 | 0 | 0 | 0 | 0 | 0 | 0 | 0
CT Fac. Spec. - SO2 Rate Annual v3.1, Unit 1163 and retrofits | 357 | 1769 | Rate Constraint in lbs/MMBtu | FALSE | L | Annual | Fuel Consumed | TBtu | 0 | 0 | 0 | 0 | 0 | 0 | 0 | 0
CT Fac. Spec. - SO2 Rate Annual v3.1, Unit 1163 and retrofits | 357 | 1769 | Rate Constraint in lbs/MMBtu | FALSE | L | Annual | Rate | lb/MMBtu | 0 | 0 | 0 | 0 | 0 | 0 | 0 | 0
CT Fac. Spec. - SO2 Rate Annual v3.1, Unit 1163 and retrofits | 357 | 1769 | Rate Constraint in lbs/MMBtu | FALSE | L | Annual | Generation | TWh | 0 | 0 | 0 | 0 | 0 | 0 | 0 | 0
CT Fac. Spec. - SO2 Rate Annual v3.1, Unit 1163 and retrofits | 357 | 1769 | Rate Constraint in lbs/MMBtu | FALSE | L | Annual | Qualifying Generation | TWh | 0 | 0 | 0 | 0 | 0 | 0 | 0 | 0
CT Fac. Spec. - SO2 Rate Annual v3.1, Unit 1163 and retrofits | 357 | 1769 | Rate Constraint in lbs/MMBtu | FALSE | L | Annual | Rate | lb/MWh | 0 | 0 | 0 | 0 | 0 | 0 | 0 | 0
CT Fac. Spec. - SO2 Rate Annual v3.1, Unit 1163 and retrofits | 357 | 1769 | Rate Constraint in lbs/MMBtu | FALSE | L | Annual | Constraint Shadow Price | US2016$/Ton | 0 | 0 | 0 | 0 | 0 | 0 | 0 | 0
CT Fac. Spec. - SO2 Rate Annual v3.1, Unit 1164 and retrofits | 358 | 1769 | Rate Constraint in lbs/MMBtu | FALSE | L | Annual | Seasons Included | Seasons | Winter, WintShld, Summer | Winter, WintShld, Summer | Winter, WintShld, Summer | Winter, WintShld, Summer | Winter, WintShld, Summer | Winter, WintShld, Summer | Winter, WintShld, Summer | Winter, WintShld, Summer
CT Fac. Spec. - SO2 Rate Annual v3.1, Unit 1164 and retrofits | 358 | 1769 | Rate Constraint in lbs/MMBtu | FALSE | L | Annual | Standard SO2 | lb/MMBtu | 0.33 | 0.33 | 0.33 | 0.33 | 0.33 | 0.33 | 0.33 | 0.33
CT Fac. Spec. - SO2 Rate Annual v3.1, Unit 1164 and retrofits | 358 | 1769 | Rate Constraint in lbs/MMBtu | FALSE | L | Annual | Emissions at Affected Plants SO2 | Thousand Tons | 0 | 0 | 0 | 0 | 0 | 0 | 0 | 0
CT Fac. Spec. - SO2 Rate Annual v3.1, Unit 1164 and retrofits | 358 | 1769 | Rate Constraint in lbs/MMBtu | FALSE | L | Annual | Allowances Purchased SO2 | Thousand Tons | 0 | 0 | 0 | 0 | 0 | 0 | 0 | 0
CT Fac. Spec. - SO2 Rate Annual v3.1, Unit 1164 and retrofits | 358 | 1769 | Rate Constraint in lbs/MMBtu | FALSE | L | Annual | Allowances Sold SO2 | Thousand Tons | 0 | 0 | 0 | 0 | 0 | 0 | 0 | 0
CT Fac. Spec. - SO2 Rate Annual v3.1, Unit 1164 and retrofits | 358 | 1769 | Rate Constraint in lbs/MMBtu | FALSE | L | Annual | Allowances Banked | Thousand Tons | 0 | 0 | 0 | 0 | 0 | 0 | 0 | 0
CT Fac. Spec. - SO2 Rate Annual v3.1, Unit 1164 and retrofits | 358 | 1769 | Rate Constraint in lbs/MMBtu | FALSE | L | Annual | Allowances Withdrawn (1:1) | Thousand Tons | 0 | 0 | 0 | 0 | 0 | 0 | 0 | 0
CT Fac. Spec. - SO2 Rate Annual v3.1, Unit 1164 and retrofits | 358 | 1769 | Rate Constraint in lbs/MMBtu | FALSE | L | Annual | Allowances Withdrawn (n:1) | Thousand Tons | 0 | 0 | 0 | 0 | 0 | 0 | 0 | 0
CT Fac. Spec. - SO2 Rate Annual v3.1, Unit 1164 and retrofits | 358 | 1769 | Rate Constraint in lbs/MMBtu | FALSE | L | Annual | Net Emissions Allowance Position | Thousand Tons | 0 | 0 | 0 | 0 | 0 | 0 | 0 | 0
CT Fac. Spec. - SO2 Rate Annual v3.1, Unit 1164 and retrofits | 358 | 1769 | Rate Constraint in lbs/MMBtu | FALSE | L | Annual | Fuel Consumed | TBtu | 0 | 0 | 0 | 0 | 0 | 0 | 0 | 0
CT Fac. Spec. - SO2 Rate Annual v3.1, Unit 1164 and retrofits | 358 | 1769 | Rate Constraint in lbs/MMBtu | FALSE | L | Annual | Rate | lb/MMBtu | 0 | 0 | 0 | 0 | 0 | 0 | 0 | 0
CT Fac. Spec. - SO2 Rate Annual v3.1, Unit 1164 and retrofits | 358 | 1769 | Rate Constraint in lbs/MMBtu | FALSE | L | Annual | Generation | TWh | 0 | 0 | 0 | 0 | 0 | 0 | 0 | 0
CT Fac. Spec. - SO2 Rate Annual v3.1, Unit 1164 and retrofits | 358 | 1769 | Rate Constraint in lbs/MMBtu | FALSE | L | Annual | Qualifying Generation | TWh | 0 | 0 | 0 | 0 | 0 | 0 | 0 | 0
CT Fac. Spec. - SO2 Rate Annual v3.1, Unit 1164 and retrofits | 358 | 1769 | Rate Constraint in lbs/MMBtu | FALSE | L | Annual | Rate | lb/MWh | 0 | 0 | 0 | 0 | 0 | 0 | 0 | 0
CT Fac. Spec. - SO2 Rate Annual v3.1, Unit 1164 and retrofits | 358 | 1769 | Rate Constraint in lbs/MMBtu | FALSE | L | Annual | Constraint Shadow Price | US2016$/Ton | 0 | 0 | 0 | 0 | 0 | 0 | 0 | 0
CT Fac. Spec. - SO2 Rate Annual v3.1, Unit 1165 and retrofits | 359 | 1769 | Rate Constraint in lbs/MMBtu | FALSE | L | Annual | Seasons Included | Seasons | Winter, WintShld, Summer | Winter, WintShld, Summer | Winter, WintShld, Summer | Winter, WintShld, Summer | Winter, WintShld, Summer | Winter, WintShld, Summer | Winter, WintShld, Summer | Winter, WintShld, Summer
CT Fac. Spec. - SO2 Rate Annual v3.1, Unit 1165 and retrofits | 359 | 1769 | Rate Constraint in lbs/MMBtu | FALSE | L | Annual | Standard SO2 | lb/MMBtu | 0.33 | 0.33 | 0.33 | 0.33 | 0.33 | 0.33 | 0.33 | 0.33
CT Fac. Spec. - SO2 Rate Annual v3.1, Unit 1165 and retrofits | 359 | 1769 | Rate Constraint in lbs/MMBtu | FALSE | L | Annual | Emissions at Affected Plants SO2 | Thousand Tons | 0 | 0 | 0 | 0 | 0 | 0 | 0 | 0
CT Fac. Spec. - SO2 Rate Annual v3.1, Unit 1165 and retrofits | 359 | 1769 | Rate Constraint in lbs/MMBtu | FALSE | L | Annual | Allowances Purchased SO2 | Thousand Tons | 0 | 0 | 0 | 0 | 0 | 0 | 0 | 0
CT Fac. Spec. - SO2 Rate Annual v3.1, Unit 1165 and retrofits | 359 | 1769 | Rate Constraint in lbs/MMBtu | FALSE | L | Annual | Allowances Sold SO2 | Thousand Tons | 0 | 0 | 0 | 0 | 0 | 0 | 0 | 0
CT Fac. Spec. - SO2 Rate Annual v3.1, Unit 1165 and retrofits | 359 | 1769 | Rate Constraint in lbs/MMBtu | FALSE | L | Annual | Allowances Banked | Thousand Tons | 0 | 0 | 0 | 0 | 0 | 0 | 0 | 0
CT Fac. Spec. - SO2 Rate Annual v3.1, Unit 1165 and retrofits | 359 | 1769 | Rate Constraint in lbs/MMBtu | FALSE | L | Annual | Allowances Withdrawn (1:1) | Thousand Tons | 0 | 0 | 0 | 0 | 0 | 0 | 0 | 0
CT Fac. Spec. - SO2 Rate Annual v3.1, Unit 1165 and retrofits | 359 | 1769 | Rate Constraint in lbs/MMBtu | FALSE | L | Annual | Allowances Withdrawn (n:1) | Thousand Tons | 0 | 0 | 0 | 0 | 0 | 0 | 0 | 0
CT Fac. Spec. - SO2 Rate Annual v3.1, Unit 1165 and retrofits | 359 | 1769 | Rate Constraint in lbs/MMBtu | FALSE | L | Annual | Net Emissions Allowance Position | Thousand Tons | 0 | 0 | 0 | 0 | 0 | 0 | 0 | 0
CT Fac. Spec. - SO2 Rate Annual v3.1, Unit 1165 and retrofits | 359 | 1769 | Rate Constraint in lbs/MMBtu | FALSE | L | Annual | Fuel Consumed | TBtu | 0 | 0 | 0 | 0 | 0 | 0 | 0 | 0
CT Fac. Spec. - SO2 Rate Annual v3.1, Unit 1165 and retrofits | 359 | 1769 | Rate Constraint in lbs/MMBtu | FALSE | L | Annual | Rate | lb/MMBtu | 0 | 0 | 0 | 0 | 0 | 0 | 0 | 0
CT Fac. Spec. - SO2 Rate Annual v3.1, Unit 1165 and retrofits | 359 | 1769 | Rate Constraint in lbs/MMBtu | FALSE | L | Annual | Generation | TWh | 0 | 0 | 0 | 0 | 0 | 0 | 0 | 0
CT Fac. Spec. - SO2 Rate Annual v3.1, Unit 1165 and retrofits | 359 | 1769 | Rate Constraint in lbs/MMBtu | FALSE | L | Annual | Qualifying Generation | TWh | 0 | 0 | 0 | 0 | 0 | 0 | 0 | 0
CT Fac. Spec. - SO2 Rate Annual v3.1, Unit 1165 and retrofits | 359 | 1769 | Rate Constraint in lbs/MMBtu | FALSE | L | Annual | Rate | lb/MWh | 0 | 0 | 0 | 0 | 0 | 0 | 0 | 0
CT Fac. Spec. - SO2 Rate Annual v3.1, Unit 1165 and retrofits | 359 | 1769 | Rate Constraint in lbs/MMBtu | FALSE | L | Annual | Constraint Shadow Price | US2016$/Ton | 0 | 0 | 0 | 0 | 0 | 0 | 0 | 0
CT Fac. Spec. - SO2 Rate Annual v3.1, Unit 1166 and retrofits | 360 | 1769 | Rate Constraint in lbs/MMBtu | FALSE | L | Annual | Seasons Included | Seasons | Winter, WintShld, Summer | Winter, WintShld, Summer | Winter, WintShld, Summer | Winter, WintShld, Summer | Winter, WintShld, Summer | Winter, WintShld, Summer | Winter, WintShld, Summer | Winter, WintShld, Summer
CT Fac. Spec. - SO2 Rate Annual v3.1, Unit 1166 and retrofits | 360 | 1769 | Rate Constraint in lbs/MMBtu | FALSE | L | Annual | Standard SO2 | lb/MMBtu | 0.33 | 0.33 | 0.33 | 0.33 | 0.33 | 0.33 | 0.33 | 0.33
CT Fac. Spec. - SO2 Rate Annual v3.1, Unit 1166 and retrofits | 360 | 1769 | Rate Constraint in lbs/MMBtu | FALSE | L | Annual | Emissions at Affected Plants SO2 | Thousand Tons | 0 | 0 | 0 | 0 | 0 | 0 | 0 | 0
CT Fac. Spec. - SO2 Rate Annual v3.1, Unit 1166 and retrofits | 360 | 1769 | Rate Constraint in lbs/MMBtu | FALSE | L | Annual | Allowances Purchased SO2 | Thousand Tons | 0 | 0 | 0 | 0 | 0 | 0 | 0 | 0
CT Fac. Spec. - SO2 Rate Annual v3.1, Unit 1166 and retrofits | 360 | 1769 | Rate Constraint in lbs/MMBtu | FALSE | L | Annual | Allowances Sold SO2 | Thousand Tons | 0 | 0 | 0 | 0 | 0 | 0 | 0 | 0
CT Fac. Spec. - SO2 Rate Annual v3.1, Unit 1166 and retrofits | 360 | 1769 | Rate Constraint in lbs/MMBtu | FALSE | L | Annual | Allowances Banked | Thousand Tons | 0 | 0 | 0 | 0 | 0 | 0 | 0 | 0
CT Fac. Spec. - SO2 Rate Annual v3.1, Unit 1166 and retrofits | 360 | 1769 | Rate Constraint in lbs/MMBtu | FALSE | L | Annual | Allowances Withdrawn (1:1) | Thousand Tons | 0 | 0 | 0 | 0 | 0 | 0 | 0 | 0
CT Fac. Spec. - SO2 Rate Annual v3.1, Unit 1166 and retrofits | 360 | 1769 | Rate Constraint in lbs/MMBtu | FALSE | L | Annual | Allowances Withdrawn (n:1) | Thousand Tons | 0 | 0 | 0 | 0 | 0 | 0 | 0 | 0
CT Fac. Spec. - SO2 Rate Annual v3.1, Unit 1166 and retrofits | 360 | 1769 | Rate Constraint in lbs/MMBtu | FALSE | L | Annual | Net Emissions Allowance Position | Thousand Tons | 0 | 0 | 0 | 0 | 0 | 0 | 0 | 0
CT Fac. Spec. - SO2 Rate Annual v3.1, Unit 1166 and retrofits | 360 | 1769 | Rate Constraint in lbs/MMBtu | FALSE | L | Annual | Fuel Consumed | TBtu | 0 | 0 | 0 | 0 | 0 | 0 | 0.011294 | 0
CT Fac. Spec. - SO2 Rate Annual v3.1, Unit 1166 and retrofits | 360 | 1769 | Rate Constraint in lbs/MMBtu | FALSE | L | Annual | Rate | lb/MMBtu | 0 | 0 | 0 | 0 | 0 | 0 | 0 | 0
CT Fac. Spec. - SO2 Rate Annual v3.1, Unit 1166 and retrofits | 360 | 1769 | Rate Constraint in lbs/MMBtu | FALSE | L | Annual | Generation | TWh | 0 | 0 | 0 | 0 | 0 | 0 | 0.0010511 | 0
CT Fac. Spec. - SO2 Rate Annual v3.1, Unit 1166 and retrofits | 360 | 1769 | Rate Constraint in lbs/MMBtu | FALSE | L | Annual | Qualifying Generation | TWh | 0 | 0 | 0 | 0 | 0 | 0 | 0.0010511 | 0
CT Fac. Spec. - SO2 Rate Annual v3.1, Unit 1166 and retrofits | 360 | 1769 | Rate Constraint in lbs/MMBtu | FALSE | L | Annual | Rate | lb/MWh | 0 | 0 | 0 | 0 | 0 | 0 | 0 | 0
CT Fac. Spec. - SO2 Rate Annual v3.1, Unit 1166 and retrofits | 360 | 1769 | Rate Constraint in lbs/MMBtu | FALSE | L | Annual | Constraint Shadow Price | US2016$/Ton | 0 | 0 | 0 | 0 | 0 | 0 | 0 | 0
CT Fac. Spec. - SO2 Rate Annual v3.1, Unit 1169 and retrofits | 361 | 1769 | Rate Constraint in lbs/MMBtu | FALSE | L | Annual | Seasons Included | Seasons | Winter, WintShld, Summer | Winter, WintShld, Summer | Winter, WintShld, Summer | Winter, WintShld, Summer | Winter, WintShld, Summer | Winter, WintShld, Summer | Winter, WintShld, Summer | Winter, WintShld, Summer
CT Fac. Spec. - SO2 Rate Annual v3.1, Unit 1169 and retrofits | 361 | 1769 | Rate Constraint in lbs/MMBtu | FALSE | L | Annual | Standard SO2 | lb/MMBtu | 0.33 | 0.33 | 0.33 | 0.33 | 0.33 | 0.33 | 0.33 | 0.33
CT Fac. Spec. - SO2 Rate Annual v3.1, Unit 1169 and retrofits | 361 | 1769 | Rate Constraint in lbs/MMBtu | FALSE | L | Annual | Emissions at Affected Plants SO2 | Thousand Tons | 0 | 0 | 0 | 0 | 0 | 0 | 0 | 0
CT Fac. Spec. - SO2 Rate Annual v3.1, Unit 1169 and retrofits | 361 | 1769 | Rate Constraint in lbs/MMBtu | FALSE | L | Annual | Allowances Purchased SO2 | Thousand Tons | 0 | 0 | 0 | 0 | 0 | 0 | 0 | 0
CT Fac. Spec. - SO2 Rate Annual v3.1, Unit 1169 and retrofits | 361 | 1769 | Rate Constraint in lbs/MMBtu | FALSE | L | Annual | Allowances Sold SO2 | Thousand Tons | 0 | 0 | 0 | 0 | 0 | 0 | 0 | 0
CT Fac. Spec. - SO2 Rate Annual v3.1, Unit 1169 and retrofits | 361 | 1769 | Rate Constraint in lbs/MMBtu | FALSE | L | Annual | Allowances Banked | Thousand Tons | 0 | 0 | 0 | 0 | 0 | 0 | 0 | 0
CT Fac. Spec. - SO2 Rate Annual v3.1, Unit 1169 and retrofits | 361 | 1769 | Rate Constraint in lbs/MMBtu | FALSE | L | Annual | Allowances Withdrawn (1:1) | Thousand Tons | 0 | 0 | 0 | 0 | 0 | 0 | 0 | 0
CT Fac. Spec. - SO2 Rate Annual v3.1, Unit 1169 and retrofits | 361 | 1769 | Rate Constraint in lbs/MMBtu | FALSE | L | Annual | Allowances Withdrawn (n:1) | Thousand Tons | 0 | 0 | 0 | 0 | 0 | 0 | 0 | 0
CT Fac. Spec. - SO2 Rate Annual v3.1, Unit 1169 and retrofits | 361 | 1769 | Rate Constraint in lbs/MMBtu | FALSE | L | Annual | Net Emissions Allowance Position | Thousand Tons | 0 | 0 | 0 | 0 | 0 | 0 | 0 | 0
CT Fac. Spec. - SO2 Rate Annual v3.1, Unit 1169 and retrofits | 361 | 1769 | Rate Constraint in lbs/MMBtu | FALSE | L | Annual | Fuel Consumed | TBtu | 0 | 0 | 0 | 0 | 0 | 0 | 0 | 0
CT Fac. Spec. - SO2 Rate Annual v3.1, Unit 1169 and retrofits | 361 | 1769 | Rate Constraint in lbs/MMBtu | FALSE | L | Annual | Rate | lb/MMBtu | 0 | 0 | 0 | 0 | 0 | 0 | 0 | 0
CT Fac. Spec. - SO2 Rate Annual v3.1, Unit 1169 and retrofits | 361 | 1769 | Rate Constraint in lbs/MMBtu | FALSE | L | Annual | Generation | TWh | 0 | 0 | 0 | 0 | 0 | 0 | 0 | 0
CT Fac. Spec. - SO2 Rate Annual v3.1, Unit 1169 and retrofits | 361 | 1769 | Rate Constraint in lbs/MMBtu | FALSE | L | Annual | Qualifying Generation | TWh | 0 | 0 | 0 | 0 | 0 | 0 | 0 | 0
CT Fac. Spec. - SO2 Rate Annual v3.1, Unit 1169 and retrofits | 361 | 1769 | Rate Constraint in lbs/MMBtu | FALSE | L | Annual | Rate | lb/MWh | 0 | 0 | 0 | 0 | 0 | 0 | 0 | 0
CT Fac. Spec. - SO2 Rate Annual v3.1, Unit 1169 and retrofits | 361 | 1769 | Rate Constraint in lbs/MMBtu | FALSE | L | Annual | Constraint Shadow Price | US2016$/Ton | 0 | 0 | 0 | 0 | 0 | 0 | 0 | 0
CT Fac. Spec. - SO2 Rate Annual v3.1, Unit 1177 and retrofits | 362 | 1769 | Rate Constraint in lbs/MMBtu | FALSE | L | Annual | Seasons Included | Seasons | Winter, WintShld, Summer | Winter, WintShld, Summer | Winter, WintShld, Summer | Winter, WintShld, Summer | Winter, WintShld, Summer | Winter, WintShld, Summer | Winter, WintShld, Summer | Winter, WintShld, Summer
CT Fac. Spec. - SO2 Rate Annual v3.1, Unit 1177 and retrofits | 362 | 1769 | Rate Constraint in lbs/MMBtu | FALSE | L | Annual | Standard SO2 | lb/MMBtu | 0.33 | 0.33 | 0.33 | 0.33 | 0.33 | 0.33 | 0.33 | 0.33
CT Fac. Spec. - SO2 Rate Annual v3.1, Unit 1177 and retrofits | 362 | 1769 | Rate Constraint in lbs/MMBtu | FALSE | L | Annual | Emissions at Affected Plants SO2 | Thousand Tons | 0 | 0 | 0 | 0 | 0 | 0 | 0 | 0
CT Fac. Spec. - SO2 Rate Annual v3.1, Unit 1177 and retrofits | 362 | 1769 | Rate Constraint in lbs/MMBtu | FALSE | L | Annual | Allowances Purchased SO2 | Thousand Tons | 0 | 0 | 0 | 0 | 0 | 0 | 0 | 0
CT Fac. Spec. - SO2 Rate Annual v3.1, Unit 1177 and retrofits | 362 | 1769 | Rate Constraint in lbs/MMBtu | FALSE | L | Annual | Allowances Sold SO2 | Thousand Tons | 0 | 0 | 0 | 0 | 0 | 0 | 0 | 0
CT Fac. Spec. - SO2 Rate Annual v3.1, Unit 1177 and retrofits | 362 | 1769 | Rate Constraint in lbs/MMBtu | FALSE | L | Annual | Allowances Banked | Thousand Tons | 0 | 0 | 0 | 0 | 0 | 0 | 0 | 0
CT Fac. Spec. - SO2 Rate Annual v3.1, Unit 1177 and retrofits | 362 | 1769 | Rate Constraint in lbs/MMBtu | FALSE | L | Annual | Allowances Withdrawn (1:1) | Thousand Tons | 0 | 0 | 0 | 0 | 0 | 0 | 0 | 0
CT Fac. Spec. - SO2 Rate Annual v3.1, Unit 1177 and retrofits | 362 | 1769 | Rate Constraint in lbs/MMBtu | FALSE | L | Annual | Allowances Withdrawn (n:1) | Thousand Tons | 0 | 0 | 0 | 0 | 0 | 0 | 0 | 0
CT Fac. Spec. - SO2 Rate Annual v3.1, Unit 1177 and retrofits | 362 | 1769 | Rate Constraint in lbs/MMBtu | FALSE | L | Annual | Net Emissions Allowance Position | Thousand Tons | 0 | 0 | 0 | 0 | 0 | 0 | 0 | 0
CT Fac. Spec. - SO2 Rate Annual v3.1, Unit 1177 and retrofits | 362 | 1769 | Rate Constraint in lbs/MMBtu | FALSE | L | Annual | Fuel Consumed | TBtu | 0 | 0 | 0 | 0 | 0 | 0 | 0 | 0
CT Fac. Spec. - SO2 Rate Annual v3.1, Unit 1177 and retrofits | 362 | 1769 | Rate Constraint in lbs/MMBtu | FALSE | L | Annual | Rate | lb/MMBtu | 0 | 0 | 0 | 0 | 0 | 0 | 0 | 0
CT Fac. Spec. - SO2 Rate Annual v3.1, Unit 1177 and retrofits | 362 | 1769 | Rate Constraint in lbs/MMBtu | FALSE | L | Annual | Generation | TWh | 0 | 0 | 0 | 0 | 0 | 0 | 0 | 0
CT Fac. Spec. - SO2 Rate Annual v3.1, Unit 1177 and retrofits | 362 | 1769 | Rate Constraint in lbs/MMBtu | FALSE | L | Annual | Qualifying Generation | TWh | 0 | 0 | 0 | 0 | 0 | 0 | 0 | 0
CT Fac. Spec. - SO2 Rate Annual v3.1, Unit 1177 and retrofits | 362 | 1769 | Rate Constraint in lbs/MMBtu | FALSE | L | Annual | Rate | lb/MWh | 0 | 0 | 0 | 0 | 0 | 0 | 0 | 0
CT Fac. Spec. - SO2 Rate Annual v3.1, Unit 1177 and retrofits | 362 | 1769 | Rate Constraint in lbs/MMBtu | FALSE | L | Annual | Constraint Shadow Price | US2016$/Ton | 0 | 0 | 0 | 0 | 0 | 0 | 0 | 0
CT Fac. Spec. - SO2 Rate Annual v3.1, Unit 1178 and retrofits | 363 | 1769 | Rate Constraint in lbs/MMBtu | FALSE | L | Annual | Seasons Included | Seasons | Winter, WintShld, Summer | Winter, WintShld, Summer | Winter, WintShld, Summer | Winter, WintShld, Summer | Winter, WintShld, Summer | Winter, WintShld, Summer | Winter, WintShld, Summer | Winter, WintShld, Summer
CT Fac. Spec. - SO2 Rate Annual v3.1, Unit 1178 and retrofits | 363 | 1769 | Rate Constraint in lbs/MMBtu | FALSE | L | Annual | Standard SO2 | lb/MMBtu | 0.33 | 0.33 | 0.33 | 0.33 | 0.33 | 0.33 | 0.33 | 0.33
CT Fac. Spec. - SO2 Rate Annual v3.1, Unit 1178 and retrofits | 363 | 1769 | Rate Constraint in lbs/MMBtu | FALSE | L | Annual | Emissions at Affected Plants SO2 | Thousand Tons | 0 | 0 | 0 | 0 | 0 | 0 | 0 | 0
CT Fac. Spec. - SO2 Rate Annual v3.1, Unit 1178 and retrofits | 363 | 1769 | Rate Constraint in lbs/MMBtu | FALSE | L | Annual | Allowances Purchased SO2 | Thousand Tons | 0 | 0 | 0 | 0 | 0 | 0 | 0 | 0
CT Fac. Spec. - SO2 Rate Annual v3.1, Unit 1178 and retrofits | 363 | 1769 | Rate Constraint in lbs/MMBtu | FALSE | L | Annual | Allowances Sold SO2 | Thousand Tons | 0 | 0 | 0 | 0 | 0 | 0 | 0 | 0
CT Fac. Spec. - SO2 Rate Annual v3.1, Unit 1178 and retrofits | 363 | 1769 | Rate Constraint in lbs/MMBtu | FALSE | L | Annual | Allowances Banked | Thousand Tons | 0 | 0 | 0 | 0 | 0 | 0 | 0 | 0
CT Fac. Spec. - SO2 Rate Annual v3.1, Unit 1178 and retrofits | 363 | 1769 | Rate Constraint in lbs/MMBtu | FALSE | L | Annual | Allowances Withdrawn (1:1) | Thousand Tons | 0 | 0 | 0 | 0 | 0 | 0 | 0 | 0
CT Fac. Spec. - SO2 Rate Annual v3.1, Unit 1178 and retrofits | 363 | 1769 | Rate Constraint in lbs/MMBtu | FALSE | L | Annual | Allowances Withdrawn (n:1) | Thousand Tons | 0 | 0 | 0 | 0 | 0 | 0 | 0 | 0
CT Fac. Spec. - SO2 Rate Annual v3.1, Unit 1178 and retrofits | 363 | 1769 | Rate Constraint in lbs/MMBtu | FALSE | L | Annual | Net Emissions Allowance Position | Thousand Tons | 0 | 0 | 0 | 0 | 0 | 0 | 0 | 0
CT Fac. Spec. - SO2 Rate Annual v3.1, Unit 1178 and retrofits | 363 | 1769 | Rate Constraint in lbs/MMBtu | FALSE | L | Annual | Fuel Consumed | TBtu | 0 | 0 | 0 | 0 | 0 | 0 | 0 | 0
CT Fac. Spec. - SO2 Rate Annual v3.1, Unit 1178 and retrofits | 363 | 1769 | Rate Constraint in lbs/MMBtu | FALSE | L | Annual | Rate | lb/MMBtu | 0 | 0 | 0 | 0 | 0 | 0 | 0 | 0
CT Fac. Spec. - SO2 Rate Annual v3.1, Unit 1178 and retrofits | 363 | 1769 | Rate Constraint in lbs/MMBtu | FALSE | L | Annual | Generation | TWh | 0 | 0 | 0 | 0 | 0 | 0 | 0 | 0
CT Fac. Spec. - SO2 Rate Annual v3.1, Unit 1178 and retrofits | 363 | 1769 | Rate Constraint in lbs/MMBtu | FALSE | L | Annual | Qualifying Generation | TWh | 0 | 0 | 0 | 0 | 0 | 0 | 0 | 0
CT Fac. Spec. - SO2 Rate Annual v3.1, Unit 1178 and retrofits | 363 | 1769 | Rate Constraint in lbs/MMBtu | FALSE | L | Annual | Rate | lb/MWh | 0 | 0 | 0 | 0 | 0 | 0 | 0 | 0
CT Fac. Spec. - SO2 Rate Annual v3.1, Unit 1178 and retrofits | 363 | 1769 | Rate Constraint in lbs/MMBtu | FALSE | L | Annual | Constraint Shadow Price | US2016$/Ton | 0 | 0 | 0 | 0 | 0 | 0 | 0 | 0
CT Fac. Spec. - SO2 Rate Annual v3.1, Unit 1179 and retrofits | 364 | 1769 | Rate Constraint in lbs/MMBtu | FALSE | L | Annual | Seasons Included | Seasons | Winter, WintShld, Summer | Winter, WintShld, Summer | Winter, WintShld, Summer | Winter, WintShld, Summer | Winter, WintShld, Summer | Winter, WintShld, Summer | Winter, WintShld, Summer | Winter, WintShld, Summer
CT Fac. Spec. - SO2 Rate Annual v3.1, Unit 1179 and retrofits | 364 | 1769 | Rate Constraint in lbs/MMBtu | FALSE | L | Annual | Standard SO2 | lb/MMBtu | 0.33 | 0.33 | 0.33 | 0.33 | 0.33 | 0.33 | 0.33 | 0.33
CT Fac. Spec. - SO2 Rate Annual v3.1, Unit 1179 and retrofits | 364 | 1769 | Rate Constraint in lbs/MMBtu | FALSE | L | Annual | Emissions at Affected Plants SO2 | Thousand Tons | 0 | 0 | 0 | 0 | 0 | 0 | 0 | 0
CT Fac. Spec. - SO2 Rate Annual v3.1, Unit 1179 and retrofits | 364 | 1769 | Rate Constraint in lbs/MMBtu | FALSE | L | Annual | Allowances Purchased SO2 | Thousand Tons | 0 | 0 | 0 | 0 | 0 | 0 | 0 | 0
CT Fac. Spec. - SO2 Rate Annual v3.1, Unit 1179 and retrofits | 364 | 1769 | Rate Constraint in lbs/MMBtu | FALSE | L | Annual | Allowances Sold SO2 | Thousand Tons | 0 | 0 | 0 | 0 | 0 | 0 | 0 | 0
CT Fac. Spec. - SO2 Rate Annual v3.1, Unit 1179 and retrofits | 364 | 1769 | Rate Constraint in lbs/MMBtu | FALSE | L | Annual | Allowances Banked | Thousand Tons | 0 | 0 | 0 | 0 | 0 | 0 | 0 | 0
CT Fac. Spec. - SO2 Rate Annual v3.1, Unit 1179 and retrofits | 364 | 1769 | Rate Constraint in lbs/MMBtu | FALSE | L | Annual | Allowances Withdrawn (1:1) | Thousand Tons | 0 | 0 | 0 | 0 | 0 | 0 | 0 | 0
CT Fac. Spec. - SO2 Rate Annual v3.1, Unit 1179 and retrofits | 364 | 1769 | Rate Constraint in lbs/MMBtu | FALSE | L | Annual | Allowances Withdrawn (n:1) | Thousand Tons | 0 | 0 | 0 | 0 | 0 | 0 | 0 | 0
CT Fac. Spec. - SO2 Rate Annual v3.1, Unit 1179 and retrofits | 364 | 1769 | Rate Constraint in lbs/MMBtu | FALSE | L | Annual | Net Emissions Allowance Position | Thousand Tons | 0 | 0 | 0 | 0 | 0 | 0 | 0 | 0
CT Fac. Spec. - SO2 Rate Annual v3.1, Unit 1179 and retrofits | 364 | 1769 | Rate Constraint in lbs/MMBtu | FALSE | L | Annual | Fuel Consumed | TBtu | 0 | 0 | 0 | 0 | 0 | 0 | 0 | 0
CT Fac. Spec. - SO2 Rate Annual v3.1, Unit 1179 and retrofits | 364 | 1769 | Rate Constraint in lbs/MMBtu | FALSE | L | Annual | Rate | lb/MMBtu | 0 | 0 | 0 | 0 | 0 | 0 | 0 | 0
CT Fac. Spec. - SO2 Rate Annual v3.1, Unit 1179 and retrofits | 364 | 1769 | Rate Constraint in lbs/MMBtu | FALSE | L | Annual | Generation | TWh | 0 | 0 | 0 | 0 | 0 | 0 | 0 | 0
CT Fac. Spec. - SO2 Rate Annual v3.1, Unit 1179 and retrofits | 364 | 1769 | Rate Constraint in lbs/MMBtu | FALSE | L | Annual | Qualifying Generation | TWh | 0 | 0 | 0 | 0 | 0 | 0 | 0 | 0
CT Fac. Spec. - SO2 Rate Annual v3.1, Unit 1179 and retrofits | 364 | 1769 | Rate Constraint in lbs/MMBtu | FALSE | L | Annual | Rate | lb/MWh | 0 | 0 | 0 | 0 | 0 | 0 | 0 | 0
CT Fac. Spec. - SO2 Rate Annual v3.1, Unit 1179 and retrofits | 364 | 1769 | Rate Constraint in lbs/MMBtu | FALSE | L | Annual | Constraint Shadow Price | US2016$/Ton | 0 | 0 | 0 | 0 | 0 | 0 | 0 | 0
CT Fac. Spec. - SO2 Rate Annual v3.1, Unit 1180 and retrofits | 365 | 1769 | Rate Constraint in lbs/MMBtu | FALSE | L | Annual | Seasons Included | Seasons | Winter, WintShld, Summer | Winter, WintShld, Summer | Winter, WintShld, Summer | Winter, WintShld, Summer | Winter, WintShld, Summer | Winter, WintShld, Summer | Winter, WintShld, Summer | Winter, WintShld, Summer
CT Fac. Spec. - SO2 Rate Annual v3.1, Unit 1180 and retrofits | 365 | 1769 | Rate Constraint in lbs/MMBtu | FALSE | L | Annual | Standard SO2 | lb/MMBtu | 0.33 | 0.33 | 0.33 | 0.33 | 0.33 | 0.33 | 0.33 | 0.33
CT Fac. Spec. - SO2 Rate Annual v3.1, Unit 1180 and retrofits | 365 | 1769 | Rate Constraint in lbs/MMBtu | FALSE | L | Annual | Emissions at Affected Plants SO2 | Thousand Tons | 0 | 0 | 0 | 0 | 0 | 0 | 0 | 0
CT Fac. Spec. - SO2 Rate Annual v3.1, Unit 1180 and retrofits | 365 | 1769 | Rate Constraint in lbs/MMBtu | FALSE | L | Annual | Allowances Purchased SO2 | Thousand Tons | 0 | 0 | 0 | 0 | 0 | 0 | 0 | 0
CT Fac. Spec. - SO2 Rate Annual v3.1, Unit 1180 and retrofits | 365 | 1769 | Rate Constraint in lbs/MMBtu | FALSE | L | Annual | Allowances Sold SO2 | Thousand Tons | 0 | 0 | 0 | 0 | 0 | 0 | 0 | 0
CT Fac. Spec. - SO2 Rate Annual v3.1, Unit 1180 and retrofits | 365 | 1769 | Rate Constraint in lbs/MMBtu | FALSE | L | Annual | Allowances Banked | Thousand Tons | 0 | 0 | 0 | 0 | 0 | 0 | 0 | 0
CT Fac. Spec. - SO2 Rate Annual v3.1, Unit 1180 and retrofits | 365 | 1769 | Rate Constraint in lbs/MMBtu | FALSE | L | Annual | Allowances Withdrawn (1:1) | Thousand Tons | 0 | 0 | 0 | 0 | 0 | 0 | 0 | 0
CT Fac. Spec. - SO2 Rate Annual v3.1, Unit 1180 and retrofits | 365 | 1769 | Rate Constraint in lbs/MMBtu | FALSE | L | Annual | Allowances Withdrawn (n:1) | Thousand Tons | 0 | 0 | 0 | 0 | 0 | 0 | 0 | 0
CT Fac. Spec. - SO2 Rate Annual v3.1, Unit 1180 and retrofits | 365 | 1769 | Rate Constraint in lbs/MMBtu | FALSE | L | Annual | Net Emissions Allowance Position | Thousand Tons | 0 | 0 | 0 | 0 | 0 | 0 | 0 | 0
CT Fac. Spec. - SO2 Rate Annual v3.1, Unit 1180 and retrofits | 365 | 1769 | Rate Constraint in lbs/MMBtu | FALSE | L | Annual | Fuel Consumed | TBtu | 0 | 0 | 0 | 0 | 0 | 0 | 0 | 0
CT Fac. Spec. - SO2 Rate Annual v3.1, Unit 1180 and retrofits | 365 | 1769 | Rate Constraint in lbs/MMBtu | FALSE | L | Annual | Rate | lb/MMBtu | 0 | 0 | 0 | 0 | 0 | 0 | 0 | 0
CT Fac. Spec. - SO2 Rate Annual v3.1, Unit 1180 and retrofits | 365 | 1769 | Rate Constraint in lbs/MMBtu | FALSE | L | Annual | Generation | TWh | 0 | 0 | 0 | 0 | 0 | 0 | 0 | 0
CT Fac. Spec. - SO2 Rate Annual v3.1, Unit 1180 and retrofits | 365 | 1769 | Rate Constraint in lbs/MMBtu | FALSE | L | Annual | Qualifying Generation | TWh | 0 | 0 | 0 | 0 | 0 | 0 | 0 | 0
CT Fac. Spec. - SO2 Rate Annual v3.1, Unit 1180 and retrofits | 365 | 1769 | Rate Constraint in lbs/MMBtu | FALSE | L | Annual | Rate | lb/MWh | 0 | 0 | 0 | 0 | 0 | 0 | 0 | 0
CT Fac. Spec. - SO2 Rate Annual v3.1, Unit 1180 and retrofits | 365 | 1769 | Rate Constraint in lbs/MMBtu | FALSE | L | Annual | Constraint Shadow Price | US2016$/Ton | 0 | 0 | 0 | 0 | 0 | 0 | 0 | 0
CT Fac. Spec. - SO2 Rate Annual v3.1, Unit 1182 and retrofits | 366 | 1769 | Rate Constraint in lbs/MMBtu | FALSE | L | Annual | Seasons Included | Seasons | Winter, WintShld, Summer | Winter, WintShld, Summer | Winter, WintShld, Summer | Winter, WintShld, Summer | Winter, WintShld, Summer | Winter, WintShld, Summer | Winter, WintShld, Summer | Winter, WintShld, Summer
CT Fac. Spec. - SO2 Rate Annual v3.1, Unit 1182 and retrofits | 366 | 1769 | Rate Constraint in lbs/MMBtu | FALSE | L | Annual | Standard SO2 | lb/MMBtu | 0.33 | 0.33 | 0.33 | 0.33 | 0.33 | 0.33 | 0.33 | 0.33
CT Fac. Spec. - SO2 Rate Annual v3.1, Unit 1182 and retrofits | 366 | 1769 | Rate Constraint in lbs/MMBtu | FALSE | L | Annual | Emissions at Affected Plants SO2 | Thousand Tons | 0 | 0 | 0 | 0 | 0 | 0 | 0 | 0
CT Fac. Spec. - SO2 Rate Annual v3.1, Unit 1182 and retrofits | 366 | 1769 | Rate Constraint in lbs/MMBtu | FALSE | L | Annual | Allowances Purchased SO2 | Thousand Tons | 0 | 0 | 0 | 0 | 0 | 0 | 0 | 0
CT Fac. Spec. - SO2 Rate Annual v3.1, Unit 1182 and retrofits | 366 | 1769 | Rate Constraint in lbs/MMBtu | FALSE | L | Annual | Allowances Sold SO2 | Thousand Tons | 0 | 0 | 0 | 0 | 0 | 0 | 0 | 0
CT Fac. Spec. - SO2 Rate Annual v3.1, Unit 1182 and retrofits | 366 | 1769 | Rate Constraint in lbs/MMBtu | FALSE | L | Annual | Allowances Banked | Thousand Tons | 0 | 0 | 0 | 0 | 0 | 0 | 0 | 0
CT Fac. Spec. - SO2 Rate Annual v3.1, Unit 1182 and retrofits | 366 | 1769 | Rate Constraint in lbs/MMBtu | FALSE | L | Annual | Allowances Withdrawn (1:1) | Thousand Tons | 0 | 0 | 0 | 0 | 0 | 0 | 0 | 0
CT Fac. Spec. - SO2 Rate Annual v3.1, Unit 1182 and retrofits | 366 | 1769 | Rate Constraint in lbs/MMBtu | FALSE | L | Annual | Allowances Withdrawn (n:1) | Thousand Tons | 0 | 0 | 0 | 0 | 0 | 0 | 0 | 0
CT Fac. Spec. - SO2 Rate Annual v3.1, Unit 1182 and retrofits | 366 | 1769 | Rate Constraint in lbs/MMBtu | FALSE | L | Annual | Net Emissions Allowance Position | Thousand Tons | 0 | 0 | 0 | 0 | 0 | 0 | 0 | 0
CT Fac. Spec. - SO2 Rate Annual v3.1, Unit 1182 and retrofits | 366 | 1769 | Rate Constraint in lbs/MMBtu | FALSE | L | Annual | Fuel Consumed | TBtu | 0 | 0 | 0 | 0 | 0 | 0 | 0 | 0
CT Fac. Spec. - SO2 Rate Annual v3.1, Unit 1182 and retrofits | 366 | 1769 | Rate Constraint in lbs/MMBtu | FALSE | L | Annual | Rate | lb/MMBtu | 0 | 0 | 0 | 0 | 0 | 0 | 0 | 0
CT Fac. Spec. - SO2 Rate Annual v3.1, Unit 1182 and retrofits | 366 | 1769 | Rate Constraint in lbs/MMBtu | FALSE | L | Annual | Generation | TWh | 0 | 0 | 0 | 0 | 0 | 0 | 0 | 0
CT Fac. Spec. - SO2 Rate Annual v3.1, Unit 1182 and retrofits | 366 | 1769 | Rate Constraint in lbs/MMBtu | FALSE | L | Annual | Qualifying Generation | TWh | 0 | 0 | 0 | 0 | 0 | 0 | 0 | 0
CT Fac. Spec. - SO2 Rate Annual v3.1, Unit 1182 and retrofits | 366 | 1769 | Rate Constraint in lbs/MMBtu | FALSE | L | Annual | Rate | lb/MWh | 0 | 0 | 0 | 0 | 0 | 0 | 0 | 0
CT Fac. Spec. - SO2 Rate Annual v3.1, Unit 1182 and retrofits | 366 | 1769 | Rate Constraint in lbs/MMBtu | FALSE | L | Annual | Constraint Shadow Price | US2016$/Ton | 0 | 0 | 0 | 0 | 0 | 0 | 0 | 0
CT Fac. Spec. - SO2 Rate Annual v3.1, Unit 1183 and retrofits | 367 | 1769 | Rate Constraint in lbs/MMBtu | FALSE | L | Annual | Seasons Included | Seasons | Winter, WintShld, Summer | Winter, WintShld, Summer | Winter, WintShld, Summer | Winter, WintShld, Summer | Winter, WintShld, Summer | Winter, WintShld, Summer | Winter, WintShld, Summer | Winter, WintShld, Summer
CT Fac. Spec. - SO2 Rate Annual v3.1, Unit 1183 and retrofits | 367 | 1769 | Rate Constraint in lbs/MMBtu | FALSE | L | Annual | Standard SO2 | lb/MMBtu | 0.33 | 0.33 | 0.33 | 0.33 | 0.33 | 0.33 | 0.33 | 0.33
CT Fac. Spec. - SO2 Rate Annual v3.1, Unit 1183 and retrofits | 367 | 1769 | Rate Constraint in lbs/MMBtu | FALSE | L | Annual | Emissions at Affected Plants SO2 | Thousand Tons | 0 | 0 | 0 | 0 | 0 | 0 | 0 | 0
CT Fac. Spec. - SO2 Rate Annual v3.1, Unit 1183 and retrofits | 367 | 1769 | Rate Constraint in lbs/MMBtu | FALSE | L | Annual | Allowances Purchased SO2 | Thousand Tons | 0 | 0 | 0 | 0 | 0 | 0 | 0 | 0
CT Fac. Spec. - SO2 Rate Annual v3.1, Unit 1183 and retrofits | 367 | 1769 | Rate Constraint in lbs/MMBtu | FALSE | L | Annual | Allowances Sold SO2 | Thousand Tons | 0 | 0 | 0 | 0 | 0 | 0 | 0 | 0
CT Fac. Spec. - SO2 Rate Annual v3.1, Unit 1183 and retrofits | 367 | 1769 | Rate Constraint in lbs/MMBtu | FALSE | L | Annual | Allowances Banked | Thousand Tons | 0 | 0 | 0 | 0 | 0 | 0 | 0 | 0
CT Fac. Spec. - SO2 Rate Annual v3.1, Unit 1183 and retrofits | 367 | 1769 | Rate Constraint in lbs/MMBtu | FALSE | L | Annual | Allowances Withdrawn (1:1) | Thousand Tons | 0 | 0 | 0 | 0 | 0 | 0 | 0 | 0
CT Fac. Spec. - SO2 Rate Annual v3.1, Unit 1183 and retrofits | 367 | 1769 | Rate Constraint in lbs/MMBtu | FALSE | L | Annual | Allowances Withdrawn (n:1) | Thousand Tons | 0 | 0 | 0 | 0 | 0 | 0 | 0 | 0
CT Fac. Spec. - SO2 Rate Annual v3.1, Unit 1183 and retrofits | 367 | 1769 | Rate Constraint in lbs/MMBtu | FALSE | L | Annual | Net Emissions Allowance Position | Thousand Tons | 0 | 0 | 0 | 0 | 0 | 0 | 0 | 0
CT Fac. Spec. - SO2 Rate Annual v3.1, Unit 1183 and retrofits | 367 | 1769 | Rate Constraint in lbs/MMBtu | FALSE | L | Annual | Fuel Consumed | TBtu | 0 | 0 | 0 | 0 | 0 | 0 | 0 | 0
CT Fac. Spec. - SO2 Rate Annual v3.1, Unit 1183 and retrofits | 367 | 1769 | Rate Constraint in lbs/MMBtu | FALSE | L | Annual | Rate | lb/MMBtu | 0 | 0 | 0 | 0 | 0 | 0 | 0 | 0
CT Fac. Spec. - SO2 Rate Annual v3.1, Unit 1183 and retrofits | 367 | 1769 | Rate Constraint in lbs/MMBtu | FALSE | L | Annual | Generation | TWh | 0 | 0 | 0 | 0 | 0 | 0 | 0 | 0
CT Fac. Spec. - SO2 Rate Annual v3.1, Unit 1183 and retrofits | 367 | 1769 | Rate Constraint in lbs/MMBtu | FALSE | L | Annual | Qualifying Generation | TWh | 0 | 0 | 0 | 0 | 0 | 0 | 0 | 0
CT Fac. Spec. - SO2 Rate Annual v3.1, Unit 1183 and retrofits | 367 | 1769 | Rate Constraint in lbs/MMBtu | FALSE | L | Annual | Rate | lb/MWh | 0 | 0 | 0 | 0 | 0 | 0 | 0 | 0
CT Fac. Spec. - SO2 Rate Annual v3.1, Unit 1183 and retrofits | 367 | 1769 | Rate Constraint in lbs/MMBtu | FALSE | L | Annual | Constraint Shadow Price | US2016$/Ton | 0 | 0 | 0 | 0 | 0 | 0 | 0 | 0
CT Fac. Spec. - SO2 Rate Annual v3.1, Unit 1184 and retrofits | 368 | 1769 | Rate Constraint in lbs/MMBtu | FALSE | L | Annual | Seasons Included | Seasons | Winter, WintShld, Summer | Winter, WintShld, Summer | Winter, WintShld, Summer | Winter, WintShld, Summer | Winter, WintShld, Summer | Winter, WintShld, Summer | Winter, WintShld, Summer | Winter, WintShld, Summer
CT Fac. Spec. - SO2 Rate Annual v3.1, Unit 1184 and retrofits | 368 | 1769 | Rate Constraint in lbs/MMBtu | FALSE | L | Annual | Standard SO2 | lb/MMBtu | 0.33 | 0.33 | 0.33 | 0.33 | 0.33 | 0.33 | 0.33 | 0.33
CT Fac. Spec. - SO2 Rate Annual v3.1, Unit 1184 and retrofits | 368 | 1769 | Rate Constraint in lbs/MMBtu | FALSE | L | Annual | Emissions at Affected Plants SO2 | Thousand Tons | 0 | 0 | 0 | 0 | 0 | 0 | 0 | 0
CT Fac. Spec. - SO2 Rate Annual v3.1, Unit 1184 and retrofits | 368 | 1769 | Rate Constraint in lbs/MMBtu | FALSE | L | Annual | Allowances Purchased SO2 | Thousand Tons | 0 | 0 | 0 | 0 | 0 | 0 | 0 | 0
CT Fac. Spec. - SO2 Rate Annual v3.1, Unit 1184 and retrofits | 368 | 1769 | Rate Constraint in lbs/MMBtu | FALSE | L | Annual | Allowances Sold SO2 | Thousand Tons | 0 | 0 | 0 | 0 | 0 | 0 | 0 | 0
CT Fac. Spec. - SO2 Rate Annual v3.1, Unit 1184 and retrofits | 368 | 1769 | Rate Constraint in lbs/MMBtu | FALSE | L | Annual | Allowances Banked | Thousand Tons | 0 | 0 | 0 | 0 | 0 | 0 | 0 | 0
CT Fac. Spec. - SO2 Rate Annual v3.1, Unit 1184 and retrofits | 368 | 1769 | Rate Constraint in lbs/MMBtu | FALSE | L | Annual | Allowances Withdrawn (1:1) | Thousand Tons | 0 | 0 | 0 | 0 | 0 | 0 | 0 | 0
CT Fac. Spec. - SO2 Rate Annual v3.1, Unit 1184 and retrofits | 368 | 1769 | Rate Constraint in lbs/MMBtu | FALSE | L | Annual | Allowances Withdrawn (n:1) | Thousand Tons | 0 | 0 | 0 | 0 | 0 | 0 | 0 | 0
CT Fac. Spec. - SO2 Rate Annual v3.1, Unit 1184 and retrofits | 368 | 1769 | Rate Constraint in lbs/MMBtu | FALSE | L | Annual | Net Emissions Allowance Position | Thousand Tons | 0 | 0 | 0 | 0 | 0 | 0 | 0 | 0
CT Fac. Spec. - SO2 Rate Annual v3.1, Unit 1184 and retrofits | 368 | 1769 | Rate Constraint in lbs/MMBtu | FALSE | L | Annual | Fuel Consumed | TBtu | 0 | 0 | 0 | 0 | 0 | 0 | 0 | 0
CT Fac. Spec. - SO2 Rate Annual v3.1, Unit 1184 and retrofits | 368 | 1769 | Rate Constraint in lbs/MMBtu | FALSE | L | Annual | Rate | lb/MMBtu | 0 | 0 | 0 | 0 | 0 | 0 | 0 | 0
CT Fac. Spec. - SO2 Rate Annual v3.1, Unit 1184 and retrofits | 368 | 1769 | Rate Constraint in lbs/MMBtu | FALSE | L | Annual | Generation | TWh | 0 | 0 | 0 | 0 | 0 | 0 | 0 | 0
CT Fac. Spec. - SO2 Rate Annual v3.1, Unit 1184 and retrofits | 368 | 1769 | Rate Constraint in lbs/MMBtu | FALSE | L | Annual | Qualifying Generation | TWh | 0 | 0 | 0 | 0 | 0 | 0 | 0 | 0
CT Fac. Spec. - SO2 Rate Annual v3.1, Unit 1184 and retrofits | 368 | 1769 | Rate Constraint in lbs/MMBtu | FALSE | L | Annual | Rate | lb/MWh | 0 | 0 | 0 | 0 | 0 | 0 | 0 | 0
CT Fac. Spec. - SO2 Rate Annual v3.1, Unit 1184 and retrofits | 368 | 1769 | Rate Constraint in lbs/MMBtu | FALSE | L | Annual | Constraint Shadow Price | US2016$/Ton | 0 | 0 | 0 | 0 | 0 | 0 | 0 | 0
CT Fac. Spec. - SO2 Rate Annual v3.1, Unit 1187 and retrofits | 369 | 1769 | Rate Constraint in lbs/MMBtu | FALSE | L | Annual | Seasons Included | Seasons | Winter, WintShld, Summer | Winter, WintShld, Summer | Winter, WintShld, Summer | Winter, WintShld, Summer | Winter, WintShld, Summer | Winter, WintShld, Summer | Winter, WintShld, Summer | Winter, WintShld, Summer
CT Fac. Spec. - SO2 Rate Annual v3.1, Unit 1187 and retrofits | 369 | 1769 | Rate Constraint in lbs/MMBtu | FALSE | L | Annual | Standard SO2 | lb/MMBtu | 0.33 | 0.33 | 0.33 | 0.33 | 0.33 | 0.33 | 0.33 | 0.33
CT Fac. Spec. - SO2 Rate Annual v3.1, Unit 1187 and retrofits | 369 | 1769 | Rate Constraint in lbs/MMBtu | FALSE | L | Annual | Emissions at Affected Plants SO2 | Thousand Tons | 0 | 0 | 0 | 0 | 0 | 0 | 0 | 0
CT Fac. Spec. - SO2 Rate Annual v3.1, Unit 1187 and retrofits | 369 | 1769 | Rate Constraint in lbs/MMBtu | FALSE | L | Annual | Allowances Purchased SO2 | Thousand Tons | 0 | 0 | 0 | 0 | 0 | 0 | 0 | 0
CT Fac. Spec. - SO2 Rate Annual v3.1, Unit 1187 and retrofits | 369 | 1769 | Rate Constraint in lbs/MMBtu | FALSE | L | Annual | Allowances Sold SO2 | Thousand Tons | 0 | 0 | 0 | 0 | 0 | 0 | 0 | 0
CT Fac. Spec. - SO2 Rate Annual v3.1, Unit 1187 and retrofits | 369 | 1769 | Rate Constraint in lbs/MMBtu | FALSE | L | Annual | Allowances Banked | Thousand Tons | 0 | 0 | 0 | 0 | 0 | 0 | 0 | 0
CT Fac. Spec. - SO2 Rate Annual v3.1, Unit 1187 and retrofits | 369 | 1769 | Rate Constraint in lbs/MMBtu | FALSE | L | Annual | Allowances Withdrawn (1:1) | Thousand Tons | 0 | 0 | 0 | 0 | 0 | 0 | 0 | 0
CT Fac. Spec. - SO2 Rate Annual v3.1, Unit 1187 and retrofits | 369 | 1769 | Rate Constraint in lbs/MMBtu | FALSE | L | Annual | Allowances Withdrawn (n:1) | Thousand Tons | 0 | 0 | 0 | 0 | 0 | 0 | 0 | 0
CT Fac. Spec. - SO2 Rate Annual v3.1, Unit 1187 and retrofits | 369 | 1769 | Rate Constraint in lbs/MMBtu | FALSE | L | Annual | Net Emissions Allowance Position | Thousand Tons | 0 | 0 | 0 | 0 | 0 | 0 | 0 | 0
CT Fac. Spec. - SO2 Rate Annual v3.1, Unit 1187 and retrofits | 369 | 1769 | Rate Constraint in lbs/MMBtu | FALSE | L | Annual | Fuel Consumed | TBtu | 0 | 0 | 0 | 0 | 0 | 0 | 0 | 0
CT Fac. Spec. - SO2 Rate Annual v3.1, Unit 1187 and retrofits | 369 | 1769 | Rate Constraint in lbs/MMBtu | FALSE | L | Annual | Rate | lb/MMBtu | 0 | 0 | 0 | 0 | 0 | 0 | 0 | 0
CT Fac. Spec. - SO2 Rate Annual v3.1, Unit 1187 and retrofits | 369 | 1769 | Rate Constraint in lbs/MMBtu | FALSE | L | Annual | Generation | TWh | 0 | 0 | 0 | 0 | 0 | 0 | 0 | 0
CT Fac. Spec. - SO2 Rate Annual v3.1, Unit 1187 and retrofits | 369 | 1769 | Rate Constraint in lbs/MMBtu | FALSE | L | Annual | Qualifying Generation | TWh | 0 | 0 | 0 | 0 | 0 | 0 | 0 | 0
CT Fac. Spec. - SO2 Rate Annual v3.1, Unit 1187 and retrofits | 369 | 1769 | Rate Constraint in lbs/MMBtu | FALSE | L | Annual | Rate | lb/MWh | 0 | 0 | 0 | 0 | 0 | 0 | 0 | 0
CT Fac. Spec. - SO2 Rate Annual v3.1, Unit 1187 and retrofits | 369 | 1769 | Rate Constraint in lbs/MMBtu | FALSE | L | Annual | Constraint Shadow Price | US2016$/Ton | 0 | 0 | 0 | 0 | 0 | 0 | 0 | 0
CT Fac. Spec. - SO2 Rate Annual v3.1, Unit 1188 and retrofits | 370 | 1769 | Rate Constraint in lbs/MMBtu | FALSE | L | Annual | Seasons Included | Seasons | Winter, WintShld, Summer | Winter, WintShld, Summer | Winter, WintShld, Summer | Winter, WintShld, Summer | Winter, WintShld, Summer | Winter, WintShld, Summer | Winter, WintShld, Summer | Winter, WintShld, Summer
CT Fac. Spec. - SO2 Rate Annual v3.1, Unit 1188 and retrofits | 370 | 1769 | Rate Constraint in lbs/MMBtu | FALSE | L | Annual | Standard SO2 | lb/MMBtu | 0.33 | 0.33 | 0.33 | 0.33 | 0.33 | 0.33 | 0.33 | 0.33
CT Fac. Spec. - SO2 Rate Annual v3.1, Unit 1188 and retrofits | 370 | 1769 | Rate Constraint in lbs/MMBtu | FALSE | L | Annual | Emissions at Affected Plants SO2 | Thousand Tons | 0 | 0 | 0 | 0 | 0 | 0 | 0 | 0
CT Fac. Spec. - SO2 Rate Annual v3.1, Unit 1188 and retrofits | 370 | 1769 | Rate Constraint in lbs/MMBtu | FALSE | L | Annual | Allowances Purchased SO2 | Thousand Tons | 0 | 0 | 0 | 0 | 0 | 0 | 0 | 0
CT Fac. Spec. - SO2 Rate Annual v3.1, Unit 1188 and retrofits | 370 | 1769 | Rate Constraint in lbs/MMBtu | FALSE | L | Annual | Allowances Sold SO2 | Thousand Tons | 0 | 0 | 0 | 0 | 0 | 0 | 0 | 0
CT Fac. Spec. - SO2 Rate Annual v3.1, Unit 1188 and retrofits | 370 | 1769 | Rate Constraint in lbs/MMBtu | FALSE | L | Annual | Allowances Banked | Thousand Tons | 0 | 0 | 0 | 0 | 0 | 0 | 0 | 0
CT Fac. Spec. - SO2 Rate Annual v3.1, Unit 1188 and retrofits | 370 | 1769 | Rate Constraint in lbs/MMBtu | FALSE | L | Annual | Allowances Withdrawn (1:1) | Thousand Tons | 0 | 0 | 0 | 0 | 0 | 0 | 0 | 0
CT Fac. Spec. - SO2 Rate Annual v3.1, Unit 1188 and retrofits | 370 | 1769 | Rate Constraint in lbs/MMBtu | FALSE | L | Annual | Allowances Withdrawn (n:1) | Thousand Tons | 0 | 0 | 0 | 0 | 0 | 0 | 0 | 0
CT Fac. Spec. - SO2 Rate Annual v3.1, Unit 1188 and retrofits | 370 | 1769 | Rate Constraint in lbs/MMBtu | FALSE | L | Annual | Net Emissions Allowance Position | Thousand Tons | 0 | 0 | 0 | 0 | 0 | 0 | 0 | 0
CT Fac. Spec. - SO2 Rate Annual v3.1, Unit 1188 and retrofits | 370 | 1769 | Rate Constraint in lbs/MMBtu | FALSE | L | Annual | Fuel Consumed | TBtu | 0 | 0 | 0 | 0 | 0 | 0 | 0 | 0
CT Fac. Spec. - SO2 Rate Annual v3.1, Unit 1188 and retrofits | 370 | 1769 | Rate Constraint in lbs/MMBtu | FALSE | L | Annual | Rate | lb/MMBtu | 0 | 0 | 0 | 0 | 0 | 0 | 0 | 0
CT Fac. Spec. - SO2 Rate Annual v3.1, Unit 1188 and retrofits | 370 | 1769 | Rate Constraint in lbs/MMBtu | FALSE | L | Annual | Generation | TWh | 0 | 0 | 0 | 0 | 0 | 0 | 0 | 0
CT Fac. Spec. - SO2 Rate Annual v3.1, Unit 1188 and retrofits | 370 | 1769 | Rate Constraint in lbs/MMBtu | FALSE | L | Annual | Qualifying Generation | TWh | 0 | 0 | 0 | 0 | 0 | 0 | 0 | 0
CT Fac. Spec. - SO2 Rate Annual v3.1, Unit 1188 and retrofits | 370 | 1769 | Rate Constraint in lbs/MMBtu | FALSE | L | Annual | Rate | lb/MWh | 0 | 0 | 0 | 0 | 0 | 0 | 0 | 0
CT Fac. Spec. - SO2 Rate Annual v3.1, Unit 1188 and retrofits | 370 | 1769 | Rate Constraint in lbs/MMBtu | FALSE | L | Annual | Constraint Shadow Price | US2016$/Ton | 0 | 0 | 0 | 0 | 0 | 0 | 0 | 0
CT Fac. Spec. - SO2 Rate Annual v3.1, Unit 1189 and retrofits | 371 | 1769 | Rate Constraint in lbs/MMBtu | FALSE | L | Annual | Seasons Included | Seasons | Winter, WintShld, Summer | Winter, WintShld, Summer | Winter, WintShld, Summer | Winter, WintShld, Summer | Winter, WintShld, Summer | Winter, WintShld, Summer | Winter, WintShld, Summer | Winter, WintShld, Summer
CT Fac. Spec. - SO2 Rate Annual v3.1, Unit 1189 and retrofits | 371 | 1769 | Rate Constraint in lbs/MMBtu | FALSE | L | Annual | Standard SO2 | lb/MMBtu | 0.33 | 0.33 | 0.33 | 0.33 | 0.33 | 0.33 | 0.33 | 0.33
CT Fac. Spec. - SO2 Rate Annual v3.1, Unit 1189 and retrofits | 371 | 1769 | Rate Constraint in lbs/MMBtu | FALSE | L | Annual | Emissions at Affected Plants SO2 | Thousand Tons | 0 | 0 | 0 | 0 | 0 | 0 | 0 | 0
CT Fac. Spec. - SO2 Rate Annual v3.1, Unit 1189 and retrofits | 371 | 1769 | Rate Constraint in lbs/MMBtu | FALSE | L | Annual | Allowances Purchased SO2 | Thousand Tons | 0 | 0 | 0 | 0 | 0 | 0 | 0 | 0
CT Fac. Spec. - SO2 Rate Annual v3.1, Unit 1189 and retrofits | 371 | 1769 | Rate Constraint in lbs/MMBtu | FALSE | L | Annual | Allowances Sold SO2 | Thousand Tons | 0 | 0 | 0 | 0 | 0 | 0 | 0 | 0
CT Fac. Spec. - SO2 Rate Annual v3.1, Unit 1189 and retrofits | 371 | 1769 | Rate Constraint in lbs/MMBtu | FALSE | L | Annual | Allowances Banked | Thousand Tons | 0 | 0 | 0 | 0 | 0 | 0 | 0 | 0
CT Fac. Spec. - SO2 Rate Annual v3.1, Unit 1189 and retrofits | 371 | 1769 | Rate Constraint in lbs/MMBtu | FALSE | L | Annual | Allowances Withdrawn (1:1) | Thousand Tons | 0 | 0 | 0 | 0 | 0 | 0 | 0 | 0
CT Fac. Spec. - SO2 Rate Annual v3.1, Unit 1189 and retrofits | 371 | 1769 | Rate Constraint in lbs/MMBtu | FALSE | L | Annual | Allowances Withdrawn (n:1) | Thousand Tons | 0 | 0 | 0 | 0 | 0 | 0 | 0 | 0
CT Fac. Spec. - SO2 Rate Annual v3.1, Unit 1189 and retrofits | 371 | 1769 | Rate Constraint in lbs/MMBtu | FALSE | L | Annual | Net Emissions Allowance Position | Thousand Tons | 0 | 0 | 0 | 0 | 0 | 0 | 0 | 0
CT Fac. Spec. - SO2 Rate Annual v3.1, Unit 1189 and retrofits | 371 | 1769 | Rate Constraint in lbs/MMBtu | FALSE | L | Annual | Fuel Consumed | TBtu | 0 | 0 | 0 | 0 | 0 | 0 | 0 | 0
CT Fac. Spec. - SO2 Rate Annual v3.1, Unit 1189 and retrofits | 371 | 1769 | Rate Constraint in lbs/MMBtu | FALSE | L | Annual | Rate | lb/MMBtu | 0 | 0 | 0 | 0 | 0 | 0 | 0 | 0
CT Fac. Spec. - SO2 Rate Annual v3.1, Unit 1189 and retrofits | 371 | 1769 | Rate Constraint in lbs/MMBtu | FALSE | L | Annual | Generation | TWh | 0 | 0 | 0 | 0 | 0 | 0 | 0 | 0
CT Fac. Spec. - SO2 Rate Annual v3.1, Unit 1189 and retrofits | 371 | 1769 | Rate Constraint in lbs/MMBtu | FALSE | L | Annual | Qualifying Generation | TWh | 0 | 0 | 0 | 0 | 0 | 0 | 0 | 0
CT Fac. Spec. - SO2 Rate Annual v3.1, Unit 1189 and retrofits | 371 | 1769 | Rate Constraint in lbs/MMBtu | FALSE | L | Annual | Rate | lb/MWh | 0 | 0 | 0 | 0 | 0 | 0 | 0 | 0
CT Fac. Spec. - SO2 Rate Annual v3.1, Unit 1189 and retrofits | 371 | 1769 | Rate Constraint in lbs/MMBtu | FALSE | L | Annual | Constraint Shadow Price | US2016$/Ton | 0 | 0 | 0 | 0 | 0 | 0 | 0 | 0
CT Fac. Spec. - SO2 Rate Annual v3.1, Unit 1190 and retrofits | 372 | 1769 | Rate Constraint in lbs/MMBtu | FALSE | L | Annual | Seasons Included | Seasons | Winter, WintShld, Summer | Winter, WintShld, Summer | Winter, WintShld, Summer | Winter, WintShld, Summer | Winter, WintShld, Summer | Winter, WintShld, Summer | Winter, WintShld, Summer | Winter, WintShld, Summer
CT Fac. Spec. - SO2 Rate Annual v3.1, Unit 1190 and retrofits | 372 | 1769 | Rate Constraint in lbs/MMBtu | FALSE | L | Annual | Standard SO2 | lb/MMBtu | 0.33 | 0.33 | 0.33 | 0.33 | 0.33 | 0.33 | 0.33 | 0.33
CT Fac. Spec. - SO2 Rate Annual v3.1, Unit 1190 and retrofits | 372 | 1769 | Rate Constraint in lbs/MMBtu | FALSE | L | Annual | Emissions at Affected Plants SO2 | Thousand Tons | 0 | 0 | 0 | 0 | 0 | 0 | 0 | 0
CT Fac. Spec. - SO2 Rate Annual v3.1, Unit 1190 and retrofits | 372 | 1769 | Rate Constraint in lbs/MMBtu | FALSE | L | Annual | Allowances Purchased SO2 | Thousand Tons | 0 | 0 | 0 | 0 | 0 | 0 | 0 | 0
CT Fac. Spec. - SO2 Rate Annual v3.1, Unit 1190 and retrofits | 372 | 1769 | Rate Constraint in lbs/MMBtu | FALSE | L | Annual | Allowances Sold SO2 | Thousand Tons | 0 | 0 | 0 | 0 | 0 | 0 | 0 | 0
CT Fac. Spec. - SO2 Rate Annual v3.1, Unit 1190 and retrofits | 372 | 1769 | Rate Constraint in lbs/MMBtu | FALSE | L | Annual | Allowances Banked | Thousand Tons | 0 | 0 | 0 | 0 | 0 | 0 | 0 | 0
CT Fac. Spec. - SO2 Rate Annual v3.1, Unit 1190 and retrofits | 372 | 1769 | Rate Constraint in lbs/MMBtu | FALSE | L | Annual | Allowances Withdrawn (1:1) | Thousand Tons | 0 | 0 | 0 | 0 | 0 | 0 | 0 | 0
CT Fac. Spec. - SO2 Rate Annual v3.1, Unit 1190 and retrofits | 372 | 1769 | Rate Constraint in lbs/MMBtu | FALSE | L | Annual | Allowances Withdrawn (n:1) | Thousand Tons | 0 | 0 | 0 | 0 | 0 | 0 | 0 | 0
CT Fac. Spec. - SO2 Rate Annual v3.1, Unit 1190 and retrofits | 372 | 1769 | Rate Constraint in lbs/MMBtu | FALSE | L | Annual | Net Emissions Allowance Position | Thousand Tons | 0 | 0 | 0 | 0 | 0 | 0 | 0 | 0
CT Fac. Spec. - SO2 Rate Annual v3.1, Unit 1190 and retrofits | 372 | 1769 | Rate Constraint in lbs/MMBtu | FALSE | L | Annual | Fuel Consumed | TBtu | 0 | 0 | 0 | 0 | 0 | 0 | 0 | 0
CT Fac. Spec. - SO2 Rate Annual v3.1, Unit 1190 and retrofits | 372 | 1769 | Rate Constraint in lbs/MMBtu | FALSE | L | Annual | Rate | lb/MMBtu | 0 | 0 | 0 | 0 | 0 | 0 | 0 | 0
CT Fac. Spec. - SO2 Rate Annual v3.1, Unit 1190 and retrofits | 372 | 1769 | Rate Constraint in lbs/MMBtu | FALSE | L | Annual | Generation | TWh | 0 | 0 | 0 | 0 | 0 | 0 | 0 | 0
CT Fac. Spec. - SO2 Rate Annual v3.1, Unit 1190 and retrofits | 372 | 1769 | Rate Constraint in lbs/MMBtu | FALSE | L | Annual | Qualifying Generation | TWh | 0 | 0 | 0 | 0 | 0 | 0 | 0 | 0
CT Fac. Spec. - SO2 Rate Annual v3.1, Unit 1190 and retrofits | 372 | 1769 | Rate Constraint in lbs/MMBtu | FALSE | L | Annual | Rate | lb/MWh | 0 | 0 | 0 | 0 | 0 | 0 | 0 | 0
CT Fac. Spec. - SO2 Rate Annual v3.1, Unit 1190 and retrofits | 372 | 1769 | Rate Constraint in lbs/MMBtu | FALSE | L | Annual | Constraint Shadow Price | US2016$/Ton | 0 | 0 | 0 | 0 | 0 | 0 | 0 | 0
CT Fac. Spec. - SO2 Rate Annual v3.1, Unit 1212 and retrofits | 373 | 1769 | Rate Constraint in lbs/MMBtu | FALSE | L | Annual | Seasons Included | Seasons | Winter, WintShld, Summer | Winter, WintShld, Summer | Winter, WintShld, Summer | Winter, WintShld, Summer | Winter, WintShld, Summer | Winter, WintShld, Summer | Winter, WintShld, Summer | Winter, WintShld, Summer
CT Fac. Spec. - SO2 Rate Annual v3.1, Unit 1212 and retrofits | 373 | 1769 | Rate Constraint in lbs/MMBtu | FALSE | L | Annual | Standard SO2 | lb/MMBtu | 0.33 | 0.33 | 0.33 | 0.33 | 0.33 | 0.33 | 0.33 | 0.33
CT Fac. Spec. - SO2 Rate Annual v3.1, Unit 1212 and retrofits | 373 | 1769 | Rate Constraint in lbs/MMBtu | FALSE | L | Annual | Emissions at Affected Plants SO2 | Thousand Tons | 0 | 0 | 0 | 0 | 0 | 0 | 0 | 0
CT Fac. Spec. - SO2 Rate Annual v3.1, Unit 1212 and retrofits | 373 | 1769 | Rate Constraint in lbs/MMBtu | FALSE | L | Annual | Allowances Purchased SO2 | Thousand Tons | 0 | 0 | 0 | 0 | 0 | 0 | 0 | 0
CT Fac. Spec. - SO2 Rate Annual v3.1, Unit 1212 and retrofits | 373 | 1769 | Rate Constraint in lbs/MMBtu | FALSE | L | Annual | Allowances Sold SO2 | Thousand Tons | 0 | 0 | 0 | 0 | 0 | 0 | 0 | 0
CT Fac. Spec. - SO2 Rate Annual v3.1, Unit 1212 and retrofits | 373 | 1769 | Rate Constraint in lbs/MMBtu | FALSE | L | Annual | Allowances Banked | Thousand Tons | 0 | 0 | 0 | 0 | 0 | 0 | 0 | 0
CT Fac. Spec. - SO2 Rate Annual v3.1, Unit 1212 and retrofits | 373 | 1769 | Rate Constraint in lbs/MMBtu | FALSE | L | Annual | Allowances Withdrawn (1:1) | Thousand Tons | 0 | 0 | 0 | 0 | 0 | 0 | 0 | 0
CT Fac. Spec. - SO2 Rate Annual v3.1, Unit 1212 and retrofits | 373 | 1769 | Rate Constraint in lbs/MMBtu | FALSE | L | Annual | Allowances Withdrawn (n:1) | Thousand Tons | 0 | 0 | 0 | 0 | 0 | 0 | 0 | 0
CT Fac. Spec. - SO2 Rate Annual v3.1, Unit 1212 and retrofits | 373 | 1769 | Rate Constraint in lbs/MMBtu | FALSE | L | Annual | Net Emissions Allowance Position | Thousand Tons | 0 | 0 | 0 | 0 | 0 | 0 | 0 | 0
CT Fac. Spec. - SO2 Rate Annual v3.1, Unit 1212 and retrofits | 373 | 1769 | Rate Constraint in lbs/MMBtu | FALSE | L | Annual | Fuel Consumed | TBtu | 0 | 0 | 0 | 0 | 0 | 0 | 0 | 0
CT Fac. Spec. - SO2 Rate Annual v3.1, Unit 1212 and retrofits | 373 | 1769 | Rate Constraint in lbs/MMBtu | FALSE | L | Annual | Rate | lb/MMBtu | 0 | 0 | 0 | 0 | 0 | 0 | 0 | 0
CT Fac. Spec. - SO2 Rate Annual v3.1, Unit 1212 and retrofits | 373 | 1769 | Rate Constraint in lbs/MMBtu | FALSE | L | Annual | Generation | TWh | 0 | 0 | 0 | 0 | 0 | 0 | 0 | 0
CT Fac. Spec. - SO2 Rate Annual v3.1, Unit 1212 and retrofits | 373 | 1769 | Rate Constraint in lbs/MMBtu | FALSE | L | Annual | Qualifying Generation | TWh | 0 | 0 | 0 | 0 | 0 | 0 | 0 | 0
CT Fac. Spec. - SO2 Rate Annual v3.1, Unit 1212 and retrofits | 373 | 1769 | Rate Constraint in lbs/MMBtu | FALSE | L | Annual | Rate | lb/MWh | 0 | 0 | 0 | 0 | 0 | 0 | 0 | 0
CT Fac. Spec. - SO2 Rate Annual v3.1, Unit 1212 and retrofits | 373 | 1769 | Rate Constraint in lbs/MMBtu | FALSE | L | Annual | Constraint Shadow Price | US2016$/Ton | 0 | 0 | 0 | 0 | 0 | 0 | 0 | 0
CT Fac. Spec. - SO2 Rate Annual v3.1, Unit 1213 and retrofits | 374 | 1769 | Rate Constraint in lbs/MMBtu | FALSE | L | Annual | Seasons Included | Seasons | Winter, WintShld, Summer | Winter, WintShld, Summer | Winter, WintShld, Summer | Winter, WintShld, Summer | Winter, WintShld, Summer | Winter, WintShld, Summer | Winter, WintShld, Summer | Winter, WintShld, Summer
CT Fac. Spec. - SO2 Rate Annual v3.1, Unit 1213 and retrofits | 374 | 1769 | Rate Constraint in lbs/MMBtu | FALSE | L | Annual | Standard SO2 | lb/MMBtu | 0.33 | 0.33 | 0.33 | 0.33 | 0.33 | 0.33 | 0.33 | 0.33
CT Fac. Spec. - SO2 Rate Annual v3.1, Unit 1213 and retrofits | 374 | 1769 | Rate Constraint in lbs/MMBtu | FALSE | L | Annual | Emissions at Affected Plants SO2 | Thousand Tons | 0 | 0 | 0 | 0 | 0 | 0 | 0 | 0
CT Fac. Spec. - SO2 Rate Annual v3.1, Unit 1213 and retrofits | 374 | 1769 | Rate Constraint in lbs/MMBtu | FALSE | L | Annual | Allowances Purchased SO2 | Thousand Tons | 0 | 0 | 0 | 0 | 0 | 0 | 0 | 0
CT Fac. Spec. - SO2 Rate Annual v3.1, Unit 1213 and retrofits | 374 | 1769 | Rate Constraint in lbs/MMBtu | FALSE | L | Annual | Allowances Sold SO2 | Thousand Tons | 0 | 0 | 0 | 0 | 0 | 0 | 0 | 0
CT Fac. Spec. - SO2 Rate Annual v3.1, Unit 1213 and retrofits | 374 | 1769 | Rate Constraint in lbs/MMBtu | FALSE | L | Annual | Allowances Banked | Thousand Tons | 0 | 0 | 0 | 0 | 0 | 0 | 0 | 0
CT Fac. Spec. - SO2 Rate Annual v3.1, Unit 1213 and retrofits | 374 | 1769 | Rate Constraint in lbs/MMBtu | FALSE | L | Annual | Allowances Withdrawn (1:1) | Thousand Tons | 0 | 0 | 0 | 0 | 0 | 0 | 0 | 0
CT Fac. Spec. - SO2 Rate Annual v3.1, Unit 1213 and retrofits | 374 | 1769 | Rate Constraint in lbs/MMBtu | FALSE | L | Annual | Allowances Withdrawn (n:1) | Thousand Tons | 0 | 0 | 0 | 0 | 0 | 0 | 0 | 0
CT Fac. Spec. - SO2 Rate Annual v3.1, Unit 1213 and retrofits | 374 | 1769 | Rate Constraint in lbs/MMBtu | FALSE | L | Annual | Net Emissions Allowance Position | Thousand Tons | 0 | 0 | 0 | 0 | 0 | 0 | 0 | 0
CT Fac. Spec. - SO2 Rate Annual v3.1, Unit 1213 and retrofits | 374 | 1769 | Rate Constraint in lbs/MMBtu | FALSE | L | Annual | Fuel Consumed | TBtu | 0 | 0 | 0 | 0 | 0 | 0 | 0 | 0
CT Fac. Spec. - SO2 Rate Annual v3.1, Unit 1213 and retrofits | 374 | 1769 | Rate Constraint in lbs/MMBtu | FALSE | L | Annual | Rate | lb/MMBtu | 0 | 0 | 0 | 0 | 0 | 0 | 0 | 0
CT Fac. Spec. - SO2 Rate Annual v3.1, Unit 1213 and retrofits | 374 | 1769 | Rate Constraint in lbs/MMBtu | FALSE | L | Annual | Generation | TWh | 0 | 0 | 0 | 0 | 0 | 0 | 0 | 0
CT Fac. Spec. - SO2 Rate Annual v3.1, Unit 1213 and retrofits | 374 | 1769 | Rate Constraint in lbs/MMBtu | FALSE | L | Annual | Qualifying Generation | TWh | 0 | 0 | 0 | 0 | 0 | 0 | 0 | 0
CT Fac. Spec. - SO2 Rate Annual v3.1, Unit 1213 and retrofits | 374 | 1769 | Rate Constraint in lbs/MMBtu | FALSE | L | Annual | Rate | lb/MWh | 0 | 0 | 0 | 0 | 0 | 0 | 0 | 0
CT Fac. Spec. - SO2 Rate Annual v3.1, Unit 1213 and retrofits | 374 | 1769 | Rate Constraint in lbs/MMBtu | FALSE | L | Annual | Constraint Shadow Price | US2016$/Ton | 0 | 0 | 0 | 0 | 0 | 0 | 0 | 0
CT Fac. Spec. - SO2 Rate Annual v3.1, Unit 1214 and retrofits | 375 | 1769 | Rate Constraint in lbs/MMBtu | FALSE | L | Annual | Seasons Included | Seasons | Winter, WintShld, Summer | Winter, WintShld, Summer | Winter, WintShld, Summer | Winter, WintShld, Summer | Winter, WintShld, Summer | Winter, WintShld, Summer | Winter, WintShld, Summer | Winter, WintShld, Summer
CT Fac. Spec. - SO2 Rate Annual v3.1, Unit 1214 and retrofits | 375 | 1769 | Rate Constraint in lbs/MMBtu | FALSE | L | Annual | Standard SO2 | lb/MMBtu | 0.33 | 0.33 | 0.33 | 0.33 | 0.33 | 0.33 | 0.33 | 0.33
CT Fac. Spec. - SO2 Rate Annual v3.1, Unit 1214 and retrofits | 375 | 1769 | Rate Constraint in lbs/MMBtu | FALSE | L | Annual | Emissions at Affected Plants SO2 | Thousand Tons | 0 | 0 | 0 | 0 | 0 | 0 | 0 | 0
CT Fac. Spec. - SO2 Rate Annual v3.1, Unit 1214 and retrofits | 375 | 1769 | Rate Constraint in lbs/MMBtu | FALSE | L | Annual | Allowances Purchased SO2 | Thousand Tons | 0 | 0 | 0 | 0 | 0 | 0 | 0 | 0
CT Fac. Spec. - SO2 Rate Annual v3.1, Unit 1214 and retrofits | 375 | 1769 | Rate Constraint in lbs/MMBtu | FALSE | L | Annual | Allowances Sold SO2 | Thousand Tons | 0 | 0 | 0 | 0 | 0 | 0 | 0 | 0
CT Fac. Spec. - SO2 Rate Annual v3.1, Unit 1214 and retrofits | 375 | 1769 | Rate Constraint in lbs/MMBtu | FALSE | L | Annual | Allowances Banked | Thousand Tons | 0 | 0 | 0 | 0 | 0 | 0 | 0 | 0
CT Fac. Spec. - SO2 Rate Annual v3.1, Unit 1214 and retrofits | 375 | 1769 | Rate Constraint in lbs/MMBtu | FALSE | L | Annual | Allowances Withdrawn (1:1) | Thousand Tons | 0 | 0 | 0 | 0 | 0 | 0 | 0 | 0
CT Fac. Spec. - SO2 Rate Annual v3.1, Unit 1214 and retrofits | 375 | 1769 | Rate Constraint in lbs/MMBtu | FALSE | L | Annual | Allowances Withdrawn (n:1) | Thousand Tons | 0 | 0 | 0 | 0 | 0 | 0 | 0 | 0
CT Fac. Spec. - SO2 Rate Annual v3.1, Unit 1214 and retrofits | 375 | 1769 | Rate Constraint in lbs/MMBtu | FALSE | L | Annual | Net Emissions Allowance Position | Thousand Tons | 0 | 0 | 0 | 0 | 0 | 0 | 0 | 0
CT Fac. Spec. - SO2 Rate Annual v3.1, Unit 1214 and retrofits | 375 | 1769 | Rate Constraint in lbs/MMBtu | FALSE | L | Annual | Fuel Consumed | TBtu | 0 | 0 | 0 | 0 | 0 | 0 | 0 | 0
CT Fac. Spec. - SO2 Rate Annual v3.1, Unit 1214 and retrofits | 375 | 1769 | Rate Constraint in lbs/MMBtu | FALSE | L | Annual | Rate | lb/MMBtu | 0 | 0 | 0 | 0 | 0 | 0 | 0 | 0
CT Fac. Spec. - SO2 Rate Annual v3.1, Unit 1214 and retrofits | 375 | 1769 | Rate Constraint in lbs/MMBtu | FALSE | L | Annual | Generation | TWh | 0 | 0 | 0 | 0 | 0 | 0 | 0 | 0
CT Fac. Spec. - SO2 Rate Annual v3.1, Unit 1214 and retrofits | 375 | 1769 | Rate Constraint in lbs/MMBtu | FALSE | L | Annual | Qualifying Generation | TWh | 0 | 0 | 0 | 0 | 0 | 0 | 0 | 0
CT Fac. Spec. - SO2 Rate Annual v3.1, Unit 1214 and retrofits | 375 | 1769 | Rate Constraint in lbs/MMBtu | FALSE | L | Annual | Rate | lb/MWh | 0 | 0 | 0 | 0 | 0 | 0 | 0 | 0
CT Fac. Spec. - SO2 Rate Annual v3.1, Unit 1214 and retrofits | 375 | 1769 | Rate Constraint in lbs/MMBtu | FALSE | L | Annual | Constraint Shadow Price | US2016$/Ton | 0 | 0 | 0 | 0 | 0 | 0 | 0 | 0
CT Fac. Spec. - SO2 Rate Annual v3.1, Unit 1215 and retrofits | 376 | 1769 | Rate Constraint in lbs/MMBtu | FALSE | L | Annual | Seasons Included | Seasons | Winter, WintShld, Summer | Winter, WintShld, Summer | Winter, WintShld, Summer | Winter, WintShld, Summer | Winter, WintShld, Summer | Winter, WintShld, Summer | Winter, WintShld, Summer | Winter, WintShld, Summer
CT Fac. Spec. - SO2 Rate Annual v3.1, Unit 1215 and retrofits | 376 | 1769 | Rate Constraint in lbs/MMBtu | FALSE | L | Annual | Standard SO2 | lb/MMBtu | 0.33 | 0.33 | 0.33 | 0.33 | 0.33 | 0.33 | 0.33 | 0.33
CT Fac. Spec. - SO2 Rate Annual v3.1, Unit 1215 and retrofits | 376 | 1769 | Rate Constraint in lbs/MMBtu | FALSE | L | Annual | Emissions at Affected Plants SO2 | Thousand Tons | 0 | 0 | 0 | 0 | 0 | 0 | 0 | 0
CT Fac. Spec. - SO2 Rate Annual v3.1, Unit 1215 and retrofits | 376 | 1769 | Rate Constraint in lbs/MMBtu | FALSE | L | Annual | Allowances Purchased SO2 | Thousand Tons | 0 | 0 | 0 | 0 | 0 | 0 | 0 | 0
CT Fac. Spec. - SO2 Rate Annual v3.1, Unit 1215 and retrofits | 376 | 1769 | Rate Constraint in lbs/MMBtu | FALSE | L | Annual | Allowances Sold SO2 | Thousand Tons | 0 | 0 | 0 | 0 | 0 | 0 | 0 | 0
CT Fac. Spec. - SO2 Rate Annual v3.1, Unit 1215 and retrofits | 376 | 1769 | Rate Constraint in lbs/MMBtu | FALSE | L | Annual | Allowances Banked | Thousand Tons | 0 | 0 | 0 | 0 | 0 | 0 | 0 | 0
CT Fac. Spec. - SO2 Rate Annual v3.1, Unit 1215 and retrofits | 376 | 1769 | Rate Constraint in lbs/MMBtu | FALSE | L | Annual | Allowances Withdrawn (1:1) | Thousand Tons | 0 | 0 | 0 | 0 | 0 | 0 | 0 | 0
CT Fac. Spec. - SO2 Rate Annual v3.1, Unit 1215 and retrofits | 376 | 1769 | Rate Constraint in lbs/MMBtu | FALSE | L | Annual | Allowances Withdrawn (n:1) | Thousand Tons | 0 | 0 | 0 | 0 | 0 | 0 | 0 | 0
CT Fac. Spec. - SO2 Rate Annual v3.1, Unit 1215 and retrofits | 376 | 1769 | Rate Constraint in lbs/MMBtu | FALSE | L | Annual | Net Emissions Allowance Position | Thousand Tons | 0 | 0 | 0 | 0 | 0 | 0 | 0 | 0
CT Fac. Spec. - SO2 Rate Annual v3.1, Unit 1215 and retrofits | 376 | 1769 | Rate Constraint in lbs/MMBtu | FALSE | L | Annual | Fuel Consumed | TBtu | 0 | 0 | 0 | 0 | 0 | 0 | 0 | 0
CT Fac. Spec. - SO2 Rate Annual v3.1, Unit 1215 and retrofits | 376 | 1769 | Rate Constraint in lbs/MMBtu | FALSE | L | Annual | Rate | lb/MMBtu | 0 | 0 | 0 | 0 | 0 | 0 | 0 | 0
CT Fac. Spec. - SO2 Rate Annual v3.1, Unit 1215 and retrofits | 376 | 1769 | Rate Constraint in lbs/MMBtu | FALSE | L | Annual | Generation | TWh | 0 | 0 | 0 | 0 | 0 | 0 | 0 | 0
CT Fac. Spec. - SO2 Rate Annual v3.1, Unit 1215 and retrofits | 376 | 1769 | Rate Constraint in lbs/MMBtu | FALSE | L | Annual | Qualifying Generation | TWh | 0 | 0 | 0 | 0 | 0 | 0 | 0 | 0
CT Fac. Spec. - SO2 Rate Annual v3.1, Unit 1215 and retrofits | 376 | 1769 | Rate Constraint in lbs/MMBtu | FALSE | L | Annual | Rate | lb/MWh | 0 | 0 | 0 | 0 | 0 | 0 | 0 | 0
CT Fac. Spec. - SO2 Rate Annual v3.1, Unit 1215 and retrofits | 376 | 1769 | Rate Constraint in lbs/MMBtu | FALSE | L | Annual | Constraint Shadow Price | US2016$/Ton | 0 | 0 | 0 | 0 | 0 | 0 | 0 | 0
CT Fac. Spec. - SO2 Rate Annual v3.1, Unit 1216 and retrofits | 377 | 1769 | Rate Constraint in lbs/MMBtu | FALSE | L | Annual | Seasons Included | Seasons | Winter, WintShld, Summer | Winter, WintShld, Summer | Winter, WintShld, Summer | Winter, WintShld, Summer | Winter, WintShld, Summer | Winter, WintShld, Summer | Winter, WintShld, Summer | Winter, WintShld, Summer
CT Fac. Spec. - SO2 Rate Annual v3.1, Unit 1216 and retrofits | 377 | 1769 | Rate Constraint in lbs/MMBtu | FALSE | L | Annual | Standard SO2 | lb/MMBtu | 0.33 | 0.33 | 0.33 | 0.33 | 0.33 | 0.33 | 0.33 | 0.33
CT Fac. Spec. - SO2 Rate Annual v3.1, Unit 1216 and retrofits | 377 | 1769 | Rate Constraint in lbs/MMBtu | FALSE | L | Annual | Emissions at Affected Plants SO2 | Thousand Tons | 0 | 0 | 0 | 0 | 0 | 0 | 0 | 0
CT Fac. Spec. - SO2 Rate Annual v3.1, Unit 1216 and retrofits | 377 | 1769 | Rate Constraint in lbs/MMBtu | FALSE | L | Annual | Allowances Purchased SO2 | Thousand Tons | 0 | 0 | 0 | 0 | 0 | 0 | 0 | 0
CT Fac. Spec. - SO2 Rate Annual v3.1, Unit 1216 and retrofits | 377 | 1769 | Rate Constraint in lbs/MMBtu | FALSE | L | Annual | Allowances Sold SO2 | Thousand Tons | 0 | 0 | 0 | 0 | 0 | 0 | 0 | 0
CT Fac. Spec. - SO2 Rate Annual v3.1, Unit 1216 and retrofits | 377 | 1769 | Rate Constraint in lbs/MMBtu | FALSE | L | Annual | Allowances Banked | Thousand Tons | 0 | 0 | 0 | 0 | 0 | 0 | 0 | 0
CT Fac. Spec. - SO2 Rate Annual v3.1, Unit 1216 and retrofits | 377 | 1769 | Rate Constraint in lbs/MMBtu | FALSE | L | Annual | Allowances Withdrawn (1:1) | Thousand Tons | 0 | 0 | 0 | 0 | 0 | 0 | 0 | 0
CT Fac. Spec. - SO2 Rate Annual v3.1, Unit 1216 and retrofits | 377 | 1769 | Rate Constraint in lbs/MMBtu | FALSE | L | Annual | Allowances Withdrawn (n:1) | Thousand Tons | 0 | 0 | 0 | 0 | 0 | 0 | 0 | 0
CT Fac. Spec. - SO2 Rate Annual v3.1, Unit 1216 and retrofits | 377 | 1769 | Rate Constraint in lbs/MMBtu | FALSE | L | Annual | Net Emissions Allowance Position | Thousand Tons | 0 | 0 | 0 | 0 | 0 | 0 | 0 | 0
CT Fac. Spec. - SO2 Rate Annual v3.1, Unit 1216 and retrofits | 377 | 1769 | Rate Constraint in lbs/MMBtu | FALSE | L | Annual | Fuel Consumed | TBtu | 0 | 0 | 0 | 0 | 0 | 0 | 0 | 0
CT Fac. Spec. - SO2 Rate Annual v3.1, Unit 1216 and retrofits | 377 | 1769 | Rate Constraint in lbs/MMBtu | FALSE | L | Annual | Rate | lb/MMBtu | 0 | 0 | 0 | 0 | 0 | 0 | 0 | 0
CT Fac. Spec. - SO2 Rate Annual v3.1, Unit 1216 and retrofits | 377 | 1769 | Rate Constraint in lbs/MMBtu | FALSE | L | Annual | Generation | TWh | 0 | 0 | 0 | 0 | 0 | 0 | 0 | 0
CT Fac. Spec. - SO2 Rate Annual v3.1, Unit 1216 and retrofits | 377 | 1769 | Rate Constraint in lbs/MMBtu | FALSE | L | Annual | Qualifying Generation | TWh | 0 | 0 | 0 | 0 | 0 | 0 | 0 | 0
CT Fac. Spec. - SO2 Rate Annual v3.1, Unit 1216 and retrofits | 377 | 1769 | Rate Constraint in lbs/MMBtu | FALSE | L | Annual | Rate | lb/MWh | 0 | 0 | 0 | 0 | 0 | 0 | 0 | 0
CT Fac. Spec. - SO2 Rate Annual v3.1, Unit 1216 and retrofits | 377 | 1769 | Rate Constraint in lbs/MMBtu | FALSE | L | Annual | Constraint Shadow Price | US2016$/Ton | 0 | 0 | 0 | 0 | 0 | 0 | 0 | 0
CT Fac. Spec. - SO2 Rate Annual v3.1, Unit 1221 and retrofits | 378 | 1769 | Rate Constraint in lbs/MMBtu | FALSE | L | Annual | Seasons Included | Seasons | Winter, WintShld, Summer | Winter, WintShld, Summer | Winter, WintShld, Summer | Winter, WintShld, Summer | Winter, WintShld, Summer | Winter, WintShld, Summer | Winter, WintShld, Summer | Winter, WintShld, Summer
CT Fac. Spec. - SO2 Rate Annual v3.1, Unit 1221 and retrofits | 378 | 1769 | Rate Constraint in lbs/MMBtu | FALSE | L | Annual | Standard SO2 | lb/MMBtu | 0.33 | 0.33 | 0.33 | 0.33 | 0.33 | 0.33 | 0.33 | 0.33
CT Fac. Spec. - SO2 Rate Annual v3.1, Unit 1221 and retrofits | 378 | 1769 | Rate Constraint in lbs/MMBtu | FALSE | L | Annual | Emissions at Affected Plants SO2 | Thousand Tons | 0 | 0 | 0 | 0 | 0 | 0 | 0 | 0
CT Fac. Spec. - SO2 Rate Annual v3.1, Unit 1221 and retrofits | 378 | 1769 | Rate Constraint in lbs/MMBtu | FALSE | L | Annual | Allowances Purchased SO2 | Thousand Tons | 0 | 0 | 0 | 0 | 0 | 0 | 0 | 0
CT Fac. Spec. - SO2 Rate Annual v3.1, Unit 1221 and retrofits | 378 | 1769 | Rate Constraint in lbs/MMBtu | FALSE | L | Annual | Allowances Sold SO2 | Thousand Tons | 0 | 0 | 0 | 0 | 0 | 0 | 0 | 0
CT Fac. Spec. - SO2 Rate Annual v3.1, Unit 1221 and retrofits | 378 | 1769 | Rate Constraint in lbs/MMBtu | FALSE | L | Annual | Allowances Banked | Thousand Tons | 0 | 0 | 0 | 0 | 0 | 0 | 0 | 0
CT Fac. Spec. - SO2 Rate Annual v3.1, Unit 1221 and retrofits | 378 | 1769 | Rate Constraint in lbs/MMBtu | FALSE | L | Annual | Allowances Withdrawn (1:1) | Thousand Tons | 0 | 0 | 0 | 0 | 0 | 0 | 0 | 0
CT Fac. Spec. - SO2 Rate Annual v3.1, Unit 1221 and retrofits | 378 | 1769 | Rate Constraint in lbs/MMBtu | FALSE | L | Annual | Allowances Withdrawn (n:1) | Thousand Tons | 0 | 0 | 0 | 0 | 0 | 0 | 0 | 0
CT Fac. Spec. - SO2 Rate Annual v3.1, Unit 1221 and retrofits | 378 | 1769 | Rate Constraint in lbs/MMBtu | FALSE | L | Annual | Net Emissions Allowance Position | Thousand Tons | 0 | 0 | 0 | 0 | 0 | 0 | 0 | 0
CT Fac. Spec. - SO2 Rate Annual v3.1, Unit 1221 and retrofits | 378 | 1769 | Rate Constraint in lbs/MMBtu | FALSE | L | Annual | Fuel Consumed | TBtu | 0.013078 | 0.066482 | 0.013078 | 0.013078 | 0.013078 | 0.013078 | 0.013078 | 0.013078
CT Fac. Spec. - SO2 Rate Annual v3.1, Unit 1221 and retrofits | 378 | 1769 | Rate Constraint in lbs/MMBtu | FALSE | L | Annual | Rate | lb/MMBtu | 0 | 0 | 0 | 0 | 0 | 0 | 0 | 0
CT Fac. Spec. - SO2 Rate Annual v3.1, Unit 1221 and retrofits | 378 | 1769 | Rate Constraint in lbs/MMBtu | FALSE | L | Annual | Generation | TWh | 0.0014394 | 0.007317 | 0.0014394 | 0.0014394 | 0.0014394 | 0.0014394 | 0.0014394 | 0.0014394
CT Fac. Spec. - SO2 Rate Annual v3.1, Unit 1221 and retrofits | 378 | 1769 | Rate Constraint in lbs/MMBtu | FALSE | L | Annual | Qualifying Generation | TWh | 0.0014394 | 0.007317 | 0.0014394 | 0.0014394 | 0.0014394 | 0.0014394 | 0.0014394 | 0.0014394
CT Fac. Spec. - SO2 Rate Annual v3.1, Unit 1221 and retrofits | 378 | 1769 | Rate Constraint in lbs/MMBtu | FALSE | L | Annual | Rate | lb/MWh | 0 | 0 | 0 | 0 | 0 | 0 | 0 | 0
CT Fac. Spec. - SO2 Rate Annual v3.1, Unit 1221 and retrofits | 378 | 1769 | Rate Constraint in lbs/MMBtu | FALSE | L | Annual | Constraint Shadow Price | US2016$/Ton | 0 | 0 | 0 | 0 | 0 | 0 | 0 | 0
CT Fac. Spec. - SO2 Rate Annual v3.1, Unit 1222 and retrofits | 379 | 1769 | Rate Constraint in lbs/MMBtu | FALSE | L | Annual | Seasons Included | Seasons | Winter, WintShld, Summer | Winter, WintShld, Summer | Winter, WintShld, Summer | Winter, WintShld, Summer | Winter, WintShld, Summer | Winter, WintShld, Summer | Winter, WintShld, Summer | Winter, WintShld, Summer
CT Fac. Spec. - SO2 Rate Annual v3.1, Unit 1222 and retrofits | 379 | 1769 | Rate Constraint in lbs/MMBtu | FALSE | L | Annual | Standard SO2 | lb/MMBtu | 0.33 | 0.33 | 0.33 | 0.33 | 0.33 | 0.33 | 0.33 | 0.33
CT Fac. Spec. - SO2 Rate Annual v3.1, Unit 1222 and retrofits | 379 | 1769 | Rate Constraint in lbs/MMBtu | FALSE | L | Annual | Emissions at Affected Plants SO2 | Thousand Tons | 0 | 0 | 0 | 0 | 0 | 0 | 0 | 0
CT Fac. Spec. - SO2 Rate Annual v3.1, Unit 1222 and retrofits | 379 | 1769 | Rate Constraint in lbs/MMBtu | FALSE | L | Annual | Allowances Purchased SO2 | Thousand Tons | 0 | 0 | 0 | 0 | 0 | 0 | 0 | 0
CT Fac. Spec. - SO2 Rate Annual v3.1, Unit 1222 and retrofits | 379 | 1769 | Rate Constraint in lbs/MMBtu | FALSE | L | Annual | Allowances Sold SO2 | Thousand Tons | 0 | 0 | 0 | 0 | 0 | 0 | 0 | 0
CT Fac. Spec. - SO2 Rate Annual v3.1, Unit 1222 and retrofits | 379 | 1769 | Rate Constraint in lbs/MMBtu | FALSE | L | Annual | Allowances Banked | Thousand Tons | 0 | 0 | 0 | 0 | 0 | 0 | 0 | 0
CT Fac. Spec. - SO2 Rate Annual v3.1, Unit 1222 and retrofits | 379 | 1769 | Rate Constraint in lbs/MMBtu | FALSE | L | Annual | Allowances Withdrawn (1:1) | Thousand Tons | 0 | 0 | 0 | 0 | 0 | 0 | 0 | 0
CT Fac. Spec. - SO2 Rate Annual v3.1, Unit 1222 and retrofits | 379 | 1769 | Rate Constraint in lbs/MMBtu | FALSE | L | Annual | Allowances Withdrawn (n:1) | Thousand Tons | 0 | 0 | 0 | 0 | 0 | 0 | 0 | 0
CT Fac. Spec. - SO2 Rate Annual v3.1, Unit 1222 and retrofits | 379 | 1769 | Rate Constraint in lbs/MMBtu | FALSE | L | Annual | Net Emissions Allowance Position | Thousand Tons | 0 | 0 | 0 | 0 | 0 | 0 | 0 | 0
CT Fac. Spec. - SO2 Rate Annual v3.1, Unit 1222 and retrofits | 379 | 1769 | Rate Constraint in lbs/MMBtu | FALSE | L | Annual | Fuel Consumed | TBtu | 0.013078 | 0.066482 | 0.013078 | 0.013078 | 0.013078 | 0.013078 | 0.013078 | 0.013078
CT Fac. Spec. - SO2 Rate Annual v3.1, Unit 1222 and retrofits | 379 | 1769 | Rate Constraint in lbs/MMBtu | FALSE | L | Annual | Rate | lb/MMBtu | 0 | 0 | 0 | 0 | 0 | 0 | 0 | 0
CT Fac. Spec. - SO2 Rate Annual v3.1, Unit 1222 and retrofits | 379 | 1769 | Rate Constraint in lbs/MMBtu | FALSE | L | Annual | Generation | TWh | 0.0014394 | 0.007317 | 0.0014394 | 0.0014394 | 0.0014394 | 0.0014394 | 0.0014394 | 0.0014394
CT Fac. Spec. - SO2 Rate Annual v3.1, Unit 1222 and retrofits | 379 | 1769 | Rate Constraint in lbs/MMBtu | FALSE | L | Annual | Qualifying Generation | TWh | 0.0014394 | 0.007317 | 0.0014394 | 0.0014394 | 0.0014394 | 0.0014394 | 0.0014394 | 0.0014394
CT Fac. Spec. - SO2 Rate Annual v3.1, Unit 1222 and retrofits | 379 | 1769 | Rate Constraint in lbs/MMBtu | FALSE | L | Annual | Rate | lb/MWh | 0 | 0 | 0 | 0 | 0 | 0 | 0 | 0
CT Fac. Spec. - SO2 Rate Annual v3.1, Unit 1222 and retrofits | 379 | 1769 | Rate Constraint in lbs/MMBtu | FALSE | L | Annual | Constraint Shadow Price | US2016$/Ton | 0 | 0 | 0 | 0 | 0 | 0 | 0 | 0
CT Fac. Spec. - SO2 Rate Annual v3.1, Unit 3131 and retrofits | 380 | 1769 | Rate Constraint in lbs/MMBtu | FALSE | L | Annual | Seasons Included | Seasons | Winter, WintShld, Summer | Winter, WintShld, Summer | Winter, WintShld, Summer | Winter, WintShld, Summer | Winter, WintShld, Summer | Winter, WintShld, Summer | Winter, WintShld, Summer | Winter, WintShld, Summer
CT Fac. Spec. - SO2 Rate Annual v3.1, Unit 3131 and retrofits | 380 | 1769 | Rate Constraint in lbs/MMBtu | FALSE | L | Annual | Standard SO2 | lb/MMBtu | 0.33 | 0.33 | 0.33 | 0.33 | 0.33 | 0.33 | 0.33 | 0.33
CT Fac. Spec. - SO2 Rate Annual v3.1, Unit 3131 and retrofits | 380 | 1769 | Rate Constraint in lbs/MMBtu | FALSE | L | Annual | Emissions at Affected Plants SO2 | Thousand Tons | 0 | 0 | 0 | 0 | 0 | 0 | 0 | 0
CT Fac. Spec. - SO2 Rate Annual v3.1, Unit 3131 and retrofits | 380 | 1769 | Rate Constraint in lbs/MMBtu | FALSE | L | Annual | Allowances Purchased SO2 | Thousand Tons | 0 | 0 | 0 | 0 | 0 | 0 | 0 | 0
CT Fac. Spec. - SO2 Rate Annual v3.1, Unit 3131 and retrofits | 380 | 1769 | Rate Constraint in lbs/MMBtu | FALSE | L | Annual | Allowances Sold SO2 | Thousand Tons | 0 | 0 | 0 | 0 | 0 | 0 | 0 | 0
CT Fac. Spec. - SO2 Rate Annual v3.1, Unit 3131 and retrofits | 380 | 1769 | Rate Constraint in lbs/MMBtu | FALSE | L | Annual | Allowances Banked | Thousand Tons | 0 | 0 | 0 | 0 | 0 | 0 | 0 | 0
CT Fac. Spec. - SO2 Rate Annual v3.1, Unit 3131 and retrofits | 380 | 1769 | Rate Constraint in lbs/MMBtu | FALSE | L | Annual | Allowances Withdrawn (1:1) | Thousand Tons | 0 | 0 | 0 | 0 | 0 | 0 | 0 | 0
CT Fac. Spec. - SO2 Rate Annual v3.1, Unit 3131 and retrofits | 380 | 1769 | Rate Constraint in lbs/MMBtu | FALSE | L | Annual | Allowances Withdrawn (n:1) | Thousand Tons | 0 | 0 | 0 | 0 | 0 | 0 | 0 | 0
CT Fac. Spec. - SO2 Rate Annual v3.1, Unit 3131 and retrofits | 380 | 1769 | Rate Constraint in lbs/MMBtu | FALSE | L | Annual | Net Emissions Allowance Position | Thousand Tons | 0 | 0 | 0 | 0 | 0 | 0 | 0 | 0
CT Fac. Spec. - SO2 Rate Annual v3.1, Unit 3131 and retrofits | 380 | 1769 | Rate Constraint in lbs/MMBtu | FALSE | L | Annual | Fuel Consumed | TBtu | 8.0833 | 7.8012 | 7.638 | 3.704 | 4.5486 | 4.5486 | 4.6853 | 3.0744
CT Fac. Spec. - SO2 Rate Annual v3.1, Unit 3131 and retrofits | 380 | 1769 | Rate Constraint in lbs/MMBtu | FALSE | L | Annual | Rate | lb/MMBtu | 0 | 0 | 0 | 0 | 0 | 0 | 0 | 0
CT Fac. Spec. - SO2 Rate Annual v3.1, Unit 3131 and retrofits | 380 | 1769 | Rate Constraint in lbs/MMBtu | FALSE | L | Annual | Generation | TWh | 1.138 | 1.0983 | 1.0753 | 0.52148 | 0.64037 | 0.64037 | 0.65963 | 0.43283
CT Fac. Spec. - SO2 Rate Annual v3.1, Unit 3131 and retrofits | 380 | 1769 | Rate Constraint in lbs/MMBtu | FALSE | L | Annual | Qualifying Generation | TWh | 1.138 | 1.0983 | 1.0753 | 0.52148 | 0.64037 | 0.64037 | 0.65963 | 0.43283
CT Fac. Spec. - SO2 Rate Annual v3.1, Unit 3131 and retrofits | 380 | 1769 | Rate Constraint in lbs/MMBtu | FALSE | L | Annual | Rate | lb/MWh | 0 | 0 | 0 | 0 | 0 | 0 | 0 | 0
CT Fac. Spec. - SO2 Rate Annual v3.1, Unit 3131 and retrofits | 380 | 1769 | Rate Constraint in lbs/MMBtu | FALSE | L | Annual | Constraint Shadow Price | US2016$/Ton | 0 | 0 | 0 | 0 | 0 | 0 | 0 | 0
CT Fac. Spec. - SO2 Rate Annual v3.1, Unit 3132 and retrofits | 381 | 1769 | Rate Constraint in lbs/MMBtu | FALSE | L | Annual | Seasons Included | Seasons | Winter, WintShld, Summer | Winter, WintShld, Summer | Winter, WintShld, Summer | Winter, WintShld, Summer | Winter, WintShld, Summer | Winter, WintShld, Summer | Winter, WintShld, Summer | Winter, WintShld, Summer
CT Fac. Spec. - SO2 Rate Annual v3.1, Unit 3132 and retrofits | 381 | 1769 | Rate Constraint in lbs/MMBtu | FALSE | L | Annual | Standard SO2 | lb/MMBtu | 0.33 | 0.33 | 0.33 | 0.33 | 0.33 | 0.33 | 0.33 | 0.33
CT Fac. Spec. - SO2 Rate Annual v3.1, Unit 3132 and retrofits | 381 | 1769 | Rate Constraint in lbs/MMBtu | FALSE | L | Annual | Emissions at Affected Plants SO2 | Thousand Tons | 0 | 0 | 0 | 0 | 0 | 0 | 0 | 0
CT Fac. Spec. - SO2 Rate Annual v3.1, Unit 3132 and retrofits | 381 | 1769 | Rate Constraint in lbs/MMBtu | FALSE | L | Annual | Allowances Purchased SO2 | Thousand Tons | 0 | 0 | 0 | 0 | 0 | 0 | 0 | 0
CT Fac. Spec. - SO2 Rate Annual v3.1, Unit 3132 and retrofits | 381 | 1769 | Rate Constraint in lbs/MMBtu | FALSE | L | Annual | Allowances Sold SO2 | Thousand Tons | 0 | 0 | 0 | 0 | 0 | 0 | 0 | 0
CT Fac. Spec. - SO2 Rate Annual v3.1, Unit 3132 and retrofits | 381 | 1769 | Rate Constraint in lbs/MMBtu | FALSE | L | Annual | Allowances Banked | Thousand Tons | 0 | 0 | 0 | 0 | 0 | 0 | 0 | 0
CT Fac. Spec. - SO2 Rate Annual v3.1, Unit 3132 and retrofits | 381 | 1769 | Rate Constraint in lbs/MMBtu | FALSE | L | Annual | Allowances Withdrawn (1:1) | Thousand Tons | 0 | 0 | 0 | 0 | 0 | 0 | 0 | 0
CT Fac. Spec. - SO2 Rate Annual v3.1, Unit 3132 and retrofits | 381 | 1769 | Rate Constraint in lbs/MMBtu | FALSE | L | Annual | Allowances Withdrawn (n:1) | Thousand Tons | 0 | 0 | 0 | 0 | 0 | 0 | 0 | 0
CT Fac. Spec. - SO2 Rate Annual v3.1, Unit 3132 and retrofits | 381 | 1769 | Rate Constraint in lbs/MMBtu | FALSE | L | Annual | Net Emissions Allowance Position | Thousand Tons | 0 | 0 | 0 | 0 | 0 | 0 | 0 | 0
CT Fac. Spec. - SO2 Rate Annual v3.1, Unit 3132 and retrofits | 381 | 1769 | Rate Constraint in lbs/MMBtu | FALSE | L | Annual | Fuel Consumed | TBtu | 7.6494 | 6.9929 | 6.9929 | 3.5846 | 4.5486 | 3.5981 | 4.6853 | 2.9467
CT Fac. Spec. - SO2 Rate Annual v3.1, Unit 3132 and retrofits | 381 | 1769 | Rate Constraint in lbs/MMBtu | FALSE | L | Annual | Rate | lb/MMBtu | 0 | 0 | 0 | 0 | 0 | 0 | 0 | 0
CT Fac. Spec. - SO2 Rate Annual v3.1, Unit 3132 and retrofits | 381 | 1769 | Rate Constraint in lbs/MMBtu | FALSE | L | Annual | Generation | TWh | 1.0769 | 0.9845 | 0.9845 | 0.50466 | 0.64037 | 0.50656 | 0.65963 | 0.41486
CT Fac. Spec. - SO2 Rate Annual v3.1, Unit 3132 and retrofits | 381 | 1769 | Rate Constraint in lbs/MMBtu | FALSE | L | Annual | Qualifying Generation | TWh | 1.0769 | 0.9845 | 0.9845 | 0.50466 | 0.64037 | 0.50656 | 0.65963 | 0.41486
CT Fac. Spec. - SO2 Rate Annual v3.1, Unit 3132 and retrofits | 381 | 1769 | Rate Constraint in lbs/MMBtu | FALSE | L | Annual | Rate | lb/MWh | 0 | 0 | 0 | 0 | 0 | 0 | 0 | 0
CT Fac. Spec. - SO2 Rate Annual v3.1, Unit 3132 and retrofits | 381 | 1769 | Rate Constraint in lbs/MMBtu | FALSE | L | Annual | Constraint Shadow Price | US2016$/Ton | 0 | 0 | 0 | 0 | 0 | 0 | 0 | 0
CT Fac. Spec. - SO2 Rate Annual v3.1, Unit 3133 and retrofits | 382 | 1769 | Rate Constraint in lbs/MMBtu | FALSE | L | Annual | Seasons Included | Seasons | Winter, WintShld, Summer | Winter, WintShld, Summer | Winter, WintShld, Summer | Winter, WintShld, Summer | Winter, WintShld, Summer | Winter, WintShld, Summer | Winter, WintShld, Summer | Winter, WintShld, Summer
CT Fac. Spec. - SO2 Rate Annual v3.1, Unit 3133 and retrofits | 382 | 1769 | Rate Constraint in lbs/MMBtu | FALSE | L | Annual | Standard SO2 | lb/MMBtu | 0.33 | 0.33 | 0.33 | 0.33 | 0.33 | 0.33 | 0.33 | 0.33
CT Fac. Spec. - SO2 Rate Annual v3.1, Unit 3133 and retrofits | 382 | 1769 | Rate Constraint in lbs/MMBtu | FALSE | L | Annual | Emissions at Affected Plants SO2 | Thousand Tons | 0 | 0 | 0 | 0 | 0 | 0 | 0 | 0
CT Fac. Spec. - SO2 Rate Annual v3.1, Unit 3133 and retrofits | 382 | 1769 | Rate Constraint in lbs/MMBtu | FALSE | L | Annual | Allowances Purchased SO2 | Thousand Tons | 0 | 0 | 0 | 0 | 0 | 0 | 0 | 0
CT Fac. Spec. - SO2 Rate Annual v3.1, Unit 3133 and retrofits | 382 | 1769 | Rate Constraint in lbs/MMBtu | FALSE | L | Annual | Allowances Sold SO2 | Thousand Tons | 0 | 0 | 0 | 0 | 0 | 0 | 0 | 0
CT Fac. Spec. - SO2 Rate Annual v3.1, Unit 3133 and retrofits | 382 | 1769 | Rate Constraint in lbs/MMBtu | FALSE | L | Annual | Allowances Banked | Thousand Tons | 0 | 0 | 0 | 0 | 0 | 0 | 0 | 0
CT Fac. Spec. - SO2 Rate Annual v3.1, Unit 3133 and retrofits | 382 | 1769 | Rate Constraint in lbs/MMBtu | FALSE | L | Annual | Allowances Withdrawn (1:1) | Thousand Tons | 0 | 0 | 0 | 0 | 0 | 0 | 0 | 0
CT Fac. Spec. - SO2 Rate Annual v3.1, Unit 3133 and retrofits | 382 | 1769 | Rate Constraint in lbs/MMBtu | FALSE | L | Annual | Allowances Withdrawn (n:1) | Thousand Tons | 0 | 0 | 0 | 0 | 0 | 0 | 0 | 0
CT Fac. Spec. - SO2 Rate Annual v3.1, Unit 3133 and retrofits | 382 | 1769 | Rate Constraint in lbs/MMBtu | FALSE | L | Annual | Net Emissions Allowance Position | Thousand Tons | 0 | 0 | 0 | 0 | 0 | 0 | 0 | 0
CT Fac. Spec. - SO2 Rate Annual v3.1, Unit 3133 and retrofits | 382 | 1769 | Rate Constraint in lbs/MMBtu | FALSE | L | Annual | Fuel Consumed | TBtu | 11.6792 | 10.6906 | 10.8982 | 5.3703 | 5.4551 | 5.4991 | 6.5227 | 4.4313
CT Fac. Spec. - SO2 Rate Annual v3.1, Unit 3133 and retrofits | 382 | 1769 | Rate Constraint in lbs/MMBtu | FALSE | L | Annual | Rate | lb/MMBtu | 0 | 0 | 0 | 0 | 0 | 0 | 0 | 0
CT Fac. Spec. - SO2 Rate Annual v3.1, Unit 3133 and retrofits | 382 | 1769 | Rate Constraint in lbs/MMBtu | FALSE | L | Annual | Generation | TWh | 1.6443 | 1.5051 | 1.5343 | 0.75606 | 0.76799 | 0.7742 | 0.91831 | 0.62387
CT Fac. Spec. - SO2 Rate Annual v3.1, Unit 3133 and retrofits | 382 | 1769 | Rate Constraint in lbs/MMBtu | FALSE | L | Annual | Qualifying Generation | TWh | 1.6443 | 1.5051 | 1.5343 | 0.75606 | 0.76799 | 0.7742 | 0.91831 | 0.62387
CT Fac. Spec. - SO2 Rate Annual v3.1, Unit 3133 and retrofits | 382 | 1769 | Rate Constraint in lbs/MMBtu | FALSE | L | Annual | Rate | lb/MWh | 0 | 0 | 0 | 0 | 0 | 0 | 0 | 0
CT Fac. Spec. - SO2 Rate Annual v3.1, Unit 3133 and retrofits | 382 | 1769 | Rate Constraint in lbs/MMBtu | FALSE | L | Annual | Constraint Shadow Price | US2016$/Ton | 0 | 0 | 0 | 0 | 0 | 0 | 0 | 0
CT Fac. Spec. - SO2 Rate Annual v3.1, Unit 3136 and retrofits | 383 | 1769 | Rate Constraint in lbs/MMBtu | FALSE | L | Annual | Seasons Included | Seasons | Winter, WintShld, Summer | Winter, WintShld, Summer | Winter, WintShld, Summer | Winter, WintShld, Summer | Winter, WintShld, Summer | Winter, WintShld, Summer | Winter, WintShld, Summer | Winter, WintShld, Summer
CT Fac. Spec. - SO2 Rate Annual v3.1, Unit 3136 and retrofits | 383 | 1769 | Rate Constraint in lbs/MMBtu | FALSE | L | Annual | Standard SO2 | lb/MMBtu | 0.33 | 0.33 | 0.33 | 0.33 | 0.33 | 0.33 | 0.33 | 0.33
CT Fac. Spec. - SO2 Rate Annual v3.1, Unit 3136 and retrofits | 383 | 1769 | Rate Constraint in lbs/MMBtu | FALSE | L | Annual | Emissions at Affected Plants SO2 | Thousand Tons | 0 | 0 | 0 | 0 | 0 | 0 | 0 | 0
CT Fac. Spec. - SO2 Rate Annual v3.1, Unit 3136 and retrofits | 383 | 1769 | Rate Constraint in lbs/MMBtu | FALSE | L | Annual | Allowances Purchased SO2 | Thousand Tons | 0 | 0 | 0 | 0 | 0 | 0 | 0 | 0
CT Fac. Spec. - SO2 Rate Annual v3.1, Unit 3136 and retrofits | 383 | 1769 | Rate Constraint in lbs/MMBtu | FALSE | L | Annual | Allowances Sold SO2 | Thousand Tons | 0 | 0 | 0 | 0 | 0 | 0 | 0 | 0
CT Fac. Spec. - SO2 Rate Annual v3.1, Unit 3136 and retrofits | 383 | 1769 | Rate Constraint in lbs/MMBtu | FALSE | L | Annual | Allowances Banked | Thousand Tons | 0 | 0 | 0 | 0 | 0 | 0 | 0 | 0
CT Fac. Spec. - SO2 Rate Annual v3.1, Unit 3136 and retrofits | 383 | 1769 | Rate Constraint in lbs/MMBtu | FALSE | L | Annual | Allowances Withdrawn (1:1) | Thousand Tons | 0 | 0 | 0 | 0 | 0 | 0 | 0 | 0
CT Fac. Spec. - SO2 Rate Annual v3.1, Unit 3136 and retrofits | 383 | 1769 | Rate Constraint in lbs/MMBtu | FALSE | L | Annual | Allowances Withdrawn (n:1) | Thousand Tons | 0 | 0 | 0 | 0 | 0 | 0 | 0 | 0
CT Fac. Spec. - SO2 Rate Annual v3.1, Unit 3136 and retrofits | 383 | 1769 | Rate Constraint in lbs/MMBtu | FALSE | L | Annual | Net Emissions Allowance Position | Thousand Tons | 0 | 0 | 0 | 0 | 0 | 0 | 0 | 0
CT Fac. Spec. - SO2 Rate Annual v3.1, Unit 3136 and retrofits | 383 | 1769 | Rate Constraint in lbs/MMBtu | FALSE | L | Annual | Fuel Consumed | TBtu | 0.053419 | 0.053419 | 0.053419 | 0.010509 | 0.010509 | 0.053419 | 0.053419 | 0.010509
CT Fac. Spec. - SO2 Rate Annual v3.1, Unit 3136 and retrofits | 383 | 1769 | Rate Constraint in lbs/MMBtu | FALSE | L | Annual | Rate | lb/MMBtu | 0 | 0 | 0 | 0 | 0 | 0 | 0 | 0
CT Fac. Spec. - SO2 Rate Annual v3.1, Unit 3136 and retrofits | 383 | 1769 | Rate Constraint in lbs/MMBtu | FALSE | L | Annual | Generation | TWh | 0.0052177 | 0.0052177 | 0.0052177 | 0.0010264 | 0.0010264 | 0.0052177 | 0.0052177 | 0.0010264
CT Fac. Spec. - SO2 Rate Annual v3.1, Unit 3136 and retrofits | 383 | 1769 | Rate Constraint in lbs/MMBtu | FALSE | L | Annual | Qualifying Generation | TWh | 0.0052177 | 0.0052177 | 0.0052177 | 0.0010264 | 0.0010264 | 0.0052177 | 0.0052177 | 0.0010264
CT Fac. Spec. - SO2 Rate Annual v3.1, Unit 3136 and retrofits | 383 | 1769 | Rate Constraint in lbs/MMBtu | FALSE | L | Annual | Rate | lb/MWh | 0 | 0 | 0 | 0 | 0 | 0 | 0 | 0
CT Fac. Spec. - SO2 Rate Annual v3.1, Unit 3136 and retrofits | 383 | 1769 | Rate Constraint in lbs/MMBtu | FALSE | L | Annual | Constraint Shadow Price | US2016$/Ton | 0 | 0 | 0 | 0 | 0 | 0 | 0 | 0
CT Fac. Spec. - SO2 Rate Annual v3.1, Unit 3138 and retrofits | 384 | 1769 | Rate Constraint in lbs/MMBtu | FALSE | L | Annual | Seasons Included | Seasons | Winter, WintShld, Summer | Winter, WintShld, Summer | Winter, WintShld, Summer | Winter, WintShld, Summer | Winter, WintShld, Summer | Winter, WintShld, Summer | Winter, WintShld, Summer | Winter, WintShld, Summer
CT Fac. Spec. - SO2 Rate Annual v3.1, Unit 3138 and retrofits | 384 | 1769 | Rate Constraint in lbs/MMBtu | FALSE | L | Annual | Standard SO2 | lb/MMBtu | 0.33 | 0.33 | 0.33 | 0.33 | 0.33 | 0.33 | 0.33 | 0.33
CT Fac. Spec. - SO2 Rate Annual v3.1, Unit 3138 and retrofits | 384 | 1769 | Rate Constraint in lbs/MMBtu | FALSE | L | Annual | Emissions at Affected Plants SO2 | Thousand Tons | 0 | 0 | 0 | 0 | 0 | 0 | 0 | 0
CT Fac. Spec. - SO2 Rate Annual v3.1, Unit 3138 and retrofits | 384 | 1769 | Rate Constraint in lbs/MMBtu | FALSE | L | Annual | Allowances Purchased SO2 | Thousand Tons | 0 | 0 | 0 | 0 | 0 | 0 | 0 | 0
CT Fac. Spec. - SO2 Rate Annual v3.1, Unit 3138 and retrofits | 384 | 1769 | Rate Constraint in lbs/MMBtu | FALSE | L | Annual | Allowances Sold SO2 | Thousand Tons | 0 | 0 | 0 | 0 | 0 | 0 | 0 | 0
CT Fac. Spec. - SO2 Rate Annual v3.1, Unit 3138 and retrofits | 384 | 1769 | Rate Constraint in lbs/MMBtu | FALSE | L | Annual | Allowances Banked | Thousand Tons | 0 | 0 | 0 | 0 | 0 | 0 | 0 | 0
CT Fac. Spec. - SO2 Rate Annual v3.1, Unit 3138 and retrofits | 384 | 1769 | Rate Constraint in lbs/MMBtu | FALSE | L | Annual | Allowances Withdrawn (1:1) | Thousand Tons | 0 | 0 | 0 | 0 | 0 | 0 | 0 | 0
CT Fac. Spec. - SO2 Rate Annual v3.1, Unit 3138 and retrofits | 384 | 1769 | Rate Constraint in lbs/MMBtu | FALSE | L | Annual | Allowances Withdrawn (n:1) | Thousand Tons | 0 | 0 | 0 | 0 | 0 | 0 | 0 | 0
CT Fac. Spec. - SO2 Rate Annual v3.1, Unit 3138 and retrofits | 384 | 1769 | Rate Constraint in lbs/MMBtu | FALSE | L | Annual | Net Emissions Allowance Position | Thousand Tons | 0 | 0 | 0 | 0 | 0 | 0 | 0 | 0
CT Fac. Spec. - SO2 Rate Annual v3.1, Unit 3138 and retrofits | 384 | 1769 | Rate Constraint in lbs/MMBtu | FALSE | L | Annual | Fuel Consumed | TBtu | 0.032284 | 0.033975 | 0.03215 | 0.030476 | 0.030442 | 0.030442 | 0.030459 | 0.010135
CT Fac. Spec. - SO2 Rate Annual v3.1, Unit 3138 and retrofits | 384 | 1769 | Rate Constraint in lbs/MMBtu | FALSE | L | Annual | Rate | lb/MMBtu | 0 | 0 | 0 | 0 | 0 | 0 | 0 | 0
CT Fac. Spec. - SO2 Rate Annual v3.1, Unit 3138 and retrofits | 384 | 1769 | Rate Constraint in lbs/MMBtu | FALSE | L | Annual | Generation | TWh | 0.004384 | 0.0046137 | 0.0043658 | 0.0041385 | 0.004134 | 0.004134 | 0.0041362 | 0.0013763
CT Fac. Spec. - SO2 Rate Annual v3.1, Unit 3138 and retrofits | 384 | 1769 | Rate Constraint in lbs/MMBtu | FALSE | L | Annual | Qualifying Generation | TWh | 0.004384 | 0.0046137 | 0.0043658 | 0.0041385 | 0.004134 | 0.004134 | 0.0041362 | 0.0013763
CT Fac. Spec. - SO2 Rate Annual v3.1, Unit 3138 and retrofits | 384 | 1769 | Rate Constraint in lbs/MMBtu | FALSE | L | Annual | Rate | lb/MWh | 0 | 0 | 0 | 0 | 0 | 0 | 0 | 0
CT Fac. Spec. - SO2 Rate Annual v3.1, Unit 3138 and retrofits | 384 | 1769 | Rate Constraint in lbs/MMBtu | FALSE | L | Annual | Constraint Shadow Price | US2016$/Ton | 0 | 0 | 0 | 0 | 0 | 0 | 0 | 0
CT Fac. Spec. - SO2 Rate Annual v3.1, Unit 3139 and retrofits | 385 | 1769 | Rate Constraint in lbs/MMBtu | FALSE | L | Annual | Seasons Included | Seasons | Winter, WintShld, Summer | Winter, WintShld, Summer | Winter, WintShld, Summer | Winter, WintShld, Summer | Winter, WintShld, Summer | Winter, WintShld, Summer | Winter, WintShld, Summer | Winter, WintShld, Summer
CT Fac. Spec. - SO2 Rate Annual v3.1, Unit 3139 and retrofits | 385 | 1769 | Rate Constraint in lbs/MMBtu | FALSE | L | Annual | Standard SO2 | lb/MMBtu | 0.33 | 0.33 | 0.33 | 0.33 | 0.33 | 0.33 | 0.33 | 0.33
CT Fac. Spec. - SO2 Rate Annual v3.1, Unit 3139 and retrofits | 385 | 1769 | Rate Constraint in lbs/MMBtu | FALSE | L | Annual | Emissions at Affected Plants SO2 | Thousand Tons | 0 | 0 | 0 | 0 | 0 | 0 | 0 | 0
CT Fac. Spec. - SO2 Rate Annual v3.1, Unit 3139 and retrofits | 385 | 1769 | Rate Constraint in lbs/MMBtu | FALSE | L | Annual | Allowances Purchased SO2 | Thousand Tons | 0 | 0 | 0 | 0 | 0 | 0 | 0 | 0
CT Fac. Spec. - SO2 Rate Annual v3.1, Unit 3139 and retrofits | 385 | 1769 | Rate Constraint in lbs/MMBtu | FALSE | L | Annual | Allowances Sold SO2 | Thousand Tons | 0 | 0 | 0 | 0 | 0 | 0 | 0 | 0
CT Fac. Spec. - SO2 Rate Annual v3.1, Unit 3139 and retrofits | 385 | 1769 | Rate Constraint in lbs/MMBtu | FALSE | L | Annual | Allowances Banked | Thousand Tons | 0 | 0 | 0 | 0 | 0 | 0 | 0 | 0
CT Fac. Spec. - SO2 Rate Annual v3.1, Unit 3139 and retrofits | 385 | 1769 | Rate Constraint in lbs/MMBtu | FALSE | L | Annual | Allowances Withdrawn (1:1) | Thousand Tons | 0 | 0 | 0 | 0 | 0 | 0 | 0 | 0
CT Fac. Spec. - SO2 Rate Annual v3.1, Unit 3139 and retrofits | 385 | 1769 | Rate Constraint in lbs/MMBtu | FALSE | L | Annual | Allowances Withdrawn (n:1) | Thousand Tons | 0 | 0 | 0 | 0 | 0 | 0 | 0 | 0
CT Fac. Spec. - SO2 Rate Annual v3.1, Unit 3139 and retrofits | 385 | 1769 | Rate Constraint in lbs/MMBtu | FALSE | L | Annual | Net Emissions Allowance Position | Thousand Tons | 0 | 0 | 0 | 0 | 0 | 0 | 0 | 0
CT Fac. Spec. - SO2 Rate Annual v3.1, Unit 3139 and retrofits | 385 | 1769 | Rate Constraint in lbs/MMBtu | FALSE | L | Annual | Fuel Consumed | TBtu | 0 | 0 | 0 | 0 | 0 | 0 | 0 | 0
CT Fac. Spec. - SO2 Rate Annual v3.1, Unit 3139 and retrofits | 385 | 1769 | Rate Constraint in lbs/MMBtu | FALSE | L | Annual | Rate | lb/MMBtu | 0 | 0 | 0 | 0 | 0 | 0 | 0 | 0
CT Fac. Spec. - SO2 Rate Annual v3.1, Unit 3139 and retrofits | 385 | 1769 | Rate Constraint in lbs/MMBtu | FALSE | L | Annual | Generation | TWh | 0 | 0 | 0 | 0 | 0 | 0 | 0 | 0
CT Fac. Spec. - SO2 Rate Annual v3.1, Unit 3139 and retrofits | 385 | 1769 | Rate Constraint in lbs/MMBtu | FALSE | L | Annual | Qualifying Generation | TWh | 0 | 0 | 0 | 0 | 0 | 0 | 0 | 0
CT Fac. Spec. - SO2 Rate Annual v3.1, Unit 3139 and retrofits | 385 | 1769 | Rate Constraint in lbs/MMBtu | FALSE | L | Annual | Rate | lb/MWh | 0 | 0 | 0 | 0 | 0 | 0 | 0 | 0
CT Fac. Spec. - SO2 Rate Annual v3.1, Unit 3139 and retrofits | 385 | 1769 | Rate Constraint in lbs/MMBtu | FALSE | L | Annual | Constraint Shadow Price | US2016$/Ton | 0 | 0 | 0 | 0 | 0 | 0 | 0 | 0
CT Fac. Spec. - SO2 Rate Annual v3.1, Unit 3140 and retrofits | 386 | 1769 | Rate Constraint in lbs/MMBtu | FALSE | L | Annual | Seasons Included | Seasons | Winter, WintShld, Summer | Winter, WintShld, Summer | Winter, WintShld, Summer | Winter, WintShld, Summer | Winter, WintShld, Summer | Winter, WintShld, Summer | Winter, WintShld, Summer | Winter, WintShld, Summer
CT Fac. Spec. - SO2 Rate Annual v3.1, Unit 3140 and retrofits | 386 | 1769 | Rate Constraint in lbs/MMBtu | FALSE | L | Annual | Standard SO2 | lb/MMBtu | 0.33 | 0.33 | 0.33 | 0.33 | 0.33 | 0.33 | 0.33 | 0.33
CT Fac. Spec. - SO2 Rate Annual v3.1, Unit 3140 and retrofits | 386 | 1769 | Rate Constraint in lbs/MMBtu | FALSE | L | Annual | Emissions at Affected Plants SO2 | Thousand Tons | 0 | 0 | 0 | 0 | 0 | 0 | 0 | 0
CT Fac. Spec. - SO2 Rate Annual v3.1, Unit 3140 and retrofits | 386 | 1769 | Rate Constraint in lbs/MMBtu | FALSE | L | Annual | Allowances Purchased SO2 | Thousand Tons | 0 | 0 | 0 | 0 | 0 | 0 | 0 | 0
CT Fac. Spec. - SO2 Rate Annual v3.1, Unit 3140 and retrofits | 386 | 1769 | Rate Constraint in lbs/MMBtu | FALSE | L | Annual | Allowances Sold SO2 | Thousand Tons | 0 | 0 | 0 | 0 | 0 | 0 | 0 | 0
CT Fac. Spec. - SO2 Rate Annual v3.1, Unit 3140 and retrofits | 386 | 1769 | Rate Constraint in lbs/MMBtu | FALSE | L | Annual | Allowances Banked | Thousand Tons | 0 | 0 | 0 | 0 | 0 | 0 | 0 | 0
CT Fac. Spec. - SO2 Rate Annual v3.1, Unit 3140 and retrofits | 386 | 1769 | Rate Constraint in lbs/MMBtu | FALSE | L | Annual | Allowances Withdrawn (1:1) | Thousand Tons | 0 | 0 | 0 | 0 | 0 | 0 | 0 | 0
CT Fac. Spec. - SO2 Rate Annual v3.1, Unit 3140 and retrofits | 386 | 1769 | Rate Constraint in lbs/MMBtu | FALSE | L | Annual | Allowances Withdrawn (n:1) | Thousand Tons | 0 | 0 | 0 | 0 | 0 | 0 | 0 | 0
CT Fac. Spec. - SO2 Rate Annual v3.1, Unit 3140 and retrofits | 386 | 1769 | Rate Constraint in lbs/MMBtu | FALSE | L | Annual | Net Emissions Allowance Position | Thousand Tons | 0 | 0 | 0 | 0 | 0 | 0 | 0 | 0
CT Fac. Spec. - SO2 Rate Annual v3.1, Unit 3140 and retrofits | 386 | 1769 | Rate Constraint in lbs/MMBtu | FALSE | L | Annual | Fuel Consumed | TBtu | 3.4019 | 3.4349 | 3.2121 | 3.2351 | 3.0415 | 3.0415 | 3.0432 | 1.0126
CT Fac. Spec. - SO2 Rate Annual v3.1, Unit 3140 and retrofits | 386 | 1769 | Rate Constraint in lbs/MMBtu | FALSE | L | Annual | Rate | lb/MMBtu | 0 | 0 | 0 | 0 | 0 | 0 | 0 | 0
CT Fac. Spec. - SO2 Rate Annual v3.1, Unit 3140 and retrofits | 386 | 1769 | Rate Constraint in lbs/MMBtu | FALSE | L | Annual | Generation | TWh | 0.46209 | 0.46658 | 0.43631 | 0.43944 | 0.41314 | 0.41314 | 0.41336 | 0.13755
CT Fac. Spec. - SO2 Rate Annual v3.1, Unit 3140 and retrofits | 386 | 1769 | Rate Constraint in lbs/MMBtu | FALSE | L | Annual | Qualifying Generation | TWh | 0.46209 | 0.46658 | 0.43631 | 0.43944 | 0.41314 | 0.41314 | 0.41336 | 0.13755
CT Fac. Spec. - SO2 Rate Annual v3.1, Unit 3140 and retrofits | 386 | 1769 | Rate Constraint in lbs/MMBtu | FALSE | L | Annual | Rate | lb/MWh | 0 | 0 | 0 | 0 | 0 | 0 | 0 | 0
CT Fac. Spec. - SO2 Rate Annual v3.1, Unit 3140 and retrofits | 386 | 1769 | Rate Constraint in lbs/MMBtu | FALSE | L | Annual | Constraint Shadow Price | US2016$/Ton | 0 | 0 | 0 | 0 | 0 | 0 | 0 | 0
CT Fac. Spec. - SO2 Rate Annual v3.1, Unit 3141 and retrofits | 387 | 1769 | Rate Constraint in lbs/MMBtu | FALSE | L | Annual | Seasons Included | Seasons | Winter, WintShld, Summer | Winter, WintShld, Summer | Winter, WintShld, Summer | Winter, WintShld, Summer | Winter, WintShld, Summer | Winter, WintShld, Summer | Winter, WintShld, Summer | Winter, WintShld, Summer
CT Fac. Spec. - SO2 Rate Annual v3.1, Unit 3141 and retrofits | 387 | 1769 | Rate Constraint in lbs/MMBtu | FALSE | L | Annual | Standard SO2 | lb/MMBtu | 0.33 | 0.33 | 0.33 | 0.33 | 0.33 | 0.33 | 0.33 | 0.33
CT Fac. Spec. - SO2 Rate Annual v3.1, Unit 3141 and retrofits | 387 | 1769 | Rate Constraint in lbs/MMBtu | FALSE | L | Annual | Emissions at Affected Plants SO2 | Thousand Tons | 0 | 0 | 0 | 0 | 0 | 0 | 0 | 0
CT Fac. Spec. - SO2 Rate Annual v3.1, Unit 3141 and retrofits | 387 | 1769 | Rate Constraint in lbs/MMBtu | FALSE | L | Annual | Allowances Purchased SO2 | Thousand Tons | 0 | 0 | 0 | 0 | 0 | 0 | 0 | 0
CT Fac. Spec. - SO2 Rate Annual v3.1, Unit 3141 and retrofits | 387 | 1769 | Rate Constraint in lbs/MMBtu | FALSE | L | Annual | Allowances Sold SO2 | Thousand Tons | 0 | 0 | 0 | 0 | 0 | 0 | 0 | 0
CT Fac. Spec. - SO2 Rate Annual v3.1, Unit 3141 and retrofits | 387 | 1769 | Rate Constraint in lbs/MMBtu | FALSE | L | Annual | Allowances Banked | Thousand Tons | 0 | 0 | 0 | 0 | 0 | 0 | 0 | 0
CT Fac. Spec. - SO2 Rate Annual v3.1, Unit 3141 and retrofits | 387 | 1769 | Rate Constraint in lbs/MMBtu | FALSE | L | Annual | Allowances Withdrawn (1:1) | Thousand Tons | 0 | 0 | 0 | 0 | 0 | 0 | 0 | 0
CT Fac. Spec. - SO2 Rate Annual v3.1, Unit 3141 and retrofits | 387 | 1769 | Rate Constraint in lbs/MMBtu | FALSE | L | Annual | Allowances Withdrawn (n:1) | Thousand Tons | 0 | 0 | 0 | 0 | 0 | 0 | 0 | 0
CT Fac. Spec. - SO2 Rate Annual v3.1, Unit 3141 and retrofits | 387 | 1769 | Rate Constraint in lbs/MMBtu | FALSE | L | Annual | Net Emissions Allowance Position | Thousand Tons | 0 | 0 | 0 | 0 | 0 | 0 | 0 | 0
CT Fac. Spec. - SO2 Rate Annual v3.1, Unit 3141 and retrofits | 387 | 1769 | Rate Constraint in lbs/MMBtu | FALSE | L | Annual | Fuel Consumed | TBtu | 2.9365 | 3.1558 | 2.9866 | 2.9028 | 0.96644 | 0.96644 | 0.96697 | 0.96644
CT Fac. Spec. - SO2 Rate Annual v3.1, Unit 3141 and retrofits | 387 | 1769 | Rate Constraint in lbs/MMBtu | FALSE | L | Annual | Rate | lb/MMBtu | 0 | 0 | 0 | 0 | 0 | 0 | 0 | 0
CT Fac. Spec. - SO2 Rate Annual v3.1, Unit 3141 and retrofits | 387 | 1769 | Rate Constraint in lbs/MMBtu | FALSE | L | Annual | Generation | TWh | 0.39596 | 0.42554 | 0.40272 | 0.39143 | 0.13032 | 0.13032 | 0.13039 | 0.13032
CT Fac. Spec. - SO2 Rate Annual v3.1, Unit 3141 and retrofits | 387 | 1769 | Rate Constraint in lbs/MMBtu | FALSE | L | Annual | Qualifying Generation | TWh | 0.39596 | 0.42554 | 0.40272 | 0.39143 | 0.13032 | 0.13032 | 0.13039 | 0.13032
CT Fac. Spec. - SO2 Rate Annual v3.1, Unit 3141 and retrofits | 387 | 1769 | Rate Constraint in lbs/MMBtu | FALSE | L | Annual | Rate | lb/MWh | 0 | 0 | 0 | 0 | 0 | 0 | 0 | 0
CT Fac. Spec. - SO2 Rate Annual v3.1, Unit 3141 and retrofits | 387 | 1769 | Rate Constraint in lbs/MMBtu | FALSE | L | Annual | Constraint Shadow Price | US2016$/Ton | 0 | 0 | 0 | 0 | 0 | 0 | 0 | 0
CT Fac. Spec. - SO2 Rate Annual v3.1, Unit 3142 and retrofits | 388 | 1769 | Rate Constraint in lbs/MMBtu | FALSE | L | Annual | Seasons Included | Seasons | Winter, WintShld, Summer | Winter, WintShld, Summer | Winter, WintShld, Summer | Winter, WintShld, Summer | Winter, WintShld, Summer | Winter, WintShld, Summer | Winter, WintShld, Summer | Winter, WintShld, Summer
CT Fac. Spec. - SO2 Rate Annual v3.1, Unit 3142 and retrofits | 388 | 1769 | Rate Constraint in lbs/MMBtu | FALSE | L | Annual | Standard SO2 | lb/MMBtu | 0.33 | 0.33 | 0.33 | 0.33 | 0.33 | 0.33 | 0.33 | 0.33
CT Fac. Spec. - SO2 Rate Annual v3.1, Unit 3142 and retrofits | 388 | 1769 | Rate Constraint in lbs/MMBtu | FALSE | L | Annual | Emissions at Affected Plants SO2 | Thousand Tons | 0 | 0 | 0 | 0 | 0 | 0 | 0 | 0
CT Fac. Spec. - SO2 Rate Annual v3.1, Unit 3142 and retrofits | 388 | 1769 | Rate Constraint in lbs/MMBtu | FALSE | L | Annual | Allowances Purchased SO2 | Thousand Tons | 0 | 0 | 0 | 0 | 0 | 0 | 0 | 0
CT Fac. Spec. - SO2 Rate Annual v3.1, Unit 3142 and retrofits | 388 | 1769 | Rate Constraint in lbs/MMBtu | FALSE | L | Annual | Allowances Sold SO2 | Thousand Tons | 0 | 0 | 0 | 0 | 0 | 0 | 0 | 0
CT Fac. Spec. - SO2 Rate Annual v3.1, Unit 3142 and retrofits | 388 | 1769 | Rate Constraint in lbs/MMBtu | FALSE | L | Annual | Allowances Banked | Thousand Tons | 0 | 0 | 0 | 0 | 0 | 0 | 0 | 0
CT Fac. Spec. - SO2 Rate Annual v3.1, Unit 3142 and retrofits | 388 | 1769 | Rate Constraint in lbs/MMBtu | FALSE | L | Annual | Allowances Withdrawn (1:1) | Thousand Tons | 0 | 0 | 0 | 0 | 0 | 0 | 0 | 0
CT Fac. Spec. - SO2 Rate Annual v3.1, Unit 3142 and retrofits | 388 | 1769 | Rate Constraint in lbs/MMBtu | FALSE | L | Annual | Allowances Withdrawn (n:1) | Thousand Tons | 0 | 0 | 0 | 0 | 0 | 0 | 0 | 0
CT Fac. Spec. - SO2 Rate Annual v3.1, Unit 3142 and retrofits | 388 | 1769 | Rate Constraint in lbs/MMBtu | FALSE | L | Annual | Net Emissions Allowance Position | Thousand Tons | 0 | 0 | 0 | 0 | 0 | 0 | 0 | 0
CT Fac. Spec. - SO2 Rate Annual v3.1, Unit 3142 and retrofits | 388 | 1769 | Rate Constraint in lbs/MMBtu | FALSE | L | Annual | Fuel Consumed | TBtu | 3.0357 | 3.2697 | 3.0941 | 2.9321 | 1.0532 | 0.9754 | 0.97701 | 0.9754
CT Fac. Spec. - SO2 Rate Annual v3.1, Unit 3142 and retrofits | 388 | 1769 | Rate Constraint in lbs/MMBtu | FALSE | L | Annual | Rate | lb/MMBtu | 0 | 0 | 0 | 0 | 0 | 0 | 0 | 0
CT Fac. Spec. - SO2 Rate Annual v3.1, Unit 3142 and retrofits | 388 | 1769 | Rate Constraint in lbs/MMBtu | FALSE | L | Annual | Generation | TWh | 0.40956 | 0.44114 | 0.41744 | 0.39559 | 0.1421 | 0.1316 | 0.13181 | 0.1316
CT Fac. Spec. - SO2 Rate Annual v3.1, Unit 3142 and retrofits | 388 | 1769 | Rate Constraint in lbs/MMBtu | FALSE | L | Annual | Qualifying Generation | TWh | 0.40956 | 0.44114 | 0.41744 | 0.39559 | 0.1421 | 0.1316 | 0.13181 | 0.1316
CT Fac. Spec. - SO2 Rate Annual v3.1, Unit 3142 and retrofits | 388 | 1769 | Rate Constraint in lbs/MMBtu | FALSE | L | Annual | Rate | lb/MWh | 0 | 0 | 0 | 0 | 0 | 0 | 0 | 0
CT Fac. Spec. - SO2 Rate Annual v3.1, Unit 3142 and retrofits | 388 | 1769 | Rate Constraint in lbs/MMBtu | FALSE | L | Annual | Constraint Shadow Price | US2016$/Ton | 0 | 0 | 0 | 0 | 0 | 0 | 0 | 0
CT Fac. Spec. - SO2 Rate Annual v3.1, Unit 3144 and retrofits | 389 | 1769 | Rate Constraint in lbs/MMBtu | FALSE | L | Annual | Seasons Included | Seasons | Winter, WintShld, Summer | Winter, WintShld, Summer | Winter, WintShld, Summer | Winter, WintShld, Summer | Winter, WintShld, Summer | Winter, WintShld, Summer | Winter, WintShld, Summer | Winter, WintShld, Summer
CT Fac. Spec. - SO2 Rate Annual v3.1, Unit 3144 and retrofits | 389 | 1769 | Rate Constraint in lbs/MMBtu | FALSE | L | Annual | Standard SO2 | lb/MMBtu | 0.33 | 0.33 | 0.33 | 0.33 | 0.33 | 0.33 | 0.33 | 0.33
CT Fac. Spec. - SO2 Rate Annual v3.1, Unit 3144 and retrofits | 389 | 1769 | Rate Constraint in lbs/MMBtu | FALSE | L | Annual | Emissions at Affected Plants SO2 | Thousand Tons | 0 | 0 | 0 | 0 | 0 | 0 | 0 | 0
CT Fac. Spec. - SO2 Rate Annual v3.1, Unit 3144 and retrofits | 389 | 1769 | Rate Constraint in lbs/MMBtu | FALSE | L | Annual | Allowances Purchased SO2 | Thousand Tons | 0 | 0 | 0 | 0 | 0 | 0 | 0 | 0
CT Fac. Spec. - SO2 Rate Annual v3.1, Unit 3144 and retrofits | 389 | 1769 | Rate Constraint in lbs/MMBtu | FALSE | L | Annual | Allowances Sold SO2 | Thousand Tons | 0 | 0 | 0 | 0 | 0 | 0 | 0 | 0
CT Fac. Spec. - SO2 Rate Annual v3.1, Unit 3144 and retrofits | 389 | 1769 | Rate Constraint in lbs/MMBtu | FALSE | L | Annual | Allowances Banked | Thousand Tons | 0 | 0 | 0 | 0 | 0 | 0 | 0 | 0
CT Fac. Spec. - SO2 Rate Annual v3.1, Unit 3144 and retrofits | 389 | 1769 | Rate Constraint in lbs/MMBtu | FALSE | L | Annual | Allowances Withdrawn (1:1) | Thousand Tons | 0 | 0 | 0 | 0 | 0 | 0 | 0 | 0
CT Fac. Spec. - SO2 Rate Annual v3.1, Unit 3144 and retrofits | 389 | 1769 | Rate Constraint in lbs/MMBtu | FALSE | L | Annual | Allowances Withdrawn (n:1) | Thousand Tons | 0 | 0 | 0 | 0 | 0 | 0 | 0 | 0
CT Fac. Spec. - SO2 Rate Annual v3.1, Unit 3144 and retrofits | 389 | 1769 | Rate Constraint in lbs/MMBtu | FALSE | L | Annual | Net Emissions Allowance Position | Thousand Tons | 0 | 0 | 0 | 0 | 0 | 0 | 0 | 0
CT Fac. Spec. - SO2 Rate Annual v3.1, Unit 3144 and retrofits | 389 | 1769 | Rate Constraint in lbs/MMBtu | FALSE | L | Annual | Fuel Consumed | TBtu | 0.57908 | 0.59323 | 0.46474 | 0.36256 | 0.12077 | 0.57051 | 1.1467 | 0.70197
CT Fac. Spec. - SO2 Rate Annual v3.1, Unit 3144 and retrofits | 389 | 1769 | Rate Constraint in lbs/MMBtu | FALSE | L | Annual | Rate | lb/MMBtu | 0 | 0 | 0 | 0 | 0 | 0 | 0 | 0
CT Fac. Spec. - SO2 Rate Annual v3.1, Unit 3144 and retrofits | 389 | 1769 | Rate Constraint in lbs/MMBtu | FALSE | L | Annual | Generation | TWh | 0.082631 | 0.084651 | 0.066316 | 0.051736 | 0.017234 | 0.081409 | 0.16363 | 0.10017
CT Fac. Spec. - SO2 Rate Annual v3.1, Unit 3144 and retrofits | 389 | 1769 | Rate Constraint in lbs/MMBtu | FALSE | L | Annual | Qualifying Generation | TWh | 0.082631 | 0.084651 | 0.066316 | 0.051736 | 0.017234 | 0.081409 | 0.16363 | 0.10017
CT Fac. Spec. - SO2 Rate Annual v3.1, Unit 3144 and retrofits | 389 | 1769 | Rate Constraint in lbs/MMBtu | FALSE | L | Annual | Rate | lb/MWh | 0 | 0 | 0 | 0 | 0 | 0 | 0 | 0
CT Fac. Spec. - SO2 Rate Annual v3.1, Unit 3144 and retrofits | 389 | 1769 | Rate Constraint in lbs/MMBtu | FALSE | L | Annual | Constraint Shadow Price | US2016$/Ton | 0 | 0 | 0 | 0 | 0 | 0 | 0 | 0
CT Fac. Spec. - SO2 Rate Annual v3.1, Unit 3145 and retrofits | 390 | 1769 | Rate Constraint in lbs/MMBtu | FALSE | L | Annual | Seasons Included | Seasons | Winter, WintShld, Summer | Winter, WintShld, Summer | Winter, WintShld, Summer | Winter, WintShld, Summer | Winter, WintShld, Summer | Winter, WintShld, Summer | Winter, WintShld, Summer | Winter, WintShld, Summer
CT Fac. Spec. - SO2 Rate Annual v3.1, Unit 3145 and retrofits | 390 | 1769 | Rate Constraint in lbs/MMBtu | FALSE | L | Annual | Standard SO2 | lb/MMBtu | 0.33 | 0.33 | 0.33 | 0.33 | 0.33 | 0.33 | 0.33 | 0.33
CT Fac. Spec. - SO2 Rate Annual v3.1, Unit 3145 and retrofits | 390 | 1769 | Rate Constraint in lbs/MMBtu | FALSE | L | Annual | Emissions at Affected Plants SO2 | Thousand Tons | 0 | 0 | 0 | 0 | 0 | 0 | 0 | 0
CT Fac. Spec. - SO2 Rate Annual v3.1, Unit 3145 and retrofits | 390 | 1769 | Rate Constraint in lbs/MMBtu | FALSE | L | Annual | Allowances Purchased SO2 | Thousand Tons | 0 | 0 | 0 | 0 | 0 | 0 | 0 | 0
CT Fac. Spec. - SO2 Rate Annual v3.1, Unit 3145 and retrofits | 390 | 1769 | Rate Constraint in lbs/MMBtu | FALSE | L | Annual | Allowances Sold SO2 | Thousand Tons | 0 | 0 | 0 | 0 | 0 | 0 | 0 | 0
CT Fac. Spec. - SO2 Rate Annual v3.1, Unit 3145 and retrofits | 390 | 1769 | Rate Constraint in lbs/MMBtu | FALSE | L | Annual | Allowances Banked | Thousand Tons | 0 | 0 | 0 | 0 | 0 | 0 | 0 | 0
CT Fac. Spec. - SO2 Rate Annual v3.1, Unit 3145 and retrofits | 390 | 1769 | Rate Constraint in lbs/MMBtu | FALSE | L | Annual | Allowances Withdrawn (1:1) | Thousand Tons | 0 | 0 | 0 | 0 | 0 | 0 | 0 | 0
CT Fac. Spec. - SO2 Rate Annual v3.1, Unit 3145 and retrofits | 390 | 1769 | Rate Constraint in lbs/MMBtu | FALSE | L | Annual | Allowances Withdrawn (n:1) | Thousand Tons | 0 | 0 | 0 | 0 | 0 | 0 | 0 | 0
CT Fac. Spec. - SO2 Rate Annual v3.1, Unit 3145 and retrofits | 390 | 1769 | Rate Constraint in lbs/MMBtu | FALSE | L | Annual | Net Emissions Allowance Position | Thousand Tons | 0 | 0 | 0 | 0 | 0 | 0 | 0 | 0
CT Fac. Spec. - SO2 Rate Annual v3.1, Unit 3145 and retrofits | 390 | 1769 | Rate Constraint in lbs/MMBtu | FALSE | L | Annual | Fuel Consumed | TBtu | 10.8238 | 10.8238 | 10.8238 | 10.2453 | 9.3869 | 9.5381 | 10.02 | 8.8831
CT Fac. Spec. - SO2 Rate Annual v3.1, Unit 3145 and retrofits | 390 | 1769 | Rate Constraint in lbs/MMBtu | FALSE | L | Annual | Rate | lb/MMBtu | 0 | 0 | 0 | 0 | 0 | 0 | 0 | 0
CT Fac. Spec. - SO2 Rate Annual v3.1, Unit 3145 and retrofits | 390 | 1769 | Rate Constraint in lbs/MMBtu | FALSE | L | Annual | Generation | TWh | 1.7318 | 1.7318 | 1.7318 | 1.6392 | 1.5019 | 1.5261 | 1.6032 | 1.4213
CT Fac. Spec. - SO2 Rate Annual v3.1, Unit 3145 and retrofits | 390 | 1769 | Rate Constraint in lbs/MMBtu | FALSE | L | Annual | Qualifying Generation | TWh | 1.7318 | 1.7318 | 1.7318 | 1.6392 | 1.5019 | 1.5261 | 1.6032 | 1.4213
CT Fac. Spec. - SO2 Rate Annual v3.1, Unit 3145 and retrofits | 390 | 1769 | Rate Constraint in lbs/MMBtu | FALSE | L | Annual | Rate | lb/MWh | 0 | 0 | 0 | 0 | 0 | 0 | 0 | 0
CT Fac. Spec. - SO2 Rate Annual v3.1, Unit 3145 and retrofits | 390 | 1769 | Rate Constraint in lbs/MMBtu | FALSE | L | Annual | Constraint Shadow Price | US2016$/Ton | 0 | 0 | 0 | 0 | 0 | 0 | 0 | 0
CT Fac. Spec. - SO2 Rate Annual v3.1, Unit 3146 and retrofits | 391 | 1769 | Rate Constraint in lbs/MMBtu | FALSE | L | Annual | Seasons Included | Seasons | Winter, WintShld, Summer | Winter, WintShld, Summer | Winter, WintShld, Summer | Winter, WintShld, Summer | Winter, WintShld, Summer | Winter, WintShld, Summer | Winter, WintShld, Summer | Winter, WintShld, Summer
CT Fac. Spec. - SO2 Rate Annual v3.1, Unit 3146 and retrofits | 391 | 1769 | Rate Constraint in lbs/MMBtu | FALSE | L | Annual | Standard SO2 | lb/MMBtu | 0.33 | 0.33 | 0.33 | 0.33 | 0.33 | 0.33 | 0.33 | 0.33
CT Fac. Spec. - SO2 Rate Annual v3.1, Unit 3146 and retrofits | 391 | 1769 | Rate Constraint in lbs/MMBtu | FALSE | L | Annual | Emissions at Affected Plants SO2 | Thousand Tons | 0 | 0 | 0 | 0 | 0 | 0 | 0 | 0
CT Fac. Spec. - SO2 Rate Annual v3.1, Unit 3146 and retrofits | 391 | 1769 | Rate Constraint in lbs/MMBtu | FALSE | L | Annual | Allowances Purchased SO2 | Thousand Tons | 0 | 0 | 0 | 0 | 0 | 0 | 0 | 0
CT Fac. Spec. - SO2 Rate Annual v3.1, Unit 3146 and retrofits | 391 | 1769 | Rate Constraint in lbs/MMBtu | FALSE | L | Annual | Allowances Sold SO2 | Thousand Tons | 0 | 0 | 0 | 0 | 0 | 0 | 0 | 0
CT Fac. Spec. - SO2 Rate Annual v3.1, Unit 3146 and retrofits | 391 | 1769 | Rate Constraint in lbs/MMBtu | FALSE | L | Annual | Allowances Banked | Thousand Tons | 0 | 0 | 0 | 0 | 0 | 0 | 0 | 0
CT Fac. Spec. - SO2 Rate Annual v3.1, Unit 3146 and retrofits | 391 | 1769 | Rate Constraint in lbs/MMBtu | FALSE | L | Annual | Allowances Withdrawn (1:1) | Thousand Tons | 0 | 0 | 0 | 0 | 0 | 0 | 0 | 0
CT Fac. Spec. - SO2 Rate Annual v3.1, Unit 3146 and retrofits | 391 | 1769 | Rate Constraint in lbs/MMBtu | FALSE | L | Annual | Allowances Withdrawn (n:1) | Thousand Tons | 0 | 0 | 0 | 0 | 0 | 0 | 0 | 0
CT Fac. Spec. - SO2 Rate Annual v3.1, Unit 3146 and retrofits | 391 | 1769 | Rate Constraint in lbs/MMBtu | FALSE | L | Annual | Net Emissions Allowance Position | Thousand Tons | 0 | 0 | 0 | 0 | 0 | 0 | 0 | 0
CT Fac. Spec. - SO2 Rate Annual v3.1, Unit 3146 and retrofits | 391 | 1769 | Rate Constraint in lbs/MMBtu | FALSE | L | Annual | Fuel Consumed | TBtu | 10.8238 | 10.8238 | 10.2453 | 10.2442 | 9.3869 | 9.3869 | 9.3869 | 8.8831
CT Fac. Spec. - SO2 Rate Annual v3.1, Unit 3146 and retrofits | 391 | 1769 | Rate Constraint in lbs/MMBtu | FALSE | L | Annual | Rate | lb/MMBtu | 0 | 0 | 0 | 0 | 0 | 0 | 0 | 0
CT Fac. Spec. - SO2 Rate Annual v3.1, Unit 3146 and retrofits | 391 | 1769 | Rate Constraint in lbs/MMBtu | FALSE | L | Annual | Generation | TWh | 1.7318 | 1.7318 | 1.6392 | 1.6391 | 1.5019 | 1.5019 | 1.5019 | 1.4213
CT Fac. Spec. - SO2 Rate Annual v3.1, Unit 3146 and retrofits | 391 | 1769 | Rate Constraint in lbs/MMBtu | FALSE | L | Annual | Qualifying Generation | TWh | 1.7318 | 1.7318 | 1.6392 | 1.6391 | 1.5019 | 1.5019 | 1.5019 | 1.4213
CT Fac. Spec. - SO2 Rate Annual v3.1, Unit 3146 and retrofits | 391 | 1769 | Rate Constraint in lbs/MMBtu | FALSE | L | Annual | Rate | lb/MWh | 0 | 0 | 0 | 0 | 0 | 0 | 0 | 0
CT Fac. Spec. - SO2 Rate Annual v3.1, Unit 3146 and retrofits | 391 | 1769 | Rate Constraint in lbs/MMBtu | FALSE | L | Annual | Constraint Shadow Price | US2016$/Ton | 0 | 0 | 0 | 0 | 0 | 0 | 0 | 0
CT Fac. Spec. - SO2 Rate Annual v3.1, Unit 3147 and retrofits | 392 | 1769 | Rate Constraint in lbs/MMBtu | FALSE | L | Annual | Seasons Included | Seasons | Winter, WintShld, Summer | Winter, WintShld, Summer | Winter, WintShld, Summer | Winter, WintShld, Summer | Winter, WintShld, Summer | Winter, WintShld, Summer | Winter, WintShld, Summer | Winter, WintShld, Summer
CT Fac. Spec. - SO2 Rate Annual v3.1, Unit 3147 and retrofits | 392 | 1769 | Rate Constraint in lbs/MMBtu | FALSE | L | Annual | Standard SO2 | lb/MMBtu | 0.33 | 0.33 | 0.33 | 0.33 | 0.33 | 0.33 | 0.33 | 0.33
CT Fac. Spec. - SO2 Rate Annual v3.1, Unit 3147 and retrofits | 392 | 1769 | Rate Constraint in lbs/MMBtu | FALSE | L | Annual | Emissions at Affected Plants SO2 | Thousand Tons | 0 | 0 | 0 | 0 | 0 | 0 | 0 | 0
CT Fac. Spec. - SO2 Rate Annual v3.1, Unit 3147 and retrofits | 392 | 1769 | Rate Constraint in lbs/MMBtu | FALSE | L | Annual | Allowances Purchased SO2 | Thousand Tons | 0 | 0 | 0 | 0 | 0 | 0 | 0 | 0
CT Fac. Spec. - SO2 Rate Annual v3.1, Unit 3147 and retrofits | 392 | 1769 | Rate Constraint in lbs/MMBtu | FALSE | L | Annual | Allowances Sold SO2 | Thousand Tons | 0 | 0 | 0 | 0 | 0 | 0 | 0 | 0
CT Fac. Spec. - SO2 Rate Annual v3.1, Unit 3147 and retrofits | 392 | 1769 | Rate Constraint in lbs/MMBtu | FALSE | L | Annual | Allowances Banked | Thousand Tons | 0 | 0 | 0 | 0 | 0 | 0 | 0 | 0
CT Fac. Spec. - SO2 Rate Annual v3.1, Unit 3147 and retrofits | 392 | 1769 | Rate Constraint in lbs/MMBtu | FALSE | L | Annual | Allowances Withdrawn (1:1) | Thousand Tons | 0 | 0 | 0 | 0 | 0 | 0 | 0 | 0
CT Fac. Spec. - SO2 Rate Annual v3.1, Unit 3147 and retrofits | 392 | 1769 | Rate Constraint in lbs/MMBtu | FALSE | L | Annual | Allowances Withdrawn (n:1) | Thousand Tons | 0 | 0 | 0 | 0 | 0 | 0 | 0 | 0
CT Fac. Spec. - SO2 Rate Annual v3.1, Unit 3147 and retrofits | 392 | 1769 | Rate Constraint in lbs/MMBtu | FALSE | L | Annual | Net Emissions Allowance Position | Thousand Tons | 0 | 0 | 0 | 0 | 0 | 0 | 0 | 0
CT Fac. Spec. - SO2 Rate Annual v3.1, Unit 3147 and retrofits | 392 | 1769 | Rate Constraint in lbs/MMBtu | FALSE | L | Annual | Fuel Consumed | TBtu | 12.8718 | 12.8718 | 12.477 | 12.119 | 11.1631 | 11.1631 | 11.2863 | 9.6315
CT Fac. Spec. - SO2 Rate Annual v3.1, Unit 3147 and retrofits | 392 | 1769 | Rate Constraint in lbs/MMBtu | FALSE | L | Annual | Rate | lb/MMBtu | 0 | 0 | 0 | 0 | 0 | 0 | 0 | 0
CT Fac. Spec. - SO2 Rate Annual v3.1, Unit 3147 and retrofits | 392 | 1769 | Rate Constraint in lbs/MMBtu | FALSE | L | Annual | Generation | TWh | 2.0595 | 2.0595 | 1.9963 | 1.939 | 1.7861 | 1.7861 | 1.8058 | 1.541
CT Fac. Spec. - SO2 Rate Annual v3.1, Unit 3147 and retrofits | 392 | 1769 | Rate Constraint in lbs/MMBtu | FALSE | L | Annual | Qualifying Generation | TWh | 2.0595 | 2.0595 | 1.9963 | 1.939 | 1.7861 | 1.7861 | 1.8058 | 1.541
CT Fac. Spec. - SO2 Rate Annual v3.1, Unit 3147 and retrofits | 392 | 1769 | Rate Constraint in lbs/MMBtu | FALSE | L | Annual | Rate | lb/MWh | 0 | 0 | 0 | 0 | 0 | 0 | 0 | 0
CT Fac. Spec. - SO2 Rate Annual v3.1, Unit 3147 and retrofits | 392 | 1769 | Rate Constraint in lbs/MMBtu | FALSE | L | Annual | Constraint Shadow Price | US2016$/Ton | 0 | 0 | 0 | 0 | 0 | 0 | 0 | 0
CT Fac. Spec. - SO2 Rate Annual v3.1, Unit 3148 and retrofits | 393 | 1769 | Rate Constraint in lbs/MMBtu | FALSE | L | Annual | Seasons Included | Seasons | Winter, WintShld, Summer | Winter, WintShld, Summer | Winter, WintShld, Summer | Winter, WintShld, Summer | Winter, WintShld, Summer | Winter, WintShld, Summer | Winter, WintShld, Summer | Winter, WintShld, Summer
CT Fac. Spec. - SO2 Rate Annual v3.1, Unit 3148 and retrofits | 393 | 1769 | Rate Constraint in lbs/MMBtu | FALSE | L | Annual | Standard SO2 | lb/MMBtu | 0.33 | 0.33 | 0.33 | 0.33 | 0.33 | 0.33 | 0.33 | 0.33
CT Fac. Spec. - SO2 Rate Annual v3.1, Unit 3148 and retrofits | 393 | 1769 | Rate Constraint in lbs/MMBtu | FALSE | L | Annual | Emissions at Affected Plants SO2 | Thousand Tons | 0 | 0 | 0 | 0 | 0 | 0 | 0 | 0
CT Fac. Spec. - SO2 Rate Annual v3.1, Unit 3148 and retrofits | 393 | 1769 | Rate Constraint in lbs/MMBtu | FALSE | L | Annual | Allowances Purchased SO2 | Thousand Tons | 0 | 0 | 0 | 0 | 0 | 0 | 0 | 0
CT Fac. Spec. - SO2 Rate Annual v3.1, Unit 3148 and retrofits | 393 | 1769 | Rate Constraint in lbs/MMBtu | FALSE | L | Annual | Allowances Sold SO2 | Thousand Tons | 0 | 0 | 0 | 0 | 0 | 0 | 0 | 0
CT Fac. Spec. - SO2 Rate Annual v3.1, Unit 3148 and retrofits | 393 | 1769 | Rate Constraint in lbs/MMBtu | FALSE | L | Annual | Allowances Banked | Thousand Tons | 0 | 0 | 0 | 0 | 0 | 0 | 0 | 0
CT Fac. Spec. - SO2 Rate Annual v3.1, Unit 3148 and retrofits | 393 | 1769 | Rate Constraint in lbs/MMBtu | FALSE | L | Annual | Allowances Withdrawn (1:1) | Thousand Tons | 0 | 0 | 0 | 0 | 0 | 0 | 0 | 0
CT Fac. Spec. - SO2 Rate Annual v3.1, Unit 3148 and retrofits | 393 | 1769 | Rate Constraint in lbs/MMBtu | FALSE | L | Annual | Allowances Withdrawn (n:1) | Thousand Tons | 0 | 0 | 0 | 0 | 0 | 0 | 0 | 0
CT Fac. Spec. - SO2 Rate Annual v3.1, Unit 3148 and retrofits | 393 | 1769 | Rate Constraint in lbs/MMBtu | FALSE | L | Annual | Net Emissions Allowance Position | Thousand Tons | 0 | 0 | 0 | 0 | 0 | 0 | 0 | 0
CT Fac. Spec. - SO2 Rate Annual v3.1, Unit 3148 and retrofits | 393 | 1769 | Rate Constraint in lbs/MMBtu | FALSE | L | Annual | Fuel Consumed | TBtu | 5.8866 | 4.0028 | 4.3146 | 0 | 0 | 0 | 0 | 0
CT Fac. Spec. - SO2 Rate Annual v3.1, Unit 3148 and retrofits | 393 | 1769 | Rate Constraint in lbs/MMBtu | FALSE | L | Annual | Rate | lb/MMBtu | 0 | 0 | 0 | 0 | 0 | 0 | 0 | 0
CT Fac. Spec. - SO2 Rate Annual v3.1, Unit 3148 and retrofits | 393 | 1769 | Rate Constraint in lbs/MMBtu | FALSE | L | Annual | Generation | TWh | 0.82364 | 0.56007 | 0.6037 | 0 | 0 | 0 | 0 | 0
CT Fac. Spec. - SO2 Rate Annual v3.1, Unit 3148 and retrofits | 393 | 1769 | Rate Constraint in lbs/MMBtu | FALSE | L | Annual | Qualifying Generation | TWh | 0.82364 | 0.56007 | 0.6037 | 0 | 0 | 0 | 0 | 0
CT Fac. Spec. - SO2 Rate Annual v3.1, Unit 3148 and retrofits | 393 | 1769 | Rate Constraint in lbs/MMBtu | FALSE | L | Annual | Rate | lb/MWh | 0 | 0 | 0 | 0 | 0 | 0 | 0 | 0
CT Fac. Spec. - SO2 Rate Annual v3.1, Unit 3148 and retrofits | 393 | 1769 | Rate Constraint in lbs/MMBtu | FALSE | L | Annual | Constraint Shadow Price | US2016$/Ton | 0 | 0 | 0 | 0 | 0 | 0 | 0 | 0
CT Fac. Spec. - SO2 Rate Annual v3.1, Unit 3149 and retrofits | 394 | 1769 | Rate Constraint in lbs/MMBtu | FALSE | L | Annual | Seasons Included | Seasons | Winter, WintShld, Summer | Winter, WintShld, Summer | Winter, WintShld, Summer | Winter, WintShld, Summer | Winter, WintShld, Summer | Winter, WintShld, Summer | Winter, WintShld, Summer | Winter, WintShld, Summer
CT Fac. Spec. - SO2 Rate Annual v3.1, Unit 3149 and retrofits | 394 | 1769 | Rate Constraint in lbs/MMBtu | FALSE | L | Annual | Standard SO2 | lb/MMBtu | 0.33 | 0.33 | 0.33 | 0.33 | 0.33 | 0.33 | 0.33 | 0.33
CT Fac. Spec. - SO2 Rate Annual v3.1, Unit 3149 and retrofits | 394 | 1769 | Rate Constraint in lbs/MMBtu | FALSE | L | Annual | Emissions at Affected Plants SO2 | Thousand Tons | 0 | 0 | 0 | 0 | 0 | 0 | 0 | 0
CT Fac. Spec. - SO2 Rate Annual v3.1, Unit 3149 and retrofits | 394 | 1769 | Rate Constraint in lbs/MMBtu | FALSE | L | Annual | Allowances Purchased SO2 | Thousand Tons | 0 | 0 | 0 | 0 | 0 | 0 | 0 | 0
CT Fac. Spec. - SO2 Rate Annual v3.1, Unit 3149 and retrofits | 394 | 1769 | Rate Constraint in lbs/MMBtu | FALSE | L | Annual | Allowances Sold SO2 | Thousand Tons | 0 | 0 | 0 | 0 | 0 | 0 | 0 | 0
CT Fac. Spec. - SO2 Rate Annual v3.1, Unit 3149 and retrofits | 394 | 1769 | Rate Constraint in lbs/MMBtu | FALSE | L | Annual | Allowances Banked | Thousand Tons | 0 | 0 | 0 | 0 | 0 | 0 | 0 | 0
CT Fac. Spec. - SO2 Rate Annual v3.1, Unit 3149 and retrofits | 394 | 1769 | Rate Constraint in lbs/MMBtu | FALSE | L | Annual | Allowances Withdrawn (1:1) | Thousand Tons | 0 | 0 | 0 | 0 | 0 | 0 | 0 | 0
CT Fac. Spec. - SO2 Rate Annual v3.1, Unit 3149 and retrofits | 394 | 1769 | Rate Constraint in lbs/MMBtu | FALSE | L | Annual | Allowances Withdrawn (n:1) | Thousand Tons | 0 | 0 | 0 | 0 | 0 | 0 | 0 | 0
CT Fac. Spec. - SO2 Rate Annual v3.1, Unit 3149 and retrofits | 394 | 1769 | Rate Constraint in lbs/MMBtu | FALSE | L | Annual | Net Emissions Allowance Position | Thousand Tons | 0 | 0 | 0 | 0 | 0 | 0 | 0 | 0
CT Fac. Spec. - SO2 Rate Annual v3.1, Unit 3149 and retrofits | 394 | 1769 | Rate Constraint in lbs/MMBtu | FALSE | L | Annual | Fuel Consumed | TBtu | 4.9823 | 3.8773 | 4.011 | 0 | 0 | 0 | 0 | 0
CT Fac. Spec. - SO2 Rate Annual v3.1, Unit 3149 and retrofits | 394 | 1769 | Rate Constraint in lbs/MMBtu | FALSE | L | Annual | Rate | lb/MMBtu | 0 | 0 | 0 | 0 | 0 | 0 | 0 | 0
CT Fac. Spec. - SO2 Rate Annual v3.1, Unit 3149 and retrofits | 394 | 1769 | Rate Constraint in lbs/MMBtu | FALSE | L | Annual | Generation | TWh | 0.69712 | 0.5425 | 0.56122 | 0 | 0 | 0 | 0 | 0
CT Fac. Spec. - SO2 Rate Annual v3.1, Unit 3149 and retrofits | 394 | 1769 | Rate Constraint in lbs/MMBtu | FALSE | L | Annual | Qualifying Generation | TWh | 0.69712 | 0.5425 | 0.56122 | 0 | 0 | 0 | 0 | 0
CT Fac. Spec. - SO2 Rate Annual v3.1, Unit 3149 and retrofits | 394 | 1769 | Rate Constraint in lbs/MMBtu | FALSE | L | Annual | Rate | lb/MWh | 0 | 0 | 0 | 0 | 0 | 0 | 0 | 0
CT Fac. Spec. - SO2 Rate Annual v3.1, Unit 3149 and retrofits | 394 | 1769 | Rate Constraint in lbs/MMBtu | FALSE | L | Annual | Constraint Shadow Price | US2016$/Ton | 0 | 0 | 0 | 0 | 0 | 0 | 0 | 0
CT Fac. Spec. - SO2 Rate Annual v3.1, Unit 3150 and retrofits | 395 | 1769 | Rate Constraint in lbs/MMBtu | FALSE | L | Annual | Seasons Included | Seasons | Winter, WintShld, Summer | Winter, WintShld, Summer | Winter, WintShld, Summer | Winter, WintShld, Summer | Winter, WintShld, Summer | Winter, WintShld, Summer | Winter, WintShld, Summer | Winter, WintShld, Summer
CT Fac. Spec. - SO2 Rate Annual v3.1, Unit 3150 and retrofits | 395 | 1769 | Rate Constraint in lbs/MMBtu | FALSE | L | Annual | Standard SO2 | lb/MMBtu | 0.33 | 0.33 | 0.33 | 0.33 | 0.33 | 0.33 | 0.33 | 0.33
CT Fac. Spec. - SO2 Rate Annual v3.1, Unit 3150 and retrofits | 395 | 1769 | Rate Constraint in lbs/MMBtu | FALSE | L | Annual | Emissions at Affected Plants SO2 | Thousand Tons | 0 | 0 | 0 | 0 | 0 | 0 | 0 | 0
CT Fac. Spec. - SO2 Rate Annual v3.1, Unit 3150 and retrofits | 395 | 1769 | Rate Constraint in lbs/MMBtu | FALSE | L | Annual | Allowances Purchased SO2 | Thousand Tons | 0 | 0 | 0 | 0 | 0 | 0 | 0 | 0
CT Fac. Spec. - SO2 Rate Annual v3.1, Unit 3150 and retrofits | 395 | 1769 | Rate Constraint in lbs/MMBtu | FALSE | L | Annual | Allowances Sold SO2 | Thousand Tons | 0 | 0 | 0 | 0 | 0 | 0 | 0 | 0
CT Fac. Spec. - SO2 Rate Annual v3.1, Unit 3150 and retrofits | 395 | 1769 | Rate Constraint in lbs/MMBtu | FALSE | L | Annual | Allowances Banked | Thousand Tons | 0 | 0 | 0 | 0 | 0 | 0 | 0 | 0
CT Fac. Spec. - SO2 Rate Annual v3.1, Unit 3150 and retrofits | 395 | 1769 | Rate Constraint in lbs/MMBtu | FALSE | L | Annual | Allowances Withdrawn (1:1) | Thousand Tons | 0 | 0 | 0 | 0 | 0 | 0 | 0 | 0
CT Fac. Spec. - SO2 Rate Annual v3.1, Unit 3150 and retrofits | 395 | 1769 | Rate Constraint in lbs/MMBtu | FALSE | L | Annual | Allowances Withdrawn (n:1) | Thousand Tons | 0 | 0 | 0 | 0 | 0 | 0 | 0 | 0
CT Fac. Spec. - SO2 Rate Annual v3.1, Unit 3150 and retrofits | 395 | 1769 | Rate Constraint in lbs/MMBtu | FALSE | L | Annual | Net Emissions Allowance Position | Thousand Tons | 0 | 0 | 0 | 0 | 0 | 0 | 0 | 0
CT Fac. Spec. - SO2 Rate Annual v3.1, Unit 3150 and retrofits | 395 | 1769 | Rate Constraint in lbs/MMBtu | FALSE | L | Annual | Fuel Consumed | TBtu | 4.1231 | 3.503 | 3.6252 | 2.5445 | 2.4341 | 2.8548 | 2.8548 | 2.1297
CT Fac. Spec. - SO2 Rate Annual v3.1, Unit 3150 and retrofits | 395 | 1769 | Rate Constraint in lbs/MMBtu | FALSE | L | Annual | Rate | lb/MMBtu | 0 | 0 | 0 | 0 | 0 | 0 | 0 | 0
CT Fac. Spec. - SO2 Rate Annual v3.1, Unit 3150 and retrofits | 395 | 1769 | Rate Constraint in lbs/MMBtu | FALSE | L | Annual | Generation | TWh | 0.57689 | 0.49013 | 0.50724 | 0.35602 | 0.34057 | 0.39944 | 0.39944 | 0.29798
CT Fac. Spec. - SO2 Rate Annual v3.1, Unit 3150 and retrofits | 395 | 1769 | Rate Constraint in lbs/MMBtu | FALSE | L | Annual | Qualifying Generation | TWh | 0.57689 | 0.49013 | 0.50724 | 0.35602 | 0.34057 | 0.39944 | 0.39944 | 0.29798
CT Fac. Spec. - SO2 Rate Annual v3.1, Unit 3150 and retrofits | 395 | 1769 | Rate Constraint in lbs/MMBtu | FALSE | L | Annual | Rate | lb/MWh | 0 | 0 | 0 | 0 | 0 | 0 | 0 | 0
CT Fac. Spec. - SO2 Rate Annual v3.1, Unit 3150 and retrofits | 395 | 1769 | Rate Constraint in lbs/MMBtu | FALSE | L | Annual | Constraint Shadow Price | US2016$/Ton | 0 | 0 | 0 | 0 | 0 | 0 | 0 | 0
CT Fac. Spec. - SO2 Rate Annual v3.1, Unit 3151 and retrofits | 396 | 1769 | Rate Constraint in lbs/MMBtu | FALSE | L | Annual | Seasons Included | Seasons | Winter, WintShld, Summer | Winter, WintShld, Summer | Winter, WintShld, Summer | Winter, WintShld, Summer | Winter, WintShld, Summer | Winter, WintShld, Summer | Winter, WintShld, Summer | Winter, WintShld, Summer
CT Fac. Spec. - SO2 Rate Annual v3.1, Unit 3151 and retrofits | 396 | 1769 | Rate Constraint in lbs/MMBtu | FALSE | L | Annual | Standard SO2 | lb/MMBtu | 0.33 | 0.33 | 0.33 | 0.33 | 0.33 | 0.33 | 0.33 | 0.33
CT Fac. Spec. - SO2 Rate Annual v3.1, Unit 3151 and retrofits | 396 | 1769 | Rate Constraint in lbs/MMBtu | FALSE | L | Annual | Emissions at Affected Plants SO2 | Thousand Tons | 0 | 0 | 0 | 0 | 0 | 0 | 0 | 0
CT Fac. Spec. - SO2 Rate Annual v3.1, Unit 3151 and retrofits | 396 | 1769 | Rate Constraint in lbs/MMBtu | FALSE | L | Annual | Allowances Purchased SO2 | Thousand Tons | 0 | 0 | 0 | 0 | 0 | 0 | 0 | 0
CT Fac. Spec. - SO2 Rate Annual v3.1, Unit 3151 and retrofits | 396 | 1769 | Rate Constraint in lbs/MMBtu | FALSE | L | Annual | Allowances Sold SO2 | Thousand Tons | 0 | 0 | 0 | 0 | 0 | 0 | 0 | 0
CT Fac. Spec. - SO2 Rate Annual v3.1, Unit 3151 and retrofits | 396 | 1769 | Rate Constraint in lbs/MMBtu | FALSE | L | Annual | Allowances Banked | Thousand Tons | 0 | 0 | 0 | 0 | 0 | 0 | 0 | 0
CT Fac. Spec. - SO2 Rate Annual v3.1, Unit 3151 and retrofits | 396 | 1769 | Rate Constraint in lbs/MMBtu | FALSE | L | Annual | Allowances Withdrawn (1:1) | Thousand Tons | 0 | 0 | 0 | 0 | 0 | 0 | 0 | 0
CT Fac. Spec. - SO2 Rate Annual v3.1, Unit 3151 and retrofits | 396 | 1769 | Rate Constraint in lbs/MMBtu | FALSE | L | Annual | Allowances Withdrawn (n:1) | Thousand Tons | 0 | 0 | 0 | 0 | 0 | 0 | 0 | 0
CT Fac. Spec. - SO2 Rate Annual v3.1, Unit 3151 and retrofits | 396 | 1769 | Rate Constraint in lbs/MMBtu | FALSE | L | Annual | Net Emissions Allowance Position | Thousand Tons | 0 | 0 | 0 | 0 | 0 | 0 | 0 | 0
CT Fac. Spec. - SO2 Rate Annual v3.1, Unit 3151 and retrofits | 396 | 1769 | Rate Constraint in lbs/MMBtu | FALSE | L | Annual | Fuel Consumed | TBtu | 22.4724 | 21.2712 | 21.2071 | 20.7388 | 19.4892 | 19.4166 | 19.4694 | 15.9655
CT Fac. Spec. - SO2 Rate Annual v3.1, Unit 3151 and retrofits | 396 | 1769 | Rate Constraint in lbs/MMBtu | FALSE | L | Annual | Rate | lb/MMBtu | 0 | 0 | 0 | 0 | 0 | 0 | 0 | 0
CT Fac. Spec. - SO2 Rate Annual v3.1, Unit 3151 and retrofits | 396 | 1769 | Rate Constraint in lbs/MMBtu | FALSE | L | Annual | Generation | TWh | 3.5956 | 3.4034 | 3.3931 | 3.3182 | 3.1183 | 3.1067 | 3.1151 | 2.5545
CT Fac. Spec. - SO2 Rate Annual v3.1, Unit 3151 and retrofits | 396 | 1769 | Rate Constraint in lbs/MMBtu | FALSE | L | Annual | Qualifying Generation | TWh | 3.5956 | 3.4034 | 3.3931 | 3.3182 | 3.1183 | 3.1067 | 3.1151 | 2.5545
CT Fac. Spec. - SO2 Rate Annual v3.1, Unit 3151 and retrofits | 396 | 1769 | Rate Constraint in lbs/MMBtu | FALSE | L | Annual | Rate | lb/MWh | 0 | 0 | 0 | 0 | 0 | 0 | 0 | 0
CT Fac. Spec. - SO2 Rate Annual v3.1, Unit 3151 and retrofits | 396 | 1769 | Rate Constraint in lbs/MMBtu | FALSE | L | Annual | Constraint Shadow Price | US2016$/Ton | 0 | 0 | 0 | 0 | 0 | 0 | 0 | 0
CT Fac. Spec. - SO2 Rate Annual v3.1, Unit 3682 and retrofits | 397 | 1769 | Rate Constraint in lbs/MMBtu | FALSE | L | Annual | Seasons Included | Seasons | Winter, WintShld, Summer | Winter, WintShld, Summer | Winter, WintShld, Summer | Winter, WintShld, Summer | Winter, WintShld, Summer | Winter, WintShld, Summer | Winter, WintShld, Summer | Winter, WintShld, Summer
CT Fac. Spec. - SO2 Rate Annual v3.1, Unit 3682 and retrofits | 397 | 1769 | Rate Constraint in lbs/MMBtu | FALSE | L | Annual | Standard SO2 | lb/MMBtu | 0.33 | 0.33 | 0.33 | 0.33 | 0.33 | 0.33 | 0.33 | 0.33
CT Fac. Spec. - SO2 Rate Annual v3.1, Unit 3682 and retrofits | 397 | 1769 | Rate Constraint in lbs/MMBtu | FALSE | L | Annual | Emissions at Affected Plants SO2 | Thousand Tons | 0 | 0 | 0 | 0 | 0 | 0 | 0 | 0
CT Fac. Spec. - SO2 Rate Annual v3.1, Unit 3682 and retrofits | 397 | 1769 | Rate Constraint in lbs/MMBtu | FALSE | L | Annual | Allowances Purchased SO2 | Thousand Tons | 0 | 0 | 0 | 0 | 0 | 0 | 0 | 0
CT Fac. Spec. - SO2 Rate Annual v3.1, Unit 3682 and retrofits | 397 | 1769 | Rate Constraint in lbs/MMBtu | FALSE | L | Annual | Allowances Sold SO2 | Thousand Tons | 0 | 0 | 0 | 0 | 0 | 0 | 0 | 0
CT Fac. Spec. - SO2 Rate Annual v3.1, Unit 3682 and retrofits | 397 | 1769 | Rate Constraint in lbs/MMBtu | FALSE | L | Annual | Allowances Banked | Thousand Tons | 0 | 0 | 0 | 0 | 0 | 0 | 0 | 0
CT Fac. Spec. - SO2 Rate Annual v3.1, Unit 3682 and retrofits | 397 | 1769 | Rate Constraint in lbs/MMBtu | FALSE | L | Annual | Allowances Withdrawn (1:1) | Thousand Tons | 0 | 0 | 0 | 0 | 0 | 0 | 0 | 0
CT Fac. Spec. - SO2 Rate Annual v3.1, Unit 3682 and retrofits | 397 | 1769 | Rate Constraint in lbs/MMBtu | FALSE | L | Annual | Allowances Withdrawn (n:1) | Thousand Tons | 0 | 0 | 0 | 0 | 0 | 0 | 0 | 0
CT Fac. Spec. - SO2 Rate Annual v3.1, Unit 3682 and retrofits | 397 | 1769 | Rate Constraint in lbs/MMBtu | FALSE | L | Annual | Net Emissions Allowance Position | Thousand Tons | 0 | 0 | 0 | 0 | 0 | 0 | 0 | 0
CT Fac. Spec. - SO2 Rate Annual v3.1, Unit 3682 and retrofits | 397 | 1769 | Rate Constraint in lbs/MMBtu | FALSE | L | Annual | Fuel Consumed | TBtu | 0 | 0 | 0 | 0 | 0 | 0 | 0 | 0
CT Fac. Spec. - SO2 Rate Annual v3.1, Unit 3682 and retrofits | 397 | 1769 | Rate Constraint in lbs/MMBtu | FALSE | L | Annual | Rate | lb/MMBtu | 0 | 0 | 0 | 0 | 0 | 0 | 0 | 0
CT Fac. Spec. - SO2 Rate Annual v3.1, Unit 3682 and retrofits | 397 | 1769 | Rate Constraint in lbs/MMBtu | FALSE | L | Annual | Generation | TWh | 0 | 0 | 0 | 0 | 0 | 0 | 0 | 0
CT Fac. Spec. - SO2 Rate Annual v3.1, Unit 3682 and retrofits | 397 | 1769 | Rate Constraint in lbs/MMBtu | FALSE | L | Annual | Qualifying Generation | TWh | 0 | 0 | 0 | 0 | 0 | 0 | 0 | 0
CT Fac. Spec. - SO2 Rate Annual v3.1, Unit 3682 and retrofits | 397 | 1769 | Rate Constraint in lbs/MMBtu | FALSE | L | Annual | Rate | lb/MWh | 0 | 0 | 0 | 0 | 0 | 0 | 0 | 0
CT Fac. Spec. - SO2 Rate Annual v3.1, Unit 3682 and retrofits | 397 | 1769 | Rate Constraint in lbs/MMBtu | FALSE | L | Annual | Constraint Shadow Price | US2016$/Ton | 0 | 0 | 0 | 0 | 0 | 0 | 0 | 0
CT Fac. Spec. - SO2 Rate Annual v3.1, Unit 3683 and retrofits | 398 | 1769 | Rate Constraint in lbs/MMBtu | FALSE | L | Annual | Seasons Included | Seasons | Winter, WintShld, Summer | Winter, WintShld, Summer | Winter, WintShld, Summer | Winter, WintShld, Summer | Winter, WintShld, Summer | Winter, WintShld, Summer | Winter, WintShld, Summer | Winter, WintShld, Summer
CT Fac. Spec. - SO2 Rate Annual v3.1, Unit 3683 and retrofits | 398 | 1769 | Rate Constraint in lbs/MMBtu | FALSE | L | Annual | Standard SO2 | lb/MMBtu | 0.33 | 0.33 | 0.33 | 0.33 | 0.33 | 0.33 | 0.33 | 0.33
CT Fac. Spec. - SO2 Rate Annual v3.1, Unit 3683 and retrofits | 398 | 1769 | Rate Constraint in lbs/MMBtu | FALSE | L | Annual | Emissions at Affected Plants SO2 | Thousand Tons | 0 | 0 | 0 | 0 | 0 | 0 | 0 | 0
CT Fac. Spec. - SO2 Rate Annual v3.1, Unit 3683 and retrofits | 398 | 1769 | Rate Constraint in lbs/MMBtu | FALSE | L | Annual | Allowances Purchased SO2 | Thousand Tons | 0 | 0 | 0 | 0 | 0 | 0 | 0 | 0
CT Fac. Spec. - SO2 Rate Annual v3.1, Unit 3683 and retrofits | 398 | 1769 | Rate Constraint in lbs/MMBtu | FALSE | L | Annual | Allowances Sold SO2 | Thousand Tons | 0 | 0 | 0 | 0 | 0 | 0 | 0 | 0
CT Fac. Spec. - SO2 Rate Annual v3.1, Unit 3683 and retrofits | 398 | 1769 | Rate Constraint in lbs/MMBtu | FALSE | L | Annual | Allowances Banked | Thousand Tons | 0 | 0 | 0 | 0 | 0 | 0 | 0 | 0
CT Fac. Spec. - SO2 Rate Annual v3.1, Unit 3683 and retrofits | 398 | 1769 | Rate Constraint in lbs/MMBtu | FALSE | L | Annual | Allowances Withdrawn (1:1) | Thousand Tons | 0 | 0 | 0 | 0 | 0 | 0 | 0 | 0
CT Fac. Spec. - SO2 Rate Annual v3.1, Unit 3683 and retrofits | 398 | 1769 | Rate Constraint in lbs/MMBtu | FALSE | L | Annual | Allowances Withdrawn (n:1) | Thousand Tons | 0 | 0 | 0 | 0 | 0 | 0 | 0 | 0
CT Fac. Spec. - SO2 Rate Annual v3.1, Unit 3683 and retrofits | 398 | 1769 | Rate Constraint in lbs/MMBtu | FALSE | L | Annual | Net Emissions Allowance Position | Thousand Tons | 0 | 0 | 0 | 0 | 0 | 0 | 0 | 0
CT Fac. Spec. - SO2 Rate Annual v3.1, Unit 3683 and retrofits | 398 | 1769 | Rate Constraint in lbs/MMBtu | FALSE | L | Annual | Fuel Consumed | TBtu | 0 | 0 | 0 | 0 | 0 | 0 | 0 | 0
CT Fac. Spec. - SO2 Rate Annual v3.1, Unit 3683 and retrofits | 398 | 1769 | Rate Constraint in lbs/MMBtu | FALSE | L | Annual | Rate | lb/MMBtu | 0 | 0 | 0 | 0 | 0 | 0 | 0 | 0
CT Fac. Spec. - SO2 Rate Annual v3.1, Unit 3683 and retrofits | 398 | 1769 | Rate Constraint in lbs/MMBtu | FALSE | L | Annual | Generation | TWh | 0 | 0 | 0 | 0 | 0 | 0 | 0 | 0
CT Fac. Spec. - SO2 Rate Annual v3.1, Unit 3683 and retrofits | 398 | 1769 | Rate Constraint in lbs/MMBtu | FALSE | L | Annual | Qualifying Generation | TWh | 0 | 0 | 0 | 0 | 0 | 0 | 0 | 0
CT Fac. Spec. - SO2 Rate Annual v3.1, Unit 3683 and retrofits | 398 | 1769 | Rate Constraint in lbs/MMBtu | FALSE | L | Annual | Rate | lb/MWh | 0 | 0 | 0 | 0 | 0 | 0 | 0 | 0
CT Fac. Spec. - SO2 Rate Annual v3.1, Unit 3683 and retrofits | 398 | 1769 | Rate Constraint in lbs/MMBtu | FALSE | L | Annual | Constraint Shadow Price | US2016$/Ton | 0 | 0 | 0 | 0 | 0 | 0 | 0 | 0
CT Fac. Spec. - SO2 Rate Annual v3.1, Unit 3817 and retrofits | 399 | 1769 | Rate Constraint in lbs/MMBtu | FALSE | L | Annual | Seasons Included | Seasons | Winter, WintShld, Summer | Winter, WintShld, Summer | Winter, WintShld, Summer | Winter, WintShld, Summer | Winter, WintShld, Summer | Winter, WintShld, Summer | Winter, WintShld, Summer | Winter, WintShld, Summer
CT Fac. Spec. - SO2 Rate Annual v3.1, Unit 3817 and retrofits | 399 | 1769 | Rate Constraint in lbs/MMBtu | FALSE | L | Annual | Standard SO2 | lb/MMBtu | 0.33 | 0.33 | 0.33 | 0.33 | 0.33 | 0.33 | 0.33 | 0.33
CT Fac. Spec. - SO2 Rate Annual v3.1, Unit 3817 and retrofits | 399 | 1769 | Rate Constraint in lbs/MMBtu | FALSE | L | Annual | Emissions at Affected Plants SO2 | Thousand Tons | 0 | 0 | 0 | 0 | 0 | 0 | 0 | 0
CT Fac. Spec. - SO2 Rate Annual v3.1, Unit 3817 and retrofits | 399 | 1769 | Rate Constraint in lbs/MMBtu | FALSE | L | Annual | Allowances Purchased SO2 | Thousand Tons | 0 | 0 | 0 | 0 | 0 | 0 | 0 | 0
CT Fac. Spec. - SO2 Rate Annual v3.1, Unit 3817 and retrofits | 399 | 1769 | Rate Constraint in lbs/MMBtu | FALSE | L | Annual | Allowances Sold SO2 | Thousand Tons | 0 | 0 | 0 | 0 | 0 | 0 | 0 | 0
CT Fac. Spec. - SO2 Rate Annual v3.1, Unit 3817 and retrofits | 399 | 1769 | Rate Constraint in lbs/MMBtu | FALSE | L | Annual | Allowances Banked | Thousand Tons | 0 | 0 | 0 | 0 | 0 | 0 | 0 | 0
CT Fac. Spec. - SO2 Rate Annual v3.1, Unit 3817 and retrofits | 399 | 1769 | Rate Constraint in lbs/MMBtu | FALSE | L | Annual | Allowances Withdrawn (1:1) | Thousand Tons | 0 | 0 | 0 | 0 | 0 | 0 | 0 | 0
CT Fac. Spec. - SO2 Rate Annual v3.1, Unit 3817 and retrofits | 399 | 1769 | Rate Constraint in lbs/MMBtu | FALSE | L | Annual | Allowances Withdrawn (n:1) | Thousand Tons | 0 | 0 | 0 | 0 | 0 | 0 | 0 | 0
CT Fac. Spec. - SO2 Rate Annual v3.1, Unit 3817 and retrofits | 399 | 1769 | Rate Constraint in lbs/MMBtu | FALSE | L | Annual | Net Emissions Allowance Position | Thousand Tons | 0 | 0 | 0 | 0 | 0 | 0 | 0 | 0
CT Fac. Spec. - SO2 Rate Annual v3.1, Unit 3817 and retrofits | 399 | 1769 | Rate Constraint in lbs/MMBtu | FALSE | L | Annual | Fuel Consumed | TBtu | 0 | 0 | 0 | 0 | 0 | 0 | 0 | 0
CT Fac. Spec. - SO2 Rate Annual v3.1, Unit 3817 and retrofits | 399 | 1769 | Rate Constraint in lbs/MMBtu | FALSE | L | Annual | Rate | lb/MMBtu | 0 | 0 | 0 | 0 | 0 | 0 | 0 | 0
CT Fac. Spec. - SO2 Rate Annual v3.1, Unit 3817 and retrofits | 399 | 1769 | Rate Constraint in lbs/MMBtu | FALSE | L | Annual | Generation | TWh | 0 | 0 | 0 | 0 | 0 | 0 | 0 | 0
CT Fac. Spec. - SO2 Rate Annual v3.1, Unit 3817 and retrofits | 399 | 1769 | Rate Constraint in lbs/MMBtu | FALSE | L | Annual | Qualifying Generation | TWh | 0 | 0 | 0 | 0 | 0 | 0 | 0 | 0
CT Fac. Spec. - SO2 Rate Annual v3.1, Unit 3817 and retrofits | 399 | 1769 | Rate Constraint in lbs/MMBtu | FALSE | L | Annual | Rate | lb/MWh | 0 | 0 | 0 | 0 | 0 | 0 | 0 | 0
CT Fac. Spec. - SO2 Rate Annual v3.1, Unit 3817 and retrofits | 399 | 1769 | Rate Constraint in lbs/MMBtu | FALSE | L | Annual | Constraint Shadow Price | US2016$/Ton | 0 | 0 | 0 | 0 | 0 | 0 | 0 | 0
CT Fac. Spec. - SO2 Rate Annual v3.1, Unit 3818 and retrofits | 400 | 1769 | Rate Constraint in lbs/MMBtu | FALSE | L | Annual | Seasons Included | Seasons | Winter, WintShld, Summer | Winter, WintShld, Summer | Winter, WintShld, Summer | Winter, WintShld, Summer | Winter, WintShld, Summer | Winter, WintShld, Summer | Winter, WintShld, Summer | Winter, WintShld, Summer
CT Fac. Spec. - SO2 Rate Annual v3.1, Unit 3818 and retrofits | 400 | 1769 | Rate Constraint in lbs/MMBtu | FALSE | L | Annual | Standard SO2 | lb/MMBtu | 0.33 | 0.33 | 0.33 | 0.33 | 0.33 | 0.33 | 0.33 | 0.33
CT Fac. Spec. - SO2 Rate Annual v3.1, Unit 3818 and retrofits | 400 | 1769 | Rate Constraint in lbs/MMBtu | FALSE | L | Annual | Emissions at Affected Plants SO2 | Thousand Tons | 0 | 0 | 0 | 0 | 0 | 0 | 0 | 0
CT Fac. Spec. - SO2 Rate Annual v3.1, Unit 3818 and retrofits | 400 | 1769 | Rate Constraint in lbs/MMBtu | FALSE | L | Annual | Allowances Purchased SO2 | Thousand Tons | 0 | 0 | 0 | 0 | 0 | 0 | 0 | 0
CT Fac. Spec. - SO2 Rate Annual v3.1, Unit 3818 and retrofits | 400 | 1769 | Rate Constraint in lbs/MMBtu | FALSE | L | Annual | Allowances Sold SO2 | Thousand Tons | 0 | 0 | 0 | 0 | 0 | 0 | 0 | 0
CT Fac. Spec. - SO2 Rate Annual v3.1, Unit 3818 and retrofits | 400 | 1769 | Rate Constraint in lbs/MMBtu | FALSE | L | Annual | Allowances Banked | Thousand Tons | 0 | 0 | 0 | 0 | 0 | 0 | 0 | 0
CT Fac. Spec. - SO2 Rate Annual v3.1, Unit 3818 and retrofits | 400 | 1769 | Rate Constraint in lbs/MMBtu | FALSE | L | Annual | Allowances Withdrawn (1:1) | Thousand Tons | 0 | 0 | 0 | 0 | 0 | 0 | 0 | 0
CT Fac. Spec. - SO2 Rate Annual v3.1, Unit 3818 and retrofits | 400 | 1769 | Rate Constraint in lbs/MMBtu | FALSE | L | Annual | Allowances Withdrawn (n:1) | Thousand Tons | 0 | 0 | 0 | 0 | 0 | 0 | 0 | 0
CT Fac. Spec. - SO2 Rate Annual v3.1, Unit 3818 and retrofits | 400 | 1769 | Rate Constraint in lbs/MMBtu | FALSE | L | Annual | Net Emissions Allowance Position | Thousand Tons | 0 | 0 | 0 | 0 | 0 | 0 | 0 | 0
CT Fac. Spec. - SO2 Rate Annual v3.1, Unit 3818 and retrofits | 400 | 1769 | Rate Constraint in lbs/MMBtu | FALSE | L | Annual | Fuel Consumed | TBtu | 0 | 0 | 0 | 0 | 0 | 0 | 0 | 0
CT Fac. Spec. - SO2 Rate Annual v3.1, Unit 3818 and retrofits | 400 | 1769 | Rate Constraint in lbs/MMBtu | FALSE | L | Annual | Rate | lb/MMBtu | 0 | 0 | 0 | 0 | 0 | 0 | 0 | 0
CT Fac. Spec. - SO2 Rate Annual v3.1, Unit 3818 and retrofits | 400 | 1769 | Rate Constraint in lbs/MMBtu | FALSE | L | Annual | Generation | TWh | 0 | 0 | 0 | 0 | 0 | 0 | 0 | 0
CT Fac. Spec. - SO2 Rate Annual v3.1, Unit 3818 and retrofits | 400 | 1769 | Rate Constraint in lbs/MMBtu | FALSE | L | Annual | Qualifying Generation | TWh | 0 | 0 | 0 | 0 | 0 | 0 | 0 | 0
CT Fac. Spec. - SO2 Rate Annual v3.1, Unit 3818 and retrofits | 400 | 1769 | Rate Constraint in lbs/MMBtu | FALSE | L | Annual | Rate | lb/MWh | 0 | 0 | 0 | 0 | 0 | 0 | 0 | 0
CT Fac. Spec. - SO2 Rate Annual v3.1, Unit 3818 and retrofits | 400 | 1769 | Rate Constraint in lbs/MMBtu | FALSE | L | Annual | Constraint Shadow Price | US2016$/Ton | 0 | 0 | 0 | 0 | 0 | 0 | 0 | 0
CT Fac. Spec. - SO2 Rate Annual v3.1, Unit 3819 and retrofits | 401 | 1769 | Rate Constraint in lbs/MMBtu | FALSE | L | Annual | Seasons Included | Seasons | Winter, WintShld, Summer | Winter, WintShld, Summer | Winter, WintShld, Summer | Winter, WintShld, Summer | Winter, WintShld, Summer | Winter, WintShld, Summer | Winter, WintShld, Summer | Winter, WintShld, Summer
CT Fac. Spec. - SO2 Rate Annual v3.1, Unit 3819 and retrofits | 401 | 1769 | Rate Constraint in lbs/MMBtu | FALSE | L | Annual | Standard SO2 | lb/MMBtu | 0.33 | 0.33 | 0.33 | 0.33 | 0.33 | 0.33 | 0.33 | 0.33
CT Fac. Spec. - SO2 Rate Annual v3.1, Unit 3819 and retrofits | 401 | 1769 | Rate Constraint in lbs/MMBtu | FALSE | L | Annual | Emissions at Affected Plants SO2 | Thousand Tons | 0 | 0 | 0 | 0 | 0 | 0 | 0 | 0
CT Fac. Spec. - SO2 Rate Annual v3.1, Unit 3819 and retrofits | 401 | 1769 | Rate Constraint in lbs/MMBtu | FALSE | L | Annual | Allowances Purchased SO2 | Thousand Tons | 0 | 0 | 0 | 0 | 0 | 0 | 0 | 0
CT Fac. Spec. - SO2 Rate Annual v3.1, Unit 3819 and retrofits | 401 | 1769 | Rate Constraint in lbs/MMBtu | FALSE | L | Annual | Allowances Sold SO2 | Thousand Tons | 0 | 0 | 0 | 0 | 0 | 0 | 0 | 0
CT Fac. Spec. - SO2 Rate Annual v3.1, Unit 3819 and retrofits | 401 | 1769 | Rate Constraint in lbs/MMBtu | FALSE | L | Annual | Allowances Banked | Thousand Tons | 0 | 0 | 0 | 0 | 0 | 0 | 0 | 0
CT Fac. Spec. - SO2 Rate Annual v3.1, Unit 3819 and retrofits | 401 | 1769 | Rate Constraint in lbs/MMBtu | FALSE | L | Annual | Allowances Withdrawn (1:1) | Thousand Tons | 0 | 0 | 0 | 0 | 0 | 0 | 0 | 0
CT Fac. Spec. - SO2 Rate Annual v3.1, Unit 3819 and retrofits | 401 | 1769 | Rate Constraint in lbs/MMBtu | FALSE | L | Annual | Allowances Withdrawn (n:1) | Thousand Tons | 0 | 0 | 0 | 0 | 0 | 0 | 0 | 0
CT Fac. Spec. - SO2 Rate Annual v3.1, Unit 3819 and retrofits | 401 | 1769 | Rate Constraint in lbs/MMBtu | FALSE | L | Annual | Net Emissions Allowance Position | Thousand Tons | 0 | 0 | 0 | 0 | 0 | 0 | 0 | 0
CT Fac. Spec. - SO2 Rate Annual v3.1, Unit 3819 and retrofits | 401 | 1769 | Rate Constraint in lbs/MMBtu | FALSE | L | Annual | Fuel Consumed | TBtu | 0 | 0 | 0 | 0 | 0 | 0 | 0 | 0
CT Fac. Spec. - SO2 Rate Annual v3.1, Unit 3819 and retrofits | 401 | 1769 | Rate Constraint in lbs/MMBtu | FALSE | L | Annual | Rate | lb/MMBtu | 0 | 0 | 0 | 0 | 0 | 0 | 0 | 0
CT Fac. Spec. - SO2 Rate Annual v3.1, Unit 3819 and retrofits | 401 | 1769 | Rate Constraint in lbs/MMBtu | FALSE | L | Annual | Generation | TWh | 0 | 0 | 0 | 0 | 0 | 0 | 0 | 0
CT Fac. Spec. - SO2 Rate Annual v3.1, Unit 3819 and retrofits | 401 | 1769 | Rate Constraint in lbs/MMBtu | FALSE | L | Annual | Qualifying Generation | TWh | 0 | 0 | 0 | 0 | 0 | 0 | 0 | 0
CT Fac. Spec. - SO2 Rate Annual v3.1, Unit 3819 and retrofits | 401 | 1769 | Rate Constraint in lbs/MMBtu | FALSE | L | Annual | Rate | lb/MWh | 0 | 0 | 0 | 0 | 0 | 0 | 0 | 0
CT Fac. Spec. - SO2 Rate Annual v3.1, Unit 3819 and retrofits | 401 | 1769 | Rate Constraint in lbs/MMBtu | FALSE | L | Annual | Constraint Shadow Price | US2016$/Ton | 0 | 0 | 0 | 0 | 0 | 0 | 0 | 0
CT Fac. Spec. - SO2 Rate Annual v3.1, Unit 3820 and retrofits | 402 | 1769 | Rate Constraint in lbs/MMBtu | FALSE | L | Annual | Seasons Included | Seasons | Winter, WintShld, Summer | Winter, WintShld, Summer | Winter, WintShld, Summer | Winter, WintShld, Summer | Winter, WintShld, Summer | Winter, WintShld, Summer | Winter, WintShld, Summer | Winter, WintShld, Summer
CT Fac. Spec. - SO2 Rate Annual v3.1, Unit 3820 and retrofits | 402 | 1769 | Rate Constraint in lbs/MMBtu | FALSE | L | Annual | Standard SO2 | lb/MMBtu | 0.33 | 0.33 | 0.33 | 0.33 | 0.33 | 0.33 | 0.33 | 0.33
CT Fac. Spec. - SO2 Rate Annual v3.1, Unit 3820 and retrofits | 402 | 1769 | Rate Constraint in lbs/MMBtu | FALSE | L | Annual | Emissions at Affected Plants SO2 | Thousand Tons | 0 | 0 | 0 | 0 | 0 | 0 | 0 | 0
CT Fac. Spec. - SO2 Rate Annual v3.1, Unit 3820 and retrofits | 402 | 1769 | Rate Constraint in lbs/MMBtu | FALSE | L | Annual | Allowances Purchased SO2 | Thousand Tons | 0 | 0 | 0 | 0 | 0 | 0 | 0 | 0
CT Fac. Spec. - SO2 Rate Annual v3.1, Unit 3820 and retrofits | 402 | 1769 | Rate Constraint in lbs/MMBtu | FALSE | L | Annual | Allowances Sold SO2 | Thousand Tons | 0 | 0 | 0 | 0 | 0 | 0 | 0 | 0
CT Fac. Spec. - SO2 Rate Annual v3.1, Unit 3820 and retrofits | 402 | 1769 | Rate Constraint in lbs/MMBtu | FALSE | L | Annual | Allowances Banked | Thousand Tons | 0 | 0 | 0 | 0 | 0 | 0 | 0 | 0
CT Fac. Spec. - SO2 Rate Annual v3.1, Unit 3820 and retrofits | 402 | 1769 | Rate Constraint in lbs/MMBtu | FALSE | L | Annual | Allowances Withdrawn (1:1) | Thousand Tons | 0 | 0 | 0 | 0 | 0 | 0 | 0 | 0
CT Fac. Spec. - SO2 Rate Annual v3.1, Unit 3820 and retrofits | 402 | 1769 | Rate Constraint in lbs/MMBtu | FALSE | L | Annual | Allowances Withdrawn (n:1) | Thousand Tons | 0 | 0 | 0 | 0 | 0 | 0 | 0 | 0
CT Fac. Spec. - SO2 Rate Annual v3.1, Unit 3820 and retrofits | 402 | 1769 | Rate Constraint in lbs/MMBtu | FALSE | L | Annual | Net Emissions Allowance Position | Thousand Tons | 0 | 0 | 0 | 0 | 0 | 0 | 0 | 0
CT Fac. Spec. - SO2 Rate Annual v3.1, Unit 3820 and retrofits | 402 | 1769 | Rate Constraint in lbs/MMBtu | FALSE | L | Annual | Fuel Consumed | TBtu | 0.17418 | 0.17401 | 0.17418 | 0.17418 | 0.17418 | 0.17418 | 0.17418 | 0.17418
CT Fac. Spec. - SO2 Rate Annual v3.1, Unit 3820 and retrofits | 402 | 1769 | Rate Constraint in lbs/MMBtu | FALSE | L | Annual | Rate | lb/MMBtu | 0 | 0 | 0 | 0 | 0 | 0 | 0 | 0
CT Fac. Spec. - SO2 Rate Annual v3.1, Unit 3820 and retrofits | 402 | 1769 | Rate Constraint in lbs/MMBtu | FALSE | L | Annual | Generation | TWh | 0.013137 | 0.013124 | 0.013137 | 0.013137 | 0.013137 | 0.013137 | 0.013137 | 0.013137
CT Fac. Spec. - SO2 Rate Annual v3.1, Unit 3820 and retrofits | 402 | 1769 | Rate Constraint in lbs/MMBtu | FALSE | L | Annual | Qualifying Generation | TWh | 0.013137 | 0.013124 | 0.013137 | 0.013137 | 0.013137 | 0.013137 | 0.013137 | 0.013137
CT Fac. Spec. - SO2 Rate Annual v3.1, Unit 3820 and retrofits | 402 | 1769 | Rate Constraint in lbs/MMBtu | FALSE | L | Annual | Rate | lb/MWh | 0 | 0 | 0 | 0 | 0 | 0 | 0 | 0
CT Fac. Spec. - SO2 Rate Annual v3.1, Unit 3820 and retrofits | 402 | 1769 | Rate Constraint in lbs/MMBtu | FALSE | L | Annual | Constraint Shadow Price | US2016$/Ton | 0 | 0 | 0 | 0 | 0 | 0 | 0 | 0
DE Facility Specific - Hg Annual Reduction v3.1 | 403 | 1521 | MACT Fuel Choice Floor in lbs/MMBtu | FALSE | L | Annual | Seasons Included | Seasons | Winter, WintShld, Summer | Winter, WintShld, Summer | Winter, WintShld, Summer | Winter, WintShld, Summer | Winter, WintShld, Summer | Winter, WintShld, Summer | Winter, WintShld, Summer | Winter, WintShld, Summer
DE Facility Specific - Hg Annual Reduction v3.1 | 403 | 1521 | MACT Fuel Choice Floor in lbs/MMBtu | FALSE | L | Annual | Emission Floor | lbs/MMBtu | 6e-07 | 6e-07 | 6e-07 | 6e-07 | 6e-07 | 6e-07 | 6e-07 | 6e-07
DE Facility Specific - Hg Annual Reduction v3.1 | 403 | 1521 | MACT Fuel Choice Floor in lbs/MMBtu | FALSE | L | Annual | Emissions at Affected Plants MER | lbs | 0 | 0 | 0 | 0 | 0 | 0 | 0 | 0
DE Facility Specific - Hg Annual Reduction v3.1 | 403 | 1521 | MACT Fuel Choice Floor in lbs/MMBtu | FALSE | L | Annual | Allowances Purchased MER | lbs | 0 | 0 | 0 | 0 | 0 | 0 | 0 | 0
DE Facility Specific - Hg Annual Reduction v3.1 | 403 | 1521 | MACT Fuel Choice Floor in lbs/MMBtu | FALSE | L | Annual | Allowances Sold MER | lbs | 0 | 0 | 0 | 0 | 0 | 0 | 0 | 0
DE Facility Specific - Hg Annual Reduction v3.1 | 403 | 1521 | MACT Fuel Choice Floor in lbs/MMBtu | FALSE | L | Annual | Allowances Banked | lbs | 0 | 0 | 0 | 0 | 0 | 0 | 0 | 0
DE Facility Specific - Hg Annual Reduction v3.1 | 403 | 1521 | MACT Fuel Choice Floor in lbs/MMBtu | FALSE | L | Annual | Allowances Withdrawn (1:1) | lbs | 0 | 0 | 0 | 0 | 0 | 0 | 0 | 0
DE Facility Specific - Hg Annual Reduction v3.1 | 403 | 1521 | MACT Fuel Choice Floor in lbs/MMBtu | FALSE | L | Annual | Allowances Withdrawn (n:1) | lbs | 0 | 0 | 0 | 0 | 0 | 0 | 0 | 0
DE Facility Specific - Hg Annual Reduction v3.1 | 403 | 1521 | MACT Fuel Choice Floor in lbs/MMBtu | FALSE | L | Annual | Net Emissions Allowance Position | lbs | 0 | 0 | 0 | 0 | 0 | 0 | 0 | 0
DE Facility Specific - Hg Annual Reduction v3.1 | 403 | 1521 | MACT Fuel Choice Floor in lbs/MMBtu | FALSE | L | Annual | Fuel Consumed | TBtu | 0 | 0 | 0 | 0 | 0 | 0 | 0 | 0
DE Facility Specific - Hg Annual Reduction v3.1 | 403 | 1521 | MACT Fuel Choice Floor in lbs/MMBtu | FALSE | L | Annual | Rate | lb/MMBtu | 0 | 0 | 0 | 0 | 0 | 0 | 0 | 0
DE Facility Specific - Hg Annual Reduction v3.1 | 403 | 1521 | MACT Fuel Choice Floor in lbs/MMBtu | FALSE | L | Annual | Generation | TWh | 0 | 0 | 0 | 0 | 0 | 0 | 0 | 0
DE Facility Specific - Hg Annual Reduction v3.1 | 403 | 1521 | MACT Fuel Choice Floor in lbs/MMBtu | FALSE | L | Annual | Qualifying Generation | TWh | 0 | 0 | 0 | 0 | 0 | 0 | 0 | 0
DE Facility Specific - Hg Annual Reduction v3.1 | 403 | 1521 | MACT Fuel Choice Floor in lbs/MMBtu | FALSE | L | Annual | Constraint Shadow Price | US2016$/Lb | 0 | 0 | 0 | 0 | 0 | 0 | 0 | 0
DE Facility Specific - NOx Annual Rate v3.1, Unit 3677 and retrofits | 404 | 1519 | Rate Constraint in lbs/MMBtu | FALSE | L | Annual | Seasons Included | Seasons | Winter, WintShld, Summer | Winter, WintShld, Summer | Winter, WintShld, Summer | Winter, WintShld, Summer | Winter, WintShld, Summer | Winter, WintShld, Summer | Winter, WintShld, Summer | Winter, WintShld, Summer
DE Facility Specific - NOx Annual Rate v3.1, Unit 3677 and retrofits | 404 | 1519 | Rate Constraint in lbs/MMBtu | FALSE | L | Annual | Standard NOX | lb/MMBtu | 0.125 | 0.125 | 0.125 | 0.125 | 0.125 | 0.125 | 0.125 | 0.125
DE Facility Specific - NOx Annual Rate v3.1, Unit 3677 and retrofits | 404 | 1519 | Rate Constraint in lbs/MMBtu | FALSE | L | Annual | Emissions at Affected Plants NOX | Thousand Tons | 0.026487 | 0.027417 | 0.026487 | 0.026487 | 0.026487 | 0.027045 | 0.045259 | 0.028
DE Facility Specific - NOx Annual Rate v3.1, Unit 3677 and retrofits | 404 | 1519 | Rate Constraint in lbs/MMBtu | FALSE | L | Annual | Allowances Purchased NOX | Thousand Tons | 0 | 0 | 0 | 0 | 0 | 0 | 0 | 0
DE Facility Specific - NOx Annual Rate v3.1, Unit 3677 and retrofits | 404 | 1519 | Rate Constraint in lbs/MMBtu | FALSE | L | Annual | Allowances Sold NOX | Thousand Tons | 0 | 0 | 0 | 0 | 0 | 0 | 0 | 0
DE Facility Specific - NOx Annual Rate v3.1, Unit 3677 and retrofits | 404 | 1519 | Rate Constraint in lbs/MMBtu | FALSE | L | Annual | Allowances Banked | Thousand Tons | 0 | 0 | 0 | 0 | 0 | 0 | 0 | 0
DE Facility Specific - NOx Annual Rate v3.1, Unit 3677 and retrofits | 404 | 1519 | Rate Constraint in lbs/MMBtu | FALSE | L | Annual | Allowances Withdrawn (1:1) | Thousand Tons | 0 | 0 | 0 | 0 | 0 | 0 | 0 | 0
DE Facility Specific - NOx Annual Rate v3.1, Unit 3677 and retrofits | 404 | 1519 | Rate Constraint in lbs/MMBtu | FALSE | L | Annual | Allowances Withdrawn (n:1) | Thousand Tons | 0 | 0 | 0 | 0 | 0 | 0 | 0 | 0
DE Facility Specific - NOx Annual Rate v3.1, Unit 3677 and retrofits | 404 | 1519 | Rate Constraint in lbs/MMBtu | FALSE | L | Annual | Net Emissions Allowance Position | Thousand Tons | 0.026487 | 0.027417 | 0.026487 | 0.026487 | 0.026487 | 0.027045 | 0.045259 | 0.028
DE Facility Specific - NOx Annual Rate v3.1, Unit 3677 and retrofits | 404 | 1519 | Rate Constraint in lbs/MMBtu | FALSE | L | Annual | Fuel Consumed | TBtu | 0.78656 | 0.80605 | 0.78656 | 0.78656 | 0.78656 | 0.79825 | 1.1804 | 0.81828
DE Facility Specific - NOx Annual Rate v3.1, Unit 3677 and retrofits | 404 | 1519 | Rate Constraint in lbs/MMBtu | FALSE | L | Annual | Rate | lb/MMBtu | 0.06735 | 0.068027 | 0.06735 | 0.06735 | 0.06735 | 0.06776 | 0.076685 | 0.068435
DE Facility Specific - NOx Annual Rate v3.1, Unit 3677 and retrofits | 404 | 1519 | Rate Constraint in lbs/MMBtu | FALSE | L | Annual | Generation | TWh | 0.067988 | 0.069673 | 0.067988 | 0.067988 | 0.067988 | 0.068999 | 0.10203 | 0.070731
DE Facility Specific - NOx Annual Rate v3.1, Unit 3677 and retrofits | 404 | 1519 | Rate Constraint in lbs/MMBtu | FALSE | L | Annual | Qualifying Generation | TWh | 0.067988 | 0.069673 | 0.067988 | 0.067988 | 0.067988 | 0.068999 | 0.10203 | 0.070731
DE Facility Specific - NOx Annual Rate v3.1, Unit 3677 and retrofits | 404 | 1519 | Rate Constraint in lbs/MMBtu | FALSE | L | Annual | Rate | lb/MWh | 0.77917 | 0.787 | 0.77917 | 0.77917 | 0.77917 | 0.78392 | 0.88717 | 0.79172
DE Facility Specific - NOx Annual Rate v3.1, Unit 3677 and retrofits | 404 | 1519 | Rate Constraint in lbs/MMBtu | FALSE | L | Annual | Constraint Shadow Price | US2016$/Ton | 0 | 0 | 0 | 0 | 0 | 0 | 0 | 0
DE Facility Specific - NOx Annual Rate v3.1, Unit 4170 and retrofits | 405 | 1519 | Rate Constraint in lbs/MMBtu | FALSE | L | Annual | Seasons Included | Seasons | Winter, WintShld, Summer | Winter, WintShld, Summer | Winter, WintShld, Summer | Winter, WintShld, Summer | Winter, WintShld, Summer | Winter, WintShld, Summer | Winter, WintShld, Summer | Winter, WintShld, Summer
DE Facility Specific - NOx Annual Rate v3.1, Unit 4170 and retrofits | 405 | 1519 | Rate Constraint in lbs/MMBtu | FALSE | L | Annual | Standard NOX | lb/MMBtu | 0.125 | 0.125 | 0.125 | 0.125 | 0.125 | 0.125 | 0.125 | 0.125
DE Facility Specific - NOx Annual Rate v3.1, Unit 4170 and retrofits | 405 | 1519 | Rate Constraint in lbs/MMBtu | FALSE | L | Annual | Emissions at Affected Plants NOX | Thousand Tons | 0 | 0 | 0 | 0 | 0 | 0 | 0 | 0
DE Facility Specific - NOx Annual Rate v3.1, Unit 4170 and retrofits | 405 | 1519 | Rate Constraint in lbs/MMBtu | FALSE | L | Annual | Allowances Purchased NOX | Thousand Tons | 0 | 0 | 0 | 0 | 0 | 0 | 0 | 0
DE Facility Specific - NOx Annual Rate v3.1, Unit 4170 and retrofits | 405 | 1519 | Rate Constraint in lbs/MMBtu | FALSE | L | Annual | Allowances Sold NOX | Thousand Tons | 0 | 0 | 0 | 0 | 0 | 0 | 0 | 0
DE Facility Specific - NOx Annual Rate v3.1, Unit 4170 and retrofits | 405 | 1519 | Rate Constraint in lbs/MMBtu | FALSE | L | Annual | Allowances Banked | Thousand Tons | 0 | 0 | 0 | 0 | 0 | 0 | 0 | 0
DE Facility Specific - NOx Annual Rate v3.1, Unit 4170 and retrofits | 405 | 1519 | Rate Constraint in lbs/MMBtu | FALSE | L | Annual | Allowances Withdrawn (1:1) | Thousand Tons | 0 | 0 | 0 | 0 | 0 | 0 | 0 | 0
DE Facility Specific - NOx Annual Rate v3.1, Unit 4170 and retrofits | 405 | 1519 | Rate Constraint in lbs/MMBtu | FALSE | L | Annual | Allowances Withdrawn (n:1) | Thousand Tons | 0 | 0 | 0 | 0 | 0 | 0 | 0 | 0
DE Facility Specific - NOx Annual Rate v3.1, Unit 4170 and retrofits | 405 | 1519 | Rate Constraint in lbs/MMBtu | FALSE | L | Annual | Net Emissions Allowance Position | Thousand Tons | 0 | 0 | 0 | 0 | 0 | 0 | 0 | 0
DE Facility Specific - NOx Annual Rate v3.1, Unit 4170 and retrofits | 405 | 1519 | Rate Constraint in lbs/MMBtu | FALSE | L | Annual | Fuel Consumed | TBtu | 0 | 0 | 0 | 0 | 0 | 0 | 0 | 0
DE Facility Specific - NOx Annual Rate v3.1, Unit 4170 and retrofits | 405 | 1519 | Rate Constraint in lbs/MMBtu | FALSE | L | Annual | Rate | lb/MMBtu | 0 | 0 | 0 | 0 | 0 | 0 | 0 | 0
DE Facility Specific - NOx Annual Rate v3.1, Unit 4170 and retrofits | 405 | 1519 | Rate Constraint in lbs/MMBtu | FALSE | L | Annual | Generation | TWh | 0 | 0 | 0 | 0 | 0 | 0 | 0 | 0
DE Facility Specific - NOx Annual Rate v3.1, Unit 4170 and retrofits | 405 | 1519 | Rate Constraint in lbs/MMBtu | FALSE | L | Annual | Qualifying Generation | TWh | 0 | 0 | 0 | 0 | 0 | 0 | 0 | 0
DE Facility Specific - NOx Annual Rate v3.1, Unit 4170 and retrofits | 405 | 1519 | Rate Constraint in lbs/MMBtu | FALSE | L | Annual | Rate | lb/MWh | 0 | 0 | 0 | 0 | 0 | 0 | 0 | 0
DE Facility Specific - NOx Annual Rate v3.1, Unit 4170 and retrofits | 405 | 1519 | Rate Constraint in lbs/MMBtu | FALSE | L | Annual | Constraint Shadow Price | US2016$/Ton | 0 | 0 | 0 | 0 | 0 | 0 | 0 | 0
DE Facility Specific - SO2 Annual Rate v3.1, Unit 3677 and retrofits | 406 | 1520 | Rate Constraint in lbs/MMBtu | FALSE | L | Annual | Seasons Included | Seasons | Winter, WintShld, Summer | Winter, WintShld, Summer | Winter, WintShld, Summer | Winter, WintShld, Summer | Winter, WintShld, Summer | Winter, WintShld, Summer | Winter, WintShld, Summer | Winter, WintShld, Summer
DE Facility Specific - SO2 Annual Rate v3.1, Unit 3677 and retrofits | 406 | 1520 | Rate Constraint in lbs/MMBtu | FALSE | L | Annual | Standard SO2 | lb/MMBtu | 0.26 | 0.26 | 0.26 | 0.26 | 0.26 | 0.26 | 0.26 | 0.26
DE Facility Specific - SO2 Annual Rate v3.1, Unit 3677 and retrofits | 406 | 1520 | Rate Constraint in lbs/MMBtu | FALSE | L | Annual | Emissions at Affected Plants SO2 | Thousand Tons | 0 | 0 | 0 | 0 | 0 | 0 | 0 | 0
DE Facility Specific - SO2 Annual Rate v3.1, Unit 3677 and retrofits | 406 | 1520 | Rate Constraint in lbs/MMBtu | FALSE | L | Annual | Allowances Purchased SO2 | Thousand Tons | 0 | 0 | 0 | 0 | 0 | 0 | 0 | 0
DE Facility Specific - SO2 Annual Rate v3.1, Unit 3677 and retrofits | 406 | 1520 | Rate Constraint in lbs/MMBtu | FALSE | L | Annual | Allowances Sold SO2 | Thousand Tons | 0 | 0 | 0 | 0 | 0 | 0 | 0 | 0
DE Facility Specific - SO2 Annual Rate v3.1, Unit 3677 and retrofits | 406 | 1520 | Rate Constraint in lbs/MMBtu | FALSE | L | Annual | Allowances Banked | Thousand Tons | 0 | 0 | 0 | 0 | 0 | 0 | 0 | 0
DE Facility Specific - SO2 Annual Rate v3.1, Unit 3677 and retrofits | 406 | 1520 | Rate Constraint in lbs/MMBtu | FALSE | L | Annual | Allowances Withdrawn (1:1) | Thousand Tons | 0 | 0 | 0 | 0 | 0 | 0 | 0 | 0
DE Facility Specific - SO2 Annual Rate v3.1, Unit 3677 and retrofits | 406 | 1520 | Rate Constraint in lbs/MMBtu | FALSE | L | Annual | Allowances Withdrawn (n:1) | Thousand Tons | 0 | 0 | 0 | 0 | 0 | 0 | 0 | 0
DE Facility Specific - SO2 Annual Rate v3.1, Unit 3677 and retrofits | 406 | 1520 | Rate Constraint in lbs/MMBtu | FALSE | L | Annual | Net Emissions Allowance Position | Thousand Tons | 0 | 0 | 0 | 0 | 0 | 0 | 0 | 0
DE Facility Specific - SO2 Annual Rate v3.1, Unit 3677 and retrofits | 406 | 1520 | Rate Constraint in lbs/MMBtu | FALSE | L | Annual | Fuel Consumed | TBtu | 0.78656 | 0.80605 | 0.78656 | 0.78656 | 0.78656 | 0.79825 | 1.1804 | 0.81828
DE Facility Specific - SO2 Annual Rate v3.1, Unit 3677 and retrofits | 406 | 1520 | Rate Constraint in lbs/MMBtu | FALSE | L | Annual | Rate | lb/MMBtu | 0 | 0 | 0 | 0 | 0 | 0 | 0 | 0
DE Facility Specific - SO2 Annual Rate v3.1, Unit 3677 and retrofits | 406 | 1520 | Rate Constraint in lbs/MMBtu | FALSE | L | Annual | Generation | TWh | 0.067988 | 0.069673 | 0.067988 | 0.067988 | 0.067988 | 0.068999 | 0.10203 | 0.070731
DE Facility Specific - SO2 Annual Rate v3.1, Unit 3677 and retrofits | 406 | 1520 | Rate Constraint in lbs/MMBtu | FALSE | L | Annual | Qualifying Generation | TWh | 0.067988 | 0.069673 | 0.067988 | 0.067988 | 0.067988 | 0.068999 | 0.10203 | 0.070731
DE Facility Specific - SO2 Annual Rate v3.1, Unit 3677 and retrofits | 406 | 1520 | Rate Constraint in lbs/MMBtu | FALSE | L | Annual | Rate | lb/MWh | 0 | 0 | 0 | 0 | 0 | 0 | 0 | 0
DE Facility Specific - SO2 Annual Rate v3.1, Unit 3677 and retrofits | 406 | 1520 | Rate Constraint in lbs/MMBtu | FALSE | L | Annual | Constraint Shadow Price | US2016$/Ton | 0 | 0 | 0 | 0 | 0 | 0 | 0 | 0
DE Facility Specific - SO2 Annual Rate v3.1, Unit 4170 and retrofits | 407 | 1520 | Rate Constraint in lbs/MMBtu | FALSE | L | Annual | Seasons Included | Seasons | Winter, WintShld, Summer | Winter, WintShld, Summer | Winter, WintShld, Summer | Winter, WintShld, Summer | Winter, WintShld, Summer | Winter, WintShld, Summer | Winter, WintShld, Summer | Winter, WintShld, Summer
DE Facility Specific - SO2 Annual Rate v3.1, Unit 4170 and retrofits | 407 | 1520 | Rate Constraint in lbs/MMBtu | FALSE | L | Annual | Standard SO2 | lb/MMBtu | 0.26 | 0.26 | 0.26 | 0.26 | 0.26 | 0.26 | 0.26 | 0.26
DE Facility Specific - SO2 Annual Rate v3.1, Unit 4170 and retrofits | 407 | 1520 | Rate Constraint in lbs/MMBtu | FALSE | L | Annual | Emissions at Affected Plants SO2 | Thousand Tons | 0 | 0 | 0 | 0 | 0 | 0 | 0 | 0
DE Facility Specific - SO2 Annual Rate v3.1, Unit 4170 and retrofits | 407 | 1520 | Rate Constraint in lbs/MMBtu | FALSE | L | Annual | Allowances Purchased SO2 | Thousand Tons | 0 | 0 | 0 | 0 | 0 | 0 | 0 | 0
DE Facility Specific - SO2 Annual Rate v3.1, Unit 4170 and retrofits | 407 | 1520 | Rate Constraint in lbs/MMBtu | FALSE | L | Annual | Allowances Sold SO2 | Thousand Tons | 0 | 0 | 0 | 0 | 0 | 0 | 0 | 0
DE Facility Specific - SO2 Annual Rate v3.1, Unit 4170 and retrofits | 407 | 1520 | Rate Constraint in lbs/MMBtu | FALSE | L | Annual | Allowances Banked | Thousand Tons | 0 | 0 | 0 | 0 | 0 | 0 | 0 | 0
DE Facility Specific - SO2 Annual Rate v3.1, Unit 4170 and retrofits | 407 | 1520 | Rate Constraint in lbs/MMBtu | FALSE | L | Annual | Allowances Withdrawn (1:1) | Thousand Tons | 0 | 0 | 0 | 0 | 0 | 0 | 0 | 0
DE Facility Specific - SO2 Annual Rate v3.1, Unit 4170 and retrofits | 407 | 1520 | Rate Constraint in lbs/MMBtu | FALSE | L | Annual | Allowances Withdrawn (n:1) | Thousand Tons | 0 | 0 | 0 | 0 | 0 | 0 | 0 | 0
DE Facility Specific - SO2 Annual Rate v3.1, Unit 4170 and retrofits | 407 | 1520 | Rate Constraint in lbs/MMBtu | FALSE | L | Annual | Net Emissions Allowance Position | Thousand Tons | 0 | 0 | 0 | 0 | 0 | 0 | 0 | 0
DE Facility Specific - SO2 Annual Rate v3.1, Unit 4170 and retrofits | 407 | 1520 | Rate Constraint in lbs/MMBtu | FALSE | L | Annual | Fuel Consumed | TBtu | 0 | 0 | 0 | 0 | 0 | 0 | 0 | 0
DE Facility Specific - SO2 Annual Rate v3.1, Unit 4170 and retrofits | 407 | 1520 | Rate Constraint in lbs/MMBtu | FALSE | L | Annual | Rate | lb/MMBtu | 0 | 0 | 0 | 0 | 0 | 0 | 0 | 0
DE Facility Specific - SO2 Annual Rate v3.1, Unit 4170 and retrofits | 407 | 1520 | Rate Constraint in lbs/MMBtu | FALSE | L | Annual | Generation | TWh | 0 | 0 | 0 | 0 | 0 | 0 | 0 | 0
DE Facility Specific - SO2 Annual Rate v3.1, Unit 4170 and retrofits | 407 | 1520 | Rate Constraint in lbs/MMBtu | FALSE | L | Annual | Qualifying Generation | TWh | 0 | 0 | 0 | 0 | 0 | 0 | 0 | 0
DE Facility Specific - SO2 Annual Rate v3.1, Unit 4170 and retrofits | 407 | 1520 | Rate Constraint in lbs/MMBtu | FALSE | L | Annual | Rate | lb/MWh | 0 | 0 | 0 | 0 | 0 | 0 | 0 | 0
DE Facility Specific - SO2 Annual Rate v3.1, Unit 4170 and retrofits | 407 | 1520 | Rate Constraint in lbs/MMBtu | FALSE | L | Annual | Constraint Shadow Price | US2016$/Ton | 0 | 0 | 0 | 0 | 0 | 0 | 0 | 0
DE Unit Level EdMoore3 - MER Cap Annual v3.1 | 408 | 1539 | Rate Constraint in MTons | FALSE | L | Annual | Seasons Included | Seasons | Winter, WintShld, Summer | Winter, WintShld, Summer | Winter, WintShld, Summer | Winter, WintShld, Summer | Winter, WintShld, Summer | Winter, WintShld, Summer | Winter, WintShld, Summer | Winter, WintShld, Summer
DE Unit Level EdMoore3 - MER Cap Annual v3.1 | 408 | 1539 | Rate Constraint in MTons | FALSE | L | Annual | Standard MER | lbs | 6.6 | 6.6 | 6.6 | 6.6 | 6.6 | 6.6 | 6.6 | 6.6
DE Unit Level EdMoore3 - MER Cap Annual v3.1 | 408 | 1539 | Rate Constraint in MTons | FALSE | L | Annual | Emissions at Affected Plants MER | lbs | 0 | 0 | 0 | 0 | 0 | 0 | 0 | 0
DE Unit Level EdMoore3 - MER Cap Annual v3.1 | 408 | 1539 | Rate Constraint in MTons | FALSE | L | Annual | Allowances Purchased MER | lbs | 0 | 0 | 0 | 0 | 0 | 0 | 0 | 0
DE Unit Level EdMoore3 - MER Cap Annual v3.1 | 408 | 1539 | Rate Constraint in MTons | FALSE | L | Annual | Allowances Sold MER | lbs | 0 | 0 | 0 | 0 | 0 | 0 | 0 | 0
DE Unit Level EdMoore3 - MER Cap Annual v3.1 | 408 | 1539 | Rate Constraint in MTons | FALSE | L | Annual | Allowances Banked | lbs | 0 | 0 | 0 | 0 | 0 | 0 | 0 | 0
DE Unit Level EdMoore3 - MER Cap Annual v3.1 | 408 | 1539 | Rate Constraint in MTons | FALSE | L | Annual | Allowances Withdrawn (1:1) | lbs | 0 | 0 | 0 | 0 | 0 | 0 | 0 | 0
DE Unit Level EdMoore3 - MER Cap Annual v3.1 | 408 | 1539 | Rate Constraint in MTons | FALSE | L | Annual | Allowances Withdrawn (n:1) | lbs | 0 | 0 | 0 | 0 | 0 | 0 | 0 | 0
DE Unit Level EdMoore3 - MER Cap Annual v3.1 | 408 | 1539 | Rate Constraint in MTons | FALSE | L | Annual | Net Emissions Allowance Position | lbs | 0 | 0 | 0 | 0 | 0 | 0 | 0 | 0
DE Unit Level EdMoore3 - MER Cap Annual v3.1 | 408 | 1539 | Rate Constraint in MTons | FALSE | L | Annual | Fuel Consumed | TBtu | 0 | 0 | 0 | 0 | 0 | 0 | 0 | 0
DE Unit Level EdMoore3 - MER Cap Annual v3.1 | 408 | 1539 | Rate Constraint in MTons | FALSE | L | Annual | Rate | lb/MMBtu | 0 | 0 | 0 | 0 | 0 | 0 | 0 | 0
DE Unit Level EdMoore3 - MER Cap Annual v3.1 | 408 | 1539 | Rate Constraint in MTons | FALSE | L | Annual | Generation | TWh | 0 | 0 | 0 | 0 | 0 | 0 | 0 | 0
DE Unit Level EdMoore3 - MER Cap Annual v3.1 | 408 | 1539 | Rate Constraint in MTons | FALSE | L | Annual | Qualifying Generation | TWh | 0 | 0 | 0 | 0 | 0 | 0 | 0 | 0
DE Unit Level EdMoore3 - MER Cap Annual v3.1 | 408 | 1539 | Rate Constraint in MTons | FALSE | L | Annual | Rate | lb/MWh | 0 | 0 | 0 | 0 | 0 | 0 | 0 | 0
DE Unit Level EdMoore3 - MER Cap Annual v3.1 | 408 | 1539 | Rate Constraint in MTons | FALSE | L | Annual | Constraint Shadow Price | US2016$/Lb | 0 | 0 | 0 | 0 | 0 | 0 | 0 | 0
DE Unit Level EdMoore3 - NOX Cap Annual v3.1 | 409 | 1522 | Rate Constraint in MTons | FALSE | L | Annual | Seasons Included | Seasons | Winter, WintShld, Summer | Winter, WintShld, Summer | Winter, WintShld, Summer | Winter, WintShld, Summer | Winter, WintShld, Summer | Winter, WintShld, Summer | Winter, WintShld, Summer | Winter, WintShld, Summer
DE Unit Level EdMoore3 - NOX Cap Annual v3.1 | 409 | 1522 | Rate Constraint in MTons | FALSE | L | Annual | Standard NOX | Thousand Tons | 0.773 | 0.773 | 0.773 | 0.773 | 0.773 | 0.773 | 0.773 | 0.773
DE Unit Level EdMoore3 - NOX Cap Annual v3.1 | 409 | 1522 | Rate Constraint in MTons | FALSE | L | Annual | Emissions at Affected Plants NOX | Thousand Tons | 0 | 0 | 0 | 0 | 0 | 0 | 0 | 0
DE Unit Level EdMoore3 - NOX Cap Annual v3.1 | 409 | 1522 | Rate Constraint in MTons | FALSE | L | Annual | Allowances Purchased NOX | Thousand Tons | 0 | 0 | 0 | 0 | 0 | 0 | 0 | 0
DE Unit Level EdMoore3 - NOX Cap Annual v3.1 | 409 | 1522 | Rate Constraint in MTons | FALSE | L | Annual | Allowances Sold NOX | Thousand Tons | 0 | 0 | 0 | 0 | 0 | 0 | 0 | 0
DE Unit Level EdMoore3 - NOX Cap Annual v3.1 | 409 | 1522 | Rate Constraint in MTons | FALSE | L | Annual | Allowances Banked | Thousand Tons | 0 | 0 | 0 | 0 | 0 | 0 | 0 | 0
DE Unit Level EdMoore3 - NOX Cap Annual v3.1 | 409 | 1522 | Rate Constraint in MTons | FALSE | L | Annual | Allowances Withdrawn (1:1) | Thousand Tons | 0 | 0 | 0 | 0 | 0 | 0 | 0 | 0
DE Unit Level EdMoore3 - NOX Cap Annual v3.1 | 409 | 1522 | Rate Constraint in MTons | FALSE | L | Annual | Allowances Withdrawn (n:1) | Thousand Tons | 0 | 0 | 0 | 0 | 0 | 0 | 0 | 0
DE Unit Level EdMoore3 - NOX Cap Annual v3.1 | 409 | 1522 | Rate Constraint in MTons | FALSE | L | Annual | Net Emissions Allowance Position | Thousand Tons | 0 | 0 | 0 | 0 | 0 | 0 | 0 | 0
DE Unit Level EdMoore3 - NOX Cap Annual v3.1 | 409 | 1522 | Rate Constraint in MTons | FALSE | L | Annual | Fuel Consumed | TBtu | 0 | 0 | 0 | 0 | 0 | 0 | 0 | 0
DE Unit Level EdMoore3 - NOX Cap Annual v3.1 | 409 | 1522 | Rate Constraint in MTons | FALSE | L | Annual | Rate | lb/MMBtu | 0 | 0 | 0 | 0 | 0 | 0 | 0 | 0
DE Unit Level EdMoore3 - NOX Cap Annual v3.1 | 409 | 1522 | Rate Constraint in MTons | FALSE | L | Annual | Generation | TWh | 0 | 0 | 0 | 0 | 0 | 0 | 0 | 0
DE Unit Level EdMoore3 - NOX Cap Annual v3.1 | 409 | 1522 | Rate Constraint in MTons | FALSE | L | Annual | Qualifying Generation | TWh | 0 | 0 | 0 | 0 | 0 | 0 | 0 | 0
DE Unit Level EdMoore3 - NOX Cap Annual v3.1 | 409 | 1522 | Rate Constraint in MTons | FALSE | L | Annual | Rate | lb/MWh | 0 | 0 | 0 | 0 | 0 | 0 | 0 | 0
DE Unit Level EdMoore3 - NOX Cap Annual v3.1 | 409 | 1522 | Rate Constraint in MTons | FALSE | L | Annual | Constraint Shadow Price | US2016$/Ton | 0 | 0 | 0 | 0 | 0 | 0 | 0 | 0
DE Unit Level EdMoore3 - SO2 Cap Annual v3.1 | 410 | 1530 | Rate Constraint in MTons | FALSE | L | Annual | Seasons Included | Seasons | Winter, WintShld, Summer | Winter, WintShld, Summer | Winter, WintShld, Summer | Winter, WintShld, Summer | Winter, WintShld, Summer | Winter, WintShld, Summer | Winter, WintShld, Summer | Winter, WintShld, Summer
DE Unit Level EdMoore3 - SO2 Cap Annual v3.1 | 410 | 1530 | Rate Constraint in MTons | FALSE | L | Annual | Standard SO2 | Thousand Tons | 1.391 | 1.391 | 1.391 | 1.391 | 1.391 | 1.391 | 1.391 | 1.391
DE Unit Level EdMoore3 - SO2 Cap Annual v3.1 | 410 | 1530 | Rate Constraint in MTons | FALSE | L | Annual | Emissions at Affected Plants SO2 | Thousand Tons | 0 | 0 | 0 | 0 | 0 | 0 | 0 | 0
DE Unit Level EdMoore3 - SO2 Cap Annual v3.1 | 410 | 1530 | Rate Constraint in MTons | FALSE | L | Annual | Allowances Purchased SO2 | Thousand Tons | 0 | 0 | 0 | 0 | 0 | 0 | 0 | 0
DE Unit Level EdMoore3 - SO2 Cap Annual v3.1 | 410 | 1530 | Rate Constraint in MTons | FALSE | L | Annual | Allowances Sold SO2 | Thousand Tons | 0 | 0 | 0 | 0 | 0 | 0 | 0 | 0
DE Unit Level EdMoore3 - SO2 Cap Annual v3.1 | 410 | 1530 | Rate Constraint in MTons | FALSE | L | Annual | Allowances Banked | Thousand Tons | 0 | 0 | 0 | 0 | 0 | 0 | 0 | 0
DE Unit Level EdMoore3 - SO2 Cap Annual v3.1 | 410 | 1530 | Rate Constraint in MTons | FALSE | L | Annual | Allowances Withdrawn (1:1) | Thousand Tons | 0 | 0 | 0 | 0 | 0 | 0 | 0 | 0
DE Unit Level EdMoore3 - SO2 Cap Annual v3.1 | 410 | 1530 | Rate Constraint in MTons | FALSE | L | Annual | Allowances Withdrawn (n:1) | Thousand Tons | 0 | 0 | 0 | 0 | 0 | 0 | 0 | 0
DE Unit Level EdMoore3 - SO2 Cap Annual v3.1 | 410 | 1530 | Rate Constraint in MTons | FALSE | L | Annual | Net Emissions Allowance Position | Thousand Tons | 0 | 0 | 0 | 0 | 0 | 0 | 0 | 0
DE Unit Level EdMoore3 - SO2 Cap Annual v3.1 | 410 | 1530 | Rate Constraint in MTons | FALSE | L | Annual | Fuel Consumed | TBtu | 0 | 0 | 0 | 0 | 0 | 0 | 0 | 0
DE Unit Level EdMoore3 - SO2 Cap Annual v3.1 | 410 | 1530 | Rate Constraint in MTons | FALSE | L | Annual | Rate | lb/MMBtu | 0 | 0 | 0 | 0 | 0 | 0 | 0 | 0
DE Unit Level EdMoore3 - SO2 Cap Annual v3.1 | 410 | 1530 | Rate Constraint in MTons | FALSE | L | Annual | Generation | TWh | 0 | 0 | 0 | 0 | 0 | 0 | 0 | 0
DE Unit Level EdMoore3 - SO2 Cap Annual v3.1 | 410 | 1530 | Rate Constraint in MTons | FALSE | L | Annual | Qualifying Generation | TWh | 0 | 0 | 0 | 0 | 0 | 0 | 0 | 0
DE Unit Level EdMoore3 - SO2 Cap Annual v3.1 | 410 | 1530 | Rate Constraint in MTons | FALSE | L | Annual | Rate | lb/MWh | 0 | 0 | 0 | 0 | 0 | 0 | 0 | 0
DE Unit Level EdMoore3 - SO2 Cap Annual v3.1 | 410 | 1530 | Rate Constraint in MTons | FALSE | L | Annual | Constraint Shadow Price | US2016$/Ton | 0 | 0 | 0 | 0 | 0 | 0 | 0 | 0
DE Unit Level EdMoore4 - MER Cap Annual v3.1 | 411 | 1540 | Rate Constraint in MTons | FALSE | L | Annual | Seasons Included | Seasons | Winter, WintShld, Summer | Winter, WintShld, Summer | Winter, WintShld, Summer | Winter, WintShld, Summer | Winter, WintShld, Summer | Winter, WintShld, Summer | Winter, WintShld, Summer | Winter, WintShld, Summer
DE Unit Level EdMoore4 - MER Cap Annual v3.1 | 411 | 1540 | Rate Constraint in MTons | FALSE | L | Annual | Standard MER | lbs | 11.4 | 11.4 | 11.4 | 11.4 | 11.4 | 11.4 | 11.4 | 11.4
DE Unit Level EdMoore4 - MER Cap Annual v3.1 | 411 | 1540 | Rate Constraint in MTons | FALSE | L | Annual | Emissions at Affected Plants MER | lbs | 3.5063e-05 | 3.5653e-05 | 3.5063e-05 | 3.5063e-05 | 3.5063e-05 | 3.5583e-05 | 3.8011e-05 | 3.5583e-05
DE Unit Level EdMoore4 - MER Cap Annual v3.1 | 411 | 1540 | Rate Constraint in MTons | FALSE | L | Annual | Allowances Purchased MER | lbs | 0 | 0 | 0 | 0 | 0 | 0 | 0 | 0
DE Unit Level EdMoore4 - MER Cap Annual v3.1 | 411 | 1540 | Rate Constraint in MTons | FALSE | L | Annual | Allowances Sold MER | lbs | 0 | 0 | 0 | 0 | 0 | 0 | 0 | 0
DE Unit Level EdMoore4 - MER Cap Annual v3.1 | 411 | 1540 | Rate Constraint in MTons | FALSE | L | Annual | Allowances Banked | lbs | 0 | 0 | 0 | 0 | 0 | 0 | 0 | 0
DE Unit Level EdMoore4 - MER Cap Annual v3.1 | 411 | 1540 | Rate Constraint in MTons | FALSE | L | Annual | Allowances Withdrawn (1:1) | lbs | 0 | 0 | 0 | 0 | 0 | 0 | 0 | 0
DE Unit Level EdMoore4 - MER Cap Annual v3.1 | 411 | 1540 | Rate Constraint in MTons | FALSE | L | Annual | Allowances Withdrawn (n:1) | lbs | 0 | 0 | 0 | 0 | 0 | 0 | 0 | 0
DE Unit Level EdMoore4 - MER Cap Annual v3.1 | 411 | 1540 | Rate Constraint in MTons | FALSE | L | Annual | Net Emissions Allowance Position | lbs | 3.5063e-05 | 3.5653e-05 | 3.5063e-05 | 3.5063e-05 | 3.5063e-05 | 3.5583e-05 | 3.8011e-05 | 3.5583e-05
DE Unit Level EdMoore4 - MER Cap Annual v3.1 | 411 | 1540 | Rate Constraint in MTons | FALSE | L | Annual | Fuel Consumed | TBtu | 0.25045 | 0.25467 | 0.25045 | 0.25045 | 0.25045 | 0.25416 | 0.27151 | 0.25416
DE Unit Level EdMoore4 - MER Cap Annual v3.1 | 411 | 1540 | Rate Constraint in MTons | FALSE | L | Annual | Rate | lb/MMBtu | 1.4e-10 | 1.4e-10 | 1.4e-10 | 1.4e-10 | 1.4e-10 | 1.4e-10 | 1.4e-10 | 1.4e-10
DE Unit Level EdMoore4 - MER Cap Annual v3.1 | 411 | 1540 | Rate Constraint in MTons | FALSE | L | Annual | Generation | TWh | 0.021542 | 0.021905 | 0.021542 | 0.021542 | 0.021542 | 0.021862 | 0.023354 | 0.021862
DE Unit Level EdMoore4 - MER Cap Annual v3.1 | 411 | 1540 | Rate Constraint in MTons | FALSE | L | Annual | Qualifying Generation | TWh | 0.021542 | 0.021905 | 0.021542 | 0.021542 | 0.021542 | 0.021862 | 0.023354 | 0.021862
DE Unit Level EdMoore4 - MER Cap Annual v3.1 | 411 | 1540 | Rate Constraint in MTons | FALSE | L | Annual | Rate | lb/MWh | 1.6276e-09 | 1.6276e-09 | 1.6276e-09 | 1.6276e-09 | 1.6276e-09 | 1.6276e-09 | 1.6276e-09 | 1.6276e-09
DE Unit Level EdMoore4 - MER Cap Annual v3.1 | 411 | 1540 | Rate Constraint in MTons | FALSE | L | Annual | Constraint Shadow Price | US2016$/Lb | 0 | 0 | 0 | 0 | 0 | 0 | 0 | 0
DE Unit Level EdMoore4 - NOX Cap Annual v3.1 | 412 | 1523 | Rate Constraint in MTons | FALSE | L | Annual | Seasons Included | Seasons | Winter, WintShld, Summer | Winter, WintShld, Summer | Winter, WintShld, Summer | Winter, WintShld, Summer | Winter, WintShld, Summer | Winter, WintShld, Summer | Winter, WintShld, Summer | Winter, WintShld, Summer
DE Unit Level EdMoore4 - NOX Cap Annual v3.1 | 412 | 1523 | Rate Constraint in MTons | FALSE | L | Annual | Standard NOX | Thousand Tons | 1.339 | 1.339 | 1.339 | 1.339 | 1.339 | 1.339 | 1.339 | 1.339
DE Unit Level EdMoore4 - NOX Cap Annual v3.1 | 412 | 1523 | Rate Constraint in MTons | FALSE | L | Annual | Emissions at Affected Plants NOX | Thousand Tons | 0.0072354 | 0.0073573 | 0.0072354 | 0.0072354 | 0.0072354 | 0.0073428 | 0.0078439 | 0.0073428
DE Unit Level EdMoore4 - NOX Cap Annual v3.1 | 412 | 1523 | Rate Constraint in MTons | FALSE | L | Annual | Allowances Purchased NOX | Thousand Tons | 0 | 0 | 0 | 0 | 0 | 0 | 0 | 0
DE Unit Level EdMoore4 - NOX Cap Annual v3.1 | 412 | 1523 | Rate Constraint in MTons | FALSE | L | Annual | Allowances Sold NOX | Thousand Tons | 0 | 0 | 0 | 0 | 0 | 0 | 0 | 0
DE Unit Level EdMoore4 - NOX Cap Annual v3.1 | 412 | 1523 | Rate Constraint in MTons | FALSE | L | Annual | Allowances Banked | Thousand Tons | 0 | 0 | 0 | 0 | 0 | 0 | 0 | 0
DE Unit Level EdMoore4 - NOX Cap Annual v3.1 | 412 | 1523 | Rate Constraint in MTons | FALSE | L | Annual | Allowances Withdrawn (1:1) | Thousand Tons | 0 | 0 | 0 | 0 | 0 | 0 | 0 | 0
DE Unit Level EdMoore4 - NOX Cap Annual v3.1 | 412 | 1523 | Rate Constraint in MTons | FALSE | L | Annual | Allowances Withdrawn (n:1) | Thousand Tons | 0 | 0 | 0 | 0 | 0 | 0 | 0 | 0
DE Unit Level EdMoore4 - NOX Cap Annual v3.1 | 412 | 1523 | Rate Constraint in MTons | FALSE | L | Annual | Net Emissions Allowance Position | Thousand Tons | 0.0072354 | 0.0073573 | 0.0072354 | 0.0072354 | 0.0072354 | 0.0073428 | 0.0078439 | 0.0073428
DE Unit Level EdMoore4 - NOX Cap Annual v3.1 | 412 | 1523 | Rate Constraint in MTons | FALSE | L | Annual | Fuel Consumed | TBtu | 0.25045 | 0.25467 | 0.25045 | 0.25045 | 0.25045 | 0.25416 | 0.27151 | 0.25416
DE Unit Level EdMoore4 - NOX Cap Annual v3.1 | 412 | 1523 | Rate Constraint in MTons | FALSE | L | Annual | Rate | lb/MMBtu | 0.05778 | 0.05778 | 0.05778 | 0.05778 | 0.05778 | 0.05778 | 0.05778 | 0.05778
DE Unit Level EdMoore4 - NOX Cap Annual v3.1 | 412 | 1523 | Rate Constraint in MTons | FALSE | L | Annual | Generation | TWh | 0.021542 | 0.021905 | 0.021542 | 0.021542 | 0.021542 | 0.021862 | 0.023354 | 0.021862
DE Unit Level EdMoore4 - NOX Cap Annual v3.1 | 412 | 1523 | Rate Constraint in MTons | FALSE | L | Annual | Qualifying Generation | TWh | 0.021542 | 0.021905 | 0.021542 | 0.021542 | 0.021542 | 0.021862 | 0.023354 | 0.021862
DE Unit Level EdMoore4 - NOX Cap Annual v3.1 | 412 | 1523 | Rate Constraint in MTons | FALSE | L | Annual | Rate | lb/MWh | 0.67175 | 0.67175 | 0.67175 | 0.67175 | 0.67175 | 0.67175 | 0.67175 | 0.67175
DE Unit Level EdMoore4 - NOX Cap Annual v3.1 | 412 | 1523 | Rate Constraint in MTons | FALSE | L | Annual | Constraint Shadow Price | US2016$/Ton | 0 | 0 | 0 | 0 | 0 | 0 | 0 | 0
DE Unit Level EdMoore4 - SO2 Cap Annual v3.1 | 413 | 1531 | Rate Constraint in MTons | FALSE | L | Annual | Seasons Included | Seasons | Winter, WintShld, Summer | Winter, WintShld, Summer | Winter, WintShld, Summer | Winter, WintShld, Summer | Winter, WintShld, Summer | Winter, WintShld, Summer | Winter, WintShld, Summer | Winter, WintShld, Summer
DE Unit Level EdMoore4 - SO2 Cap Annual v3.1 | 413 | 1531 | Rate Constraint in MTons | FALSE | L | Annual | Standard SO2 | Thousand Tons | 2.41 | 2.41 | 2.41 | 2.41 | 2.41 | 2.41 | 2.41 | 2.41
DE Unit Level EdMoore4 - SO2 Cap Annual v3.1 | 413 | 1531 | Rate Constraint in MTons | FALSE | L | Annual | Emissions at Affected Plants SO2 | Thousand Tons | 0 | 0 | 0 | 0 | 0 | 0 | 0 | 0
DE Unit Level EdMoore4 - SO2 Cap Annual v3.1 | 413 | 1531 | Rate Constraint in MTons | FALSE | L | Annual | Allowances Purchased SO2 | Thousand Tons | 0 | 0 | 0 | 0 | 0 | 0 | 0 | 0
DE Unit Level EdMoore4 - SO2 Cap Annual v3.1 | 413 | 1531 | Rate Constraint in MTons | FALSE | L | Annual | Allowances Sold SO2 | Thousand Tons | 0 | 0 | 0 | 0 | 0 | 0 | 0 | 0
DE Unit Level EdMoore4 - SO2 Cap Annual v3.1 | 413 | 1531 | Rate Constraint in MTons | FALSE | L | Annual | Allowances Banked | Thousand Tons | 0 | 0 | 0 | 0 | 0 | 0 | 0 | 0
DE Unit Level EdMoore4 - SO2 Cap Annual v3.1 | 413 | 1531 | Rate Constraint in MTons | FALSE | L | Annual | Allowances Withdrawn (1:1) | Thousand Tons | 0 | 0 | 0 | 0 | 0 | 0 | 0 | 0
DE Unit Level EdMoore4 - SO2 Cap Annual v3.1 | 413 | 1531 | Rate Constraint in MTons | FALSE | L | Annual | Allowances Withdrawn (n:1) | Thousand Tons | 0 | 0 | 0 | 0 | 0 | 0 | 0 | 0
DE Unit Level EdMoore4 - SO2 Cap Annual v3.1 | 413 | 1531 | Rate Constraint in MTons | FALSE | L | Annual | Net Emissions Allowance Position | Thousand Tons | 0 | 0 | 0 | 0 | 0 | 0 | 0 | 0
DE Unit Level EdMoore4 - SO2 Cap Annual v3.1 | 413 | 1531 | Rate Constraint in MTons | FALSE | L | Annual | Fuel Consumed | TBtu | 0.25045 | 0.25467 | 0.25045 | 0.25045 | 0.25045 | 0.25416 | 0.27151 | 0.25416
DE Unit Level EdMoore4 - SO2 Cap Annual v3.1 | 413 | 1531 | Rate Constraint in MTons | FALSE | L | Annual | Rate | lb/MMBtu | 0 | 0 | 0 | 0 | 0 | 0 | 0 | 0
DE Unit Level EdMoore4 - SO2 Cap Annual v3.1 | 413 | 1531 | Rate Constraint in MTons | FALSE | L | Annual | Generation | TWh | 0.021542 | 0.021905 | 0.021542 | 0.021542 | 0.021542 | 0.021862 | 0.023354 | 0.021862
DE Unit Level EdMoore4 - SO2 Cap Annual v3.1 | 413 | 1531 | Rate Constraint in MTons | FALSE | L | Annual | Qualifying Generation | TWh | 0.021542 | 0.021905 | 0.021542 | 0.021542 | 0.021542 | 0.021862 | 0.023354 | 0.021862
DE Unit Level EdMoore4 - SO2 Cap Annual v3.1 | 413 | 1531 | Rate Constraint in MTons | FALSE | L | Annual | Rate | lb/MWh | 0 | 0 | 0 | 0 | 0 | 0 | 0 | 0
DE Unit Level EdMoore4 - SO2 Cap Annual v3.1 | 413 | 1531 | Rate Constraint in MTons | FALSE | L | Annual | Constraint Shadow Price | US2016$/Ton | 0 | 0 | 0 | 0 | 0 | 0 | 0 | 0
DE Unit Level EdMoore5 - NOX Cap Annual v3.1 | 414 | 1524 | Rate Constraint in MTons | FALSE | L | Annual | Seasons Included | Seasons | Winter, WintShld, Summer | Winter, WintShld, Summer | Winter, WintShld, Summer | Winter, WintShld, Summer | Winter, WintShld, Summer | Winter, WintShld, Summer | Winter, WintShld, Summer | Winter, WintShld, Summer
DE Unit Level EdMoore5 - NOX Cap Annual v3.1 | 414 | 1524 | Rate Constraint in MTons | FALSE | L | Annual | Standard NOX | Thousand Tons | 1.348 | 1.348 | 1.348 | 1.348 | 1.348 | 1.348 | 1.348 | 1.348
DE Unit Level EdMoore5 - NOX Cap Annual v3.1 | 414 | 1524 | Rate Constraint in MTons | FALSE | L | Annual | Emissions at Affected Plants NOX | Thousand Tons | 0.026487 | 0.027417 | 0.026487 | 0.026487 | 0.026487 | 0.027045 | 0.045259 | 0.028
DE Unit Level EdMoore5 - NOX Cap Annual v3.1 | 414 | 1524 | Rate Constraint in MTons | FALSE | L | Annual | Allowances Purchased NOX | Thousand Tons | 0 | 0 | 0 | 0 | 0 | 0 | 0 | 0
DE Unit Level EdMoore5 - NOX Cap Annual v3.1 | 414 | 1524 | Rate Constraint in MTons | FALSE | L | Annual | Allowances Sold NOX | Thousand Tons | 0 | 0 | 0 | 0 | 0 | 0 | 0 | 0
DE Unit Level EdMoore5 - NOX Cap Annual v3.1 | 414 | 1524 | Rate Constraint in MTons | FALSE | L | Annual | Allowances Banked | Thousand Tons | 0 | 0 | 0 | 0 | 0 | 0 | 0 | 0
DE Unit Level EdMoore5 - NOX Cap Annual v3.1 | 414 | 1524 | Rate Constraint in MTons | FALSE | L | Annual | Allowances Withdrawn (1:1) | Thousand Tons | 0 | 0 | 0 | 0 | 0 | 0 | 0 | 0
DE Unit Level EdMoore5 - NOX Cap Annual v3.1 | 414 | 1524 | Rate Constraint in MTons | FALSE | L | Annual | Allowances Withdrawn (n:1) | Thousand Tons | 0 | 0 | 0 | 0 | 0 | 0 | 0 | 0
DE Unit Level EdMoore5 - NOX Cap Annual v3.1 | 414 | 1524 | Rate Constraint in MTons | FALSE | L | Annual | Net Emissions Allowance Position | Thousand Tons | 0.026487 | 0.027417 | 0.026487 | 0.026487 | 0.026487 | 0.027045 | 0.045259 | 0.028
DE Unit Level EdMoore5 - NOX Cap Annual v3.1 | 414 | 1524 | Rate Constraint in MTons | FALSE | L | Annual | Fuel Consumed | TBtu | 0.78656 | 0.80605 | 0.78656 | 0.78656 | 0.78656 | 0.79825 | 1.1804 | 0.81828
DE Unit Level EdMoore5 - NOX Cap Annual v3.1 | 414 | 1524 | Rate Constraint in MTons | FALSE | L | Annual | Rate | lb/MMBtu | 0.06735 | 0.068027 | 0.06735 | 0.06735 | 0.06735 | 0.06776 | 0.076685 | 0.068435
DE Unit Level EdMoore5 - NOX Cap Annual v3.1 | 414 | 1524 | Rate Constraint in MTons | FALSE | L | Annual | Generation | TWh | 0.067988 | 0.069673 | 0.067988 | 0.067988 | 0.067988 | 0.068999 | 0.10203 | 0.070731
DE Unit Level EdMoore5 - NOX Cap Annual v3.1 | 414 | 1524 | Rate Constraint in MTons | FALSE | L | Annual | Qualifying Generation | TWh | 0.067988 | 0.069673 | 0.067988 | 0.067988 | 0.067988 | 0.068999 | 0.10203 | 0.070731
DE Unit Level EdMoore5 - NOX Cap Annual v3.1 | 414 | 1524 | Rate Constraint in MTons | FALSE | L | Annual | Rate | lb/MWh | 0.77917 | 0.787 | 0.77917 | 0.77917 | 0.77917 | 0.78392 | 0.88717 | 0.79172
DE Unit Level EdMoore5 - NOX Cap Annual v3.1 | 414 | 1524 | Rate Constraint in MTons | FALSE | L | Annual | Constraint Shadow Price | US2016$/Ton | 0 | 0 | 0 | 0 | 0 | 0 | 0 | 0
DE Unit Level EdMoore5 - SO2 Cap Annual v3.1 | 415 | 1533 | Rate Constraint in MTons | FALSE | L | Annual | Seasons Included | Seasons | Winter, WintShld, Summer | Winter, WintShld, Summer | Winter, WintShld, Summer | Winter, WintShld, Summer | Winter, WintShld, Summer | Winter, WintShld, Summer | Winter, WintShld, Summer | Winter, WintShld, Summer
DE Unit Level EdMoore5 - SO2 Cap Annual v3.1 | 415 | 1533 | Rate Constraint in MTons | FALSE | L | Annual | Standard SO2 | Thousand Tons | 2.427 | 2.427 | 2.427 | 2.427 | 2.427 | 2.427 | 2.427 | 2.427
DE Unit Level EdMoore5 - SO2 Cap Annual v3.1 | 415 | 1533 | Rate Constraint in MTons | FALSE | L | Annual | Emissions at Affected Plants SO2 | Thousand Tons | 0 | 0 | 0 | 0 | 0 | 0 | 0 | 0
DE Unit Level EdMoore5 - SO2 Cap Annual v3.1 | 415 | 1533 | Rate Constraint in MTons | FALSE | L | Annual | Allowances Purchased SO2 | Thousand Tons | 0 | 0 | 0 | 0 | 0 | 0 | 0 | 0
DE Unit Level EdMoore5 - SO2 Cap Annual v3.1 | 415 | 1533 | Rate Constraint in MTons | FALSE | L | Annual | Allowances Sold SO2 | Thousand Tons | 0 | 0 | 0 | 0 | 0 | 0 | 0 | 0
DE Unit Level EdMoore5 - SO2 Cap Annual v3.1 | 415 | 1533 | Rate Constraint in MTons | FALSE | L | Annual | Allowances Banked | Thousand Tons | 0 | 0 | 0 | 0 | 0 | 0 | 0 | 0
DE Unit Level EdMoore5 - SO2 Cap Annual v3.1 | 415 | 1533 | Rate Constraint in MTons | FALSE | L | Annual | Allowances Withdrawn (1:1) | Thousand Tons | 0 | 0 | 0 | 0 | 0 | 0 | 0 | 0
DE Unit Level EdMoore5 - SO2 Cap Annual v3.1 | 415 | 1533 | Rate Constraint in MTons | FALSE | L | Annual | Allowances Withdrawn (n:1) | Thousand Tons | 0 | 0 | 0 | 0 | 0 | 0 | 0 | 0
DE Unit Level EdMoore5 - SO2 Cap Annual v3.1 | 415 | 1533 | Rate Constraint in MTons | FALSE | L | Annual | Net Emissions Allowance Position | Thousand Tons | 0 | 0 | 0 | 0 | 0 | 0 | 0 | 0
DE Unit Level EdMoore5 - SO2 Cap Annual v3.1 | 415 | 1533 | Rate Constraint in MTons | FALSE | L | Annual | Fuel Consumed | TBtu | 0.78656 | 0.80605 | 0.78656 | 0.78656 | 0.78656 | 0.79825 | 1.1804 | 0.81828
DE Unit Level EdMoore5 - SO2 Cap Annual v3.1 | 415 | 1533 | Rate Constraint in MTons | FALSE | L | Annual | Rate | lb/MMBtu | 0 | 0 | 0 | 0 | 0 | 0 | 0 | 0
DE Unit Level EdMoore5 - SO2 Cap Annual v3.1 | 415 | 1533 | Rate Constraint in MTons | FALSE | L | Annual | Generation | TWh | 0.067988 | 0.069673 | 0.067988 | 0.067988 | 0.067988 | 0.068999 | 0.10203 | 0.070731
DE Unit Level EdMoore5 - SO2 Cap Annual v3.1 | 415 | 1533 | Rate Constraint in MTons | FALSE | L | Annual | Qualifying Generation | TWh | 0.067988 | 0.069673 | 0.067988 | 0.067988 | 0.067988 | 0.068999 | 0.10203 | 0.070731
DE Unit Level EdMoore5 - SO2 Cap Annual v3.1 | 415 | 1533 | Rate Constraint in MTons | FALSE | L | Annual | Rate | lb/MWh | 0 | 0 | 0 | 0 | 0 | 0 | 0 | 0
DE Unit Level EdMoore5 - SO2 Cap Annual v3.1 | 415 | 1533 | Rate Constraint in MTons | FALSE | L | Annual | Constraint Shadow Price | US2016$/Ton | 0 | 0 | 0 | 0 | 0 | 0 | 0 | 0
DE Unit Level IndRiver4 - MER Cap Annual v3.1 | 416 | 1544 | Rate Constraint in MTons | FALSE | L | Annual | Seasons Included | Seasons | Winter, WintShld, Summer | Winter, WintShld, Summer | Winter, WintShld, Summer | Winter, WintShld, Summer | Winter, WintShld, Summer | Winter, WintShld, Summer | Winter, WintShld, Summer | Winter, WintShld, Summer
DE Unit Level IndRiver4 - MER Cap Annual v3.1 | 416 | 1544 | Rate Constraint in MTons | FALSE | L | Annual | Standard MER | lbs | 17.4 | 17.4 | 17.4 | 17.4 | 17.4 | 17.4 | 17.4 | 17.4
DE Unit Level IndRiver4 - MER Cap Annual v3.1 | 416 | 1544 | Rate Constraint in MTons | FALSE | L | Annual | Emissions at Affected Plants MER | lbs | 0 | 0 | 0 | 0 | 0 | 0 | 0 | 0
DE Unit Level IndRiver4 - MER Cap Annual v3.1 | 416 | 1544 | Rate Constraint in MTons | FALSE | L | Annual | Allowances Purchased MER | lbs | 0 | 0 | 0 | 0 | 0 | 0 | 0 | 0
DE Unit Level IndRiver4 - MER Cap Annual v3.1 | 416 | 1544 | Rate Constraint in MTons | FALSE | L | Annual | Allowances Sold MER | lbs | 0 | 0 | 0 | 0 | 0 | 0 | 0 | 0
DE Unit Level IndRiver4 - MER Cap Annual v3.1 | 416 | 1544 | Rate Constraint in MTons | FALSE | L | Annual | Allowances Banked | lbs | 0 | 0 | 0 | 0 | 0 | 0 | 0 | 0
DE Unit Level IndRiver4 - MER Cap Annual v3.1 | 416 | 1544 | Rate Constraint in MTons | FALSE | L | Annual | Allowances Withdrawn (1:1) | lbs | 0 | 0 | 0 | 0 | 0 | 0 | 0 | 0
DE Unit Level IndRiver4 - MER Cap Annual v3.1 | 416 | 1544 | Rate Constraint in MTons | FALSE | L | Annual | Allowances Withdrawn (n:1) | lbs | 0 | 0 | 0 | 0 | 0 | 0 | 0 | 0
DE Unit Level IndRiver4 - MER Cap Annual v3.1 | 416 | 1544 | Rate Constraint in MTons | FALSE | L | Annual | Net Emissions Allowance Position | lbs | 0 | 0 | 0 | 0 | 0 | 0 | 0 | 0
DE Unit Level IndRiver4 - MER Cap Annual v3.1 | 416 | 1544 | Rate Constraint in MTons | FALSE | L | Annual | Fuel Consumed | TBtu | 0 | 0 | 0 | 0 | 0 | 0 | 0 | 0
DE Unit Level IndRiver4 - MER Cap Annual v3.1 | 416 | 1544 | Rate Constraint in MTons | FALSE | L | Annual | Rate | lb/MMBtu | 0 | 0 | 0 | 0 | 0 | 0 | 0 | 0
DE Unit Level IndRiver4 - MER Cap Annual v3.1 | 416 | 1544 | Rate Constraint in MTons | FALSE | L | Annual | Generation | TWh | 0 | 0 | 0 | 0 | 0 | 0 | 0 | 0
DE Unit Level IndRiver4 - MER Cap Annual v3.1 | 416 | 1544 | Rate Constraint in MTons | FALSE | L | Annual | Qualifying Generation | TWh | 0 | 0 | 0 | 0 | 0 | 0 | 0 | 0
DE Unit Level IndRiver4 - MER Cap Annual v3.1 | 416 | 1544 | Rate Constraint in MTons | FALSE | L | Annual | Rate | lb/MWh | 0 | 0 | 0 | 0 | 0 | 0 | 0 | 0
DE Unit Level IndRiver4 - MER Cap Annual v3.1 | 416 | 1544 | Rate Constraint in MTons | FALSE | L | Annual | Constraint Shadow Price | US2016$/Lb | 0 | 0 | 0 | 0 | 0 | 0 | 0 | 0
DE Unit Level IndRiver4 - NOX Cap Annual v3.1 | 417 | 1528 | Rate Constraint in MTons | FALSE | L | Annual | Seasons Included | Seasons | Winter, WintShld, Summer | Winter, WintShld, Summer | Winter, WintShld, Summer | Winter, WintShld, Summer | Winter, WintShld, Summer | Winter, WintShld, Summer | Winter, WintShld, Summer | Winter, WintShld, Summer
DE Unit Level IndRiver4 - NOX Cap Annual v3.1 | 417 | 1528 | Rate Constraint in MTons | FALSE | L | Annual | Standard NOX | Thousand Tons | 2.032 | 2.032 | 2.032 | 2.032 | 2.032 | 2.032 | 2.032 | 2.032
DE Unit Level IndRiver4 - NOX Cap Annual v3.1 | 417 | 1528 | Rate Constraint in MTons | FALSE | L | Annual | Emissions at Affected Plants NOX | Thousand Tons | 0 | 0 | 0 | 0 | 0 | 0 | 0 | 0
DE Unit Level IndRiver4 - NOX Cap Annual v3.1 | 417 | 1528 | Rate Constraint in MTons | FALSE | L | Annual | Allowances Purchased NOX | Thousand Tons | 0 | 0 | 0 | 0 | 0 | 0 | 0 | 0
DE Unit Level IndRiver4 - NOX Cap Annual v3.1 | 417 | 1528 | Rate Constraint in MTons | FALSE | L | Annual | Allowances Sold NOX | Thousand Tons | 0 | 0 | 0 | 0 | 0 | 0 | 0 | 0
DE Unit Level IndRiver4 - NOX Cap Annual v3.1 | 417 | 1528 | Rate Constraint in MTons | FALSE | L | Annual | Allowances Banked | Thousand Tons | 0 | 0 | 0 | 0 | 0 | 0 | 0 | 0
DE Unit Level IndRiver4 - NOX Cap Annual v3.1 | 417 | 1528 | Rate Constraint in MTons | FALSE | L | Annual | Allowances Withdrawn (1:1) | Thousand Tons | 0 | 0 | 0 | 0 | 0 | 0 | 0 | 0
DE Unit Level IndRiver4 - NOX Cap Annual v3.1 | 417 | 1528 | Rate Constraint in MTons | FALSE | L | Annual | Allowances Withdrawn (n:1) | Thousand Tons | 0 | 0 | 0 | 0 | 0 | 0 | 0 | 0
DE Unit Level IndRiver4 - NOX Cap Annual v3.1 | 417 | 1528 | Rate Constraint in MTons | FALSE | L | Annual | Net Emissions Allowance Position | Thousand Tons | 0 | 0 | 0 | 0 | 0 | 0 | 0 | 0
DE Unit Level IndRiver4 - NOX Cap Annual v3.1 | 417 | 1528 | Rate Constraint in MTons | FALSE | L | Annual | Fuel Consumed | TBtu | 0 | 0 | 0 | 0 | 0 | 0 | 0 | 0
DE Unit Level IndRiver4 - NOX Cap Annual v3.1 | 417 | 1528 | Rate Constraint in MTons | FALSE | L | Annual | Rate | lb/MMBtu | 0 | 0 | 0 | 0 | 0 | 0 | 0 | 0
DE Unit Level IndRiver4 - NOX Cap Annual v3.1 | 417 | 1528 | Rate Constraint in MTons | FALSE | L | Annual | Generation | TWh | 0 | 0 | 0 | 0 | 0 | 0 | 0 | 0
DE Unit Level IndRiver4 - NOX Cap Annual v3.1 | 417 | 1528 | Rate Constraint in MTons | FALSE | L | Annual | Qualifying Generation | TWh | 0 | 0 | 0 | 0 | 0 | 0 | 0 | 0
DE Unit Level IndRiver4 - NOX Cap Annual v3.1 | 417 | 1528 | Rate Constraint in MTons | FALSE | L | Annual | Rate | lb/MWh | 0 | 0 | 0 | 0 | 0 | 0 | 0 | 0
DE Unit Level IndRiver4 - NOX Cap Annual v3.1 | 417 | 1528 | Rate Constraint in MTons | FALSE | L | Annual | Constraint Shadow Price | US2016$/Ton | 0 | 0 | 0 | 0 | 0 | 0 | 0 | 0
DE Unit Level IndRiver4 - SO2 Cap Annual v3.1 | 418 | 1537 | Rate Constraint in MTons | FALSE | L | Annual | Seasons Included | Seasons | Winter, WintShld, Summer | Winter, WintShld, Summer | Winter, WintShld, Summer | Winter, WintShld, Summer | Winter, WintShld, Summer | Winter, WintShld, Summer | Winter, WintShld, Summer | Winter, WintShld, Summer
DE Unit Level IndRiver4 - SO2 Cap Annual v3.1 | 418 | 1537 | Rate Constraint in MTons | FALSE | L | Annual | Standard SO2 | Thousand Tons | 3.657 | 3.657 | 3.657 | 3.657 | 3.657 | 3.657 | 3.657 | 3.657
DE Unit Level IndRiver4 - SO2 Cap Annual v3.1 | 418 | 1537 | Rate Constraint in MTons | FALSE | L | Annual | Emissions at Affected Plants SO2 | Thousand Tons | 0 | 0 | 0 | 0 | 0 | 0 | 0 | 0
DE Unit Level IndRiver4 - SO2 Cap Annual v3.1 | 418 | 1537 | Rate Constraint in MTons | FALSE | L | Annual | Allowances Purchased SO2 | Thousand Tons | 0 | 0 | 0 | 0 | 0 | 0 | 0 | 0
DE Unit Level IndRiver4 - SO2 Cap Annual v3.1 | 418 | 1537 | Rate Constraint in MTons | FALSE | L | Annual | Allowances Sold SO2 | Thousand Tons | 0 | 0 | 0 | 0 | 0 | 0 | 0 | 0
DE Unit Level IndRiver4 - SO2 Cap Annual v3.1 | 418 | 1537 | Rate Constraint in MTons | FALSE | L | Annual | Allowances Banked | Thousand Tons | 0 | 0 | 0 | 0 | 0 | 0 | 0 | 0
DE Unit Level IndRiver4 - SO2 Cap Annual v3.1 | 418 | 1537 | Rate Constraint in MTons | FALSE | L | Annual | Allowances Withdrawn (1:1) | Thousand Tons | 0 | 0 | 0 | 0 | 0 | 0 | 0 | 0
DE Unit Level IndRiver4 - SO2 Cap Annual v3.1 | 418 | 1537 | Rate Constraint in MTons | FALSE | L | Annual | Allowances Withdrawn (n:1) | Thousand Tons | 0 | 0 | 0 | 0 | 0 | 0 | 0 | 0
DE Unit Level IndRiver4 - SO2 Cap Annual v3.1 | 418 | 1537 | Rate Constraint in MTons | FALSE | L | Annual | Net Emissions Allowance Position | Thousand Tons | 0 | 0 | 0 | 0 | 0 | 0 | 0 | 0
DE Unit Level IndRiver4 - SO2 Cap Annual v3.1 | 418 | 1537 | Rate Constraint in MTons | FALSE | L | Annual | Fuel Consumed | TBtu | 0 | 0 | 0 | 0 | 0 | 0 | 0 | 0
DE Unit Level IndRiver4 - SO2 Cap Annual v3.1 | 418 | 1537 | Rate Constraint in MTons | FALSE | L | Annual | Rate | lb/MMBtu | 0 | 0 | 0 | 0 | 0 | 0 | 0 | 0
DE Unit Level IndRiver4 - SO2 Cap Annual v3.1 | 418 | 1537 | Rate Constraint in MTons | FALSE | L | Annual | Generation | TWh | 0 | 0 | 0 | 0 | 0 | 0 | 0 | 0
DE Unit Level IndRiver4 - SO2 Cap Annual v3.1 | 418 | 1537 | Rate Constraint in MTons | FALSE | L | Annual | Qualifying Generation | TWh | 0 | 0 | 0 | 0 | 0 | 0 | 0 | 0
DE Unit Level IndRiver4 - SO2 Cap Annual v3.1 | 418 | 1537 | Rate Constraint in MTons | FALSE | L | Annual | Rate | lb/MWh | 0 | 0 | 0 | 0 | 0 | 0 | 0 | 0
DE Unit Level IndRiver4 - SO2 Cap Annual v3.1 | 418 | 1537 | Rate Constraint in MTons | FALSE | L | Annual | Constraint Shadow Price | US2016$/Ton | 0 | 0 | 0 | 0 | 0 | 0 | 0 | 0
DE Unit Level McKee3 - NOX Cap Annual v3.1 | 419 | 1529 | Rate Constraint in MTons | FALSE | L | Annual | Seasons Included | Seasons | Winter, WintShld, Summer | Winter, WintShld, Summer | Winter, WintShld, Summer | Winter, WintShld, Summer | Winter, WintShld, Summer | Winter, WintShld, Summer | Winter, WintShld, Summer | Winter, WintShld, Summer
DE Unit Level McKee3 - NOX Cap Annual v3.1 | 419 | 1529 | Rate Constraint in MTons | FALSE | L | Annual | Standard NOX | Thousand Tons | 0.244 | 0.244 | 0.244 | 0.244 | 0.244 | 0.244 | 0.244 | 0.244
DE Unit Level McKee3 - NOX Cap Annual v3.1 | 419 | 1529 | Rate Constraint in MTons | FALSE | L | Annual | Emissions at Affected Plants NOX | Thousand Tons | 0 | 0 | 0 | 0 | 0 | 0 | 0 | 0
DE Unit Level McKee3 - NOX Cap Annual v3.1 | 419 | 1529 | Rate Constraint in MTons | FALSE | L | Annual | Allowances Purchased NOX | Thousand Tons | 0 | 0 | 0 | 0 | 0 | 0 | 0 | 0
DE Unit Level McKee3 - NOX Cap Annual v3.1 | 419 | 1529 | Rate Constraint in MTons | FALSE | L | Annual | Allowances Sold NOX | Thousand Tons | 0 | 0 | 0 | 0 | 0 | 0 | 0 | 0
DE Unit Level McKee3 - NOX Cap Annual v3.1 | 419 | 1529 | Rate Constraint in MTons | FALSE | L | Annual | Allowances Banked | Thousand Tons | 0 | 0 | 0 | 0 | 0 | 0 | 0 | 0
DE Unit Level McKee3 - NOX Cap Annual v3.1 | 419 | 1529 | Rate Constraint in MTons | FALSE | L | Annual | Allowances Withdrawn (1:1) | Thousand Tons | 0 | 0 | 0 | 0 | 0 | 0 | 0 | 0
DE Unit Level McKee3 - NOX Cap Annual v3.1 | 419 | 1529 | Rate Constraint in MTons | FALSE | L | Annual | Allowances Withdrawn (n:1) | Thousand Tons | 0 | 0 | 0 | 0 | 0 | 0 | 0 | 0
DE Unit Level McKee3 - NOX Cap Annual v3.1 | 419 | 1529 | Rate Constraint in MTons | FALSE | L | Annual | Net Emissions Allowance Position | Thousand Tons | 0 | 0 | 0 | 0 | 0 | 0 | 0 | 0
DE Unit Level McKee3 - NOX Cap Annual v3.1 | 419 | 1529 | Rate Constraint in MTons | FALSE | L | Annual | Fuel Consumed | TBtu | 0 | 0 | 0 | 0 | 0 | 0 | 0 | 0
DE Unit Level McKee3 - NOX Cap Annual v3.1 | 419 | 1529 | Rate Constraint in MTons | FALSE | L | Annual | Rate | lb/MMBtu | 0 | 0 | 0 | 0 | 0 | 0 | 0 | 0
DE Unit Level McKee3 - NOX Cap Annual v3.1 | 419 | 1529 | Rate Constraint in MTons | FALSE | L | Annual | Generation | TWh | 0 | 0 | 0 | 0 | 0 | 0 | 0 | 0
DE Unit Level McKee3 - NOX Cap Annual v3.1 | 419 | 1529 | Rate Constraint in MTons | FALSE | L | Annual | Qualifying Generation | TWh | 0 | 0 | 0 | 0 | 0 | 0 | 0 | 0
DE Unit Level McKee3 - NOX Cap Annual v3.1 | 419 | 1529 | Rate Constraint in MTons | FALSE | L | Annual | Rate | lb/MWh | 0 | 0 | 0 | 0 | 0 | 0 | 0 | 0
DE Unit Level McKee3 - NOX Cap Annual v3.1 | 419 | 1529 | Rate Constraint in MTons | FALSE | L | Annual | Constraint Shadow Price | US2016$/Ton | 0 | 0 | 0 | 0 | 0 | 0 | 0 | 0
DE Unit Level McKee3 - SO2 Cap Annual v3.1 | 420 | 1538 | Rate Constraint in MTons | FALSE | L | Annual | Seasons Included | Seasons | Winter, WintShld, Summer | Winter, WintShld, Summer | Winter, WintShld, Summer | Winter, WintShld, Summer | Winter, WintShld, Summer | Winter, WintShld, Summer | Winter, WintShld, Summer | Winter, WintShld, Summer
DE Unit Level McKee3 - SO2 Cap Annual v3.1 | 420 | 1538 | Rate Constraint in MTons | FALSE | L | Annual | Standard SO2 | Thousand Tons | 0.439 | 0.439 | 0.439 | 0.439 | 0.439 | 0.439 | 0.439 | 0.439
DE Unit Level McKee3 - SO2 Cap Annual v3.1 | 420 | 1538 | Rate Constraint in MTons | FALSE | L | Annual | Emissions at Affected Plants SO2 | Thousand Tons | 0 | 0 | 0 | 0 | 0 | 0 | 0 | 0
DE Unit Level McKee3 - SO2 Cap Annual v3.1 | 420 | 1538 | Rate Constraint in MTons | FALSE | L | Annual | Allowances Purchased SO2 | Thousand Tons | 0 | 0 | 0 | 0 | 0 | 0 | 0 | 0
DE Unit Level McKee3 - SO2 Cap Annual v3.1 | 420 | 1538 | Rate Constraint in MTons | FALSE | L | Annual | Allowances Sold SO2 | Thousand Tons | 0 | 0 | 0 | 0 | 0 | 0 | 0 | 0
DE Unit Level McKee3 - SO2 Cap Annual v3.1 | 420 | 1538 | Rate Constraint in MTons | FALSE | L | Annual | Allowances Banked | Thousand Tons | 0 | 0 | 0 | 0 | 0 | 0 | 0 | 0
DE Unit Level McKee3 - SO2 Cap Annual v3.1 | 420 | 1538 | Rate Constraint in MTons | FALSE | L | Annual | Allowances Withdrawn (1:1) | Thousand Tons | 0 | 0 | 0 | 0 | 0 | 0 | 0 | 0
DE Unit Level McKee3 - SO2 Cap Annual v3.1 | 420 | 1538 | Rate Constraint in MTons | FALSE | L | Annual | Allowances Withdrawn (n:1) | Thousand Tons | 0 | 0 | 0 | 0 | 0 | 0 | 0 | 0
DE Unit Level McKee3 - SO2 Cap Annual v3.1 | 420 | 1538 | Rate Constraint in MTons | FALSE | L | Annual | Net Emissions Allowance Position | Thousand Tons | 0 | 0 | 0 | 0 | 0 | 0 | 0 | 0
DE Unit Level McKee3 - SO2 Cap Annual v3.1 | 420 | 1538 | Rate Constraint in MTons | FALSE | L | Annual | Fuel Consumed | TBtu | 0 | 0 | 0 | 0 | 0 | 0 | 0 | 0
DE Unit Level McKee3 - SO2 Cap Annual v3.1 | 420 | 1538 | Rate Constraint in MTons | FALSE | L | Annual | Rate | lb/MMBtu | 0 | 0 | 0 | 0 | 0 | 0 | 0 | 0
DE Unit Level McKee3 - SO2 Cap Annual v3.1 | 420 | 1538 | Rate Constraint in MTons | FALSE | L | Annual | Generation | TWh | 0 | 0 | 0 | 0 | 0 | 0 | 0 | 0
DE Unit Level McKee3 - SO2 Cap Annual v3.1 | 420 | 1538 | Rate Constraint in MTons | FALSE | L | Annual | Qualifying Generation | TWh | 0 | 0 | 0 | 0 | 0 | 0 | 0 | 0
DE Unit Level McKee3 - SO2 Cap Annual v3.1 | 420 | 1538 | Rate Constraint in MTons | FALSE | L | Annual | Rate | lb/MWh | 0 | 0 | 0 | 0 | 0 | 0 | 0 | 0
DE Unit Level McKee3 - SO2 Cap Annual v3.1 | 420 | 1538 | Rate Constraint in MTons | FALSE | L | Annual | Constraint Shadow Price | US2016$/Ton | 0 | 0 | 0 | 0 | 0 | 0 | 0 | 0
Dummy Delaware NOx Constraint v4.0 | 421 | 2168 | Rate Constraint in MTons | FALSE | L | Annual | Seasons Included | Seasons | Winter, WintShld, Summer | Winter, WintShld, Summer | Winter, WintShld, Summer | Winter, WintShld, Summer | Winter, WintShld, Summer | Winter, WintShld, Summer | Winter, WintShld, Summer | Winter, WintShld, Summer
Dummy Delaware NOx Constraint v4.0 | 421 | 2168 | Rate Constraint in MTons | FALSE | L | Annual | Standard NOX | Thousand Tons | 99999 | 99999 | 99999 | 99999 | 99999 | 99999 | 99999 | 99999
Dummy Delaware NOx Constraint v4.0 | 421 | 2168 | Rate Constraint in MTons | FALSE | L | Annual | Emissions at Affected Plants NOX | Thousand Tons | 0.00078482 | 0.0074625 | 0.0074625 | 0.00864 | 0.0080782 | 0.013414 | 0.0082156 | 0.0063066
Dummy Delaware NOx Constraint v4.0 | 421 | 2168 | Rate Constraint in MTons | FALSE | L | Annual | Allowances Purchased NOX | Thousand Tons | 0 | 0 | 0 | 0 | 0 | 0 | 0 | 0
Dummy Delaware NOx Constraint v4.0 | 421 | 2168 | Rate Constraint in MTons | FALSE | L | Annual | Allowances Sold NOX | Thousand Tons | 0 | 0 | 0 | 0 | 0 | 0 | 0 | 0
Dummy Delaware NOx Constraint v4.0 | 421 | 2168 | Rate Constraint in MTons | FALSE | L | Annual | Allowances Banked | Thousand Tons | 0 | 0 | 0 | 0 | 0 | 0 | 0 | 0
Dummy Delaware NOx Constraint v4.0 | 421 | 2168 | Rate Constraint in MTons | FALSE | L | Annual | Allowances Withdrawn (1:1) | Thousand Tons | 0 | 0 | 0 | 0 | 0 | 0 | 0 | 0
Dummy Delaware NOx Constraint v4.0 | 421 | 2168 | Rate Constraint in MTons | FALSE | L | Annual | Allowances Withdrawn (n:1) | Thousand Tons | 0 | 0 | 0 | 0 | 0 | 0 | 0 | 0
Dummy Delaware NOx Constraint v4.0 | 421 | 2168 | Rate Constraint in MTons | FALSE | L | Annual | Net Emissions Allowance Position | Thousand Tons | 0.00078482 | 0.0074625 | 0.0074625 | 0.00864 | 0.0080782 | 0.013414 | 0.0082156 | 0.0063066
Dummy Delaware NOx Constraint v4.0 | 421 | 2168 | Rate Constraint in MTons | FALSE | L | Annual | Fuel Consumed | TBtu | 0.18664 | 0.46259 | 0.46259 | 0.74263 | 0.60902 | 1.1272 | 0.64169 | 0.4127
Dummy Delaware NOx Constraint v4.0 | 421 | 2168 | Rate Constraint in MTons | FALSE | L | Annual | Rate | lb/MMBtu | 0.00841 | 0.032264 | 0.032264 | 0.023269 | 0.026529 | 0.0238 | 0.025606 | 0.030563
Dummy Delaware NOx Constraint v4.0 | 421 | 2168 | Rate Constraint in MTons | FALSE | L | Annual | Generation | TWh | 0.022451 | 0.051507 | 0.051507 | 0.085194 | 0.069122 | 0.12586 | 0.073052 | 0.045861
Dummy Delaware NOx Constraint v4.0 | 421 | 2168 | Rate Constraint in MTons | FALSE | L | Annual | Qualifying Generation | TWh | 0.022451 | 0.051507 | 0.051507 | 0.085194 | 0.069122 | 0.12586 | 0.073052 | 0.045861
Dummy Delaware NOx Constraint v4.0 | 421 | 2168 | Rate Constraint in MTons | FALSE | L | Annual | Rate | lb/MWh | 0.069912 | 0.28977 | 0.28977 | 0.20283 | 0.23374 | 0.21316 | 0.22493 | 0.27503
Dummy Delaware NOx Constraint v4.0 | 421 | 2168 | Rate Constraint in MTons | FALSE | L | Annual | Constraint Shadow Price | US2016$/Ton | 0 | 0 | 0 | 0 | 0 | 0 | 0 | 0
Dummy Hg Summer for Mode v5.13 | 422 | 6009 | Rate Constraint in MTons | FALSE | L | Annual | Seasons Included | Seasons | Summer | Summer | Summer | Summer | Summer | Summer | Summer | Summer
Dummy Hg Summer for Mode v5.13 | 422 | 6009 | Rate Constraint in MTons | FALSE | L | Annual | Standard MER | lbs | 199998000000 | 199998000000 | 199998000000 | 199998000000 | 199998000000 | 199998000000 | 199998000000 | 199998000000
Dummy Hg Summer for Mode v5.13 | 422 | 6009 | Rate Constraint in MTons | FALSE | L | Annual | Emissions at Affected Plants MER | lbs | 2204.3259 | 2297.7323 | 2215.5133 | 2234.6854 | 2094.6003 | 2212.8512 | 2058.7885 | 1590.8229
Dummy Hg Summer for Mode v5.13 | 422 | 6009 | Rate Constraint in MTons | FALSE | L | Annual | Allowances Purchased MER | lbs | 0 | 0 | 0 | 0 | 0 | 0 | 0 | 0
Dummy Hg Summer for Mode v5.13 | 422 | 6009 | Rate Constraint in MTons | FALSE | L | Annual | Allowances Sold MER | lbs | 0 | 0 | 0 | 0 | 0 | 0 | 0 | 0
Dummy Hg Summer for Mode v5.13 | 422 | 6009 | Rate Constraint in MTons | FALSE | L | Annual | Allowances Banked | lbs | 0 | 0 | 0 | 0 | 0 | 0 | 0 | 0
Dummy Hg Summer for Mode v5.13 | 422 | 6009 | Rate Constraint in MTons | FALSE | L | Annual | Allowances Withdrawn (1:1) | lbs | 0 | 0 | 0 | 0 | 0 | 0 | 0 | 0
Dummy Hg Summer for Mode v5.13 | 422 | 6009 | Rate Constraint in MTons | FALSE | L | Annual | Allowances Withdrawn (n:1) | lbs | 0 | 0 | 0 | 0 | 0 | 0 | 0 | 0
Dummy Hg Summer for Mode v5.13 | 422 | 6009 | Rate Constraint in MTons | FALSE | L | Annual | Net Emissions Allowance Position | lbs | 2204.3259 | 2297.7323 | 2215.5133 | 2234.6854 | 2094.6003 | 2212.8512 | 2058.7885 | 1590.8229
Dummy Hg Summer for Mode v5.13 | 422 | 6009 | Rate Constraint in MTons | FALSE | L | Annual | Fuel Consumed | TBtu | 7080.4312 | 7269.5567 | 7181.6973 | 7001.0141 | 6784.4092 | 6661.1605 | 6025.6115 | 5328.0023
Dummy Hg Summer for Mode v5.13 | 422 | 6009 | Rate Constraint in MTons | FALSE | L | Annual | Rate | lb/MMBtu | 3.1133e-07 | 3.1608e-07 | 3.0849e-07 | 3.1919e-07 | 3.0874e-07 | 3.322e-07 | 3.4167e-07 | 2.9858e-07
Dummy Hg Summer for Mode v5.13 | 422 | 6009 | Rate Constraint in MTons | FALSE | L | Annual | Generation | TWh | 860.8939 | 879.4547 | 873.2817 | 846.0879 | 821.2365 | 802.0279 | 721.6165 | 653.2441
Dummy Hg Summer for Mode v5.13 | 422 | 6009 | Rate Constraint in MTons | FALSE | L | Annual | Qualifying Generation | TWh | 860.8939 | 879.4547 | 873.2817 | 846.0879 | 821.2365 | 802.0279 | 721.6165 | 653.2441
Dummy Hg Summer for Mode v5.13 | 422 | 6009 | Rate Constraint in MTons | FALSE | L | Annual | Rate | lb/MWh | 2.5605e-06 | 2.6127e-06 | 2.537e-06 | 2.6412e-06 | 2.5505e-06 | 2.7591e-06 | 2.853e-06 | 2.4353e-06
Dummy Hg Summer for Mode v5.13 | 422 | 6009 | Rate Constraint in MTons | FALSE | L | Annual | Constraint Shadow Price | US2016$/Lb | 0 | 0 | 0 | 0 | 0 | 0 | 0 | 0
Dummy Hg Winter for Mode v5.13 | 423 | 6008 | Rate Constraint in MTons | FALSE | L | Annual | Seasons Included | Seasons | Winter, WintShld | Winter, WintShld | Winter, WintShld | Winter, WintShld | Winter, WintShld | Winter, WintShld | Winter, WintShld | Winter, WintShld
Dummy Hg Winter for Mode v5.13 | 423 | 6008 | Rate Constraint in MTons | FALSE | L | Annual | Standard MER | lbs | 199998000000 | 199998000000 | 199998000000 | 199998000000 | 199998000000 | 199998000000 | 199998000000 | 199998000000
Dummy Hg Winter for Mode v5.13 | 423 | 6008 | Rate Constraint in MTons | FALSE | L | Annual | Emissions at Affected Plants MER | lbs | 2148.8164 | 2236.9062 | 2227.4235 | 1906.0756 | 1342.2943 | 1400.4735 | 1225.0409 | 890.3776
Dummy Hg Winter for Mode v5.13 | 423 | 6008 | Rate Constraint in MTons | FALSE | L | Annual | Allowances Purchased MER | lbs | 0 | 0 | 0 | 0 | 0 | 0 | 0 | 0
Dummy Hg Winter for Mode v5.13 | 423 | 6008 | Rate Constraint in MTons | FALSE | L | Annual | Allowances Sold MER | lbs | 0 | 0 | 0 | 0 | 0 | 0 | 0 | 0
Dummy Hg Winter for Mode v5.13 | 423 | 6008 | Rate Constraint in MTons | FALSE | L | Annual | Allowances Banked | lbs | 0 | 0 | 0 | 0 | 0 | 0 | 0 | 0
Dummy Hg Winter for Mode v5.13 | 423 | 6008 | Rate Constraint in MTons | FALSE | L | Annual | Allowances Withdrawn (1:1) | lbs | 0 | 0 | 0 | 0 | 0 | 0 | 0 | 0
Dummy Hg Winter for Mode v5.13 | 423 | 6008 | Rate Constraint in MTons | FALSE | L | Annual | Allowances Withdrawn (n:1) | lbs | 0 | 0 | 0 | 0 | 0 | 0 | 0 | 0
Dummy Hg Winter for Mode v5.13 | 423 | 6008 | Rate Constraint in MTons | FALSE | L | Annual | Net Emissions Allowance Position | lbs | 2148.8164 | 2236.9062 | 2227.4235 | 1906.0756 | 1342.2943 | 1400.4735 | 1225.0409 | 890.3776
Dummy Hg Winter for Mode v5.13 | 423 | 6008 | Rate Constraint in MTons | FALSE | L | Annual | Fuel Consumed | TBtu | 7908.0622 | 8127.6978 | 8078.1757 | 7601.373 | 7062.9032 | 6921.3352 | 5952.6326 | 5021.1956
Dummy Hg Winter for Mode v5.13 | 423 | 6008 | Rate Constraint in MTons | FALSE | L | Annual | Rate | lb/MMBtu | 2.7172e-07 | 2.7522e-07 | 2.7573e-07 | 2.5075e-07 | 1.9005e-07 | 2.0234e-07 | 2.058e-07 | 1.7732e-07
Dummy Hg Winter for Mode v5.13 | 423 | 6008 | Rate Constraint in MTons | FALSE | L | Annual | Generation | TWh | 986.0586 | 1008.5344 | 1001.1622 | 950.4925 | 898.59 | 879.0277 | 758.1123 | 652.2354
Dummy Hg Winter for Mode v5.13 | 423 | 6008 | Rate Constraint in MTons | FALSE | L | Annual | Qualifying Generation | TWh | 986.0586 | 1008.5344 | 1001.1622 | 950.4925 | 898.59 | 879.0277 | 758.1123 | 652.2354
Dummy Hg Winter for Mode v5.13 | 423 | 6008 | Rate Constraint in MTons | FALSE | L | Annual | Rate | lb/MWh | 2.1792e-06 | 2.218e-06 | 2.2248e-06 | 2.0054e-06 | 1.4938e-06 | 1.5932e-06 | 1.6159e-06 | 1.3651e-06
Dummy Hg Winter for Mode v5.13 | 423 | 6008 | Rate Constraint in MTons | FALSE | L | Annual | Constraint Shadow Price | US2016$/Lb | 0 | 0 | 0 | 0 | 0 | 0 | 0 | 0
Dummy -SCRs through JCC - v5.12 | 424 | 5802 | Rate Constraint in MTons | FALSE | L | Annual | Seasons Included | Seasons | Winter, WintShld, Summer | Winter, WintShld, Summer | Winter, WintShld, Summer | Winter, WintShld, Summer | Winter, WintShld, Summer | Winter, WintShld, Summer | Winter, WintShld, Summer | Winter, WintShld, Summer
Dummy -SCRs through JCC - v5.12 | 424 | 5802 | Rate Constraint in MTons | FALSE | L | Annual | Standard NOX | Thousand Tons | 99999 | 99999 | 99999 | 99999 | 99999 | 99999 | 99999 | 99999
Dummy -SCRs through JCC - v5.12 | 424 | 5802 | Rate Constraint in MTons | FALSE | L | Annual | Emissions at Affected Plants NOX | Thousand Tons | 12.5064 | 8.6423 | 8.5632 | 8.6061 | 8.5548 | 8.8218 | 8.3963 | 8.0662
Dummy -SCRs through JCC - v5.12 | 424 | 5802 | Rate Constraint in MTons | FALSE | L | Annual | Allowances Purchased NOX | Thousand Tons | 0 | 0 | 0 | 0 | 0 | 0 | 0 | 0
Dummy -SCRs through JCC - v5.12 | 424 | 5802 | Rate Constraint in MTons | FALSE | L | Annual | Allowances Sold NOX | Thousand Tons | 0 | 0 | 0 | 0 | 0 | 0 | 0 | 0
Dummy -SCRs through JCC - v5.12 | 424 | 5802 | Rate Constraint in MTons | FALSE | L | Annual | Allowances Banked | Thousand Tons | 0 | 0 | 0 | 0 | 0 | 0 | 0 | 0
Dummy -SCRs through JCC - v5.12 | 424 | 5802 | Rate Constraint in MTons | FALSE | L | Annual | Allowances Withdrawn (1:1) | Thousand Tons | 0 | 0 | 0 | 0 | 0 | 0 | 0 | 0
Dummy -SCRs through JCC - v5.12 | 424 | 5802 | Rate Constraint in MTons | FALSE | L | Annual | Allowances Withdrawn (n:1) | Thousand Tons | 0 | 0 | 0 | 0 | 0 | 0 | 0 | 0
Dummy -SCRs through JCC - v5.12 | 424 | 5802 | Rate Constraint in MTons | FALSE | L | Annual | Net Emissions Allowance Position | Thousand Tons | 12.5064 | 8.6423 | 8.5632 | 8.6061 | 8.5548 | 8.8218 | 8.3963 | 8.0662
Dummy -SCRs through JCC - v5.12 | 424 | 5802 | Rate Constraint in MTons | FALSE | L | Annual | Fuel Consumed | TBtu | 202.0004 | 171.8585 | 170.3271 | 167.744 | 167.5423 | 172.0418 | 167.032 | 160.8556
Dummy -SCRs through JCC - v5.12 | 424 | 5802 | Rate Constraint in MTons | FALSE | L | Annual | Rate | lb/MMBtu | 0.12383 | 0.10057 | 0.10055 | 0.10261 | 0.10212 | 0.10255 | 0.10054 | 0.10029
Dummy -SCRs through JCC - v5.12 | 424 | 5802 | Rate Constraint in MTons | FALSE | L | Annual | Generation | TWh | 19.3813 | 16.5561 | 15.5932 | 15.4956 | 15.4615 | 15.8846 | 15.248 | 14.6732
Dummy -SCRs through JCC - v5.12 | 424 | 5802 | Rate Constraint in MTons | FALSE | L | Annual | Qualifying Generation | TWh | 19.3813 | 16.5561 | 15.5932 | 15.4956 | 15.4615 | 15.8846 | 15.248 | 14.6732
Dummy -SCRs through JCC - v5.12 | 424 | 5802 | Rate Constraint in MTons | FALSE | L | Annual | Rate | lb/MWh | 1.2906 | 1.044 | 1.0983 | 1.1108 | 1.1066 | 1.1107 | 1.1013 | 1.0994
Dummy -SCRs through JCC - v5.12 | 424 | 5802 | Rate Constraint in MTons | FALSE | L | Annual | Constraint Shadow Price | US2016$/Ton | 0 | 0 | 0 | 0 | 0 | 0 | 0 | 0
Dunkirk MER Rate Limit v3.1 | 425 | 2041 | Rate Constraint in lbs/MMBtu | FALSE | L | Annual | Seasons Included | Seasons | Winter, WintShld, Summer | Winter, WintShld, Summer | Winter, WintShld, Summer | Winter, WintShld, Summer | Winter, WintShld, Summer | Winter, WintShld, Summer | Winter, WintShld, Summer | Winter, WintShld, Summer
Dunkirk MER Rate Limit v3.1 | 425 | 2041 | Rate Constraint in lbs/MMBtu | FALSE | L | Annual | Standard MER | lb/MMBtu | 6e-07 | 6e-07 | 6e-07 | 6e-07 | 6e-07 | 6e-07 | 6e-07 | 6e-07
Dunkirk MER Rate Limit v3.1 | 425 | 2041 | Rate Constraint in lbs/MMBtu | FALSE | L | Annual | Emissions at Affected Plants MER | lbs | 0 | 0 | 0 | 0 | 0 | 0 | 0 | 0
Dunkirk MER Rate Limit v3.1 | 425 | 2041 | Rate Constraint in lbs/MMBtu | FALSE | L | Annual | Allowances Purchased MER | lbs | 0 | 0 | 0 | 0 | 0 | 0 | 0 | 0
Dunkirk MER Rate Limit v3.1 | 425 | 2041 | Rate Constraint in lbs/MMBtu | FALSE | L | Annual | Allowances Sold MER | lbs | 0 | 0 | 0 | 0 | 0 | 0 | 0 | 0
Dunkirk MER Rate Limit v3.1 | 425 | 2041 | Rate Constraint in lbs/MMBtu | FALSE | L | Annual | Allowances Banked | lbs | 0 | 0 | 0 | 0 | 0 | 0 | 0 | 0
Dunkirk MER Rate Limit v3.1 | 425 | 2041 | Rate Constraint in lbs/MMBtu | FALSE | L | Annual | Allowances Withdrawn (1:1) | lbs | 0 | 0 | 0 | 0 | 0 | 0 | 0 | 0
Dunkirk MER Rate Limit v3.1 | 425 | 2041 | Rate Constraint in lbs/MMBtu | FALSE | L | Annual | Allowances Withdrawn (n:1) | lbs | 0 | 0 | 0 | 0 | 0 | 0 | 0 | 0
Dunkirk MER Rate Limit v3.1 | 425 | 2041 | Rate Constraint in lbs/MMBtu | FALSE | L | Annual | Net Emissions Allowance Position | lbs | 0 | 0 | 0 | 0 | 0 | 0 | 0 | 0
Dunkirk MER Rate Limit v3.1 | 425 | 2041 | Rate Constraint in lbs/MMBtu | FALSE | L | Annual | Fuel Consumed | TBtu | 0 | 0 | 0 | 0 | 0 | 0 | 0 | 0
Dunkirk MER Rate Limit v3.1 | 425 | 2041 | Rate Constraint in lbs/MMBtu | FALSE | L | Annual | Rate | lb/MMBtu | 0 | 0 | 0 | 0 | 0 | 0 | 0 | 0
Dunkirk MER Rate Limit v3.1 | 425 | 2041 | Rate Constraint in lbs/MMBtu | FALSE | L | Annual | Generation | TWh | 0 | 0 | 0 | 0 | 0 | 0 | 0 | 0
Dunkirk MER Rate Limit v3.1 | 425 | 2041 | Rate Constraint in lbs/MMBtu | FALSE | L | Annual | Qualifying Generation | TWh | 0 | 0 | 0 | 0 | 0 | 0 | 0 | 0
Dunkirk MER Rate Limit v3.1 | 425 | 2041 | Rate Constraint in lbs/MMBtu | FALSE | L | Annual | Rate | lb/MWh | 0 | 0 | 0 | 0 | 0 | 0 | 0 | 0
Dunkirk MER Rate Limit v3.1 | 425 | 2041 | Rate Constraint in lbs/MMBtu | FALSE | L | Annual | Constraint Shadow Price | US2016$/Lb | 0 | 0 | 0 | 0 | 0 | 0 | 0 | 0
IA Riverside NOX Rate Annual v5.14 | 426 | 6148 | Rate Constraint in lbs/MMBtu | FALSE | L | Annual | Seasons Included | Seasons | Winter, WintShld, Summer | Winter, WintShld, Summer | Winter, WintShld, Summer | Winter, WintShld, Summer | Winter, WintShld, Summer | Winter, WintShld, Summer | Winter, WintShld, Summer | Winter, WintShld, Summer
IA Riverside NOX Rate Annual v5.14 | 426 | 6148 | Rate Constraint in lbs/MMBtu | FALSE | L | Annual | Standard NOX | lb/MMBtu | 0.16 | 0.16 | 0.16 | 0.16 | 0.16 | 0.16 | 0.16 | 0.16
IA Riverside NOX Rate Annual v5.14 | 426 | 6148 | Rate Constraint in lbs/MMBtu | FALSE | L | Annual | Emissions at Affected Plants NOX | Thousand Tons | 0.020302 | 0.032744 | 0.032744 | 0.037588 | 0.070237 | 0.070237 | 0 | 0
IA Riverside NOX Rate Annual v5.14 | 426 | 6148 | Rate Constraint in lbs/MMBtu | FALSE | L | Annual | Allowances Purchased NOX | Thousand Tons | 0 | 0 | 0 | 0 | 0 | 0 | 0 | 0
IA Riverside NOX Rate Annual v5.14 | 426 | 6148 | Rate Constraint in lbs/MMBtu | FALSE | L | Annual | Allowances Sold NOX | Thousand Tons | 0 | 0 | 0 | 0 | 0 | 0 | 0 | 0
IA Riverside NOX Rate Annual v5.14 | 426 | 6148 | Rate Constraint in lbs/MMBtu | FALSE | L | Annual | Allowances Banked | Thousand Tons | 0 | 0 | 0 | 0 | 0 | 0 | 0 | 0
IA Riverside NOX Rate Annual v5.14 | 426 | 6148 | Rate Constraint in lbs/MMBtu | FALSE | L | Annual | Allowances Withdrawn (1:1) | Thousand Tons | 0 | 0 | 0 | 0 | 0 | 0 | 0 | 0
IA Riverside NOX Rate Annual v5.14 | 426 | 6148 | Rate Constraint in lbs/MMBtu | FALSE | L | Annual | Allowances Withdrawn (n:1) | Thousand Tons | 0 | 0 | 0 | 0 | 0 | 0 | 0 | 0
IA Riverside NOX Rate Annual v5.14 | 426 | 6148 | Rate Constraint in lbs/MMBtu | FALSE | L | Annual | Net Emissions Allowance Position | Thousand Tons | 0.020302 | 0.032744 | 0.032744 | 0.037588 | 0.070237 | 0.070237 | 0 | 0
IA Riverside NOX Rate Annual v5.14 | 426 | 6148 | Rate Constraint in lbs/MMBtu | FALSE | L | Annual | Fuel Consumed | TBtu | 0.26028 | 0.4198 | 0.4198 | 0.4819 | 0.90048 | 0.90048 | 0 | 0
IA Riverside NOX Rate Annual v5.14 | 426 | 6148 | Rate Constraint in lbs/MMBtu | FALSE | L | Annual | Rate | lb/MMBtu | 0.156 | 0.156 | 0.156 | 0.156 | 0.156 | 0.156 | 0 | 0
IA Riverside NOX Rate Annual v5.14 | 426 | 6148 | Rate Constraint in lbs/MMBtu | FALSE | L | Annual | Generation | TWh | 0.021922 | 0.035358 | 0.035358 | 0.040588 | 0.075842 | 0.075842 | 0 | 0
IA Riverside NOX Rate Annual v5.14 | 426 | 6148 | Rate Constraint in lbs/MMBtu | FALSE | L | Annual | Qualifying Generation | TWh | 0.021922 | 0.035358 | 0.035358 | 0.040588 | 0.075842 | 0.075842 | 0 | 0
IA Riverside NOX Rate Annual v5.14 | 426 | 6148 | Rate Constraint in lbs/MMBtu | FALSE | L | Annual | Rate | lb/MWh | 1.8522 | 1.8522 | 1.8522 | 1.8522 | 1.8522 | 1.8522 | 0 | 0
IA Riverside NOX Rate Annual v5.14 | 426 | 6148 | Rate Constraint in lbs/MMBtu | FALSE | L | Annual | Constraint Shadow Price | US2016$/Ton | 0 | 0 | 0 | 0 | 0 | 0 | 0 | 0
IA Riverside SO2 Rate Annual v5.14 | 427 | 6149 | Rate Constraint in lbs/MMBtu | FALSE | L | Annual | Seasons Included | Seasons | Winter, WintShld, Summer | Winter, WintShld, Summer | Winter, WintShld, Summer | Winter, WintShld, Summer | Winter, WintShld, Summer | Winter, WintShld, Summer | Winter, WintShld, Summer | Winter, WintShld, Summer
IA Riverside SO2 Rate Annual v5.14 | 427 | 6149 | Rate Constraint in lbs/MMBtu | FALSE | L | Annual | Standard SO2 | lb/MMBtu | 0.006 | 0.006 | 0.006 | 0.006 | 0.006 | 0.006 | 0.006 | 0.006
IA Riverside SO2 Rate Annual v5.14 | 427 | 6149 | Rate Constraint in lbs/MMBtu | FALSE | L | Annual | Emissions at Affected Plants SO2 | Thousand Tons | 0 | 0 | 0 | 0 | 0 | 0 | 0 | 0
IA Riverside SO2 Rate Annual v5.14 | 427 | 6149 | Rate Constraint in lbs/MMBtu | FALSE | L | Annual | Allowances Purchased SO2 | Thousand Tons | 0 | 0 | 0 | 0 | 0 | 0 | 0 | 0
IA Riverside SO2 Rate Annual v5.14 | 427 | 6149 | Rate Constraint in lbs/MMBtu | FALSE | L | Annual | Allowances Sold SO2 | Thousand Tons | 0 | 0 | 0 | 0 | 0 | 0 | 0 | 0
IA Riverside SO2 Rate Annual v5.14 | 427 | 6149 | Rate Constraint in lbs/MMBtu | FALSE | L | Annual | Allowances Banked | Thousand Tons | 0 | 0 | 0 | 0 | 0 | 0 | 0 | 0
IA Riverside SO2 Rate Annual v5.14 | 427 | 6149 | Rate Constraint in lbs/MMBtu | FALSE | L | Annual | Allowances Withdrawn (1:1) | Thousand Tons | 0 | 0 | 0 | 0 | 0 | 0 | 0 | 0
IA Riverside SO2 Rate Annual v5.14 | 427 | 6149 | Rate Constraint in lbs/MMBtu | FALSE | L | Annual | Allowances Withdrawn (n:1) | Thousand Tons | 0 | 0 | 0 | 0 | 0 | 0 | 0 | 0
IA Riverside SO2 Rate Annual v5.14 | 427 | 6149 | Rate Constraint in lbs/MMBtu | FALSE | L | Annual | Net Emissions Allowance Position | Thousand Tons | 0 | 0 | 0 | 0 | 0 | 0 | 0 | 0
IA Riverside SO2 Rate Annual v5.14 | 427 | 6149 | Rate Constraint in lbs/MMBtu | FALSE | L | Annual | Fuel Consumed | TBtu | 0.26028 | 0.4198 | 0.4198 | 0.4819 | 0.90048 | 0.90048 | 0 | 0
IA Riverside SO2 Rate Annual v5.14 | 427 | 6149 | Rate Constraint in lbs/MMBtu | FALSE | L | Annual | Rate | lb/MMBtu | 0 | 0 | 0 | 0 | 0 | 0 | 0 | 0
IA Riverside SO2 Rate Annual v5.14 | 427 | 6149 | Rate Constraint in lbs/MMBtu | FALSE | L | Annual | Generation | TWh | 0.021922 | 0.035358 | 0.035358 | 0.040588 | 0.075842 | 0.075842 | 0 | 0
IA Riverside SO2 Rate Annual v5.14 | 427 | 6149 | Rate Constraint in lbs/MMBtu | FALSE | L | Annual | Qualifying Generation | TWh | 0.021922 | 0.035358 | 0.035358 | 0.040588 | 0.075842 | 0.075842 | 0 | 0
IA Riverside SO2 Rate Annual v5.14 | 427 | 6149 | Rate Constraint in lbs/MMBtu | FALSE | L | Annual | Rate | lb/MWh | 0 | 0 | 0 | 0 | 0 | 0 | 0 | 0
IA Riverside SO2 Rate Annual v5.14 | 427 | 6149 | Rate Constraint in lbs/MMBtu | FALSE | L | Annual | Constraint Shadow Price | US2016$/Ton | 0 | 0 | 0 | 0 | 0 | 0 | 0 | 0
IL CPS- Midwest MER Rate Annual v5.12 | 428 | 5764 | MACT Fuel Choice Floor in lbs/MMBtu | FALSE | L | Annual | Seasons Included | Seasons | Winter, WintShld, Summer | Winter, WintShld, Summer | Winter, WintShld, Summer | Winter, WintShld, Summer | Winter, WintShld, Summer | Winter, WintShld, Summer | Winter, WintShld, Summer | Winter, WintShld, Summer
IL CPS- Midwest MER Rate Annual v5.12 | 428 | 5764 | MACT Fuel Choice Floor in lbs/MMBtu | FALSE | L | Annual | Emission Floor | lbs/MMBtu | 7.4e-07 | 7.4e-07 | 7.4e-07 | 7.4e-07 | 7.4e-07 | 7.4e-07 | 7.4e-07 | 7.4e-07
IL CPS- Midwest MER Rate Annual v5.12 | 428 | 5764 | MACT Fuel Choice Floor in lbs/MMBtu | FALSE | L | Annual | Emissions at Affected Plants MER | lbs | 31.4659 | 34.4479 | 34.0418 | 36.4025 | 36.0454 | 36.0454 | 35.9798 | 33.9054
IL CPS- Midwest MER Rate Annual v5.12 | 428 | 5764 | MACT Fuel Choice Floor in lbs/MMBtu | FALSE | L | Annual | Allowances Purchased MER | lbs | 0 | 0 | 0 | 0 | 0 | 0 | 0 | 0
IL CPS- Midwest MER Rate Annual v5.12 | 428 | 5764 | MACT Fuel Choice Floor in lbs/MMBtu | FALSE | L | Annual | Allowances Sold MER | lbs | 0 | 0 | 0 | 0 | 0 | 0 | 0 | 0
IL CPS- Midwest MER Rate Annual v5.12 | 428 | 5764 | MACT Fuel Choice Floor in lbs/MMBtu | FALSE | L | Annual | Allowances Banked | lbs | 0 | 0 | 0 | 0 | 0 | 0 | 0 | 0
IL CPS- Midwest MER Rate Annual v5.12 | 428 | 5764 | MACT Fuel Choice Floor in lbs/MMBtu | FALSE | L | Annual | Allowances Withdrawn (1:1) | lbs | 0 | 0 | 0 | 0 | 0 | 0 | 0 | 0
IL CPS- Midwest MER Rate Annual v5.12 | 428 | 5764 | MACT Fuel Choice Floor in lbs/MMBtu | FALSE | L | Annual | Allowances Withdrawn (n:1) | lbs | 0 | 0 | 0 | 0 | 0 | 0 | 0 | 0
IL CPS- Midwest MER Rate Annual v5.12 | 428 | 5764 | MACT Fuel Choice Floor in lbs/MMBtu | FALSE | L | Annual | Net Emissions Allowance Position | lbs | 31.4659 | 34.4479 | 34.0418 | 36.4025 | 36.0454 | 36.0454 | 35.9798 | 33.9054
IL CPS- Midwest MER Rate Annual v5.12 | 428 | 5764 | MACT Fuel Choice Floor in lbs/MMBtu | FALSE | L | Annual | Fuel Consumed | TBtu | 56.0764 | 61.3908 | 60.667 | 64.8742 | 64.2377 | 64.2377 | 64.1208 | 60.4239
IL CPS- Midwest MER Rate Annual v5.12 | 428 | 5764 | MACT Fuel Choice Floor in lbs/MMBtu | FALSE | L | Annual | Rate | lb/MMBtu | 5.6112e-07 | 5.6112e-07 | 5.6112e-07 | 5.6112e-07 | 5.6112e-07 | 5.6112e-07 | 5.6112e-07 | 5.6112e-07
IL CPS- Midwest MER Rate Annual v5.12 | 428 | 5764 | MACT Fuel Choice Floor in lbs/MMBtu | FALSE | L | Annual | Generation | TWh | 5.0492 | 5.5277 | 5.6257 | 6.0158 | 5.9568 | 5.9568 | 5.946 | 5.6031
IL CPS- Midwest MER Rate Annual v5.12 | 428 | 5764 | MACT Fuel Choice Floor in lbs/MMBtu | FALSE | L | Annual | Qualifying Generation | TWh | 5.0492 | 5.5277 | 5.6257 | 6.0158 | 5.9568 | 5.9568 | 5.946 | 5.6031
IL CPS- Midwest MER Rate Annual v5.12 | 428 | 5764 | MACT Fuel Choice Floor in lbs/MMBtu | FALSE | L | Annual | Constraint Shadow Price | US2016$/Lb | 0 | 0 | 0 | 0 | 0 | 0 | 0 | 0
IL CPS- Midwest NOX rate Annual v5.12 | 429 | 5765 | Rate Constraint in lbs/MMBtu | FALSE | L | Annual | Seasons Included | Seasons | Winter, WintShld, Summer | Winter, WintShld, Summer | Winter, WintShld, Summer | Winter, WintShld, Summer | Winter, WintShld, Summer | Winter, WintShld, Summer | Winter, WintShld, Summer | Winter, WintShld, Summer
IL CPS- Midwest NOX rate Annual v5.12 | 429 | 5765 | Rate Constraint in lbs/MMBtu | FALSE | L | Annual | Standard NOX | lb/MMBtu | 0.11 | 0.11 | 0.11 | 0.11 | 0.11 | 0.11 | 0.11 | 0.11
IL CPS- Midwest NOX rate Annual v5.12 | 429 | 5765 | Rate Constraint in lbs/MMBtu | FALSE | L | Annual | Emissions at Affected Plants NOX | Thousand Tons | 2.9736 | 3.2525 | 3.2193 | 3.4439 | 3.4101 | 3.4101 | 3.4034 | 3.2075
IL CPS- Midwest NOX rate Annual v5.12 | 429 | 5765 | Rate Constraint in lbs/MMBtu | FALSE | L | Annual | Allowances Purchased NOX | Thousand Tons | 0 | 0 | 0 | 0 | 0 | 0 | 0 | 0
IL CPS- Midwest NOX rate Annual v5.12 | 429 | 5765 | Rate Constraint in lbs/MMBtu | FALSE | L | Annual | Allowances Sold NOX | Thousand Tons | 0 | 0 | 0 | 0 | 0 | 0 | 0 | 0
IL CPS- Midwest NOX rate Annual v5.12 | 429 | 5765 | Rate Constraint in lbs/MMBtu | FALSE | L | Annual | Allowances Banked | Thousand Tons | 0 | 0 | 0 | 0 | 0 | 0 | 0 | 0
IL CPS- Midwest NOX rate Annual v5.12 | 429 | 5765 | Rate Constraint in lbs/MMBtu | FALSE | L | Annual | Allowances Withdrawn (1:1) | Thousand Tons | 0 | 0 | 0 | 0 | 0 | 0 | 0 | 0
IL CPS- Midwest NOX rate Annual v5.12 | 429 | 5765 | Rate Constraint in lbs/MMBtu | FALSE | L | Annual | Allowances Withdrawn (n:1) | Thousand Tons | 0 | 0 | 0 | 0 | 0 | 0 | 0 | 0
IL CPS- Midwest NOX rate Annual v5.12 | 429 | 5765 | Rate Constraint in lbs/MMBtu | FALSE | L | Annual | Net Emissions Allowance Position | Thousand Tons | 2.9736 | 3.2525 | 3.2193 | 3.4439 | 3.4101 | 3.4101 | 3.4034 | 3.2075
IL CPS- Midwest NOX rate Annual v5.12 | 429 | 5765 | Rate Constraint in lbs/MMBtu | FALSE | L | Annual | Fuel Consumed | TBtu | 56.0764 | 61.3908 | 60.667 | 64.8742 | 64.2377 | 64.2377 | 64.1208 | 60.4239
IL CPS- Midwest NOX rate Annual v5.12 | 429 | 5765 | Rate Constraint in lbs/MMBtu | FALSE | L | Annual | Rate | lb/MMBtu | 0.10606 | 0.10596 | 0.10613 | 0.10617 | 0.10617 | 0.10617 | 0.10616 | 0.10617
IL CPS- Midwest NOX rate Annual v5.12 | 429 | 5765 | Rate Constraint in lbs/MMBtu | FALSE | L | Annual | Generation | TWh | 5.0492 | 5.5277 | 5.6257 | 6.0158 | 5.9568 | 5.9568 | 5.946 | 5.6031
IL CPS- Midwest NOX rate Annual v5.12 | 429 | 5765 | Rate Constraint in lbs/MMBtu | FALSE | L | Annual | Qualifying Generation | TWh | 5.0492 | 5.5277 | 5.6257 | 6.0158 | 5.9568 | 5.9568 | 5.946 | 5.6031
IL CPS- Midwest NOX rate Annual v5.12 | 429 | 5765 | Rate Constraint in lbs/MMBtu | FALSE | L | Annual | Rate | lb/MWh | 1.1779 | 1.1768 | 1.1445 | 1.145 | 1.1449 | 1.1449 | 1.1448 | 1.1449
IL CPS- Midwest NOX rate Annual v5.12 | 429 | 5765 | Rate Constraint in lbs/MMBtu | FALSE | L | Annual | Constraint Shadow Price | US2016$/Ton | 0 | 0 | 0 | 0 | 0 | 0 | 0 | 0
IL CPS- Midwest NOX rate Summer v5.12 | 430 | 5766 | Rate Constraint in lbs/MMBtu | FALSE | L | Annual | Seasons Included | Seasons | Summer | Summer | Summer | Summer | Summer | Summer | Summer | Summer
IL CPS- Midwest NOX rate Summer v5.12 | 430 | 5766 | Rate Constraint in lbs/MMBtu | FALSE | L | Annual | Standard NOX | lb/MMBtu | 0.11 | 0.11 | 0.11 | 0.11 | 0.11 | 0.11 | 0.11 | 0.11
IL CPS- Midwest NOX rate Summer v5.12 | 430 | 5766 | Rate Constraint in lbs/MMBtu | FALSE | L | Annual | Emissions at Affected Plants NOX | Thousand Tons | 1.7636 | 2.0019 | 1.91 | 1.9439 | 1.91 | 1.91 | 1.91 | 1.91
IL CPS- Midwest NOX rate Summer v5.12 | 430 | 5766 | Rate Constraint in lbs/MMBtu | FALSE | L | Annual | Allowances Purchased NOX | Thousand Tons | 0 | 0 | 0 | 0 | 0 | 0 | 0 | 0
IL CPS- Midwest NOX rate Summer v5.12 | 430 | 5766 | Rate Constraint in lbs/MMBtu | FALSE | L | Annual | Allowances Sold NOX | Thousand Tons | 0 | 0 | 0 | 0 | 0 | 0 | 0 | 0
IL CPS- Midwest NOX rate Summer v5.12 | 430 | 5766 | Rate Constraint in lbs/MMBtu | FALSE | L | Annual | Allowances Banked | Thousand Tons | 0 | 0 | 0 | 0 | 0 | 0 | 0 | 0
IL CPS- Midwest NOX rate Summer v5.12 | 430 | 5766 | Rate Constraint in lbs/MMBtu | FALSE | L | Annual | Allowances Withdrawn (1:1) | Thousand Tons | 0 | 0 | 0 | 0 | 0 | 0 | 0 | 0
IL CPS- Midwest NOX rate Summer v5.12 | 430 | 5766 | Rate Constraint in lbs/MMBtu | FALSE | L | Annual | Allowances Withdrawn (n:1) | Thousand Tons | 0 | 0 | 0 | 0 | 0 | 0 | 0 | 0
IL CPS- Midwest NOX rate Summer v5.12 | 430 | 5766 | Rate Constraint in lbs/MMBtu | FALSE | L | Annual | Net Emissions Allowance Position | Thousand Tons | 1.7636 | 2.0019 | 1.91 | 1.9439 | 1.91 | 1.91 | 1.91 | 1.91
IL CPS- Midwest NOX rate Summer v5.12 | 430 | 5766 | Rate Constraint in lbs/MMBtu | FALSE | L | Annual | Fuel Consumed | TBtu | 33.2301 | 37.7156 | 35.9853 | 36.6219 | 35.9853 | 35.9853 | 35.9853 | 35.9853
IL CPS- Midwest NOX rate Summer v5.12 | 430 | 5766 | Rate Constraint in lbs/MMBtu | FALSE | L | Annual | Rate | lb/MMBtu | 0.10615 | 0.10616 | 0.10616 | 0.10616 | 0.10616 | 0.10616 | 0.10616 | 0.10616
IL CPS- Midwest NOX rate Summer v5.12 | 430 | 5766 | Rate Constraint in lbs/MMBtu | FALSE | L | Annual | Generation | TWh | 2.9921 | 3.396 | 3.3369 | 3.396 | 3.3369 | 3.3369 | 3.3369 | 3.3369
IL CPS- Midwest NOX rate Summer v5.12 | 430 | 5766 | Rate Constraint in lbs/MMBtu | FALSE | L | Annual | Qualifying Generation | TWh | 2.9921 | 3.396 | 3.3369 | 3.396 | 3.3369 | 3.3369 | 3.3369 | 3.3369
IL CPS- Midwest NOX rate Summer v5.12 | 430 | 5766 | Rate Constraint in lbs/MMBtu | FALSE | L | Annual | Rate | lb/MWh | 1.1789 | 1.179 | 1.1448 | 1.1448 | 1.1448 | 1.1448 | 1.1448 | 1.1448
IL CPS- Midwest NOX rate Summer v5.12 | 430 | 5766 | Rate Constraint in lbs/MMBtu | FALSE | L | Annual | Constraint Shadow Price | US2016$/Ton | 0 | 0 | 0 | 0 | 0 | 0 | 0 | 0
IL CPS- Midwest SO2 Rate Annual v5.12 | 431 | 5767 | Rate Constraint in lbs/MMBtu | FALSE | L | Annual | Seasons Included | Seasons | Winter, WintShld, Summer | Winter, WintShld, Summer | Winter, WintShld, Summer | Winter, WintShld, Summer | Winter, WintShld, Summer | Winter, WintShld, Summer | Winter, WintShld, Summer | Winter, WintShld, Summer
IL CPS- Midwest SO2 Rate Annual v5.12 | 431 | 5767 | Rate Constraint in lbs/MMBtu | FALSE | L | Annual | Standard SO2 | lb/MMBtu | 0.11 | 0.11 | 0.11 | 0.11 | 0.11 | 0.11 | 0.11 | 0.11
IL CPS- Midwest SO2 Rate Annual v5.12 | 431 | 5767 | Rate Constraint in lbs/MMBtu | FALSE | L | Annual | Emissions at Affected Plants SO2 | Thousand Tons | 2.2431 | 2.4556 | 2.4267 | 2.595 | 2.5695 | 2.5695 | 2.5648 | 2.417
IL CPS- Midwest SO2 Rate Annual v5.12 | 431 | 5767 | Rate Constraint in lbs/MMBtu | FALSE | L | Annual | Allowances Purchased SO2 | Thousand Tons | 0 | 0 | 0 | 0 | 0 | 0 | 0 | 0
IL CPS- Midwest SO2 Rate Annual v5.12 | 431 | 5767 | Rate Constraint in lbs/MMBtu | FALSE | L | Annual | Allowances Sold SO2 | Thousand Tons | 0 | 0 | 0 | 0 | 0 | 0 | 0 | 0
IL CPS- Midwest SO2 Rate Annual v5.12 | 431 | 5767 | Rate Constraint in lbs/MMBtu | FALSE | L | Annual | Allowances Banked | Thousand Tons | 0 | 0 | 0 | 0 | 0 | 0 | 0 | 0
IL CPS- Midwest SO2 Rate Annual v5.12 | 431 | 5767 | Rate Constraint in lbs/MMBtu | FALSE | L | Annual | Allowances Withdrawn (1:1) | Thousand Tons | 0 | 0 | 0 | 0 | 0 | 0 | 0 | 0
IL CPS- Midwest SO2 Rate Annual v5.12 | 431 | 5767 | Rate Constraint in lbs/MMBtu | FALSE | L | Annual | Allowances Withdrawn (n:1) | Thousand Tons | 0 | 0 | 0 | 0 | 0 | 0 | 0 | 0
IL CPS- Midwest SO2 Rate Annual v5.12 | 431 | 5767 | Rate Constraint in lbs/MMBtu | FALSE | L | Annual | Net Emissions Allowance Position | Thousand Tons | 2.2431 | 2.4556 | 2.4267 | 2.595 | 2.5695 | 2.5695 | 2.5648 | 2.417
IL CPS- Midwest SO2 Rate Annual v5.12 | 431 | 5767 | Rate Constraint in lbs/MMBtu | FALSE | L | Annual | Fuel Consumed | TBtu | 56.0764 | 61.3908 | 60.667 | 64.8742 | 64.2377 | 64.2377 | 64.1208 | 60.4239
IL CPS- Midwest SO2 Rate Annual v5.12 | 431 | 5767 | Rate Constraint in lbs/MMBtu | FALSE | L | Annual | Rate | lb/MMBtu | 0.08 | 0.08 | 0.08 | 0.08 | 0.08 | 0.08 | 0.08 | 0.08
IL CPS- Midwest SO2 Rate Annual v5.12 | 431 | 5767 | Rate Constraint in lbs/MMBtu | FALSE | L | Annual | Generation | TWh | 5.0492 | 5.5277 | 5.6257 | 6.0158 | 5.9568 | 5.9568 | 5.946 | 5.6031
IL CPS- Midwest SO2 Rate Annual v5.12 | 431 | 5767 | Rate Constraint in lbs/MMBtu | FALSE | L | Annual | Qualifying Generation | TWh | 5.0492 | 5.5277 | 5.6257 | 6.0158 | 5.9568 | 5.9568 | 5.946 | 5.6031
IL CPS- Midwest SO2 Rate Annual v5.12 | 431 | 5767 | Rate Constraint in lbs/MMBtu | FALSE | L | Annual | Rate | lb/MWh | 0.88848 | 0.88848 | 0.86271 | 0.86271 | 0.86271 | 0.86271 | 0.86271 | 0.86271
IL CPS- Midwest SO2 Rate Annual v5.12 | 431 | 5767 | Rate Constraint in lbs/MMBtu | FALSE | L | Annual | Constraint Shadow Price | US2016$/Ton | 0 | 0 | 0 | 0 | 0 | 0 | 0 | 0
IL Fac. Spec. - NOX Rate Summer v3.1, Unit 527 and retrofits | 432 | 1797 | Rate Constraint in lbs/MMBtu | FALSE | L | Annual | Seasons Included | Seasons | Summer | Summer | Summer | Summer | Summer | Summer | Summer | Summer
IL Fac. Spec. - NOX Rate Summer v3.1, Unit 527 and retrofits | 432 | 1797 | Rate Constraint in lbs/MMBtu | FALSE | L | Annual | Standard NOX | lb/MMBtu | 0.25 | 0.25 | 0.25 | 0.25 | 0.25 | 0.25 | 0.25 | 0.25
IL Fac. Spec. - NOX Rate Summer v3.1, Unit 527 and retrofits | 432 | 1797 | Rate Constraint in lbs/MMBtu | FALSE | L | Annual | Emissions at Affected Plants NOX | Thousand Tons | 0.00044872 | 0.00044872 | 0.00087782 | 0.00087782 | 0.00087782 | 0.00087782 | 0.00087782 | 0.00087782
IL Fac. Spec. - NOX Rate Summer v3.1, Unit 527 and retrofits | 432 | 1797 | Rate Constraint in lbs/MMBtu | FALSE | L | Annual | Allowances Purchased NOX | Thousand Tons | 0 | 0 | 0 | 0 | 0 | 0 | 0 | 0
IL Fac. Spec. - NOX Rate Summer v3.1, Unit 527 and retrofits | 432 | 1797 | Rate Constraint in lbs/MMBtu | FALSE | L | Annual | Allowances Sold NOX | Thousand Tons | 0 | 0 | 0 | 0 | 0 | 0 | 0 | 0
IL Fac. Spec. - NOX Rate Summer v3.1, Unit 527 and retrofits | 432 | 1797 | Rate Constraint in lbs/MMBtu | FALSE | L | Annual | Allowances Banked | Thousand Tons | 0 | 0 | 0 | 0 | 0 | 0 | 0 | 0
IL Fac. Spec. - NOX Rate Summer v3.1, Unit 527 and retrofits | 432 | 1797 | Rate Constraint in lbs/MMBtu | FALSE | L | Annual | Allowances Withdrawn (1:1) | Thousand Tons | 0 | 0 | 0 | 0 | 0 | 0 | 0 | 0
IL Fac. Spec. - NOX Rate Summer v3.1, Unit 527 and retrofits | 432 | 1797 | Rate Constraint in lbs/MMBtu | FALSE | L | Annual | Allowances Withdrawn (n:1) | Thousand Tons | 0 | 0 | 0 | 0 | 0 | 0 | 0 | 0
IL Fac. Spec. - NOX Rate Summer v3.1, Unit 527 and retrofits | 432 | 1797 | Rate Constraint in lbs/MMBtu | FALSE | L | Annual | Net Emissions Allowance Position | Thousand Tons | 0.00044872 | 0.00044872 | 0.00087782 | 0.00087782 | 0.00087782 | 0.00087782 | 0.00087782 | 0.00087782
IL Fac. Spec. - NOX Rate Summer v3.1, Unit 527 and retrofits | 432 | 1797 | Rate Constraint in lbs/MMBtu | FALSE | L | Annual | Fuel Consumed | TBtu | 0.07338 | 0.07338 | 0.14355 | 0.14355 | 0.14355 | 0.14355 | 0.14355 | 0.14355
IL Fac. Spec. - NOX Rate Summer v3.1, Unit 527 and retrofits | 432 | 1797 | Rate Constraint in lbs/MMBtu | FALSE | L | Annual | Rate | lb/MMBtu | 0.01223 | 0.01223 | 0.01223 | 0.01223 | 0.01223 | 0.01223 | 0.01223 | 0.01223
IL Fac. Spec. - NOX Rate Summer v3.1, Unit 527 and retrofits | 432 | 1797 | Rate Constraint in lbs/MMBtu | FALSE | L | Annual | Generation | TWh | 0.0068292 | 0.0068292 | 0.01336 | 0.01336 | 0.01336 | 0.01336 | 0.01336 | 0.01336
IL Fac. Spec. - NOX Rate Summer v3.1, Unit 527 and retrofits | 432 | 1797 | Rate Constraint in lbs/MMBtu | FALSE | L | Annual | Qualifying Generation | TWh | 0.0068292 | 0.0068292 | 0.01336 | 0.01336 | 0.01336 | 0.01336 | 0.01336 | 0.01336
IL Fac. Spec. - NOX Rate Summer v3.1, Unit 527 and retrofits | 432 | 1797 | Rate Constraint in lbs/MMBtu | FALSE | L | Annual | Rate | lb/MWh | 0.13141 | 0.13141 | 0.13141 | 0.13141 | 0.13141 | 0.13141 | 0.13141 | 0.13141
IL Fac. Spec. - NOX Rate Summer v3.1, Unit 527 and retrofits | 432 | 1797 | Rate Constraint in lbs/MMBtu | FALSE | L | Annual | Constraint Shadow Price | US2016$/Ton | 0 | 0 | 0 | 0 | 0 | 0 | 0 | 0
IL Fac. Spec. - NOX Rate Summer v3.1, Unit 528 and retrofits | 433 | 1797 | Rate Constraint in lbs/MMBtu | FALSE | L | Annual | Seasons Included | Seasons | Summer | Summer | Summer | Summer | Summer | Summer | Summer | Summer
IL Fac. Spec. - NOX Rate Summer v3.1, Unit 528 and retrofits | 433 | 1797 | Rate Constraint in lbs/MMBtu | FALSE | L | Annual | Standard NOX | lb/MMBtu | 0.25 | 0.25 | 0.25 | 0.25 | 0.25 | 0.25 | 0.25 | 0.25
IL Fac. Spec. - NOX Rate Summer v3.1, Unit 528 and retrofits | 433 | 1797 | Rate Constraint in lbs/MMBtu | FALSE | L | Annual | Emissions at Affected Plants NOX | Thousand Tons | 0.00043054 | 0.00057933 | 0.0011333 | 0.0011333 | 0.0011333 | 0.0011333 | 0.0011333 | 0.0011333
IL Fac. Spec. - NOX Rate Summer v3.1, Unit 528 and retrofits | 433 | 1797 | Rate Constraint in lbs/MMBtu | FALSE | L | Annual | Allowances Purchased NOX | Thousand Tons | 0 | 0 | 0 | 0 | 0 | 0 | 0 | 0
IL Fac. Spec. - NOX Rate Summer v3.1, Unit 528 and retrofits | 433 | 1797 | Rate Constraint in lbs/MMBtu | FALSE | L | Annual | Allowances Sold NOX | Thousand Tons | 0 | 0 | 0 | 0 | 0 | 0 | 0 | 0
IL Fac. Spec. - NOX Rate Summer v3.1, Unit 528 and retrofits | 433 | 1797 | Rate Constraint in lbs/MMBtu | FALSE | L | Annual | Allowances Banked | Thousand Tons | 0 | 0 | 0 | 0 | 0 | 0 | 0 | 0
IL Fac. Spec. - NOX Rate Summer v3.1, Unit 528 and retrofits | 433 | 1797 | Rate Constraint in lbs/MMBtu | FALSE | L | Annual | Allowances Withdrawn (1:1) | Thousand Tons | 0 | 0 | 0 | 0 | 0 | 0 | 0 | 0
IL Fac. Spec. - NOX Rate Summer v3.1, Unit 528 and retrofits | 433 | 1797 | Rate Constraint in lbs/MMBtu | FALSE | L | Annual | Allowances Withdrawn (n:1) | Thousand Tons | 0 | 0 | 0 | 0 | 0 | 0 | 0 | 0
IL Fac. Spec. - NOX Rate Summer v3.1, Unit 528 and retrofits | 433 | 1797 | Rate Constraint in lbs/MMBtu | FALSE | L | Annual | Net Emissions Allowance Position | Thousand Tons | 0.00043054 | 0.00057933 | 0.0011333 | 0.0011333 | 0.0011333 | 0.0011333 | 0.0011333 | 0.0011333
IL Fac. Spec. - NOX Rate Summer v3.1, Unit 528 and retrofits | 433 | 1797 | Rate Constraint in lbs/MMBtu | FALSE | L | Annual | Fuel Consumed | TBtu | 0.054533 | 0.07338 | 0.14355 | 0.14355 | 0.14355 | 0.14355 | 0.14355 | 0.14355
IL Fac. Spec. - NOX Rate Summer v3.1, Unit 528 and retrofits | 433 | 1797 | Rate Constraint in lbs/MMBtu | FALSE | L | Annual | Rate | lb/MMBtu | 0.01579 | 0.01579 | 0.01579 | 0.01579 | 0.01579 | 0.01579 | 0.01579 | 0.01579
IL Fac. Spec. - NOX Rate Summer v3.1, Unit 528 and retrofits | 433 | 1797 | Rate Constraint in lbs/MMBtu | FALSE | L | Annual | Generation | TWh | 0.0050752 | 0.0068292 | 0.01336 | 0.01336 | 0.01336 | 0.01336 | 0.01336 | 0.01336
IL Fac. Spec. - NOX Rate Summer v3.1, Unit 528 and retrofits | 433 | 1797 | Rate Constraint in lbs/MMBtu | FALSE | L | Annual | Qualifying Generation | TWh | 0.0050752 | 0.0068292 | 0.01336 | 0.01336 | 0.01336 | 0.01336 | 0.01336 | 0.01336
IL Fac. Spec. - NOX Rate Summer v3.1, Unit 528 and retrofits | 433 | 1797 | Rate Constraint in lbs/MMBtu | FALSE | L | Annual | Rate | lb/MWh | 0.16966 | 0.16966 | 0.16966 | 0.16966 | 0.16966 | 0.16966 | 0.16966 | 0.16966
IL Fac. Spec. - NOX Rate Summer v3.1, Unit 528 and retrofits | 433 | 1797 | Rate Constraint in lbs/MMBtu | FALSE | L | Annual | Constraint Shadow Price | US2016$/Ton | 0 | 0 | 0 | 0 | 0 | 0 | 0 | 0
IL Fac. Spec. - NOX Rate Summer v3.1, Unit 529 and retrofits | 434 | 1797 | Rate Constraint in lbs/MMBtu | FALSE | L | Annual | Seasons Included | Seasons | Summer | Summer | Summer | Summer | Summer | Summer | Summer | Summer
IL Fac. Spec. - NOX Rate Summer v3.1, Unit 529 and retrofits | 434 | 1797 | Rate Constraint in lbs/MMBtu | FALSE | L | Annual | Standard NOX | lb/MMBtu | 0.25 | 0.25 | 0.25 | 0.25 | 0.25 | 0.25 | 0.25 | 0.25
IL Fac. Spec. - NOX Rate Summer v3.1, Unit 529 and retrofits | 434 | 1797 | Rate Constraint in lbs/MMBtu | FALSE | L | Annual | Emissions at Affected Plants NOX | Thousand Tons | 0.0006285 | 0.0006285 | 0.0012295 | 0.0012295 | 0.0012295 | 0.0012295 | 0.0012295 | 0.0012295
IL Fac. Spec. - NOX Rate Summer v3.1, Unit 529 and retrofits | 434 | 1797 | Rate Constraint in lbs/MMBtu | FALSE | L | Annual | Allowances Purchased NOX | Thousand Tons | 0 | 0 | 0 | 0 | 0 | 0 | 0 | 0
IL Fac. Spec. - NOX Rate Summer v3.1, Unit 529 and retrofits | 434 | 1797 | Rate Constraint in lbs/MMBtu | FALSE | L | Annual | Allowances Sold NOX | Thousand Tons | 0 | 0 | 0 | 0 | 0 | 0 | 0 | 0
IL Fac. Spec. - NOX Rate Summer v3.1, Unit 529 and retrofits | 434 | 1797 | Rate Constraint in lbs/MMBtu | FALSE | L | Annual | Allowances Banked | Thousand Tons | 0 | 0 | 0 | 0 | 0 | 0 | 0 | 0
IL Fac. Spec. - NOX Rate Summer v3.1, Unit 529 and retrofits | 434 | 1797 | Rate Constraint in lbs/MMBtu | FALSE | L | Annual | Allowances Withdrawn (1:1) | Thousand Tons | 0 | 0 | 0 | 0 | 0 | 0 | 0 | 0
IL Fac. Spec. - NOX Rate Summer v3.1, Unit 529 and retrofits | 434 | 1797 | Rate Constraint in lbs/MMBtu | FALSE | L | Annual | Allowances Withdrawn (n:1) | Thousand Tons | 0 | 0 | 0 | 0 | 0 | 0 | 0 | 0
IL Fac. Spec. - NOX Rate Summer v3.1, Unit 529 and retrofits | 434 | 1797 | Rate Constraint in lbs/MMBtu | FALSE | L | Annual | Net Emissions Allowance Position | Thousand Tons | 0.0006285 | 0.0006285 | 0.0012295 | 0.0012295 | 0.0012295 | 0.0012295 | 0.0012295 | 0.0012295
IL Fac. Spec. - NOX Rate Summer v3.1, Unit 529 and retrofits | 434 | 1797 | Rate Constraint in lbs/MMBtu | FALSE | L | Annual | Fuel Consumed | TBtu | 0.07338 | 0.07338 | 0.14355 | 0.14355 | 0.14355 | 0.14355 | 0.14355 | 0.14355
IL Fac. Spec. - NOX Rate Summer v3.1, Unit 529 and retrofits | 434 | 1797 | Rate Constraint in lbs/MMBtu | FALSE | L | Annual | Rate | lb/MMBtu | 0.01713 | 0.01713 | 0.01713 | 0.01713 | 0.01713 | 0.01713 | 0.01713 | 0.01713
IL Fac. Spec. - NOX Rate Summer v3.1, Unit 529 and retrofits | 434 | 1797 | Rate Constraint in lbs/MMBtu | FALSE | L | Annual | Generation | TWh | 0.0068292 | 0.0068292 | 0.01336 | 0.01336 | 0.01336 | 0.01336 | 0.01336 | 0.01336
IL Fac. Spec. - NOX Rate Summer v3.1, Unit 529 and retrofits | 434 | 1797 | Rate Constraint in lbs/MMBtu | FALSE | L | Annual | Qualifying Generation | TWh | 0.0068292 | 0.0068292 | 0.01336 | 0.01336 | 0.01336 | 0.01336 | 0.01336 | 0.01336
IL Fac. Spec. - NOX Rate Summer v3.1, Unit 529 and retrofits | 434 | 1797 | Rate Constraint in lbs/MMBtu | FALSE | L | Annual | Rate | lb/MWh | 0.18406 | 0.18406 | 0.18406 | 0.18406 | 0.18406 | 0.18406 | 0.18406 | 0.18406
IL Fac. Spec. - NOX Rate Summer v3.1, Unit 529 and retrofits | 434 | 1797 | Rate Constraint in lbs/MMBtu | FALSE | L | Annual | Constraint Shadow Price | US2016$/Ton | 0 | 0 | 0 | 0 | 0 | 0 | 0 | 0
IL Fac. Spec. - NOX Rate Summer v3.1, Unit 530 and retrofits | 435 | 1797 | Rate Constraint in lbs/MMBtu | FALSE | L | Annual | Seasons Included | Seasons | Summer | Summer | Summer | Summer | Summer | Summer | Summer | Summer
IL Fac. Spec. - NOX Rate Summer v3.1, Unit 530 and retrofits | 435 | 1797 | Rate Constraint in lbs/MMBtu | FALSE | L | Annual | Standard NOX | lb/MMBtu | 0.25 | 0.25 | 0.25 | 0.25 | 0.25 | 0.25 | 0.25 | 0.25
IL Fac. Spec. - NOX Rate Summer v3.1, Unit 530 and retrofits | 435 | 1797 | Rate Constraint in lbs/MMBtu | FALSE | L | Annual | Emissions at Affected Plants NOX | Thousand Tons | 0.00011281 | 0.00057346 | 0.0011219 | 0.0011219 | 0.0011219 | 0.0011219 | 0.0011219 | 0.0011219
IL Fac. Spec. - NOX Rate Summer v3.1, Unit 530 and retrofits | 435 | 1797 | Rate Constraint in lbs/MMBtu | FALSE | L | Annual | Allowances Purchased NOX | Thousand Tons | 0 | 0 | 0 | 0 | 0 | 0 | 0 | 0
IL Fac. Spec. - NOX Rate Summer v3.1, Unit 530 and retrofits | 435 | 1797 | Rate Constraint in lbs/MMBtu | FALSE | L | Annual | Allowances Sold NOX | Thousand Tons | 0 | 0 | 0 | 0 | 0 | 0 | 0 | 0
IL Fac. Spec. - NOX Rate Summer v3.1, Unit 530 and retrofits | 435 | 1797 | Rate Constraint in lbs/MMBtu | FALSE | L | Annual | Allowances Banked | Thousand Tons | 0 | 0 | 0 | 0 | 0 | 0 | 0 | 0
IL Fac. Spec. - NOX Rate Summer v3.1, Unit 530 and retrofits | 435 | 1797 | Rate Constraint in lbs/MMBtu | FALSE | L | Annual | Allowances Withdrawn (1:1) | Thousand Tons | 0 | 0 | 0 | 0 | 0 | 0 | 0 | 0
IL Fac. Spec. - NOX Rate Summer v3.1, Unit 530 and retrofits | 435 | 1797 | Rate Constraint in lbs/MMBtu | FALSE | L | Annual | Allowances Withdrawn (n:1) | Thousand Tons | 0 | 0 | 0 | 0 | 0 | 0 | 0 | 0
IL Fac. Spec. - NOX Rate Summer v3.1, Unit 530 and retrofits | 435 | 1797 | Rate Constraint in lbs/MMBtu | FALSE | L | Annual | Net Emissions Allowance Position | Thousand Tons | 0.00011281 | 0.00057346 | 0.0011219 | 0.0011219 | 0.0011219 | 0.0011219 | 0.0011219 | 0.0011219
IL Fac. Spec. - NOX Rate Summer v3.1, Unit 530 and retrofits | 435 | 1797 | Rate Constraint in lbs/MMBtu | FALSE | L | Annual | Fuel Consumed | TBtu | 0.014435 | 0.07338 | 0.14355 | 0.14355 | 0.14355 | 0.14355 | 0.14355 | 0.14355
IL Fac. Spec. - NOX Rate Summer v3.1, Unit 530 and retrofits | 435 | 1797 | Rate Constraint in lbs/MMBtu | FALSE | L | Annual | Rate | lb/MMBtu | 0.01563 | 0.01563 | 0.01563 | 0.01563 | 0.01563 | 0.01563 | 0.01563 | 0.01563
IL Fac. Spec. - NOX Rate Summer v3.1, Unit 530 and retrofits | 435 | 1797 | Rate Constraint in lbs/MMBtu | FALSE | L | Annual | Generation | TWh | 0.0013434 | 0.0068292 | 0.01336 | 0.01336 | 0.01336 | 0.01336 | 0.01336 | 0.01336
IL Fac. Spec. - NOX Rate Summer v3.1, Unit 530 and retrofits | 435 | 1797 | Rate Constraint in lbs/MMBtu | FALSE | L | Annual | Qualifying Generation | TWh | 0.0013434 | 0.0068292 | 0.01336 | 0.01336 | 0.01336 | 0.01336 | 0.01336 | 0.01336
IL Fac. Spec. - NOX Rate Summer v3.1, Unit 530 and retrofits | 435 | 1797 | Rate Constraint in lbs/MMBtu | FALSE | L | Annual | Rate | lb/MWh | 0.16794 | 0.16794 | 0.16794 | 0.16794 | 0.16794 | 0.16794 | 0.16794 | 0.16794
IL Fac. Spec. - NOX Rate Summer v3.1, Unit 530 and retrofits | 435 | 1797 | Rate Constraint in lbs/MMBtu | FALSE | L | Annual | Constraint Shadow Price | US2016$/Ton | 0 | 0 | 0 | 0 | 0 | 0 | 0 | 0
IL Fac. Spec. - NOX Rate Summer v3.1, Unit 531 and retrofits | 436 | 1797 | Rate Constraint in lbs/MMBtu | FALSE | L | Annual | Seasons Included | Seasons | Summer | Summer | Summer | Summer | Summer | Summer | Summer | Summer
IL Fac. Spec. - NOX Rate Summer v3.1, Unit 531 and retrofits | 436 | 1797 | Rate Constraint in lbs/MMBtu | FALSE | L | Annual | Standard NOX | lb/MMBtu | 0.25 | 0.25 | 0.25 | 0.25 | 0.25 | 0.25 | 0.25 | 0.25
IL Fac. Spec. - NOX Rate Summer v3.1, Unit 531 and retrofits | 436 | 1797 | Rate Constraint in lbs/MMBtu | FALSE | L | Annual | Emissions at Affected Plants NOX | Thousand Tons | 0.00040273 | 0.00054191 | 0.0010601 | 0.0010601 | 0.0010601 | 0.0010601 | 0.0010601 | 0.0010601
IL Fac. Spec. - NOX Rate Summer v3.1, Unit 531 and retrofits | 436 | 1797 | Rate Constraint in lbs/MMBtu | FALSE | L | Annual | Allowances Purchased NOX | Thousand Tons | 0 | 0 | 0 | 0 | 0 | 0 | 0 | 0
IL Fac. Spec. - NOX Rate Summer v3.1, Unit 531 and retrofits | 436 | 1797 | Rate Constraint in lbs/MMBtu | FALSE | L | Annual | Allowances Sold NOX | Thousand Tons | 0 | 0 | 0 | 0 | 0 | 0 | 0 | 0
IL Fac. Spec. - NOX Rate Summer v3.1, Unit 531 and retrofits | 436 | 1797 | Rate Constraint in lbs/MMBtu | FALSE | L | Annual | Allowances Banked | Thousand Tons | 0 | 0 | 0 | 0 | 0 | 0 | 0 | 0
IL Fac. Spec. - NOX Rate Summer v3.1, Unit 531 and retrofits | 436 | 1797 | Rate Constraint in lbs/MMBtu | FALSE | L | Annual | Allowances Withdrawn (1:1) | Thousand Tons | 0 | 0 | 0 | 0 | 0 | 0 | 0 | 0
IL Fac. Spec. - NOX Rate Summer v3.1, Unit 531 and retrofits | 436 | 1797 | Rate Constraint in lbs/MMBtu | FALSE | L | Annual | Allowances Withdrawn (n:1) | Thousand Tons | 0 | 0 | 0 | 0 | 0 | 0 | 0 | 0
IL Fac. Spec. - NOX Rate Summer v3.1, Unit 531 and retrofits | 436 | 1797 | Rate Constraint in lbs/MMBtu | FALSE | L | Annual | Net Emissions Allowance Position | Thousand Tons | 0.00040273 | 0.00054191 | 0.0010601 | 0.0010601 | 0.0010601 | 0.0010601 | 0.0010601 | 0.0010601
IL Fac. Spec. - NOX Rate Summer v3.1, Unit 531 and retrofits | 436 | 1797 | Rate Constraint in lbs/MMBtu | FALSE | L | Annual | Fuel Consumed | TBtu | 0.054533 | 0.07338 | 0.14355 | 0.14355 | 0.14355 | 0.14355 | 0.14355 | 0.14355
IL Fac. Spec. - NOX Rate Summer v3.1, Unit 531 and retrofits | 436 | 1797 | Rate Constraint in lbs/MMBtu | FALSE | L | Annual | Rate | lb/MMBtu | 0.01477 | 0.01477 | 0.01477 | 0.01477 | 0.01477 | 0.01477 | 0.01477 | 0.01477
IL Fac. Spec. - NOX Rate Summer v3.1, Unit 531 and retrofits | 436 | 1797 | Rate Constraint in lbs/MMBtu | FALSE | L | Annual | Generation | TWh | 0.0050752 | 0.0068292 | 0.01336 | 0.01336 | 0.01336 | 0.01336 | 0.01336 | 0.01336
IL Fac. Spec. - NOX Rate Summer v3.1, Unit 531 and retrofits | 436 | 1797 | Rate Constraint in lbs/MMBtu | FALSE | L | Annual | Qualifying Generation | TWh | 0.0050752 | 0.0068292 | 0.01336 | 0.01336 | 0.01336 | 0.01336 | 0.01336 | 0.01336
IL Fac. Spec. - NOX Rate Summer v3.1, Unit 531 and retrofits | 436 | 1797 | Rate Constraint in lbs/MMBtu | FALSE | L | Annual | Rate | lb/MWh | 0.1587 | 0.1587 | 0.1587 | 0.1587 | 0.1587 | 0.1587 | 0.1587 | 0.1587
IL Fac. Spec. - NOX Rate Summer v3.1, Unit 531 and retrofits | 436 | 1797 | Rate Constraint in lbs/MMBtu | FALSE | L | Annual | Constraint Shadow Price | US2016$/Ton | 0 | 0 | 0 | 0 | 0 | 0 | 0 | 0
IL Fac. Spec. - NOX Rate Summer v3.1, Unit 532 and retrofits | 437 | 1797 | Rate Constraint in lbs/MMBtu | FALSE | L | Annual | Seasons Included | Seasons | Summer | Summer | Summer | Summer | Summer | Summer | Summer | Summer
IL Fac. Spec. - NOX Rate Summer v3.1, Unit 532 and retrofits | 437 | 1797 | Rate Constraint in lbs/MMBtu | FALSE | L | Annual | Standard NOX | lb/MMBtu | 0.25 | 0.25 | 0.25 | 0.25 | 0.25 | 0.25 | 0.25 | 0.25
IL Fac. Spec. - NOX Rate Summer v3.1, Unit 532 and retrofits | 437 | 1797 | Rate Constraint in lbs/MMBtu | FALSE | L | Annual | Emissions at Affected Plants NOX | Thousand Tons | 0.00036646 | 0.00049311 | 0.00096466 | 0.00096466 | 0.00096466 | 0.00096466 | 0.00096466 | 0.00096466
IL Fac. Spec. - NOX Rate Summer v3.1, Unit 532 and retrofits | 437 | 1797 | Rate Constraint in lbs/MMBtu | FALSE | L | Annual | Allowances Purchased NOX | Thousand Tons | 0 | 0 | 0 | 0 | 0 | 0 | 0 | 0
IL Fac. Spec. - NOX Rate Summer v3.1, Unit 532 and retrofits | 437 | 1797 | Rate Constraint in lbs/MMBtu | FALSE | L | Annual | Allowances Sold NOX | Thousand Tons | 0 | 0 | 0 | 0 | 0 | 0 | 0 | 0
IL Fac. Spec. - NOX Rate Summer v3.1, Unit 532 and retrofits | 437 | 1797 | Rate Constraint in lbs/MMBtu | FALSE | L | Annual | Allowances Banked | Thousand Tons | 0 | 0 | 0 | 0 | 0 | 0 | 0 | 0
IL Fac. Spec. - NOX Rate Summer v3.1, Unit 532 and retrofits | 437 | 1797 | Rate Constraint in lbs/MMBtu | FALSE | L | Annual | Allowances Withdrawn (1:1) | Thousand Tons | 0 | 0 | 0 | 0 | 0 | 0 | 0 | 0
IL Fac. Spec. - NOX Rate Summer v3.1, Unit 532 and retrofits | 437 | 1797 | Rate Constraint in lbs/MMBtu | FALSE | L | Annual | Allowances Withdrawn (n:1) | Thousand Tons | 0 | 0 | 0 | 0 | 0 | 0 | 0 | 0
IL Fac. Spec. - NOX Rate Summer v3.1, Unit 532 and retrofits | 437 | 1797 | Rate Constraint in lbs/MMBtu | FALSE | L | Annual | Net Emissions Allowance Position | Thousand Tons | 0.00036646 | 0.00049311 | 0.00096466 | 0.00096466 | 0.00096466 | 0.00096466 | 0.00096466 | 0.00096466
IL Fac. Spec. - NOX Rate Summer v3.1, Unit 532 and retrofits | 437 | 1797 | Rate Constraint in lbs/MMBtu | FALSE | L | Annual | Fuel Consumed | TBtu | 0.054533 | 0.07338 | 0.14355 | 0.14355 | 0.14355 | 0.14355 | 0.14355 | 0.14355
IL Fac. Spec. - NOX Rate Summer v3.1, Unit 532 and retrofits | 437 | 1797 | Rate Constraint in lbs/MMBtu | FALSE | L | Annual | Rate | lb/MMBtu | 0.01344 | 0.01344 | 0.01344 | 0.01344 | 0.01344 | 0.01344 | 0.01344 | 0.01344
IL Fac. Spec. - NOX Rate Summer v3.1, Unit 532 and retrofits | 437 | 1797 | Rate Constraint in lbs/MMBtu | FALSE | L | Annual | Generation | TWh | 0.0050752 | 0.0068292 | 0.01336 | 0.01336 | 0.01336 | 0.01336 | 0.01336 | 0.01336
IL Fac. Spec. - NOX Rate Summer v3.1, Unit 532 and retrofits | 437 | 1797 | Rate Constraint in lbs/MMBtu | FALSE | L | Annual | Qualifying Generation | TWh | 0.0050752 | 0.0068292 | 0.01336 | 0.01336 | 0.01336 | 0.01336 | 0.01336 | 0.01336
IL Fac. Spec. - NOX Rate Summer v3.1, Unit 532 and retrofits | 437 | 1797 | Rate Constraint in lbs/MMBtu | FALSE | L | Annual | Rate | lb/MWh | 0.14441 | 0.14441 | 0.14441 | 0.14441 | 0.14441 | 0.14441 | 0.14441 | 0.14441
IL Fac. Spec. - NOX Rate Summer v3.1, Unit 532 and retrofits | 437 | 1797 | Rate Constraint in lbs/MMBtu | FALSE | L | Annual | Constraint Shadow Price | US2016$/Ton | 0 | 0 | 0 | 0 | 0 | 0 | 0 | 0
IL Fac. Spec. - NOX Rate Summer v3.1, Unit 533 and retrofits | 438 | 1797 | Rate Constraint in lbs/MMBtu | FALSE | L | Annual | Seasons Included | Seasons | Summer | Summer | Summer | Summer | Summer | Summer | Summer | Summer
IL Fac. Spec. - NOX Rate Summer v3.1, Unit 533 and retrofits | 438 | 1797 | Rate Constraint in lbs/MMBtu | FALSE | L | Annual | Standard NOX | lb/MMBtu | 0.25 | 0.25 | 0.25 | 0.25 | 0.25 | 0.25 | 0.25 | 0.25
IL Fac. Spec. - NOX Rate Summer v3.1, Unit 533 and retrofits | 438 | 1797 | Rate Constraint in lbs/MMBtu | FALSE | L | Annual | Emissions at Affected Plants NOX | Thousand Tons | 0.0008468 | 0.0008468 | 0.0016566 | 0.0016566 | 0.0016566 | 0.0016566 | 0.0016566 | 0.0016566
IL Fac. Spec. - NOX Rate Summer v3.1, Unit 533 and retrofits | 438 | 1797 | Rate Constraint in lbs/MMBtu | FALSE | L | Annual | Allowances Purchased NOX | Thousand Tons | 0 | 0 | 0 | 0 | 0 | 0 | 0 | 0
IL Fac. Spec. - NOX Rate Summer v3.1, Unit 533 and retrofits | 438 | 1797 | Rate Constraint in lbs/MMBtu | FALSE | L | Annual | Allowances Sold NOX | Thousand Tons | 0 | 0 | 0 | 0 | 0 | 0 | 0 | 0
IL Fac. Spec. - NOX Rate Summer v3.1, Unit 533 and retrofits | 438 | 1797 | Rate Constraint in lbs/MMBtu | FALSE | L | Annual | Allowances Banked | Thousand Tons | 0 | 0 | 0 | 0 | 0 | 0 | 0 | 0
IL Fac. Spec. - NOX Rate Summer v3.1, Unit 533 and retrofits | 438 | 1797 | Rate Constraint in lbs/MMBtu | FALSE | L | Annual | Allowances Withdrawn (1:1) | Thousand Tons | 0 | 0 | 0 | 0 | 0 | 0 | 0 | 0
IL Fac. Spec. - NOX Rate Summer v3.1, Unit 533 and retrofits | 438 | 1797 | Rate Constraint in lbs/MMBtu | FALSE | L | Annual | Allowances Withdrawn (n:1) | Thousand Tons | 0 | 0 | 0 | 0 | 0 | 0 | 0 | 0
IL Fac. Spec. - NOX Rate Summer v3.1, Unit 533 and retrofits | 438 | 1797 | Rate Constraint in lbs/MMBtu | FALSE | L | Annual | Net Emissions Allowance Position | Thousand Tons | 0.0008468 | 0.0008468 | 0.0016566 | 0.0016566 | 0.0016566 | 0.0016566 | 0.0016566 | 0.0016566
IL Fac. Spec. - NOX Rate Summer v3.1, Unit 533 and retrofits | 438 | 1797 | Rate Constraint in lbs/MMBtu | FALSE | L | Annual | Fuel Consumed | TBtu | 0.07338 | 0.07338 | 0.14355 | 0.14355 | 0.14355 | 0.14355 | 0.14355 | 0.14355
IL Fac. Spec. - NOX Rate Summer v3.1, Unit 533 and retrofits | 438 | 1797 | Rate Constraint in lbs/MMBtu | FALSE | L | Annual | Rate | lb/MMBtu | 0.02308 | 0.02308 | 0.02308 | 0.02308 | 0.02308 | 0.02308 | 0.02308 | 0.02308
IL Fac. Spec. - NOX Rate Summer v3.1, Unit 533 and retrofits | 438 | 1797 | Rate Constraint in lbs/MMBtu | FALSE | L | Annual | Generation | TWh | 0.0068292 | 0.0068292 | 0.01336 | 0.01336 | 0.01336 | 0.01336 | 0.01336 | 0.01336
IL Fac. Spec. - NOX Rate Summer v3.1, Unit 533 and retrofits | 438 | 1797 | Rate Constraint in lbs/MMBtu | FALSE | L | Annual | Qualifying Generation | TWh | 0.0068292 | 0.0068292 | 0.01336 | 0.01336 | 0.01336 | 0.01336 | 0.01336 | 0.01336
IL Fac. Spec. - NOX Rate Summer v3.1, Unit 533 and retrofits | 438 | 1797 | Rate Constraint in lbs/MMBtu | FALSE | L | Annual | Rate | lb/MWh | 0.24799 | 0.24799 | 0.24799 | 0.24799 | 0.24799 | 0.24799 | 0.24799 | 0.24799
IL Fac. Spec. - NOX Rate Summer v3.1, Unit 533 and retrofits | 438 | 1797 | Rate Constraint in lbs/MMBtu | FALSE | L | Annual | Constraint Shadow Price | US2016$/Ton | 0 | 0 | 0 | 0 | 0 | 0 | 0 | 0
IL Fac. Spec. - NOX Rate Summer v3.1, Unit 534 and retrofits | 439 | 1797 | Rate Constraint in lbs/MMBtu | FALSE | L | Annual | Seasons Included | Seasons | Summer | Summer | Summer | Summer | Summer | Summer | Summer | Summer
IL Fac. Spec. - NOX Rate Summer v3.1, Unit 534 and retrofits | 439 | 1797 | Rate Constraint in lbs/MMBtu | FALSE | L | Annual | Standard NOX | lb/MMBtu | 0.25 | 0.25 | 0.25 | 0.25 | 0.25 | 0.25 | 0.25 | 0.25
IL Fac. Spec. - NOX Rate Summer v3.1, Unit 534 and retrofits | 439 | 1797 | Rate Constraint in lbs/MMBtu | FALSE | L | Annual | Emissions at Affected Plants NOX | Thousand Tons | 0.00040518 | 0.00054521 | 0.0010666 | 0.0010666 | 0.0010666 | 0.0010666 | 0.0010666 | 0.0010666
IL Fac. Spec. - NOX Rate Summer v3.1, Unit 534 and retrofits | 439 | 1797 | Rate Constraint in lbs/MMBtu | FALSE | L | Annual | Allowances Purchased NOX | Thousand Tons | 0 | 0 | 0 | 0 | 0 | 0 | 0 | 0
IL Fac. Spec. - NOX Rate Summer v3.1, Unit 534 and retrofits | 439 | 1797 | Rate Constraint in lbs/MMBtu | FALSE | L | Annual | Allowances Sold NOX | Thousand Tons | 0 | 0 | 0 | 0 | 0 | 0 | 0 | 0
IL Fac. Spec. - NOX Rate Summer v3.1, Unit 534 and retrofits | 439 | 1797 | Rate Constraint in lbs/MMBtu | FALSE | L | Annual | Allowances Banked | Thousand Tons | 0 | 0 | 0 | 0 | 0 | 0 | 0 | 0
IL Fac. Spec. - NOX Rate Summer v3.1, Unit 534 and retrofits | 439 | 1797 | Rate Constraint in lbs/MMBtu | FALSE | L | Annual | Allowances Withdrawn (1:1) | Thousand Tons | 0 | 0 | 0 | 0 | 0 | 0 | 0 | 0
IL Fac. Spec. - NOX Rate Summer v3.1, Unit 534 and retrofits | 439 | 1797 | Rate Constraint in lbs/MMBtu | FALSE | L | Annual | Allowances Withdrawn (n:1) | Thousand Tons | 0 | 0 | 0 | 0 | 0 | 0 | 0 | 0
IL Fac. Spec. - NOX Rate Summer v3.1, Unit 534 and retrofits | 439 | 1797 | Rate Constraint in lbs/MMBtu | FALSE | L | Annual | Net Emissions Allowance Position | Thousand Tons | 0.00040518 | 0.00054521 | 0.0010666 | 0.0010666 | 0.0010666 | 0.0010666 | 0.0010666 | 0.0010666
IL Fac. Spec. - NOX Rate Summer v3.1, Unit 534 and retrofits | 439 | 1797 | Rate Constraint in lbs/MMBtu | FALSE | L | Annual | Fuel Consumed | TBtu | 0.054533 | 0.07338 | 0.14355 | 0.14355 | 0.14355 | 0.14355 | 0.14355 | 0.14355
IL Fac. Spec. - NOX Rate Summer v3.1, Unit 534 and retrofits | 439 | 1797 | Rate Constraint in lbs/MMBtu | FALSE | L | Annual | Rate | lb/MMBtu | 0.01486 | 0.01486 | 0.01486 | 0.01486 | 0.01486 | 0.01486 | 0.01486 | 0.01486
IL Fac. Spec. - NOX Rate Summer v3.1, Unit 534 and retrofits | 439 | 1797 | Rate Constraint in lbs/MMBtu | FALSE | L | Annual | Generation | TWh | 0.0050752 | 0.0068292 | 0.01336 | 0.01336 | 0.01336 | 0.01336 | 0.01336 | 0.01336
IL Fac. Spec. - NOX Rate Summer v3.1, Unit 534 and retrofits | 439 | 1797 | Rate Constraint in lbs/MMBtu | FALSE | L | Annual | Qualifying Generation | TWh | 0.0050752 | 0.0068292 | 0.01336 | 0.01336 | 0.01336 | 0.01336 | 0.01336 | 0.01336
IL Fac. Spec. - NOX Rate Summer v3.1, Unit 534 and retrofits | 439 | 1797 | Rate Constraint in lbs/MMBtu | FALSE | L | Annual | Rate | lb/MWh | 0.15967 | 0.15967 | 0.15967 | 0.15967 | 0.15967 | 0.15967 | 0.15967 | 0.15967
IL Fac. Spec. - NOX Rate Summer v3.1, Unit 534 and retrofits | 439 | 1797 | Rate Constraint in lbs/MMBtu | FALSE | L | Annual | Constraint Shadow Price | US2016$/Ton | 0 | 0 | 0 | 0 | 0 | 0 | 0 | 0
IL Fac. Spec. - NOX Rate Summer v3.1, Unit 535 and retrofits | 440 | 1797 | Rate Constraint in lbs/MMBtu | FALSE | L | Annual | Seasons Included | Seasons | Summer | Summer | Summer | Summer | Summer | Summer | Summer | Summer
IL Fac. Spec. - NOX Rate Summer v3.1, Unit 535 and retrofits | 440 | 1797 | Rate Constraint in lbs/MMBtu | FALSE | L | Annual | Standard NOX | lb/MMBtu | 0.25 | 0.25 | 0.25 | 0.25 | 0.25 | 0.25 | 0.25 | 0.25
IL Fac. Spec. - NOX Rate Summer v3.1, Unit 535 and retrofits | 440 | 1797 | Rate Constraint in lbs/MMBtu | FALSE | L | Annual | Emissions at Affected Plants NOX | Thousand Tons | 0.00016189 | 0.00082295 | 0.0016099 | 0.0016099 | 0.0016099 | 0.0016099 | 0.0016099 | 0.0016099
IL Fac. Spec. - NOX Rate Summer v3.1, Unit 535 and retrofits | 440 | 1797 | Rate Constraint in lbs/MMBtu | FALSE | L | Annual | Allowances Purchased NOX | Thousand Tons | 0 | 0 | 0 | 0 | 0 | 0 | 0 | 0
IL Fac. Spec. - NOX Rate Summer v3.1, Unit 535 and retrofits | 440 | 1797 | Rate Constraint in lbs/MMBtu | FALSE | L | Annual | Allowances Sold NOX | Thousand Tons | 0 | 0 | 0 | 0 | 0 | 0 | 0 | 0
IL Fac. Spec. - NOX Rate Summer v3.1, Unit 535 and retrofits | 440 | 1797 | Rate Constraint in lbs/MMBtu | FALSE | L | Annual | Allowances Banked | Thousand Tons | 0 | 0 | 0 | 0 | 0 | 0 | 0 | 0
IL Fac. Spec. - NOX Rate Summer v3.1, Unit 535 and retrofits | 440 | 1797 | Rate Constraint in lbs/MMBtu | FALSE | L | Annual | Allowances Withdrawn (1:1) | Thousand Tons | 0 | 0 | 0 | 0 | 0 | 0 | 0 | 0
IL Fac. Spec. - NOX Rate Summer v3.1, Unit 535 and retrofits | 440 | 1797 | Rate Constraint in lbs/MMBtu | FALSE | L | Annual | Allowances Withdrawn (n:1) | Thousand Tons | 0 | 0 | 0 | 0 | 0 | 0 | 0 | 0
IL Fac. Spec. - NOX Rate Summer v3.1, Unit 535 and retrofits | 440 | 1797 | Rate Constraint in lbs/MMBtu | FALSE | L | Annual | Net Emissions Allowance Position | Thousand Tons | 0.00016189 | 0.00082295 | 0.0016099 | 0.0016099 | 0.0016099 | 0.0016099 | 0.0016099 | 0.0016099
IL Fac. Spec. - NOX Rate Summer v3.1, Unit 535 and retrofits | 440 | 1797 | Rate Constraint in lbs/MMBtu | FALSE | L | Annual | Fuel Consumed | TBtu | 0.014435 | 0.07338 | 0.14355 | 0.14355 | 0.14355 | 0.14355 | 0.14355 | 0.14355
IL Fac. Spec. - NOX Rate Summer v3.1, Unit 535 and retrofits | 440 | 1797 | Rate Constraint in lbs/MMBtu | FALSE | L | Annual | Rate | lb/MMBtu | 0.02243 | 0.02243 | 0.02243 | 0.02243 | 0.02243 | 0.02243 | 0.02243 | 0.02243
IL Fac. Spec. - NOX Rate Summer v3.1, Unit 535 and retrofits | 440 | 1797 | Rate Constraint in lbs/MMBtu | FALSE | L | Annual | Generation | TWh | 0.0013434 | 0.0068292 | 0.01336 | 0.01336 | 0.01336 | 0.01336 | 0.01336 | 0.01336
IL Fac. Spec. - NOX Rate Summer v3.1, Unit 535 and retrofits | 440 | 1797 | Rate Constraint in lbs/MMBtu | FALSE | L | Annual | Qualifying Generation | TWh | 0.0013434 | 0.0068292 | 0.01336 | 0.01336 | 0.01336 | 0.01336 | 0.01336 | 0.01336
IL Fac. Spec. - NOX Rate Summer v3.1, Unit 535 and retrofits | 440 | 1797 | Rate Constraint in lbs/MMBtu | FALSE | L | Annual | Rate | lb/MWh | 0.24101 | 0.24101 | 0.24101 | 0.24101 | 0.24101 | 0.24101 | 0.24101 | 0.24101
IL Fac. Spec. - NOX Rate Summer v3.1, Unit 535 and retrofits | 440 | 1797 | Rate Constraint in lbs/MMBtu | FALSE | L | Annual | Constraint Shadow Price | US2016$/Ton | 0 | 0 | 0 | 0 | 0 | 0 | 0 | 0
IL Fac. Spec. - NOX Rate Summer v3.1, Unit 536 and retrofits | 441 | 1797 | Rate Constraint in lbs/MMBtu | FALSE | L | Annual | Seasons Included | Seasons | Summer | Summer | Summer | Summer | Summer | Summer | Summer | Summer
IL Fac. Spec. - NOX Rate Summer v3.1, Unit 536 and retrofits | 441 | 1797 | Rate Constraint in lbs/MMBtu | FALSE | L | Annual | Standard NOX | lb/MMBtu | 0.25 | 0.25 | 0.25 | 0.25 | 0.25 | 0.25 | 0.25 | 0.25
IL Fac. Spec. - NOX Rate Summer v3.1, Unit 536 and retrofits | 441 | 1797 | Rate Constraint in lbs/MMBtu | FALSE | L | Annual | Emissions at Affected Plants NOX | Thousand Tons | 0.00042727 | 0.00057493 | 0.0011247 | 0.0011247 | 0.0011247 | 0.0011247 | 0.0011247 | 0.0011247
IL Fac. Spec. - NOX Rate Summer v3.1, Unit 536 and retrofits | 441 | 1797 | Rate Constraint in lbs/MMBtu | FALSE | L | Annual | Allowances Purchased NOX | Thousand Tons | 0 | 0 | 0 | 0 | 0 | 0 | 0 | 0
IL Fac. Spec. - NOX Rate Summer v3.1, Unit 536 and retrofits | 441 | 1797 | Rate Constraint in lbs/MMBtu | FALSE | L | Annual | Allowances Sold NOX | Thousand Tons | 0 | 0 | 0 | 0 | 0 | 0 | 0 | 0
IL Fac. Spec. - NOX Rate Summer v3.1, Unit 536 and retrofits | 441 | 1797 | Rate Constraint in lbs/MMBtu | FALSE | L | Annual | Allowances Banked | Thousand Tons | 0 | 0 | 0 | 0 | 0 | 0 | 0 | 0
IL Fac. Spec. - NOX Rate Summer v3.1, Unit 536 and retrofits | 441 | 1797 | Rate Constraint in lbs/MMBtu | FALSE | L | Annual | Allowances Withdrawn (1:1) | Thousand Tons | 0 | 0 | 0 | 0 | 0 | 0 | 0 | 0
IL Fac. Spec. - NOX Rate Summer v3.1, Unit 536 and retrofits | 441 | 1797 | Rate Constraint in lbs/MMBtu | FALSE | L | Annual | Allowances Withdrawn (n:1) | Thousand Tons | 0 | 0 | 0 | 0 | 0 | 0 | 0 | 0
IL Fac. Spec. - NOX Rate Summer v3.1, Unit 536 and retrofits | 441 | 1797 | Rate Constraint in lbs/MMBtu | FALSE | L | Annual | Net Emissions Allowance Position | Thousand Tons | 0.00042727 | 0.00057493 | 0.0011247 | 0.0011247 | 0.0011247 | 0.0011247 | 0.0011247 | 0.0011247
IL Fac. Spec. - NOX Rate Summer v3.1, Unit 536 and retrofits | 441 | 1797 | Rate Constraint in lbs/MMBtu | FALSE | L | Annual | Fuel Consumed | TBtu | 0.054533 | 0.07338 | 0.14355 | 0.14355 | 0.14355 | 0.14355 | 0.14355 | 0.14355
IL Fac. Spec. - NOX Rate Summer v3.1, Unit 536 and retrofits | 441 | 1797 | Rate Constraint in lbs/MMBtu | FALSE | L | Annual | Rate | lb/MMBtu | 0.01567 | 0.01567 | 0.01567 | 0.01567 | 0.01567 | 0.01567 | 0.01567 | 0.01567
IL Fac. Spec. - NOX Rate Summer v3.1, Unit 536 and retrofits | 441 | 1797 | Rate Constraint in lbs/MMBtu | FALSE | L | Annual | Generation | TWh | 0.0050752 | 0.0068292 | 0.01336 | 0.01336 | 0.01336 | 0.01336 | 0.01336 | 0.01336
IL Fac. Spec. - NOX Rate Summer v3.1, Unit 536 and retrofits | 441 | 1797 | Rate Constraint in lbs/MMBtu | FALSE | L | Annual | Qualifying Generation | TWh | 0.0050752 | 0.0068292 | 0.01336 | 0.01336 | 0.01336 | 0.01336 | 0.01336 | 0.01336
IL Fac. Spec. - NOX Rate Summer v3.1, Unit 536 and retrofits | 441 | 1797 | Rate Constraint in lbs/MMBtu | FALSE | L | Annual | Rate | lb/MWh | 0.16837 | 0.16837 | 0.16837 | 0.16837 | 0.16837 | 0.16837 | 0.16837 | 0.16837
IL Fac. Spec. - NOX Rate Summer v3.1, Unit 536 and retrofits | 441 | 1797 | Rate Constraint in lbs/MMBtu | FALSE | L | Annual | Constraint Shadow Price | US2016$/Ton | 0 | 0 | 0 | 0 | 0 | 0 | 0 | 0
IL Fac. Spec. - NOX Rate Summer v3.1, Unit 537 and retrofits | 442 | 1797 | Rate Constraint in lbs/MMBtu | FALSE | L | Annual | Seasons Included | Seasons | Summer | Summer | Summer | Summer | Summer | Summer | Summer | Summer
IL Fac. Spec. - NOX Rate Summer v3.1, Unit 537 and retrofits | 442 | 1797 | Rate Constraint in lbs/MMBtu | FALSE | L | Annual | Standard NOX | lb/MMBtu | 0.25 | 0.25 | 0.25 | 0.25 | 0.25 | 0.25 | 0.25 | 0.25
IL Fac. Spec. - NOX Rate Summer v3.1, Unit 537 and retrofits | 442 | 1797 | Rate Constraint in lbs/MMBtu | FALSE | L | Annual | Emissions at Affected Plants NOX | Thousand Tons | 0.00061605 | 0.00067509 | 0.0013207 | 0.0013207 | 0.0013207 | 0.0013207 | 0.0013207 | 0.0013207
IL Fac. Spec. - NOX Rate Summer v3.1, Unit 537 and retrofits | 442 | 1797 | Rate Constraint in lbs/MMBtu | FALSE | L | Annual | Allowances Purchased NOX | Thousand Tons | 0 | 0 | 0 | 0 | 0 | 0 | 0 | 0
IL Fac. Spec. - NOX Rate Summer v3.1, Unit 537 and retrofits | 442 | 1797 | Rate Constraint in lbs/MMBtu | FALSE | L | Annual | Allowances Sold NOX | Thousand Tons | 0 | 0 | 0 | 0 | 0 | 0 | 0 | 0
IL Fac. Spec. - NOX Rate Summer v3.1, Unit 537 and retrofits | 442 | 1797 | Rate Constraint in lbs/MMBtu | FALSE | L | Annual | Allowances Banked | Thousand Tons | 0 | 0 | 0 | 0 | 0 | 0 | 0 | 0
IL Fac. Spec. - NOX Rate Summer v3.1, Unit 537 and retrofits | 442 | 1797 | Rate Constraint in lbs/MMBtu | FALSE | L | Annual | Allowances Withdrawn (1:1) | Thousand Tons | 0 | 0 | 0 | 0 | 0 | 0 | 0 | 0
IL Fac. Spec. - NOX Rate Summer v3.1, Unit 537 and retrofits | 442 | 1797 | Rate Constraint in lbs/MMBtu | FALSE | L | Annual | Allowances Withdrawn (n:1) | Thousand Tons | 0 | 0 | 0 | 0 | 0 | 0 | 0 | 0
IL Fac. Spec. - NOX Rate Summer v3.1, Unit 537 and retrofits | 442 | 1797 | Rate Constraint in lbs/MMBtu | FALSE | L | Annual | Net Emissions Allowance Position | Thousand Tons | 0.00061605 | 0.00067509 | 0.0013207 | 0.0013207 | 0.0013207 | 0.0013207 | 0.0013207 | 0.0013207
IL Fac. Spec. - NOX Rate Summer v3.1, Unit 537 and retrofits | 442 | 1797 | Rate Constraint in lbs/MMBtu | FALSE | L | Annual | Fuel Consumed | TBtu | 0.066962 | 0.07338 | 0.14355 | 0.14355 | 0.14355 | 0.14355 | 0.14355 | 0.14355
IL Fac. Spec. - NOX Rate Summer v3.1, Unit 537 and retrofits | 442 | 1797 | Rate Constraint in lbs/MMBtu | FALSE | L | Annual | Rate | lb/MMBtu | 0.0184 | 0.0184 | 0.0184 | 0.0184 | 0.0184 | 0.0184 | 0.0184 | 0.0184
IL Fac. Spec. - NOX Rate Summer v3.1, Unit 537 and retrofits | 442 | 1797 | Rate Constraint in lbs/MMBtu | FALSE | L | Annual | Generation | TWh | 0.0062319 | 0.0068292 | 0.01336 | 0.01336 | 0.01336 | 0.01336 | 0.01336 | 0.01336
IL Fac. Spec. - NOX Rate Summer v3.1, Unit 537 and retrofits | 442 | 1797 | Rate Constraint in lbs/MMBtu | FALSE | L | Annual | Qualifying Generation | TWh | 0.0062319 | 0.0068292 | 0.01336 | 0.01336 | 0.01336 | 0.01336 | 0.01336 | 0.01336
IL Fac. Spec. - NOX Rate Summer v3.1, Unit 537 and retrofits | 442 | 1797 | Rate Constraint in lbs/MMBtu | FALSE | L | Annual | Rate | lb/MWh | 0.19771 | 0.19771 | 0.19771 | 0.19771 | 0.19771 | 0.19771 | 0.19771 | 0.19771
IL Fac. Spec. - NOX Rate Summer v3.1, Unit 537 and retrofits | 442 | 1797 | Rate Constraint in lbs/MMBtu | FALSE | L | Annual | Constraint Shadow Price | US2016$/Ton | 0 | 0 | 0 | 0 | 0 | 0 | 0 | 0
IL Fac. Spec. - NOX Rate Summer v3.1, Unit 538 and retrofits | 443 | 1797 | Rate Constraint in lbs/MMBtu | FALSE | L | Annual | Seasons Included | Seasons | Summer | Summer | Summer | Summer | Summer | Summer | Summer | Summer
IL Fac. Spec. - NOX Rate Summer v3.1, Unit 538 and retrofits | 443 | 1797 | Rate Constraint in lbs/MMBtu | FALSE | L | Annual | Standard NOX | lb/MMBtu | 0.25 | 0.25 | 0.25 | 0.25 | 0.25 | 0.25 | 0.25 | 0.25
IL Fac. Spec. - NOX Rate Summer v3.1, Unit 538 and retrofits | 443 | 1797 | Rate Constraint in lbs/MMBtu | FALSE | L | Annual | Emissions at Affected Plants NOX | Thousand Tons | 0.000131 | 0.000532 | 0.0010407 | 0.0010407 | 0.0010407 | 0.0010407 | 0.0010407 | 0.0010407
IL Fac. Spec. - NOX Rate Summer v3.1, Unit 538 and retrofits | 443 | 1797 | Rate Constraint in lbs/MMBtu | FALSE | L | Annual | Allowances Purchased NOX | Thousand Tons | 0 | 0 | 0 | 0 | 0 | 0 | 0 | 0
IL Fac. Spec. - NOX Rate Summer v3.1, Unit 538 and retrofits | 443 | 1797 | Rate Constraint in lbs/MMBtu | FALSE | L | Annual | Allowances Sold NOX | Thousand Tons | 0 | 0 | 0 | 0 | 0 | 0 | 0 | 0
IL Fac. Spec. - NOX Rate Summer v3.1, Unit 538 and retrofits | 443 | 1797 | Rate Constraint in lbs/MMBtu | FALSE | L | Annual | Allowances Banked | Thousand Tons | 0 | 0 | 0 | 0 | 0 | 0 | 0 | 0
IL Fac. Spec. - NOX Rate Summer v3.1, Unit 538 and retrofits | 443 | 1797 | Rate Constraint in lbs/MMBtu | FALSE | L | Annual | Allowances Withdrawn (1:1) | Thousand Tons | 0 | 0 | 0 | 0 | 0 | 0 | 0 | 0
IL Fac. Spec. - NOX Rate Summer v3.1, Unit 538 and retrofits | 443 | 1797 | Rate Constraint in lbs/MMBtu | FALSE | L | Annual | Allowances Withdrawn (n:1) | Thousand Tons | 0 | 0 | 0 | 0 | 0 | 0 | 0 | 0
IL Fac. Spec. - NOX Rate Summer v3.1, Unit 538 and retrofits | 443 | 1797 | Rate Constraint in lbs/MMBtu | FALSE | L | Annual | Net Emissions Allowance Position | Thousand Tons | 0.000131 | 0.000532 | 0.0010407 | 0.0010407 | 0.0010407 | 0.0010407 | 0.0010407 | 0.0010407
IL Fac. Spec. - NOX Rate Summer v3.1, Unit 538 and retrofits | 443 | 1797 | Rate Constraint in lbs/MMBtu | FALSE | L | Annual | Fuel Consumed | TBtu | 0.018069 | 0.07338 | 0.14355 | 0.14355 | 0.14355 | 0.14355 | 0.14355 | 0.14355
IL Fac. Spec. - NOX Rate Summer v3.1, Unit 538 and retrofits | 443 | 1797 | Rate Constraint in lbs/MMBtu | FALSE | L | Annual | Rate | lb/MMBtu | 0.0145 | 0.0145 | 0.0145 | 0.0145 | 0.0145 | 0.0145 | 0.0145 | 0.0145
IL Fac. Spec. - NOX Rate Summer v3.1, Unit 538 and retrofits | 443 | 1797 | Rate Constraint in lbs/MMBtu | FALSE | L | Annual | Generation | TWh | 0.0016817 | 0.0068292 | 0.01336 | 0.01336 | 0.01336 | 0.01336 | 0.01336 | 0.01336
IL Fac. Spec. - NOX Rate Summer v3.1, Unit 538 and retrofits | 443 | 1797 | Rate Constraint in lbs/MMBtu | FALSE | L | Annual | Qualifying Generation | TWh | 0.0016817 | 0.0068292 | 0.01336 | 0.01336 | 0.01336 | 0.01336 | 0.01336 | 0.01336
IL Fac. Spec. - NOX Rate Summer v3.1, Unit 538 and retrofits | 443 | 1797 | Rate Constraint in lbs/MMBtu | FALSE | L | Annual | Rate | lb/MWh | 0.1558 | 0.1558 | 0.1558 | 0.1558 | 0.1558 | 0.1558 | 0.1558 | 0.1558
IL Fac. Spec. - NOX Rate Summer v3.1, Unit 538 and retrofits | 443 | 1797 | Rate Constraint in lbs/MMBtu | FALSE | L | Annual | Constraint Shadow Price | US2016$/Ton | 0 | 0 | 0 | 0 | 0 | 0 | 0 | 0
IL Fac. Spec. - NOX Rate Summer v3.1, Unit 540 and retrofits | 444 | 1797 | Rate Constraint in lbs/MMBtu | FALSE | L | Annual | Seasons Included | Seasons | Summer | Summer | Summer | Summer | Summer | Summer | Summer | Summer
IL Fac. Spec. - NOX Rate Summer v3.1, Unit 540 and retrofits | 444 | 1797 | Rate Constraint in lbs/MMBtu | FALSE | L | Annual | Standard NOX | lb/MMBtu | 0.25 | 0.25 | 0.25 | 0.25 | 0.25 | 0.25 | 0.25 | 0.25
IL Fac. Spec. - NOX Rate Summer v3.1, Unit 540 and retrofits | 444 | 1797 | Rate Constraint in lbs/MMBtu | FALSE | L | Annual | Emissions at Affected Plants NOX | Thousand Tons | 0.00059552 | 0.00059552 | 0.00059552 | 0.0044664 | 0.0059221 | 0.0030272 | 0.0030272 | 0.0059221
IL Fac. Spec. - NOX Rate Summer v3.1, Unit 540 and retrofits | 444 | 1797 | Rate Constraint in lbs/MMBtu | FALSE | L | Annual | Allowances Purchased NOX | Thousand Tons | 0 | 0 | 0 | 0 | 0 | 0 | 0 | 0
IL Fac. Spec. - NOX Rate Summer v3.1, Unit 540 and retrofits | 444 | 1797 | Rate Constraint in lbs/MMBtu | FALSE | L | Annual | Allowances Sold NOX | Thousand Tons | 0 | 0 | 0 | 0 | 0 | 0 | 0 | 0
IL Fac. Spec. - NOX Rate Summer v3.1, Unit 540 and retrofits | 444 | 1797 | Rate Constraint in lbs/MMBtu | FALSE | L | Annual | Allowances Banked | Thousand Tons | 0 | 0 | 0 | 0 | 0 | 0 | 0 | 0
IL Fac. Spec. - NOX Rate Summer v3.1, Unit 540 and retrofits | 444 | 1797 | Rate Constraint in lbs/MMBtu | FALSE | L | Annual | Allowances Withdrawn (1:1) | Thousand Tons | 0 | 0 | 0 | 0 | 0 | 0 | 0 | 0
IL Fac. Spec. - NOX Rate Summer v3.1, Unit 540 and retrofits | 444 | 1797 | Rate Constraint in lbs/MMBtu | FALSE | L | Annual | Allowances Withdrawn (n:1) | Thousand Tons | 0 | 0 | 0 | 0 | 0 | 0 | 0 | 0
IL Fac. Spec. - NOX Rate Summer v3.1, Unit 540 and retrofits | 444 | 1797 | Rate Constraint in lbs/MMBtu | FALSE | L | Annual | Net Emissions Allowance Position | Thousand Tons | 0.00059552 | 0.00059552 | 0.00059552 | 0.0044664 | 0.0059221 | 0.0030272 | 0.0030272 | 0.0059221
IL Fac. Spec. - NOX Rate Summer v3.1, Unit 540 and retrofits | 444 | 1797 | Rate Constraint in lbs/MMBtu | FALSE | L | Annual | Fuel Consumed | TBtu | 0.016437 | 0.016437 | 0.016437 | 0.12328 | 0.16346 | 0.083556 | 0.083556 | 0.16346
IL Fac. Spec. - NOX Rate Summer v3.1, Unit 540 and retrofits | 444 | 1797 | Rate Constraint in lbs/MMBtu | FALSE | L | Annual | Rate | lb/MMBtu | 0.07246 | 0.07246 | 0.07246 | 0.07246 | 0.07246 | 0.07246 | 0.07246 | 0.07246
IL Fac. Spec. - NOX Rate Summer v3.1, Unit 540 and retrofits | 444 | 1797 | Rate Constraint in lbs/MMBtu | FALSE | L | Annual | Generation | TWh | 0.0014554 | 0.0014554 | 0.0014554 | 0.010915 | 0.014473 | 0.0073983 | 0.0073983 | 0.014473
IL Fac. Spec. - NOX Rate Summer v3.1, Unit 540 and retrofits | 444 | 1797 | Rate Constraint in lbs/MMBtu | FALSE | L | Annual | Qualifying Generation | TWh | 0.0014554 | 0.0014554 | 0.0014554 | 0.010915 | 0.014473 | 0.0073983 | 0.0073983 | 0.014473
IL Fac. Spec. - NOX Rate Summer v3.1, Unit 540 and retrofits | 444 | 1797 | Rate Constraint in lbs/MMBtu | FALSE | L | Annual | Rate | lb/MWh | 0.81836 | 0.81836 | 0.81836 | 0.81836 | 0.81836 | 0.81836 | 0.81836 | 0.81836
IL Fac. Spec. - NOX Rate Summer v3.1, Unit 540 and retrofits | 444 | 1797 | Rate Constraint in lbs/MMBtu | FALSE | L | Annual | Constraint Shadow Price | US2016$/Ton | 0 | 0 | 0 | 0 | 0 | 0 | 0 | 0
IL Fac. Spec. - NOX Rate Summer v3.1, Unit 543 and retrofits | 445 | 1797 | Rate Constraint in lbs/MMBtu | FALSE | L | Annual | Seasons Included | Seasons | Summer | Summer | Summer | Summer | Summer | Summer | Summer | Summer
IL Fac. Spec. - NOX Rate Summer v3.1, Unit 543 and retrofits | 445 | 1797 | Rate Constraint in lbs/MMBtu | FALSE | L | Annual | Standard NOX | lb/MMBtu | 0.25 | 0.25 | 0.25 | 0.25 | 0.25 | 0.25 | 0.25 | 0.25
IL Fac. Spec. - NOX Rate Summer v3.1, Unit 543 and retrofits | 445 | 1797 | Rate Constraint in lbs/MMBtu | FALSE | L | Annual | Emissions at Affected Plants NOX | Thousand Tons | 0.0014702 | 0.0014702 | 0.0034378 | 0.014367 | 0.01462 | 0.0074733 | 0.011781 | 0.01462
IL Fac. Spec. - NOX Rate Summer v3.1, Unit 543 and retrofits | 445 | 1797 | Rate Constraint in lbs/MMBtu | FALSE | L | Annual | Allowances Purchased NOX | Thousand Tons | 0 | 0 | 0 | 0 | 0 | 0 | 0 | 0
IL Fac. Spec. - NOX Rate Summer v3.1, Unit 543 and retrofits | 445 | 1797 | Rate Constraint in lbs/MMBtu | FALSE | L | Annual | Allowances Sold NOX | Thousand Tons | 0 | 0 | 0 | 0 | 0 | 0 | 0 | 0
IL Fac. Spec. - NOX Rate Summer v3.1, Unit 543 and retrofits | 445 | 1797 | Rate Constraint in lbs/MMBtu | FALSE | L | Annual | Allowances Banked | Thousand Tons | 0 | 0 | 0 | 0 | 0 | 0 | 0 | 0
IL Fac. Spec. - NOX Rate Summer v3.1, Unit 543 and retrofits | 445 | 1797 | Rate Constraint in lbs/MMBtu | FALSE | L | Annual | Allowances Withdrawn (1:1) | Thousand Tons | 0 | 0 | 0 | 0 | 0 | 0 | 0 | 0
IL Fac. Spec. - NOX Rate Summer v3.1, Unit 543 and retrofits | 445 | 1797 | Rate Constraint in lbs/MMBtu | FALSE | L | Annual | Allowances Withdrawn (n:1) | Thousand Tons | 0 | 0 | 0 | 0 | 0 | 0 | 0 | 0
IL Fac. Spec. - NOX Rate Summer v3.1, Unit 543 and retrofits | 445 | 1797 | Rate Constraint in lbs/MMBtu | FALSE | L | Annual | Net Emissions Allowance Position | Thousand Tons | 0.0014702 | 0.0014702 | 0.0034378 | 0.014367 | 0.01462 | 0.0074733 | 0.011781 | 0.01462
IL Fac. Spec. - NOX Rate Summer v3.1, Unit 543 and retrofits | 445 | 1797 | Rate Constraint in lbs/MMBtu | FALSE | L | Annual | Fuel Consumed | TBtu | 0.055709 | 0.055709 | 0.13027 | 0.54442 | 0.55399 | 0.28319 | 0.44644 | 0.55399
IL Fac. Spec. - NOX Rate Summer v3.1, Unit 543 and retrofits | 445 | 1797 | Rate Constraint in lbs/MMBtu | FALSE | L | Annual | Rate | lb/MMBtu | 0.05278 | 0.05278 | 0.05278 | 0.05278 | 0.05278 | 0.05278 | 0.05278 | 0.05278
IL Fac. Spec. - NOX Rate Summer v3.1, Unit 543 and retrofits | 445 | 1797 | Rate Constraint in lbs/MMBtu | FALSE | L | Annual | Generation | TWh | 0.004944 | 0.004944 | 0.011561 | 0.048315 | 0.049165 | 0.025132 | 0.03962 | 0.049165
IL Fac. Spec. - NOX Rate Summer v3.1, Unit 543 and retrofits | 445 | 1797 | Rate Constraint in lbs/MMBtu | FALSE | L | Annual | Qualifying Generation | TWh | 0.004944 | 0.004944 | 0.011561 | 0.048315 | 0.049165 | 0.025132 | 0.03962 | 0.049165
IL Fac. Spec. - NOX Rate Summer v3.1, Unit 543 and retrofits | 445 | 1797 | Rate Constraint in lbs/MMBtu | FALSE | L | Annual | Rate | lb/MWh | 0.59473 | 0.59473 | 0.59473 | 0.59473 | 0.59473 | 0.59473 | 0.59473 | 0.59473
IL Fac. Spec. - NOX Rate Summer v3.1, Unit 543 and retrofits | 445 | 1797 | Rate Constraint in lbs/MMBtu | FALSE | L | Annual | Constraint Shadow Price | US2016$/Ton | 0 | 0 | 0 | 0 | 0 | 0 | 0 | 0
IL Fac. Spec. - NOX Rate Summer v3.1, Unit 544 and retrofits | 446 | 1797 | Rate Constraint in lbs/MMBtu | FALSE | L | Annual | Seasons Included | Seasons | Summer | Summer | Summer | Summer | Summer | Summer | Summer | Summer
IL Fac. Spec. - NOX Rate Summer v3.1, Unit 544 and retrofits | 446 | 1797 | Rate Constraint in lbs/MMBtu | FALSE | L | Annual | Standard NOX | lb/MMBtu | 0.25 | 0.25 | 0.25 | 0.25 | 0.25 | 0.25 | 0.25 | 0.25
IL Fac. Spec. - NOX Rate Summer v3.1, Unit 544 and retrofits | 446 | 1797 | Rate Constraint in lbs/MMBtu | FALSE | L | Annual | Emissions at Affected Plants NOX | Thousand Tons | 0.0012459 | 0.0012459 | 0.0012459 | 0.0093445 | 0.01239 | 0.0063335 | 0.0063335 | 0.01239
IL Fac. Spec. - NOX Rate Summer v3.1, Unit 544 and retrofits | 446 | 1797 | Rate Constraint in lbs/MMBtu | FALSE | L | Annual | Allowances Purchased NOX | Thousand Tons | 0 | 0 | 0 | 0 | 0 | 0 | 0 | 0
IL Fac. Spec. - NOX Rate Summer v3.1, Unit 544 and retrofits | 446 | 1797 | Rate Constraint in lbs/MMBtu | FALSE | L | Annual | Allowances Sold NOX | Thousand Tons | 0 | 0 | 0 | 0 | 0 | 0 | 0 | 0
IL Fac. Spec. - NOX Rate Summer v3.1, Unit 544 and retrofits | 446 | 1797 | Rate Constraint in lbs/MMBtu | FALSE | L | Annual | Allowances Banked | Thousand Tons | 0 | 0 | 0 | 0 | 0 | 0 | 0 | 0
IL Fac. Spec. - NOX Rate Summer v3.1, Unit 544 and retrofits | 446 | 1797 | Rate Constraint in lbs/MMBtu | FALSE | L | Annual | Allowances Withdrawn (1:1) | Thousand Tons | 0 | 0 | 0 | 0 | 0 | 0 | 0 | 0
IL Fac. Spec. - NOX Rate Summer v3.1, Unit 544 and retrofits | 446 | 1797 | Rate Constraint in lbs/MMBtu | FALSE | L | Annual | Allowances Withdrawn (n:1) | Thousand Tons | 0 | 0 | 0 | 0 | 0 | 0 | 0 | 0
IL Fac. Spec. - NOX Rate Summer v3.1, Unit 544 and retrofits | 446 | 1797 | Rate Constraint in lbs/MMBtu | FALSE | L | Annual | Net Emissions Allowance Position | Thousand Tons | 0.0012459 | 0.0012459 | 0.0012459 | 0.0093445 | 0.01239 | 0.0063335 | 0.0063335 | 0.01239
IL Fac. Spec. - NOX Rate Summer v3.1, Unit 544 and retrofits | 446 | 1797 | Rate Constraint in lbs/MMBtu | FALSE | L | Annual | Fuel Consumed | TBtu | 0.05556 | 0.05556 | 0.05556 | 0.4167 | 0.55251 | 0.28243 | 0.28243 | 0.55251
IL Fac. Spec. - NOX Rate Summer v3.1, Unit 544 and retrofits | 446 | 1797 | Rate Constraint in lbs/MMBtu | FALSE | L | Annual | Rate | lb/MMBtu | 0.04485 | 0.04485 | 0.04485 | 0.04485 | 0.04485 | 0.04485 | 0.04485 | 0.04485
IL Fac. Spec. - NOX Rate Summer v3.1, Unit 544 and retrofits | 446 | 1797 | Rate Constraint in lbs/MMBtu | FALSE | L | Annual | Generation | TWh | 0.0049308 | 0.0049308 | 0.0049308 | 0.036981 | 0.049034 | 0.025065 | 0.025065 | 0.049034
IL Fac. Spec. - NOX Rate Summer v3.1, Unit 544 and retrofits | 446 | 1797 | Rate Constraint in lbs/MMBtu | FALSE | L | Annual | Qualifying Generation | TWh | 0.0049308 | 0.0049308 | 0.0049308 | 0.036981 | 0.049034 | 0.025065 | 0.025065 | 0.049034
IL Fac. Spec. - NOX Rate Summer v3.1, Unit 544 and retrofits | 446 | 1797 | Rate Constraint in lbs/MMBtu | FALSE | L | Annual | Rate | lb/MWh | 0.50537 | 0.50537 | 0.50537 | 0.50537 | 0.50537 | 0.50537 | 0.50537 | 0.50537
IL Fac. Spec. - NOX Rate Summer v3.1, Unit 544 and retrofits | 446 | 1797 | Rate Constraint in lbs/MMBtu | FALSE | L | Annual | Constraint Shadow Price | US2016$/Ton | 0 | 0 | 0 | 0 | 0 | 0 | 0 | 0
IL Fac. Spec. - NOX Rate Summer v3.1, Unit 545 and retrofits | 447 | 1797 | Rate Constraint in lbs/MMBtu | FALSE | L | Annual | Seasons Included | Seasons | Summer | Summer | Summer | Summer | Summer | Summer | Summer | Summer
IL Fac. Spec. - NOX Rate Summer v3.1, Unit 545 and retrofits | 447 | 1797 | Rate Constraint in lbs/MMBtu | FALSE | L | Annual | Standard NOX | lb/MMBtu | 0.25 | 0.25 | 0.25 | 0.25 | 0.25 | 0.25 | 0.25 | 0.25
IL Fac. Spec. - NOX Rate Summer v3.1, Unit 545 and retrofits | 447 | 1797 | Rate Constraint in lbs/MMBtu | FALSE | L | Annual | Emissions at Affected Plants NOX | Thousand Tons | 0 | 0 | 0 | 0.0016275 | 0.0016275 | 0.0016275 | 0.0016275 | 0.0016275
IL Fac. Spec. - NOX Rate Summer v3.1, Unit 545 and retrofits | 447 | 1797 | Rate Constraint in lbs/MMBtu | FALSE | L | Annual | Allowances Purchased NOX | Thousand Tons | 0 | 0 | 0 | 0 | 0 | 0 | 0 | 0
IL Fac. Spec. - NOX Rate Summer v3.1, Unit 545 and retrofits | 447 | 1797 | Rate Constraint in lbs/MMBtu | FALSE | L | Annual | Allowances Sold NOX | Thousand Tons | 0 | 0 | 0 | 0 | 0 | 0 | 0 | 0
IL Fac. Spec. - NOX Rate Summer v3.1, Unit 545 and retrofits | 447 | 1797 | Rate Constraint in lbs/MMBtu | FALSE | L | Annual | Allowances Banked | Thousand Tons | 0 | 0 | 0 | 0 | 0 | 0 | 0 | 0
IL Fac. Spec. - NOX Rate Summer v3.1, Unit 545 and retrofits | 447 | 1797 | Rate Constraint in lbs/MMBtu | FALSE | L | Annual | Allowances Withdrawn (1:1) | Thousand Tons | 0 | 0 | 0 | 0 | 0 | 0 | 0 | 0
IL Fac. Spec. - NOX Rate Summer v3.1, Unit 545 and retrofits | 447 | 1797 | Rate Constraint in lbs/MMBtu | FALSE | L | Annual | Allowances Withdrawn (n:1) | Thousand Tons | 0 | 0 | 0 | 0 | 0 | 0 | 0 | 0
IL Fac. Spec. - NOX Rate Summer v3.1, Unit 545 and retrofits | 447 | 1797 | Rate Constraint in lbs/MMBtu | FALSE | L | Annual | Net Emissions Allowance Position | Thousand Tons | 0 | 0 | 0 | 0.0016275 | 0.0016275 | 0.0016275 | 0.0016275 | 0.0016275
IL Fac. Spec. - NOX Rate Summer v3.1, Unit 545 and retrofits | 447 | 1797 | Rate Constraint in lbs/MMBtu | FALSE | L | Annual | Fuel Consumed | TBtu | 0 | 0 | 0 | 0.049627 | 0.049627 | 0.049627 | 0.049627 | 0.049627
IL Fac. Spec. - NOX Rate Summer v3.1, Unit 545 and retrofits | 447 | 1797 | Rate Constraint in lbs/MMBtu | FALSE | L | Annual | Rate | lb/MMBtu | 0 | 0 | 0 | 0.06559 | 0.06559 | 0.06559 | 0.06559 | 0.06559
IL Fac. Spec. - NOX Rate Summer v3.1, Unit 545 and retrofits | 447 | 1797 | Rate Constraint in lbs/MMBtu | FALSE | L | Annual | Generation | TWh | 0 | 0 | 0 | 0.0037904 | 0.0037904 | 0.0037904 | 0.0037904 | 0.0037904
IL Fac. Spec. - NOX Rate Summer v3.1, Unit 545 and retrofits | 447 | 1797 | Rate Constraint in lbs/MMBtu | FALSE | L | Annual | Qualifying Generation | TWh | 0 | 0 | 0 | 0.0037904 | 0.0037904 | 0.0037904 | 0.0037904 | 0.0037904
IL Fac. Spec. - NOX Rate Summer v3.1, Unit 545 and retrofits | 447 | 1797 | Rate Constraint in lbs/MMBtu | FALSE | L | Annual | Rate | lb/MWh | 0 | 0 | 0 | 0.85877 | 0.85877 | 0.85877 | 0.85877 | 0.85877
IL Fac. Spec. - NOX Rate Summer v3.1, Unit 545 and retrofits | 447 | 1797 | Rate Constraint in lbs/MMBtu | FALSE | L | Annual | Constraint Shadow Price | US2016$/Ton | 0 | 0 | 0 | 0 | 0 | 0 | 0 | 0
IL Fac. Spec. - NOX Rate Summer v3.1, Unit 546 and retrofits | 448 | 1797 | Rate Constraint in lbs/MMBtu | FALSE | L | Annual | Seasons Included | Seasons | Summer | Summer | Summer | Summer | Summer | Summer | Summer | Summer
IL Fac. Spec. - NOX Rate Summer v3.1, Unit 546 and retrofits | 448 | 1797 | Rate Constraint in lbs/MMBtu | FALSE | L | Annual | Standard NOX | lb/MMBtu | 0.25 | 0.25 | 0.25 | 0.25 | 0.25 | 0.25 | 0.25 | 0.25
IL Fac. Spec. - NOX Rate Summer v3.1, Unit 546 and retrofits | 448 | 1797 | Rate Constraint in lbs/MMBtu | FALSE | L | Annual | Emissions at Affected Plants NOX | Thousand Tons | 0 | 0 | 0 | 0.0015511 | 0.0015511 | 0.0015511 | 0.0015511 | 0.0015511
IL Fac. Spec. - NOX Rate Summer v3.1, Unit 546 and retrofits | 448 | 1797 | Rate Constraint in lbs/MMBtu | FALSE | L | Annual | Allowances Purchased NOX | Thousand Tons | 0 | 0 | 0 | 0 | 0 | 0 | 0 | 0
IL Fac. Spec. - NOX Rate Summer v3.1, Unit 546 and retrofits | 448 | 1797 | Rate Constraint in lbs/MMBtu | FALSE | L | Annual | Allowances Sold NOX | Thousand Tons | 0 | 0 | 0 | 0 | 0 | 0 | 0 | 0
IL Fac. Spec. - NOX Rate Summer v3.1, Unit 546 and retrofits | 448 | 1797 | Rate Constraint in lbs/MMBtu | FALSE | L | Annual | Allowances Banked | Thousand Tons | 0 | 0 | 0 | 0 | 0 | 0 | 0 | 0
IL Fac. Spec. - NOX Rate Summer v3.1, Unit 546 and retrofits | 448 | 1797 | Rate Constraint in lbs/MMBtu | FALSE | L | Annual | Allowances Withdrawn (1:1) | Thousand Tons | 0 | 0 | 0 | 0 | 0 | 0 | 0 | 0
IL Fac. Spec. - NOX Rate Summer v3.1, Unit 546 and retrofits | 448 | 1797 | Rate Constraint in lbs/MMBtu | FALSE | L | Annual | Allowances Withdrawn (n:1) | Thousand Tons | 0 | 0 | 0 | 0 | 0 | 0 | 0 | 0
IL Fac. Spec. - NOX Rate Summer v3.1, Unit 546 and retrofits | 448 | 1797 | Rate Constraint in lbs/MMBtu | FALSE | L | Annual | Net Emissions Allowance Position | Thousand Tons | 0 | 0 | 0 | 0.0015511 | 0.0015511 | 0.0015511 | 0.0015511 | 0.0015511
IL Fac. Spec. - NOX Rate Summer v3.1, Unit 546 and retrofits | 448 | 1797 | Rate Constraint in lbs/MMBtu | FALSE | L | Annual | Fuel Consumed | TBtu | 0 | 0 | 0 | 0.049627 | 0.049627 | 0.049627 | 0.049627 | 0.049627
IL Fac. Spec. - NOX Rate Summer v3.1, Unit 546 and retrofits | 448 | 1797 | Rate Constraint in lbs/MMBtu | FALSE | L | Annual | Rate | lb/MMBtu | 0 | 0 | 0 | 0.06251 | 0.06251 | 0.06251 | 0.06251 | 0.06251
IL Fac. Spec. - NOX Rate Summer v3.1, Unit 546 and retrofits | 448 | 1797 | Rate Constraint in lbs/MMBtu | FALSE | L | Annual | Generation | TWh | 0 | 0 | 0 | 0.0037904 | 0.0037904 | 0.0037904 | 0.0037904 | 0.0037904
IL Fac. Spec. - NOX Rate Summer v3.1, Unit 546 and retrofits | 448 | 1797 | Rate Constraint in lbs/MMBtu | FALSE | L | Annual | Qualifying Generation | TWh | 0 | 0 | 0 | 0.0037904 | 0.0037904 | 0.0037904 | 0.0037904 | 0.0037904
IL Fac. Spec. - NOX Rate Summer v3.1, Unit 546 and retrofits | 448 | 1797 | Rate Constraint in lbs/MMBtu | FALSE | L | Annual | Rate | lb/MWh | 0 | 0 | 0 | 0.81844 | 0.81844 | 0.81844 | 0.81844 | 0.81844
IL Fac. Spec. - NOX Rate Summer v3.1, Unit 546 and retrofits | 448 | 1797 | Rate Constraint in lbs/MMBtu | FALSE | L | Annual | Constraint Shadow Price | US2016$/Ton | 0 | 0 | 0 | 0 | 0 | 0 | 0 | 0
IL Fac. Spec. - NOX Rate Summer v3.1, Unit 547 and retrofits | 449 | 1797 | Rate Constraint in lbs/MMBtu | FALSE | L | Annual | Seasons Included | Seasons | Summer | Summer | Summer | Summer | Summer | Summer | Summer | Summer
IL Fac. Spec. - NOX Rate Summer v3.1, Unit 547 and retrofits | 449 | 1797 | Rate Constraint in lbs/MMBtu | FALSE | L | Annual | Standard NOX | lb/MMBtu | 0.25 | 0.25 | 0.25 | 0.25 | 0.25 | 0.25 | 0.25 | 0.25
IL Fac. Spec. - NOX Rate Summer v3.1, Unit 547 and retrofits | 449 | 1797 | Rate Constraint in lbs/MMBtu | FALSE | L | Annual | Emissions at Affected Plants NOX | Thousand Tons | 0 | 0 | 0 | 0.0017647 | 0.0017647 | 0.0017647 | 0.0017647 | 0.0017647
IL Fac. Spec. - NOX Rate Summer v3.1, Unit 547 and retrofits | 449 | 1797 | Rate Constraint in lbs/MMBtu | FALSE | L | Annual | Allowances Purchased NOX | Thousand Tons | 0 | 0 | 0 | 0 | 0 | 0 | 0 | 0
IL Fac. Spec. - NOX Rate Summer v3.1, Unit 547 and retrofits | 449 | 1797 | Rate Constraint in lbs/MMBtu | FALSE | L | Annual | Allowances Sold NOX | Thousand Tons | 0 | 0 | 0 | 0 | 0 | 0 | 0 | 0
IL Fac. Spec. - NOX Rate Summer v3.1, Unit 547 and retrofits | 449 | 1797 | Rate Constraint in lbs/MMBtu | FALSE | L | Annual | Allowances Banked | Thousand Tons | 0 | 0 | 0 | 0 | 0 | 0 | 0 | 0
IL Fac. Spec. - NOX Rate Summer v3.1, Unit 547 and retrofits | 449 | 1797 | Rate Constraint in lbs/MMBtu | FALSE | L | Annual | Allowances Withdrawn (1:1) | Thousand Tons | 0 | 0 | 0 | 0 | 0 | 0 | 0 | 0
IL Fac. Spec. - NOX Rate Summer v3.1, Unit 547 and retrofits | 449 | 1797 | Rate Constraint in lbs/MMBtu | FALSE | L | Annual | Allowances Withdrawn (n:1) | Thousand Tons | 0 | 0 | 0 | 0 | 0 | 0 | 0 | 0
IL Fac. Spec. - NOX Rate Summer v3.1, Unit 547 and retrofits | 449 | 1797 | Rate Constraint in lbs/MMBtu | FALSE | L | Annual | Net Emissions Allowance Position | Thousand Tons | 0 | 0 | 0 | 0.0017647 | 0.0017647 | 0.0017647 | 0.0017647 | 0.0017647
IL Fac. Spec. - NOX Rate Summer v3.1, Unit 547 and retrofits | 449 | 1797 | Rate Constraint in lbs/MMBtu | FALSE | L | Annual | Fuel Consumed | TBtu | 0 | 0 | 0 | 0.049627 | 0.049627 | 0.049627 | 0.049627 | 0.049627
IL Fac. Spec. - NOX Rate Summer v3.1, Unit 547 and retrofits | 449 | 1797 | Rate Constraint in lbs/MMBtu | FALSE | L | Annual | Rate | lb/MMBtu | 0 | 0 | 0 | 0.07112 | 0.07112 | 0.07112 | 0.07112 | 0.07112
IL Fac. Spec. - NOX Rate Summer v3.1, Unit 547 and retrofits | 449 | 1797 | Rate Constraint in lbs/MMBtu | FALSE | L | Annual | Generation | TWh | 0 | 0 | 0 | 0.0037904 | 0.0037904 | 0.0037904 | 0.0037904 | 0.0037904
IL Fac. Spec. - NOX Rate Summer v3.1, Unit 547 and retrofits | 449 | 1797 | Rate Constraint in lbs/MMBtu | FALSE | L | Annual | Qualifying Generation | TWh | 0 | 0 | 0 | 0.0037904 | 0.0037904 | 0.0037904 | 0.0037904 | 0.0037904
IL Fac. Spec. - NOX Rate Summer v3.1, Unit 547 and retrofits | 449 | 1797 | Rate Constraint in lbs/MMBtu | FALSE | L | Annual | Rate | lb/MWh | 0 | 0 | 0 | 0.93117 | 0.93117 | 0.93117 | 0.93117 | 0.93117
IL Fac. Spec. - NOX Rate Summer v3.1, Unit 547 and retrofits | 449 | 1797 | Rate Constraint in lbs/MMBtu | FALSE | L | Annual | Constraint Shadow Price | US2016$/Ton | 0 | 0 | 0 | 0 | 0 | 0 | 0 | 0
IL Fac. Spec. - NOX Rate Summer v3.1, Unit 548 and retrofits | 450 | 1797 | Rate Constraint in lbs/MMBtu | FALSE | L | Annual | Seasons Included | Seasons | Summer | Summer | Summer | Summer | Summer | Summer | Summer | Summer
IL Fac. Spec. - NOX Rate Summer v3.1, Unit 548 and retrofits | 450 | 1797 | Rate Constraint in lbs/MMBtu | FALSE | L | Annual | Standard NOX | lb/MMBtu | 0.25 | 0.25 | 0.25 | 0.25 | 0.25 | 0.25 | 0.25 | 0.25
IL Fac. Spec. - NOX Rate Summer v3.1, Unit 548 and retrofits | 450 | 1797 | Rate Constraint in lbs/MMBtu | FALSE | L | Annual | Emissions at Affected Plants NOX | Thousand Tons | 0 | 0 | 0 | 0.001704 | 0.001704 | 0.001704 | 0.001704 | 0.001704
IL Fac. Spec. - NOX Rate Summer v3.1, Unit 548 and retrofits | 450 | 1797 | Rate Constraint in lbs/MMBtu | FALSE | L | Annual | Allowances Purchased NOX | Thousand Tons | 0 | 0 | 0 | 0 | 0 | 0 | 0 | 0
IL Fac. Spec. - NOX Rate Summer v3.1, Unit 548 and retrofits | 450 | 1797 | Rate Constraint in lbs/MMBtu | FALSE | L | Annual | Allowances Sold NOX | Thousand Tons | 0 | 0 | 0 | 0 | 0 | 0 | 0 | 0
IL Fac. Spec. - NOX Rate Summer v3.1, Unit 548 and retrofits | 450 | 1797 | Rate Constraint in lbs/MMBtu | FALSE | L | Annual | Allowances Banked | Thousand Tons | 0 | 0 | 0 | 0 | 0 | 0 | 0 | 0
IL Fac. Spec. - NOX Rate Summer v3.1, Unit 548 and retrofits | 450 | 1797 | Rate Constraint in lbs/MMBtu | FALSE | L | Annual | Allowances Withdrawn (1:1) | Thousand Tons | 0 | 0 | 0 | 0 | 0 | 0 | 0 | 0
IL Fac. Spec. - NOX Rate Summer v3.1, Unit 548 and retrofits | 450 | 1797 | Rate Constraint in lbs/MMBtu | FALSE | L | Annual | Allowances Withdrawn (n:1) | Thousand Tons | 0 | 0 | 0 | 0 | 0 | 0 | 0 | 0
IL Fac. Spec. - NOX Rate Summer v3.1, Unit 548 and retrofits | 450 | 1797 | Rate Constraint in lbs/MMBtu | FALSE | L | Annual | Net Emissions Allowance Position | Thousand Tons | 0 | 0 | 0 | 0.001704 | 0.001704 | 0.001704 | 0.001704 | 0.001704
IL Fac. Spec. - NOX Rate Summer v3.1, Unit 548 and retrofits | 450 | 1797 | Rate Constraint in lbs/MMBtu | FALSE | L | Annual | Fuel Consumed | TBtu | 0 | 0 | 0 | 0.049627 | 0.049627 | 0.049627 | 0.049627 | 0.049627
IL Fac. Spec. - NOX Rate Summer v3.1, Unit 548 and retrofits | 450 | 1797 | Rate Constraint in lbs/MMBtu | FALSE | L | Annual | Rate | lb/MMBtu | 0 | 0 | 0 | 0.06867 | 0.06867 | 0.06867 | 0.06867 | 0.06867
IL Fac. Spec. - NOX Rate Summer v3.1, Unit 548 and retrofits | 450 | 1797 | Rate Constraint in lbs/MMBtu | FALSE | L | Annual | Generation | TWh | 0 | 0 | 0 | 0.0037904 | 0.0037904 | 0.0037904 | 0.0037904 | 0.0037904
IL Fac. Spec. - NOX Rate Summer v3.1, Unit 548 and retrofits | 450 | 1797 | Rate Constraint in lbs/MMBtu | FALSE | L | Annual | Qualifying Generation | TWh | 0 | 0 | 0 | 0.0037904 | 0.0037904 | 0.0037904 | 0.0037904 | 0.0037904
IL Fac. Spec. - NOX Rate Summer v3.1, Unit 548 and retrofits | 450 | 1797 | Rate Constraint in lbs/MMBtu | FALSE | L | Annual | Rate | lb/MWh | 0 | 0 | 0 | 0.8991 | 0.8991 | 0.8991 | 0.8991 | 0.8991
IL Fac. Spec. - NOX Rate Summer v3.1, Unit 548 and retrofits | 450 | 1797 | Rate Constraint in lbs/MMBtu | FALSE | L | Annual | Constraint Shadow Price | US2016$/Ton | 0 | 0 | 0 | 0 | 0 | 0 | 0 | 0
IL Fac. Spec. - NOX Rate Summer v3.1, Unit 549 and retrofits | 451 | 1797 | Rate Constraint in lbs/MMBtu | FALSE | L | Annual | Seasons Included | Seasons | Summer | Summer | Summer | Summer | Summer | Summer | Summer | Summer
IL Fac. Spec. - NOX Rate Summer v3.1, Unit 549 and retrofits | 451 | 1797 | Rate Constraint in lbs/MMBtu | FALSE | L | Annual | Standard NOX | lb/MMBtu | 0.25 | 0.25 | 0.25 | 0.25 | 0.25 | 0.25 | 0.25 | 0.25
IL Fac. Spec. - NOX Rate Summer v3.1, Unit 549 and retrofits | 451 | 1797 | Rate Constraint in lbs/MMBtu | FALSE | L | Annual | Emissions at Affected Plants NOX | Thousand Tons | 0.0094825 | 0.0094825 | 0.01855 | 0.01855 | 0.01855 | 0.01855 | 0.01855 | 0.01855
IL Fac. Spec. - NOX Rate Summer v3.1, Unit 549 and retrofits | 451 | 1797 | Rate Constraint in lbs/MMBtu | FALSE | L | Annual | Allowances Purchased NOX | Thousand Tons | 0 | 0 | 0 | 0 | 0 | 0 | 0 | 0
IL Fac. Spec. - NOX Rate Summer v3.1, Unit 549 and retrofits | 451 | 1797 | Rate Constraint in lbs/MMBtu | FALSE | L | Annual | Allowances Sold NOX | Thousand Tons | 0 | 0 | 0 | 0 | 0 | 0 | 0 | 0
IL Fac. Spec. - NOX Rate Summer v3.1, Unit 549 and retrofits | 451 | 1797 | Rate Constraint in lbs/MMBtu | FALSE | L | Annual | Allowances Banked | Thousand Tons | 0 | 0 | 0 | 0 | 0 | 0 | 0 | 0
IL Fac. Spec. - NOX Rate Summer v3.1, Unit 549 and retrofits | 451 | 1797 | Rate Constraint in lbs/MMBtu | FALSE | L | Annual | Allowances Withdrawn (1:1) | Thousand Tons | 0 | 0 | 0 | 0 | 0 | 0 | 0 | 0
IL Fac. Spec. - NOX Rate Summer v3.1, Unit 549 and retrofits | 451 | 1797 | Rate Constraint in lbs/MMBtu | FALSE | L | Annual | Allowances Withdrawn (n:1) | Thousand Tons | 0 | 0 | 0 | 0 | 0 | 0 | 0 | 0
IL Fac. Spec. - NOX Rate Summer v3.1, Unit 549 and retrofits | 451 | 1797 | Rate Constraint in lbs/MMBtu | FALSE | L | Annual | Net Emissions Allowance Position | Thousand Tons | 0.0094825 | 0.0094825 | 0.01855 | 0.01855 | 0.01855 | 0.01855 | 0.01855 | 0.01855
IL Fac. Spec. - NOX Rate Summer v3.1, Unit 549 and retrofits | 451 | 1797 | Rate Constraint in lbs/MMBtu | FALSE | L | Annual | Fuel Consumed | TBtu | 0.28192 | 0.28192 | 0.55152 | 0.55152 | 0.55152 | 0.55152 | 0.55152 | 0.55152
IL Fac. Spec. - NOX Rate Summer v3.1, Unit 549 and retrofits | 451 | 1797 | Rate Constraint in lbs/MMBtu | FALSE | L | Annual | Rate | lb/MMBtu | 0.06727 | 0.06727 | 0.06727 | 0.06727 | 0.06727 | 0.06727 | 0.06727 | 0.06727
IL Fac. Spec. - NOX Rate Summer v3.1, Unit 549 and retrofits | 451 | 1797 | Rate Constraint in lbs/MMBtu | FALSE | L | Annual | Generation | TWh | 0.026238 | 0.026238 | 0.051328 | 0.051328 | 0.051328 | 0.051328 | 0.051328 | 0.051328
IL Fac. Spec. - NOX Rate Summer v3.1, Unit 549 and retrofits | 451 | 1797 | Rate Constraint in lbs/MMBtu | FALSE | L | Annual | Qualifying Generation | TWh | 0.026238 | 0.026238 | 0.051328 | 0.051328 | 0.051328 | 0.051328 | 0.051328 | 0.051328
IL Fac. Spec. - NOX Rate Summer v3.1, Unit 549 and retrofits | 451 | 1797 | Rate Constraint in lbs/MMBtu | FALSE | L | Annual | Rate | lb/MWh | 0.72282 | 0.72282 | 0.72282 | 0.72282 | 0.72282 | 0.72282 | 0.72282 | 0.72282
IL Fac. Spec. - NOX Rate Summer v3.1, Unit 549 and retrofits | 451 | 1797 | Rate Constraint in lbs/MMBtu | FALSE | L | Annual | Constraint Shadow Price | US2016$/Ton | 0 | 0 | 0 | 0 | 0 | 0 | 0 | 0
IL Fac. Spec. - NOX Rate Summer v3.1, Unit 550 and retrofits | 452 | 1797 | Rate Constraint in lbs/MMBtu | FALSE | L | Annual | Seasons Included | Seasons | Summer | Summer | Summer | Summer | Summer | Summer | Summer | Summer
IL Fac. Spec. - NOX Rate Summer v3.1, Unit 550 and retrofits | 452 | 1797 | Rate Constraint in lbs/MMBtu | FALSE | L | Annual | Standard NOX | lb/MMBtu | 0.25 | 0.25 | 0.25 | 0.25 | 0.25 | 0.25 | 0.25 | 0.25
IL Fac. Spec. - NOX Rate Summer v3.1, Unit 550 and retrofits | 452 | 1797 | Rate Constraint in lbs/MMBtu | FALSE | L | Annual | Emissions at Affected Plants NOX | Thousand Tons | 0.0012503 | 0.0012503 | 0.0012503 | 0.0093775 | 0.012434 | 0.0063559 | 0.0063559 | 0.0099051
IL Fac. Spec. - NOX Rate Summer v3.1, Unit 550 and retrofits | 452 | 1797 | Rate Constraint in lbs/MMBtu | FALSE | L | Annual | Allowances Purchased NOX | Thousand Tons | 0 | 0 | 0 | 0 | 0 | 0 | 0 | 0
IL Fac. Spec. - NOX Rate Summer v3.1, Unit 550 and retrofits | 452 | 1797 | Rate Constraint in lbs/MMBtu | FALSE | L | Annual | Allowances Sold NOX | Thousand Tons | 0 | 0 | 0 | 0 | 0 | 0 | 0 | 0
IL Fac. Spec. - NOX Rate Summer v3.1, Unit 550 and retrofits | 452 | 1797 | Rate Constraint in lbs/MMBtu | FALSE | L | Annual | Allowances Banked | Thousand Tons | 0 | 0 | 0 | 0 | 0 | 0 | 0 | 0
IL Fac. Spec. - NOX Rate Summer v3.1, Unit 550 and retrofits | 452 | 1797 | Rate Constraint in lbs/MMBtu | FALSE | L | Annual | Allowances Withdrawn (1:1) | Thousand Tons | 0 | 0 | 0 | 0 | 0 | 0 | 0 | 0
IL Fac. Spec. - NOX Rate Summer v3.1, Unit 550 and retrofits | 452 | 1797 | Rate Constraint in lbs/MMBtu | FALSE | L | Annual | Allowances Withdrawn (n:1) | Thousand Tons | 0 | 0 | 0 | 0 | 0 | 0 | 0 | 0
IL Fac. Spec. - NOX Rate Summer v3.1, Unit 550 and retrofits | 452 | 1797 | Rate Constraint in lbs/MMBtu | FALSE | L | Annual | Net Emissions Allowance Position | Thousand Tons | 0.0012503 | 0.0012503 | 0.0012503 | 0.0093775 | 0.012434 | 0.0063559 | 0.0063559 | 0.0099051
IL Fac. Spec. - NOX Rate Summer v3.1, Unit 550 and retrofits | 452 | 1797 | Rate Constraint in lbs/MMBtu | FALSE | L | Annual | Fuel Consumed | TBtu | 0.061426 | 0.061426 | 0.061426 | 0.4607 | 0.61085 | 0.31225 | 0.31225 | 0.48662
IL Fac. Spec. - NOX Rate Summer v3.1, Unit 550 and retrofits | 452 | 1797 | Rate Constraint in lbs/MMBtu | FALSE | L | Annual | Rate | lb/MMBtu | 0.04071 | 0.04071 | 0.04071 | 0.04071 | 0.04071 | 0.04071 | 0.04071 | 0.04071
IL Fac. Spec. - NOX Rate Summer v3.1, Unit 550 and retrofits | 452 | 1797 | Rate Constraint in lbs/MMBtu | FALSE | L | Annual | Generation | TWh | 0.0054384 | 0.0054384 | 0.0054384 | 0.040788 | 0.054082 | 0.027645 | 0.027645 | 0.043082
IL Fac. Spec. - NOX Rate Summer v3.1, Unit 550 and retrofits | 452 | 1797 | Rate Constraint in lbs/MMBtu | FALSE | L | Annual | Qualifying Generation | TWh | 0.0054384 | 0.0054384 | 0.0054384 | 0.040788 | 0.054082 | 0.027645 | 0.027645 | 0.043082
IL Fac. Spec. - NOX Rate Summer v3.1, Unit 550 and retrofits | 452 | 1797 | Rate Constraint in lbs/MMBtu | FALSE | L | Annual | Rate | lb/MWh | 0.45982 | 0.45982 | 0.45982 | 0.45982 | 0.45982 | 0.45982 | 0.45982 | 0.45982
IL Fac. Spec. - NOX Rate Summer v3.1, Unit 550 and retrofits | 452 | 1797 | Rate Constraint in lbs/MMBtu | FALSE | L | Annual | Constraint Shadow Price | US2016$/Ton | 0 | 0 | 0 | 0 | 0 | 0 | 0 | 0
IL Fac. Spec. - NOX Rate Summer v3.1, Unit 551 and retrofits | 453 | 1797 | Rate Constraint in lbs/MMBtu | FALSE | L | Annual | Seasons Included | Seasons | Summer | Summer | Summer | Summer | Summer | Summer | Summer | Summer
IL Fac. Spec. - NOX Rate Summer v3.1, Unit 551 and retrofits | 453 | 1797 | Rate Constraint in lbs/MMBtu | FALSE | L | Annual | Standard NOX | lb/MMBtu | 0.25 | 0.25 | 0.25 | 0.25 | 0.25 | 0.25 | 0.25 | 0.25
IL Fac. Spec. - NOX Rate Summer v3.1, Unit 551 and retrofits | 453 | 1797 | Rate Constraint in lbs/MMBtu | FALSE | L | Annual | Emissions at Affected Plants NOX | Thousand Tons | 0.0011267 | 0.0011267 | 0.0011267 | 0.0084505 | 0.011205 | 0.0057275 | 0.0057275 | 0.0057275
IL Fac. Spec. - NOX Rate Summer v3.1, Unit 551 and retrofits | 453 | 1797 | Rate Constraint in lbs/MMBtu | FALSE | L | Annual | Allowances Purchased NOX | Thousand Tons | 0 | 0 | 0 | 0 | 0 | 0 | 0 | 0
IL Fac. Spec. - NOX Rate Summer v3.1, Unit 551 and retrofits | 453 | 1797 | Rate Constraint in lbs/MMBtu | FALSE | L | Annual | Allowances Sold NOX | Thousand Tons | 0 | 0 | 0 | 0 | 0 | 0 | 0 | 0
IL Fac. Spec. - NOX Rate Summer v3.1, Unit 551 and retrofits | 453 | 1797 | Rate Constraint in lbs/MMBtu | FALSE | L | Annual | Allowances Banked | Thousand Tons | 0 | 0 | 0 | 0 | 0 | 0 | 0 | 0
IL Fac. Spec. - NOX Rate Summer v3.1, Unit 551 and retrofits | 453 | 1797 | Rate Constraint in lbs/MMBtu | FALSE | L | Annual | Allowances Withdrawn (1:1) | Thousand Tons | 0 | 0 | 0 | 0 | 0 | 0 | 0 | 0
IL Fac. Spec. - NOX Rate Summer v3.1, Unit 551 and retrofits | 453 | 1797 | Rate Constraint in lbs/MMBtu | FALSE | L | Annual | Allowances Withdrawn (n:1) | Thousand Tons | 0 | 0 | 0 | 0 | 0 | 0 | 0 | 0
IL Fac. Spec. - NOX Rate Summer v3.1, Unit 551 and retrofits | 453 | 1797 | Rate Constraint in lbs/MMBtu | FALSE | L | Annual | Net Emissions Allowance Position | Thousand Tons | 0.0011267 | 0.0011267 | 0.0011267 | 0.0084505 | 0.011205 | 0.0057275 | 0.0057275 | 0.0057275
IL Fac. Spec. - NOX Rate Summer v3.1, Unit 551 and retrofits | 453 | 1797 | Rate Constraint in lbs/MMBtu | FALSE | L | Annual | Fuel Consumed | TBtu | 0.060496 | 0.060496 | 0.060496 | 0.45372 | 0.6016 | 0.30752 | 0.30752 | 0.30752
IL Fac. Spec. - NOX Rate Summer v3.1, Unit 551 and retrofits | 453 | 1797 | Rate Constraint in lbs/MMBtu | FALSE | L | Annual | Rate | lb/MMBtu | 0.03725 | 0.03725 | 0.03725 | 0.03725 | 0.03725 | 0.03725 | 0.03725 | 0.03725
IL Fac. Spec. - NOX Rate Summer v3.1, Unit 551 and retrofits | 453 | 1797 | Rate Constraint in lbs/MMBtu | FALSE | L | Annual | Generation | TWh | 0.005356 | 0.005356 | 0.005356 | 0.04017 | 0.053262 | 0.027226 | 0.027226 | 0.027226
IL Fac. Spec. - NOX Rate Summer v3.1, Unit 551 and retrofits | 453 | 1797 | Rate Constraint in lbs/MMBtu | FALSE | L | Annual | Qualifying Generation | TWh | 0.005356 | 0.005356 | 0.005356 | 0.04017 | 0.053262 | 0.027226 | 0.027226 | 0.027226
IL Fac. Spec. - NOX Rate Summer v3.1, Unit 551 and retrofits | 453 | 1797 | Rate Constraint in lbs/MMBtu | FALSE | L | Annual | Rate | lb/MWh | 0.42074 | 0.42074 | 0.42074 | 0.42074 | 0.42074 | 0.42074 | 0.42074 | 0.42074
IL Fac. Spec. - NOX Rate Summer v3.1, Unit 551 and retrofits | 453 | 1797 | Rate Constraint in lbs/MMBtu | FALSE | L | Annual | Constraint Shadow Price | US2016$/Ton | 0 | 0 | 0 | 0 | 0 | 0 | 0 | 0
IL Fac. Spec. - NOX Rate Summer v3.1, Unit 552 and retrofits | 454 | 1797 | Rate Constraint in lbs/MMBtu | FALSE | L | Annual | Seasons Included | Seasons | Summer | Summer | Summer | Summer | Summer | Summer | Summer | Summer
IL Fac. Spec. - NOX Rate Summer v3.1, Unit 552 and retrofits | 454 | 1797 | Rate Constraint in lbs/MMBtu | FALSE | L | Annual | Standard NOX | lb/MMBtu | 0.25 | 0.25 | 0.25 | 0.25 | 0.25 | 0.25 | 0.25 | 0.25
IL Fac. Spec. - NOX Rate Summer v3.1, Unit 552 and retrofits | 454 | 1797 | Rate Constraint in lbs/MMBtu | FALSE | L | Annual | Emissions at Affected Plants NOX | Thousand Tons | 0.0011069 | 0.0011069 | 0.0011069 | 0.0083018 | 0.011008 | 0.0056268 | 0.0056268 | 0.0056268
IL Fac. Spec. - NOX Rate Summer v3.1, Unit 552 and retrofits | 454 | 1797 | Rate Constraint in lbs/MMBtu | FALSE | L | Annual | Allowances Purchased NOX | Thousand Tons | 0 | 0 | 0 | 0 | 0 | 0 | 0 | 0
IL Fac. Spec. - NOX Rate Summer v3.1, Unit 552 and retrofits | 454 | 1797 | Rate Constraint in lbs/MMBtu | FALSE | L | Annual | Allowances Sold NOX | Thousand Tons | 0 | 0 | 0 | 0 | 0 | 0 | 0 | 0
IL Fac. Spec. - NOX Rate Summer v3.1, Unit 552 and retrofits | 454 | 1797 | Rate Constraint in lbs/MMBtu | FALSE | L | Annual | Allowances Banked | Thousand Tons | 0 | 0 | 0 | 0 | 0 | 0 | 0 | 0
IL Fac. Spec. - NOX Rate Summer v3.1, Unit 552 and retrofits | 454 | 1797 | Rate Constraint in lbs/MMBtu | FALSE | L | Annual | Allowances Withdrawn (1:1) | Thousand Tons | 0 | 0 | 0 | 0 | 0 | 0 | 0 | 0
IL Fac. Spec. - NOX Rate Summer v3.1, Unit 552 and retrofits | 454 | 1797 | Rate Constraint in lbs/MMBtu | FALSE | L | Annual | Allowances Withdrawn (n:1) | Thousand Tons | 0 | 0 | 0 | 0 | 0 | 0 | 0 | 0
IL Fac. Spec. - NOX Rate Summer v3.1, Unit 552 and retrofits | 454 | 1797 | Rate Constraint in lbs/MMBtu | FALSE | L | Annual | Net Emissions Allowance Position | Thousand Tons | 0.0011069 | 0.0011069 | 0.0011069 | 0.0083018 | 0.011008 | 0.0056268 | 0.0056268 | 0.0056268
IL Fac. Spec. - NOX Rate Summer v3.1, Unit 552 and retrofits | 454 | 1797 | Rate Constraint in lbs/MMBtu | FALSE | L | Annual | Fuel Consumed | TBtu | 0.061054 | 0.061054 | 0.061054 | 0.45791 | 0.60715 | 0.31036 | 0.31036 | 0.31036
IL Fac. Spec. - NOX Rate Summer v3.1, Unit 552 and retrofits | 454 | 1797 | Rate Constraint in lbs/MMBtu | FALSE | L | Annual | Rate | lb/MMBtu | 0.03626 | 0.03626 | 0.03626 | 0.03626 | 0.03626 | 0.03626 | 0.03626 | 0.03626
IL Fac. Spec. - NOX Rate Summer v3.1, Unit 552 and retrofits | 454 | 1797 | Rate Constraint in lbs/MMBtu | FALSE | L | Annual | Generation | TWh | 0.0054054 | 0.0054054 | 0.0054054 | 0.040541 | 0.053754 | 0.027477 | 0.027477 | 0.027477
IL Fac. Spec. - NOX Rate Summer v3.1, Unit 552 and retrofits | 454 | 1797 | Rate Constraint in lbs/MMBtu | FALSE | L | Annual | Qualifying Generation | TWh | 0.0054054 | 0.0054054 | 0.0054054 | 0.040541 | 0.053754 | 0.027477 | 0.027477 | 0.027477
IL Fac. Spec. - NOX Rate Summer v3.1, Unit 552 and retrofits | 454 | 1797 | Rate Constraint in lbs/MMBtu | FALSE | L | Annual | Rate | lb/MWh | 0.40956 | 0.40956 | 0.40956 | 0.40956 | 0.40956 | 0.40956 | 0.40956 | 0.40956
IL Fac. Spec. - NOX Rate Summer v3.1, Unit 552 and retrofits | 454 | 1797 | Rate Constraint in lbs/MMBtu | FALSE | L | Annual | Constraint Shadow Price | US2016$/Ton | 0 | 0 | 0 | 0 | 0 | 0 | 0 | 0
IL Fac. Spec. - NOX Rate Summer v3.1, Unit 553 and retrofits | 455 | 1797 | Rate Constraint in lbs/MMBtu | FALSE | L | Annual | Seasons Included | Seasons | Summer | Summer | Summer | Summer | Summer | Summer | Summer | Summer
IL Fac. Spec. - NOX Rate Summer v3.1, Unit 553 and retrofits | 455 | 1797 | Rate Constraint in lbs/MMBtu | FALSE | L | Annual | Standard NOX | lb/MMBtu | 0.25 | 0.25 | 0.25 | 0.25 | 0.25 | 0.25 | 0.25 | 0.25
IL Fac. Spec. - NOX Rate Summer v3.1, Unit 553 and retrofits | 455 | 1797 | Rate Constraint in lbs/MMBtu | FALSE | L | Annual | Emissions at Affected Plants NOX | Thousand Tons | 0.0010631 | 0.0010631 | 0.0010631 | 0.0079735 | 0.010572 | 0.0054042 | 0.0054042 | 0.010572
IL Fac. Spec. - NOX Rate Summer v3.1, Unit 553 and retrofits | 455 | 1797 | Rate Constraint in lbs/MMBtu | FALSE | L | Annual | Allowances Purchased NOX | Thousand Tons | 0 | 0 | 0 | 0 | 0 | 0 | 0 | 0
IL Fac. Spec. - NOX Rate Summer v3.1, Unit 553 and retrofits | 455 | 1797 | Rate Constraint in lbs/MMBtu | FALSE | L | Annual | Allowances Sold NOX | Thousand Tons | 0 | 0 | 0 | 0 | 0 | 0 | 0 | 0
IL Fac. Spec. - NOX Rate Summer v3.1, Unit 553 and retrofits | 455 | 1797 | Rate Constraint in lbs/MMBtu | FALSE | L | Annual | Allowances Banked | Thousand Tons | 0 | 0 | 0 | 0 | 0 | 0 | 0 | 0
IL Fac. Spec. - NOX Rate Summer v3.1, Unit 553 and retrofits | 455 | 1797 | Rate Constraint in lbs/MMBtu | FALSE | L | Annual | Allowances Withdrawn (1:1) | Thousand Tons | 0 | 0 | 0 | 0 | 0 | 0 | 0 | 0
IL Fac. Spec. - NOX Rate Summer v3.1, Unit 553 and retrofits | 455 | 1797 | Rate Constraint in lbs/MMBtu | FALSE | L | Annual | Allowances Withdrawn (n:1) | Thousand Tons | 0 | 0 | 0 | 0 | 0 | 0 | 0 | 0
IL Fac. Spec. - NOX Rate Summer v3.1, Unit 553 and retrofits | 455 | 1797 | Rate Constraint in lbs/MMBtu | FALSE | L | Annual | Net Emissions Allowance Position | Thousand Tons | 0.0010631 | 0.0010631 | 0.0010631 | 0.0079735 | 0.010572 | 0.0054042 | 0.0054042 | 0.010572
IL Fac. Spec. - NOX Rate Summer v3.1, Unit 553 and retrofits | 455 | 1797 | Rate Constraint in lbs/MMBtu | FALSE | L | Annual | Fuel Consumed | TBtu | 0.06124 | 0.06124 | 0.06124 | 0.4593 | 0.609 | 0.3113 | 0.3113 | 0.609
IL Fac. Spec. - NOX Rate Summer v3.1, Unit 553 and retrofits | 455 | 1797 | Rate Constraint in lbs/MMBtu | FALSE | L | Annual | Rate | lb/MMBtu | 0.03472 | 0.03472 | 0.03472 | 0.03472 | 0.03472 | 0.03472 | 0.03472 | 0.03472
IL Fac. Spec. - NOX Rate Summer v3.1, Unit 553 and retrofits | 455 | 1797 | Rate Constraint in lbs/MMBtu | FALSE | L | Annual | Generation | TWh | 0.0054219 | 0.0054219 | 0.0054219 | 0.040664 | 0.053918 | 0.027561 | 0.027561 | 0.053918
IL Fac. Spec. - NOX Rate Summer v3.1, Unit 553 and retrofits | 455 | 1797 | Rate Constraint in lbs/MMBtu | FALSE | L | Annual | Qualifying Generation | TWh | 0.0054219 | 0.0054219 | 0.0054219 | 0.040664 | 0.053918 | 0.027561 | 0.027561 | 0.053918
IL Fac. Spec. - NOX Rate Summer v3.1, Unit 553 and retrofits | 455 | 1797 | Rate Constraint in lbs/MMBtu | FALSE | L | Annual | Rate | lb/MWh | 0.39216 | 0.39216 | 0.39216 | 0.39216 | 0.39216 | 0.39216 | 0.39216 | 0.39216
IL Fac. Spec. - NOX Rate Summer v3.1, Unit 553 and retrofits | 455 | 1797 | Rate Constraint in lbs/MMBtu | FALSE | L | Annual | Constraint Shadow Price | US2016$/Ton | 0 | 0 | 0 | 0 | 0 | 0 | 0 | 0
IL Fac. Spec. - NOX Rate Summer v3.1, Unit 554 and retrofits | 456 | 1797 | Rate Constraint in lbs/MMBtu | FALSE | L | Annual | Seasons Included | Seasons | Summer | Summer | Summer | Summer | Summer | Summer | Summer | Summer
IL Fac. Spec. - NOX Rate Summer v3.1, Unit 554 and retrofits | 456 | 1797 | Rate Constraint in lbs/MMBtu | FALSE | L | Annual | Standard NOX | lb/MMBtu | 0.25 | 0.25 | 0.25 | 0.25 | 0.25 | 0.25 | 0.25 | 0.25
IL Fac. Spec. - NOX Rate Summer v3.1, Unit 554 and retrofits | 456 | 1797 | Rate Constraint in lbs/MMBtu | FALSE | L | Annual | Emissions at Affected Plants NOX | Thousand Tons | 0.00061089 | 0.00061089 | 0.00061089 | 0.0045817 | 0.006075 | 0.0031054 | 0.0031054 | 0.006075
IL Fac. Spec. - NOX Rate Summer v3.1, Unit 554 and retrofits | 456 | 1797 | Rate Constraint in lbs/MMBtu | FALSE | L | Annual | Allowances Purchased NOX | Thousand Tons | 0 | 0 | 0 | 0 | 0 | 0 | 0 | 0
IL Fac. Spec. - NOX Rate Summer v3.1, Unit 554 and retrofits | 456 | 1797 | Rate Constraint in lbs/MMBtu | FALSE | L | Annual | Allowances Sold NOX | Thousand Tons | 0 | 0 | 0 | 0 | 0 | 0 | 0 | 0
IL Fac. Spec. - NOX Rate Summer v3.1, Unit 554 and retrofits | 456 | 1797 | Rate Constraint in lbs/MMBtu | FALSE | L | Annual | Allowances Banked | Thousand Tons | 0 | 0 | 0 | 0 | 0 | 0 | 0 | 0
IL Fac. Spec. - NOX Rate Summer v3.1, Unit 554 and retrofits | 456 | 1797 | Rate Constraint in lbs/MMBtu | FALSE | L | Annual | Allowances Withdrawn (1:1) | Thousand Tons | 0 | 0 | 0 | 0 | 0 | 0 | 0 | 0
IL Fac. Spec. - NOX Rate Summer v3.1, Unit 554 and retrofits | 456 | 1797 | Rate Constraint in lbs/MMBtu | FALSE | L | Annual | Allowances Withdrawn (n:1) | Thousand Tons | 0 | 0 | 0 | 0 | 0 | 0 | 0 | 0
IL Fac. Spec. - NOX Rate Summer v3.1, Unit 554 and retrofits | 456 | 1797 | Rate Constraint in lbs/MMBtu | FALSE | L | Annual | Net Emissions Allowance Position | Thousand Tons | 0.00061089 | 0.00061089 | 0.00061089 | 0.0045817 | 0.006075 | 0.0031054 | 0.0031054 | 0.006075
IL Fac. Spec. - NOX Rate Summer v3.1, Unit 554 and retrofits | 456 | 1797 | Rate Constraint in lbs/MMBtu | FALSE | L | Annual | Fuel Consumed | TBtu | 0.016437 | 0.016437 | 0.016437 | 0.12328 | 0.16346 | 0.083556 | 0.083556 | 0.16346
IL Fac. Spec. - NOX Rate Summer v3.1, Unit 554 and retrofits | 456 | 1797 | Rate Constraint in lbs/MMBtu | FALSE | L | Annual | Rate | lb/MMBtu | 0.07433 | 0.07433 | 0.07433 | 0.07433 | 0.07433 | 0.07433 | 0.07433 | 0.07433
IL Fac. Spec. - NOX Rate Summer v3.1, Unit 554 and retrofits | 456 | 1797 | Rate Constraint in lbs/MMBtu | FALSE | L | Annual | Generation | TWh | 0.0014554 | 0.0014554 | 0.0014554 | 0.010915 | 0.014473 | 0.0073983 | 0.0073983 | 0.014473
IL Fac. Spec. - NOX Rate Summer v3.1, Unit 554 and retrofits | 456 | 1797 | Rate Constraint in lbs/MMBtu | FALSE | L | Annual | Qualifying Generation | TWh | 0.0014554 | 0.0014554 | 0.0014554 | 0.010915 | 0.014473 | 0.0073983 | 0.0073983 | 0.014473
IL Fac. Spec. - NOX Rate Summer v3.1, Unit 554 and retrofits | 456 | 1797 | Rate Constraint in lbs/MMBtu | FALSE | L | Annual | Rate | lb/MWh | 0.83948 | 0.83948 | 0.83948 | 0.83948 | 0.83948 | 0.83948 | 0.83948 | 0.83948
IL Fac. Spec. - NOX Rate Summer v3.1, Unit 554 and retrofits | 456 | 1797 | Rate Constraint in lbs/MMBtu | FALSE | L | Annual | Constraint Shadow Price | US2016$/Ton | 0 | 0 | 0 | 0 | 0 | 0 | 0 | 0
IL Fac. Spec. - NOX Rate Summer v3.1, Unit 555 and retrofits | 457 | 1797 | Rate Constraint in lbs/MMBtu | FALSE | L | Annual | Seasons Included | Seasons | Summer | Summer | Summer | Summer | Summer | Summer | Summer | Summer
IL Fac. Spec. - NOX Rate Summer v3.1, Unit 555 and retrofits | 457 | 1797 | Rate Constraint in lbs/MMBtu | FALSE | L | Annual | Standard NOX | lb/MMBtu | 0.25 | 0.25 | 0.25 | 0.25 | 0.25 | 0.25 | 0.25 | 0.25
IL Fac. Spec. - NOX Rate Summer v3.1, Unit 555 and retrofits | 457 | 1797 | Rate Constraint in lbs/MMBtu | FALSE | L | Annual | Emissions at Affected Plants NOX | Thousand Tons | 0.00061645 | 0.00061645 | 0.00061645 | 0.0046234 | 0.0061303 | 0.0031336 | 0.0031336 | 0.0061303
IL Fac. Spec. - NOX Rate Summer v3.1, Unit 555 and retrofits | 457 | 1797 | Rate Constraint in lbs/MMBtu | FALSE | L | Annual | Allowances Purchased NOX | Thousand Tons | 0 | 0 | 0 | 0 | 0 | 0 | 0 | 0
IL Fac. Spec. - NOX Rate Summer v3.1, Unit 555 and retrofits | 457 | 1797 | Rate Constraint in lbs/MMBtu | FALSE | L | Annual | Allowances Sold NOX | Thousand Tons | 0 | 0 | 0 | 0 | 0 | 0 | 0 | 0
IL Fac. Spec. - NOX Rate Summer v3.1, Unit 555 and retrofits | 457 | 1797 | Rate Constraint in lbs/MMBtu | FALSE | L | Annual | Allowances Banked | Thousand Tons | 0 | 0 | 0 | 0 | 0 | 0 | 0 | 0
IL Fac. Spec. - NOX Rate Summer v3.1, Unit 555 and retrofits | 457 | 1797 | Rate Constraint in lbs/MMBtu | FALSE | L | Annual | Allowances Withdrawn (1:1) | Thousand Tons | 0 | 0 | 0 | 0 | 0 | 0 | 0 | 0
IL Fac. Spec. - NOX Rate Summer v3.1, Unit 555 and retrofits | 457 | 1797 | Rate Constraint in lbs/MMBtu | FALSE | L | Annual | Allowances Withdrawn (n:1) | Thousand Tons | 0 | 0 | 0 | 0 | 0 | 0 | 0 | 0
IL Fac. Spec. - NOX Rate Summer v3.1, Unit 555 and retrofits | 457 | 1797 | Rate Constraint in lbs/MMBtu | FALSE | L | Annual | Net Emissions Allowance Position | Thousand Tons | 0.00061645 | 0.00061645 | 0.00061645 | 0.0046234 | 0.0061303 | 0.0031336 | 0.0031336 | 0.0061303
IL Fac. Spec. - NOX Rate Summer v3.1, Unit 555 and retrofits | 457 | 1797 | Rate Constraint in lbs/MMBtu | FALSE | L | Annual | Fuel Consumed | TBtu | 0.016257 | 0.016257 | 0.016257 | 0.12192 | 0.16166 | 0.082638 | 0.082638 | 0.16166
IL Fac. Spec. - NOX Rate Summer v3.1, Unit 555 and retrofits | 457 | 1797 | Rate Constraint in lbs/MMBtu | FALSE | L | Annual | Rate | lb/MMBtu | 0.07584 | 0.07584 | 0.07584 | 0.07584 | 0.07584 | 0.07584 | 0.07584 | 0.07584
IL Fac. Spec. - NOX Rate Summer v3.1, Unit 555 and retrofits | 457 | 1797 | Rate Constraint in lbs/MMBtu | FALSE | L | Annual | Generation | TWh | 0.0014394 | 0.0014394 | 0.0014394 | 0.010796 | 0.014314 | 0.007317 | 0.007317 | 0.014314
IL Fac. Spec. - NOX Rate Summer v3.1, Unit 555 and retrofits | 457 | 1797 | Rate Constraint in lbs/MMBtu | FALSE | L | Annual | Qualifying Generation | TWh | 0.0014394 | 0.0014394 | 0.0014394 | 0.010796 | 0.014314 | 0.007317 | 0.007317 | 0.014314
IL Fac. Spec. - NOX Rate Summer v3.1, Unit 555 and retrofits | 457 | 1797 | Rate Constraint in lbs/MMBtu | FALSE | L | Annual | Rate | lb/MWh | 0.85654 | 0.85654 | 0.85654 | 0.85654 | 0.85654 | 0.85654 | 0.85654 | 0.85654
IL Fac. Spec. - NOX Rate Summer v3.1, Unit 555 and retrofits | 457 | 1797 | Rate Constraint in lbs/MMBtu | FALSE | L | Annual | Constraint Shadow Price | US2016$/Ton | 0 | 0 | 0 | 0 | 0 | 0 | 0 | 0
IL Fac. Spec. - NOX Rate Summer v3.1, Unit 556 and retrofits | 458 | 1797 | Rate Constraint in lbs/MMBtu | FALSE | L | Annual | Seasons Included | Seasons | Summer | Summer | Summer | Summer | Summer | Summer | Summer | Summer
IL Fac. Spec. - NOX Rate Summer v3.1, Unit 556 and retrofits | 458 | 1797 | Rate Constraint in lbs/MMBtu | FALSE | L | Annual | Standard NOX | lb/MMBtu | 0.25 | 0.25 | 0.25 | 0.25 | 0.25 | 0.25 | 0.25 | 0.25
IL Fac. Spec. - NOX Rate Summer v3.1, Unit 556 and retrofits | 458 | 1797 | Rate Constraint in lbs/MMBtu | FALSE | L | Annual | Emissions at Affected Plants NOX | Thousand Tons | 0.00069018 | 0.00069018 | 0.00069018 | 0.0051763 | 0.0068634 | 0.0035084 | 0.0035084 | 0.0068634
IL Fac. Spec. - NOX Rate Summer v3.1, Unit 556 and retrofits | 458 | 1797 | Rate Constraint in lbs/MMBtu | FALSE | L | Annual | Allowances Purchased NOX | Thousand Tons | 0 | 0 | 0 | 0 | 0 | 0 | 0 | 0
IL Fac. Spec. - NOX Rate Summer v3.1, Unit 556 and retrofits | 458 | 1797 | Rate Constraint in lbs/MMBtu | FALSE | L | Annual | Allowances Sold NOX | Thousand Tons | 0 | 0 | 0 | 0 | 0 | 0 | 0 | 0
IL Fac. Spec. - NOX Rate Summer v3.1, Unit 556 and retrofits | 458 | 1797 | Rate Constraint in lbs/MMBtu | FALSE | L | Annual | Allowances Banked | Thousand Tons | 0 | 0 | 0 | 0 | 0 | 0 | 0 | 0
IL Fac. Spec. - NOX Rate Summer v3.1, Unit 556 and retrofits | 458 | 1797 | Rate Constraint in lbs/MMBtu | FALSE | L | Annual | Allowances Withdrawn (1:1) | Thousand Tons | 0 | 0 | 0 | 0 | 0 | 0 | 0 | 0
IL Fac. Spec. - NOX Rate Summer v3.1, Unit 556 and retrofits | 458 | 1797 | Rate Constraint in lbs/MMBtu | FALSE | L | Annual | Allowances Withdrawn (n:1) | Thousand Tons | 0 | 0 | 0 | 0 | 0 | 0 | 0 | 0
IL Fac. Spec. - NOX Rate Summer v3.1, Unit 556 and retrofits | 458 | 1797 | Rate Constraint in lbs/MMBtu | FALSE | L | Annual | Net Emissions Allowance Position | Thousand Tons | 0.00069018 | 0.00069018 | 0.00069018 | 0.0051763 | 0.0068634 | 0.0035084 | 0.0035084 | 0.0068634
IL Fac. Spec. - NOX Rate Summer v3.1, Unit 556 and retrofits | 458 | 1797 | Rate Constraint in lbs/MMBtu | FALSE | L | Annual | Fuel Consumed | TBtu | 0.016257 | 0.016257 | 0.016257 | 0.12192 | 0.16166 | 0.082638 | 0.082638 | 0.16166
IL Fac. Spec. - NOX Rate Summer v3.1, Unit 556 and retrofits | 458 | 1797 | Rate Constraint in lbs/MMBtu | FALSE | L | Annual | Rate | lb/MMBtu | 0.08491 | 0.08491 | 0.08491 | 0.08491 | 0.08491 | 0.08491 | 0.08491 | 0.08491
IL Fac. Spec. - NOX Rate Summer v3.1, Unit 556 and retrofits | 458 | 1797 | Rate Constraint in lbs/MMBtu | FALSE | L | Annual | Generation | TWh | 0.0014394 | 0.0014394 | 0.0014394 | 0.010796 | 0.014314 | 0.007317 | 0.007317 | 0.014314
IL Fac. Spec. - NOX Rate Summer v3.1, Unit 556 and retrofits | 458 | 1797 | Rate Constraint in lbs/MMBtu | FALSE | L | Annual | Qualifying Generation | TWh | 0.0014394 | 0.0014394 | 0.0014394 | 0.010796 | 0.014314 | 0.007317 | 0.007317 | 0.014314
IL Fac. Spec. - NOX Rate Summer v3.1, Unit 556 and retrofits | 458 | 1797 | Rate Constraint in lbs/MMBtu | FALSE | L | Annual | Rate | lb/MWh | 0.95897 | 0.95897 | 0.95897 | 0.95897 | 0.95897 | 0.95897 | 0.95897 | 0.95897
IL Fac. Spec. - NOX Rate Summer v3.1, Unit 556 and retrofits | 458 | 1797 | Rate Constraint in lbs/MMBtu | FALSE | L | Annual | Constraint Shadow Price | US2016$/Ton | 0 | 0 | 0 | 0 | 0 | 0 | 0 | 0
IL Fac. Spec. - NOX Rate Summer v3.1, Unit 557 and retrofits | 459 | 1797 | Rate Constraint in lbs/MMBtu | FALSE | L | Annual | Seasons Included | Seasons | Summer | Summer | Summer | Summer | Summer | Summer | Summer | Summer
IL Fac. Spec. - NOX Rate Summer v3.1, Unit 557 and retrofits | 459 | 1797 | Rate Constraint in lbs/MMBtu | FALSE | L | Annual | Standard NOX | lb/MMBtu | 0.25 | 0.25 | 0.25 | 0.25 | 0.25 | 0.25 | 0.25 | 0.25
IL Fac. Spec. - NOX Rate Summer v3.1, Unit 557 and retrofits | 459 | 1797 | Rate Constraint in lbs/MMBtu | FALSE | L | Annual | Emissions at Affected Plants NOX | Thousand Tons | 0.00064483 | 0.00064483 | 0.00064483 | 0.0048363 | 0.0064125 | 0.0032779 | 0.0032779 | 0.0064125
IL Fac. Spec. - NOX Rate Summer v3.1, Unit 557 and retrofits | 459 | 1797 | Rate Constraint in lbs/MMBtu | FALSE | L | Annual | Allowances Purchased NOX | Thousand Tons | 0 | 0 | 0 | 0 | 0 | 0 | 0 | 0
IL Fac. Spec. - NOX Rate Summer v3.1, Unit 557 and retrofits | 459 | 1797 | Rate Constraint in lbs/MMBtu | FALSE | L | Annual | Allowances Sold NOX | Thousand Tons | 0 | 0 | 0 | 0 | 0 | 0 | 0 | 0
IL Fac. Spec. - NOX Rate Summer v3.1, Unit 557 and retrofits | 459 | 1797 | Rate Constraint in lbs/MMBtu | FALSE | L | Annual | Allowances Banked | Thousand Tons | 0 | 0 | 0 | 0 | 0 | 0 | 0 | 0
IL Fac. Spec. - NOX Rate Summer v3.1, Unit 557 and retrofits | 459 | 1797 | Rate Constraint in lbs/MMBtu | FALSE | L | Annual | Allowances Withdrawn (1:1) | Thousand Tons | 0 | 0 | 0 | 0 | 0 | 0 | 0 | 0
IL Fac. Spec. - NOX Rate Summer v3.1, Unit 557 and retrofits | 459 | 1797 | Rate Constraint in lbs/MMBtu | FALSE | L | Annual | Allowances Withdrawn (n:1) | Thousand Tons | 0 | 0 | 0 | 0 | 0 | 0 | 0 | 0
IL Fac. Spec. - NOX Rate Summer v3.1, Unit 557 and retrofits | 459 | 1797 | Rate Constraint in lbs/MMBtu | FALSE | L | Annual | Net Emissions Allowance Position | Thousand Tons | 0.00064483 | 0.00064483 | 0.00064483 | 0.0048363 | 0.0064125 | 0.0032779 | 0.0032779 | 0.0064125
IL Fac. Spec. - NOX Rate Summer v3.1, Unit 557 and retrofits | 459 | 1797 | Rate Constraint in lbs/MMBtu | FALSE | L | Annual | Fuel Consumed | TBtu | 0.016437 | 0.016437 | 0.016437 | 0.12328 | 0.16346 | 0.083556 | 0.083556 | 0.16346
IL Fac. Spec. - NOX Rate Summer v3.1, Unit 557 and retrofits | 459 | 1797 | Rate Constraint in lbs/MMBtu | FALSE | L | Annual | Rate | lb/MMBtu | 0.07846 | 0.07846 | 0.07846 | 0.07846 | 0.07846 | 0.07846 | 0.07846 | 0.07846
IL Fac. Spec. - NOX Rate Summer v3.1, Unit 557 and retrofits | 459 | 1797 | Rate Constraint in lbs/MMBtu | FALSE | L | Annual | Generation | TWh | 0.0014554 | 0.0014554 | 0.0014554 | 0.010915 | 0.014473 | 0.0073983 | 0.0073983 | 0.014473
IL Fac. Spec. - NOX Rate Summer v3.1, Unit 557 and retrofits | 459 | 1797 | Rate Constraint in lbs/MMBtu | FALSE | L | Annual | Qualifying Generation | TWh | 0.0014554 | 0.0014554 | 0.0014554 | 0.010915 | 0.014473 | 0.0073983 | 0.0073983 | 0.014473
IL Fac. Spec. - NOX Rate Summer v3.1, Unit 557 and retrofits | 459 | 1797 | Rate Constraint in lbs/MMBtu | FALSE | L | Annual | Rate | lb/MWh | 0.88613 | 0.88613 | 0.88613 | 0.88613 | 0.88613 | 0.88613 | 0.88613 | 0.88613
IL Fac. Spec. - NOX Rate Summer v3.1, Unit 557 and retrofits | 459 | 1797 | Rate Constraint in lbs/MMBtu | FALSE | L | Annual | Constraint Shadow Price | US2016$/Ton | 0 | 0 | 0 | 0 | 0 | 0 | 0 | 0
IL Fac. Spec. - NOX Rate Summer v3.1, Unit 558 and retrofits | 460 | 1797 | Rate Constraint in lbs/MMBtu | FALSE | L | Annual | Seasons Included | Seasons | Summer | Summer | Summer | Summer | Summer | Summer | Summer | Summer
IL Fac. Spec. - NOX Rate Summer v3.1, Unit 558 and retrofits | 460 | 1797 | Rate Constraint in lbs/MMBtu | FALSE | L | Annual | Standard NOX | lb/MMBtu | 0.25 | 0.25 | 0.25 | 0.25 | 0.25 | 0.25 | 0.25 | 0.25
IL Fac. Spec. - NOX Rate Summer v3.1, Unit 558 and retrofits | 460 | 1797 | Rate Constraint in lbs/MMBtu | FALSE | L | Annual | Emissions at Affected Plants NOX | Thousand Tons | 0.00059774 | 0.00059774 | 0.00059774 | 0.0044831 | 0.0059442 | 0.0030385 | 0.0030385 | 0.0059442
IL Fac. Spec. - NOX Rate Summer v3.1, Unit 558 and retrofits | 460 | 1797 | Rate Constraint in lbs/MMBtu | FALSE | L | Annual | Allowances Purchased NOX | Thousand Tons | 0 | 0 | 0 | 0 | 0 | 0 | 0 | 0
IL Fac. Spec. - NOX Rate Summer v3.1, Unit 558 and retrofits | 460 | 1797 | Rate Constraint in lbs/MMBtu | FALSE | L | Annual | Allowances Sold NOX | Thousand Tons | 0 | 0 | 0 | 0 | 0 | 0 | 0 | 0
IL Fac. Spec. - NOX Rate Summer v3.1, Unit 558 and retrofits | 460 | 1797 | Rate Constraint in lbs/MMBtu | FALSE | L | Annual | Allowances Banked | Thousand Tons | 0 | 0 | 0 | 0 | 0 | 0 | 0 | 0
IL Fac. Spec. - NOX Rate Summer v3.1, Unit 558 and retrofits | 460 | 1797 | Rate Constraint in lbs/MMBtu | FALSE | L | Annual | Allowances Withdrawn (1:1) | Thousand Tons | 0 | 0 | 0 | 0 | 0 | 0 | 0 | 0
IL Fac. Spec. - NOX Rate Summer v3.1, Unit 558 and retrofits | 460 | 1797 | Rate Constraint in lbs/MMBtu | FALSE | L | Annual | Allowances Withdrawn (n:1) | Thousand Tons | 0 | 0 | 0 | 0 | 0 | 0 | 0 | 0
IL Fac. Spec. - NOX Rate Summer v3.1, Unit 558 and retrofits | 460 | 1797 | Rate Constraint in lbs/MMBtu | FALSE | L | Annual | Net Emissions Allowance Position | Thousand Tons | 0.00059774 | 0.00059774 | 0.00059774 | 0.0044831 | 0.0059442 | 0.0030385 | 0.0030385 | 0.0059442
IL Fac. Spec. - NOX Rate Summer v3.1, Unit 558 and retrofits | 460 | 1797 | Rate Constraint in lbs/MMBtu | FALSE | L | Annual | Fuel Consumed | TBtu | 0.016437 | 0.016437 | 0.016437 | 0.12328 | 0.16346 | 0.083556 | 0.083556 | 0.16346
IL Fac. Spec. - NOX Rate Summer v3.1, Unit 558 and retrofits | 460 | 1797 | Rate Constraint in lbs/MMBtu | FALSE | L | Annual | Rate | lb/MMBtu | 0.07273 | 0.07273 | 0.07273 | 0.07273 | 0.07273 | 0.07273 | 0.07273 | 0.07273
IL Fac. Spec. - NOX Rate Summer v3.1, Unit 558 and retrofits | 460 | 1797 | Rate Constraint in lbs/MMBtu | FALSE | L | Annual | Generation | TWh | 0.0014554 | 0.0014554 | 0.0014554 | 0.010915 | 0.014473 | 0.0073983 | 0.0073983 | 0.014473
IL Fac. Spec. - NOX Rate Summer v3.1, Unit 558 and retrofits | 460 | 1797 | Rate Constraint in lbs/MMBtu | FALSE | L | Annual | Qualifying Generation | TWh | 0.0014554 | 0.0014554 | 0.0014554 | 0.010915 | 0.014473 | 0.0073983 | 0.0073983 | 0.014473
IL Fac. Spec. - NOX Rate Summer v3.1, Unit 558 and retrofits | 460 | 1797 | Rate Constraint in lbs/MMBtu | FALSE | L | Annual | Rate | lb/MWh | 0.82141 | 0.82141 | 0.82141 | 0.82141 | 0.82141 | 0.82141 | 0.82141 | 0.82141
IL Fac. Spec. - NOX Rate Summer v3.1, Unit 558 and retrofits | 460 | 1797 | Rate Constraint in lbs/MMBtu | FALSE | L | Annual | Constraint Shadow Price | US2016$/Ton | 0 | 0 | 0 | 0 | 0 | 0 | 0 | 0
IL Fac. Spec. - NOX Rate Summer v3.1, Unit 561 and retrofits | 461 | 1797 | Rate Constraint in lbs/MMBtu | FALSE | L | Annual | Seasons Included | Seasons | Summer | Summer | Summer | Summer | Summer | Summer | Summer | Summer
IL Fac. Spec. - NOX Rate Summer v3.1, Unit 561 and retrofits | 461 | 1797 | Rate Constraint in lbs/MMBtu | FALSE | L | Annual | Standard NOX | lb/MMBtu | 0.25 | 0.25 | 0.25 | 0.25 | 0.25 | 0.25 | 0.25 | 0.25
IL Fac. Spec. - NOX Rate Summer v3.1, Unit 561 and retrofits | 461 | 1797 | Rate Constraint in lbs/MMBtu | FALSE | L | Annual | Emissions at Affected Plants NOX | Thousand Tons | 0 | 0 | 0.0015958 | 0.0015958 | 0.0015958 | 0.0015958 | 0.0015958 | 0.0015958
IL Fac. Spec. - NOX Rate Summer v3.1, Unit 561 and retrofits | 461 | 1797 | Rate Constraint in lbs/MMBtu | FALSE | L | Annual | Allowances Purchased NOX | Thousand Tons | 0 | 0 | 0 | 0 | 0 | 0 | 0 | 0
IL Fac. Spec. - NOX Rate Summer v3.1, Unit 561 and retrofits | 461 | 1797 | Rate Constraint in lbs/MMBtu | FALSE | L | Annual | Allowances Sold NOX | Thousand Tons | 0 | 0 | 0 | 0 | 0 | 0 | 0 | 0
IL Fac. Spec. - NOX Rate Summer v3.1, Unit 561 and retrofits | 461 | 1797 | Rate Constraint in lbs/MMBtu | FALSE | L | Annual | Allowances Banked | Thousand Tons | 0 | 0 | 0 | 0 | 0 | 0 | 0 | 0
IL Fac. Spec. - NOX Rate Summer v3.1, Unit 561 and retrofits | 461 | 1797 | Rate Constraint in lbs/MMBtu | FALSE | L | Annual | Allowances Withdrawn (1:1) | Thousand Tons | 0 | 0 | 0 | 0 | 0 | 0 | 0 | 0
IL Fac. Spec. - NOX Rate Summer v3.1, Unit 561 and retrofits | 461 | 1797 | Rate Constraint in lbs/MMBtu | FALSE | L | Annual | Allowances Withdrawn (n:1) | Thousand Tons | 0 | 0 | 0 | 0 | 0 | 0 | 0 | 0
IL Fac. Spec. - NOX Rate Summer v3.1, Unit 561 and retrofits | 461 | 1797 | Rate Constraint in lbs/MMBtu | FALSE | L | Annual | Net Emissions Allowance Position | Thousand Tons | 0 | 0 | 0.0015958 | 0.0015958 | 0.0015958 | 0.0015958 | 0.0015958 | 0.0015958
IL Fac. Spec. - NOX Rate Summer v3.1, Unit 561 and retrofits | 461 | 1797 | Rate Constraint in lbs/MMBtu | FALSE | L | Annual | Fuel Consumed | TBtu | 0 | 0 | 0.042402 | 0.042402 | 0.042402 | 0.042402 | 0.042402 | 0.042402
IL Fac. Spec. - NOX Rate Summer v3.1, Unit 561 and retrofits | 461 | 1797 | Rate Constraint in lbs/MMBtu | FALSE | L | Annual | Rate | lb/MMBtu | 0 | 0 | 0.07527 | 0.07527 | 0.07527 | 0.07527 | 0.07527 | 0.07527
IL Fac. Spec. - NOX Rate Summer v3.1, Unit 561 and retrofits | 461 | 1797 | Rate Constraint in lbs/MMBtu | FALSE | L | Annual | Generation | TWh | 0 | 0 | 0.0034278 | 0.0034278 | 0.0034278 | 0.0034278 | 0.0034278 | 0.0034278
IL Fac. Spec. - NOX Rate Summer v3.1, Unit 561 and retrofits | 461 | 1797 | Rate Constraint in lbs/MMBtu | FALSE | L | Annual | Qualifying Generation | TWh | 0 | 0 | 0.0034278 | 0.0034278 | 0.0034278 | 0.0034278 | 0.0034278 | 0.0034278
IL Fac. Spec. - NOX Rate Summer v3.1, Unit 561 and retrofits | 461 | 1797 | Rate Constraint in lbs/MMBtu | FALSE | L | Annual | Rate | lb/MWh | 0 | 0 | 0.93109 | 0.93109 | 0.93109 | 0.93109 | 0.93109 | 0.93109
IL Fac. Spec. - NOX Rate Summer v3.1, Unit 561 and retrofits | 461 | 1797 | Rate Constraint in lbs/MMBtu | FALSE | L | Annual | Constraint Shadow Price | US2016$/Ton | 0 | 0 | 0 | 0 | 0 | 0 | 0 | 0
IL Fac. Spec. - NOX Rate Summer v3.1, Unit 562 and retrofits | 462 | 1797 | Rate Constraint in lbs/MMBtu | FALSE | L | Annual | Seasons Included | Seasons | Summer | Summer | Summer | Summer | Summer | Summer | Summer | Summer
IL Fac. Spec. - NOX Rate Summer v3.1, Unit 562 and retrofits | 462 | 1797 | Rate Constraint in lbs/MMBtu | FALSE | L | Annual | Standard NOX | lb/MMBtu | 0.25 | 0.25 | 0.25 | 0.25 | 0.25 | 0.25 | 0.25 | 0.25
IL Fac. Spec. - NOX Rate Summer v3.1, Unit 562 and retrofits | 462 | 1797 | Rate Constraint in lbs/MMBtu | FALSE | L | Annual | Emissions at Affected Plants NOX | Thousand Tons | 0 | 0 | 0.0017359 | 0.0017359 | 0.0017359 | 0.0017359 | 0.0017359 | 0.0017359
IL Fac. Spec. - NOX Rate Summer v3.1, Unit 562 and retrofits | 462 | 1797 | Rate Constraint in lbs/MMBtu | FALSE | L | Annual | Allowances Purchased NOX | Thousand Tons | 0 | 0 | 0 | 0 | 0 | 0 | 0 | 0
IL Fac. Spec. - NOX Rate Summer v3.1, Unit 562 and retrofits | 462 | 1797 | Rate Constraint in lbs/MMBtu | FALSE | L | Annual | Allowances Sold NOX | Thousand Tons | 0 | 0 | 0 | 0 | 0 | 0 | 0 | 0
IL Fac. Spec. - NOX Rate Summer v3.1, Unit 562 and retrofits | 462 | 1797 | Rate Constraint in lbs/MMBtu | FALSE | L | Annual | Allowances Banked | Thousand Tons | 0 | 0 | 0 | 0 | 0 | 0 | 0 | 0
IL Fac. Spec. - NOX Rate Summer v3.1, Unit 562 and retrofits | 462 | 1797 | Rate Constraint in lbs/MMBtu | FALSE | L | Annual | Allowances Withdrawn (1:1) | Thousand Tons | 0 | 0 | 0 | 0 | 0 | 0 | 0 | 0
IL Fac. Spec. - NOX Rate Summer v3.1, Unit 562 and retrofits | 462 | 1797 | Rate Constraint in lbs/MMBtu | FALSE | L | Annual | Allowances Withdrawn (n:1) | Thousand Tons | 0 | 0 | 0 | 0 | 0 | 0 | 0 | 0
IL Fac. Spec. - NOX Rate Summer v3.1, Unit 562 and retrofits | 462 | 1797 | Rate Constraint in lbs/MMBtu | FALSE | L | Annual | Net Emissions Allowance Position | Thousand Tons | 0 | 0 | 0.0017359 | 0.0017359 | 0.0017359 | 0.0017359 | 0.0017359 | 0.0017359
IL Fac. Spec. - NOX Rate Summer v3.1, Unit 562 and retrofits | 462 | 1797 | Rate Constraint in lbs/MMBtu | FALSE | L | Annual | Fuel Consumed | TBtu | 0 | 0 | 0.040758 | 0.040758 | 0.040758 | 0.040758 | 0.040758 | 0.040758
IL Fac. Spec. - NOX Rate Summer v3.1, Unit 562 and retrofits | 462 | 1797 | Rate Constraint in lbs/MMBtu | FALSE | L | Annual | Rate | lb/MMBtu | 0 | 0 | 0.08518 | 0.08518 | 0.08518 | 0.08518 | 0.08518 | 0.08518
IL Fac. Spec. - NOX Rate Summer v3.1, Unit 562 and retrofits | 462 | 1797 | Rate Constraint in lbs/MMBtu | FALSE | L | Annual | Generation | TWh | 0 | 0 | 0.003296 | 0.003296 | 0.003296 | 0.003296 | 0.003296 | 0.003296
IL Fac. Spec. - NOX Rate Summer v3.1, Unit 562 and retrofits | 462 | 1797 | Rate Constraint in lbs/MMBtu | FALSE | L | Annual | Qualifying Generation | TWh | 0 | 0 | 0.003296 | 0.003296 | 0.003296 | 0.003296 | 0.003296 | 0.003296
IL Fac. Spec. - NOX Rate Summer v3.1, Unit 562 and retrofits | 462 | 1797 | Rate Constraint in lbs/MMBtu | FALSE | L | Annual | Rate | lb/MWh | 0 | 0 | 1.0533 | 1.0533 | 1.0533 | 1.0533 | 1.0533 | 1.0533
IL Fac. Spec. - NOX Rate Summer v3.1, Unit 562 and retrofits | 462 | 1797 | Rate Constraint in lbs/MMBtu | FALSE | L | Annual | Constraint Shadow Price | US2016$/Ton | 0 | 0 | 0 | 0 | 0 | 0 | 0 | 0
IL Fac. Spec. - NOX Rate Summer v3.1, Unit 563 and retrofits | 463 | 1797 | Rate Constraint in lbs/MMBtu | FALSE | L | Annual | Seasons Included | Seasons | Summer | Summer | Summer | Summer | Summer | Summer | Summer | Summer
IL Fac. Spec. - NOX Rate Summer v3.1, Unit 563 and retrofits | 463 | 1797 | Rate Constraint in lbs/MMBtu | FALSE | L | Annual | Standard NOX | lb/MMBtu | 0.25 | 0.25 | 0.25 | 0.25 | 0.25 | 0.25 | 0.25 | 0.25
IL Fac. Spec. - NOX Rate Summer v3.1, Unit 563 and retrofits | 463 | 1797 | Rate Constraint in lbs/MMBtu | FALSE | L | Annual | Emissions at Affected Plants NOX | Thousand Tons | 0 | 0 | 0.0017068 | 0.0017068 | 0.0017068 | 0.0017068 | 0.0017068 | 0.0017068
IL Fac. Spec. - NOX Rate Summer v3.1, Unit 563 and retrofits | 463 | 1797 | Rate Constraint in lbs/MMBtu | FALSE | L | Annual | Allowances Purchased NOX | Thousand Tons | 0 | 0 | 0 | 0 | 0 | 0 | 0 | 0
IL Fac. Spec. - NOX Rate Summer v3.1, Unit 563 and retrofits | 463 | 1797 | Rate Constraint in lbs/MMBtu | FALSE | L | Annual | Allowances Sold NOX | Thousand Tons | 0 | 0 | 0 | 0 | 0 | 0 | 0 | 0
IL Fac. Spec. - NOX Rate Summer v3.1, Unit 563 and retrofits | 463 | 1797 | Rate Constraint in lbs/MMBtu | FALSE | L | Annual | Allowances Banked | Thousand Tons | 0 | 0 | 0 | 0 | 0 | 0 | 0 | 0
IL Fac. Spec. - NOX Rate Summer v3.1, Unit 563 and retrofits | 463 | 1797 | Rate Constraint in lbs/MMBtu | FALSE | L | Annual | Allowances Withdrawn (1:1) | Thousand Tons | 0 | 0 | 0 | 0 | 0 | 0 | 0 | 0
IL Fac. Spec. - NOX Rate Summer v3.1, Unit 563 and retrofits | 463 | 1797 | Rate Constraint in lbs/MMBtu | FALSE | L | Annual | Allowances Withdrawn (n:1) | Thousand Tons | 0 | 0 | 0 | 0 | 0 | 0 | 0 | 0
IL Fac. Spec. - NOX Rate Summer v3.1, Unit 563 and retrofits | 463 | 1797 | Rate Constraint in lbs/MMBtu | FALSE | L | Annual | Net Emissions Allowance Position | Thousand Tons | 0 | 0 | 0.0017068 | 0.0017068 | 0.0017068 | 0.0017068 | 0.0017068 | 0.0017068
IL Fac. Spec. - NOX Rate Summer v3.1, Unit 563 and retrofits | 463 | 1797 | Rate Constraint in lbs/MMBtu | FALSE | L | Annual | Fuel Consumed | TBtu | 0 | 0 | 0.041342 | 0.041342 | 0.041342 | 0.041342 | 0.041342 | 0.041342
IL Fac. Spec. - NOX Rate Summer v3.1, Unit 563 and retrofits | 463 | 1797 | Rate Constraint in lbs/MMBtu | FALSE | L | Annual | Rate | lb/MMBtu | 0 | 0 | 0.08257 | 0.08257 | 0.08257 | 0.08257 | 0.08257 | 0.08257
IL Fac. Spec. - NOX Rate Summer v3.1, Unit 563 and retrofits | 463 | 1797 | Rate Constraint in lbs/MMBtu | FALSE | L | Annual | Generation | TWh | 0 | 0 | 0.0033421 | 0.0033421 | 0.0033421 | 0.0033421 | 0.0033421 | 0.0033421
IL Fac. Spec. - NOX Rate Summer v3.1, Unit 563 and retrofits | 463 | 1797 | Rate Constraint in lbs/MMBtu | FALSE | L | Annual | Qualifying Generation | TWh | 0 | 0 | 0.0033421 | 0.0033421 | 0.0033421 | 0.0033421 | 0.0033421 | 0.0033421
IL Fac. Spec. - NOX Rate Summer v3.1, Unit 563 and retrofits | 463 | 1797 | Rate Constraint in lbs/MMBtu | FALSE | L | Annual | Rate | lb/MWh | 0 | 0 | 1.0214 | 1.0214 | 1.0214 | 1.0214 | 1.0214 | 1.0214
IL Fac. Spec. - NOX Rate Summer v3.1, Unit 563 and retrofits | 463 | 1797 | Rate Constraint in lbs/MMBtu | FALSE | L | Annual | Constraint Shadow Price | US2016$/Ton | 0 | 0 | 0 | 0 | 0 | 0 | 0 | 0
IL Fac. Spec. - NOX Rate Summer v3.1, Unit 564 and retrofits | 464 | 1797 | Rate Constraint in lbs/MMBtu | FALSE | L | Annual | Seasons Included | Seasons | Summer | Summer | Summer | Summer | Summer | Summer | Summer | Summer
IL Fac. Spec. - NOX Rate Summer v3.1, Unit 564 and retrofits | 464 | 1797 | Rate Constraint in lbs/MMBtu | FALSE | L | Annual | Standard NOX | lb/MMBtu | 0.25 | 0.25 | 0.25 | 0.25 | 0.25 | 0.25 | 0.25 | 0.25
IL Fac. Spec. - NOX Rate Summer v3.1, Unit 564 and retrofits | 464 | 1797 | Rate Constraint in lbs/MMBtu | FALSE | L | Annual | Emissions at Affected Plants NOX | Thousand Tons | 0 | 0 | 0.0010733 | 0.0010733 | 0.0010733 | 0.0010733 | 0.0010733 | 0.0010733
IL Fac. Spec. - NOX Rate Summer v3.1, Unit 564 and retrofits | 464 | 1797 | Rate Constraint in lbs/MMBtu | FALSE | L | Annual | Allowances Purchased NOX | Thousand Tons | 0 | 0 | 0 | 0 | 0 | 0 | 0 | 0
IL Fac. Spec. - NOX Rate Summer v3.1, Unit 564 and retrofits | 464 | 1797 | Rate Constraint in lbs/MMBtu | FALSE | L | Annual | Allowances Sold NOX | Thousand Tons | 0 | 0 | 0 | 0 | 0 | 0 | 0 | 0
IL Fac. Spec. - NOX Rate Summer v3.1, Unit 564 and retrofits | 464 | 1797 | Rate Constraint in lbs/MMBtu | FALSE | L | Annual | Allowances Banked | Thousand Tons | 0 | 0 | 0 | 0 | 0 | 0 | 0 | 0
IL Fac. Spec. - NOX Rate Summer v3.1, Unit 564 and retrofits | 464 | 1797 | Rate Constraint in lbs/MMBtu | FALSE | L | Annual | Allowances Withdrawn (1:1) | Thousand Tons | 0 | 0 | 0 | 0 | 0 | 0 | 0 | 0
IL Fac. Spec. - NOX Rate Summer v3.1, Unit 564 and retrofits | 464 | 1797 | Rate Constraint in lbs/MMBtu | FALSE | L | Annual | Allowances Withdrawn (n:1) | Thousand Tons | 0 | 0 | 0 | 0 | 0 | 0 | 0 | 0
IL Fac. Spec. - NOX Rate Summer v3.1, Unit 564 and retrofits | 464 | 1797 | Rate Constraint in lbs/MMBtu | FALSE | L | Annual | Net Emissions Allowance Position | Thousand Tons | 0 | 0 | 0.0010733 | 0.0010733 | 0.0010733 | 0.0010733 | 0.0010733 | 0.0010733
IL Fac. Spec. - NOX Rate Summer v3.1, Unit 564 and retrofits | 464 | 1797 | Rate Constraint in lbs/MMBtu | FALSE | L | Annual | Fuel Consumed | TBtu | 0 | 0 | 0.010516 | 0.010516 | 0.010516 | 0.010516 | 0.010516 | 0.010516
IL Fac. Spec. - NOX Rate Summer v3.1, Unit 564 and retrofits | 464 | 1797 | Rate Constraint in lbs/MMBtu | FALSE | L | Annual | Rate | lb/MMBtu | 0 | 0 | 0.20412 | 0.20412 | 0.20412 | 0.20412 | 0.20412 | 0.20412
IL Fac. Spec. - NOX Rate Summer v3.1, Unit 564 and retrofits | 464 | 1797 | Rate Constraint in lbs/MMBtu | FALSE | L | Annual | Generation | TWh | 0 | 0 | 0.00085085 | 0.00085085 | 0.00085085 | 0.00085085 | 0.00085085 | 0.00085085
IL Fac. Spec. - NOX Rate Summer v3.1, Unit 564 and retrofits | 464 | 1797 | Rate Constraint in lbs/MMBtu | FALSE | L | Annual | Qualifying Generation | TWh | 0 | 0 | 0.00085085 | 0.00085085 | 0.00085085 | 0.00085085 | 0.00085085 | 0.00085085
IL Fac. Spec. - NOX Rate Summer v3.1, Unit 564 and retrofits | 464 | 1797 | Rate Constraint in lbs/MMBtu | FALSE | L | Annual | Rate | lb/MWh | 0 | 0 | 2.5229 | 2.5229 | 2.5229 | 2.5229 | 2.5229 | 2.5229
IL Fac. Spec. - NOX Rate Summer v3.1, Unit 564 and retrofits | 464 | 1797 | Rate Constraint in lbs/MMBtu | FALSE | L | Annual | Constraint Shadow Price | US2016$/Ton | 0 | 0 | 0 | 0 | 0 | 0 | 0 | 0
IL Fac. Spec. - NOX Rate Summer v3.1, Unit 565 and retrofits | 465 | 1797 | Rate Constraint in lbs/MMBtu | FALSE | L | Annual | Seasons Included | Seasons | Summer | Summer | Summer | Summer | Summer | Summer | Summer | Summer
IL Fac. Spec. - NOX Rate Summer v3.1, Unit 565 and retrofits | 465 | 1797 | Rate Constraint in lbs/MMBtu | FALSE | L | Annual | Standard NOX | lb/MMBtu | 0.25 | 0.25 | 0.25 | 0.25 | 0.25 | 0.25 | 0.25 | 0.25
IL Fac. Spec. - NOX Rate Summer v3.1, Unit 565 and retrofits | 465 | 1797 | Rate Constraint in lbs/MMBtu | FALSE | L | Annual | Emissions at Affected Plants NOX | Thousand Tons | 0.0011098 | 0.0011098 | 0.0083233 | 0.011036 | 0.011036 | 0.011036 | 0.011036 | 0.011036
IL Fac. Spec. - NOX Rate Summer v3.1, Unit 565 and retrofits | 465 | 1797 | Rate Constraint in lbs/MMBtu | FALSE | L | Annual | Allowances Purchased NOX | Thousand Tons | 0 | 0 | 0 | 0 | 0 | 0 | 0 | 0
IL Fac. Spec. - NOX Rate Summer v3.1, Unit 565 and retrofits | 465 | 1797 | Rate Constraint in lbs/MMBtu | FALSE | L | Annual | Allowances Sold NOX | Thousand Tons | 0 | 0 | 0 | 0 | 0 | 0 | 0 | 0
IL Fac. Spec. - NOX Rate Summer v3.1, Unit 565 and retrofits | 465 | 1797 | Rate Constraint in lbs/MMBtu | FALSE | L | Annual | Allowances Banked | Thousand Tons | 0 | 0 | 0 | 0 | 0 | 0 | 0 | 0
IL Fac. Spec. - NOX Rate Summer v3.1, Unit 565 and retrofits | 465 | 1797 | Rate Constraint in lbs/MMBtu | FALSE | L | Annual | Allowances Withdrawn (1:1) | Thousand Tons | 0 | 0 | 0 | 0 | 0 | 0 | 0 | 0
IL Fac. Spec. - NOX Rate Summer v3.1, Unit 565 and retrofits | 465 | 1797 | Rate Constraint in lbs/MMBtu | FALSE | L | Annual | Allowances Withdrawn (n:1) | Thousand Tons | 0 | 0 | 0 | 0 | 0 | 0 | 0 | 0
IL Fac. Spec. - NOX Rate Summer v3.1, Unit 565 and retrofits | 465 | 1797 | Rate Constraint in lbs/MMBtu | FALSE | L | Annual | Net Emissions Allowance Position | Thousand Tons | 0.0011098 | 0.0011098 | 0.0083233 | 0.011036 | 0.011036 | 0.011036 | 0.011036 | 0.011036
IL Fac. Spec. - NOX Rate Summer v3.1, Unit 565 and retrofits | 465 | 1797 | Rate Constraint in lbs/MMBtu | FALSE | L | Annual | Fuel Consumed | TBtu | 0.05513 | 0.05513 | 0.41348 | 0.54824 | 0.54824 | 0.54824 | 0.54824 | 0.54824
IL Fac. Spec. - NOX Rate Summer v3.1, Unit 565 and retrofits | 465 | 1797 | Rate Constraint in lbs/MMBtu | FALSE | L | Annual | Rate | lb/MMBtu | 0.04026 | 0.04026 | 0.04026 | 0.04026 | 0.04026 | 0.04026 | 0.04026 | 0.04026
IL Fac. Spec. - NOX Rate Summer v3.1, Unit 565 and retrofits | 465 | 1797 | Rate Constraint in lbs/MMBtu | FALSE | L | Annual | Generation | TWh | 0.004944 | 0.004944 | 0.03708 | 0.049165 | 0.049165 | 0.049165 | 0.049165 | 0.049165
IL Fac. Spec. - NOX Rate Summer v3.1, Unit 565 and retrofits | 465 | 1797 | Rate Constraint in lbs/MMBtu | FALSE | L | Annual | Qualifying Generation | TWh | 0.004944 | 0.004944 | 0.03708 | 0.049165 | 0.049165 | 0.049165 | 0.049165 | 0.049165
IL Fac. Spec. - NOX Rate Summer v3.1, Unit 565 and retrofits | 465 | 1797 | Rate Constraint in lbs/MMBtu | FALSE | L | Annual | Rate | lb/MWh | 0.44894 | 0.44894 | 0.44894 | 0.44894 | 0.44894 | 0.44894 | 0.44894 | 0.44894
IL Fac. Spec. - NOX Rate Summer v3.1, Unit 565 and retrofits | 465 | 1797 | Rate Constraint in lbs/MMBtu | FALSE | L | Annual | Constraint Shadow Price | US2016$/Ton | 0 | 0 | 0 | 0 | 0 | 0 | 0 | 0
IL Fac. Spec. - NOX Rate Summer v3.1, Unit 566 and retrofits | 466 | 1797 | Rate Constraint in lbs/MMBtu | FALSE | L | Annual | Seasons Included | Seasons | Summer | Summer | Summer | Summer | Summer | Summer | Summer | Summer
IL Fac. Spec. - NOX Rate Summer v3.1, Unit 566 and retrofits | 466 | 1797 | Rate Constraint in lbs/MMBtu | FALSE | L | Annual | Standard NOX | lb/MMBtu | 0.25 | 0.25 | 0.25 | 0.25 | 0.25 | 0.25 | 0.25 | 0.25
IL Fac. Spec. - NOX Rate Summer v3.1, Unit 566 and retrofits | 466 | 1797 | Rate Constraint in lbs/MMBtu | FALSE | L | Annual | Emissions at Affected Plants NOX | Thousand Tons | 0.0010081 | 0.0010081 | 0.0051243 | 0.010025 | 0.010025 | 0.010025 | 0.010025 | 0.010025
IL Fac. Spec. - NOX Rate Summer v3.1, Unit 566 and retrofits | 466 | 1797 | Rate Constraint in lbs/MMBtu | FALSE | L | Annual | Allowances Purchased NOX | Thousand Tons | 0 | 0 | 0 | 0 | 0 | 0 | 0 | 0
IL Fac. Spec. - NOX Rate Summer v3.1, Unit 566 and retrofits | 466 | 1797 | Rate Constraint in lbs/MMBtu | FALSE | L | Annual | Allowances Sold NOX | Thousand Tons | 0 | 0 | 0 | 0 | 0 | 0 | 0 | 0
IL Fac. Spec. - NOX Rate Summer v3.1, Unit 566 and retrofits | 466 | 1797 | Rate Constraint in lbs/MMBtu | FALSE | L | Annual | Allowances Banked | Thousand Tons | 0 | 0 | 0 | 0 | 0 | 0 | 0 | 0
IL Fac. Spec. - NOX Rate Summer v3.1, Unit 566 and retrofits | 466 | 1797 | Rate Constraint in lbs/MMBtu | FALSE | L | Annual | Allowances Withdrawn (1:1) | Thousand Tons | 0 | 0 | 0 | 0 | 0 | 0 | 0 | 0
IL Fac. Spec. - NOX Rate Summer v3.1, Unit 566 and retrofits | 466 | 1797 | Rate Constraint in lbs/MMBtu | FALSE | L | Annual | Allowances Withdrawn (n:1) | Thousand Tons | 0 | 0 | 0 | 0 | 0 | 0 | 0 | 0
IL Fac. Spec. - NOX Rate Summer v3.1, Unit 566 and retrofits | 466 | 1797 | Rate Constraint in lbs/MMBtu | FALSE | L | Annual | Net Emissions Allowance Position | Thousand Tons | 0.0010081 | 0.0010081 | 0.0051243 | 0.010025 | 0.010025 | 0.010025 | 0.010025 | 0.010025
IL Fac. Spec. - NOX Rate Summer v3.1, Unit 566 and retrofits | 466 | 1797 | Rate Constraint in lbs/MMBtu | FALSE | L | Annual | Fuel Consumed | TBtu | 0.05513 | 0.05513 | 0.28025 | 0.54824 | 0.54824 | 0.54824 | 0.54824 | 0.54824
IL Fac. Spec. - NOX Rate Summer v3.1, Unit 566 and retrofits | 466 | 1797 | Rate Constraint in lbs/MMBtu | FALSE | L | Annual | Rate | lb/MMBtu | 0.03657 | 0.03657 | 0.03657 | 0.03657 | 0.03657 | 0.03657 | 0.03657 | 0.03657
IL Fac. Spec. - NOX Rate Summer v3.1, Unit 566 and retrofits | 466 | 1797 | Rate Constraint in lbs/MMBtu | FALSE | L | Annual | Generation | TWh | 0.004944 | 0.004944 | 0.025132 | 0.049165 | 0.049165 | 0.049165 | 0.049165 | 0.049165
IL Fac. Spec. - NOX Rate Summer v3.1, Unit 566 and retrofits | 466 | 1797 | Rate Constraint in lbs/MMBtu | FALSE | L | Annual | Qualifying Generation | TWh | 0.004944 | 0.004944 | 0.025132 | 0.049165 | 0.049165 | 0.049165 | 0.049165 | 0.049165
IL Fac. Spec. - NOX Rate Summer v3.1, Unit 566 and retrofits | 466 | 1797 | Rate Constraint in lbs/MMBtu | FALSE | L | Annual | Rate | lb/MWh | 0.40779 | 0.40779 | 0.40779 | 0.40779 | 0.40779 | 0.40779 | 0.40779 | 0.40779
IL Fac. Spec. - NOX Rate Summer v3.1, Unit 566 and retrofits | 466 | 1797 | Rate Constraint in lbs/MMBtu | FALSE | L | Annual | Constraint Shadow Price | US2016$/Ton | 0 | 0 | 0 | 0 | 0 | 0 | 0 | 0
IL Fac. Spec. - NOX Rate Summer v3.1, Unit 567 and retrofits | 467 | 1797 | Rate Constraint in lbs/MMBtu | FALSE | L | Annual | Seasons Included | Seasons | Summer | Summer | Summer | Summer | Summer | Summer | Summer | Summer
IL Fac. Spec. - NOX Rate Summer v3.1, Unit 567 and retrofits | 467 | 1797 | Rate Constraint in lbs/MMBtu | FALSE | L | Annual | Standard NOX | lb/MMBtu | 0.25 | 0.25 | 0.25 | 0.25 | 0.25 | 0.25 | 0.25 | 0.25
IL Fac. Spec. - NOX Rate Summer v3.1, Unit 567 and retrofits | 467 | 1797 | Rate Constraint in lbs/MMBtu | FALSE | L | Annual | Emissions at Affected Plants NOX | Thousand Tons | 0.00099813 | 0.00099813 | 0.007486 | 0.0099259 | 0.0099259 | 0.0099259 | 0.0099259 | 0.0099259
IL Fac. Spec. - NOX Rate Summer v3.1, Unit 567 and retrofits | 467 | 1797 | Rate Constraint in lbs/MMBtu | FALSE | L | Annual | Allowances Purchased NOX | Thousand Tons | 0 | 0 | 0 | 0 | 0 | 0 | 0 | 0
IL Fac. Spec. - NOX Rate Summer v3.1, Unit 567 and retrofits | 467 | 1797 | Rate Constraint in lbs/MMBtu | FALSE | L | Annual | Allowances Sold NOX | Thousand Tons | 0 | 0 | 0 | 0 | 0 | 0 | 0 | 0
IL Fac. Spec. - NOX Rate Summer v3.1, Unit 567 and retrofits | 467 | 1797 | Rate Constraint in lbs/MMBtu | FALSE | L | Annual | Allowances Banked | Thousand Tons | 0 | 0 | 0 | 0 | 0 | 0 | 0 | 0
IL Fac. Spec. - NOX Rate Summer v3.1, Unit 567 and retrofits | 467 | 1797 | Rate Constraint in lbs/MMBtu | FALSE | L | Annual | Allowances Withdrawn (1:1) | Thousand Tons | 0 | 0 | 0 | 0 | 0 | 0 | 0 | 0
IL Fac. Spec. - NOX Rate Summer v3.1, Unit 567 and retrofits | 467 | 1797 | Rate Constraint in lbs/MMBtu | FALSE | L | Annual | Allowances Withdrawn (n:1) | Thousand Tons | 0 | 0 | 0 | 0 | 0 | 0 | 0 | 0
IL Fac. Spec. - NOX Rate Summer v3.1, Unit 567 and retrofits | 467 | 1797 | Rate Constraint in lbs/MMBtu | FALSE | L | Annual | Net Emissions Allowance Position | Thousand Tons | 0.00099813 | 0.00099813 | 0.007486 | 0.0099259 | 0.0099259 | 0.0099259 | 0.0099259 | 0.0099259
IL Fac. Spec. - NOX Rate Summer v3.1, Unit 567 and retrofits | 467 | 1797 | Rate Constraint in lbs/MMBtu | FALSE | L | Annual | Fuel Consumed | TBtu | 0.05513 | 0.05513 | 0.41348 | 0.54824 | 0.54824 | 0.54824 | 0.54824 | 0.54824
IL Fac. Spec. - NOX Rate Summer v3.1, Unit 567 and retrofits | 467 | 1797 | Rate Constraint in lbs/MMBtu | FALSE | L | Annual | Rate | lb/MMBtu | 0.03621 | 0.03621 | 0.03621 | 0.03621 | 0.03621 | 0.03621 | 0.03621 | 0.03621
IL Fac. Spec. - NOX Rate Summer v3.1, Unit 567 and retrofits | 467 | 1797 | Rate Constraint in lbs/MMBtu | FALSE | L | Annual | Generation | TWh | 0.004944 | 0.004944 | 0.03708 | 0.049165 | 0.049165 | 0.049165 | 0.049165 | 0.049165
IL Fac. Spec. - NOX Rate Summer v3.1, Unit 567 and retrofits | 467 | 1797 | Rate Constraint in lbs/MMBtu | FALSE | L | Annual | Qualifying Generation | TWh | 0.004944 | 0.004944 | 0.03708 | 0.049165 | 0.049165 | 0.049165 | 0.049165 | 0.049165
IL Fac. Spec. - NOX Rate Summer v3.1, Unit 567 and retrofits | 467 | 1797 | Rate Constraint in lbs/MMBtu | FALSE | L | Annual | Rate | lb/MWh | 0.40378 | 0.40378 | 0.40378 | 0.40378 | 0.40378 | 0.40378 | 0.40378 | 0.40378
IL Fac. Spec. - NOX Rate Summer v3.1, Unit 567 and retrofits | 467 | 1797 | Rate Constraint in lbs/MMBtu | FALSE | L | Annual | Constraint Shadow Price | US2016$/Ton | 0 | 0 | 0 | 0 | 0 | 0 | 0 | 0
IL Fac. Spec. - NOX Rate Summer v3.1, Unit 568 and retrofits | 468 | 1797 | Rate Constraint in lbs/MMBtu | FALSE | L | Annual | Seasons Included | Seasons | Summer | Summer | Summer | Summer | Summer | Summer | Summer | Summer
IL Fac. Spec. - NOX Rate Summer v3.1, Unit 568 and retrofits | 468 | 1797 | Rate Constraint in lbs/MMBtu | FALSE | L | Annual | Standard NOX | lb/MMBtu | 0.25 | 0.25 | 0.25 | 0.25 | 0.25 | 0.25 | 0.25 | 0.25
IL Fac. Spec. - NOX Rate Summer v3.1, Unit 568 and retrofits | 468 | 1797 | Rate Constraint in lbs/MMBtu | FALSE | L | Annual | Emissions at Affected Plants NOX | Thousand Tons | 0.0010417 | 0.0010417 | 0.0052952 | 0.010359 | 0.010359 | 0.010359 | 0.010359 | 0.010359
IL Fac. Spec. - NOX Rate Summer v3.1, Unit 568 and retrofits | 468 | 1797 | Rate Constraint in lbs/MMBtu | FALSE | L | Annual | Allowances Purchased NOX | Thousand Tons | 0 | 0 | 0 | 0 | 0 | 0 | 0 | 0
IL Fac. Spec. - NOX Rate Summer v3.1, Unit 568 and retrofits | 468 | 1797 | Rate Constraint in lbs/MMBtu | FALSE | L | Annual | Allowances Sold NOX | Thousand Tons | 0 | 0 | 0 | 0 | 0 | 0 | 0 | 0
IL Fac. Spec. - NOX Rate Summer v3.1, Unit 568 and retrofits | 468 | 1797 | Rate Constraint in lbs/MMBtu | FALSE | L | Annual | Allowances Banked | Thousand Tons | 0 | 0 | 0 | 0 | 0 | 0 | 0 | 0
IL Fac. Spec. - NOX Rate Summer v3.1, Unit 568 and retrofits | 468 | 1797 | Rate Constraint in lbs/MMBtu | FALSE | L | Annual | Allowances Withdrawn (1:1) | Thousand Tons | 0 | 0 | 0 | 0 | 0 | 0 | 0 | 0
IL Fac. Spec. - NOX Rate Summer v3.1, Unit 568 and retrofits | 468 | 1797 | Rate Constraint in lbs/MMBtu | FALSE | L | Annual | Allowances Withdrawn (n:1) | Thousand Tons | 0 | 0 | 0 | 0 | 0 | 0 | 0 | 0
IL Fac. Spec. - NOX Rate Summer v3.1, Unit 568 and retrofits | 468 | 1797 | Rate Constraint in lbs/MMBtu | FALSE | L | Annual | Net Emissions Allowance Position | Thousand Tons | 0.0010417 | 0.0010417 | 0.0052952 | 0.010359 | 0.010359 | 0.010359 | 0.010359 | 0.010359
IL Fac. Spec. - NOX Rate Summer v3.1, Unit 568 and retrofits | 468 | 1797 | Rate Constraint in lbs/MMBtu | FALSE | L | Annual | Fuel Consumed | TBtu | 0.05513 | 0.05513 | 0.28025 | 0.54824 | 0.54824 | 0.54824 | 0.54824 | 0.54824
IL Fac. Spec. - NOX Rate Summer v3.1, Unit 568 and retrofits | 468 | 1797 | Rate Constraint in lbs/MMBtu | FALSE | L | Annual | Rate | lb/MMBtu | 0.03779 | 0.03779 | 0.03779 | 0.03779 | 0.03779 | 0.03779 | 0.03779 | 0.03779
IL Fac. Spec. - NOX Rate Summer v3.1, Unit 568 and retrofits | 468 | 1797 | Rate Constraint in lbs/MMBtu | FALSE | L | Annual | Generation | TWh | 0.004944 | 0.004944 | 0.025132 | 0.049165 | 0.049165 | 0.049165 | 0.049165 | 0.049165
IL Fac. Spec. - NOX Rate Summer v3.1, Unit 568 and retrofits | 468 | 1797 | Rate Constraint in lbs/MMBtu | FALSE | L | Annual | Qualifying Generation | TWh | 0.004944 | 0.004944 | 0.025132 | 0.049165 | 0.049165 | 0.049165 | 0.049165 | 0.049165
IL Fac. Spec. - NOX Rate Summer v3.1, Unit 568 and retrofits | 468 | 1797 | Rate Constraint in lbs/MMBtu | FALSE | L | Annual | Rate | lb/MWh | 0.4214 | 0.4214 | 0.4214 | 0.4214 | 0.4214 | 0.4214 | 0.4214 | 0.4214
IL Fac. Spec. - NOX Rate Summer v3.1, Unit 568 and retrofits | 468 | 1797 | Rate Constraint in lbs/MMBtu | FALSE | L | Annual | Constraint Shadow Price | US2016$/Ton | 0 | 0 | 0 | 0 | 0 | 0 | 0 | 0
IL Fac. Spec. - NOX Rate Summer v3.1, Unit 569 and retrofits | 469 | 1797 | Rate Constraint in lbs/MMBtu | FALSE | L | Annual | Seasons Included | Seasons | Summer | Summer | Summer | Summer | Summer | Summer | Summer | Summer
IL Fac. Spec. - NOX Rate Summer v3.1, Unit 569 and retrofits | 469 | 1797 | Rate Constraint in lbs/MMBtu | FALSE | L | Annual | Standard NOX | lb/MMBtu | 0.25 | 0.25 | 0.25 | 0.25 | 0.25 | 0.25 | 0.25 | 0.25
IL Fac. Spec. - NOX Rate Summer v3.1, Unit 569 and retrofits | 469 | 1797 | Rate Constraint in lbs/MMBtu | FALSE | L | Annual | Emissions at Affected Plants NOX | Thousand Tons | 0.00037372 | 0.00070809 | 0.00070809 | 0.00070809 | 0.00070809 | 0.00070809 | 0.00070809 | 0.0035995
IL Fac. Spec. - NOX Rate Summer v3.1, Unit 569 and retrofits | 469 | 1797 | Rate Constraint in lbs/MMBtu | FALSE | L | Annual | Allowances Purchased NOX | Thousand Tons | 0 | 0 | 0 | 0 | 0 | 0 | 0 | 0
IL Fac. Spec. - NOX Rate Summer v3.1, Unit 569 and retrofits | 469 | 1797 | Rate Constraint in lbs/MMBtu | FALSE | L | Annual | Allowances Sold NOX | Thousand Tons | 0 | 0 | 0 | 0 | 0 | 0 | 0 | 0
IL Fac. Spec. - NOX Rate Summer v3.1, Unit 569 and retrofits | 469 | 1797 | Rate Constraint in lbs/MMBtu | FALSE | L | Annual | Allowances Banked | Thousand Tons | 0 | 0 | 0 | 0 | 0 | 0 | 0 | 0
IL Fac. Spec. - NOX Rate Summer v3.1, Unit 569 and retrofits | 469 | 1797 | Rate Constraint in lbs/MMBtu | FALSE | L | Annual | Allowances Withdrawn (1:1) | Thousand Tons | 0 | 0 | 0 | 0 | 0 | 0 | 0 | 0
IL Fac. Spec. - NOX Rate Summer v3.1, Unit 569 and retrofits | 469 | 1797 | Rate Constraint in lbs/MMBtu | FALSE | L | Annual | Allowances Withdrawn (n:1) | Thousand Tons | 0 | 0 | 0 | 0 | 0 | 0 | 0 | 0
IL Fac. Spec. - NOX Rate Summer v3.1, Unit 569 and retrofits | 469 | 1797 | Rate Constraint in lbs/MMBtu | FALSE | L | Annual | Net Emissions Allowance Position | Thousand Tons | 0.00037372 | 0.00070809 | 0.00070809 | 0.00070809 | 0.00070809 | 0.00070809 | 0.00070809 | 0.0035995
IL Fac. Spec. - NOX Rate Summer v3.1, Unit 569 and retrofits | 469 | 1797 | Rate Constraint in lbs/MMBtu | FALSE | L | Annual | Fuel Consumed | TBtu | 0.016643 | 0.031534 | 0.031534 | 0.031534 | 0.031534 | 0.031534 | 0.031534 | 0.1603
IL Fac. Spec. - NOX Rate Summer v3.1, Unit 569 and retrofits | 469 | 1797 | Rate Constraint in lbs/MMBtu | FALSE | L | Annual | Rate | lb/MMBtu | 0.04491 | 0.04491 | 0.04491 | 0.04491 | 0.04491 | 0.04491 | 0.04491 | 0.04491
IL Fac. Spec. - NOX Rate Summer v3.1, Unit 569 and retrofits | 469 | 1797 | Rate Constraint in lbs/MMBtu | FALSE | L | Annual | Generation | TWh | 0.0013481 | 0.0025544 | 0.0025544 | 0.0025544 | 0.0025544 | 0.0025544 | 0.0025544 | 0.012985
IL Fac. Spec. - NOX Rate Summer v3.1, Unit 569 and retrofits | 469 | 1797 | Rate Constraint in lbs/MMBtu | FALSE | L | Annual | Qualifying Generation | TWh | 0.0013481 | 0.0025544 | 0.0025544 | 0.0025544 | 0.0025544 | 0.0025544 | 0.0025544 | 0.012985
IL Fac. Spec. - NOX Rate Summer v3.1, Unit 569 and retrofits | 469 | 1797 | Rate Constraint in lbs/MMBtu | FALSE | L | Annual | Rate | lb/MWh | 0.55441 | 0.55441 | 0.55441 | 0.55441 | 0.55441 | 0.55441 | 0.55441 | 0.55441
IL Fac. Spec. - NOX Rate Summer v3.1, Unit 569 and retrofits | 469 | 1797 | Rate Constraint in lbs/MMBtu | FALSE | L | Annual | Constraint Shadow Price | US2016$/Ton | 0 | 0 | 0 | 0 | 0 | 0 | 0 | 0
IL Fac. Spec. - NOX Rate Summer v3.1, Unit 570 and retrofits | 470 | 1797 | Rate Constraint in lbs/MMBtu | FALSE | L | Annual | Seasons Included | Seasons | Summer | Summer | Summer | Summer | Summer | Summer | Summer | Summer
IL Fac. Spec. - NOX Rate Summer v3.1, Unit 570 and retrofits | 470 | 1797 | Rate Constraint in lbs/MMBtu | FALSE | L | Annual | Standard NOX | lb/MMBtu | 0.25 | 0.25 | 0.25 | 0.25 | 0.25 | 0.25 | 0.25 | 0.25
IL Fac. Spec. - NOX Rate Summer v3.1, Unit 570 and retrofits | 470 | 1797 | Rate Constraint in lbs/MMBtu | FALSE | L | Annual | Emissions at Affected Plants NOX | Thousand Tons | 0 | 0 | 0.00057107 | 0.00057107 | 0.00057107 | 0.00057107 | 0.00057107 | 0.00057107
IL Fac. Spec. - NOX Rate Summer v3.1, Unit 570 and retrofits | 470 | 1797 | Rate Constraint in lbs/MMBtu | FALSE | L | Annual | Allowances Purchased NOX | Thousand Tons | 0 | 0 | 0 | 0 | 0 | 0 | 0 | 0
IL Fac. Spec. - NOX Rate Summer v3.1, Unit 570 and retrofits | 470 | 1797 | Rate Constraint in lbs/MMBtu | FALSE | L | Annual | Allowances Sold NOX | Thousand Tons | 0 | 0 | 0 | 0 | 0 | 0 | 0 | 0
IL Fac. Spec. - NOX Rate Summer v3.1, Unit 570 and retrofits | 470 | 1797 | Rate Constraint in lbs/MMBtu | FALSE | L | Annual | Allowances Banked | Thousand Tons | 0 | 0 | 0 | 0 | 0 | 0 | 0 | 0
IL Fac. Spec. - NOX Rate Summer v3.1, Unit 570 and retrofits | 470 | 1797 | Rate Constraint in lbs/MMBtu | FALSE | L | Annual | Allowances Withdrawn (1:1) | Thousand Tons | 0 | 0 | 0 | 0 | 0 | 0 | 0 | 0
IL Fac. Spec. - NOX Rate Summer v3.1, Unit 570 and retrofits | 470 | 1797 | Rate Constraint in lbs/MMBtu | FALSE | L | Annual | Allowances Withdrawn (n:1) | Thousand Tons | 0 | 0 | 0 | 0 | 0 | 0 | 0 | 0
IL Fac. Spec. - NOX Rate Summer v3.1, Unit 570 and retrofits | 470 | 1797 | Rate Constraint in lbs/MMBtu | FALSE | L | Annual | Net Emissions Allowance Position | Thousand Tons | 0 | 0 | 0.00057107 | 0.00057107 | 0.00057107 | 0.00057107 | 0.00057107 | 0.00057107
IL Fac. Spec. - NOX Rate Summer v3.1, Unit 570 and retrofits | 470 | 1797 | Rate Constraint in lbs/MMBtu | FALSE | L | Annual | Fuel Consumed | TBtu | 0 | 0 | 0.031656 | 0.031656 | 0.031656 | 0.031656 | 0.031656 | 0.031656
IL Fac. Spec. - NOX Rate Summer v3.1, Unit 570 and retrofits | 470 | 1797 | Rate Constraint in lbs/MMBtu | FALSE | L | Annual | Rate | lb/MMBtu | 0 | 0 | 0.03608 | 0.03608 | 0.03608 | 0.03608 | 0.03608 | 0.03608
IL Fac. Spec. - NOX Rate Summer v3.1, Unit 570 and retrofits | 470 | 1797 | Rate Constraint in lbs/MMBtu | FALSE | L | Annual | Generation | TWh | 0 | 0 | 0.0025643 | 0.0025643 | 0.0025643 | 0.0025643 | 0.0025643 | 0.0025643
IL Fac. Spec. - NOX Rate Summer v3.1, Unit 570 and retrofits | 470 | 1797 | Rate Constraint in lbs/MMBtu | FALSE | L | Annual | Qualifying Generation | TWh | 0 | 0 | 0.0025643 | 0.0025643 | 0.0025643 | 0.0025643 | 0.0025643 | 0.0025643
IL Fac. Spec. - NOX Rate Summer v3.1, Unit 570 and retrofits | 470 | 1797 | Rate Constraint in lbs/MMBtu | FALSE | L | Annual | Rate | lb/MWh | 0 | 0 | 0.44541 | 0.44541 | 0.44541 | 0.44541 | 0.44541 | 0.44541
IL Fac. Spec. - NOX Rate Summer v3.1, Unit 570 and retrofits | 470 | 1797 | Rate Constraint in lbs/MMBtu | FALSE | L | Annual | Constraint Shadow Price | US2016$/Ton | 0 | 0 | 0 | 0 | 0 | 0 | 0 | 0
IL Fac. Spec. - NOX Rate Summer v3.1, Unit 571 and retrofits | 471 | 1797 | Rate Constraint in lbs/MMBtu | FALSE | L | Annual | Seasons Included | Seasons | Summer | Summer | Summer | Summer | Summer | Summer | Summer | Summer
IL Fac. Spec. - NOX Rate Summer v3.1, Unit 571 and retrofits | 471 | 1797 | Rate Constraint in lbs/MMBtu | FALSE | L | Annual | Standard NOX | lb/MMBtu | 0.25 | 0.25 | 0.25 | 0.25 | 0.25 | 0.25 | 0.25 | 0.25
IL Fac. Spec. - NOX Rate Summer v3.1, Unit 571 and retrofits | 471 | 1797 | Rate Constraint in lbs/MMBtu | FALSE | L | Annual | Emissions at Affected Plants NOX | Thousand Tons | 0 | 0.00049399 | 0.00049399 | 0.00049399 | 0.00049399 | 0.00049399 | 0.00049399 | 0.00049399
IL Fac. Spec. - NOX Rate Summer v3.1, Unit 571 and retrofits | 471 | 1797 | Rate Constraint in lbs/MMBtu | FALSE | L | Annual | Allowances Purchased NOX | Thousand Tons | 0 | 0 | 0 | 0 | 0 | 0 | 0 | 0
IL Fac. Spec. - NOX Rate Summer v3.1, Unit 571 and retrofits | 471 | 1797 | Rate Constraint in lbs/MMBtu | FALSE | L | Annual | Allowances Sold NOX | Thousand Tons | 0 | 0 | 0 | 0 | 0 | 0 | 0 | 0
IL Fac. Spec. - NOX Rate Summer v3.1, Unit 571 and retrofits | 471 | 1797 | Rate Constraint in lbs/MMBtu | FALSE | L | Annual | Allowances Banked | Thousand Tons | 0 | 0 | 0 | 0 | 0 | 0 | 0 | 0
IL Fac. Spec. - NOX Rate Summer v3.1, Unit 571 and retrofits | 471 | 1797 | Rate Constraint in lbs/MMBtu | FALSE | L | Annual | Allowances Withdrawn (1:1) | Thousand Tons | 0 | 0 | 0 | 0 | 0 | 0 | 0 | 0
IL Fac. Spec. - NOX Rate Summer v3.1, Unit 571 and retrofits | 471 | 1797 | Rate Constraint in lbs/MMBtu | FALSE | L | Annual | Allowances Withdrawn (n:1) | Thousand Tons | 0 | 0 | 0 | 0 | 0 | 0 | 0 | 0
IL Fac. Spec. - NOX Rate Summer v3.1, Unit 571 and retrofits | 471 | 1797 | Rate Constraint in lbs/MMBtu | FALSE | L | Annual | Net Emissions Allowance Position | Thousand Tons | 0 | 0.00049399 | 0.00049399 | 0.00049399 | 0.00049399 | 0.00049399 | 0.00049399 | 0.00049399
IL Fac. Spec. - NOX Rate Summer v3.1, Unit 571 and retrofits | 471 | 1797 | Rate Constraint in lbs/MMBtu | FALSE | L | Annual | Fuel Consumed | TBtu | 0 | 0.031737 | 0.031737 | 0.031737 | 0.031737 | 0.031737 | 0.031737 | 0.031737
IL Fac. Spec. - NOX Rate Summer v3.1, Unit 571 and retrofits | 471 | 1797 | Rate Constraint in lbs/MMBtu | FALSE | L | Annual | Rate | lb/MMBtu | 0 | 0.03113 | 0.03113 | 0.03113 | 0.03113 | 0.03113 | 0.03113 | 0.03113
IL Fac. Spec. - NOX Rate Summer v3.1, Unit 571 and retrofits | 471 | 1797 | Rate Constraint in lbs/MMBtu | FALSE | L | Annual | Generation | TWh | 0 | 0.0025709 | 0.0025709 | 0.0025709 | 0.0025709 | 0.0025709 | 0.0025709 | 0.0025709
IL Fac. Spec. - NOX Rate Summer v3.1, Unit 571 and retrofits | 471 | 1797 | Rate Constraint in lbs/MMBtu | FALSE | L | Annual | Qualifying Generation | TWh | 0 | 0.0025709 | 0.0025709 | 0.0025709 | 0.0025709 | 0.0025709 | 0.0025709 | 0.0025709
IL Fac. Spec. - NOX Rate Summer v3.1, Unit 571 and retrofits | 471 | 1797 | Rate Constraint in lbs/MMBtu | FALSE | L | Annual | Rate | lb/MWh | 0 | 0.3843 | 0.3843 | 0.3843 | 0.3843 | 0.3843 | 0.3843 | 0.3843
IL Fac. Spec. - NOX Rate Summer v3.1, Unit 571 and retrofits | 471 | 1797 | Rate Constraint in lbs/MMBtu | FALSE | L | Annual | Constraint Shadow Price | US2016$/Ton | 0 | 0 | 0 | 0 | 0 | 0 | 0 | 0
IL Fac. Spec. - NOX Rate Summer v3.1, Unit 572 and retrofits | 472 | 1797 | Rate Constraint in lbs/MMBtu | FALSE | L | Annual | Seasons Included | Seasons | Summer | Summer | Summer | Summer | Summer | Summer | Summer | Summer
IL Fac. Spec. - NOX Rate Summer v3.1, Unit 572 and retrofits | 472 | 1797 | Rate Constraint in lbs/MMBtu | FALSE | L | Annual | Standard NOX | lb/MMBtu | 0.25 | 0.25 | 0.25 | 0.25 | 0.25 | 0.25 | 0.25 | 0.25
IL Fac. Spec. - NOX Rate Summer v3.1, Unit 572 and retrofits | 472 | 1797 | Rate Constraint in lbs/MMBtu | FALSE | L | Annual | Emissions at Affected Plants NOX | Thousand Tons | 0 | 0 | 0.00052081 | 0.00052081 | 0.00052081 | 0.00052081 | 0.00052081 | 0.0026474
IL Fac. Spec. - NOX Rate Summer v3.1, Unit 572 and retrofits | 472 | 1797 | Rate Constraint in lbs/MMBtu | FALSE | L | Annual | Allowances Purchased NOX | Thousand Tons | 0 | 0 | 0 | 0 | 0 | 0 | 0 | 0
IL Fac. Spec. - NOX Rate Summer v3.1, Unit 572 and retrofits | 472 | 1797 | Rate Constraint in lbs/MMBtu | FALSE | L | Annual | Allowances Sold NOX | Thousand Tons | 0 | 0 | 0 | 0 | 0 | 0 | 0 | 0
IL Fac. Spec. - NOX Rate Summer v3.1, Unit 572 and retrofits | 472 | 1797 | Rate Constraint in lbs/MMBtu | FALSE | L | Annual | Allowances Banked | Thousand Tons | 0 | 0 | 0 | 0 | 0 | 0 | 0 | 0
IL Fac. Spec. - NOX Rate Summer v3.1, Unit 572 and retrofits | 472 | 1797 | Rate Constraint in lbs/MMBtu | FALSE | L | Annual | Allowances Withdrawn (1:1) | Thousand Tons | 0 | 0 | 0 | 0 | 0 | 0 | 0 | 0
IL Fac. Spec. - NOX Rate Summer v3.1, Unit 572 and retrofits | 472 | 1797 | Rate Constraint in lbs/MMBtu | FALSE | L | Annual | Allowances Withdrawn (n:1) | Thousand Tons | 0 | 0 | 0 | 0 | 0 | 0 | 0 | 0
IL Fac. Spec. - NOX Rate Summer v3.1, Unit 572 and retrofits | 472 | 1797 | Rate Constraint in lbs/MMBtu | FALSE | L | Annual | Net Emissions Allowance Position | Thousand Tons | 0 | 0 | 0.00052081 | 0.00052081 | 0.00052081 | 0.00052081 | 0.00052081 | 0.0026474
IL Fac. Spec. - NOX Rate Summer v3.1, Unit 572 and retrofits | 472 | 1797 | Rate Constraint in lbs/MMBtu | FALSE | L | Annual | Fuel Consumed | TBtu | 0 | 0 | 0.031737 | 0.031737 | 0.031737 | 0.031737 | 0.031737 | 0.16133
IL Fac. Spec. - NOX Rate Summer v3.1, Unit 572 and retrofits | 472 | 1797 | Rate Constraint in lbs/MMBtu | FALSE | L | Annual | Rate | lb/MMBtu | 0 | 0 | 0.03282 | 0.03282 | 0.03282 | 0.03282 | 0.03282 | 0.03282
IL Fac. Spec. - NOX Rate Summer v3.1, Unit 572 and retrofits | 472 | 1797 | Rate Constraint in lbs/MMBtu | FALSE | L | Annual | Generation | TWh | 0 | 0 | 0.0025709 | 0.0025709 | 0.0025709 | 0.0025709 | 0.0025709 | 0.013069
IL Fac. Spec. - NOX Rate Summer v3.1, Unit 572 and retrofits | 472 | 1797 | Rate Constraint in lbs/MMBtu | FALSE | L | Annual | Qualifying Generation | TWh | 0 | 0 | 0.0025709 | 0.0025709 | 0.0025709 | 0.0025709 | 0.0025709 | 0.013069
IL Fac. Spec. - NOX Rate Summer v3.1, Unit 572 and retrofits | 472 | 1797 | Rate Constraint in lbs/MMBtu | FALSE | L | Annual | Rate | lb/MWh | 0 | 0 | 0.40516 | 0.40516 | 0.40516 | 0.40516 | 0.40516 | 0.40516
IL Fac. Spec. - NOX Rate Summer v3.1, Unit 572 and retrofits | 472 | 1797 | Rate Constraint in lbs/MMBtu | FALSE | L | Annual | Constraint Shadow Price | US2016$/Ton | 0 | 0 | 0 | 0 | 0 | 0 | 0 | 0
IL Fac. Spec. - NOX Rate Summer v3.1, Unit 573 and retrofits | 473 | 1797 | Rate Constraint in lbs/MMBtu | FALSE | L | Annual | Seasons Included | Seasons | Summer | Summer | Summer | Summer | Summer | Summer | Summer | Summer
IL Fac. Spec. - NOX Rate Summer v3.1, Unit 573 and retrofits | 473 | 1797 | Rate Constraint in lbs/MMBtu | FALSE | L | Annual | Standard NOX | lb/MMBtu | 0.25 | 0.25 | 0.25 | 0.25 | 0.25 | 0.25 | 0.25 | 0.25
IL Fac. Spec. - NOX Rate Summer v3.1, Unit 573 and retrofits | 473 | 1797 | Rate Constraint in lbs/MMBtu | FALSE | L | Annual | Emissions at Affected Plants NOX | Thousand Tons | 0 | 0.00056083 | 0.00056083 | 0.00056083 | 0.00056083 | 0.00056083 | 0.00056083 | 0.00056083
IL Fac. Spec. - NOX Rate Summer v3.1, Unit 573 and retrofits | 473 | 1797 | Rate Constraint in lbs/MMBtu | FALSE | L | Annual | Allowances Purchased NOX | Thousand Tons | 0 | 0 | 0 | 0 | 0 | 0 | 0 | 0
IL Fac. Spec. - NOX Rate Summer v3.1, Unit 573 and retrofits | 473 | 1797 | Rate Constraint in lbs/MMBtu | FALSE | L | Annual | Allowances Sold NOX | Thousand Tons | 0 | 0 | 0 | 0 | 0 | 0 | 0 | 0
IL Fac. Spec. - NOX Rate Summer v3.1, Unit 573 and retrofits | 473 | 1797 | Rate Constraint in lbs/MMBtu | FALSE | L | Annual | Allowances Banked | Thousand Tons | 0 | 0 | 0 | 0 | 0 | 0 | 0 | 0
IL Fac. Spec. - NOX Rate Summer v3.1, Unit 573 and retrofits | 473 | 1797 | Rate Constraint in lbs/MMBtu | FALSE | L | Annual | Allowances Withdrawn (1:1) | Thousand Tons | 0 | 0 | 0 | 0 | 0 | 0 | 0 | 0
IL Fac. Spec. - NOX Rate Summer v3.1, Unit 573 and retrofits | 473 | 1797 | Rate Constraint in lbs/MMBtu | FALSE | L | Annual | Allowances Withdrawn (n:1) | Thousand Tons | 0 | 0 | 0 | 0 | 0 | 0 | 0 | 0
IL Fac. Spec. - NOX Rate Summer v3.1, Unit 573 and retrofits | 473 | 1797 | Rate Constraint in lbs/MMBtu | FALSE | L | Annual | Net Emissions Allowance Position | Thousand Tons | 0 | 0.00056083 | 0.00056083 | 0.00056083 | 0.00056083 | 0.00056083 | 0.00056083 | 0.00056083
IL Fac. Spec. - NOX Rate Summer v3.1, Unit 573 and retrofits | 473 | 1797 | Rate Constraint in lbs/MMBtu | FALSE | L | Annual | Fuel Consumed | TBtu | 0 | 0.031534 | 0.031534 | 0.031534 | 0.031534 | 0.031534 | 0.031534 | 0.031534
IL Fac. Spec. - NOX Rate Summer v3.1, Unit 573 and retrofits | 473 | 1797 | Rate Constraint in lbs/MMBtu | FALSE | L | Annual | Rate | lb/MMBtu | 0 | 0.03557 | 0.03557 | 0.03557 | 0.03557 | 0.03557 | 0.03557 | 0.03557
IL Fac. Spec. - NOX Rate Summer v3.1, Unit 573 and retrofits | 473 | 1797 | Rate Constraint in lbs/MMBtu | FALSE | L | Annual | Generation | TWh | 0 | 0.0025544 | 0.0025544 | 0.0025544 | 0.0025544 | 0.0025544 | 0.0025544 | 0.0025544
IL Fac. Spec. - NOX Rate Summer v3.1, Unit 573 and retrofits | 473 | 1797 | Rate Constraint in lbs/MMBtu | FALSE | L | Annual | Qualifying Generation | TWh | 0 | 0.0025544 | 0.0025544 | 0.0025544 | 0.0025544 | 0.0025544 | 0.0025544 | 0.0025544
IL Fac. Spec. - NOX Rate Summer v3.1, Unit 573 and retrofits | 473 | 1797 | Rate Constraint in lbs/MMBtu | FALSE | L | Annual | Rate | lb/MWh | 0 | 0.43911 | 0.43911 | 0.43911 | 0.43911 | 0.43911 | 0.43911 | 0.43911
IL Fac. Spec. - NOX Rate Summer v3.1, Unit 573 and retrofits | 473 | 1797 | Rate Constraint in lbs/MMBtu | FALSE | L | Annual | Constraint Shadow Price | US2016$/Ton | 0 | 0 | 0 | 0 | 0 | 0 | 0 | 0
IL Fac. Spec. - NOX Rate Summer v3.1, Unit 574 and retrofits | 474 | 1797 | Rate Constraint in lbs/MMBtu | FALSE | L | Annual | Seasons Included | Seasons | Summer | Summer | Summer | Summer | Summer | Summer | Summer | Summer
IL Fac. Spec. - NOX Rate Summer v3.1, Unit 574 and retrofits | 474 | 1797 | Rate Constraint in lbs/MMBtu | FALSE | L | Annual | Standard NOX | lb/MMBtu | 0.25 | 0.25 | 0.25 | 0.25 | 0.25 | 0.25 | 0.25 | 0.25
IL Fac. Spec. - NOX Rate Summer v3.1, Unit 574 and retrofits | 474 | 1797 | Rate Constraint in lbs/MMBtu | FALSE | L | Annual | Emissions at Affected Plants NOX | Thousand Tons | 0 | 0 | 0.00059083 | 0.00059083 | 0.00059083 | 0.00059083 | 0.00059083 | 0.00059083
IL Fac. Spec. - NOX Rate Summer v3.1, Unit 574 and retrofits | 474 | 1797 | Rate Constraint in lbs/MMBtu | FALSE | L | Annual | Allowances Purchased NOX | Thousand Tons | 0 | 0 | 0 | 0 | 0 | 0 | 0 | 0
IL Fac. Spec. - NOX Rate Summer v3.1, Unit 574 and retrofits | 474 | 1797 | Rate Constraint in lbs/MMBtu | FALSE | L | Annual | Allowances Sold NOX | Thousand Tons | 0 | 0 | 0 | 0 | 0 | 0 | 0 | 0
IL Fac. Spec. - NOX Rate Summer v3.1, Unit 574 and retrofits | 474 | 1797 | Rate Constraint in lbs/MMBtu | FALSE | L | Annual | Allowances Banked | Thousand Tons | 0 | 0 | 0 | 0 | 0 | 0 | 0 | 0
IL Fac. Spec. - NOX Rate Summer v3.1, Unit 574 and retrofits | 474 | 1797 | Rate Constraint in lbs/MMBtu | FALSE | L | Annual | Allowances Withdrawn (1:1) | Thousand Tons | 0 | 0 | 0 | 0 | 0 | 0 | 0 | 0
IL Fac. Spec. - NOX Rate Summer v3.1, Unit 574 and retrofits | 474 | 1797 | Rate Constraint in lbs/MMBtu | FALSE | L | Annual | Allowances Withdrawn (n:1) | Thousand Tons | 0 | 0 | 0 | 0 | 0 | 0 | 0 | 0
IL Fac. Spec. - NOX Rate Summer v3.1, Unit 574 and retrofits | 474 | 1797 | Rate Constraint in lbs/MMBtu | FALSE | L | Annual | Net Emissions Allowance Position | Thousand Tons | 0 | 0 | 0.00059083 | 0.00059083 | 0.00059083 | 0.00059083 | 0.00059083 | 0.00059083
IL Fac. Spec. - NOX Rate Summer v3.1, Unit 574 and retrofits | 474 | 1797 | Rate Constraint in lbs/MMBtu | FALSE | L | Annual | Fuel Consumed | TBtu | 0 | 0 | 0.031452 | 0.031452 | 0.031452 | 0.031452 | 0.031452 | 0.031452
IL Fac. Spec. - NOX Rate Summer v3.1, Unit 574 and retrofits | 474 | 1797 | Rate Constraint in lbs/MMBtu | FALSE | L | Annual | Rate | lb/MMBtu | 0 | 0 | 0.03757 | 0.03757 | 0.03757 | 0.03757 | 0.03757 | 0.03757
IL Fac. Spec. - NOX Rate Summer v3.1, Unit 574 and retrofits | 474 | 1797 | Rate Constraint in lbs/MMBtu | FALSE | L | Annual | Generation | TWh | 0 | 0 | 0.0025478 | 0.0025478 | 0.0025478 | 0.0025478 | 0.0025478 | 0.0025478
IL Fac. Spec. - NOX Rate Summer v3.1, Unit 574 and retrofits | 474 | 1797 | Rate Constraint in lbs/MMBtu | FALSE | L | Annual | Qualifying Generation | TWh | 0 | 0 | 0.0025478 | 0.0025478 | 0.0025478 | 0.0025478 | 0.0025478 | 0.0025478
IL Fac. Spec. - NOX Rate Summer v3.1, Unit 574 and retrofits | 474 | 1797 | Rate Constraint in lbs/MMBtu | FALSE | L | Annual | Rate | lb/MWh | 0 | 0 | 0.4638 | 0.4638 | 0.4638 | 0.4638 | 0.4638 | 0.4638
IL Fac. Spec. - NOX Rate Summer v3.1, Unit 574 and retrofits | 474 | 1797 | Rate Constraint in lbs/MMBtu | FALSE | L | Annual | Constraint Shadow Price | US2016$/Ton | 0 | 0 | 0 | 0 | 0 | 0 | 0 | 0
IL Fac. Spec. - NOX Rate Summer v3.1, Unit 575 and retrofits | 475 | 1797 | Rate Constraint in lbs/MMBtu | FALSE | L | Annual | Seasons Included | Seasons | Summer | Summer | Summer | Summer | Summer | Summer | Summer | Summer
IL Fac. Spec. - NOX Rate Summer v3.1, Unit 575 and retrofits | 475 | 1797 | Rate Constraint in lbs/MMBtu | FALSE | L | Annual | Standard NOX | lb/MMBtu | 0.25 | 0.25 | 0.25 | 0.25 | 0.25 | 0.25 | 0.25 | 0.25
IL Fac. Spec. - NOX Rate Summer v3.1, Unit 575 and retrofits | 475 | 1797 | Rate Constraint in lbs/MMBtu | FALSE | L | Annual | Emissions at Affected Plants NOX | Thousand Tons | 6.1112e-05 | 0.00029499 | 0.00055094 | 0.00055094 | 0.00055094 | 0.00055094 | 0.00055094 | 0.00055094
IL Fac. Spec. - NOX Rate Summer v3.1, Unit 575 and retrofits | 475 | 1797 | Rate Constraint in lbs/MMBtu | FALSE | L | Annual | Allowances Purchased NOX | Thousand Tons | 0 | 0 | 0 | 0 | 0 | 0 | 0 | 0
IL Fac. Spec. - NOX Rate Summer v3.1, Unit 575 and retrofits | 475 | 1797 | Rate Constraint in lbs/MMBtu | FALSE | L | Annual | Allowances Sold NOX | Thousand Tons | 0 | 0 | 0 | 0 | 0 | 0 | 0 | 0
IL Fac. Spec. - NOX Rate Summer v3.1, Unit 575 and retrofits | 475 | 1797 | Rate Constraint in lbs/MMBtu | FALSE | L | Annual | Allowances Banked | Thousand Tons | 0 | 0 | 0 | 0 | 0 | 0 | 0 | 0
IL Fac. Spec. - NOX Rate Summer v3.1, Unit 575 and retrofits | 475 | 1797 | Rate Constraint in lbs/MMBtu | FALSE | L | Annual | Allowances Withdrawn (1:1) | Thousand Tons | 0 | 0 | 0 | 0 | 0 | 0 | 0 | 0
IL Fac. Spec. - NOX Rate Summer v3.1, Unit 575 and retrofits | 475 | 1797 | Rate Constraint in lbs/MMBtu | FALSE | L | Annual | Allowances Withdrawn (n:1) | Thousand Tons | 0 | 0 | 0 | 0 | 0 | 0 | 0 | 0
IL Fac. Spec. - NOX Rate Summer v3.1, Unit 575 and retrofits | 475 | 1797 | Rate Constraint in lbs/MMBtu | FALSE | L | Annual | Net Emissions Allowance Position | Thousand Tons | 6.1112e-05 | 0.00029499 | 0.00055094 | 0.00055094 | 0.00055094 | 0.00055094 | 0.00055094 | 0.00055094
IL Fac. Spec. - NOX Rate Summer v3.1, Unit 575 and retrofits | 475 | 1797 | Rate Constraint in lbs/MMBtu | FALSE | L | Annual | Fuel Consumed | TBtu | 0.0035294 | 0.017036 | 0.031819 | 0.031819 | 0.031819 | 0.031819 | 0.031819 | 0.031819
IL Fac. Spec. - NOX Rate Summer v3.1, Unit 575 and retrofits | 475 | 1797 | Rate Constraint in lbs/MMBtu | FALSE | L | Annual | Rate | lb/MMBtu | 0.03463 | 0.03463 | 0.03463 | 0.03463 | 0.03463 | 0.03463 | 0.03463 | 0.03463
IL Fac. Spec. - NOX Rate Summer v3.1, Unit 575 and retrofits | 475 | 1797 | Rate Constraint in lbs/MMBtu | FALSE | L | Annual | Generation | TWh | 0.0002859 | 0.00138 | 0.0025775 | 0.0025775 | 0.0025775 | 0.0025775 | 0.0025775 | 0.0025775
IL Fac. Spec. - NOX Rate Summer v3.1, Unit 575 and retrofits | 475 | 1797 | Rate Constraint in lbs/MMBtu | FALSE | L | Annual | Qualifying Generation | TWh | 0.0002859 | 0.00138 | 0.0025775 | 0.0025775 | 0.0025775 | 0.0025775 | 0.0025775 | 0.0025775
IL Fac. Spec. - NOX Rate Summer v3.1, Unit 575 and retrofits | 475 | 1797 | Rate Constraint in lbs/MMBtu | FALSE | L | Annual | Rate | lb/MWh | 0.42751 | 0.42751 | 0.42751 | 0.42751 | 0.42751 | 0.42751 | 0.42751 | 0.42751
IL Fac. Spec. - NOX Rate Summer v3.1, Unit 575 and retrofits | 475 | 1797 | Rate Constraint in lbs/MMBtu | FALSE | L | Annual | Constraint Shadow Price | US2016$/Ton | 0 | 0 | 0 | 0 | 0 | 0 | 0 | 0
IL Fac. Spec. - NOX Rate Summer v3.1, Unit 576 and retrofits | 476 | 1797 | Rate Constraint in lbs/MMBtu | FALSE | L | Annual | Seasons Included | Seasons | Summer | Summer | Summer | Summer | Summer | Summer | Summer | Summer
IL Fac. Spec. - NOX Rate Summer v3.1, Unit 576 and retrofits | 476 | 1797 | Rate Constraint in lbs/MMBtu | FALSE | L | Annual | Standard NOX | lb/MMBtu | 0.25 | 0.25 | 0.25 | 0.25 | 0.25 | 0.25 | 0.25 | 0.25
IL Fac. Spec. - NOX Rate Summer v3.1, Unit 576 and retrofits | 476 | 1797 | Rate Constraint in lbs/MMBtu | FALSE | L | Annual | Emissions at Affected Plants NOX | Thousand Tons | 0 | 0 | 0.00050339 | 0.00050339 | 0.00050339 | 0.00050339 | 0.00050339 | 0.00085082
IL Fac. Spec. - NOX Rate Summer v3.1, Unit 576 and retrofits | 476 | 1797 | Rate Constraint in lbs/MMBtu | FALSE | L | Annual | Allowances Purchased NOX | Thousand Tons | 0 | 0 | 0 | 0 | 0 | 0 | 0 | 0
IL Fac. Spec. - NOX Rate Summer v3.1, Unit 576 and retrofits | 476 | 1797 | Rate Constraint in lbs/MMBtu | FALSE | L | Annual | Allowances Sold NOX | Thousand Tons | 0 | 0 | 0 | 0 | 0 | 0 | 0 | 0
IL Fac. Spec. - NOX Rate Summer v3.1, Unit 576 and retrofits | 476 | 1797 | Rate Constraint in lbs/MMBtu | FALSE | L | Annual | Allowances Banked | Thousand Tons | 0 | 0 | 0 | 0 | 0 | 0 | 0 | 0
IL Fac. Spec. - NOX Rate Summer v3.1, Unit 576 and retrofits | 476 | 1797 | Rate Constraint in lbs/MMBtu | FALSE | L | Annual | Allowances Withdrawn (1:1) | Thousand Tons | 0 | 0 | 0 | 0 | 0 | 0 | 0 | 0
IL Fac. Spec. - NOX Rate Summer v3.1, Unit 576 and retrofits | 476 | 1797 | Rate Constraint in lbs/MMBtu | FALSE | L | Annual | Allowances Withdrawn (n:1) | Thousand Tons | 0 | 0 | 0 | 0 | 0 | 0 | 0 | 0
IL Fac. Spec. - NOX Rate Summer v3.1, Unit 576 and retrofits | 476 | 1797 | Rate Constraint in lbs/MMBtu | FALSE | L | Annual | Net Emissions Allowance Position | Thousand Tons | 0 | 0 | 0.00050339 | 0.00050339 | 0.00050339 | 0.00050339 | 0.00050339 | 0.00085082
IL Fac. Spec. - NOX Rate Summer v3.1, Unit 576 and retrofits | 476 | 1797 | Rate Constraint in lbs/MMBtu | FALSE | L | Annual | Fuel Consumed | TBtu | 0 | 0 | 0.031981 | 0.031981 | 0.031981 | 0.031981 | 0.031981 | 0.054055
IL Fac. Spec. - NOX Rate Summer v3.1, Unit 576 and retrofits | 476 | 1797 | Rate Constraint in lbs/MMBtu | FALSE | L | Annual | Rate | lb/MMBtu | 0 | 0 | 0.03148 | 0.03148 | 0.03148 | 0.03148 | 0.03148 | 0.03148
IL Fac. Spec. - NOX Rate Summer v3.1, Unit 576 and retrofits | 476 | 1797 | Rate Constraint in lbs/MMBtu | FALSE | L | Annual | Generation | TWh | 0 | 0 | 0.0025906 | 0.0025906 | 0.0025906 | 0.0025906 | 0.0025906 | 0.0043787
IL Fac. Spec. - NOX Rate Summer v3.1, Unit 576 and retrofits | 476 | 1797 | Rate Constraint in lbs/MMBtu | FALSE | L | Annual | Qualifying Generation | TWh | 0 | 0 | 0.0025906 | 0.0025906 | 0.0025906 | 0.0025906 | 0.0025906 | 0.0043787
IL Fac. Spec. - NOX Rate Summer v3.1, Unit 576 and retrofits | 476 | 1797 | Rate Constraint in lbs/MMBtu | FALSE | L | Annual | Rate | lb/MWh | 0 | 0 | 0.38862 | 0.38862 | 0.38862 | 0.38862 | 0.38862 | 0.38862
IL Fac. Spec. - NOX Rate Summer v3.1, Unit 576 and retrofits | 476 | 1797 | Rate Constraint in lbs/MMBtu | FALSE | L | Annual | Constraint Shadow Price | US2016$/Ton | 0 | 0 | 0 | 0 | 0 | 0 | 0 | 0
IL Fac. Spec. - NOX Rate Summer v3.1, Unit 577 and retrofits | 477 | 1797 | Rate Constraint in lbs/MMBtu | FALSE | L | Annual | Seasons Included | Seasons | Summer | Summer | Summer | Summer | Summer | Summer | Summer | Summer
IL Fac. Spec. - NOX Rate Summer v3.1, Unit 577 and retrofits | 477 | 1797 | Rate Constraint in lbs/MMBtu | FALSE | L | Annual | Standard NOX | lb/MMBtu | 0.25 | 0.25 | 0.25 | 0.25 | 0.25 | 0.25 | 0.25 | 0.25
IL Fac. Spec. - NOX Rate Summer v3.1, Unit 577 and retrofits | 477 | 1797 | Rate Constraint in lbs/MMBtu | FALSE | L | Annual | Emissions at Affected Plants NOX | Thousand Tons | 0.0010651 | 0.0010651 | 0.0054143 | 0.010592 | 0.010592 | 0.010592 | 0.010592 | 0.010592
IL Fac. Spec. - NOX Rate Summer v3.1, Unit 577 and retrofits | 477 | 1797 | Rate Constraint in lbs/MMBtu | FALSE | L | Annual | Allowances Purchased NOX | Thousand Tons | 0 | 0 | 0 | 0 | 0 | 0 | 0 | 0
IL Fac. Spec. - NOX Rate Summer v3.1, Unit 577 and retrofits | 477 | 1797 | Rate Constraint in lbs/MMBtu | FALSE | L | Annual | Allowances Sold NOX | Thousand Tons | 0 | 0 | 0 | 0 | 0 | 0 | 0 | 0
IL Fac. Spec. - NOX Rate Summer v3.1, Unit 577 and retrofits | 477 | 1797 | Rate Constraint in lbs/MMBtu | FALSE | L | Annual | Allowances Banked | Thousand Tons | 0 | 0 | 0 | 0 | 0 | 0 | 0 | 0
IL Fac. Spec. - NOX Rate Summer v3.1, Unit 577 and retrofits | 477 | 1797 | Rate Constraint in lbs/MMBtu | FALSE | L | Annual | Allowances Withdrawn (1:1) | Thousand Tons | 0 | 0 | 0 | 0 | 0 | 0 | 0 | 0
IL Fac. Spec. - NOX Rate Summer v3.1, Unit 577 and retrofits | 477 | 1797 | Rate Constraint in lbs/MMBtu | FALSE | L | Annual | Allowances Withdrawn (n:1) | Thousand Tons | 0 | 0 | 0 | 0 | 0 | 0 | 0 | 0
IL Fac. Spec. - NOX Rate Summer v3.1, Unit 577 and retrofits | 477 | 1797 | Rate Constraint in lbs/MMBtu | FALSE | L | Annual | Net Emissions Allowance Position | Thousand Tons | 0.0010651 | 0.0010651 | 0.0054143 | 0.010592 | 0.010592 | 0.010592 | 0.010592 | 0.010592
IL Fac. Spec. - NOX Rate Summer v3.1, Unit 577 and retrofits | 477 | 1797 | Rate Constraint in lbs/MMBtu | FALSE | L | Annual | Fuel Consumed | TBtu | 0.05513 | 0.05513 | 0.28025 | 0.54824 | 0.54824 | 0.54824 | 0.54824 | 0.54824
IL Fac. Spec. - NOX Rate Summer v3.1, Unit 577 and retrofits | 477 | 1797 | Rate Constraint in lbs/MMBtu | FALSE | L | Annual | Rate | lb/MMBtu | 0.03864 | 0.03864 | 0.03864 | 0.03864 | 0.03864 | 0.03864 | 0.03864 | 0.03864
IL Fac. Spec. - NOX Rate Summer v3.1, Unit 577 and retrofits | 477 | 1797 | Rate Constraint in lbs/MMBtu | FALSE | L | Annual | Generation | TWh | 0.004944 | 0.004944 | 0.025132 | 0.049165 | 0.049165 | 0.049165 | 0.049165 | 0.049165
IL Fac. Spec. - NOX Rate Summer v3.1, Unit 577 and retrofits | 477 | 1797 | Rate Constraint in lbs/MMBtu | FALSE | L | Annual | Qualifying Generation | TWh | 0.004944 | 0.004944 | 0.025132 | 0.049165 | 0.049165 | 0.049165 | 0.049165 | 0.049165
IL Fac. Spec. - NOX Rate Summer v3.1, Unit 577 and retrofits | 477 | 1797 | Rate Constraint in lbs/MMBtu | FALSE | L | Annual | Rate | lb/MWh | 0.43087 | 0.43087 | 0.43087 | 0.43087 | 0.43087 | 0.43087 | 0.43087 | 0.43087
IL Fac. Spec. - NOX Rate Summer v3.1, Unit 577 and retrofits | 477 | 1797 | Rate Constraint in lbs/MMBtu | FALSE | L | Annual | Constraint Shadow Price | US2016$/Ton | 0 | 0 | 0 | 0 | 0 | 0 | 0 | 0
IL Fac. Spec. - NOX Rate Summer v3.1, Unit 578 and retrofits | 478 | 1797 | Rate Constraint in lbs/MMBtu | FALSE | L | Annual | Seasons Included | Seasons | Summer | Summer | Summer | Summer | Summer | Summer | Summer | Summer
IL Fac. Spec. - NOX Rate Summer v3.1, Unit 578 and retrofits | 478 | 1797 | Rate Constraint in lbs/MMBtu | FALSE | L | Annual | Standard NOX | lb/MMBtu | 0.25 | 0.25 | 0.25 | 0.25 | 0.25 | 0.25 | 0.25 | 0.25
IL Fac. Spec. - NOX Rate Summer v3.1, Unit 578 and retrofits | 478 | 1797 | Rate Constraint in lbs/MMBtu | FALSE | L | Annual | Emissions at Affected Plants NOX | Thousand Tons | 0.00097195 | 0.00097195 | 0.0072896 | 0.0096655 | 0.0096655 | 0.0096655 | 0.0096655 | 0.0096655
IL Fac. Spec. - NOX Rate Summer v3.1, Unit 578 and retrofits | 478 | 1797 | Rate Constraint in lbs/MMBtu | FALSE | L | Annual | Allowances Purchased NOX | Thousand Tons | 0 | 0 | 0 | 0 | 0 | 0 | 0 | 0
IL Fac. Spec. - NOX Rate Summer v3.1, Unit 578 and retrofits | 478 | 1797 | Rate Constraint in lbs/MMBtu | FALSE | L | Annual | Allowances Sold NOX | Thousand Tons | 0 | 0 | 0 | 0 | 0 | 0 | 0 | 0
IL Fac. Spec. - NOX Rate Summer v3.1, Unit 578 and retrofits | 478 | 1797 | Rate Constraint in lbs/MMBtu | FALSE | L | Annual | Allowances Banked | Thousand Tons | 0 | 0 | 0 | 0 | 0 | 0 | 0 | 0
IL Fac. Spec. - NOX Rate Summer v3.1, Unit 578 and retrofits | 478 | 1797 | Rate Constraint in lbs/MMBtu | FALSE | L | Annual | Allowances Withdrawn (1:1) | Thousand Tons | 0 | 0 | 0 | 0 | 0 | 0 | 0 | 0
IL Fac. Spec. - NOX Rate Summer v3.1, Unit 578 and retrofits | 478 | 1797 | Rate Constraint in lbs/MMBtu | FALSE | L | Annual | Allowances Withdrawn (n:1) | Thousand Tons | 0 | 0 | 0 | 0 | 0 | 0 | 0 | 0
IL Fac. Spec. - NOX Rate Summer v3.1, Unit 578 and retrofits | 478 | 1797 | Rate Constraint in lbs/MMBtu | FALSE | L | Annual | Net Emissions Allowance Position | Thousand Tons | 0.00097195 | 0.00097195 | 0.0072896 | 0.0096655 | 0.0096655 | 0.0096655 | 0.0096655 | 0.0096655
IL Fac. Spec. - NOX Rate Summer v3.1, Unit 578 and retrofits | 478 | 1797 | Rate Constraint in lbs/MMBtu | FALSE | L | Annual | Fuel Consumed | TBtu | 0.05513 | 0.05513 | 0.41348 | 0.54824 | 0.54824 | 0.54824 | 0.54824 | 0.54824
IL Fac. Spec. - NOX Rate Summer v3.1, Unit 578 and retrofits | 478 | 1797 | Rate Constraint in lbs/MMBtu | FALSE | L | Annual | Rate | lb/MMBtu | 0.03526 | 0.03526 | 0.03526 | 0.03526 | 0.03526 | 0.03526 | 0.03526 | 0.03526
IL Fac. Spec. - NOX Rate Summer v3.1, Unit 578 and retrofits | 478 | 1797 | Rate Constraint in lbs/MMBtu | FALSE | L | Annual | Generation | TWh | 0.004944 | 0.004944 | 0.03708 | 0.049165 | 0.049165 | 0.049165 | 0.049165 | 0.049165
IL Fac. Spec. - NOX Rate Summer v3.1, Unit 578 and retrofits | 478 | 1797 | Rate Constraint in lbs/MMBtu | FALSE | L | Annual | Qualifying Generation | TWh | 0.004944 | 0.004944 | 0.03708 | 0.049165 | 0.049165 | 0.049165 | 0.049165 | 0.049165
IL Fac. Spec. - NOX Rate Summer v3.1, Unit 578 and retrofits | 478 | 1797 | Rate Constraint in lbs/MMBtu | FALSE | L | Annual | Rate | lb/MWh | 0.39318 | 0.39318 | 0.39318 | 0.39318 | 0.39318 | 0.39318 | 0.39318 | 0.39318
IL Fac. Spec. - NOX Rate Summer v3.1, Unit 578 and retrofits | 478 | 1797 | Rate Constraint in lbs/MMBtu | FALSE | L | Annual | Constraint Shadow Price | US2016$/Ton | 0 | 0 | 0 | 0 | 0 | 0 | 0 | 0
IL Fac. Spec. - NOX Rate Summer v3.1, Unit 579 and retrofits | 479 | 1797 | Rate Constraint in lbs/MMBtu | FALSE | L | Annual | Seasons Included | Seasons | Summer | Summer | Summer | Summer | Summer | Summer | Summer | Summer
IL Fac. Spec. - NOX Rate Summer v3.1, Unit 579 and retrofits | 479 | 1797 | Rate Constraint in lbs/MMBtu | FALSE | L | Annual | Standard NOX | lb/MMBtu | 0.25 | 0.25 | 0.25 | 0.25 | 0.25 | 0.25 | 0.25 | 0.25
IL Fac. Spec. - NOX Rate Summer v3.1, Unit 579 and retrofits | 479 | 1797 | Rate Constraint in lbs/MMBtu | FALSE | L | Annual | Emissions at Affected Plants NOX | Thousand Tons | 0.00095623 | 0.00095623 | 0.0048609 | 0.0095092 | 0.0095092 | 0.0095092 | 0.0095092 | 0.0095092
IL Fac. Spec. - NOX Rate Summer v3.1, Unit 579 and retrofits | 479 | 1797 | Rate Constraint in lbs/MMBtu | FALSE | L | Annual | Allowances Purchased NOX | Thousand Tons | 0 | 0 | 0 | 0 | 0 | 0 | 0 | 0
IL Fac. Spec. - NOX Rate Summer v3.1, Unit 579 and retrofits | 479 | 1797 | Rate Constraint in lbs/MMBtu | FALSE | L | Annual | Allowances Sold NOX | Thousand Tons | 0 | 0 | 0 | 0 | 0 | 0 | 0 | 0
IL Fac. Spec. - NOX Rate Summer v3.1, Unit 579 and retrofits | 479 | 1797 | Rate Constraint in lbs/MMBtu | FALSE | L | Annual | Allowances Banked | Thousand Tons | 0 | 0 | 0 | 0 | 0 | 0 | 0 | 0
IL Fac. Spec. - NOX Rate Summer v3.1, Unit 579 and retrofits | 479 | 1797 | Rate Constraint in lbs/MMBtu | FALSE | L | Annual | Allowances Withdrawn (1:1) | Thousand Tons | 0 | 0 | 0 | 0 | 0 | 0 | 0 | 0
IL Fac. Spec. - NOX Rate Summer v3.1, Unit 579 and retrofits | 479 | 1797 | Rate Constraint in lbs/MMBtu | FALSE | L | Annual | Allowances Withdrawn (n:1) | Thousand Tons | 0 | 0 | 0 | 0 | 0 | 0 | 0 | 0
IL Fac. Spec. - NOX Rate Summer v3.1, Unit 579 and retrofits | 479 | 1797 | Rate Constraint in lbs/MMBtu | FALSE | L | Annual | Net Emissions Allowance Position | Thousand Tons | 0.00095623 | 0.00095623 | 0.0048609 | 0.0095092 | 0.0095092 | 0.0095092 | 0.0095092 | 0.0095092
IL Fac. Spec. - NOX Rate Summer v3.1, Unit 579 and retrofits | 479 | 1797 | Rate Constraint in lbs/MMBtu | FALSE | L | Annual | Fuel Consumed | TBtu | 0.05513 | 0.05513 | 0.28025 | 0.54824 | 0.54824 | 0.54824 | 0.54824 | 0.54824
IL Fac. Spec. - NOX Rate Summer v3.1, Unit 579 and retrofits | 479 | 1797 | Rate Constraint in lbs/MMBtu | FALSE | L | Annual | Rate | lb/MMBtu | 0.03469 | 0.03469 | 0.03469 | 0.03469 | 0.03469 | 0.03469 | 0.03469 | 0.03469
IL Fac. Spec. - NOX Rate Summer v3.1, Unit 579 and retrofits | 479 | 1797 | Rate Constraint in lbs/MMBtu | FALSE | L | Annual | Generation | TWh | 0.004944 | 0.004944 | 0.025132 | 0.049165 | 0.049165 | 0.049165 | 0.049165 | 0.049165
IL Fac. Spec. - NOX Rate Summer v3.1, Unit 579 and retrofits | 479 | 1797 | Rate Constraint in lbs/MMBtu | FALSE | L | Annual | Qualifying Generation | TWh | 0.004944 | 0.004944 | 0.025132 | 0.049165 | 0.049165 | 0.049165 | 0.049165 | 0.049165
IL Fac. Spec. - NOX Rate Summer v3.1, Unit 579 and retrofits | 479 | 1797 | Rate Constraint in lbs/MMBtu | FALSE | L | Annual | Rate | lb/MWh | 0.38683 | 0.38683 | 0.38683 | 0.38683 | 0.38683 | 0.38683 | 0.38683 | 0.38683
IL Fac. Spec. - NOX Rate Summer v3.1, Unit 579 and retrofits | 479 | 1797 | Rate Constraint in lbs/MMBtu | FALSE | L | Annual | Constraint Shadow Price | US2016$/Ton | 0 | 0 | 0 | 0 | 0 | 0 | 0 | 0
IL Fac. Spec. - NOX Rate Summer v3.1, Unit 580 and retrofits | 480 | 1797 | Rate Constraint in lbs/MMBtu | FALSE | L | Annual | Seasons Included | Seasons | Summer | Summer | Summer | Summer | Summer | Summer | Summer | Summer
IL Fac. Spec. - NOX Rate Summer v3.1, Unit 580 and retrofits | 480 | 1797 | Rate Constraint in lbs/MMBtu | FALSE | L | Annual | Standard NOX | lb/MMBtu | 0.25 | 0.25 | 0.25 | 0.25 | 0.25 | 0.25 | 0.25 | 0.25
IL Fac. Spec. - NOX Rate Summer v3.1, Unit 580 and retrofits | 480 | 1797 | Rate Constraint in lbs/MMBtu | FALSE | L | Annual | Emissions at Affected Plants NOX | Thousand Tons | 0.00090331 | 0.00090331 | 0.0056883 | 0.0089829 | 0.0089829 | 0.0089829 | 0.0089829 | 0.0089829
IL Fac. Spec. - NOX Rate Summer v3.1, Unit 580 and retrofits | 480 | 1797 | Rate Constraint in lbs/MMBtu | FALSE | L | Annual | Allowances Purchased NOX | Thousand Tons | 0 | 0 | 0 | 0 | 0 | 0 | 0 | 0
IL Fac. Spec. - NOX Rate Summer v3.1, Unit 580 and retrofits | 480 | 1797 | Rate Constraint in lbs/MMBtu | FALSE | L | Annual | Allowances Sold NOX | Thousand Tons | 0 | 0 | 0 | 0 | 0 | 0 | 0 | 0
IL Fac. Spec. - NOX Rate Summer v3.1, Unit 580 and retrofits | 480 | 1797 | Rate Constraint in lbs/MMBtu | FALSE | L | Annual | Allowances Banked | Thousand Tons | 0 | 0 | 0 | 0 | 0 | 0 | 0 | 0
IL Fac. Spec. - NOX Rate Summer v3.1, Unit 580 and retrofits | 480 | 1797 | Rate Constraint in lbs/MMBtu | FALSE | L | Annual | Allowances Withdrawn (1:1) | Thousand Tons | 0 | 0 | 0 | 0 | 0 | 0 | 0 | 0
IL Fac. Spec. - NOX Rate Summer v3.1, Unit 580 and retrofits | 480 | 1797 | Rate Constraint in lbs/MMBtu | FALSE | L | Annual | Allowances Withdrawn (n:1) | Thousand Tons | 0 | 0 | 0 | 0 | 0 | 0 | 0 | 0
IL Fac. Spec. - NOX Rate Summer v3.1, Unit 580 and retrofits | 480 | 1797 | Rate Constraint in lbs/MMBtu | FALSE | L | Annual | Net Emissions Allowance Position | Thousand Tons | 0.00090331 | 0.00090331 | 0.0056883 | 0.0089829 | 0.0089829 | 0.0089829 | 0.0089829 | 0.0089829
IL Fac. Spec. - NOX Rate Summer v3.1, Unit 580 and retrofits | 480 | 1797 | Rate Constraint in lbs/MMBtu | FALSE | L | Annual | Fuel Consumed | TBtu | 0.05513 | 0.05513 | 0.34717 | 0.54824 | 0.54824 | 0.54824 | 0.54824 | 0.54824
IL Fac. Spec. - NOX Rate Summer v3.1, Unit 580 and retrofits | 480 | 1797 | Rate Constraint in lbs/MMBtu | FALSE | L | Annual | Rate | lb/MMBtu | 0.03277 | 0.03277 | 0.03277 | 0.03277 | 0.03277 | 0.03277 | 0.03277 | 0.03277
IL Fac. Spec. - NOX Rate Summer v3.1, Unit 580 and retrofits | 480 | 1797 | Rate Constraint in lbs/MMBtu | FALSE | L | Annual | Generation | TWh | 0.004944 | 0.004944 | 0.031133 | 0.049165 | 0.049165 | 0.049165 | 0.049165 | 0.049165
IL Fac. Spec. - NOX Rate Summer v3.1, Unit 580 and retrofits | 480 | 1797 | Rate Constraint in lbs/MMBtu | FALSE | L | Annual | Qualifying Generation | TWh | 0.004944 | 0.004944 | 0.031133 | 0.049165 | 0.049165 | 0.049165 | 0.049165 | 0.049165
IL Fac. Spec. - NOX Rate Summer v3.1, Unit 580 and retrofits | 480 | 1797 | Rate Constraint in lbs/MMBtu | FALSE | L | Annual | Rate | lb/MWh | 0.36542 | 0.36542 | 0.36542 | 0.36542 | 0.36542 | 0.36542 | 0.36542 | 0.36542
IL Fac. Spec. - NOX Rate Summer v3.1, Unit 580 and retrofits | 480 | 1797 | Rate Constraint in lbs/MMBtu | FALSE | L | Annual | Constraint Shadow Price | US2016$/Ton | 0 | 0 | 0 | 0 | 0 | 0 | 0 | 0
IL Fac. Spec. - NOX Rate Summer v3.1, Unit 581 and retrofits | 481 | 1797 | Rate Constraint in lbs/MMBtu | FALSE | L | Annual | Seasons Included | Seasons | Summer | Summer | Summer | Summer | Summer | Summer | Summer | Summer
IL Fac. Spec. - NOX Rate Summer v3.1, Unit 581 and retrofits | 481 | 1797 | Rate Constraint in lbs/MMBtu | FALSE | L | Annual | Standard NOX | lb/MMBtu | 0.25 | 0.25 | 0.25 | 0.25 | 0.25 | 0.25 | 0.25 | 0.25
IL Fac. Spec. - NOX Rate Summer v3.1, Unit 581 and retrofits | 481 | 1797 | Rate Constraint in lbs/MMBtu | FALSE | L | Annual | Emissions at Affected Plants NOX | Thousand Tons | 0.00092757 | 0.00092757 | 0.0047151 | 0.0092241 | 0.0092241 | 0.0092241 | 0.0092241 | 0.0092241
IL Fac. Spec. - NOX Rate Summer v3.1, Unit 581 and retrofits | 481 | 1797 | Rate Constraint in lbs/MMBtu | FALSE | L | Annual | Allowances Purchased NOX | Thousand Tons | 0 | 0 | 0 | 0 | 0 | 0 | 0 | 0
IL Fac. Spec. - NOX Rate Summer v3.1, Unit 581 and retrofits | 481 | 1797 | Rate Constraint in lbs/MMBtu | FALSE | L | Annual | Allowances Sold NOX | Thousand Tons | 0 | 0 | 0 | 0 | 0 | 0 | 0 | 0
IL Fac. Spec. - NOX Rate Summer v3.1, Unit 581 and retrofits | 481 | 1797 | Rate Constraint in lbs/MMBtu | FALSE | L | Annual | Allowances Banked | Thousand Tons | 0 | 0 | 0 | 0 | 0 | 0 | 0 | 0
IL Fac. Spec. - NOX Rate Summer v3.1, Unit 581 and retrofits | 481 | 1797 | Rate Constraint in lbs/MMBtu | FALSE | L | Annual | Allowances Withdrawn (1:1) | Thousand Tons | 0 | 0 | 0 | 0 | 0 | 0 | 0 | 0
IL Fac. Spec. - NOX Rate Summer v3.1, Unit 581 and retrofits | 481 | 1797 | Rate Constraint in lbs/MMBtu | FALSE | L | Annual | Allowances Withdrawn (n:1) | Thousand Tons | 0 | 0 | 0 | 0 | 0 | 0 | 0 | 0
IL Fac. Spec. - NOX Rate Summer v3.1, Unit 581 and retrofits | 481 | 1797 | Rate Constraint in lbs/MMBtu | FALSE | L | Annual | Net Emissions Allowance Position | Thousand Tons | 0.00092757 | 0.00092757 | 0.0047151 | 0.0092241 | 0.0092241 | 0.0092241 | 0.0092241 | 0.0092241
IL Fac. Spec. - NOX Rate Summer v3.1, Unit 581 and retrofits | 481 | 1797 | Rate Constraint in lbs/MMBtu | FALSE | L | Annual | Fuel Consumed | TBtu | 0.05513 | 0.05513 | 0.28025 | 0.54824 | 0.54824 | 0.54824 | 0.54824 | 0.54824
IL Fac. Spec. - NOX Rate Summer v3.1, Unit 581 and retrofits | 481 | 1797 | Rate Constraint in lbs/MMBtu | FALSE | L | Annual | Rate | lb/MMBtu | 0.03365 | 0.03365 | 0.03365 | 0.03365 | 0.03365 | 0.03365 | 0.03365 | 0.03365
IL Fac. Spec. - NOX Rate Summer v3.1, Unit 581 and retrofits | 481 | 1797 | Rate Constraint in lbs/MMBtu | FALSE | L | Annual | Generation | TWh | 0.004944 | 0.004944 | 0.025132 | 0.049165 | 0.049165 | 0.049165 | 0.049165 | 0.049165
IL Fac. Spec. - NOX Rate Summer v3.1, Unit 581 and retrofits | 481 | 1797 | Rate Constraint in lbs/MMBtu | FALSE | L | Annual | Qualifying Generation | TWh | 0.004944 | 0.004944 | 0.025132 | 0.049165 | 0.049165 | 0.049165 | 0.049165 | 0.049165
IL Fac. Spec. - NOX Rate Summer v3.1, Unit 581 and retrofits | 481 | 1797 | Rate Constraint in lbs/MMBtu | FALSE | L | Annual | Rate | lb/MWh | 0.37523 | 0.37523 | 0.37523 | 0.37523 | 0.37523 | 0.37523 | 0.37523 | 0.37523
IL Fac. Spec. - NOX Rate Summer v3.1, Unit 581 and retrofits | 481 | 1797 | Rate Constraint in lbs/MMBtu | FALSE | L | Annual | Constraint Shadow Price | US2016$/Ton | 0 | 0 | 0 | 0 | 0 | 0 | 0 | 0
IL Fac. Spec. - NOX Rate Summer v3.1, Unit 582 and retrofits | 482 | 1797 | Rate Constraint in lbs/MMBtu | FALSE | L | Annual | Seasons Included | Seasons | Summer | Summer | Summer | Summer | Summer | Summer | Summer | Summer
IL Fac. Spec. - NOX Rate Summer v3.1, Unit 582 and retrofits | 482 | 1797 | Rate Constraint in lbs/MMBtu | FALSE | L | Annual | Standard NOX | lb/MMBtu | 0.25 | 0.25 | 0.25 | 0.25 | 0.25 | 0.25 | 0.25 | 0.25
IL Fac. Spec. - NOX Rate Summer v3.1, Unit 582 and retrofits | 482 | 1797 | Rate Constraint in lbs/MMBtu | FALSE | L | Annual | Emissions at Affected Plants NOX | Thousand Tons | 0 | 0 | 0.00051643 | 0.00051643 | 0.00051643 | 0.00051643 | 0.00051643 | 0.00051643
IL Fac. Spec. - NOX Rate Summer v3.1, Unit 582 and retrofits | 482 | 1797 | Rate Constraint in lbs/MMBtu | FALSE | L | Annual | Allowances Purchased NOX | Thousand Tons | 0 | 0 | 0 | 0 | 0 | 0 | 0 | 0
IL Fac. Spec. - NOX Rate Summer v3.1, Unit 582 and retrofits | 482 | 1797 | Rate Constraint in lbs/MMBtu | FALSE | L | Annual | Allowances Sold NOX | Thousand Tons | 0 | 0 | 0 | 0 | 0 | 0 | 0 | 0
IL Fac. Spec. - NOX Rate Summer v3.1, Unit 582 and retrofits | 482 | 1797 | Rate Constraint in lbs/MMBtu | FALSE | L | Annual | Allowances Banked | Thousand Tons | 0 | 0 | 0 | 0 | 0 | 0 | 0 | 0
IL Fac. Spec. - NOX Rate Summer v3.1, Unit 582 and retrofits | 482 | 1797 | Rate Constraint in lbs/MMBtu | FALSE | L | Annual | Allowances Withdrawn (1:1) | Thousand Tons | 0 | 0 | 0 | 0 | 0 | 0 | 0 | 0
IL Fac. Spec. - NOX Rate Summer v3.1, Unit 582 and retrofits | 482 | 1797 | Rate Constraint in lbs/MMBtu | FALSE | L | Annual | Allowances Withdrawn (n:1) | Thousand Tons | 0 | 0 | 0 | 0 | 0 | 0 | 0 | 0
IL Fac. Spec. - NOX Rate Summer v3.1, Unit 582 and retrofits | 482 | 1797 | Rate Constraint in lbs/MMBtu | FALSE | L | Annual | Net Emissions Allowance Position | Thousand Tons | 0 | 0 | 0.00051643 | 0.00051643 | 0.00051643 | 0.00051643 | 0.00051643 | 0.00051643
IL Fac. Spec. - NOX Rate Summer v3.1, Unit 582 and retrofits | 482 | 1797 | Rate Constraint in lbs/MMBtu | FALSE | L | Annual | Fuel Consumed | TBtu | 0 | 0 | 0.031518 | 0.031518 | 0.031518 | 0.031518 | 0.031518 | 0.031518
IL Fac. Spec. - NOX Rate Summer v3.1, Unit 582 and retrofits | 482 | 1797 | Rate Constraint in lbs/MMBtu | FALSE | L | Annual | Rate | lb/MMBtu | 0 | 0 | 0.03277 | 0.03277 | 0.03277 | 0.03277 | 0.03277 | 0.03277
IL Fac. Spec. - NOX Rate Summer v3.1, Unit 582 and retrofits | 482 | 1797 | Rate Constraint in lbs/MMBtu | FALSE | L | Annual | Generation | TWh | 0 | 0 | 0.0025379 | 0.0025379 | 0.0025379 | 0.0025379 | 0.0025379 | 0.0025379
IL Fac. Spec. - NOX Rate Summer v3.1, Unit 582 and retrofits | 482 | 1797 | Rate Constraint in lbs/MMBtu | FALSE | L | Annual | Qualifying Generation | TWh | 0 | 0 | 0.0025379 | 0.0025379 | 0.0025379 | 0.0025379 | 0.0025379 | 0.0025379
IL Fac. Spec. - NOX Rate Summer v3.1, Unit 582 and retrofits | 482 | 1797 | Rate Constraint in lbs/MMBtu | FALSE | L | Annual | Rate | lb/MWh | 0 | 0 | 0.40697 | 0.40697 | 0.40697 | 0.40697 | 0.40697 | 0.40697
IL Fac. Spec. - NOX Rate Summer v3.1, Unit 582 and retrofits | 482 | 1797 | Rate Constraint in lbs/MMBtu | FALSE | L | Annual | Constraint Shadow Price | US2016$/Ton | 0 | 0 | 0 | 0 | 0 | 0 | 0 | 0
IL Fac. Spec. - NOX Rate Summer v3.1, Unit 583 and retrofits | 483 | 1797 | Rate Constraint in lbs/MMBtu | FALSE | L | Annual | Seasons Included | Seasons | Summer | Summer | Summer | Summer | Summer | Summer | Summer | Summer
IL Fac. Spec. - NOX Rate Summer v3.1, Unit 583 and retrofits | 483 | 1797 | Rate Constraint in lbs/MMBtu | FALSE | L | Annual | Standard NOX | lb/MMBtu | 0.25 | 0.25 | 0.25 | 0.25 | 0.25 | 0.25 | 0.25 | 0.25
IL Fac. Spec. - NOX Rate Summer v3.1, Unit 583 and retrofits | 483 | 1797 | Rate Constraint in lbs/MMBtu | FALSE | L | Annual | Emissions at Affected Plants NOX | Thousand Tons | 0 | 0 | 0.00052525 | 0.00052525 | 0.00052525 | 0.00052525 | 0.00052525 | 0.00052525
IL Fac. Spec. - NOX Rate Summer v3.1, Unit 583 and retrofits | 483 | 1797 | Rate Constraint in lbs/MMBtu | FALSE | L | Annual | Allowances Purchased NOX | Thousand Tons | 0 | 0 | 0 | 0 | 0 | 0 | 0 | 0
IL Fac. Spec. - NOX Rate Summer v3.1, Unit 583 and retrofits | 483 | 1797 | Rate Constraint in lbs/MMBtu | FALSE | L | Annual | Allowances Sold NOX | Thousand Tons | 0 | 0 | 0 | 0 | 0 | 0 | 0 | 0
IL Fac. Spec. - NOX Rate Summer v3.1, Unit 583 and retrofits | 483 | 1797 | Rate Constraint in lbs/MMBtu | FALSE | L | Annual | Allowances Banked | Thousand Tons | 0 | 0 | 0 | 0 | 0 | 0 | 0 | 0
IL Fac. Spec. - NOX Rate Summer v3.1, Unit 583 and retrofits | 483 | 1797 | Rate Constraint in lbs/MMBtu | FALSE | L | Annual | Allowances Withdrawn (1:1) | Thousand Tons | 0 | 0 | 0 | 0 | 0 | 0 | 0 | 0
IL Fac. Spec. - NOX Rate Summer v3.1, Unit 583 and retrofits | 483 | 1797 | Rate Constraint in lbs/MMBtu | FALSE | L | Annual | Allowances Withdrawn (n:1) | Thousand Tons | 0 | 0 | 0 | 0 | 0 | 0 | 0 | 0
IL Fac. Spec. - NOX Rate Summer v3.1, Unit 583 and retrofits | 483 | 1797 | Rate Constraint in lbs/MMBtu | FALSE | L | Annual | Net Emissions Allowance Position | Thousand Tons | 0 | 0 | 0.00052525 | 0.00052525 | 0.00052525 | 0.00052525 | 0.00052525 | 0.00052525
IL Fac. Spec. - NOX Rate Summer v3.1, Unit 583 and retrofits | 483 | 1797 | Rate Constraint in lbs/MMBtu | FALSE | L | Annual | Fuel Consumed | TBtu | 0 | 0 | 0.031518 | 0.031518 | 0.031518 | 0.031518 | 0.031518 | 0.031518
IL Fac. Spec. - NOX Rate Summer v3.1, Unit 583 and retrofits | 483 | 1797 | Rate Constraint in lbs/MMBtu | FALSE | L | Annual | Rate | lb/MMBtu | 0 | 0 | 0.03333 | 0.03333 | 0.03333 | 0.03333 | 0.03333 | 0.03333
IL Fac. Spec. - NOX Rate Summer v3.1, Unit 583 and retrofits | 483 | 1797 | Rate Constraint in lbs/MMBtu | FALSE | L | Annual | Generation | TWh | 0 | 0 | 0.0025379 | 0.0025379 | 0.0025379 | 0.0025379 | 0.0025379 | 0.0025379
IL Fac. Spec. - NOX Rate Summer v3.1, Unit 583 and retrofits | 483 | 1797 | Rate Constraint in lbs/MMBtu | FALSE | L | Annual | Qualifying Generation | TWh | 0 | 0 | 0.0025379 | 0.0025379 | 0.0025379 | 0.0025379 | 0.0025379 | 0.0025379
IL Fac. Spec. - NOX Rate Summer v3.1, Unit 583 and retrofits | 483 | 1797 | Rate Constraint in lbs/MMBtu | FALSE | L | Annual | Rate | lb/MWh | 0 | 0 | 0.41393 | 0.41393 | 0.41393 | 0.41393 | 0.41393 | 0.41393
IL Fac. Spec. - NOX Rate Summer v3.1, Unit 583 and retrofits | 483 | 1797 | Rate Constraint in lbs/MMBtu | FALSE | L | Annual | Constraint Shadow Price | US2016$/Ton | 0 | 0 | 0 | 0 | 0 | 0 | 0 | 0
IL Fac. Spec. - NOX Rate Summer v3.1, Unit 584 and retrofits | 484 | 1797 | Rate Constraint in lbs/MMBtu | FALSE | L | Annual | Seasons Included | Seasons | Summer | Summer | Summer | Summer | Summer | Summer | Summer | Summer
IL Fac. Spec. - NOX Rate Summer v3.1, Unit 584 and retrofits | 484 | 1797 | Rate Constraint in lbs/MMBtu | FALSE | L | Annual | Standard NOX | lb/MMBtu | 0.25 | 0.25 | 0.25 | 0.25 | 0.25 | 0.25 | 0.25 | 0.25
IL Fac. Spec. - NOX Rate Summer v3.1, Unit 584 and retrofits | 484 | 1797 | Rate Constraint in lbs/MMBtu | FALSE | L | Annual | Emissions at Affected Plants NOX | Thousand Tons | 0 | 0 | 0.00052667 | 0.00052667 | 0.00052667 | 0.00052667 | 0.00052667 | 0.00052667
IL Fac. Spec. - NOX Rate Summer v3.1, Unit 584 and retrofits | 484 | 1797 | Rate Constraint in lbs/MMBtu | FALSE | L | Annual | Allowances Purchased NOX | Thousand Tons | 0 | 0 | 0 | 0 | 0 | 0 | 0 | 0
IL Fac. Spec. - NOX Rate Summer v3.1, Unit 584 and retrofits | 484 | 1797 | Rate Constraint in lbs/MMBtu | FALSE | L | Annual | Allowances Sold NOX | Thousand Tons | 0 | 0 | 0 | 0 | 0 | 0 | 0 | 0
IL Fac. Spec. - NOX Rate Summer v3.1, Unit 584 and retrofits | 484 | 1797 | Rate Constraint in lbs/MMBtu | FALSE | L | Annual | Allowances Banked | Thousand Tons | 0 | 0 | 0 | 0 | 0 | 0 | 0 | 0
IL Fac. Spec. - NOX Rate Summer v3.1, Unit 584 and retrofits | 484 | 1797 | Rate Constraint in lbs/MMBtu | FALSE | L | Annual | Allowances Withdrawn (1:1) | Thousand Tons | 0 | 0 | 0 | 0 | 0 | 0 | 0 | 0
IL Fac. Spec. - NOX Rate Summer v3.1, Unit 584 and retrofits | 484 | 1797 | Rate Constraint in lbs/MMBtu | FALSE | L | Annual | Allowances Withdrawn (n:1) | Thousand Tons | 0 | 0 | 0 | 0 | 0 | 0 | 0 | 0
IL Fac. Spec. - NOX Rate Summer v3.1, Unit 584 and retrofits | 484 | 1797 | Rate Constraint in lbs/MMBtu | FALSE | L | Annual | Net Emissions Allowance Position | Thousand Tons | 0 | 0 | 0.00052667 | 0.00052667 | 0.00052667 | 0.00052667 | 0.00052667 | 0.00052667
IL Fac. Spec. - NOX Rate Summer v3.1, Unit 584 and retrofits | 484 | 1797 | Rate Constraint in lbs/MMBtu | FALSE | L | Annual | Fuel Consumed | TBtu | 0 | 0 | 0.031518 | 0.031518 | 0.031518 | 0.031518 | 0.031518 | 0.031518
IL Fac. Spec. - NOX Rate Summer v3.1, Unit 584 and retrofits | 484 | 1797 | Rate Constraint in lbs/MMBtu | FALSE | L | Annual | Rate | lb/MMBtu | 0 | 0 | 0.03342 | 0.03342 | 0.03342 | 0.03342 | 0.03342 | 0.03342
IL Fac. Spec. - NOX Rate Summer v3.1, Unit 584 and retrofits | 484 | 1797 | Rate Constraint in lbs/MMBtu | FALSE | L | Annual | Generation | TWh | 0 | 0 | 0.0025379 | 0.0025379 | 0.0025379 | 0.0025379 | 0.0025379 | 0.0025379
IL Fac. Spec. - NOX Rate Summer v3.1, Unit 584 and retrofits | 484 | 1797 | Rate Constraint in lbs/MMBtu | FALSE | L | Annual | Qualifying Generation | TWh | 0 | 0 | 0.0025379 | 0.0025379 | 0.0025379 | 0.0025379 | 0.0025379 | 0.0025379
IL Fac. Spec. - NOX Rate Summer v3.1, Unit 584 and retrofits | 484 | 1797 | Rate Constraint in lbs/MMBtu | FALSE | L | Annual | Rate | lb/MWh | 0 | 0 | 0.41504 | 0.41504 | 0.41504 | 0.41504 | 0.41504 | 0.41504
IL Fac. Spec. - NOX Rate Summer v3.1, Unit 584 and retrofits | 484 | 1797 | Rate Constraint in lbs/MMBtu | FALSE | L | Annual | Constraint Shadow Price | US2016$/Ton | 0 | 0 | 0 | 0 | 0 | 0 | 0 | 0
IL Fac. Spec. - NOX Rate Summer v3.1, Unit 585 and retrofits | 485 | 1797 | Rate Constraint in lbs/MMBtu | FALSE | L | Annual | Seasons Included | Seasons | Summer | Summer | Summer | Summer | Summer | Summer | Summer | Summer
IL Fac. Spec. - NOX Rate Summer v3.1, Unit 585 and retrofits | 485 | 1797 | Rate Constraint in lbs/MMBtu | FALSE | L | Annual | Standard NOX | lb/MMBtu | 0.25 | 0.25 | 0.25 | 0.25 | 0.25 | 0.25 | 0.25 | 0.25
IL Fac. Spec. - NOX Rate Summer v3.1, Unit 585 and retrofits | 485 | 1797 | Rate Constraint in lbs/MMBtu | FALSE | L | Annual | Emissions at Affected Plants NOX | Thousand Tons | 0 | 0 | 0.00083917 | 0.00083917 | 0.00083917 | 0.00083917 | 0.00083917 | 0.00083917
IL Fac. Spec. - NOX Rate Summer v3.1, Unit 585 and retrofits | 485 | 1797 | Rate Constraint in lbs/MMBtu | FALSE | L | Annual | Allowances Purchased NOX | Thousand Tons | 0 | 0 | 0 | 0 | 0 | 0 | 0 | 0
IL Fac. Spec. - NOX Rate Summer v3.1, Unit 585 and retrofits | 485 | 1797 | Rate Constraint in lbs/MMBtu | FALSE | L | Annual | Allowances Sold NOX | Thousand Tons | 0 | 0 | 0 | 0 | 0 | 0 | 0 | 0
IL Fac. Spec. - NOX Rate Summer v3.1, Unit 585 and retrofits | 485 | 1797 | Rate Constraint in lbs/MMBtu | FALSE | L | Annual | Allowances Banked | Thousand Tons | 0 | 0 | 0 | 0 | 0 | 0 | 0 | 0
IL Fac. Spec. - NOX Rate Summer v3.1, Unit 585 and retrofits | 485 | 1797 | Rate Constraint in lbs/MMBtu | FALSE | L | Annual | Allowances Withdrawn (1:1) | Thousand Tons | 0 | 0 | 0 | 0 | 0 | 0 | 0 | 0
IL Fac. Spec. - NOX Rate Summer v3.1, Unit 585 and retrofits | 485 | 1797 | Rate Constraint in lbs/MMBtu | FALSE | L | Annual | Allowances Withdrawn (n:1) | Thousand Tons | 0 | 0 | 0 | 0 | 0 | 0 | 0 | 0
IL Fac. Spec. - NOX Rate Summer v3.1, Unit 585 and retrofits | 485 | 1797 | Rate Constraint in lbs/MMBtu | FALSE | L | Annual | Net Emissions Allowance Position | Thousand Tons | 0 | 0 | 0.00083917 | 0.00083917 | 0.00083917 | 0.00083917 | 0.00083917 | 0.00083917
IL Fac. Spec. - NOX Rate Summer v3.1, Unit 585 and retrofits | 485 | 1797 | Rate Constraint in lbs/MMBtu | FALSE | L | Annual | Fuel Consumed | TBtu | 0 | 0 | 0.031518 | 0.031518 | 0.031518 | 0.031518 | 0.031518 | 0.031518
IL Fac. Spec. - NOX Rate Summer v3.1, Unit 585 and retrofits | 485 | 1797 | Rate Constraint in lbs/MMBtu | FALSE | L | Annual | Rate | lb/MMBtu | 0 | 0 | 0.05325 | 0.05325 | 0.05325 | 0.05325 | 0.05325 | 0.05325
IL Fac. Spec. - NOX Rate Summer v3.1, Unit 585 and retrofits | 485 | 1797 | Rate Constraint in lbs/MMBtu | FALSE | L | Annual | Generation | TWh | 0 | 0 | 0.0025379 | 0.0025379 | 0.0025379 | 0.0025379 | 0.0025379 | 0.0025379
IL Fac. Spec. - NOX Rate Summer v3.1, Unit 585 and retrofits | 485 | 1797 | Rate Constraint in lbs/MMBtu | FALSE | L | Annual | Qualifying Generation | TWh | 0 | 0 | 0.0025379 | 0.0025379 | 0.0025379 | 0.0025379 | 0.0025379 | 0.0025379
IL Fac. Spec. - NOX Rate Summer v3.1, Unit 585 and retrofits | 485 | 1797 | Rate Constraint in lbs/MMBtu | FALSE | L | Annual | Rate | lb/MWh | 0 | 0 | 0.66131 | 0.66131 | 0.66131 | 0.66131 | 0.66131 | 0.66131
IL Fac. Spec. - NOX Rate Summer v3.1, Unit 585 and retrofits | 485 | 1797 | Rate Constraint in lbs/MMBtu | FALSE | L | Annual | Constraint Shadow Price | US2016$/Ton | 0 | 0 | 0 | 0 | 0 | 0 | 0 | 0
IL Fac. Spec. - NOX Rate Summer v3.1, Unit 586 and retrofits | 486 | 1797 | Rate Constraint in lbs/MMBtu | FALSE | L | Annual | Seasons Included | Seasons | Summer | Summer | Summer | Summer | Summer | Summer | Summer | Summer
IL Fac. Spec. - NOX Rate Summer v3.1, Unit 586 and retrofits | 486 | 1797 | Rate Constraint in lbs/MMBtu | FALSE | L | Annual | Standard NOX | lb/MMBtu | 0.25 | 0.25 | 0.25 | 0.25 | 0.25 | 0.25 | 0.25 | 0.25
IL Fac. Spec. - NOX Rate Summer v3.1, Unit 586 and retrofits | 486 | 1797 | Rate Constraint in lbs/MMBtu | FALSE | L | Annual | Emissions at Affected Plants NOX | Thousand Tons | 0 | 0 | 0.00045575 | 0.00045575 | 0.00045575 | 0.00045575 | 0.00045575 | 0.00045575
IL Fac. Spec. - NOX Rate Summer v3.1, Unit 586 and retrofits | 486 | 1797 | Rate Constraint in lbs/MMBtu | FALSE | L | Annual | Allowances Purchased NOX | Thousand Tons | 0 | 0 | 0 | 0 | 0 | 0 | 0 | 0
IL Fac. Spec. - NOX Rate Summer v3.1, Unit 586 and retrofits | 486 | 1797 | Rate Constraint in lbs/MMBtu | FALSE | L | Annual | Allowances Sold NOX | Thousand Tons | 0 | 0 | 0 | 0 | 0 | 0 | 0 | 0
IL Fac. Spec. - NOX Rate Summer v3.1, Unit 586 and retrofits | 486 | 1797 | Rate Constraint in lbs/MMBtu | FALSE | L | Annual | Allowances Banked | Thousand Tons | 0 | 0 | 0 | 0 | 0 | 0 | 0 | 0
IL Fac. Spec. - NOX Rate Summer v3.1, Unit 586 and retrofits | 486 | 1797 | Rate Constraint in lbs/MMBtu | FALSE | L | Annual | Allowances Withdrawn (1:1) | Thousand Tons | 0 | 0 | 0 | 0 | 0 | 0 | 0 | 0
IL Fac. Spec. - NOX Rate Summer v3.1, Unit 586 and retrofits | 486 | 1797 | Rate Constraint in lbs/MMBtu | FALSE | L | Annual | Allowances Withdrawn (n:1) | Thousand Tons | 0 | 0 | 0 | 0 | 0 | 0 | 0 | 0
IL Fac. Spec. - NOX Rate Summer v3.1, Unit 586 and retrofits | 486 | 1797 | Rate Constraint in lbs/MMBtu | FALSE | L | Annual | Net Emissions Allowance Position | Thousand Tons | 0 | 0 | 0.00045575 | 0.00045575 | 0.00045575 | 0.00045575 | 0.00045575 | 0.00045575
IL Fac. Spec. - NOX Rate Summer v3.1, Unit 586 and retrofits | 486 | 1797 | Rate Constraint in lbs/MMBtu | FALSE | L | Annual | Fuel Consumed | TBtu | 0 | 0 | 0.031518 | 0.031518 | 0.031518 | 0.031518 | 0.031518 | 0.031518
IL Fac. Spec. - NOX Rate Summer v3.1, Unit 586 and retrofits | 486 | 1797 | Rate Constraint in lbs/MMBtu | FALSE | L | Annual | Rate | lb/MMBtu | 0 | 0 | 0.02892 | 0.02892 | 0.02892 | 0.02892 | 0.02892 | 0.02892
IL Fac. Spec. - NOX Rate Summer v3.1, Unit 586 and retrofits | 486 | 1797 | Rate Constraint in lbs/MMBtu | FALSE | L | Annual | Generation | TWh | 0 | 0 | 0.0025379 | 0.0025379 | 0.0025379 | 0.0025379 | 0.0025379 | 0.0025379
IL Fac. Spec. - NOX Rate Summer v3.1, Unit 586 and retrofits | 486 | 1797 | Rate Constraint in lbs/MMBtu | FALSE | L | Annual | Qualifying Generation | TWh | 0 | 0 | 0.0025379 | 0.0025379 | 0.0025379 | 0.0025379 | 0.0025379 | 0.0025379
IL Fac. Spec. - NOX Rate Summer v3.1, Unit 586 and retrofits | 486 | 1797 | Rate Constraint in lbs/MMBtu | FALSE | L | Annual | Rate | lb/MWh | 0 | 0 | 0.35916 | 0.35916 | 0.35916 | 0.35916 | 0.35916 | 0.35916
IL Fac. Spec. - NOX Rate Summer v3.1, Unit 586 and retrofits | 486 | 1797 | Rate Constraint in lbs/MMBtu | FALSE | L | Annual | Constraint Shadow Price | US2016$/Ton | 0 | 0 | 0 | 0 | 0 | 0 | 0 | 0
IL Fac. Spec. - NOX Rate Summer v3.1, Unit 587 and retrofits | 487 | 1797 | Rate Constraint in lbs/MMBtu | FALSE | L | Annual | Seasons Included | Seasons | Summer | Summer | Summer | Summer | Summer | Summer | Summer | Summer
IL Fac. Spec. - NOX Rate Summer v3.1, Unit 587 and retrofits | 487 | 1797 | Rate Constraint in lbs/MMBtu | FALSE | L | Annual | Standard NOX | lb/MMBtu | 0.25 | 0.25 | 0.25 | 0.25 | 0.25 | 0.25 | 0.25 | 0.25
IL Fac. Spec. - NOX Rate Summer v3.1, Unit 587 and retrofits | 487 | 1797 | Rate Constraint in lbs/MMBtu | FALSE | L | Annual | Emissions at Affected Plants NOX | Thousand Tons | 0 | 0 | 0.00048444 | 0.00048444 | 0.00048444 | 0.00048444 | 0.00048444 | 0.00048444
IL Fac. Spec. - NOX Rate Summer v3.1, Unit 587 and retrofits | 487 | 1797 | Rate Constraint in lbs/MMBtu | FALSE | L | Annual | Allowances Purchased NOX | Thousand Tons | 0 | 0 | 0 | 0 | 0 | 0 | 0 | 0
IL Fac. Spec. - NOX Rate Summer v3.1, Unit 587 and retrofits | 487 | 1797 | Rate Constraint in lbs/MMBtu | FALSE | L | Annual | Allowances Sold NOX | Thousand Tons | 0 | 0 | 0 | 0 | 0 | 0 | 0 | 0
IL Fac. Spec. - NOX Rate Summer v3.1, Unit 587 and retrofits | 487 | 1797 | Rate Constraint in lbs/MMBtu | FALSE | L | Annual | Allowances Banked | Thousand Tons | 0 | 0 | 0 | 0 | 0 | 0 | 0 | 0
IL Fac. Spec. - NOX Rate Summer v3.1, Unit 587 and retrofits | 487 | 1797 | Rate Constraint in lbs/MMBtu | FALSE | L | Annual | Allowances Withdrawn (1:1) | Thousand Tons | 0 | 0 | 0 | 0 | 0 | 0 | 0 | 0
IL Fac. Spec. - NOX Rate Summer v3.1, Unit 587 and retrofits | 487 | 1797 | Rate Constraint in lbs/MMBtu | FALSE | L | Annual | Allowances Withdrawn (n:1) | Thousand Tons | 0 | 0 | 0 | 0 | 0 | 0 | 0 | 0
IL Fac. Spec. - NOX Rate Summer v3.1, Unit 587 and retrofits | 487 | 1797 | Rate Constraint in lbs/MMBtu | FALSE | L | Annual | Net Emissions Allowance Position | Thousand Tons | 0 | 0 | 0.00048444 | 0.00048444 | 0.00048444 | 0.00048444 | 0.00048444 | 0.00048444
IL Fac. Spec. - NOX Rate Summer v3.1, Unit 587 and retrofits | 487 | 1797 | Rate Constraint in lbs/MMBtu | FALSE | L | Annual | Fuel Consumed | TBtu | 0 | 0 | 0.031518 | 0.031518 | 0.031518 | 0.031518 | 0.031518 | 0.031518
IL Fac. Spec. - NOX Rate Summer v3.1, Unit 587 and retrofits | 487 | 1797 | Rate Constraint in lbs/MMBtu | FALSE | L | Annual | Rate | lb/MMBtu | 0 | 0 | 0.03074 | 0.03074 | 0.03074 | 0.03074 | 0.03074 | 0.03074
IL Fac. Spec. - NOX Rate Summer v3.1, Unit 587 and retrofits | 487 | 1797 | Rate Constraint in lbs/MMBtu | FALSE | L | Annual | Generation | TWh | 0 | 0 | 0.0025379 | 0.0025379 | 0.0025379 | 0.0025379 | 0.0025379 | 0.0025379
IL Fac. Spec. - NOX Rate Summer v3.1, Unit 587 and retrofits | 487 | 1797 | Rate Constraint in lbs/MMBtu | FALSE | L | Annual | Qualifying Generation | TWh | 0 | 0 | 0.0025379 | 0.0025379 | 0.0025379 | 0.0025379 | 0.0025379 | 0.0025379
IL Fac. Spec. - NOX Rate Summer v3.1, Unit 587 and retrofits | 487 | 1797 | Rate Constraint in lbs/MMBtu | FALSE | L | Annual | Rate | lb/MWh | 0 | 0 | 0.38176 | 0.38176 | 0.38176 | 0.38176 | 0.38176 | 0.38176
IL Fac. Spec. - NOX Rate Summer v3.1, Unit 587 and retrofits | 487 | 1797 | Rate Constraint in lbs/MMBtu | FALSE | L | Annual | Constraint Shadow Price | US2016$/Ton | 0 | 0 | 0 | 0 | 0 | 0 | 0 | 0
IL Fac. Spec. - NOX Rate Summer v3.1, Unit 588 and retrofits | 488 | 1797 | Rate Constraint in lbs/MMBtu | FALSE | L | Annual | Seasons Included | Seasons | Summer | Summer | Summer | Summer | Summer | Summer | Summer | Summer
IL Fac. Spec. - NOX Rate Summer v3.1, Unit 588 and retrofits | 488 | 1797 | Rate Constraint in lbs/MMBtu | FALSE | L | Annual | Standard NOX | lb/MMBtu | 0.25 | 0.25 | 0.25 | 0.25 | 0.25 | 0.25 | 0.25 | 0.25
IL Fac. Spec. - NOX Rate Summer v3.1, Unit 588 and retrofits | 488 | 1797 | Rate Constraint in lbs/MMBtu | FALSE | L | Annual | Emissions at Affected Plants NOX | Thousand Tons | 0 | 0 | 0.0005689 | 0.0005689 | 0.0005689 | 0.0005689 | 0.0005689 | 0.0005689
IL Fac. Spec. - NOX Rate Summer v3.1, Unit 588 and retrofits | 488 | 1797 | Rate Constraint in lbs/MMBtu | FALSE | L | Annual | Allowances Purchased NOX | Thousand Tons | 0 | 0 | 0 | 0 | 0 | 0 | 0 | 0
IL Fac. Spec. - NOX Rate Summer v3.1, Unit 588 and retrofits | 488 | 1797 | Rate Constraint in lbs/MMBtu | FALSE | L | Annual | Allowances Sold NOX | Thousand Tons | 0 | 0 | 0 | 0 | 0 | 0 | 0 | 0
IL Fac. Spec. - NOX Rate Summer v3.1, Unit 588 and retrofits | 488 | 1797 | Rate Constraint in lbs/MMBtu | FALSE | L | Annual | Allowances Banked | Thousand Tons | 0 | 0 | 0 | 0 | 0 | 0 | 0 | 0
IL Fac. Spec. - NOX Rate Summer v3.1, Unit 588 and retrofits | 488 | 1797 | Rate Constraint in lbs/MMBtu | FALSE | L | Annual | Allowances Withdrawn (1:1) | Thousand Tons | 0 | 0 | 0 | 0 | 0 | 0 | 0 | 0
IL Fac. Spec. - NOX Rate Summer v3.1, Unit 588 and retrofits | 488 | 1797 | Rate Constraint in lbs/MMBtu | FALSE | L | Annual | Allowances Withdrawn (n:1) | Thousand Tons | 0 | 0 | 0 | 0 | 0 | 0 | 0 | 0
IL Fac. Spec. - NOX Rate Summer v3.1, Unit 588 and retrofits | 488 | 1797 | Rate Constraint in lbs/MMBtu | FALSE | L | Annual | Net Emissions Allowance Position | Thousand Tons | 0 | 0 | 0.0005689 | 0.0005689 | 0.0005689 | 0.0005689 | 0.0005689 | 0.0005689
IL Fac. Spec. - NOX Rate Summer v3.1, Unit 588 and retrofits | 488 | 1797 | Rate Constraint in lbs/MMBtu | FALSE | L | Annual | Fuel Consumed | TBtu | 0 | 0 | 0.031518 | 0.031518 | 0.031518 | 0.031518 | 0.031518 | 0.031518
IL Fac. Spec. - NOX Rate Summer v3.1, Unit 588 and retrofits | 488 | 1797 | Rate Constraint in lbs/MMBtu | FALSE | L | Annual | Rate | lb/MMBtu | 0 | 0 | 0.0361 | 0.0361 | 0.0361 | 0.0361 | 0.0361 | 0.0361
IL Fac. Spec. - NOX Rate Summer v3.1, Unit 588 and retrofits | 488 | 1797 | Rate Constraint in lbs/MMBtu | FALSE | L | Annual | Generation | TWh | 0 | 0 | 0.0025379 | 0.0025379 | 0.0025379 | 0.0025379 | 0.0025379 | 0.0025379
IL Fac. Spec. - NOX Rate Summer v3.1, Unit 588 and retrofits | 488 | 1797 | Rate Constraint in lbs/MMBtu | FALSE | L | Annual | Qualifying Generation | TWh | 0 | 0 | 0.0025379 | 0.0025379 | 0.0025379 | 0.0025379 | 0.0025379 | 0.0025379
IL Fac. Spec. - NOX Rate Summer v3.1, Unit 588 and retrofits | 488 | 1797 | Rate Constraint in lbs/MMBtu | FALSE | L | Annual | Rate | lb/MWh | 0 | 0 | 0.44833 | 0.44833 | 0.44833 | 0.44833 | 0.44833 | 0.44833
IL Fac. Spec. - NOX Rate Summer v3.1, Unit 588 and retrofits | 488 | 1797 | Rate Constraint in lbs/MMBtu | FALSE | L | Annual | Constraint Shadow Price | US2016$/Ton | 0 | 0 | 0 | 0 | 0 | 0 | 0 | 0
IL Fac. Spec. - NOX Rate Summer v3.1, Unit 589 and retrofits | 489 | 1797 | Rate Constraint in lbs/MMBtu | FALSE | L | Annual | Seasons Included | Seasons | Summer | Summer | Summer | Summer | Summer | Summer | Summer | Summer
IL Fac. Spec. - NOX Rate Summer v3.1, Unit 589 and retrofits | 489 | 1797 | Rate Constraint in lbs/MMBtu | FALSE | L | Annual | Standard NOX | lb/MMBtu | 0.25 | 0.25 | 0.25 | 0.25 | 0.25 | 0.25 | 0.25 | 0.25
IL Fac. Spec. - NOX Rate Summer v3.1, Unit 589 and retrofits | 489 | 1797 | Rate Constraint in lbs/MMBtu | FALSE | L | Annual | Emissions at Affected Plants NOX | Thousand Tons | 0 | 0 | 0.00062264 | 0.00062264 | 0.00062264 | 0.00062264 | 0.00062264 | 0.00062264
IL Fac. Spec. - NOX Rate Summer v3.1, Unit 589 and retrofits | 489 | 1797 | Rate Constraint in lbs/MMBtu | FALSE | L | Annual | Allowances Purchased NOX | Thousand Tons | 0 | 0 | 0 | 0 | 0 | 0 | 0 | 0
IL Fac. Spec. - NOX Rate Summer v3.1, Unit 589 and retrofits | 489 | 1797 | Rate Constraint in lbs/MMBtu | FALSE | L | Annual | Allowances Sold NOX | Thousand Tons | 0 | 0 | 0 | 0 | 0 | 0 | 0 | 0
IL Fac. Spec. - NOX Rate Summer v3.1, Unit 589 and retrofits | 489 | 1797 | Rate Constraint in lbs/MMBtu | FALSE | L | Annual | Allowances Banked | Thousand Tons | 0 | 0 | 0 | 0 | 0 | 0 | 0 | 0
IL Fac. Spec. - NOX Rate Summer v3.1, Unit 589 and retrofits | 489 | 1797 | Rate Constraint in lbs/MMBtu | FALSE | L | Annual | Allowances Withdrawn (1:1) | Thousand Tons | 0 | 0 | 0 | 0 | 0 | 0 | 0 | 0
IL Fac. Spec. - NOX Rate Summer v3.1, Unit 589 and retrofits | 489 | 1797 | Rate Constraint in lbs/MMBtu | FALSE | L | Annual | Allowances Withdrawn (n:1) | Thousand Tons | 0 | 0 | 0 | 0 | 0 | 0 | 0 | 0
IL Fac. Spec. - NOX Rate Summer v3.1, Unit 589 and retrofits | 489 | 1797 | Rate Constraint in lbs/MMBtu | FALSE | L | Annual | Net Emissions Allowance Position | Thousand Tons | 0 | 0 | 0.00062264 | 0.00062264 | 0.00062264 | 0.00062264 | 0.00062264 | 0.00062264
IL Fac. Spec. - NOX Rate Summer v3.1, Unit 589 and retrofits | 489 | 1797 | Rate Constraint in lbs/MMBtu | FALSE | L | Annual | Fuel Consumed | TBtu | 0 | 0 | 0.031518 | 0.031518 | 0.031518 | 0.031518 | 0.031518 | 0.031518
IL Fac. Spec. - NOX Rate Summer v3.1, Unit 589 and retrofits | 489 | 1797 | Rate Constraint in lbs/MMBtu | FALSE | L | Annual | Rate | lb/MMBtu | 0 | 0 | 0.03951 | 0.03951 | 0.03951 | 0.03951 | 0.03951 | 0.03951
IL Fac. Spec. - NOX Rate Summer v3.1, Unit 589 and retrofits | 489 | 1797 | Rate Constraint in lbs/MMBtu | FALSE | L | Annual | Generation | TWh | 0 | 0 | 0.0025379 | 0.0025379 | 0.0025379 | 0.0025379 | 0.0025379 | 0.0025379
IL Fac. Spec. - NOX Rate Summer v3.1, Unit 589 and retrofits | 489 | 1797 | Rate Constraint in lbs/MMBtu | FALSE | L | Annual | Qualifying Generation | TWh | 0 | 0 | 0.0025379 | 0.0025379 | 0.0025379 | 0.0025379 | 0.0025379 | 0.0025379
IL Fac. Spec. - NOX Rate Summer v3.1, Unit 589 and retrofits | 489 | 1797 | Rate Constraint in lbs/MMBtu | FALSE | L | Annual | Rate | lb/MWh | 0 | 0 | 0.49067 | 0.49067 | 0.49067 | 0.49067 | 0.49067 | 0.49067
IL Fac. Spec. - NOX Rate Summer v3.1, Unit 589 and retrofits | 489 | 1797 | Rate Constraint in lbs/MMBtu | FALSE | L | Annual | Constraint Shadow Price | US2016$/Ton | 0 | 0 | 0 | 0 | 0 | 0 | 0 | 0
IL Fac. Spec. - NOX Rate Summer v3.1, Unit 590 and retrofits | 490 | 1797 | Rate Constraint in lbs/MMBtu | FALSE | L | Annual | Seasons Included | Seasons | Summer | Summer | Summer | Summer | Summer | Summer | Summer | Summer
IL Fac. Spec. - NOX Rate Summer v3.1, Unit 590 and retrofits | 490 | 1797 | Rate Constraint in lbs/MMBtu | FALSE | L | Annual | Standard NOX | lb/MMBtu | 0.25 | 0.25 | 0.25 | 0.25 | 0.25 | 0.25 | 0.25 | 0.25
IL Fac. Spec. - NOX Rate Summer v3.1, Unit 590 and retrofits | 490 | 1797 | Rate Constraint in lbs/MMBtu | FALSE | L | Annual | Emissions at Affected Plants NOX | Thousand Tons | 0.00082221 | 0.00082221 | 0.00082221 | 0.0061666 | 0.0081764 | 0.0041796 | 0.0041796 | 0.0041796
IL Fac. Spec. - NOX Rate Summer v3.1, Unit 590 and retrofits | 490 | 1797 | Rate Constraint in lbs/MMBtu | FALSE | L | Annual | Allowances Purchased NOX | Thousand Tons | 0 | 0 | 0 | 0 | 0 | 0 | 0 | 0
IL Fac. Spec. - NOX Rate Summer v3.1, Unit 590 and retrofits | 490 | 1797 | Rate Constraint in lbs/MMBtu | FALSE | L | Annual | Allowances Sold NOX | Thousand Tons | 0 | 0 | 0 | 0 | 0 | 0 | 0 | 0
IL Fac. Spec. - NOX Rate Summer v3.1, Unit 590 and retrofits | 490 | 1797 | Rate Constraint in lbs/MMBtu | FALSE | L | Annual | Allowances Banked | Thousand Tons | 0 | 0 | 0 | 0 | 0 | 0 | 0 | 0
IL Fac. Spec. - NOX Rate Summer v3.1, Unit 590 and retrofits | 490 | 1797 | Rate Constraint in lbs/MMBtu | FALSE | L | Annual | Allowances Withdrawn (1:1) | Thousand Tons | 0 | 0 | 0 | 0 | 0 | 0 | 0 | 0
IL Fac. Spec. - NOX Rate Summer v3.1, Unit 590 and retrofits | 490 | 1797 | Rate Constraint in lbs/MMBtu | FALSE | L | Annual | Allowances Withdrawn (n:1) | Thousand Tons | 0 | 0 | 0 | 0 | 0 | 0 | 0 | 0
IL Fac. Spec. - NOX Rate Summer v3.1, Unit 590 and retrofits | 490 | 1797 | Rate Constraint in lbs/MMBtu | FALSE | L | Annual | Net Emissions Allowance Position | Thousand Tons | 0.00082221 | 0.00082221 | 0.00082221 | 0.0061666 | 0.0081764 | 0.0041796 | 0.0041796 | 0.0041796
IL Fac. Spec. - NOX Rate Summer v3.1, Unit 590 and retrofits | 490 | 1797 | Rate Constraint in lbs/MMBtu | FALSE | L | Annual | Fuel Consumed | TBtu | 0.019026 | 0.019026 | 0.019026 | 0.1427 | 0.1892 | 0.096716 | 0.096716 | 0.096716
IL Fac. Spec. - NOX Rate Summer v3.1, Unit 590 and retrofits | 490 | 1797 | Rate Constraint in lbs/MMBtu | FALSE | L | Annual | Rate | lb/MMBtu | 0.08643 | 0.08643 | 0.08643 | 0.08643 | 0.08643 | 0.08643 | 0.08643 | 0.08643
IL Fac. Spec. - NOX Rate Summer v3.1, Unit 590 and retrofits | 490 | 1797 | Rate Constraint in lbs/MMBtu | FALSE | L | Annual | Generation | TWh | 0.001648 | 0.001648 | 0.001648 | 0.01236 | 0.016388 | 0.0083773 | 0.0083773 | 0.0083773
IL Fac. Spec. - NOX Rate Summer v3.1, Unit 590 and retrofits | 490 | 1797 | Rate Constraint in lbs/MMBtu | FALSE | L | Annual | Qualifying Generation | TWh | 0.001648 | 0.001648 | 0.001648 | 0.01236 | 0.016388 | 0.0083773 | 0.0083773 | 0.0083773
IL Fac. Spec. - NOX Rate Summer v3.1, Unit 590 and retrofits | 490 | 1797 | Rate Constraint in lbs/MMBtu | FALSE | L | Annual | Rate | lb/MWh | 0.99783 | 0.99783 | 0.99783 | 0.99783 | 0.99783 | 0.99783 | 0.99783 | 0.99783
IL Fac. Spec. - NOX Rate Summer v3.1, Unit 590 and retrofits | 490 | 1797 | Rate Constraint in lbs/MMBtu | FALSE | L | Annual | Constraint Shadow Price | US2016$/Ton | 0 | 0 | 0 | 0 | 0 | 0 | 0 | 0
IL Fac. Spec. - NOX Rate Summer v3.1, Unit 591 and retrofits | 491 | 1797 | Rate Constraint in lbs/MMBtu | FALSE | L | Annual | Seasons Included | Seasons | Summer | Summer | Summer | Summer | Summer | Summer | Summer | Summer
IL Fac. Spec. - NOX Rate Summer v3.1, Unit 591 and retrofits | 491 | 1797 | Rate Constraint in lbs/MMBtu | FALSE | L | Annual | Standard NOX | lb/MMBtu | 0.25 | 0.25 | 0.25 | 0.25 | 0.25 | 0.25 | 0.25 | 0.25
IL Fac. Spec. - NOX Rate Summer v3.1, Unit 591 and retrofits | 491 | 1797 | Rate Constraint in lbs/MMBtu | FALSE | L | Annual | Emissions at Affected Plants NOX | Thousand Tons | 0.0018953 | 0.0018953 | 0.0018953 | 0.014215 | 0.018848 | 0.0096347 | 0.0096347 | 0.0096347
IL Fac. Spec. - NOX Rate Summer v3.1, Unit 591 and retrofits | 491 | 1797 | Rate Constraint in lbs/MMBtu | FALSE | L | Annual | Allowances Purchased NOX | Thousand Tons | 0 | 0 | 0 | 0 | 0 | 0 | 0 | 0
IL Fac. Spec. - NOX Rate Summer v3.1, Unit 591 and retrofits | 491 | 1797 | Rate Constraint in lbs/MMBtu | FALSE | L | Annual | Allowances Sold NOX | Thousand Tons | 0 | 0 | 0 | 0 | 0 | 0 | 0 | 0
IL Fac. Spec. - NOX Rate Summer v3.1, Unit 591 and retrofits | 491 | 1797 | Rate Constraint in lbs/MMBtu | FALSE | L | Annual | Allowances Banked | Thousand Tons | 0 | 0 | 0 | 0 | 0 | 0 | 0 | 0
IL Fac. Spec. - NOX Rate Summer v3.1, Unit 591 and retrofits | 491 | 1797 | Rate Constraint in lbs/MMBtu | FALSE | L | Annual | Allowances Withdrawn (1:1) | Thousand Tons | 0 | 0 | 0 | 0 | 0 | 0 | 0 | 0
IL Fac. Spec. - NOX Rate Summer v3.1, Unit 591 and retrofits | 491 | 1797 | Rate Constraint in lbs/MMBtu | FALSE | L | Annual | Allowances Withdrawn (n:1) | Thousand Tons | 0 | 0 | 0 | 0 | 0 | 0 | 0 | 0
IL Fac. Spec. - NOX Rate Summer v3.1, Unit 591 and retrofits | 491 | 1797 | Rate Constraint in lbs/MMBtu | FALSE | L | Annual | Net Emissions Allowance Position | Thousand Tons | 0.0018953 | 0.0018953 | 0.0018953 | 0.014215 | 0.018848 | 0.0096347 | 0.0096347 | 0.0096347
IL Fac. Spec. - NOX Rate Summer v3.1, Unit 591 and retrofits | 491 | 1797 | Rate Constraint in lbs/MMBtu | FALSE | L | Annual | Fuel Consumed | TBtu | 0.019028 | 0.019028 | 0.019028 | 0.14271 | 0.18922 | 0.096724 | 0.096724 | 0.096724
IL Fac. Spec. - NOX Rate Summer v3.1, Unit 591 and retrofits | 491 | 1797 | Rate Constraint in lbs/MMBtu | FALSE | L | Annual | Rate | lb/MMBtu | 0.19922 | 0.19922 | 0.19922 | 0.19922 | 0.19922 | 0.19922 | 0.19922 | 0.19922
IL Fac. Spec. - NOX Rate Summer v3.1, Unit 591 and retrofits | 491 | 1797 | Rate Constraint in lbs/MMBtu | FALSE | L | Annual | Generation | TWh | 0.001648 | 0.001648 | 0.001648 | 0.01236 | 0.016388 | 0.0083773 | 0.0083773 | 0.0083773
IL Fac. Spec. - NOX Rate Summer v3.1, Unit 591 and retrofits | 491 | 1797 | Rate Constraint in lbs/MMBtu | FALSE | L | Annual | Qualifying Generation | TWh | 0.001648 | 0.001648 | 0.001648 | 0.01236 | 0.016388 | 0.0083773 | 0.0083773 | 0.0083773
IL Fac. Spec. - NOX Rate Summer v3.1, Unit 591 and retrofits | 491 | 1797 | Rate Constraint in lbs/MMBtu | FALSE | L | Annual | Rate | lb/MWh | 2.3002 | 2.3002 | 2.3002 | 2.3002 | 2.3002 | 2.3002 | 2.3002 | 2.3002
IL Fac. Spec. - NOX Rate Summer v3.1, Unit 591 and retrofits | 491 | 1797 | Rate Constraint in lbs/MMBtu | FALSE | L | Annual | Constraint Shadow Price | US2016$/Ton | 0 | 0 | 0 | 0 | 0 | 0 | 0 | 0
IL Fac. Spec. - NOX Rate Summer v3.1, Unit 592 and retrofits | 492 | 1797 | Rate Constraint in lbs/MMBtu | FALSE | L | Annual | Seasons Included | Seasons | Summer | Summer | Summer | Summer | Summer | Summer | Summer | Summer
IL Fac. Spec. - NOX Rate Summer v3.1, Unit 592 and retrofits | 492 | 1797 | Rate Constraint in lbs/MMBtu | FALSE | L | Annual | Standard NOX | lb/MMBtu | 0.25 | 0.25 | 0.25 | 0.25 | 0.25 | 0.25 | 0.25 | 0.25
IL Fac. Spec. - NOX Rate Summer v3.1, Unit 592 and retrofits | 492 | 1797 | Rate Constraint in lbs/MMBtu | FALSE | L | Annual | Emissions at Affected Plants NOX | Thousand Tons | 0.001853 | 0.001853 | 0.001853 | 0.013898 | 0.018427 | 0.0094195 | 0.0094195 | 0.0094195
IL Fac. Spec. - NOX Rate Summer v3.1, Unit 592 and retrofits | 492 | 1797 | Rate Constraint in lbs/MMBtu | FALSE | L | Annual | Allowances Purchased NOX | Thousand Tons | 0 | 0 | 0 | 0 | 0 | 0 | 0 | 0
IL Fac. Spec. - NOX Rate Summer v3.1, Unit 592 and retrofits | 492 | 1797 | Rate Constraint in lbs/MMBtu | FALSE | L | Annual | Allowances Sold NOX | Thousand Tons | 0 | 0 | 0 | 0 | 0 | 0 | 0 | 0
IL Fac. Spec. - NOX Rate Summer v3.1, Unit 592 and retrofits | 492 | 1797 | Rate Constraint in lbs/MMBtu | FALSE | L | Annual | Allowances Banked | Thousand Tons | 0 | 0 | 0 | 0 | 0 | 0 | 0 | 0
IL Fac. Spec. - NOX Rate Summer v3.1, Unit 592 and retrofits | 492 | 1797 | Rate Constraint in lbs/MMBtu | FALSE | L | Annual | Allowances Withdrawn (1:1) | Thousand Tons | 0 | 0 | 0 | 0 | 0 | 0 | 0 | 0
IL Fac. Spec. - NOX Rate Summer v3.1, Unit 592 and retrofits | 492 | 1797 | Rate Constraint in lbs/MMBtu | FALSE | L | Annual | Allowances Withdrawn (n:1) | Thousand Tons | 0 | 0 | 0 | 0 | 0 | 0 | 0 | 0
IL Fac. Spec. - NOX Rate Summer v3.1, Unit 592 and retrofits | 492 | 1797 | Rate Constraint in lbs/MMBtu | FALSE | L | Annual | Net Emissions Allowance Position | Thousand Tons | 0.001853 | 0.001853 | 0.001853 | 0.013898 | 0.018427 | 0.0094195 | 0.0094195 | 0.0094195
IL Fac. Spec. - NOX Rate Summer v3.1, Unit 592 and retrofits | 492 | 1797 | Rate Constraint in lbs/MMBtu | FALSE | L | Annual | Fuel Consumed | TBtu | 0.019028 | 0.019028 | 0.019028 | 0.14271 | 0.18922 | 0.096724 | 0.096724 | 0.096724
IL Fac. Spec. - NOX Rate Summer v3.1, Unit 592 and retrofits | 492 | 1797 | Rate Constraint in lbs/MMBtu | FALSE | L | Annual | Rate | lb/MMBtu | 0.19477 | 0.19477 | 0.19477 | 0.19477 | 0.19477 | 0.19477 | 0.19477 | 0.19477
IL Fac. Spec. - NOX Rate Summer v3.1, Unit 592 and retrofits | 492 | 1797 | Rate Constraint in lbs/MMBtu | FALSE | L | Annual | Generation | TWh | 0.001648 | 0.001648 | 0.001648 | 0.01236 | 0.016388 | 0.0083773 | 0.0083773 | 0.0083773
IL Fac. Spec. - NOX Rate Summer v3.1, Unit 592 and retrofits | 492 | 1797 | Rate Constraint in lbs/MMBtu | FALSE | L | Annual | Qualifying Generation | TWh | 0.001648 | 0.001648 | 0.001648 | 0.01236 | 0.016388 | 0.0083773 | 0.0083773 | 0.0083773
IL Fac. Spec. - NOX Rate Summer v3.1, Unit 592 and retrofits | 492 | 1797 | Rate Constraint in lbs/MMBtu | FALSE | L | Annual | Rate | lb/MWh | 2.2488 | 2.2488 | 2.2488 | 2.2488 | 2.2488 | 2.2488 | 2.2488 | 2.2488
IL Fac. Spec. - NOX Rate Summer v3.1, Unit 592 and retrofits | 492 | 1797 | Rate Constraint in lbs/MMBtu | FALSE | L | Annual | Constraint Shadow Price | US2016$/Ton | 0 | 0 | 0 | 0 | 0 | 0 | 0 | 0
IL Fac. Spec. - NOX Rate Summer v3.1, Unit 593 and retrofits | 493 | 1797 | Rate Constraint in lbs/MMBtu | FALSE | L | Annual | Seasons Included | Seasons | Summer | Summer | Summer | Summer | Summer | Summer | Summer | Summer
IL Fac. Spec. - NOX Rate Summer v3.1, Unit 593 and retrofits | 493 | 1797 | Rate Constraint in lbs/MMBtu | FALSE | L | Annual | Standard NOX | lb/MMBtu | 0.25 | 0.25 | 0.25 | 0.25 | 0.25 | 0.25 | 0.25 | 0.25
IL Fac. Spec. - NOX Rate Summer v3.1, Unit 593 and retrofits | 493 | 1797 | Rate Constraint in lbs/MMBtu | FALSE | L | Annual | Emissions at Affected Plants NOX | Thousand Tons | 0.00082057 | 0.00082057 | 0.00082057 | 0.0061543 | 0.0081601 | 0.0041712 | 0.0041712 | 0.0041712
IL Fac. Spec. - NOX Rate Summer v3.1, Unit 593 and retrofits | 493 | 1797 | Rate Constraint in lbs/MMBtu | FALSE | L | Annual | Allowances Purchased NOX | Thousand Tons | 0 | 0 | 0 | 0 | 0 | 0 | 0 | 0
IL Fac. Spec. - NOX Rate Summer v3.1, Unit 593 and retrofits | 493 | 1797 | Rate Constraint in lbs/MMBtu | FALSE | L | Annual | Allowances Sold NOX | Thousand Tons | 0 | 0 | 0 | 0 | 0 | 0 | 0 | 0
IL Fac. Spec. - NOX Rate Summer v3.1, Unit 593 and retrofits | 493 | 1797 | Rate Constraint in lbs/MMBtu | FALSE | L | Annual | Allowances Banked | Thousand Tons | 0 | 0 | 0 | 0 | 0 | 0 | 0 | 0
IL Fac. Spec. - NOX Rate Summer v3.1, Unit 593 and retrofits | 493 | 1797 | Rate Constraint in lbs/MMBtu | FALSE | L | Annual | Allowances Withdrawn (1:1) | Thousand Tons | 0 | 0 | 0 | 0 | 0 | 0 | 0 | 0
IL Fac. Spec. - NOX Rate Summer v3.1, Unit 593 and retrofits | 493 | 1797 | Rate Constraint in lbs/MMBtu | FALSE | L | Annual | Allowances Withdrawn (n:1) | Thousand Tons | 0 | 0 | 0 | 0 | 0 | 0 | 0 | 0
IL Fac. Spec. - NOX Rate Summer v3.1, Unit 593 and retrofits | 493 | 1797 | Rate Constraint in lbs/MMBtu | FALSE | L | Annual | Net Emissions Allowance Position | Thousand Tons | 0.00082057 | 0.00082057 | 0.00082057 | 0.0061543 | 0.0081601 | 0.0041712 | 0.0041712 | 0.0041712
IL Fac. Spec. - NOX Rate Summer v3.1, Unit 593 and retrofits | 493 | 1797 | Rate Constraint in lbs/MMBtu | FALSE | L | Annual | Fuel Consumed | TBtu | 0.019028 | 0.019028 | 0.019028 | 0.14271 | 0.18922 | 0.096724 | 0.096724 | 0.096724
IL Fac. Spec. - NOX Rate Summer v3.1, Unit 593 and retrofits | 493 | 1797 | Rate Constraint in lbs/MMBtu | FALSE | L | Annual | Rate | lb/MMBtu | 0.08625 | 0.08625 | 0.08625 | 0.08625 | 0.08625 | 0.08625 | 0.08625 | 0.08625
IL Fac. Spec. - NOX Rate Summer v3.1, Unit 593 and retrofits | 493 | 1797 | Rate Constraint in lbs/MMBtu | FALSE | L | Annual | Generation | TWh | 0.001648 | 0.001648 | 0.001648 | 0.01236 | 0.016388 | 0.0083773 | 0.0083773 | 0.0083773
IL Fac. Spec. - NOX Rate Summer v3.1, Unit 593 and retrofits | 493 | 1797 | Rate Constraint in lbs/MMBtu | FALSE | L | Annual | Qualifying Generation | TWh | 0.001648 | 0.001648 | 0.001648 | 0.01236 | 0.016388 | 0.0083773 | 0.0083773 | 0.0083773
IL Fac. Spec. - NOX Rate Summer v3.1, Unit 593 and retrofits | 493 | 1797 | Rate Constraint in lbs/MMBtu | FALSE | L | Annual | Rate | lb/MWh | 0.99584 | 0.99584 | 0.99584 | 0.99584 | 0.99584 | 0.99584 | 0.99584 | 0.99584
IL Fac. Spec. - NOX Rate Summer v3.1, Unit 593 and retrofits | 493 | 1797 | Rate Constraint in lbs/MMBtu | FALSE | L | Annual | Constraint Shadow Price | US2016$/Ton | 0 | 0 | 0 | 0 | 0 | 0 | 0 | 0
IL Fac. Spec. - NOX Rate Summer v3.1, Unit 594 and retrofits | 494 | 1797 | Rate Constraint in lbs/MMBtu | FALSE | L | Annual | Seasons Included | Seasons | Summer | Summer | Summer | Summer | Summer | Summer | Summer | Summer
IL Fac. Spec. - NOX Rate Summer v3.1, Unit 594 and retrofits | 494 | 1797 | Rate Constraint in lbs/MMBtu | FALSE | L | Annual | Standard NOX | lb/MMBtu | 0.25 | 0.25 | 0.25 | 0.25 | 0.25 | 0.25 | 0.25 | 0.25
IL Fac. Spec. - NOX Rate Summer v3.1, Unit 594 and retrofits | 494 | 1797 | Rate Constraint in lbs/MMBtu | FALSE | L | Annual | Emissions at Affected Plants NOX | Thousand Tons | 0.00082361 | 0.00082361 | 0.00082361 | 0.0061771 | 0.0081904 | 0.0041867 | 0.0041867 | 0.0041867
IL Fac. Spec. - NOX Rate Summer v3.1, Unit 594 and retrofits | 494 | 1797 | Rate Constraint in lbs/MMBtu | FALSE | L | Annual | Allowances Purchased NOX | Thousand Tons | 0 | 0 | 0 | 0 | 0 | 0 | 0 | 0
IL Fac. Spec. - NOX Rate Summer v3.1, Unit 594 and retrofits | 494 | 1797 | Rate Constraint in lbs/MMBtu | FALSE | L | Annual | Allowances Sold NOX | Thousand Tons | 0 | 0 | 0 | 0 | 0 | 0 | 0 | 0
IL Fac. Spec. - NOX Rate Summer v3.1, Unit 594 and retrofits | 494 | 1797 | Rate Constraint in lbs/MMBtu | FALSE | L | Annual | Allowances Banked | Thousand Tons | 0 | 0 | 0 | 0 | 0 | 0 | 0 | 0
IL Fac. Spec. - NOX Rate Summer v3.1, Unit 594 and retrofits | 494 | 1797 | Rate Constraint in lbs/MMBtu | FALSE | L | Annual | Allowances Withdrawn (1:1) | Thousand Tons | 0 | 0 | 0 | 0 | 0 | 0 | 0 | 0
IL Fac. Spec. - NOX Rate Summer v3.1, Unit 594 and retrofits | 494 | 1797 | Rate Constraint in lbs/MMBtu | FALSE | L | Annual | Allowances Withdrawn (n:1) | Thousand Tons | 0 | 0 | 0 | 0 | 0 | 0 | 0 | 0
IL Fac. Spec. - NOX Rate Summer v3.1, Unit 594 and retrofits | 494 | 1797 | Rate Constraint in lbs/MMBtu | FALSE | L | Annual | Net Emissions Allowance Position | Thousand Tons | 0.00082361 | 0.00082361 | 0.00082361 | 0.0061771 | 0.0081904 | 0.0041867 | 0.0041867 | 0.0041867
IL Fac. Spec. - NOX Rate Summer v3.1, Unit 594 and retrofits | 494 | 1797 | Rate Constraint in lbs/MMBtu | FALSE | L | Annual | Fuel Consumed | TBtu | 0.019028 | 0.019028 | 0.019028 | 0.14271 | 0.18922 | 0.096724 | 0.096724 | 0.096724
IL Fac. Spec. - NOX Rate Summer v3.1, Unit 594 and retrofits | 494 | 1797 | Rate Constraint in lbs/MMBtu | FALSE | L | Annual | Rate | lb/MMBtu | 0.08657 | 0.08657 | 0.08657 | 0.08657 | 0.08657 | 0.08657 | 0.08657 | 0.08657
IL Fac. Spec. - NOX Rate Summer v3.1, Unit 594 and retrofits | 494 | 1797 | Rate Constraint in lbs/MMBtu | FALSE | L | Annual | Generation | TWh | 0.001648 | 0.001648 | 0.001648 | 0.01236 | 0.016388 | 0.0083773 | 0.0083773 | 0.0083773
IL Fac. Spec. - NOX Rate Summer v3.1, Unit 594 and retrofits | 494 | 1797 | Rate Constraint in lbs/MMBtu | FALSE | L | Annual | Qualifying Generation | TWh | 0.001648 | 0.001648 | 0.001648 | 0.01236 | 0.016388 | 0.0083773 | 0.0083773 | 0.0083773
IL Fac. Spec. - NOX Rate Summer v3.1, Unit 594 and retrofits | 494 | 1797 | Rate Constraint in lbs/MMBtu | FALSE | L | Annual | Rate | lb/MWh | 0.99954 | 0.99954 | 0.99954 | 0.99954 | 0.99954 | 0.99954 | 0.99954 | 0.99954
IL Fac. Spec. - NOX Rate Summer v3.1, Unit 594 and retrofits | 494 | 1797 | Rate Constraint in lbs/MMBtu | FALSE | L | Annual | Constraint Shadow Price | US2016$/Ton | 0 | 0 | 0 | 0 | 0 | 0 | 0 | 0
IL Fac. Spec. - NOX Rate Summer v3.1, Unit 595 and retrofits | 495 | 1797 | Rate Constraint in lbs/MMBtu | FALSE | L | Annual | Seasons Included | Seasons | Summer | Summer | Summer | Summer | Summer | Summer | Summer | Summer
IL Fac. Spec. - NOX Rate Summer v3.1, Unit 595 and retrofits | 495 | 1797 | Rate Constraint in lbs/MMBtu | FALSE | L | Annual | Standard NOX | lb/MMBtu | 0.25 | 0.25 | 0.25 | 0.25 | 0.25 | 0.25 | 0.25 | 0.25
IL Fac. Spec. - NOX Rate Summer v3.1, Unit 595 and retrofits | 495 | 1797 | Rate Constraint in lbs/MMBtu | FALSE | L | Annual | Emissions at Affected Plants NOX | Thousand Tons | 0.00084616 | 0.00084616 | 0.00084616 | 0.0063462 | 0.0084146 | 0.0043013 | 0.0043013 | 0.0043013
IL Fac. Spec. - NOX Rate Summer v3.1, Unit 595 and retrofits | 495 | 1797 | Rate Constraint in lbs/MMBtu | FALSE | L | Annual | Allowances Purchased NOX | Thousand Tons | 0 | 0 | 0 | 0 | 0 | 0 | 0 | 0
IL Fac. Spec. - NOX Rate Summer v3.1, Unit 595 and retrofits | 495 | 1797 | Rate Constraint in lbs/MMBtu | FALSE | L | Annual | Allowances Sold NOX | Thousand Tons | 0 | 0 | 0 | 0 | 0 | 0 | 0 | 0
IL Fac. Spec. - NOX Rate Summer v3.1, Unit 595 and retrofits | 495 | 1797 | Rate Constraint in lbs/MMBtu | FALSE | L | Annual | Allowances Banked | Thousand Tons | 0 | 0 | 0 | 0 | 0 | 0 | 0 | 0
IL Fac. Spec. - NOX Rate Summer v3.1, Unit 595 and retrofits | 495 | 1797 | Rate Constraint in lbs/MMBtu | FALSE | L | Annual | Allowances Withdrawn (1:1) | Thousand Tons | 0 | 0 | 0 | 0 | 0 | 0 | 0 | 0
IL Fac. Spec. - NOX Rate Summer v3.1, Unit 595 and retrofits | 495 | 1797 | Rate Constraint in lbs/MMBtu | FALSE | L | Annual | Allowances Withdrawn (n:1) | Thousand Tons | 0 | 0 | 0 | 0 | 0 | 0 | 0 | 0
IL Fac. Spec. - NOX Rate Summer v3.1, Unit 595 and retrofits | 495 | 1797 | Rate Constraint in lbs/MMBtu | FALSE | L | Annual | Net Emissions Allowance Position | Thousand Tons | 0.00084616 | 0.00084616 | 0.00084616 | 0.0063462 | 0.0084146 | 0.0043013 | 0.0043013 | 0.0043013
IL Fac. Spec. - NOX Rate Summer v3.1, Unit 595 and retrofits | 495 | 1797 | Rate Constraint in lbs/MMBtu | FALSE | L | Annual | Fuel Consumed | TBtu | 0.019028 | 0.019028 | 0.019028 | 0.14271 | 0.18922 | 0.096724 | 0.096724 | 0.096724
IL Fac. Spec. - NOX Rate Summer v3.1, Unit 595 and retrofits | 495 | 1797 | Rate Constraint in lbs/MMBtu | FALSE | L | Annual | Rate | lb/MMBtu | 0.08894 | 0.08894 | 0.08894 | 0.08894 | 0.08894 | 0.08894 | 0.08894 | 0.08894
IL Fac. Spec. - NOX Rate Summer v3.1, Unit 595 and retrofits | 495 | 1797 | Rate Constraint in lbs/MMBtu | FALSE | L | Annual | Generation | TWh | 0.001648 | 0.001648 | 0.001648 | 0.01236 | 0.016388 | 0.0083773 | 0.0083773 | 0.0083773
IL Fac. Spec. - NOX Rate Summer v3.1, Unit 595 and retrofits | 495 | 1797 | Rate Constraint in lbs/MMBtu | FALSE | L | Annual | Qualifying Generation | TWh | 0.001648 | 0.001648 | 0.001648 | 0.01236 | 0.016388 | 0.0083773 | 0.0083773 | 0.0083773
IL Fac. Spec. - NOX Rate Summer v3.1, Unit 595 and retrofits | 495 | 1797 | Rate Constraint in lbs/MMBtu | FALSE | L | Annual | Rate | lb/MWh | 1.0269 | 1.0269 | 1.0269 | 1.0269 | 1.0269 | 1.0269 | 1.0269 | 1.0269
IL Fac. Spec. - NOX Rate Summer v3.1, Unit 595 and retrofits | 495 | 1797 | Rate Constraint in lbs/MMBtu | FALSE | L | Annual | Constraint Shadow Price | US2016$/Ton | 0 | 0 | 0 | 0 | 0 | 0 | 0 | 0
IL Fac. Spec. - NOX Rate Summer v3.1, Unit 596 and retrofits | 496 | 1797 | Rate Constraint in lbs/MMBtu | FALSE | L | Annual | Seasons Included | Seasons | Summer | Summer | Summer | Summer | Summer | Summer | Summer | Summer
IL Fac. Spec. - NOX Rate Summer v3.1, Unit 596 and retrofits | 496 | 1797 | Rate Constraint in lbs/MMBtu | FALSE | L | Annual | Standard NOX | lb/MMBtu | 0.25 | 0.25 | 0.25 | 0.25 | 0.25 | 0.25 | 0.25 | 0.25
IL Fac. Spec. - NOX Rate Summer v3.1, Unit 596 and retrofits | 496 | 1797 | Rate Constraint in lbs/MMBtu | FALSE | L | Annual | Emissions at Affected Plants NOX | Thousand Tons | 0 | 0 | 0 | 0.00044961 | 0.00044961 | 0.00044961 | 0.00044961 | 0.00044961
IL Fac. Spec. - NOX Rate Summer v3.1, Unit 596 and retrofits | 496 | 1797 | Rate Constraint in lbs/MMBtu | FALSE | L | Annual | Allowances Purchased NOX | Thousand Tons | 0 | 0 | 0 | 0 | 0 | 0 | 0 | 0
IL Fac. Spec. - NOX Rate Summer v3.1, Unit 596 and retrofits | 496 | 1797 | Rate Constraint in lbs/MMBtu | FALSE | L | Annual | Allowances Sold NOX | Thousand Tons | 0 | 0 | 0 | 0 | 0 | 0 | 0 | 0
IL Fac. Spec. - NOX Rate Summer v3.1, Unit 596 and retrofits | 496 | 1797 | Rate Constraint in lbs/MMBtu | FALSE | L | Annual | Allowances Banked | Thousand Tons | 0 | 0 | 0 | 0 | 0 | 0 | 0 | 0
IL Fac. Spec. - NOX Rate Summer v3.1, Unit 596 and retrofits | 496 | 1797 | Rate Constraint in lbs/MMBtu | FALSE | L | Annual | Allowances Withdrawn (1:1) | Thousand Tons | 0 | 0 | 0 | 0 | 0 | 0 | 0 | 0
IL Fac. Spec. - NOX Rate Summer v3.1, Unit 596 and retrofits | 496 | 1797 | Rate Constraint in lbs/MMBtu | FALSE | L | Annual | Allowances Withdrawn (n:1) | Thousand Tons | 0 | 0 | 0 | 0 | 0 | 0 | 0 | 0
IL Fac. Spec. - NOX Rate Summer v3.1, Unit 596 and retrofits | 496 | 1797 | Rate Constraint in lbs/MMBtu | FALSE | L | Annual | Net Emissions Allowance Position | Thousand Tons | 0 | 0 | 0 | 0.00044961 | 0.00044961 | 0.00044961 | 0.00044961 | 0.00044961
IL Fac. Spec. - NOX Rate Summer v3.1, Unit 596 and retrofits | 496 | 1797 | Rate Constraint in lbs/MMBtu | FALSE | L | Annual | Fuel Consumed | TBtu | 0 | 0 | 0 | 0.031876 | 0.031876 | 0.031876 | 0.031876 | 0.031876
IL Fac. Spec. - NOX Rate Summer v3.1, Unit 596 and retrofits | 496 | 1797 | Rate Constraint in lbs/MMBtu | FALSE | L | Annual | Rate | lb/MMBtu | 0 | 0 | 0 | 0.02821 | 0.02821 | 0.02821 | 0.02821 | 0.02821
IL Fac. Spec. - NOX Rate Summer v3.1, Unit 596 and retrofits | 496 | 1797 | Rate Constraint in lbs/MMBtu | FALSE | L | Annual | Generation | TWh | 0 | 0 | 0 | 0.002472 | 0.002472 | 0.002472 | 0.002472 | 0.002472
IL Fac. Spec. - NOX Rate Summer v3.1, Unit 596 and retrofits | 496 | 1797 | Rate Constraint in lbs/MMBtu | FALSE | L | Annual | Qualifying Generation | TWh | 0 | 0 | 0 | 0.002472 | 0.002472 | 0.002472 | 0.002472 | 0.002472
IL Fac. Spec. - NOX Rate Summer v3.1, Unit 596 and retrofits | 496 | 1797 | Rate Constraint in lbs/MMBtu | FALSE | L | Annual | Rate | lb/MWh | 0 | 0 | 0 | 0.36377 | 0.36377 | 0.36377 | 0.36377 | 0.36377
IL Fac. Spec. - NOX Rate Summer v3.1, Unit 596 and retrofits | 496 | 1797 | Rate Constraint in lbs/MMBtu | FALSE | L | Annual | Constraint Shadow Price | US2016$/Ton | 0 | 0 | 0 | 0 | 0 | 0 | 0 | 0
IL Fac. Spec. - NOX Rate Summer v3.1, Unit 597 and retrofits | 497 | 1797 | Rate Constraint in lbs/MMBtu | FALSE | L | Annual | Seasons Included | Seasons | Summer | Summer | Summer | Summer | Summer | Summer | Summer | Summer
IL Fac. Spec. - NOX Rate Summer v3.1, Unit 597 and retrofits | 497 | 1797 | Rate Constraint in lbs/MMBtu | FALSE | L | Annual | Standard NOX | lb/MMBtu | 0.25 | 0.25 | 0.25 | 0.25 | 0.25 | 0.25 | 0.25 | 0.25
IL Fac. Spec. - NOX Rate Summer v3.1, Unit 597 and retrofits | 497 | 1797 | Rate Constraint in lbs/MMBtu | FALSE | L | Annual | Emissions at Affected Plants NOX | Thousand Tons | 0 | 0 | 0 | 0.00039734 | 0.00039734 | 0.00039734 | 0.00039734 | 0.00039734
IL Fac. Spec. - NOX Rate Summer v3.1, Unit 597 and retrofits | 497 | 1797 | Rate Constraint in lbs/MMBtu | FALSE | L | Annual | Allowances Purchased NOX | Thousand Tons | 0 | 0 | 0 | 0 | 0 | 0 | 0 | 0
IL Fac. Spec. - NOX Rate Summer v3.1, Unit 597 and retrofits | 497 | 1797 | Rate Constraint in lbs/MMBtu | FALSE | L | Annual | Allowances Sold NOX | Thousand Tons | 0 | 0 | 0 | 0 | 0 | 0 | 0 | 0
IL Fac. Spec. - NOX Rate Summer v3.1, Unit 597 and retrofits | 497 | 1797 | Rate Constraint in lbs/MMBtu | FALSE | L | Annual | Allowances Banked | Thousand Tons | 0 | 0 | 0 | 0 | 0 | 0 | 0 | 0
IL Fac. Spec. - NOX Rate Summer v3.1, Unit 597 and retrofits | 497 | 1797 | Rate Constraint in lbs/MMBtu | FALSE | L | Annual | Allowances Withdrawn (1:1) | Thousand Tons | 0 | 0 | 0 | 0 | 0 | 0 | 0 | 0
IL Fac. Spec. - NOX Rate Summer v3.1, Unit 597 and retrofits | 497 | 1797 | Rate Constraint in lbs/MMBtu | FALSE | L | Annual | Allowances Withdrawn (n:1) | Thousand Tons | 0 | 0 | 0 | 0 | 0 | 0 | 0 | 0
IL Fac. Spec. - NOX Rate Summer v3.1, Unit 597 and retrofits | 497 | 1797 | Rate Constraint in lbs/MMBtu | FALSE | L | Annual | Net Emissions Allowance Position | Thousand Tons | 0 | 0 | 0 | 0.00039734 | 0.00039734 | 0.00039734 | 0.00039734 | 0.00039734
IL Fac. Spec. - NOX Rate Summer v3.1, Unit 597 and retrofits | 497 | 1797 | Rate Constraint in lbs/MMBtu | FALSE | L | Annual | Fuel Consumed | TBtu | 0 | 0 | 0 | 0.031876 | 0.031876 | 0.031876 | 0.031876 | 0.031876
IL Fac. Spec. - NOX Rate Summer v3.1, Unit 597 and retrofits | 497 | 1797 | Rate Constraint in lbs/MMBtu | FALSE | L | Annual | Rate | lb/MMBtu | 0 | 0 | 0 | 0.02493 | 0.02493 | 0.02493 | 0.02493 | 0.02493
IL Fac. Spec. - NOX Rate Summer v3.1, Unit 597 and retrofits | 497 | 1797 | Rate Constraint in lbs/MMBtu | FALSE | L | Annual | Generation | TWh | 0 | 0 | 0 | 0.002472 | 0.002472 | 0.002472 | 0.002472 | 0.002472
IL Fac. Spec. - NOX Rate Summer v3.1, Unit 597 and retrofits | 497 | 1797 | Rate Constraint in lbs/MMBtu | FALSE | L | Annual | Qualifying Generation | TWh | 0 | 0 | 0 | 0.002472 | 0.002472 | 0.002472 | 0.002472 | 0.002472
IL Fac. Spec. - NOX Rate Summer v3.1, Unit 597 and retrofits | 497 | 1797 | Rate Constraint in lbs/MMBtu | FALSE | L | Annual | Rate | lb/MWh | 0 | 0 | 0 | 0.32147 | 0.32147 | 0.32147 | 0.32147 | 0.32147
IL Fac. Spec. - NOX Rate Summer v3.1, Unit 597 and retrofits | 497 | 1797 | Rate Constraint in lbs/MMBtu | FALSE | L | Annual | Constraint Shadow Price | US2016$/Ton | 0 | 0 | 0 | 0 | 0 | 0 | 0 | 0
IL Fac. Spec. - NOX Rate Summer v3.1, Unit 598 and retrofits | 498 | 1797 | Rate Constraint in lbs/MMBtu | FALSE | L | Annual | Seasons Included | Seasons | Summer | Summer | Summer | Summer | Summer | Summer | Summer | Summer
IL Fac. Spec. - NOX Rate Summer v3.1, Unit 598 and retrofits | 498 | 1797 | Rate Constraint in lbs/MMBtu | FALSE | L | Annual | Standard NOX | lb/MMBtu | 0.25 | 0.25 | 0.25 | 0.25 | 0.25 | 0.25 | 0.25 | 0.25
IL Fac. Spec. - NOX Rate Summer v3.1, Unit 598 and retrofits | 498 | 1797 | Rate Constraint in lbs/MMBtu | FALSE | L | Annual | Emissions at Affected Plants NOX | Thousand Tons | 0 | 0 | 0 | 0.00041933 | 0.00041933 | 0.00041933 | 0.00041933 | 0.00041933
IL Fac. Spec. - NOX Rate Summer v3.1, Unit 598 and retrofits | 498 | 1797 | Rate Constraint in lbs/MMBtu | FALSE | L | Annual | Allowances Purchased NOX | Thousand Tons | 0 | 0 | 0 | 0 | 0 | 0 | 0 | 0
IL Fac. Spec. - NOX Rate Summer v3.1, Unit 598 and retrofits | 498 | 1797 | Rate Constraint in lbs/MMBtu | FALSE | L | Annual | Allowances Sold NOX | Thousand Tons | 0 | 0 | 0 | 0 | 0 | 0 | 0 | 0
IL Fac. Spec. - NOX Rate Summer v3.1, Unit 598 and retrofits | 498 | 1797 | Rate Constraint in lbs/MMBtu | FALSE | L | Annual | Allowances Banked | Thousand Tons | 0 | 0 | 0 | 0 | 0 | 0 | 0 | 0
IL Fac. Spec. - NOX Rate Summer v3.1, Unit 598 and retrofits | 498 | 1797 | Rate Constraint in lbs/MMBtu | FALSE | L | Annual | Allowances Withdrawn (1:1) | Thousand Tons | 0 | 0 | 0 | 0 | 0 | 0 | 0 | 0
IL Fac. Spec. - NOX Rate Summer v3.1, Unit 598 and retrofits | 498 | 1797 | Rate Constraint in lbs/MMBtu | FALSE | L | Annual | Allowances Withdrawn (n:1) | Thousand Tons | 0 | 0 | 0 | 0 | 0 | 0 | 0 | 0
IL Fac. Spec. - NOX Rate Summer v3.1, Unit 598 and retrofits | 498 | 1797 | Rate Constraint in lbs/MMBtu | FALSE | L | Annual | Net Emissions Allowance Position | Thousand Tons | 0 | 0 | 0 | 0.00041933 | 0.00041933 | 0.00041933 | 0.00041933 | 0.00041933
IL Fac. Spec. - NOX Rate Summer v3.1, Unit 598 and retrofits | 498 | 1797 | Rate Constraint in lbs/MMBtu | FALSE | L | Annual | Fuel Consumed | TBtu | 0 | 0 | 0 | 0.031876 | 0.031876 | 0.031876 | 0.031876 | 0.031876
IL Fac. Spec. - NOX Rate Summer v3.1, Unit 598 and retrofits | 498 | 1797 | Rate Constraint in lbs/MMBtu | FALSE | L | Annual | Rate | lb/MMBtu | 0 | 0 | 0 | 0.02631 | 0.02631 | 0.02631 | 0.02631 | 0.02631
IL Fac. Spec. - NOX Rate Summer v3.1, Unit 598 and retrofits | 498 | 1797 | Rate Constraint in lbs/MMBtu | FALSE | L | Annual | Generation | TWh | 0 | 0 | 0 | 0.002472 | 0.002472 | 0.002472 | 0.002472 | 0.002472
IL Fac. Spec. - NOX Rate Summer v3.1, Unit 598 and retrofits | 498 | 1797 | Rate Constraint in lbs/MMBtu | FALSE | L | Annual | Qualifying Generation | TWh | 0 | 0 | 0 | 0.002472 | 0.002472 | 0.002472 | 0.002472 | 0.002472
IL Fac. Spec. - NOX Rate Summer v3.1, Unit 598 and retrofits | 498 | 1797 | Rate Constraint in lbs/MMBtu | FALSE | L | Annual | Rate | lb/MWh | 0 | 0 | 0 | 0.33927 | 0.33927 | 0.33927 | 0.33927 | 0.33927
IL Fac. Spec. - NOX Rate Summer v3.1, Unit 598 and retrofits | 498 | 1797 | Rate Constraint in lbs/MMBtu | FALSE | L | Annual | Constraint Shadow Price | US2016$/Ton | 0 | 0 | 0 | 0 | 0 | 0 | 0 | 0
IL Fac. Spec. - NOX Rate Summer v3.1, Unit 599 and retrofits | 499 | 1797 | Rate Constraint in lbs/MMBtu | FALSE | L | Annual | Seasons Included | Seasons | Summer | Summer | Summer | Summer | Summer | Summer | Summer | Summer
IL Fac. Spec. - NOX Rate Summer v3.1, Unit 599 and retrofits | 499 | 1797 | Rate Constraint in lbs/MMBtu | FALSE | L | Annual | Standard NOX | lb/MMBtu | 0.25 | 0.25 | 0.25 | 0.25 | 0.25 | 0.25 | 0.25 | 0.25
IL Fac. Spec. - NOX Rate Summer v3.1, Unit 599 and retrofits | 499 | 1797 | Rate Constraint in lbs/MMBtu | FALSE | L | Annual | Emissions at Affected Plants NOX | Thousand Tons | 0 | 0 | 0 | 0.00040865 | 0.00040865 | 0.00040865 | 0.00040865 | 0.00040865
IL Fac. Spec. - NOX Rate Summer v3.1, Unit 599 and retrofits | 499 | 1797 | Rate Constraint in lbs/MMBtu | FALSE | L | Annual | Allowances Purchased NOX | Thousand Tons | 0 | 0 | 0 | 0 | 0 | 0 | 0 | 0
IL Fac. Spec. - NOX Rate Summer v3.1, Unit 599 and retrofits | 499 | 1797 | Rate Constraint in lbs/MMBtu | FALSE | L | Annual | Allowances Sold NOX | Thousand Tons | 0 | 0 | 0 | 0 | 0 | 0 | 0 | 0
IL Fac. Spec. - NOX Rate Summer v3.1, Unit 599 and retrofits | 499 | 1797 | Rate Constraint in lbs/MMBtu | FALSE | L | Annual | Allowances Banked | Thousand Tons | 0 | 0 | 0 | 0 | 0 | 0 | 0 | 0
IL Fac. Spec. - NOX Rate Summer v3.1, Unit 599 and retrofits | 499 | 1797 | Rate Constraint in lbs/MMBtu | FALSE | L | Annual | Allowances Withdrawn (1:1) | Thousand Tons | 0 | 0 | 0 | 0 | 0 | 0 | 0 | 0
IL Fac. Spec. - NOX Rate Summer v3.1, Unit 599 and retrofits | 499 | 1797 | Rate Constraint in lbs/MMBtu | FALSE | L | Annual | Allowances Withdrawn (n:1) | Thousand Tons | 0 | 0 | 0 | 0 | 0 | 0 | 0 | 0
IL Fac. Spec. - NOX Rate Summer v3.1, Unit 599 and retrofits | 499 | 1797 | Rate Constraint in lbs/MMBtu | FALSE | L | Annual | Net Emissions Allowance Position | Thousand Tons | 0 | 0 | 0 | 0.00040865 | 0.00040865 | 0.00040865 | 0.00040865 | 0.00040865
IL Fac. Spec. - NOX Rate Summer v3.1, Unit 599 and retrofits | 499 | 1797 | Rate Constraint in lbs/MMBtu | FALSE | L | Annual | Fuel Consumed | TBtu | 0 | 0 | 0 | 0.031876 | 0.031876 | 0.031876 | 0.031876 | 0.031876
IL Fac. Spec. - NOX Rate Summer v3.1, Unit 599 and retrofits | 499 | 1797 | Rate Constraint in lbs/MMBtu | FALSE | L | Annual | Rate | lb/MMBtu | 0 | 0 | 0 | 0.02564 | 0.02564 | 0.02564 | 0.02564 | 0.02564
IL Fac. Spec. - NOX Rate Summer v3.1, Unit 599 and retrofits | 499 | 1797 | Rate Constraint in lbs/MMBtu | FALSE | L | Annual | Generation | TWh | 0 | 0 | 0 | 0.002472 | 0.002472 | 0.002472 | 0.002472 | 0.002472
IL Fac. Spec. - NOX Rate Summer v3.1, Unit 599 and retrofits | 499 | 1797 | Rate Constraint in lbs/MMBtu | FALSE | L | Annual | Qualifying Generation | TWh | 0 | 0 | 0 | 0.002472 | 0.002472 | 0.002472 | 0.002472 | 0.002472
IL Fac. Spec. - NOX Rate Summer v3.1, Unit 599 and retrofits | 499 | 1797 | Rate Constraint in lbs/MMBtu | FALSE | L | Annual | Rate | lb/MWh | 0 | 0 | 0 | 0.33063 | 0.33063 | 0.33063 | 0.33063 | 0.33063
IL Fac. Spec. - NOX Rate Summer v3.1, Unit 599 and retrofits | 499 | 1797 | Rate Constraint in lbs/MMBtu | FALSE | L | Annual | Constraint Shadow Price | US2016$/Ton | 0 | 0 | 0 | 0 | 0 | 0 | 0 | 0
IL Fac. Spec. - NOX Rate Summer v3.1, Unit 600 and retrofits | 500 | 1797 | Rate Constraint in lbs/MMBtu | FALSE | L | Annual | Seasons Included | Seasons | Summer | Summer | Summer | Summer | Summer | Summer | Summer | Summer
IL Fac. Spec. - NOX Rate Summer v3.1, Unit 600 and retrofits | 500 | 1797 | Rate Constraint in lbs/MMBtu | FALSE | L | Annual | Standard NOX | lb/MMBtu | 0.25 | 0.25 | 0.25 | 0.25 | 0.25 | 0.25 | 0.25 | 0.25
IL Fac. Spec. - NOX Rate Summer v3.1, Unit 600 and retrofits | 500 | 1797 | Rate Constraint in lbs/MMBtu | FALSE | L | Annual | Emissions at Affected Plants NOX | Thousand Tons | 0 | 0 | 0 | 0 | 0 | 0 | 0 | 0
IL Fac. Spec. - NOX Rate Summer v3.1, Unit 600 and retrofits | 500 | 1797 | Rate Constraint in lbs/MMBtu | FALSE | L | Annual | Allowances Purchased NOX | Thousand Tons | 0 | 0 | 0 | 0 | 0 | 0 | 0 | 0
IL Fac. Spec. - NOX Rate Summer v3.1, Unit 600 and retrofits | 500 | 1797 | Rate Constraint in lbs/MMBtu | FALSE | L | Annual | Allowances Sold NOX | Thousand Tons | 0 | 0 | 0 | 0 | 0 | 0 | 0 | 0
IL Fac. Spec. - NOX Rate Summer v3.1, Unit 600 and retrofits | 500 | 1797 | Rate Constraint in lbs/MMBtu | FALSE | L | Annual | Allowances Banked | Thousand Tons | 0 | 0 | 0 | 0 | 0 | 0 | 0 | 0
IL Fac. Spec. - NOX Rate Summer v3.1, Unit 600 and retrofits | 500 | 1797 | Rate Constraint in lbs/MMBtu | FALSE | L | Annual | Allowances Withdrawn (1:1) | Thousand Tons | 0 | 0 | 0 | 0 | 0 | 0 | 0 | 0
IL Fac. Spec. - NOX Rate Summer v3.1, Unit 600 and retrofits | 500 | 1797 | Rate Constraint in lbs/MMBtu | FALSE | L | Annual | Allowances Withdrawn (n:1) | Thousand Tons | 0 | 0 | 0 | 0 | 0 | 0 | 0 | 0
IL Fac. Spec. - NOX Rate Summer v3.1, Unit 600 and retrofits | 500 | 1797 | Rate Constraint in lbs/MMBtu | FALSE | L | Annual | Net Emissions Allowance Position | Thousand Tons | 0 | 0 | 0 | 0 | 0 | 0 | 0 | 0
IL Fac. Spec. - NOX Rate Summer v3.1, Unit 600 and retrofits | 500 | 1797 | Rate Constraint in lbs/MMBtu | FALSE | L | Annual | Fuel Consumed | TBtu | 0 | 0 | 0 | 0 | 0 | 0 | 0 | 0
IL Fac. Spec. - NOX Rate Summer v3.1, Unit 600 and retrofits | 500 | 1797 | Rate Constraint in lbs/MMBtu | FALSE | L | Annual | Rate | lb/MMBtu | 0 | 0 | 0 | 0 | 0 | 0 | 0 | 0
IL Fac. Spec. - NOX Rate Summer v3.1, Unit 600 and retrofits | 500 | 1797 | Rate Constraint in lbs/MMBtu | FALSE | L | Annual | Generation | TWh | 0 | 0 | 0 | 0 | 0 | 0 | 0 | 0
IL Fac. Spec. - NOX Rate Summer v3.1, Unit 600 and retrofits | 500 | 1797 | Rate Constraint in lbs/MMBtu | FALSE | L | Annual | Qualifying Generation | TWh | 0 | 0 | 0 | 0 | 0 | 0 | 0 | 0
IL Fac. Spec. - NOX Rate Summer v3.1, Unit 600 and retrofits | 500 | 1797 | Rate Constraint in lbs/MMBtu | FALSE | L | Annual | Rate | lb/MWh | 0 | 0 | 0 | 0 | 0 | 0 | 0 | 0
IL Fac. Spec. - NOX Rate Summer v3.1, Unit 600 and retrofits | 500 | 1797 | Rate Constraint in lbs/MMBtu | FALSE | L | Annual | Constraint Shadow Price | US2016$/Ton | 0 | 0 | 0 | 0 | 0 | 0 | 0 | 0
IL Fac. Spec. - NOX Rate Summer v3.1, Unit 601 and retrofits | 501 | 1797 | Rate Constraint in lbs/MMBtu | FALSE | L | Annual | Seasons Included | Seasons | Summer | Summer | Summer | Summer | Summer | Summer | Summer | Summer
IL Fac. Spec. - NOX Rate Summer v3.1, Unit 601 and retrofits | 501 | 1797 | Rate Constraint in lbs/MMBtu | FALSE | L | Annual | Standard NOX | lb/MMBtu | 0.25 | 0.25 | 0.25 | 0.25 | 0.25 | 0.25 | 0.25 | 0.25
IL Fac. Spec. - NOX Rate Summer v3.1, Unit 601 and retrofits | 501 | 1797 | Rate Constraint in lbs/MMBtu | FALSE | L | Annual | Emissions at Affected Plants NOX | Thousand Tons | 0 | 0 | 0 | 0 | 0 | 0 | 0 | 0
IL Fac. Spec. - NOX Rate Summer v3.1, Unit 601 and retrofits | 501 | 1797 | Rate Constraint in lbs/MMBtu | FALSE | L | Annual | Allowances Purchased NOX | Thousand Tons | 0 | 0 | 0 | 0 | 0 | 0 | 0 | 0
IL Fac. Spec. - NOX Rate Summer v3.1, Unit 601 and retrofits | 501 | 1797 | Rate Constraint in lbs/MMBtu | FALSE | L | Annual | Allowances Sold NOX | Thousand Tons | 0 | 0 | 0 | 0 | 0 | 0 | 0 | 0
IL Fac. Spec. - NOX Rate Summer v3.1, Unit 601 and retrofits | 501 | 1797 | Rate Constraint in lbs/MMBtu | FALSE | L | Annual | Allowances Banked | Thousand Tons | 0 | 0 | 0 | 0 | 0 | 0 | 0 | 0
IL Fac. Spec. - NOX Rate Summer v3.1, Unit 601 and retrofits | 501 | 1797 | Rate Constraint in lbs/MMBtu | FALSE | L | Annual | Allowances Withdrawn (1:1) | Thousand Tons | 0 | 0 | 0 | 0 | 0 | 0 | 0 | 0
IL Fac. Spec. - NOX Rate Summer v3.1, Unit 601 and retrofits | 501 | 1797 | Rate Constraint in lbs/MMBtu | FALSE | L | Annual | Allowances Withdrawn (n:1) | Thousand Tons | 0 | 0 | 0 | 0 | 0 | 0 | 0 | 0
IL Fac. Spec. - NOX Rate Summer v3.1, Unit 601 and retrofits | 501 | 1797 | Rate Constraint in lbs/MMBtu | FALSE | L | Annual | Net Emissions Allowance Position | Thousand Tons | 0 | 0 | 0 | 0 | 0 | 0 | 0 | 0
IL Fac. Spec. - NOX Rate Summer v3.1, Unit 601 and retrofits | 501 | 1797 | Rate Constraint in lbs/MMBtu | FALSE | L | Annual | Fuel Consumed | TBtu | 0 | 0 | 0 | 0 | 0 | 0 | 0 | 0
IL Fac. Spec. - NOX Rate Summer v3.1, Unit 601 and retrofits | 501 | 1797 | Rate Constraint in lbs/MMBtu | FALSE | L | Annual | Rate | lb/MMBtu | 0 | 0 | 0 | 0 | 0 | 0 | 0 | 0
IL Fac. Spec. - NOX Rate Summer v3.1, Unit 601 and retrofits | 501 | 1797 | Rate Constraint in lbs/MMBtu | FALSE | L | Annual | Generation | TWh | 0 | 0 | 0 | 0 | 0 | 0 | 0 | 0
IL Fac. Spec. - NOX Rate Summer v3.1, Unit 601 and retrofits | 501 | 1797 | Rate Constraint in lbs/MMBtu | FALSE | L | Annual | Qualifying Generation | TWh | 0 | 0 | 0 | 0 | 0 | 0 | 0 | 0
IL Fac. Spec. - NOX Rate Summer v3.1, Unit 601 and retrofits | 501 | 1797 | Rate Constraint in lbs/MMBtu | FALSE | L | Annual | Rate | lb/MWh | 0 | 0 | 0 | 0 | 0 | 0 | 0 | 0
IL Fac. Spec. - NOX Rate Summer v3.1, Unit 601 and retrofits | 501 | 1797 | Rate Constraint in lbs/MMBtu | FALSE | L | Annual | Constraint Shadow Price | US2016$/Ton | 0 | 0 | 0 | 0 | 0 | 0 | 0 | 0
IL Fac. Spec. - NOX Rate Summer v3.1, Unit 602 and retrofits | 502 | 1797 | Rate Constraint in lbs/MMBtu | FALSE | L | Annual | Seasons Included | Seasons | Summer | Summer | Summer | Summer | Summer | Summer | Summer | Summer
IL Fac. Spec. - NOX Rate Summer v3.1, Unit 602 and retrofits | 502 | 1797 | Rate Constraint in lbs/MMBtu | FALSE | L | Annual | Standard NOX | lb/MMBtu | 0.25 | 0.25 | 0.25 | 0.25 | 0.25 | 0.25 | 0.25 | 0.25
IL Fac. Spec. - NOX Rate Summer v3.1, Unit 602 and retrofits | 502 | 1797 | Rate Constraint in lbs/MMBtu | FALSE | L | Annual | Emissions at Affected Plants NOX | Thousand Tons | 0 | 0 | 0 | 0 | 0 | 0 | 0 | 0
IL Fac. Spec. - NOX Rate Summer v3.1, Unit 602 and retrofits | 502 | 1797 | Rate Constraint in lbs/MMBtu | FALSE | L | Annual | Allowances Purchased NOX | Thousand Tons | 0 | 0 | 0 | 0 | 0 | 0 | 0 | 0
IL Fac. Spec. - NOX Rate Summer v3.1, Unit 602 and retrofits | 502 | 1797 | Rate Constraint in lbs/MMBtu | FALSE | L | Annual | Allowances Sold NOX | Thousand Tons | 0 | 0 | 0 | 0 | 0 | 0 | 0 | 0
IL Fac. Spec. - NOX Rate Summer v3.1, Unit 602 and retrofits | 502 | 1797 | Rate Constraint in lbs/MMBtu | FALSE | L | Annual | Allowances Banked | Thousand Tons | 0 | 0 | 0 | 0 | 0 | 0 | 0 | 0
IL Fac. Spec. - NOX Rate Summer v3.1, Unit 602 and retrofits | 502 | 1797 | Rate Constraint in lbs/MMBtu | FALSE | L | Annual | Allowances Withdrawn (1:1) | Thousand Tons | 0 | 0 | 0 | 0 | 0 | 0 | 0 | 0
IL Fac. Spec. - NOX Rate Summer v3.1, Unit 602 and retrofits | 502 | 1797 | Rate Constraint in lbs/MMBtu | FALSE | L | Annual | Allowances Withdrawn (n:1) | Thousand Tons | 0 | 0 | 0 | 0 | 0 | 0 | 0 | 0
IL Fac. Spec. - NOX Rate Summer v3.1, Unit 602 and retrofits | 502 | 1797 | Rate Constraint in lbs/MMBtu | FALSE | L | Annual | Net Emissions Allowance Position | Thousand Tons | 0 | 0 | 0 | 0 | 0 | 0 | 0 | 0
IL Fac. Spec. - NOX Rate Summer v3.1, Unit 602 and retrofits | 502 | 1797 | Rate Constraint in lbs/MMBtu | FALSE | L | Annual | Fuel Consumed | TBtu | 0 | 0 | 0 | 0 | 0 | 0 | 0 | 0
IL Fac. Spec. - NOX Rate Summer v3.1, Unit 602 and retrofits | 502 | 1797 | Rate Constraint in lbs/MMBtu | FALSE | L | Annual | Rate | lb/MMBtu | 0 | 0 | 0 | 0 | 0 | 0 | 0 | 0
IL Fac. Spec. - NOX Rate Summer v3.1, Unit 602 and retrofits | 502 | 1797 | Rate Constraint in lbs/MMBtu | FALSE | L | Annual | Generation | TWh | 0 | 0 | 0 | 0 | 0 | 0 | 0 | 0
IL Fac. Spec. - NOX Rate Summer v3.1, Unit 602 and retrofits | 502 | 1797 | Rate Constraint in lbs/MMBtu | FALSE | L | Annual | Qualifying Generation | TWh | 0 | 0 | 0 | 0 | 0 | 0 | 0 | 0
IL Fac. Spec. - NOX Rate Summer v3.1, Unit 602 and retrofits | 502 | 1797 | Rate Constraint in lbs/MMBtu | FALSE | L | Annual | Rate | lb/MWh | 0 | 0 | 0 | 0 | 0 | 0 | 0 | 0
IL Fac. Spec. - NOX Rate Summer v3.1, Unit 602 and retrofits | 502 | 1797 | Rate Constraint in lbs/MMBtu | FALSE | L | Annual | Constraint Shadow Price | US2016$/Ton | 0 | 0 | 0 | 0 | 0 | 0 | 0 | 0
IL Fac. Spec. - NOX Rate Summer v3.1, Unit 603 and retrofits | 503 | 1797 | Rate Constraint in lbs/MMBtu | FALSE | L | Annual | Seasons Included | Seasons | Summer | Summer | Summer | Summer | Summer | Summer | Summer | Summer
IL Fac. Spec. - NOX Rate Summer v3.1, Unit 603 and retrofits | 503 | 1797 | Rate Constraint in lbs/MMBtu | FALSE | L | Annual | Standard NOX | lb/MMBtu | 0.25 | 0.25 | 0.25 | 0.25 | 0.25 | 0.25 | 0.25 | 0.25
IL Fac. Spec. - NOX Rate Summer v3.1, Unit 603 and retrofits | 503 | 1797 | Rate Constraint in lbs/MMBtu | FALSE | L | Annual | Emissions at Affected Plants NOX | Thousand Tons | 0 | 0 | 0 | 0 | 0 | 0 | 0 | 0
IL Fac. Spec. - NOX Rate Summer v3.1, Unit 603 and retrofits | 503 | 1797 | Rate Constraint in lbs/MMBtu | FALSE | L | Annual | Allowances Purchased NOX | Thousand Tons | 0 | 0 | 0 | 0 | 0 | 0 | 0 | 0
IL Fac. Spec. - NOX Rate Summer v3.1, Unit 603 and retrofits | 503 | 1797 | Rate Constraint in lbs/MMBtu | FALSE | L | Annual | Allowances Sold NOX | Thousand Tons | 0 | 0 | 0 | 0 | 0 | 0 | 0 | 0
IL Fac. Spec. - NOX Rate Summer v3.1, Unit 603 and retrofits | 503 | 1797 | Rate Constraint in lbs/MMBtu | FALSE | L | Annual | Allowances Banked | Thousand Tons | 0 | 0 | 0 | 0 | 0 | 0 | 0 | 0
IL Fac. Spec. - NOX Rate Summer v3.1, Unit 603 and retrofits | 503 | 1797 | Rate Constraint in lbs/MMBtu | FALSE | L | Annual | Allowances Withdrawn (1:1) | Thousand Tons | 0 | 0 | 0 | 0 | 0 | 0 | 0 | 0
IL Fac. Spec. - NOX Rate Summer v3.1, Unit 603 and retrofits | 503 | 1797 | Rate Constraint in lbs/MMBtu | FALSE | L | Annual | Allowances Withdrawn (n:1) | Thousand Tons | 0 | 0 | 0 | 0 | 0 | 0 | 0 | 0
IL Fac. Spec. - NOX Rate Summer v3.1, Unit 603 and retrofits | 503 | 1797 | Rate Constraint in lbs/MMBtu | FALSE | L | Annual | Net Emissions Allowance Position | Thousand Tons | 0 | 0 | 0 | 0 | 0 | 0 | 0 | 0
IL Fac. Spec. - NOX Rate Summer v3.1, Unit 603 and retrofits | 503 | 1797 | Rate Constraint in lbs/MMBtu | FALSE | L | Annual | Fuel Consumed | TBtu | 0 | 0 | 0 | 0 | 0 | 0 | 0 | 0
IL Fac. Spec. - NOX Rate Summer v3.1, Unit 603 and retrofits | 503 | 1797 | Rate Constraint in lbs/MMBtu | FALSE | L | Annual | Rate | lb/MMBtu | 0 | 0 | 0 | 0 | 0 | 0 | 0 | 0
IL Fac. Spec. - NOX Rate Summer v3.1, Unit 603 and retrofits | 503 | 1797 | Rate Constraint in lbs/MMBtu | FALSE | L | Annual | Generation | TWh | 0 | 0 | 0 | 0 | 0 | 0 | 0 | 0
IL Fac. Spec. - NOX Rate Summer v3.1, Unit 603 and retrofits | 503 | 1797 | Rate Constraint in lbs/MMBtu | FALSE | L | Annual | Qualifying Generation | TWh | 0 | 0 | 0 | 0 | 0 | 0 | 0 | 0
IL Fac. Spec. - NOX Rate Summer v3.1, Unit 603 and retrofits | 503 | 1797 | Rate Constraint in lbs/MMBtu | FALSE | L | Annual | Rate | lb/MWh | 0 | 0 | 0 | 0 | 0 | 0 | 0 | 0
IL Fac. Spec. - NOX Rate Summer v3.1, Unit 603 and retrofits | 503 | 1797 | Rate Constraint in lbs/MMBtu | FALSE | L | Annual | Constraint Shadow Price | US2016$/Ton | 0 | 0 | 0 | 0 | 0 | 0 | 0 | 0
IL Fac. Spec. - NOX Rate Summer v3.1, Unit 604 and retrofits | 504 | 1797 | Rate Constraint in lbs/MMBtu | FALSE | L | Annual | Seasons Included | Seasons | Summer | Summer | Summer | Summer | Summer | Summer | Summer | Summer
IL Fac. Spec. - NOX Rate Summer v3.1, Unit 604 and retrofits | 504 | 1797 | Rate Constraint in lbs/MMBtu | FALSE | L | Annual | Standard NOX | lb/MMBtu | 0.25 | 0.25 | 0.25 | 0.25 | 0.25 | 0.25 | 0.25 | 0.25
IL Fac. Spec. - NOX Rate Summer v3.1, Unit 604 and retrofits | 504 | 1797 | Rate Constraint in lbs/MMBtu | FALSE | L | Annual | Emissions at Affected Plants NOX | Thousand Tons | 0 | 0 | 0 | 0 | 0 | 0 | 0 | 0
IL Fac. Spec. - NOX Rate Summer v3.1, Unit 604 and retrofits | 504 | 1797 | Rate Constraint in lbs/MMBtu | FALSE | L | Annual | Allowances Purchased NOX | Thousand Tons | 0 | 0 | 0 | 0 | 0 | 0 | 0 | 0
IL Fac. Spec. - NOX Rate Summer v3.1, Unit 604 and retrofits | 504 | 1797 | Rate Constraint in lbs/MMBtu | FALSE | L | Annual | Allowances Sold NOX | Thousand Tons | 0 | 0 | 0 | 0 | 0 | 0 | 0 | 0
IL Fac. Spec. - NOX Rate Summer v3.1, Unit 604 and retrofits | 504 | 1797 | Rate Constraint in lbs/MMBtu | FALSE | L | Annual | Allowances Banked | Thousand Tons | 0 | 0 | 0 | 0 | 0 | 0 | 0 | 0
IL Fac. Spec. - NOX Rate Summer v3.1, Unit 604 and retrofits | 504 | 1797 | Rate Constraint in lbs/MMBtu | FALSE | L | Annual | Allowances Withdrawn (1:1) | Thousand Tons | 0 | 0 | 0 | 0 | 0 | 0 | 0 | 0
IL Fac. Spec. - NOX Rate Summer v3.1, Unit 604 and retrofits | 504 | 1797 | Rate Constraint in lbs/MMBtu | FALSE | L | Annual | Allowances Withdrawn (n:1) | Thousand Tons | 0 | 0 | 0 | 0 | 0 | 0 | 0 | 0
IL Fac. Spec. - NOX Rate Summer v3.1, Unit 604 and retrofits | 504 | 1797 | Rate Constraint in lbs/MMBtu | FALSE | L | Annual | Net Emissions Allowance Position | Thousand Tons | 0 | 0 | 0 | 0 | 0 | 0 | 0 | 0
IL Fac. Spec. - NOX Rate Summer v3.1, Unit 604 and retrofits | 504 | 1797 | Rate Constraint in lbs/MMBtu | FALSE | L | Annual | Fuel Consumed | TBtu | 0 | 0 | 0 | 0 | 0 | 0 | 0 | 0
IL Fac. Spec. - NOX Rate Summer v3.1, Unit 604 and retrofits | 504 | 1797 | Rate Constraint in lbs/MMBtu | FALSE | L | Annual | Rate | lb/MMBtu | 0 | 0 | 0 | 0 | 0 | 0 | 0 | 0
IL Fac. Spec. - NOX Rate Summer v3.1, Unit 604 and retrofits | 504 | 1797 | Rate Constraint in lbs/MMBtu | FALSE | L | Annual | Generation | TWh | 0 | 0 | 0 | 0 | 0 | 0 | 0 | 0
IL Fac. Spec. - NOX Rate Summer v3.1, Unit 604 and retrofits | 504 | 1797 | Rate Constraint in lbs/MMBtu | FALSE | L | Annual | Qualifying Generation | TWh | 0 | 0 | 0 | 0 | 0 | 0 | 0 | 0
IL Fac. Spec. - NOX Rate Summer v3.1, Unit 604 and retrofits | 504 | 1797 | Rate Constraint in lbs/MMBtu | FALSE | L | Annual | Rate | lb/MWh | 0 | 0 | 0 | 0 | 0 | 0 | 0 | 0
IL Fac. Spec. - NOX Rate Summer v3.1, Unit 604 and retrofits | 504 | 1797 | Rate Constraint in lbs/MMBtu | FALSE | L | Annual | Constraint Shadow Price | US2016$/Ton | 0 | 0 | 0 | 0 | 0 | 0 | 0 | 0
IL Fac. Spec. - NOX Rate Summer v3.1, Unit 605 and retrofits | 505 | 1797 | Rate Constraint in lbs/MMBtu | FALSE | L | Annual | Seasons Included | Seasons | Summer | Summer | Summer | Summer | Summer | Summer | Summer | Summer
IL Fac. Spec. - NOX Rate Summer v3.1, Unit 605 and retrofits | 505 | 1797 | Rate Constraint in lbs/MMBtu | FALSE | L | Annual | Standard NOX | lb/MMBtu | 0.25 | 0.25 | 0.25 | 0.25 | 0.25 | 0.25 | 0.25 | 0.25
IL Fac. Spec. - NOX Rate Summer v3.1, Unit 605 and retrofits | 505 | 1797 | Rate Constraint in lbs/MMBtu | FALSE | L | Annual | Emissions at Affected Plants NOX | Thousand Tons | 0 | 0 | 0 | 0 | 0 | 0 | 0 | 0
IL Fac. Spec. - NOX Rate Summer v3.1, Unit 605 and retrofits | 505 | 1797 | Rate Constraint in lbs/MMBtu | FALSE | L | Annual | Allowances Purchased NOX | Thousand Tons | 0 | 0 | 0 | 0 | 0 | 0 | 0 | 0
IL Fac. Spec. - NOX Rate Summer v3.1, Unit 605 and retrofits | 505 | 1797 | Rate Constraint in lbs/MMBtu | FALSE | L | Annual | Allowances Sold NOX | Thousand Tons | 0 | 0 | 0 | 0 | 0 | 0 | 0 | 0
IL Fac. Spec. - NOX Rate Summer v3.1, Unit 605 and retrofits | 505 | 1797 | Rate Constraint in lbs/MMBtu | FALSE | L | Annual | Allowances Banked | Thousand Tons | 0 | 0 | 0 | 0 | 0 | 0 | 0 | 0
IL Fac. Spec. - NOX Rate Summer v3.1, Unit 605 and retrofits | 505 | 1797 | Rate Constraint in lbs/MMBtu | FALSE | L | Annual | Allowances Withdrawn (1:1) | Thousand Tons | 0 | 0 | 0 | 0 | 0 | 0 | 0 | 0
IL Fac. Spec. - NOX Rate Summer v3.1, Unit 605 and retrofits | 505 | 1797 | Rate Constraint in lbs/MMBtu | FALSE | L | Annual | Allowances Withdrawn (n:1) | Thousand Tons | 0 | 0 | 0 | 0 | 0 | 0 | 0 | 0
IL Fac. Spec. - NOX Rate Summer v3.1, Unit 605 and retrofits | 505 | 1797 | Rate Constraint in lbs/MMBtu | FALSE | L | Annual | Net Emissions Allowance Position | Thousand Tons | 0 | 0 | 0 | 0 | 0 | 0 | 0 | 0
IL Fac. Spec. - NOX Rate Summer v3.1, Unit 605 and retrofits | 505 | 1797 | Rate Constraint in lbs/MMBtu | FALSE | L | Annual | Fuel Consumed | TBtu | 0 | 0 | 0 | 0 | 0 | 0 | 0 | 0
IL Fac. Spec. - NOX Rate Summer v3.1, Unit 605 and retrofits | 505 | 1797 | Rate Constraint in lbs/MMBtu | FALSE | L | Annual | Rate | lb/MMBtu | 0 | 0 | 0 | 0 | 0 | 0 | 0 | 0
IL Fac. Spec. - NOX Rate Summer v3.1, Unit 605 and retrofits | 505 | 1797 | Rate Constraint in lbs/MMBtu | FALSE | L | Annual | Generation | TWh | 0 | 0 | 0 | 0 | 0 | 0 | 0 | 0
IL Fac. Spec. - NOX Rate Summer v3.1, Unit 605 and retrofits | 505 | 1797 | Rate Constraint in lbs/MMBtu | FALSE | L | Annual | Qualifying Generation | TWh | 0 | 0 | 0 | 0 | 0 | 0 | 0 | 0
IL Fac. Spec. - NOX Rate Summer v3.1, Unit 605 and retrofits | 505 | 1797 | Rate Constraint in lbs/MMBtu | FALSE | L | Annual | Rate | lb/MWh | 0 | 0 | 0 | 0 | 0 | 0 | 0 | 0
IL Fac. Spec. - NOX Rate Summer v3.1, Unit 605 and retrofits | 505 | 1797 | Rate Constraint in lbs/MMBtu | FALSE | L | Annual | Constraint Shadow Price | US2016$/Ton | 0 | 0 | 0 | 0 | 0 | 0 | 0 | 0
IL Fac. Spec. - NOX Rate Summer v3.1, Unit 606 and retrofits | 506 | 1797 | Rate Constraint in lbs/MMBtu | FALSE | L | Annual | Seasons Included | Seasons | Summer | Summer | Summer | Summer | Summer | Summer | Summer | Summer
IL Fac. Spec. - NOX Rate Summer v3.1, Unit 606 and retrofits | 506 | 1797 | Rate Constraint in lbs/MMBtu | FALSE | L | Annual | Standard NOX | lb/MMBtu | 0.25 | 0.25 | 0.25 | 0.25 | 0.25 | 0.25 | 0.25 | 0.25
IL Fac. Spec. - NOX Rate Summer v3.1, Unit 606 and retrofits | 506 | 1797 | Rate Constraint in lbs/MMBtu | FALSE | L | Annual | Emissions at Affected Plants NOX | Thousand Tons | 0 | 0 | 0 | 0 | 0 | 0 | 0 | 0
IL Fac. Spec. - NOX Rate Summer v3.1, Unit 606 and retrofits | 506 | 1797 | Rate Constraint in lbs/MMBtu | FALSE | L | Annual | Allowances Purchased NOX | Thousand Tons | 0 | 0 | 0 | 0 | 0 | 0 | 0 | 0
IL Fac. Spec. - NOX Rate Summer v3.1, Unit 606 and retrofits | 506 | 1797 | Rate Constraint in lbs/MMBtu | FALSE | L | Annual | Allowances Sold NOX | Thousand Tons | 0 | 0 | 0 | 0 | 0 | 0 | 0 | 0
IL Fac. Spec. - NOX Rate Summer v3.1, Unit 606 and retrofits | 506 | 1797 | Rate Constraint in lbs/MMBtu | FALSE | L | Annual | Allowances Banked | Thousand Tons | 0 | 0 | 0 | 0 | 0 | 0 | 0 | 0
IL Fac. Spec. - NOX Rate Summer v3.1, Unit 606 and retrofits | 506 | 1797 | Rate Constraint in lbs/MMBtu | FALSE | L | Annual | Allowances Withdrawn (1:1) | Thousand Tons | 0 | 0 | 0 | 0 | 0 | 0 | 0 | 0
IL Fac. Spec. - NOX Rate Summer v3.1, Unit 606 and retrofits | 506 | 1797 | Rate Constraint in lbs/MMBtu | FALSE | L | Annual | Allowances Withdrawn (n:1) | Thousand Tons | 0 | 0 | 0 | 0 | 0 | 0 | 0 | 0
IL Fac. Spec. - NOX Rate Summer v3.1, Unit 606 and retrofits | 506 | 1797 | Rate Constraint in lbs/MMBtu | FALSE | L | Annual | Net Emissions Allowance Position | Thousand Tons | 0 | 0 | 0 | 0 | 0 | 0 | 0 | 0
IL Fac. Spec. - NOX Rate Summer v3.1, Unit 606 and retrofits | 506 | 1797 | Rate Constraint in lbs/MMBtu | FALSE | L | Annual | Fuel Consumed | TBtu | 0 | 0 | 0 | 0 | 0 | 0 | 0 | 0
IL Fac. Spec. - NOX Rate Summer v3.1, Unit 606 and retrofits | 506 | 1797 | Rate Constraint in lbs/MMBtu | FALSE | L | Annual | Rate | lb/MMBtu | 0 | 0 | 0 | 0 | 0 | 0 | 0 | 0
IL Fac. Spec. - NOX Rate Summer v3.1, Unit 606 and retrofits | 506 | 1797 | Rate Constraint in lbs/MMBtu | FALSE | L | Annual | Generation | TWh | 0 | 0 | 0 | 0 | 0 | 0 | 0 | 0
IL Fac. Spec. - NOX Rate Summer v3.1, Unit 606 and retrofits | 506 | 1797 | Rate Constraint in lbs/MMBtu | FALSE | L | Annual | Qualifying Generation | TWh | 0 | 0 | 0 | 0 | 0 | 0 | 0 | 0
IL Fac. Spec. - NOX Rate Summer v3.1, Unit 606 and retrofits | 506 | 1797 | Rate Constraint in lbs/MMBtu | FALSE | L | Annual | Rate | lb/MWh | 0 | 0 | 0 | 0 | 0 | 0 | 0 | 0
IL Fac. Spec. - NOX Rate Summer v3.1, Unit 606 and retrofits | 506 | 1797 | Rate Constraint in lbs/MMBtu | FALSE | L | Annual | Constraint Shadow Price | US2016$/Ton | 0 | 0 | 0 | 0 | 0 | 0 | 0 | 0
IL Fac. Spec. - NOX Rate Summer v3.1, Unit 607 and retrofits | 507 | 1797 | Rate Constraint in lbs/MMBtu | FALSE | L | Annual | Seasons Included | Seasons | Summer | Summer | Summer | Summer | Summer | Summer | Summer | Summer
IL Fac. Spec. - NOX Rate Summer v3.1, Unit 607 and retrofits | 507 | 1797 | Rate Constraint in lbs/MMBtu | FALSE | L | Annual | Standard NOX | lb/MMBtu | 0.25 | 0.25 | 0.25 | 0.25 | 0.25 | 0.25 | 0.25 | 0.25
IL Fac. Spec. - NOX Rate Summer v3.1, Unit 607 and retrofits | 507 | 1797 | Rate Constraint in lbs/MMBtu | FALSE | L | Annual | Emissions at Affected Plants NOX | Thousand Tons | 0 | 0 | 0 | 0 | 0 | 0 | 0 | 0
IL Fac. Spec. - NOX Rate Summer v3.1, Unit 607 and retrofits | 507 | 1797 | Rate Constraint in lbs/MMBtu | FALSE | L | Annual | Allowances Purchased NOX | Thousand Tons | 0 | 0 | 0 | 0 | 0 | 0 | 0 | 0
IL Fac. Spec. - NOX Rate Summer v3.1, Unit 607 and retrofits | 507 | 1797 | Rate Constraint in lbs/MMBtu | FALSE | L | Annual | Allowances Sold NOX | Thousand Tons | 0 | 0 | 0 | 0 | 0 | 0 | 0 | 0
IL Fac. Spec. - NOX Rate Summer v3.1, Unit 607 and retrofits | 507 | 1797 | Rate Constraint in lbs/MMBtu | FALSE | L | Annual | Allowances Banked | Thousand Tons | 0 | 0 | 0 | 0 | 0 | 0 | 0 | 0
IL Fac. Spec. - NOX Rate Summer v3.1, Unit 607 and retrofits | 507 | 1797 | Rate Constraint in lbs/MMBtu | FALSE | L | Annual | Allowances Withdrawn (1:1) | Thousand Tons | 0 | 0 | 0 | 0 | 0 | 0 | 0 | 0
IL Fac. Spec. - NOX Rate Summer v3.1, Unit 607 and retrofits | 507 | 1797 | Rate Constraint in lbs/MMBtu | FALSE | L | Annual | Allowances Withdrawn (n:1) | Thousand Tons | 0 | 0 | 0 | 0 | 0 | 0 | 0 | 0
IL Fac. Spec. - NOX Rate Summer v3.1, Unit 607 and retrofits | 507 | 1797 | Rate Constraint in lbs/MMBtu | FALSE | L | Annual | Net Emissions Allowance Position | Thousand Tons | 0 | 0 | 0 | 0 | 0 | 0 | 0 | 0
IL Fac. Spec. - NOX Rate Summer v3.1, Unit 607 and retrofits | 507 | 1797 | Rate Constraint in lbs/MMBtu | FALSE | L | Annual | Fuel Consumed | TBtu | 0 | 0 | 0 | 0 | 0 | 0 | 0 | 0
IL Fac. Spec. - NOX Rate Summer v3.1, Unit 607 and retrofits | 507 | 1797 | Rate Constraint in lbs/MMBtu | FALSE | L | Annual | Rate | lb/MMBtu | 0 | 0 | 0 | 0 | 0 | 0 | 0 | 0
IL Fac. Spec. - NOX Rate Summer v3.1, Unit 607 and retrofits | 507 | 1797 | Rate Constraint in lbs/MMBtu | FALSE | L | Annual | Generation | TWh | 0 | 0 | 0 | 0 | 0 | 0 | 0 | 0
IL Fac. Spec. - NOX Rate Summer v3.1, Unit 607 and retrofits | 507 | 1797 | Rate Constraint in lbs/MMBtu | FALSE | L | Annual | Qualifying Generation | TWh | 0 | 0 | 0 | 0 | 0 | 0 | 0 | 0
IL Fac. Spec. - NOX Rate Summer v3.1, Unit 607 and retrofits | 507 | 1797 | Rate Constraint in lbs/MMBtu | FALSE | L | Annual | Rate | lb/MWh | 0 | 0 | 0 | 0 | 0 | 0 | 0 | 0
IL Fac. Spec. - NOX Rate Summer v3.1, Unit 607 and retrofits | 507 | 1797 | Rate Constraint in lbs/MMBtu | FALSE | L | Annual | Constraint Shadow Price | US2016$/Ton | 0 | 0 | 0 | 0 | 0 | 0 | 0 | 0
IL Fac. Spec. - NOX Rate Summer v3.1, Unit 608 and retrofits | 508 | 1797 | Rate Constraint in lbs/MMBtu | FALSE | L | Annual | Seasons Included | Seasons | Summer | Summer | Summer | Summer | Summer | Summer | Summer | Summer
IL Fac. Spec. - NOX Rate Summer v3.1, Unit 608 and retrofits | 508 | 1797 | Rate Constraint in lbs/MMBtu | FALSE | L | Annual | Standard NOX | lb/MMBtu | 0.25 | 0.25 | 0.25 | 0.25 | 0.25 | 0.25 | 0.25 | 0.25
IL Fac. Spec. - NOX Rate Summer v3.1, Unit 608 and retrofits | 508 | 1797 | Rate Constraint in lbs/MMBtu | FALSE | L | Annual | Emissions at Affected Plants NOX | Thousand Tons | 0.011251 | 0.011251 | 0.02201 | 0.02201 | 0.02201 | 0.02201 | 0.02201 | 0.02201
IL Fac. Spec. - NOX Rate Summer v3.1, Unit 608 and retrofits | 508 | 1797 | Rate Constraint in lbs/MMBtu | FALSE | L | Annual | Allowances Purchased NOX | Thousand Tons | 0 | 0 | 0 | 0 | 0 | 0 | 0 | 0
IL Fac. Spec. - NOX Rate Summer v3.1, Unit 608 and retrofits | 508 | 1797 | Rate Constraint in lbs/MMBtu | FALSE | L | Annual | Allowances Sold NOX | Thousand Tons | 0 | 0 | 0 | 0 | 0 | 0 | 0 | 0
IL Fac. Spec. - NOX Rate Summer v3.1, Unit 608 and retrofits | 508 | 1797 | Rate Constraint in lbs/MMBtu | FALSE | L | Annual | Allowances Banked | Thousand Tons | 0 | 0 | 0 | 0 | 0 | 0 | 0 | 0
IL Fac. Spec. - NOX Rate Summer v3.1, Unit 608 and retrofits | 508 | 1797 | Rate Constraint in lbs/MMBtu | FALSE | L | Annual | Allowances Withdrawn (1:1) | Thousand Tons | 0 | 0 | 0 | 0 | 0 | 0 | 0 | 0
IL Fac. Spec. - NOX Rate Summer v3.1, Unit 608 and retrofits | 508 | 1797 | Rate Constraint in lbs/MMBtu | FALSE | L | Annual | Allowances Withdrawn (n:1) | Thousand Tons | 0 | 0 | 0 | 0 | 0 | 0 | 0 | 0
IL Fac. Spec. - NOX Rate Summer v3.1, Unit 608 and retrofits | 508 | 1797 | Rate Constraint in lbs/MMBtu | FALSE | L | Annual | Net Emissions Allowance Position | Thousand Tons | 0.011251 | 0.011251 | 0.02201 | 0.02201 | 0.02201 | 0.02201 | 0.02201 | 0.02201
IL Fac. Spec. - NOX Rate Summer v3.1, Unit 608 and retrofits | 508 | 1797 | Rate Constraint in lbs/MMBtu | FALSE | L | Annual | Fuel Consumed | TBtu | 0.283 | 0.283 | 0.55364 | 0.55364 | 0.55364 | 0.55364 | 0.55364 | 0.55364
IL Fac. Spec. - NOX Rate Summer v3.1, Unit 608 and retrofits | 508 | 1797 | Rate Constraint in lbs/MMBtu | FALSE | L | Annual | Rate | lb/MMBtu | 0.07951 | 0.07951 | 0.07951 | 0.07951 | 0.07951 | 0.07951 | 0.07951 | 0.07951
IL Fac. Spec. - NOX Rate Summer v3.1, Unit 608 and retrofits | 508 | 1797 | Rate Constraint in lbs/MMBtu | FALSE | L | Annual | Generation | TWh | 0.026338 | 0.026338 | 0.051525 | 0.051525 | 0.051525 | 0.051525 | 0.051525 | 0.051525
IL Fac. Spec. - NOX Rate Summer v3.1, Unit 608 and retrofits | 508 | 1797 | Rate Constraint in lbs/MMBtu | FALSE | L | Annual | Qualifying Generation | TWh | 0.026338 | 0.026338 | 0.051525 | 0.051525 | 0.051525 | 0.051525 | 0.051525 | 0.051525
IL Fac. Spec. - NOX Rate Summer v3.1, Unit 608 and retrofits | 508 | 1797 | Rate Constraint in lbs/MMBtu | FALSE | L | Annual | Rate | lb/MWh | 0.85433 | 0.85433 | 0.85433 | 0.85433 | 0.85433 | 0.85433 | 0.85433 | 0.85433
IL Fac. Spec. - NOX Rate Summer v3.1, Unit 608 and retrofits | 508 | 1797 | Rate Constraint in lbs/MMBtu | FALSE | L | Annual | Constraint Shadow Price | US2016$/Ton | 0 | 0 | 0 | 0 | 0 | 0 | 0 | 0
IL Fac. Spec. - NOX Rate Summer v3.1, Unit 609 and retrofits | 509 | 1797 | Rate Constraint in lbs/MMBtu | FALSE | L | Annual | Seasons Included | Seasons | Summer | Summer | Summer | Summer | Summer | Summer | Summer | Summer
IL Fac. Spec. - NOX Rate Summer v3.1, Unit 609 and retrofits | 509 | 1797 | Rate Constraint in lbs/MMBtu | FALSE | L | Annual | Standard NOX | lb/MMBtu | 0.25 | 0.25 | 0.25 | 0.25 | 0.25 | 0.25 | 0.25 | 0.25
IL Fac. Spec. - NOX Rate Summer v3.1, Unit 609 and retrofits | 509 | 1797 | Rate Constraint in lbs/MMBtu | FALSE | L | Annual | Emissions at Affected Plants NOX | Thousand Tons | 0.011918 | 0.011918 | 0.023314 | 0.023314 | 0.023314 | 0.023314 | 0.023314 | 0.023314
IL Fac. Spec. - NOX Rate Summer v3.1, Unit 609 and retrofits | 509 | 1797 | Rate Constraint in lbs/MMBtu | FALSE | L | Annual | Allowances Purchased NOX | Thousand Tons | 0 | 0 | 0 | 0 | 0 | 0 | 0 | 0
IL Fac. Spec. - NOX Rate Summer v3.1, Unit 609 and retrofits | 509 | 1797 | Rate Constraint in lbs/MMBtu | FALSE | L | Annual | Allowances Sold NOX | Thousand Tons | 0 | 0 | 0 | 0 | 0 | 0 | 0 | 0
IL Fac. Spec. - NOX Rate Summer v3.1, Unit 609 and retrofits | 509 | 1797 | Rate Constraint in lbs/MMBtu | FALSE | L | Annual | Allowances Banked | Thousand Tons | 0 | 0 | 0 | 0 | 0 | 0 | 0 | 0
IL Fac. Spec. - NOX Rate Summer v3.1, Unit 609 and retrofits | 509 | 1797 | Rate Constraint in lbs/MMBtu | FALSE | L | Annual | Allowances Withdrawn (1:1) | Thousand Tons | 0 | 0 | 0 | 0 | 0 | 0 | 0 | 0
IL Fac. Spec. - NOX Rate Summer v3.1, Unit 609 and retrofits | 509 | 1797 | Rate Constraint in lbs/MMBtu | FALSE | L | Annual | Allowances Withdrawn (n:1) | Thousand Tons | 0 | 0 | 0 | 0 | 0 | 0 | 0 | 0
IL Fac. Spec. - NOX Rate Summer v3.1, Unit 609 and retrofits | 509 | 1797 | Rate Constraint in lbs/MMBtu | FALSE | L | Annual | Net Emissions Allowance Position | Thousand Tons | 0.011918 | 0.011918 | 0.023314 | 0.023314 | 0.023314 | 0.023314 | 0.023314 | 0.023314
IL Fac. Spec. - NOX Rate Summer v3.1, Unit 609 and retrofits | 509 | 1797 | Rate Constraint in lbs/MMBtu | FALSE | L | Annual | Fuel Consumed | TBtu | 0.29525 | 0.29525 | 0.57758 | 0.57758 | 0.57758 | 0.57758 | 0.57758 | 0.57758
IL Fac. Spec. - NOX Rate Summer v3.1, Unit 609 and retrofits | 509 | 1797 | Rate Constraint in lbs/MMBtu | FALSE | L | Annual | Rate | lb/MMBtu | 0.08073 | 0.08073 | 0.08073 | 0.08073 | 0.08073 | 0.08073 | 0.08073 | 0.08073
IL Fac. Spec. - NOX Rate Summer v3.1, Unit 609 and retrofits | 509 | 1797 | Rate Constraint in lbs/MMBtu | FALSE | L | Annual | Generation | TWh | 0.027477 | 0.027477 | 0.053754 | 0.053754 | 0.053754 | 0.053754 | 0.053754 | 0.053754
IL Fac. Spec. - NOX Rate Summer v3.1, Unit 609 and retrofits | 509 | 1797 | Rate Constraint in lbs/MMBtu | FALSE | L | Annual | Qualifying Generation | TWh | 0.027477 | 0.027477 | 0.053754 | 0.053754 | 0.053754 | 0.053754 | 0.053754 | 0.053754
IL Fac. Spec. - NOX Rate Summer v3.1, Unit 609 and retrofits | 509 | 1797 | Rate Constraint in lbs/MMBtu | FALSE | L | Annual | Rate | lb/MWh | 0.86744 | 0.86744 | 0.86744 | 0.86744 | 0.86744 | 0.86744 | 0.86744 | 0.86744
IL Fac. Spec. - NOX Rate Summer v3.1, Unit 609 and retrofits | 509 | 1797 | Rate Constraint in lbs/MMBtu | FALSE | L | Annual | Constraint Shadow Price | US2016$/Ton | 0 | 0 | 0 | 0 | 0 | 0 | 0 | 0
IL Fac. Spec. - NOX Rate Summer v3.1, Unit 610 and retrofits | 510 | 1797 | Rate Constraint in lbs/MMBtu | FALSE | L | Annual | Seasons Included | Seasons | Summer | Summer | Summer | Summer | Summer | Summer | Summer | Summer
IL Fac. Spec. - NOX Rate Summer v3.1, Unit 610 and retrofits | 510 | 1797 | Rate Constraint in lbs/MMBtu | FALSE | L | Annual | Standard NOX | lb/MMBtu | 0.25 | 0.25 | 0.25 | 0.25 | 0.25 | 0.25 | 0.25 | 0.25
IL Fac. Spec. - NOX Rate Summer v3.1, Unit 610 and retrofits | 510 | 1797 | Rate Constraint in lbs/MMBtu | FALSE | L | Annual | Emissions at Affected Plants NOX | Thousand Tons | 0 | 0 | 0 | 0 | 0 | 0 | 0 | 0
IL Fac. Spec. - NOX Rate Summer v3.1, Unit 610 and retrofits | 510 | 1797 | Rate Constraint in lbs/MMBtu | FALSE | L | Annual | Allowances Purchased NOX | Thousand Tons | 0 | 0 | 0 | 0 | 0 | 0 | 0 | 0
IL Fac. Spec. - NOX Rate Summer v3.1, Unit 610 and retrofits | 510 | 1797 | Rate Constraint in lbs/MMBtu | FALSE | L | Annual | Allowances Sold NOX | Thousand Tons | 0 | 0 | 0 | 0 | 0 | 0 | 0 | 0
IL Fac. Spec. - NOX Rate Summer v3.1, Unit 610 and retrofits | 510 | 1797 | Rate Constraint in lbs/MMBtu | FALSE | L | Annual | Allowances Banked | Thousand Tons | 0 | 0 | 0 | 0 | 0 | 0 | 0 | 0
IL Fac. Spec. - NOX Rate Summer v3.1, Unit 610 and retrofits | 510 | 1797 | Rate Constraint in lbs/MMBtu | FALSE | L | Annual | Allowances Withdrawn (1:1) | Thousand Tons | 0 | 0 | 0 | 0 | 0 | 0 | 0 | 0
IL Fac. Spec. - NOX Rate Summer v3.1, Unit 610 and retrofits | 510 | 1797 | Rate Constraint in lbs/MMBtu | FALSE | L | Annual | Allowances Withdrawn (n:1) | Thousand Tons | 0 | 0 | 0 | 0 | 0 | 0 | 0 | 0
IL Fac. Spec. - NOX Rate Summer v3.1, Unit 610 and retrofits | 510 | 1797 | Rate Constraint in lbs/MMBtu | FALSE | L | Annual | Net Emissions Allowance Position | Thousand Tons | 0 | 0 | 0 | 0 | 0 | 0 | 0 | 0
IL Fac. Spec. - NOX Rate Summer v3.1, Unit 610 and retrofits | 510 | 1797 | Rate Constraint in lbs/MMBtu | FALSE | L | Annual | Fuel Consumed | TBtu | 0 | 0 | 0 | 0 | 0 | 0 | 0 | 0
IL Fac. Spec. - NOX Rate Summer v3.1, Unit 610 and retrofits | 510 | 1797 | Rate Constraint in lbs/MMBtu | FALSE | L | Annual | Rate | lb/MMBtu | 0 | 0 | 0 | 0 | 0 | 0 | 0 | 0
IL Fac. Spec. - NOX Rate Summer v3.1, Unit 610 and retrofits | 510 | 1797 | Rate Constraint in lbs/MMBtu | FALSE | L | Annual | Generation | TWh | 0 | 0 | 0 | 0 | 0 | 0 | 0 | 0
IL Fac. Spec. - NOX Rate Summer v3.1, Unit 610 and retrofits | 510 | 1797 | Rate Constraint in lbs/MMBtu | FALSE | L | Annual | Qualifying Generation | TWh | 0 | 0 | 0 | 0 | 0 | 0 | 0 | 0
IL Fac. Spec. - NOX Rate Summer v3.1, Unit 610 and retrofits | 510 | 1797 | Rate Constraint in lbs/MMBtu | FALSE | L | Annual | Rate | lb/MWh | 0 | 0 | 0 | 0 | 0 | 0 | 0 | 0
IL Fac. Spec. - NOX Rate Summer v3.1, Unit 610 and retrofits | 510 | 1797 | Rate Constraint in lbs/MMBtu | FALSE | L | Annual | Constraint Shadow Price | US2016$/Ton | 0 | 0 | 0 | 0 | 0 | 0 | 0 | 0
IL Fac. Spec. - NOX Rate Summer v3.1, Unit 611 and retrofits | 511 | 1797 | Rate Constraint in lbs/MMBtu | FALSE | L | Annual | Seasons Included | Seasons | Summer | Summer | Summer | Summer | Summer | Summer | Summer | Summer
IL Fac. Spec. - NOX Rate Summer v3.1, Unit 611 and retrofits | 511 | 1797 | Rate Constraint in lbs/MMBtu | FALSE | L | Annual | Standard NOX | lb/MMBtu | 0.25 | 0.25 | 0.25 | 0.25 | 0.25 | 0.25 | 0.25 | 0.25
IL Fac. Spec. - NOX Rate Summer v3.1, Unit 611 and retrofits | 511 | 1797 | Rate Constraint in lbs/MMBtu | FALSE | L | Annual | Emissions at Affected Plants NOX | Thousand Tons | 0 | 0 | 0 | 0 | 0 | 0 | 0 | 0
IL Fac. Spec. - NOX Rate Summer v3.1, Unit 611 and retrofits | 511 | 1797 | Rate Constraint in lbs/MMBtu | FALSE | L | Annual | Allowances Purchased NOX | Thousand Tons | 0 | 0 | 0 | 0 | 0 | 0 | 0 | 0
IL Fac. Spec. - NOX Rate Summer v3.1, Unit 611 and retrofits | 511 | 1797 | Rate Constraint in lbs/MMBtu | FALSE | L | Annual | Allowances Sold NOX | Thousand Tons | 0 | 0 | 0 | 0 | 0 | 0 | 0 | 0
IL Fac. Spec. - NOX Rate Summer v3.1, Unit 611 and retrofits | 511 | 1797 | Rate Constraint in lbs/MMBtu | FALSE | L | Annual | Allowances Banked | Thousand Tons | 0 | 0 | 0 | 0 | 0 | 0 | 0 | 0
IL Fac. Spec. - NOX Rate Summer v3.1, Unit 611 and retrofits | 511 | 1797 | Rate Constraint in lbs/MMBtu | FALSE | L | Annual | Allowances Withdrawn (1:1) | Thousand Tons | 0 | 0 | 0 | 0 | 0 | 0 | 0 | 0
IL Fac. Spec. - NOX Rate Summer v3.1, Unit 611 and retrofits | 511 | 1797 | Rate Constraint in lbs/MMBtu | FALSE | L | Annual | Allowances Withdrawn (n:1) | Thousand Tons | 0 | 0 | 0 | 0 | 0 | 0 | 0 | 0
IL Fac. Spec. - NOX Rate Summer v3.1, Unit 611 and retrofits | 511 | 1797 | Rate Constraint in lbs/MMBtu | FALSE | L | Annual | Net Emissions Allowance Position | Thousand Tons | 0 | 0 | 0 | 0 | 0 | 0 | 0 | 0
IL Fac. Spec. - NOX Rate Summer v3.1, Unit 611 and retrofits | 511 | 1797 | Rate Constraint in lbs/MMBtu | FALSE | L | Annual | Fuel Consumed | TBtu | 0 | 0 | 0 | 0 | 0 | 0 | 0 | 0
IL Fac. Spec. - NOX Rate Summer v3.1, Unit 611 and retrofits | 511 | 1797 | Rate Constraint in lbs/MMBtu | FALSE | L | Annual | Rate | lb/MMBtu | 0 | 0 | 0 | 0 | 0 | 0 | 0 | 0
IL Fac. Spec. - NOX Rate Summer v3.1, Unit 611 and retrofits | 511 | 1797 | Rate Constraint in lbs/MMBtu | FALSE | L | Annual | Generation | TWh | 0 | 0 | 0 | 0 | 0 | 0 | 0 | 0
IL Fac. Spec. - NOX Rate Summer v3.1, Unit 611 and retrofits | 511 | 1797 | Rate Constraint in lbs/MMBtu | FALSE | L | Annual | Qualifying Generation | TWh | 0 | 0 | 0 | 0 | 0 | 0 | 0 | 0
IL Fac. Spec. - NOX Rate Summer v3.1, Unit 611 and retrofits | 511 | 1797 | Rate Constraint in lbs/MMBtu | FALSE | L | Annual | Rate | lb/MWh | 0 | 0 | 0 | 0 | 0 | 0 | 0 | 0
IL Fac. Spec. - NOX Rate Summer v3.1, Unit 611 and retrofits | 511 | 1797 | Rate Constraint in lbs/MMBtu | FALSE | L | Annual | Constraint Shadow Price | US2016$/Ton | 0 | 0 | 0 | 0 | 0 | 0 | 0 | 0
IL Fac. Spec. - NOX Rate Summer v3.1, Unit 612 and retrofits | 512 | 1797 | Rate Constraint in lbs/MMBtu | FALSE | L | Annual | Seasons Included | Seasons | Summer | Summer | Summer | Summer | Summer | Summer | Summer | Summer
IL Fac. Spec. - NOX Rate Summer v3.1, Unit 612 and retrofits | 512 | 1797 | Rate Constraint in lbs/MMBtu | FALSE | L | Annual | Standard NOX | lb/MMBtu | 0.25 | 0.25 | 0.25 | 0.25 | 0.25 | 0.25 | 0.25 | 0.25
IL Fac. Spec. - NOX Rate Summer v3.1, Unit 612 and retrofits | 512 | 1797 | Rate Constraint in lbs/MMBtu | FALSE | L | Annual | Emissions at Affected Plants NOX | Thousand Tons | 0 | 0 | 0 | 0 | 0 | 0 | 0 | 0
IL Fac. Spec. - NOX Rate Summer v3.1, Unit 612 and retrofits | 512 | 1797 | Rate Constraint in lbs/MMBtu | FALSE | L | Annual | Allowances Purchased NOX | Thousand Tons | 0 | 0 | 0 | 0 | 0 | 0 | 0 | 0
IL Fac. Spec. - NOX Rate Summer v3.1, Unit 612 and retrofits | 512 | 1797 | Rate Constraint in lbs/MMBtu | FALSE | L | Annual | Allowances Sold NOX | Thousand Tons | 0 | 0 | 0 | 0 | 0 | 0 | 0 | 0
IL Fac. Spec. - NOX Rate Summer v3.1, Unit 612 and retrofits | 512 | 1797 | Rate Constraint in lbs/MMBtu | FALSE | L | Annual | Allowances Banked | Thousand Tons | 0 | 0 | 0 | 0 | 0 | 0 | 0 | 0
IL Fac. Spec. - NOX Rate Summer v3.1, Unit 612 and retrofits | 512 | 1797 | Rate Constraint in lbs/MMBtu | FALSE | L | Annual | Allowances Withdrawn (1:1) | Thousand Tons | 0 | 0 | 0 | 0 | 0 | 0 | 0 | 0
IL Fac. Spec. - NOX Rate Summer v3.1, Unit 612 and retrofits | 512 | 1797 | Rate Constraint in lbs/MMBtu | FALSE | L | Annual | Allowances Withdrawn (n:1) | Thousand Tons | 0 | 0 | 0 | 0 | 0 | 0 | 0 | 0
IL Fac. Spec. - NOX Rate Summer v3.1, Unit 612 and retrofits | 512 | 1797 | Rate Constraint in lbs/MMBtu | FALSE | L | Annual | Net Emissions Allowance Position | Thousand Tons | 0 | 0 | 0 | 0 | 0 | 0 | 0 | 0
IL Fac. Spec. - NOX Rate Summer v3.1, Unit 612 and retrofits | 512 | 1797 | Rate Constraint in lbs/MMBtu | FALSE | L | Annual | Fuel Consumed | TBtu | 0 | 0 | 0 | 0 | 0 | 0 | 0 | 0
IL Fac. Spec. - NOX Rate Summer v3.1, Unit 612 and retrofits | 512 | 1797 | Rate Constraint in lbs/MMBtu | FALSE | L | Annual | Rate | lb/MMBtu | 0 | 0 | 0 | 0 | 0 | 0 | 0 | 0
IL Fac. Spec. - NOX Rate Summer v3.1, Unit 612 and retrofits | 512 | 1797 | Rate Constraint in lbs/MMBtu | FALSE | L | Annual | Generation | TWh | 0 | 0 | 0 | 0 | 0 | 0 | 0 | 0
IL Fac. Spec. - NOX Rate Summer v3.1, Unit 612 and retrofits | 512 | 1797 | Rate Constraint in lbs/MMBtu | FALSE | L | Annual | Qualifying Generation | TWh | 0 | 0 | 0 | 0 | 0 | 0 | 0 | 0
IL Fac. Spec. - NOX Rate Summer v3.1, Unit 612 and retrofits | 512 | 1797 | Rate Constraint in lbs/MMBtu | FALSE | L | Annual | Rate | lb/MWh | 0 | 0 | 0 | 0 | 0 | 0 | 0 | 0
IL Fac. Spec. - NOX Rate Summer v3.1, Unit 612 and retrofits | 512 | 1797 | Rate Constraint in lbs/MMBtu | FALSE | L | Annual | Constraint Shadow Price | US2016$/Ton | 0 | 0 | 0 | 0 | 0 | 0 | 0 | 0
IL Fac. Spec. - NOX Rate Summer v3.1, Unit 613 and retrofits | 513 | 1797 | Rate Constraint in lbs/MMBtu | FALSE | L | Annual | Seasons Included | Seasons | Summer | Summer | Summer | Summer | Summer | Summer | Summer | Summer
IL Fac. Spec. - NOX Rate Summer v3.1, Unit 613 and retrofits | 513 | 1797 | Rate Constraint in lbs/MMBtu | FALSE | L | Annual | Standard NOX | lb/MMBtu | 0.25 | 0.25 | 0.25 | 0.25 | 0.25 | 0.25 | 0.25 | 0.25
IL Fac. Spec. - NOX Rate Summer v3.1, Unit 613 and retrofits | 513 | 1797 | Rate Constraint in lbs/MMBtu | FALSE | L | Annual | Emissions at Affected Plants NOX | Thousand Tons | 0 | 0 | 0 | 0 | 0 | 0 | 0 | 0
IL Fac. Spec. - NOX Rate Summer v3.1, Unit 613 and retrofits | 513 | 1797 | Rate Constraint in lbs/MMBtu | FALSE | L | Annual | Allowances Purchased NOX | Thousand Tons | 0 | 0 | 0 | 0 | 0 | 0 | 0 | 0
IL Fac. Spec. - NOX Rate Summer v3.1, Unit 613 and retrofits | 513 | 1797 | Rate Constraint in lbs/MMBtu | FALSE | L | Annual | Allowances Sold NOX | Thousand Tons | 0 | 0 | 0 | 0 | 0 | 0 | 0 | 0
IL Fac. Spec. - NOX Rate Summer v3.1, Unit 613 and retrofits | 513 | 1797 | Rate Constraint in lbs/MMBtu | FALSE | L | Annual | Allowances Banked | Thousand Tons | 0 | 0 | 0 | 0 | 0 | 0 | 0 | 0
IL Fac. Spec. - NOX Rate Summer v3.1, Unit 613 and retrofits | 513 | 1797 | Rate Constraint in lbs/MMBtu | FALSE | L | Annual | Allowances Withdrawn (1:1) | Thousand Tons | 0 | 0 | 0 | 0 | 0 | 0 | 0 | 0
IL Fac. Spec. - NOX Rate Summer v3.1, Unit 613 and retrofits | 513 | 1797 | Rate Constraint in lbs/MMBtu | FALSE | L | Annual | Allowances Withdrawn (n:1) | Thousand Tons | 0 | 0 | 0 | 0 | 0 | 0 | 0 | 0
IL Fac. Spec. - NOX Rate Summer v3.1, Unit 613 and retrofits | 513 | 1797 | Rate Constraint in lbs/MMBtu | FALSE | L | Annual | Net Emissions Allowance Position | Thousand Tons | 0 | 0 | 0 | 0 | 0 | 0 | 0 | 0
IL Fac. Spec. - NOX Rate Summer v3.1, Unit 613 and retrofits | 513 | 1797 | Rate Constraint in lbs/MMBtu | FALSE | L | Annual | Fuel Consumed | TBtu | 0 | 0 | 0 | 0 | 0 | 0 | 0 | 0
IL Fac. Spec. - NOX Rate Summer v3.1, Unit 613 and retrofits | 513 | 1797 | Rate Constraint in lbs/MMBtu | FALSE | L | Annual | Rate | lb/MMBtu | 0 | 0 | 0 | 0 | 0 | 0 | 0 | 0
IL Fac. Spec. - NOX Rate Summer v3.1, Unit 613 and retrofits | 513 | 1797 | Rate Constraint in lbs/MMBtu | FALSE | L | Annual | Generation | TWh | 0 | 0 | 0 | 0 | 0 | 0 | 0 | 0
IL Fac. Spec. - NOX Rate Summer v3.1, Unit 613 and retrofits | 513 | 1797 | Rate Constraint in lbs/MMBtu | FALSE | L | Annual | Qualifying Generation | TWh | 0 | 0 | 0 | 0 | 0 | 0 | 0 | 0
IL Fac. Spec. - NOX Rate Summer v3.1, Unit 613 and retrofits | 513 | 1797 | Rate Constraint in lbs/MMBtu | FALSE | L | Annual | Rate | lb/MWh | 0 | 0 | 0 | 0 | 0 | 0 | 0 | 0
IL Fac. Spec. - NOX Rate Summer v3.1, Unit 613 and retrofits | 513 | 1797 | Rate Constraint in lbs/MMBtu | FALSE | L | Annual | Constraint Shadow Price | US2016$/Ton | 0 | 0 | 0 | 0 | 0 | 0 | 0 | 0
IL Fac. Spec. - NOX Rate Summer v3.1, Unit 614 and retrofits | 514 | 1797 | Rate Constraint in lbs/MMBtu | FALSE | L | Annual | Seasons Included | Seasons | Summer | Summer | Summer | Summer | Summer | Summer | Summer | Summer
IL Fac. Spec. - NOX Rate Summer v3.1, Unit 614 and retrofits | 514 | 1797 | Rate Constraint in lbs/MMBtu | FALSE | L | Annual | Standard NOX | lb/MMBtu | 0.25 | 0.25 | 0.25 | 0.25 | 0.25 | 0.25 | 0.25 | 0.25
IL Fac. Spec. - NOX Rate Summer v3.1, Unit 614 and retrofits | 514 | 1797 | Rate Constraint in lbs/MMBtu | FALSE | L | Annual | Emissions at Affected Plants NOX | Thousand Tons | 0 | 0 | 0 | 0 | 0 | 0 | 0 | 0
IL Fac. Spec. - NOX Rate Summer v3.1, Unit 614 and retrofits | 514 | 1797 | Rate Constraint in lbs/MMBtu | FALSE | L | Annual | Allowances Purchased NOX | Thousand Tons | 0 | 0 | 0 | 0 | 0 | 0 | 0 | 0
IL Fac. Spec. - NOX Rate Summer v3.1, Unit 614 and retrofits | 514 | 1797 | Rate Constraint in lbs/MMBtu | FALSE | L | Annual | Allowances Sold NOX | Thousand Tons | 0 | 0 | 0 | 0 | 0 | 0 | 0 | 0
IL Fac. Spec. - NOX Rate Summer v3.1, Unit 614 and retrofits | 514 | 1797 | Rate Constraint in lbs/MMBtu | FALSE | L | Annual | Allowances Banked | Thousand Tons | 0 | 0 | 0 | 0 | 0 | 0 | 0 | 0
IL Fac. Spec. - NOX Rate Summer v3.1, Unit 614 and retrofits | 514 | 1797 | Rate Constraint in lbs/MMBtu | FALSE | L | Annual | Allowances Withdrawn (1:1) | Thousand Tons | 0 | 0 | 0 | 0 | 0 | 0 | 0 | 0
IL Fac. Spec. - NOX Rate Summer v3.1, Unit 614 and retrofits | 514 | 1797 | Rate Constraint in lbs/MMBtu | FALSE | L | Annual | Allowances Withdrawn (n:1) | Thousand Tons | 0 | 0 | 0 | 0 | 0 | 0 | 0 | 0
IL Fac. Spec. - NOX Rate Summer v3.1, Unit 614 and retrofits | 514 | 1797 | Rate Constraint in lbs/MMBtu | FALSE | L | Annual | Net Emissions Allowance Position | Thousand Tons | 0 | 0 | 0 | 0 | 0 | 0 | 0 | 0
IL Fac. Spec. - NOX Rate Summer v3.1, Unit 614 and retrofits | 514 | 1797 | Rate Constraint in lbs/MMBtu | FALSE | L | Annual | Fuel Consumed | TBtu | 0 | 0 | 0 | 0 | 0 | 0 | 0 | 0
IL Fac. Spec. - NOX Rate Summer v3.1, Unit 614 and retrofits | 514 | 1797 | Rate Constraint in lbs/MMBtu | FALSE | L | Annual | Rate | lb/MMBtu | 0 | 0 | 0 | 0 | 0 | 0 | 0 | 0
IL Fac. Spec. - NOX Rate Summer v3.1, Unit 614 and retrofits | 514 | 1797 | Rate Constraint in lbs/MMBtu | FALSE | L | Annual | Generation | TWh | 0 | 0 | 0 | 0 | 0 | 0 | 0 | 0
IL Fac. Spec. - NOX Rate Summer v3.1, Unit 614 and retrofits | 514 | 1797 | Rate Constraint in lbs/MMBtu | FALSE | L | Annual | Qualifying Generation | TWh | 0 | 0 | 0 | 0 | 0 | 0 | 0 | 0
IL Fac. Spec. - NOX Rate Summer v3.1, Unit 614 and retrofits | 514 | 1797 | Rate Constraint in lbs/MMBtu | FALSE | L | Annual | Rate | lb/MWh | 0 | 0 | 0 | 0 | 0 | 0 | 0 | 0
IL Fac. Spec. - NOX Rate Summer v3.1, Unit 614 and retrofits | 514 | 1797 | Rate Constraint in lbs/MMBtu | FALSE | L | Annual | Constraint Shadow Price | US2016$/Ton | 0 | 0 | 0 | 0 | 0 | 0 | 0 | 0
IL Fac. Spec. - NOX Rate Summer v3.1, Unit 615 and retrofits | 515 | 1797 | Rate Constraint in lbs/MMBtu | FALSE | L | Annual | Seasons Included | Seasons | Summer | Summer | Summer | Summer | Summer | Summer | Summer | Summer
IL Fac. Spec. - NOX Rate Summer v3.1, Unit 615 and retrofits | 515 | 1797 | Rate Constraint in lbs/MMBtu | FALSE | L | Annual | Standard NOX | lb/MMBtu | 0.25 | 0.25 | 0.25 | 0.25 | 0.25 | 0.25 | 0.25 | 0.25
IL Fac. Spec. - NOX Rate Summer v3.1, Unit 615 and retrofits | 515 | 1797 | Rate Constraint in lbs/MMBtu | FALSE | L | Annual | Emissions at Affected Plants NOX | Thousand Tons | 0 | 0 | 0 | 0 | 0 | 0 | 0 | 0
IL Fac. Spec. - NOX Rate Summer v3.1, Unit 615 and retrofits | 515 | 1797 | Rate Constraint in lbs/MMBtu | FALSE | L | Annual | Allowances Purchased NOX | Thousand Tons | 0 | 0 | 0 | 0 | 0 | 0 | 0 | 0
IL Fac. Spec. - NOX Rate Summer v3.1, Unit 615 and retrofits | 515 | 1797 | Rate Constraint in lbs/MMBtu | FALSE | L | Annual | Allowances Sold NOX | Thousand Tons | 0 | 0 | 0 | 0 | 0 | 0 | 0 | 0
IL Fac. Spec. - NOX Rate Summer v3.1, Unit 615 and retrofits | 515 | 1797 | Rate Constraint in lbs/MMBtu | FALSE | L | Annual | Allowances Banked | Thousand Tons | 0 | 0 | 0 | 0 | 0 | 0 | 0 | 0
IL Fac. Spec. - NOX Rate Summer v3.1, Unit 615 and retrofits | 515 | 1797 | Rate Constraint in lbs/MMBtu | FALSE | L | Annual | Allowances Withdrawn (1:1) | Thousand Tons | 0 | 0 | 0 | 0 | 0 | 0 | 0 | 0
IL Fac. Spec. - NOX Rate Summer v3.1, Unit 615 and retrofits | 515 | 1797 | Rate Constraint in lbs/MMBtu | FALSE | L | Annual | Allowances Withdrawn (n:1) | Thousand Tons | 0 | 0 | 0 | 0 | 0 | 0 | 0 | 0
IL Fac. Spec. - NOX Rate Summer v3.1, Unit 615 and retrofits | 515 | 1797 | Rate Constraint in lbs/MMBtu | FALSE | L | Annual | Net Emissions Allowance Position | Thousand Tons | 0 | 0 | 0 | 0 | 0 | 0 | 0 | 0
IL Fac. Spec. - NOX Rate Summer v3.1, Unit 615 and retrofits | 515 | 1797 | Rate Constraint in lbs/MMBtu | FALSE | L | Annual | Fuel Consumed | TBtu | 0 | 0 | 0 | 0 | 0 | 0 | 0 | 0
IL Fac. Spec. - NOX Rate Summer v3.1, Unit 615 and retrofits | 515 | 1797 | Rate Constraint in lbs/MMBtu | FALSE | L | Annual | Rate | lb/MMBtu | 0 | 0 | 0 | 0 | 0 | 0 | 0 | 0
IL Fac. Spec. - NOX Rate Summer v3.1, Unit 615 and retrofits | 515 | 1797 | Rate Constraint in lbs/MMBtu | FALSE | L | Annual | Generation | TWh | 0 | 0 | 0 | 0 | 0 | 0 | 0 | 0
IL Fac. Spec. - NOX Rate Summer v3.1, Unit 615 and retrofits | 515 | 1797 | Rate Constraint in lbs/MMBtu | FALSE | L | Annual | Qualifying Generation | TWh | 0 | 0 | 0 | 0 | 0 | 0 | 0 | 0
IL Fac. Spec. - NOX Rate Summer v3.1, Unit 615 and retrofits | 515 | 1797 | Rate Constraint in lbs/MMBtu | FALSE | L | Annual | Rate | lb/MWh | 0 | 0 | 0 | 0 | 0 | 0 | 0 | 0
IL Fac. Spec. - NOX Rate Summer v3.1, Unit 615 and retrofits | 515 | 1797 | Rate Constraint in lbs/MMBtu | FALSE | L | Annual | Constraint Shadow Price | US2016$/Ton | 0 | 0 | 0 | 0 | 0 | 0 | 0 | 0
IL Fac. Spec. - NOX Rate Summer v3.1, Unit 616 and retrofits | 516 | 1797 | Rate Constraint in lbs/MMBtu | FALSE | L | Annual | Seasons Included | Seasons | Summer | Summer | Summer | Summer | Summer | Summer | Summer | Summer
IL Fac. Spec. - NOX Rate Summer v3.1, Unit 616 and retrofits | 516 | 1797 | Rate Constraint in lbs/MMBtu | FALSE | L | Annual | Standard NOX | lb/MMBtu | 0.25 | 0.25 | 0.25 | 0.25 | 0.25 | 0.25 | 0.25 | 0.25
IL Fac. Spec. - NOX Rate Summer v3.1, Unit 616 and retrofits | 516 | 1797 | Rate Constraint in lbs/MMBtu | FALSE | L | Annual | Emissions at Affected Plants NOX | Thousand Tons | 0 | 0 | 0 | 0 | 0 | 0 | 0 | 0
IL Fac. Spec. - NOX Rate Summer v3.1, Unit 616 and retrofits | 516 | 1797 | Rate Constraint in lbs/MMBtu | FALSE | L | Annual | Allowances Purchased NOX | Thousand Tons | 0 | 0 | 0 | 0 | 0 | 0 | 0 | 0
IL Fac. Spec. - NOX Rate Summer v3.1, Unit 616 and retrofits | 516 | 1797 | Rate Constraint in lbs/MMBtu | FALSE | L | Annual | Allowances Sold NOX | Thousand Tons | 0 | 0 | 0 | 0 | 0 | 0 | 0 | 0
IL Fac. Spec. - NOX Rate Summer v3.1, Unit 616 and retrofits | 516 | 1797 | Rate Constraint in lbs/MMBtu | FALSE | L | Annual | Allowances Banked | Thousand Tons | 0 | 0 | 0 | 0 | 0 | 0 | 0 | 0
IL Fac. Spec. - NOX Rate Summer v3.1, Unit 616 and retrofits | 516 | 1797 | Rate Constraint in lbs/MMBtu | FALSE | L | Annual | Allowances Withdrawn (1:1) | Thousand Tons | 0 | 0 | 0 | 0 | 0 | 0 | 0 | 0
IL Fac. Spec. - NOX Rate Summer v3.1, Unit 616 and retrofits | 516 | 1797 | Rate Constraint in lbs/MMBtu | FALSE | L | Annual | Allowances Withdrawn (n:1) | Thousand Tons | 0 | 0 | 0 | 0 | 0 | 0 | 0 | 0
IL Fac. Spec. - NOX Rate Summer v3.1, Unit 616 and retrofits | 516 | 1797 | Rate Constraint in lbs/MMBtu | FALSE | L | Annual | Net Emissions Allowance Position | Thousand Tons | 0 | 0 | 0 | 0 | 0 | 0 | 0 | 0
IL Fac. Spec. - NOX Rate Summer v3.1, Unit 616 and retrofits | 516 | 1797 | Rate Constraint in lbs/MMBtu | FALSE | L | Annual | Fuel Consumed | TBtu | 0 | 0 | 0 | 0 | 0 | 0 | 0 | 0
IL Fac. Spec. - NOX Rate Summer v3.1, Unit 616 and retrofits | 516 | 1797 | Rate Constraint in lbs/MMBtu | FALSE | L | Annual | Rate | lb/MMBtu | 0 | 0 | 0 | 0 | 0 | 0 | 0 | 0
IL Fac. Spec. - NOX Rate Summer v3.1, Unit 616 and retrofits | 516 | 1797 | Rate Constraint in lbs/MMBtu | FALSE | L | Annual | Generation | TWh | 0 | 0 | 0 | 0 | 0 | 0 | 0 | 0
IL Fac. Spec. - NOX Rate Summer v3.1, Unit 616 and retrofits | 516 | 1797 | Rate Constraint in lbs/MMBtu | FALSE | L | Annual | Qualifying Generation | TWh | 0 | 0 | 0 | 0 | 0 | 0 | 0 | 0
IL Fac. Spec. - NOX Rate Summer v3.1, Unit 616 and retrofits | 516 | 1797 | Rate Constraint in lbs/MMBtu | FALSE | L | Annual | Rate | lb/MWh | 0 | 0 | 0 | 0 | 0 | 0 | 0 | 0
IL Fac. Spec. - NOX Rate Summer v3.1, Unit 616 and retrofits | 516 | 1797 | Rate Constraint in lbs/MMBtu | FALSE | L | Annual | Constraint Shadow Price | US2016$/Ton | 0 | 0 | 0 | 0 | 0 | 0 | 0 | 0
IL Fac. Spec. - NOX Rate Summer v3.1, Unit 617 and retrofits | 517 | 1797 | Rate Constraint in lbs/MMBtu | FALSE | L | Annual | Seasons Included | Seasons | Summer | Summer | Summer | Summer | Summer | Summer | Summer | Summer
IL Fac. Spec. - NOX Rate Summer v3.1, Unit 617 and retrofits | 517 | 1797 | Rate Constraint in lbs/MMBtu | FALSE | L | Annual | Standard NOX | lb/MMBtu | 0.25 | 0.25 | 0.25 | 0.25 | 0.25 | 0.25 | 0.25 | 0.25
IL Fac. Spec. - NOX Rate Summer v3.1, Unit 617 and retrofits | 517 | 1797 | Rate Constraint in lbs/MMBtu | FALSE | L | Annual | Emissions at Affected Plants NOX | Thousand Tons | 0 | 0 | 0 | 0 | 0 | 0 | 0 | 0
IL Fac. Spec. - NOX Rate Summer v3.1, Unit 617 and retrofits | 517 | 1797 | Rate Constraint in lbs/MMBtu | FALSE | L | Annual | Allowances Purchased NOX | Thousand Tons | 0 | 0 | 0 | 0 | 0 | 0 | 0 | 0
IL Fac. Spec. - NOX Rate Summer v3.1, Unit 617 and retrofits | 517 | 1797 | Rate Constraint in lbs/MMBtu | FALSE | L | Annual | Allowances Sold NOX | Thousand Tons | 0 | 0 | 0 | 0 | 0 | 0 | 0 | 0
IL Fac. Spec. - NOX Rate Summer v3.1, Unit 617 and retrofits | 517 | 1797 | Rate Constraint in lbs/MMBtu | FALSE | L | Annual | Allowances Banked | Thousand Tons | 0 | 0 | 0 | 0 | 0 | 0 | 0 | 0
IL Fac. Spec. - NOX Rate Summer v3.1, Unit 617 and retrofits | 517 | 1797 | Rate Constraint in lbs/MMBtu | FALSE | L | Annual | Allowances Withdrawn (1:1) | Thousand Tons | 0 | 0 | 0 | 0 | 0 | 0 | 0 | 0
IL Fac. Spec. - NOX Rate Summer v3.1, Unit 617 and retrofits | 517 | 1797 | Rate Constraint in lbs/MMBtu | FALSE | L | Annual | Allowances Withdrawn (n:1) | Thousand Tons | 0 | 0 | 0 | 0 | 0 | 0 | 0 | 0
IL Fac. Spec. - NOX Rate Summer v3.1, Unit 617 and retrofits | 517 | 1797 | Rate Constraint in lbs/MMBtu | FALSE | L | Annual | Net Emissions Allowance Position | Thousand Tons | 0 | 0 | 0 | 0 | 0 | 0 | 0 | 0
IL Fac. Spec. - NOX Rate Summer v3.1, Unit 617 and retrofits | 517 | 1797 | Rate Constraint in lbs/MMBtu | FALSE | L | Annual | Fuel Consumed | TBtu | 0 | 0 | 0 | 0 | 0 | 0 | 0 | 0
IL Fac. Spec. - NOX Rate Summer v3.1, Unit 617 and retrofits | 517 | 1797 | Rate Constraint in lbs/MMBtu | FALSE | L | Annual | Rate | lb/MMBtu | 0 | 0 | 0 | 0 | 0 | 0 | 0 | 0
IL Fac. Spec. - NOX Rate Summer v3.1, Unit 617 and retrofits | 517 | 1797 | Rate Constraint in lbs/MMBtu | FALSE | L | Annual | Generation | TWh | 0 | 0 | 0 | 0 | 0 | 0 | 0 | 0
IL Fac. Spec. - NOX Rate Summer v3.1, Unit 617 and retrofits | 517 | 1797 | Rate Constraint in lbs/MMBtu | FALSE | L | Annual | Qualifying Generation | TWh | 0 | 0 | 0 | 0 | 0 | 0 | 0 | 0
IL Fac. Spec. - NOX Rate Summer v3.1, Unit 617 and retrofits | 517 | 1797 | Rate Constraint in lbs/MMBtu | FALSE | L | Annual | Rate | lb/MWh | 0 | 0 | 0 | 0 | 0 | 0 | 0 | 0
IL Fac. Spec. - NOX Rate Summer v3.1, Unit 617 and retrofits | 517 | 1797 | Rate Constraint in lbs/MMBtu | FALSE | L | Annual | Constraint Shadow Price | US2016$/Ton | 0 | 0 | 0 | 0 | 0 | 0 | 0 | 0
IL Fac. Spec. - NOX Rate Summer v3.1, Unit 622 and retrofits | 518 | 1797 | Rate Constraint in lbs/MMBtu | FALSE | L | Annual | Seasons Included | Seasons | Summer | Summer | Summer | Summer | Summer | Summer | Summer | Summer
IL Fac. Spec. - NOX Rate Summer v3.1, Unit 622 and retrofits | 518 | 1797 | Rate Constraint in lbs/MMBtu | FALSE | L | Annual | Standard NOX | lb/MMBtu | 0.25 | 0.25 | 0.25 | 0.25 | 0.25 | 0.25 | 0.25 | 0.25
IL Fac. Spec. - NOX Rate Summer v3.1, Unit 622 and retrofits | 518 | 1797 | Rate Constraint in lbs/MMBtu | FALSE | L | Annual | Emissions at Affected Plants NOX | Thousand Tons | 0.0010113 | 0.0010113 | 0.0010113 | 0.0075847 | 0.010057 | 0.0051408 | 0.0051408 | 0.0051408
IL Fac. Spec. - NOX Rate Summer v3.1, Unit 622 and retrofits | 518 | 1797 | Rate Constraint in lbs/MMBtu | FALSE | L | Annual | Allowances Purchased NOX | Thousand Tons | 0 | 0 | 0 | 0 | 0 | 0 | 0 | 0
IL Fac. Spec. - NOX Rate Summer v3.1, Unit 622 and retrofits | 518 | 1797 | Rate Constraint in lbs/MMBtu | FALSE | L | Annual | Allowances Sold NOX | Thousand Tons | 0 | 0 | 0 | 0 | 0 | 0 | 0 | 0
IL Fac. Spec. - NOX Rate Summer v3.1, Unit 622 and retrofits | 518 | 1797 | Rate Constraint in lbs/MMBtu | FALSE | L | Annual | Allowances Banked | Thousand Tons | 0 | 0 | 0 | 0 | 0 | 0 | 0 | 0
IL Fac. Spec. - NOX Rate Summer v3.1, Unit 622 and retrofits | 518 | 1797 | Rate Constraint in lbs/MMBtu | FALSE | L | Annual | Allowances Withdrawn (1:1) | Thousand Tons | 0 | 0 | 0 | 0 | 0 | 0 | 0 | 0
IL Fac. Spec. - NOX Rate Summer v3.1, Unit 622 and retrofits | 518 | 1797 | Rate Constraint in lbs/MMBtu | FALSE | L | Annual | Allowances Withdrawn (n:1) | Thousand Tons | 0 | 0 | 0 | 0 | 0 | 0 | 0 | 0
IL Fac. Spec. - NOX Rate Summer v3.1, Unit 622 and retrofits | 518 | 1797 | Rate Constraint in lbs/MMBtu | FALSE | L | Annual | Net Emissions Allowance Position | Thousand Tons | 0.0010113 | 0.0010113 | 0.0010113 | 0.0075847 | 0.010057 | 0.0051408 | 0.0051408 | 0.0051408
IL Fac. Spec. - NOX Rate Summer v3.1, Unit 622 and retrofits | 518 | 1797 | Rate Constraint in lbs/MMBtu | FALSE | L | Annual | Fuel Consumed | TBtu | 0.056942 | 0.056942 | 0.056942 | 0.42707 | 0.56626 | 0.28946 | 0.28946 | 0.28946
IL Fac. Spec. - NOX Rate Summer v3.1, Unit 622 and retrofits | 518 | 1797 | Rate Constraint in lbs/MMBtu | FALSE | L | Annual | Rate | lb/MMBtu | 0.03552 | 0.03552 | 0.03552 | 0.03552 | 0.03552 | 0.03552 | 0.03552 | 0.03552
IL Fac. Spec. - NOX Rate Summer v3.1, Unit 622 and retrofits | 518 | 1797 | Rate Constraint in lbs/MMBtu | FALSE | L | Annual | Generation | TWh | 0.0050099 | 0.0050099 | 0.0050099 | 0.037574 | 0.049821 | 0.025467 | 0.025467 | 0.025467
IL Fac. Spec. - NOX Rate Summer v3.1, Unit 622 and retrofits | 518 | 1797 | Rate Constraint in lbs/MMBtu | FALSE | L | Annual | Qualifying Generation | TWh | 0.0050099 | 0.0050099 | 0.0050099 | 0.037574 | 0.049821 | 0.025467 | 0.025467 | 0.025467
IL Fac. Spec. - NOX Rate Summer v3.1, Unit 622 and retrofits | 518 | 1797 | Rate Constraint in lbs/MMBtu | FALSE | L | Annual | Rate | lb/MWh | 0.40372 | 0.40372 | 0.40372 | 0.40372 | 0.40372 | 0.40372 | 0.40372 | 0.40372
IL Fac. Spec. - NOX Rate Summer v3.1, Unit 622 and retrofits | 518 | 1797 | Rate Constraint in lbs/MMBtu | FALSE | L | Annual | Constraint Shadow Price | US2016$/Ton | 0 | 0 | 0 | 0 | 0 | 0 | 0 | 0
IL Fac. Spec. - NOX Rate Summer v3.1, Unit 623 and retrofits | 519 | 1797 | Rate Constraint in lbs/MMBtu | FALSE | L | Annual | Seasons Included | Seasons | Summer | Summer | Summer | Summer | Summer | Summer | Summer | Summer
IL Fac. Spec. - NOX Rate Summer v3.1, Unit 623 and retrofits | 519 | 1797 | Rate Constraint in lbs/MMBtu | FALSE | L | Annual | Standard NOX | lb/MMBtu | 0.25 | 0.25 | 0.25 | 0.25 | 0.25 | 0.25 | 0.25 | 0.25
IL Fac. Spec. - NOX Rate Summer v3.1, Unit 623 and retrofits | 519 | 1797 | Rate Constraint in lbs/MMBtu | FALSE | L | Annual | Emissions at Affected Plants NOX | Thousand Tons | 0.00091791 | 0.00091791 | 0.00091791 | 0.0068843 | 0.0091281 | 0.004666 | 0.004666 | 0.004666
IL Fac. Spec. - NOX Rate Summer v3.1, Unit 623 and retrofits | 519 | 1797 | Rate Constraint in lbs/MMBtu | FALSE | L | Annual | Allowances Purchased NOX | Thousand Tons | 0 | 0 | 0 | 0 | 0 | 0 | 0 | 0
IL Fac. Spec. - NOX Rate Summer v3.1, Unit 623 and retrofits | 519 | 1797 | Rate Constraint in lbs/MMBtu | FALSE | L | Annual | Allowances Sold NOX | Thousand Tons | 0 | 0 | 0 | 0 | 0 | 0 | 0 | 0
IL Fac. Spec. - NOX Rate Summer v3.1, Unit 623 and retrofits | 519 | 1797 | Rate Constraint in lbs/MMBtu | FALSE | L | Annual | Allowances Banked | Thousand Tons | 0 | 0 | 0 | 0 | 0 | 0 | 0 | 0
IL Fac. Spec. - NOX Rate Summer v3.1, Unit 623 and retrofits | 519 | 1797 | Rate Constraint in lbs/MMBtu | FALSE | L | Annual | Allowances Withdrawn (1:1) | Thousand Tons | 0 | 0 | 0 | 0 | 0 | 0 | 0 | 0
IL Fac. Spec. - NOX Rate Summer v3.1, Unit 623 and retrofits | 519 | 1797 | Rate Constraint in lbs/MMBtu | FALSE | L | Annual | Allowances Withdrawn (n:1) | Thousand Tons | 0 | 0 | 0 | 0 | 0 | 0 | 0 | 0
IL Fac. Spec. - NOX Rate Summer v3.1, Unit 623 and retrofits | 519 | 1797 | Rate Constraint in lbs/MMBtu | FALSE | L | Annual | Net Emissions Allowance Position | Thousand Tons | 0.00091791 | 0.00091791 | 0.00091791 | 0.0068843 | 0.0091281 | 0.004666 | 0.004666 | 0.004666
IL Fac. Spec. - NOX Rate Summer v3.1, Unit 623 and retrofits | 519 | 1797 | Rate Constraint in lbs/MMBtu | FALSE | L | Annual | Fuel Consumed | TBtu | 0.056942 | 0.056942 | 0.056942 | 0.42707 | 0.56626 | 0.28946 | 0.28946 | 0.28946
IL Fac. Spec. - NOX Rate Summer v3.1, Unit 623 and retrofits | 519 | 1797 | Rate Constraint in lbs/MMBtu | FALSE | L | Annual | Rate | lb/MMBtu | 0.03224 | 0.03224 | 0.03224 | 0.03224 | 0.03224 | 0.03224 | 0.03224 | 0.03224
IL Fac. Spec. - NOX Rate Summer v3.1, Unit 623 and retrofits | 519 | 1797 | Rate Constraint in lbs/MMBtu | FALSE | L | Annual | Generation | TWh | 0.0050099 | 0.0050099 | 0.0050099 | 0.037574 | 0.049821 | 0.025467 | 0.025467 | 0.025467
IL Fac. Spec. - NOX Rate Summer v3.1, Unit 623 and retrofits | 519 | 1797 | Rate Constraint in lbs/MMBtu | FALSE | L | Annual | Qualifying Generation | TWh | 0.0050099 | 0.0050099 | 0.0050099 | 0.037574 | 0.049821 | 0.025467 | 0.025467 | 0.025467
IL Fac. Spec. - NOX Rate Summer v3.1, Unit 623 and retrofits | 519 | 1797 | Rate Constraint in lbs/MMBtu | FALSE | L | Annual | Rate | lb/MWh | 0.36644 | 0.36644 | 0.36644 | 0.36644 | 0.36644 | 0.36644 | 0.36644 | 0.36644
IL Fac. Spec. - NOX Rate Summer v3.1, Unit 623 and retrofits | 519 | 1797 | Rate Constraint in lbs/MMBtu | FALSE | L | Annual | Constraint Shadow Price | US2016$/Ton | 0 | 0 | 0 | 0 | 0 | 0 | 0 | 0
IL Fac. Spec. - NOX Rate Summer v3.1, Unit 624 and retrofits | 520 | 1797 | Rate Constraint in lbs/MMBtu | FALSE | L | Annual | Seasons Included | Seasons | Summer | Summer | Summer | Summer | Summer | Summer | Summer | Summer
IL Fac. Spec. - NOX Rate Summer v3.1, Unit 624 and retrofits | 520 | 1797 | Rate Constraint in lbs/MMBtu | FALSE | L | Annual | Standard NOX | lb/MMBtu | 0.25 | 0.25 | 0.25 | 0.25 | 0.25 | 0.25 | 0.25 | 0.25
IL Fac. Spec. - NOX Rate Summer v3.1, Unit 624 and retrofits | 520 | 1797 | Rate Constraint in lbs/MMBtu | FALSE | L | Annual | Emissions at Affected Plants NOX | Thousand Tons | 0.0010372 | 0.0010372 | 0.0010372 | 0.007779 | 0.010314 | 0.0052725 | 0.0052725 | 0.0052725
IL Fac. Spec. - NOX Rate Summer v3.1, Unit 624 and retrofits | 520 | 1797 | Rate Constraint in lbs/MMBtu | FALSE | L | Annual | Allowances Purchased NOX | Thousand Tons | 0 | 0 | 0 | 0 | 0 | 0 | 0 | 0
IL Fac. Spec. - NOX Rate Summer v3.1, Unit 624 and retrofits | 520 | 1797 | Rate Constraint in lbs/MMBtu | FALSE | L | Annual | Allowances Sold NOX | Thousand Tons | 0 | 0 | 0 | 0 | 0 | 0 | 0 | 0
IL Fac. Spec. - NOX Rate Summer v3.1, Unit 624 and retrofits | 520 | 1797 | Rate Constraint in lbs/MMBtu | FALSE | L | Annual | Allowances Banked | Thousand Tons | 0 | 0 | 0 | 0 | 0 | 0 | 0 | 0
IL Fac. Spec. - NOX Rate Summer v3.1, Unit 624 and retrofits | 520 | 1797 | Rate Constraint in lbs/MMBtu | FALSE | L | Annual | Allowances Withdrawn (1:1) | Thousand Tons | 0 | 0 | 0 | 0 | 0 | 0 | 0 | 0
IL Fac. Spec. - NOX Rate Summer v3.1, Unit 624 and retrofits | 520 | 1797 | Rate Constraint in lbs/MMBtu | FALSE | L | Annual | Allowances Withdrawn (n:1) | Thousand Tons | 0 | 0 | 0 | 0 | 0 | 0 | 0 | 0
IL Fac. Spec. - NOX Rate Summer v3.1, Unit 624 and retrofits | 520 | 1797 | Rate Constraint in lbs/MMBtu | FALSE | L | Annual | Net Emissions Allowance Position | Thousand Tons | 0.0010372 | 0.0010372 | 0.0010372 | 0.007779 | 0.010314 | 0.0052725 | 0.0052725 | 0.0052725
IL Fac. Spec. - NOX Rate Summer v3.1, Unit 624 and retrofits | 520 | 1797 | Rate Constraint in lbs/MMBtu | FALSE | L | Annual | Fuel Consumed | TBtu | 0.056942 | 0.056942 | 0.056942 | 0.42707 | 0.56626 | 0.28946 | 0.28946 | 0.28946
IL Fac. Spec. - NOX Rate Summer v3.1, Unit 624 and retrofits | 520 | 1797 | Rate Constraint in lbs/MMBtu | FALSE | L | Annual | Rate | lb/MMBtu | 0.03643 | 0.03643 | 0.03643 | 0.03643 | 0.03643 | 0.03643 | 0.03643 | 0.03643
IL Fac. Spec. - NOX Rate Summer v3.1, Unit 624 and retrofits | 520 | 1797 | Rate Constraint in lbs/MMBtu | FALSE | L | Annual | Generation | TWh | 0.0050099 | 0.0050099 | 0.0050099 | 0.037574 | 0.049821 | 0.025467 | 0.025467 | 0.025467
IL Fac. Spec. - NOX Rate Summer v3.1, Unit 624 and retrofits | 520 | 1797 | Rate Constraint in lbs/MMBtu | FALSE | L | Annual | Qualifying Generation | TWh | 0.0050099 | 0.0050099 | 0.0050099 | 0.037574 | 0.049821 | 0.025467 | 0.025467 | 0.025467
IL Fac. Spec. - NOX Rate Summer v3.1, Unit 624 and retrofits | 520 | 1797 | Rate Constraint in lbs/MMBtu | FALSE | L | Annual | Rate | lb/MWh | 0.41406 | 0.41406 | 0.41406 | 0.41406 | 0.41406 | 0.41406 | 0.41406 | 0.41406
IL Fac. Spec. - NOX Rate Summer v3.1, Unit 624 and retrofits | 520 | 1797 | Rate Constraint in lbs/MMBtu | FALSE | L | Annual | Constraint Shadow Price | US2016$/Ton | 0 | 0 | 0 | 0 | 0 | 0 | 0 | 0
IL Fac. Spec. - NOX Rate Summer v3.1, Unit 638 and retrofits | 521 | 1797 | Rate Constraint in lbs/MMBtu | FALSE | L | Annual | Seasons Included | Seasons | Summer | Summer | Summer | Summer | Summer | Summer | Summer | Summer
IL Fac. Spec. - NOX Rate Summer v3.1, Unit 638 and retrofits | 521 | 1797 | Rate Constraint in lbs/MMBtu | FALSE | L | Annual | Standard NOX | lb/MMBtu | 0.25 | 0.25 | 0.25 | 0.25 | 0.25 | 0.25 | 0.25 | 0.25
IL Fac. Spec. - NOX Rate Summer v3.1, Unit 638 and retrofits | 521 | 1797 | Rate Constraint in lbs/MMBtu | FALSE | L | Annual | Emissions at Affected Plants NOX | Thousand Tons | 0 | 0 | 0 | 0 | 0 | 0 | 0 | 0
IL Fac. Spec. - NOX Rate Summer v3.1, Unit 638 and retrofits | 521 | 1797 | Rate Constraint in lbs/MMBtu | FALSE | L | Annual | Allowances Purchased NOX | Thousand Tons | 0 | 0 | 0 | 0 | 0 | 0 | 0 | 0
IL Fac. Spec. - NOX Rate Summer v3.1, Unit 638 and retrofits | 521 | 1797 | Rate Constraint in lbs/MMBtu | FALSE | L | Annual | Allowances Sold NOX | Thousand Tons | 0 | 0 | 0 | 0 | 0 | 0 | 0 | 0
IL Fac. Spec. - NOX Rate Summer v3.1, Unit 638 and retrofits | 521 | 1797 | Rate Constraint in lbs/MMBtu | FALSE | L | Annual | Allowances Banked | Thousand Tons | 0 | 0 | 0 | 0 | 0 | 0 | 0 | 0
IL Fac. Spec. - NOX Rate Summer v3.1, Unit 638 and retrofits | 521 | 1797 | Rate Constraint in lbs/MMBtu | FALSE | L | Annual | Allowances Withdrawn (1:1) | Thousand Tons | 0 | 0 | 0 | 0 | 0 | 0 | 0 | 0
IL Fac. Spec. - NOX Rate Summer v3.1, Unit 638 and retrofits | 521 | 1797 | Rate Constraint in lbs/MMBtu | FALSE | L | Annual | Allowances Withdrawn (n:1) | Thousand Tons | 0 | 0 | 0 | 0 | 0 | 0 | 0 | 0
IL Fac. Spec. - NOX Rate Summer v3.1, Unit 638 and retrofits | 521 | 1797 | Rate Constraint in lbs/MMBtu | FALSE | L | Annual | Net Emissions Allowance Position | Thousand Tons | 0 | 0 | 0 | 0 | 0 | 0 | 0 | 0
IL Fac. Spec. - NOX Rate Summer v3.1, Unit 638 and retrofits | 521 | 1797 | Rate Constraint in lbs/MMBtu | FALSE | L | Annual | Fuel Consumed | TBtu | 0 | 0 | 0 | 0 | 0 | 0 | 0 | 0
IL Fac. Spec. - NOX Rate Summer v3.1, Unit 638 and retrofits | 521 | 1797 | Rate Constraint in lbs/MMBtu | FALSE | L | Annual | Rate | lb/MMBtu | 0 | 0 | 0 | 0 | 0 | 0 | 0 | 0
IL Fac. Spec. - NOX Rate Summer v3.1, Unit 638 and retrofits | 521 | 1797 | Rate Constraint in lbs/MMBtu | FALSE | L | Annual | Generation | TWh | 0 | 0 | 0 | 0 | 0 | 0 | 0 | 0
IL Fac. Spec. - NOX Rate Summer v3.1, Unit 638 and retrofits | 521 | 1797 | Rate Constraint in lbs/MMBtu | FALSE | L | Annual | Qualifying Generation | TWh | 0 | 0 | 0 | 0 | 0 | 0 | 0 | 0
IL Fac. Spec. - NOX Rate Summer v3.1, Unit 638 and retrofits | 521 | 1797 | Rate Constraint in lbs/MMBtu | FALSE | L | Annual | Rate | lb/MWh | 0 | 0 | 0 | 0 | 0 | 0 | 0 | 0
IL Fac. Spec. - NOX Rate Summer v3.1, Unit 638 and retrofits | 521 | 1797 | Rate Constraint in lbs/MMBtu | FALSE | L | Annual | Constraint Shadow Price | US2016$/Ton | 0 | 0 | 0 | 0 | 0 | 0 | 0 | 0
IL Fac. Spec. - NOX Rate Summer v3.1, Unit 639 and retrofits | 522 | 1797 | Rate Constraint in lbs/MMBtu | FALSE | L | Annual | Seasons Included | Seasons | Summer | Summer | Summer | Summer | Summer | Summer | Summer | Summer
IL Fac. Spec. - NOX Rate Summer v3.1, Unit 639 and retrofits | 522 | 1797 | Rate Constraint in lbs/MMBtu | FALSE | L | Annual | Standard NOX | lb/MMBtu | 0.25 | 0.25 | 0.25 | 0.25 | 0.25 | 0.25 | 0.25 | 0.25
IL Fac. Spec. - NOX Rate Summer v3.1, Unit 639 and retrofits | 522 | 1797 | Rate Constraint in lbs/MMBtu | FALSE | L | Annual | Emissions at Affected Plants NOX | Thousand Tons | 0 | 0 | 0 | 0 | 0 | 0 | 0 | 0
IL Fac. Spec. - NOX Rate Summer v3.1, Unit 639 and retrofits | 522 | 1797 | Rate Constraint in lbs/MMBtu | FALSE | L | Annual | Allowances Purchased NOX | Thousand Tons | 0 | 0 | 0 | 0 | 0 | 0 | 0 | 0
IL Fac. Spec. - NOX Rate Summer v3.1, Unit 639 and retrofits | 522 | 1797 | Rate Constraint in lbs/MMBtu | FALSE | L | Annual | Allowances Sold NOX | Thousand Tons | 0 | 0 | 0 | 0 | 0 | 0 | 0 | 0
IL Fac. Spec. - NOX Rate Summer v3.1, Unit 639 and retrofits | 522 | 1797 | Rate Constraint in lbs/MMBtu | FALSE | L | Annual | Allowances Banked | Thousand Tons | 0 | 0 | 0 | 0 | 0 | 0 | 0 | 0
IL Fac. Spec. - NOX Rate Summer v3.1, Unit 639 and retrofits | 522 | 1797 | Rate Constraint in lbs/MMBtu | FALSE | L | Annual | Allowances Withdrawn (1:1) | Thousand Tons | 0 | 0 | 0 | 0 | 0 | 0 | 0 | 0
IL Fac. Spec. - NOX Rate Summer v3.1, Unit 639 and retrofits | 522 | 1797 | Rate Constraint in lbs/MMBtu | FALSE | L | Annual | Allowances Withdrawn (n:1) | Thousand Tons | 0 | 0 | 0 | 0 | 0 | 0 | 0 | 0
IL Fac. Spec. - NOX Rate Summer v3.1, Unit 639 and retrofits | 522 | 1797 | Rate Constraint in lbs/MMBtu | FALSE | L | Annual | Net Emissions Allowance Position | Thousand Tons | 0 | 0 | 0 | 0 | 0 | 0 | 0 | 0
IL Fac. Spec. - NOX Rate Summer v3.1, Unit 639 and retrofits | 522 | 1797 | Rate Constraint in lbs/MMBtu | FALSE | L | Annual | Fuel Consumed | TBtu | 0 | 0 | 0 | 0 | 0 | 0 | 0 | 0
IL Fac. Spec. - NOX Rate Summer v3.1, Unit 639 and retrofits | 522 | 1797 | Rate Constraint in lbs/MMBtu | FALSE | L | Annual | Rate | lb/MMBtu | 0 | 0 | 0 | 0 | 0 | 0 | 0 | 0
IL Fac. Spec. - NOX Rate Summer v3.1, Unit 639 and retrofits | 522 | 1797 | Rate Constraint in lbs/MMBtu | FALSE | L | Annual | Generation | TWh | 0 | 0 | 0 | 0 | 0 | 0 | 0 | 0
IL Fac. Spec. - NOX Rate Summer v3.1, Unit 639 and retrofits | 522 | 1797 | Rate Constraint in lbs/MMBtu | FALSE | L | Annual | Qualifying Generation | TWh | 0 | 0 | 0 | 0 | 0 | 0 | 0 | 0
IL Fac. Spec. - NOX Rate Summer v3.1, Unit 639 and retrofits | 522 | 1797 | Rate Constraint in lbs/MMBtu | FALSE | L | Annual | Rate | lb/MWh | 0 | 0 | 0 | 0 | 0 | 0 | 0 | 0
IL Fac. Spec. - NOX Rate Summer v3.1, Unit 639 and retrofits | 522 | 1797 | Rate Constraint in lbs/MMBtu | FALSE | L | Annual | Constraint Shadow Price | US2016$/Ton | 0 | 0 | 0 | 0 | 0 | 0 | 0 | 0
IL Fac. Spec. - NOX Rate Summer v3.1, Unit 640 and retrofits | 523 | 1797 | Rate Constraint in lbs/MMBtu | FALSE | L | Annual | Seasons Included | Seasons | Summer | Summer | Summer | Summer | Summer | Summer | Summer | Summer
IL Fac. Spec. - NOX Rate Summer v3.1, Unit 640 and retrofits | 523 | 1797 | Rate Constraint in lbs/MMBtu | FALSE | L | Annual | Standard NOX | lb/MMBtu | 0.25 | 0.25 | 0.25 | 0.25 | 0.25 | 0.25 | 0.25 | 0.25
IL Fac. Spec. - NOX Rate Summer v3.1, Unit 640 and retrofits | 523 | 1797 | Rate Constraint in lbs/MMBtu | FALSE | L | Annual | Emissions at Affected Plants NOX | Thousand Tons | 0 | 0 | 0 | 0 | 0 | 0 | 0 | 0
IL Fac. Spec. - NOX Rate Summer v3.1, Unit 640 and retrofits | 523 | 1797 | Rate Constraint in lbs/MMBtu | FALSE | L | Annual | Allowances Purchased NOX | Thousand Tons | 0 | 0 | 0 | 0 | 0 | 0 | 0 | 0
IL Fac. Spec. - NOX Rate Summer v3.1, Unit 640 and retrofits | 523 | 1797 | Rate Constraint in lbs/MMBtu | FALSE | L | Annual | Allowances Sold NOX | Thousand Tons | 0 | 0 | 0 | 0 | 0 | 0 | 0 | 0
IL Fac. Spec. - NOX Rate Summer v3.1, Unit 640 and retrofits | 523 | 1797 | Rate Constraint in lbs/MMBtu | FALSE | L | Annual | Allowances Banked | Thousand Tons | 0 | 0 | 0 | 0 | 0 | 0 | 0 | 0
IL Fac. Spec. - NOX Rate Summer v3.1, Unit 640 and retrofits | 523 | 1797 | Rate Constraint in lbs/MMBtu | FALSE | L | Annual | Allowances Withdrawn (1:1) | Thousand Tons | 0 | 0 | 0 | 0 | 0 | 0 | 0 | 0
IL Fac. Spec. - NOX Rate Summer v3.1, Unit 640 and retrofits | 523 | 1797 | Rate Constraint in lbs/MMBtu | FALSE | L | Annual | Allowances Withdrawn (n:1) | Thousand Tons | 0 | 0 | 0 | 0 | 0 | 0 | 0 | 0
IL Fac. Spec. - NOX Rate Summer v3.1, Unit 640 and retrofits | 523 | 1797 | Rate Constraint in lbs/MMBtu | FALSE | L | Annual | Net Emissions Allowance Position | Thousand Tons | 0 | 0 | 0 | 0 | 0 | 0 | 0 | 0
IL Fac. Spec. - NOX Rate Summer v3.1, Unit 640 and retrofits | 523 | 1797 | Rate Constraint in lbs/MMBtu | FALSE | L | Annual | Fuel Consumed | TBtu | 0 | 0 | 0 | 0 | 0 | 0 | 0 | 0
IL Fac. Spec. - NOX Rate Summer v3.1, Unit 640 and retrofits | 523 | 1797 | Rate Constraint in lbs/MMBtu | FALSE | L | Annual | Rate | lb/MMBtu | 0 | 0 | 0 | 0 | 0 | 0 | 0 | 0
IL Fac. Spec. - NOX Rate Summer v3.1, Unit 640 and retrofits | 523 | 1797 | Rate Constraint in lbs/MMBtu | FALSE | L | Annual | Generation | TWh | 0 | 0 | 0 | 0 | 0 | 0 | 0 | 0
IL Fac. Spec. - NOX Rate Summer v3.1, Unit 640 and retrofits | 523 | 1797 | Rate Constraint in lbs/MMBtu | FALSE | L | Annual | Qualifying Generation | TWh | 0 | 0 | 0 | 0 | 0 | 0 | 0 | 0
IL Fac. Spec. - NOX Rate Summer v3.1, Unit 640 and retrofits | 523 | 1797 | Rate Constraint in lbs/MMBtu | FALSE | L | Annual | Rate | lb/MWh | 0 | 0 | 0 | 0 | 0 | 0 | 0 | 0
IL Fac. Spec. - NOX Rate Summer v3.1, Unit 640 and retrofits | 523 | 1797 | Rate Constraint in lbs/MMBtu | FALSE | L | Annual | Constraint Shadow Price | US2016$/Ton | 0 | 0 | 0 | 0 | 0 | 0 | 0 | 0
IL Fac. Spec. - NOX Rate Summer v3.1, Unit 784 and retrofits | 524 | 1797 | Rate Constraint in lbs/MMBtu | FALSE | L | Annual | Seasons Included | Seasons | Summer | Summer | Summer | Summer | Summer | Summer | Summer | Summer
IL Fac. Spec. - NOX Rate Summer v3.1, Unit 784 and retrofits | 524 | 1797 | Rate Constraint in lbs/MMBtu | FALSE | L | Annual | Standard NOX | lb/MMBtu | 0.25 | 0.25 | 0.25 | 0.25 | 0.25 | 0.25 | 0.25 | 0.25
IL Fac. Spec. - NOX Rate Summer v3.1, Unit 784 and retrofits | 524 | 1797 | Rate Constraint in lbs/MMBtu | FALSE | L | Annual | Emissions at Affected Plants NOX | Thousand Tons | 0.00062543 | 0 | 0.0027322 | 0.0027322 | 0.0060239 | 0.0027322 | 0.0027322 | 0.0027322
IL Fac. Spec. - NOX Rate Summer v3.1, Unit 784 and retrofits | 524 | 1797 | Rate Constraint in lbs/MMBtu | FALSE | L | Annual | Allowances Purchased NOX | Thousand Tons | 0 | 0 | 0 | 0 | 0 | 0 | 0 | 0
IL Fac. Spec. - NOX Rate Summer v3.1, Unit 784 and retrofits | 524 | 1797 | Rate Constraint in lbs/MMBtu | FALSE | L | Annual | Allowances Sold NOX | Thousand Tons | 0 | 0 | 0 | 0 | 0 | 0 | 0 | 0
IL Fac. Spec. - NOX Rate Summer v3.1, Unit 784 and retrofits | 524 | 1797 | Rate Constraint in lbs/MMBtu | FALSE | L | Annual | Allowances Banked | Thousand Tons | 0 | 0 | 0 | 0 | 0 | 0 | 0 | 0
IL Fac. Spec. - NOX Rate Summer v3.1, Unit 784 and retrofits | 524 | 1797 | Rate Constraint in lbs/MMBtu | FALSE | L | Annual | Allowances Withdrawn (1:1) | Thousand Tons | 0 | 0 | 0 | 0 | 0 | 0 | 0 | 0
IL Fac. Spec. - NOX Rate Summer v3.1, Unit 784 and retrofits | 524 | 1797 | Rate Constraint in lbs/MMBtu | FALSE | L | Annual | Allowances Withdrawn (n:1) | Thousand Tons | 0 | 0 | 0 | 0 | 0 | 0 | 0 | 0
IL Fac. Spec. - NOX Rate Summer v3.1, Unit 784 and retrofits | 524 | 1797 | Rate Constraint in lbs/MMBtu | FALSE | L | Annual | Net Emissions Allowance Position | Thousand Tons | 0.00062543 | 0 | 0.0027322 | 0.0027322 | 0.0060239 | 0.0027322 | 0.0027322 | 0.0027322
IL Fac. Spec. - NOX Rate Summer v3.1, Unit 784 and retrofits | 524 | 1797 | Rate Constraint in lbs/MMBtu | FALSE | L | Annual | Fuel Consumed | TBtu | 0.016379 | 0 | 0.07155 | 0.07155 | 0.15776 | 0.07155 | 0.07155 | 0.07155
IL Fac. Spec. - NOX Rate Summer v3.1, Unit 784 and retrofits | 524 | 1797 | Rate Constraint in lbs/MMBtu | FALSE | L | Annual | Rate | lb/MMBtu | 0.07637 | 0 | 0.07637 | 0.07637 | 0.07637 | 0.07637 | 0.07637 | 0.07637
IL Fac. Spec. - NOX Rate Summer v3.1, Unit 784 and retrofits | 524 | 1797 | Rate Constraint in lbs/MMBtu | FALSE | L | Annual | Generation | TWh | 0.0012177 | 0 | 0.0053193 | 0.0053193 | 0.011728 | 0.0053193 | 0.0053193 | 0.0053193
IL Fac. Spec. - NOX Rate Summer v3.1, Unit 784 and retrofits | 524 | 1797 | Rate Constraint in lbs/MMBtu | FALSE | L | Annual | Qualifying Generation | TWh | 0.0012177 | 0 | 0.0053193 | 0.0053193 | 0.011728 | 0.0053193 | 0.0053193 | 0.0053193
IL Fac. Spec. - NOX Rate Summer v3.1, Unit 784 and retrofits | 524 | 1797 | Rate Constraint in lbs/MMBtu | FALSE | L | Annual | Rate | lb/MWh | 1.0273 | 0 | 1.0273 | 1.0273 | 1.0273 | 1.0273 | 1.0273 | 1.0273
IL Fac. Spec. - NOX Rate Summer v3.1, Unit 784 and retrofits | 524 | 1797 | Rate Constraint in lbs/MMBtu | FALSE | L | Annual | Constraint Shadow Price | US2016$/Ton | 0 | 0 | 0 | 0 | 0 | 0 | 0 | 0
IL Fac. Spec. - NOX Rate Summer v3.1, Unit 785 and retrofits | 525 | 1797 | Rate Constraint in lbs/MMBtu | FALSE | L | Annual | Seasons Included | Seasons | Summer | Summer | Summer | Summer | Summer | Summer | Summer | Summer
IL Fac. Spec. - NOX Rate Summer v3.1, Unit 785 and retrofits | 525 | 1797 | Rate Constraint in lbs/MMBtu | FALSE | L | Annual | Standard NOX | lb/MMBtu | 0.25 | 0.25 | 0.25 | 0.25 | 0.25 | 0.25 | 0.25 | 0.25
IL Fac. Spec. - NOX Rate Summer v3.1, Unit 785 and retrofits | 525 | 1797 | Rate Constraint in lbs/MMBtu | FALSE | L | Annual | Emissions at Affected Plants NOX | Thousand Tons | 0.00056938 | 0 | 0.0024873 | 0.0024873 | 0.005484 | 0.0024873 | 0.0024873 | 0.0024873
IL Fac. Spec. - NOX Rate Summer v3.1, Unit 785 and retrofits | 525 | 1797 | Rate Constraint in lbs/MMBtu | FALSE | L | Annual | Allowances Purchased NOX | Thousand Tons | 0 | 0 | 0 | 0 | 0 | 0 | 0 | 0
IL Fac. Spec. - NOX Rate Summer v3.1, Unit 785 and retrofits | 525 | 1797 | Rate Constraint in lbs/MMBtu | FALSE | L | Annual | Allowances Sold NOX | Thousand Tons | 0 | 0 | 0 | 0 | 0 | 0 | 0 | 0
IL Fac. Spec. - NOX Rate Summer v3.1, Unit 785 and retrofits | 525 | 1797 | Rate Constraint in lbs/MMBtu | FALSE | L | Annual | Allowances Banked | Thousand Tons | 0 | 0 | 0 | 0 | 0 | 0 | 0 | 0
IL Fac. Spec. - NOX Rate Summer v3.1, Unit 785 and retrofits | 525 | 1797 | Rate Constraint in lbs/MMBtu | FALSE | L | Annual | Allowances Withdrawn (1:1) | Thousand Tons | 0 | 0 | 0 | 0 | 0 | 0 | 0 | 0
IL Fac. Spec. - NOX Rate Summer v3.1, Unit 785 and retrofits | 525 | 1797 | Rate Constraint in lbs/MMBtu | FALSE | L | Annual | Allowances Withdrawn (n:1) | Thousand Tons | 0 | 0 | 0 | 0 | 0 | 0 | 0 | 0
IL Fac. Spec. - NOX Rate Summer v3.1, Unit 785 and retrofits | 525 | 1797 | Rate Constraint in lbs/MMBtu | FALSE | L | Annual | Net Emissions Allowance Position | Thousand Tons | 0.00056938 | 0 | 0.0024873 | 0.0024873 | 0.005484 | 0.0024873 | 0.0024873 | 0.0024873
IL Fac. Spec. - NOX Rate Summer v3.1, Unit 785 and retrofits | 525 | 1797 | Rate Constraint in lbs/MMBtu | FALSE | L | Annual | Fuel Consumed | TBtu | 0.01638 | 0 | 0.071556 | 0.071556 | 0.15777 | 0.071556 | 0.071556 | 0.071556
IL Fac. Spec. - NOX Rate Summer v3.1, Unit 785 and retrofits | 525 | 1797 | Rate Constraint in lbs/MMBtu | FALSE | L | Annual | Rate | lb/MMBtu | 0.06952 | 0 | 0.06952 | 0.06952 | 0.06952 | 0.06952 | 0.06952 | 0.06952
IL Fac. Spec. - NOX Rate Summer v3.1, Unit 785 and retrofits | 525 | 1797 | Rate Constraint in lbs/MMBtu | FALSE | L | Annual | Generation | TWh | 0.0012177 | 0 | 0.0053193 | 0.0053193 | 0.011728 | 0.0053193 | 0.0053193 | 0.0053193
IL Fac. Spec. - NOX Rate Summer v3.1, Unit 785 and retrofits | 525 | 1797 | Rate Constraint in lbs/MMBtu | FALSE | L | Annual | Qualifying Generation | TWh | 0.0012177 | 0 | 0.0053193 | 0.0053193 | 0.011728 | 0.0053193 | 0.0053193 | 0.0053193
IL Fac. Spec. - NOX Rate Summer v3.1, Unit 785 and retrofits | 525 | 1797 | Rate Constraint in lbs/MMBtu | FALSE | L | Annual | Rate | lb/MWh | 0.93518 | 0 | 0.93518 | 0.93518 | 0.93518 | 0.93518 | 0.93518 | 0.93518
IL Fac. Spec. - NOX Rate Summer v3.1, Unit 785 and retrofits | 525 | 1797 | Rate Constraint in lbs/MMBtu | FALSE | L | Annual | Constraint Shadow Price | US2016$/Ton | 0 | 0 | 0 | 0 | 0 | 0 | 0 | 0
IL Fac. Spec. - NOX Rate Summer v3.1, Unit 787 and retrofits | 526 | 1797 | Rate Constraint in lbs/MMBtu | FALSE | L | Annual | Seasons Included | Seasons | Summer | Summer | Summer | Summer | Summer | Summer | Summer | Summer
IL Fac. Spec. - NOX Rate Summer v3.1, Unit 787 and retrofits | 526 | 1797 | Rate Constraint in lbs/MMBtu | FALSE | L | Annual | Standard NOX | lb/MMBtu | 0.25 | 0.25 | 0.25 | 0.25 | 0.25 | 0.25 | 0.25 | 0.25
IL Fac. Spec. - NOX Rate Summer v3.1, Unit 787 and retrofits | 526 | 1797 | Rate Constraint in lbs/MMBtu | FALSE | L | Annual | Emissions at Affected Plants NOX | Thousand Tons | 0.0037206 | 0.0073802 | 0.0073802 | 0.0073802 | 0.0073802 | 0.0073802 | 0.0073802 | 0.0073802
IL Fac. Spec. - NOX Rate Summer v3.1, Unit 787 and retrofits | 526 | 1797 | Rate Constraint in lbs/MMBtu | FALSE | L | Annual | Allowances Purchased NOX | Thousand Tons | 0 | 0 | 0 | 0 | 0 | 0 | 0 | 0
IL Fac. Spec. - NOX Rate Summer v3.1, Unit 787 and retrofits | 526 | 1797 | Rate Constraint in lbs/MMBtu | FALSE | L | Annual | Allowances Sold NOX | Thousand Tons | 0 | 0 | 0 | 0 | 0 | 0 | 0 | 0
IL Fac. Spec. - NOX Rate Summer v3.1, Unit 787 and retrofits | 526 | 1797 | Rate Constraint in lbs/MMBtu | FALSE | L | Annual | Allowances Banked | Thousand Tons | 0 | 0 | 0 | 0 | 0 | 0 | 0 | 0
IL Fac. Spec. - NOX Rate Summer v3.1, Unit 787 and retrofits | 526 | 1797 | Rate Constraint in lbs/MMBtu | FALSE | L | Annual | Allowances Withdrawn (1:1) | Thousand Tons | 0 | 0 | 0 | 0 | 0 | 0 | 0 | 0
IL Fac. Spec. - NOX Rate Summer v3.1, Unit 787 and retrofits | 526 | 1797 | Rate Constraint in lbs/MMBtu | FALSE | L | Annual | Allowances Withdrawn (n:1) | Thousand Tons | 0 | 0 | 0 | 0 | 0 | 0 | 0 | 0
IL Fac. Spec. - NOX Rate Summer v3.1, Unit 787 and retrofits | 526 | 1797 | Rate Constraint in lbs/MMBtu | FALSE | L | Annual | Net Emissions Allowance Position | Thousand Tons | 0.0037206 | 0.0073802 | 0.0073802 | 0.0073802 | 0.0073802 | 0.0073802 | 0.0073802 | 0.0073802
IL Fac. Spec. - NOX Rate Summer v3.1, Unit 787 and retrofits | 526 | 1797 | Rate Constraint in lbs/MMBtu | FALSE | L | Annual | Fuel Consumed | TBtu | 0.078255 | 0.15523 | 0.15523 | 0.15523 | 0.15523 | 0.15523 | 0.15523 | 0.15523
IL Fac. Spec. - NOX Rate Summer v3.1, Unit 787 and retrofits | 526 | 1797 | Rate Constraint in lbs/MMBtu | FALSE | L | Annual | Rate | lb/MMBtu | 0.09509 | 0.09509 | 0.09509 | 0.09509 | 0.09509 | 0.09509 | 0.09509 | 0.09509
IL Fac. Spec. - NOX Rate Summer v3.1, Unit 787 and retrofits | 526 | 1797 | Rate Constraint in lbs/MMBtu | FALSE | L | Annual | Generation | TWh | 0.0071544 | 0.014191 | 0.014191 | 0.014191 | 0.014191 | 0.014191 | 0.014191 | 0.014191
IL Fac. Spec. - NOX Rate Summer v3.1, Unit 787 and retrofits | 526 | 1797 | Rate Constraint in lbs/MMBtu | FALSE | L | Annual | Qualifying Generation | TWh | 0.0071544 | 0.014191 | 0.014191 | 0.014191 | 0.014191 | 0.014191 | 0.014191 | 0.014191
IL Fac. Spec. - NOX Rate Summer v3.1, Unit 787 and retrofits | 526 | 1797 | Rate Constraint in lbs/MMBtu | FALSE | L | Annual | Rate | lb/MWh | 1.0401 | 1.0401 | 1.0401 | 1.0401 | 1.0401 | 1.0401 | 1.0401 | 1.0401
IL Fac. Spec. - NOX Rate Summer v3.1, Unit 787 and retrofits | 526 | 1797 | Rate Constraint in lbs/MMBtu | FALSE | L | Annual | Constraint Shadow Price | US2016$/Ton | 0 | 0 | 0 | 0 | 0 | 0 | 0 | 0
IL Fac. Spec. - NOX Rate Summer v3.1, Unit 788 and retrofits | 527 | 1797 | Rate Constraint in lbs/MMBtu | FALSE | L | Annual | Seasons Included | Seasons | Summer | Summer | Summer | Summer | Summer | Summer | Summer | Summer
IL Fac. Spec. - NOX Rate Summer v3.1, Unit 788 and retrofits | 527 | 1797 | Rate Constraint in lbs/MMBtu | FALSE | L | Annual | Standard NOX | lb/MMBtu | 0.25 | 0.25 | 0.25 | 0.25 | 0.25 | 0.25 | 0.25 | 0.25
IL Fac. Spec. - NOX Rate Summer v3.1, Unit 788 and retrofits | 527 | 1797 | Rate Constraint in lbs/MMBtu | FALSE | L | Annual | Emissions at Affected Plants NOX | Thousand Tons | 0.0037347 | 0.0074082 | 0.0074082 | 0.0074082 | 0.0074082 | 0.0074082 | 0.0074082 | 0.0074082
IL Fac. Spec. - NOX Rate Summer v3.1, Unit 788 and retrofits | 527 | 1797 | Rate Constraint in lbs/MMBtu | FALSE | L | Annual | Allowances Purchased NOX | Thousand Tons | 0 | 0 | 0 | 0 | 0 | 0 | 0 | 0
IL Fac. Spec. - NOX Rate Summer v3.1, Unit 788 and retrofits | 527 | 1797 | Rate Constraint in lbs/MMBtu | FALSE | L | Annual | Allowances Sold NOX | Thousand Tons | 0 | 0 | 0 | 0 | 0 | 0 | 0 | 0
IL Fac. Spec. - NOX Rate Summer v3.1, Unit 788 and retrofits | 527 | 1797 | Rate Constraint in lbs/MMBtu | FALSE | L | Annual | Allowances Banked | Thousand Tons | 0 | 0 | 0 | 0 | 0 | 0 | 0 | 0
IL Fac. Spec. - NOX Rate Summer v3.1, Unit 788 and retrofits | 527 | 1797 | Rate Constraint in lbs/MMBtu | FALSE | L | Annual | Allowances Withdrawn (1:1) | Thousand Tons | 0 | 0 | 0 | 0 | 0 | 0 | 0 | 0
IL Fac. Spec. - NOX Rate Summer v3.1, Unit 788 and retrofits | 527 | 1797 | Rate Constraint in lbs/MMBtu | FALSE | L | Annual | Allowances Withdrawn (n:1) | Thousand Tons | 0 | 0 | 0 | 0 | 0 | 0 | 0 | 0
IL Fac. Spec. - NOX Rate Summer v3.1, Unit 788 and retrofits | 527 | 1797 | Rate Constraint in lbs/MMBtu | FALSE | L | Annual | Net Emissions Allowance Position | Thousand Tons | 0.0037347 | 0.0074082 | 0.0074082 | 0.0074082 | 0.0074082 | 0.0074082 | 0.0074082 | 0.0074082
IL Fac. Spec. - NOX Rate Summer v3.1, Unit 788 and retrofits | 527 | 1797 | Rate Constraint in lbs/MMBtu | FALSE | L | Annual | Fuel Consumed | TBtu | 0.078255 | 0.15523 | 0.15523 | 0.15523 | 0.15523 | 0.15523 | 0.15523 | 0.15523
IL Fac. Spec. - NOX Rate Summer v3.1, Unit 788 and retrofits | 527 | 1797 | Rate Constraint in lbs/MMBtu | FALSE | L | Annual | Rate | lb/MMBtu | 0.09545 | 0.09545 | 0.09545 | 0.09545 | 0.09545 | 0.09545 | 0.09545 | 0.09545
IL Fac. Spec. - NOX Rate Summer v3.1, Unit 788 and retrofits | 527 | 1797 | Rate Constraint in lbs/MMBtu | FALSE | L | Annual | Generation | TWh | 0.0071544 | 0.014191 | 0.014191 | 0.014191 | 0.014191 | 0.014191 | 0.014191 | 0.014191
IL Fac. Spec. - NOX Rate Summer v3.1, Unit 788 and retrofits | 527 | 1797 | Rate Constraint in lbs/MMBtu | FALSE | L | Annual | Qualifying Generation | TWh | 0.0071544 | 0.014191 | 0.014191 | 0.014191 | 0.014191 | 0.014191 | 0.014191 | 0.014191
IL Fac. Spec. - NOX Rate Summer v3.1, Unit 788 and retrofits | 527 | 1797 | Rate Constraint in lbs/MMBtu | FALSE | L | Annual | Rate | lb/MWh | 1.044 | 1.044 | 1.044 | 1.044 | 1.044 | 1.044 | 1.044 | 1.044
IL Fac. Spec. - NOX Rate Summer v3.1, Unit 788 and retrofits | 527 | 1797 | Rate Constraint in lbs/MMBtu | FALSE | L | Annual | Constraint Shadow Price | US2016$/Ton | 0 | 0 | 0 | 0 | 0 | 0 | 0 | 0
IL Fac. Spec. - NOX Rate Summer v3.1, Unit 789 and retrofits | 528 | 1797 | Rate Constraint in lbs/MMBtu | FALSE | L | Annual | Seasons Included | Seasons | Summer | Summer | Summer | Summer | Summer | Summer | Summer | Summer
IL Fac. Spec. - NOX Rate Summer v3.1, Unit 789 and retrofits | 528 | 1797 | Rate Constraint in lbs/MMBtu | FALSE | L | Annual | Standard NOX | lb/MMBtu | 0.25 | 0.25 | 0.25 | 0.25 | 0.25 | 0.25 | 0.25 | 0.25
IL Fac. Spec. - NOX Rate Summer v3.1, Unit 789 and retrofits | 528 | 1797 | Rate Constraint in lbs/MMBtu | FALSE | L | Annual | Emissions at Affected Plants NOX | Thousand Tons | 0.0038333 | 0.0076038 | 0.0076038 | 0.0076038 | 0.0076038 | 0.0076038 | 0.0076038 | 0.0076038
IL Fac. Spec. - NOX Rate Summer v3.1, Unit 789 and retrofits | 528 | 1797 | Rate Constraint in lbs/MMBtu | FALSE | L | Annual | Allowances Purchased NOX | Thousand Tons | 0 | 0 | 0 | 0 | 0 | 0 | 0 | 0
IL Fac. Spec. - NOX Rate Summer v3.1, Unit 789 and retrofits | 528 | 1797 | Rate Constraint in lbs/MMBtu | FALSE | L | Annual | Allowances Sold NOX | Thousand Tons | 0 | 0 | 0 | 0 | 0 | 0 | 0 | 0
IL Fac. Spec. - NOX Rate Summer v3.1, Unit 789 and retrofits | 528 | 1797 | Rate Constraint in lbs/MMBtu | FALSE | L | Annual | Allowances Banked | Thousand Tons | 0 | 0 | 0 | 0 | 0 | 0 | 0 | 0
IL Fac. Spec. - NOX Rate Summer v3.1, Unit 789 and retrofits | 528 | 1797 | Rate Constraint in lbs/MMBtu | FALSE | L | Annual | Allowances Withdrawn (1:1) | Thousand Tons | 0 | 0 | 0 | 0 | 0 | 0 | 0 | 0
IL Fac. Spec. - NOX Rate Summer v3.1, Unit 789 and retrofits | 528 | 1797 | Rate Constraint in lbs/MMBtu | FALSE | L | Annual | Allowances Withdrawn (n:1) | Thousand Tons | 0 | 0 | 0 | 0 | 0 | 0 | 0 | 0
IL Fac. Spec. - NOX Rate Summer v3.1, Unit 789 and retrofits | 528 | 1797 | Rate Constraint in lbs/MMBtu | FALSE | L | Annual | Net Emissions Allowance Position | Thousand Tons | 0.0038333 | 0.0076038 | 0.0076038 | 0.0076038 | 0.0076038 | 0.0076038 | 0.0076038 | 0.0076038
IL Fac. Spec. - NOX Rate Summer v3.1, Unit 789 and retrofits | 528 | 1797 | Rate Constraint in lbs/MMBtu | FALSE | L | Annual | Fuel Consumed | TBtu | 0.078255 | 0.15523 | 0.15523 | 0.15523 | 0.15523 | 0.15523 | 0.15523 | 0.15523
IL Fac. Spec. - NOX Rate Summer v3.1, Unit 789 and retrofits | 528 | 1797 | Rate Constraint in lbs/MMBtu | FALSE | L | Annual | Rate | lb/MMBtu | 0.09797 | 0.09797 | 0.09797 | 0.09797 | 0.09797 | 0.09797 | 0.09797 | 0.09797
IL Fac. Spec. - NOX Rate Summer v3.1, Unit 789 and retrofits | 528 | 1797 | Rate Constraint in lbs/MMBtu | FALSE | L | Annual | Generation | TWh | 0.0071544 | 0.014191 | 0.014191 | 0.014191 | 0.014191 | 0.014191 | 0.014191 | 0.014191
IL Fac. Spec. - NOX Rate Summer v3.1, Unit 789 and retrofits | 528 | 1797 | Rate Constraint in lbs/MMBtu | FALSE | L | Annual | Qualifying Generation | TWh | 0.0071544 | 0.014191 | 0.014191 | 0.014191 | 0.014191 | 0.014191 | 0.014191 | 0.014191
IL Fac. Spec. - NOX Rate Summer v3.1, Unit 789 and retrofits | 528 | 1797 | Rate Constraint in lbs/MMBtu | FALSE | L | Annual | Rate | lb/MWh | 1.0716 | 1.0716 | 1.0716 | 1.0716 | 1.0716 | 1.0716 | 1.0716 | 1.0716
IL Fac. Spec. - NOX Rate Summer v3.1, Unit 789 and retrofits | 528 | 1797 | Rate Constraint in lbs/MMBtu | FALSE | L | Annual | Constraint Shadow Price | US2016$/Ton | 0 | 0 | 0 | 0 | 0 | 0 | 0 | 0
IL Fac. Spec. - NOX Rate Summer v3.1, Unit 790 and retrofits | 529 | 1797 | Rate Constraint in lbs/MMBtu | FALSE | L | Annual | Seasons Included | Seasons | Summer | Summer | Summer | Summer | Summer | Summer | Summer | Summer
IL Fac. Spec. - NOX Rate Summer v3.1, Unit 790 and retrofits | 529 | 1797 | Rate Constraint in lbs/MMBtu | FALSE | L | Annual | Standard NOX | lb/MMBtu | 0.25 | 0.25 | 0.25 | 0.25 | 0.25 | 0.25 | 0.25 | 0.25
IL Fac. Spec. - NOX Rate Summer v3.1, Unit 790 and retrofits | 529 | 1797 | Rate Constraint in lbs/MMBtu | FALSE | L | Annual | Emissions at Affected Plants NOX | Thousand Tons | 0.0036478 | 0.0072359 | 0.0072359 | 0.0072359 | 0.0072359 | 0.0072359 | 0.0072359 | 0.0072359
IL Fac. Spec. - NOX Rate Summer v3.1, Unit 790 and retrofits | 529 | 1797 | Rate Constraint in lbs/MMBtu | FALSE | L | Annual | Allowances Purchased NOX | Thousand Tons | 0 | 0 | 0 | 0 | 0 | 0 | 0 | 0
IL Fac. Spec. - NOX Rate Summer v3.1, Unit 790 and retrofits | 529 | 1797 | Rate Constraint in lbs/MMBtu | FALSE | L | Annual | Allowances Sold NOX | Thousand Tons | 0 | 0 | 0 | 0 | 0 | 0 | 0 | 0
IL Fac. Spec. - NOX Rate Summer v3.1, Unit 790 and retrofits | 529 | 1797 | Rate Constraint in lbs/MMBtu | FALSE | L | Annual | Allowances Banked | Thousand Tons | 0 | 0 | 0 | 0 | 0 | 0 | 0 | 0
IL Fac. Spec. - NOX Rate Summer v3.1, Unit 790 and retrofits | 529 | 1797 | Rate Constraint in lbs/MMBtu | FALSE | L | Annual | Allowances Withdrawn (1:1) | Thousand Tons | 0 | 0 | 0 | 0 | 0 | 0 | 0 | 0
IL Fac. Spec. - NOX Rate Summer v3.1, Unit 790 and retrofits | 529 | 1797 | Rate Constraint in lbs/MMBtu | FALSE | L | Annual | Allowances Withdrawn (n:1) | Thousand Tons | 0 | 0 | 0 | 0 | 0 | 0 | 0 | 0
IL Fac. Spec. - NOX Rate Summer v3.1, Unit 790 and retrofits | 529 | 1797 | Rate Constraint in lbs/MMBtu | FALSE | L | Annual | Net Emissions Allowance Position | Thousand Tons | 0.0036478 | 0.0072359 | 0.0072359 | 0.0072359 | 0.0072359 | 0.0072359 | 0.0072359 | 0.0072359
IL Fac. Spec. - NOX Rate Summer v3.1, Unit 790 and retrofits | 529 | 1797 | Rate Constraint in lbs/MMBtu | FALSE | L | Annual | Fuel Consumed | TBtu | 0.078255 | 0.15523 | 0.15523 | 0.15523 | 0.15523 | 0.15523 | 0.15523 | 0.15523
IL Fac. Spec. - NOX Rate Summer v3.1, Unit 790 and retrofits | 529 | 1797 | Rate Constraint in lbs/MMBtu | FALSE | L | Annual | Rate | lb/MMBtu | 0.09323 | 0.09323 | 0.09323 | 0.09323 | 0.09323 | 0.09323 | 0.09323 | 0.09323
IL Fac. Spec. - NOX Rate Summer v3.1, Unit 790 and retrofits | 529 | 1797 | Rate Constraint in lbs/MMBtu | FALSE | L | Annual | Generation | TWh | 0.0071544 | 0.014191 | 0.014191 | 0.014191 | 0.014191 | 0.014191 | 0.014191 | 0.014191
IL Fac. Spec. - NOX Rate Summer v3.1, Unit 790 and retrofits | 529 | 1797 | Rate Constraint in lbs/MMBtu | FALSE | L | Annual | Qualifying Generation | TWh | 0.0071544 | 0.014191 | 0.014191 | 0.014191 | 0.014191 | 0.014191 | 0.014191 | 0.014191
IL Fac. Spec. - NOX Rate Summer v3.1, Unit 790 and retrofits | 529 | 1797 | Rate Constraint in lbs/MMBtu | FALSE | L | Annual | Rate | lb/MWh | 1.0197 | 1.0197 | 1.0197 | 1.0197 | 1.0197 | 1.0197 | 1.0197 | 1.0197
IL Fac. Spec. - NOX Rate Summer v3.1, Unit 790 and retrofits | 529 | 1797 | Rate Constraint in lbs/MMBtu | FALSE | L | Annual | Constraint Shadow Price | US2016$/Ton | 0 | 0 | 0 | 0 | 0 | 0 | 0 | 0
IL Fac. Spec. - NOX Rate Summer v3.1, Unit 791 and retrofits | 530 | 1797 | Rate Constraint in lbs/MMBtu | FALSE | L | Annual | Seasons Included | Seasons | Summer | Summer | Summer | Summer | Summer | Summer | Summer | Summer
IL Fac. Spec. - NOX Rate Summer v3.1, Unit 791 and retrofits | 530 | 1797 | Rate Constraint in lbs/MMBtu | FALSE | L | Annual | Standard NOX | lb/MMBtu | 0.25 | 0.25 | 0.25 | 0.25 | 0.25 | 0.25 | 0.25 | 0.25
IL Fac. Spec. - NOX Rate Summer v3.1, Unit 791 and retrofits | 530 | 1797 | Rate Constraint in lbs/MMBtu | FALSE | L | Annual | Emissions at Affected Plants NOX | Thousand Tons | 0.00085124 | 0.0016885 | 0.0016885 | 0.0016885 | 0.0016885 | 0.0016885 | 0.0016885 | 0.0016885
IL Fac. Spec. - NOX Rate Summer v3.1, Unit 791 and retrofits | 530 | 1797 | Rate Constraint in lbs/MMBtu | FALSE | L | Annual | Allowances Purchased NOX | Thousand Tons | 0 | 0 | 0 | 0 | 0 | 0 | 0 | 0
IL Fac. Spec. - NOX Rate Summer v3.1, Unit 791 and retrofits | 530 | 1797 | Rate Constraint in lbs/MMBtu | FALSE | L | Annual | Allowances Sold NOX | Thousand Tons | 0 | 0 | 0 | 0 | 0 | 0 | 0 | 0
IL Fac. Spec. - NOX Rate Summer v3.1, Unit 791 and retrofits | 530 | 1797 | Rate Constraint in lbs/MMBtu | FALSE | L | Annual | Allowances Banked | Thousand Tons | 0 | 0 | 0 | 0 | 0 | 0 | 0 | 0
IL Fac. Spec. - NOX Rate Summer v3.1, Unit 791 and retrofits | 530 | 1797 | Rate Constraint in lbs/MMBtu | FALSE | L | Annual | Allowances Withdrawn (1:1) | Thousand Tons | 0 | 0 | 0 | 0 | 0 | 0 | 0 | 0
IL Fac. Spec. - NOX Rate Summer v3.1, Unit 791 and retrofits | 530 | 1797 | Rate Constraint in lbs/MMBtu | FALSE | L | Annual | Allowances Withdrawn (n:1) | Thousand Tons | 0 | 0 | 0 | 0 | 0 | 0 | 0 | 0
IL Fac. Spec. - NOX Rate Summer v3.1, Unit 791 and retrofits | 530 | 1797 | Rate Constraint in lbs/MMBtu | FALSE | L | Annual | Net Emissions Allowance Position | Thousand Tons | 0.00085124 | 0.0016885 | 0.0016885 | 0.0016885 | 0.0016885 | 0.0016885 | 0.0016885 | 0.0016885
IL Fac. Spec. - NOX Rate Summer v3.1, Unit 791 and retrofits | 530 | 1797 | Rate Constraint in lbs/MMBtu | FALSE | L | Annual | Fuel Consumed | TBtu | 0.062248 | 0.12348 | 0.12348 | 0.12348 | 0.12348 | 0.12348 | 0.12348 | 0.12348
IL Fac. Spec. - NOX Rate Summer v3.1, Unit 791 and retrofits | 530 | 1797 | Rate Constraint in lbs/MMBtu | FALSE | L | Annual | Rate | lb/MMBtu | 0.02735 | 0.02735 | 0.02735 | 0.02735 | 0.02735 | 0.02735 | 0.02735 | 0.02735
IL Fac. Spec. - NOX Rate Summer v3.1, Unit 791 and retrofits | 530 | 1797 | Rate Constraint in lbs/MMBtu | FALSE | L | Annual | Generation | TWh | 0.005691 | 0.011289 | 0.011289 | 0.011289 | 0.011289 | 0.011289 | 0.011289 | 0.011289
IL Fac. Spec. - NOX Rate Summer v3.1, Unit 791 and retrofits | 530 | 1797 | Rate Constraint in lbs/MMBtu | FALSE | L | Annual | Qualifying Generation | TWh | 0.005691 | 0.011289 | 0.011289 | 0.011289 | 0.011289 | 0.011289 | 0.011289 | 0.011289
IL Fac. Spec. - NOX Rate Summer v3.1, Unit 791 and retrofits | 530 | 1797 | Rate Constraint in lbs/MMBtu | FALSE | L | Annual | Rate | lb/MWh | 0.29915 | 0.29915 | 0.29915 | 0.29915 | 0.29915 | 0.29915 | 0.29915 | 0.29915
IL Fac. Spec. - NOX Rate Summer v3.1, Unit 791 and retrofits | 530 | 1797 | Rate Constraint in lbs/MMBtu | FALSE | L | Annual | Constraint Shadow Price | US2016$/Ton | 0 | 0 | 0 | 0 | 0 | 0 | 0 | 0
IL Fac. Spec. - NOX Rate Summer v3.1, Unit 792 and retrofits | 531 | 1797 | Rate Constraint in lbs/MMBtu | FALSE | L | Annual | Seasons Included | Seasons | Summer | Summer | Summer | Summer | Summer | Summer | Summer | Summer
IL Fac. Spec. - NOX Rate Summer v3.1, Unit 792 and retrofits | 531 | 1797 | Rate Constraint in lbs/MMBtu | FALSE | L | Annual | Standard NOX | lb/MMBtu | 0.25 | 0.25 | 0.25 | 0.25 | 0.25 | 0.25 | 0.25 | 0.25
IL Fac. Spec. - NOX Rate Summer v3.1, Unit 792 and retrofits | 531 | 1797 | Rate Constraint in lbs/MMBtu | FALSE | L | Annual | Emissions at Affected Plants NOX | Thousand Tons | 0.0011609 | 0.0011609 | 0.0023028 | 0.0023028 | 0.0023028 | 0.0023028 | 0.0023028 | 0.0023028
IL Fac. Spec. - NOX Rate Summer v3.1, Unit 792 and retrofits | 531 | 1797 | Rate Constraint in lbs/MMBtu | FALSE | L | Annual | Allowances Purchased NOX | Thousand Tons | 0 | 0 | 0 | 0 | 0 | 0 | 0 | 0
IL Fac. Spec. - NOX Rate Summer v3.1, Unit 792 and retrofits | 531 | 1797 | Rate Constraint in lbs/MMBtu | FALSE | L | Annual | Allowances Sold NOX | Thousand Tons | 0 | 0 | 0 | 0 | 0 | 0 | 0 | 0
IL Fac. Spec. - NOX Rate Summer v3.1, Unit 792 and retrofits | 531 | 1797 | Rate Constraint in lbs/MMBtu | FALSE | L | Annual | Allowances Banked | Thousand Tons | 0 | 0 | 0 | 0 | 0 | 0 | 0 | 0
IL Fac. Spec. - NOX Rate Summer v3.1, Unit 792 and retrofits | 531 | 1797 | Rate Constraint in lbs/MMBtu | FALSE | L | Annual | Allowances Withdrawn (1:1) | Thousand Tons | 0 | 0 | 0 | 0 | 0 | 0 | 0 | 0
IL Fac. Spec. - NOX Rate Summer v3.1, Unit 792 and retrofits | 531 | 1797 | Rate Constraint in lbs/MMBtu | FALSE | L | Annual | Allowances Withdrawn (n:1) | Thousand Tons | 0 | 0 | 0 | 0 | 0 | 0 | 0 | 0
IL Fac. Spec. - NOX Rate Summer v3.1, Unit 792 and retrofits | 531 | 1797 | Rate Constraint in lbs/MMBtu | FALSE | L | Annual | Net Emissions Allowance Position | Thousand Tons | 0.0011609 | 0.0011609 | 0.0023028 | 0.0023028 | 0.0023028 | 0.0023028 | 0.0023028 | 0.0023028
IL Fac. Spec. - NOX Rate Summer v3.1, Unit 792 and retrofits | 531 | 1797 | Rate Constraint in lbs/MMBtu | FALSE | L | Annual | Fuel Consumed | TBtu | 0.062248 | 0.062248 | 0.12348 | 0.12348 | 0.12348 | 0.12348 | 0.12348 | 0.12348
IL Fac. Spec. - NOX Rate Summer v3.1, Unit 792 and retrofits | 531 | 1797 | Rate Constraint in lbs/MMBtu | FALSE | L | Annual | Rate | lb/MMBtu | 0.0373 | 0.0373 | 0.0373 | 0.0373 | 0.0373 | 0.0373 | 0.0373 | 0.0373
IL Fac. Spec. - NOX Rate Summer v3.1, Unit 792 and retrofits | 531 | 1797 | Rate Constraint in lbs/MMBtu | FALSE | L | Annual | Generation | TWh | 0.005691 | 0.005691 | 0.011289 | 0.011289 | 0.011289 | 0.011289 | 0.011289 | 0.011289
IL Fac. Spec. - NOX Rate Summer v3.1, Unit 792 and retrofits | 531 | 1797 | Rate Constraint in lbs/MMBtu | FALSE | L | Annual | Qualifying Generation | TWh | 0.005691 | 0.005691 | 0.011289 | 0.011289 | 0.011289 | 0.011289 | 0.011289 | 0.011289
IL Fac. Spec. - NOX Rate Summer v3.1, Unit 792 and retrofits | 531 | 1797 | Rate Constraint in lbs/MMBtu | FALSE | L | Annual | Rate | lb/MWh | 0.40799 | 0.40799 | 0.40799 | 0.40799 | 0.40799 | 0.40799 | 0.40799 | 0.40799
IL Fac. Spec. - NOX Rate Summer v3.1, Unit 792 and retrofits | 531 | 1797 | Rate Constraint in lbs/MMBtu | FALSE | L | Annual | Constraint Shadow Price | US2016$/Ton | 0 | 0 | 0 | 0 | 0 | 0 | 0 | 0
IL Fac. Spec. - NOX Rate Summer v3.1, Unit 793 and retrofits | 532 | 1797 | Rate Constraint in lbs/MMBtu | FALSE | L | Annual | Seasons Included | Seasons | Summer | Summer | Summer | Summer | Summer | Summer | Summer | Summer
IL Fac. Spec. - NOX Rate Summer v3.1, Unit 793 and retrofits | 532 | 1797 | Rate Constraint in lbs/MMBtu | FALSE | L | Annual | Standard NOX | lb/MMBtu | 0.25 | 0.25 | 0.25 | 0.25 | 0.25 | 0.25 | 0.25 | 0.25
IL Fac. Spec. - NOX Rate Summer v3.1, Unit 793 and retrofits | 532 | 1797 | Rate Constraint in lbs/MMBtu | FALSE | L | Annual | Emissions at Affected Plants NOX | Thousand Tons | 0.00099659 | 0.0019768 | 0.0019768 | 0.0019768 | 0.0019768 | 0.0019768 | 0.0019768 | 0.0019768
IL Fac. Spec. - NOX Rate Summer v3.1, Unit 793 and retrofits | 532 | 1797 | Rate Constraint in lbs/MMBtu | FALSE | L | Annual | Allowances Purchased NOX | Thousand Tons | 0 | 0 | 0 | 0 | 0 | 0 | 0 | 0
IL Fac. Spec. - NOX Rate Summer v3.1, Unit 793 and retrofits | 532 | 1797 | Rate Constraint in lbs/MMBtu | FALSE | L | Annual | Allowances Sold NOX | Thousand Tons | 0 | 0 | 0 | 0 | 0 | 0 | 0 | 0
IL Fac. Spec. - NOX Rate Summer v3.1, Unit 793 and retrofits | 532 | 1797 | Rate Constraint in lbs/MMBtu | FALSE | L | Annual | Allowances Banked | Thousand Tons | 0 | 0 | 0 | 0 | 0 | 0 | 0 | 0
IL Fac. Spec. - NOX Rate Summer v3.1, Unit 793 and retrofits | 532 | 1797 | Rate Constraint in lbs/MMBtu | FALSE | L | Annual | Allowances Withdrawn (1:1) | Thousand Tons | 0 | 0 | 0 | 0 | 0 | 0 | 0 | 0
IL Fac. Spec. - NOX Rate Summer v3.1, Unit 793 and retrofits | 532 | 1797 | Rate Constraint in lbs/MMBtu | FALSE | L | Annual | Allowances Withdrawn (n:1) | Thousand Tons | 0 | 0 | 0 | 0 | 0 | 0 | 0 | 0
IL Fac. Spec. - NOX Rate Summer v3.1, Unit 793 and retrofits | 532 | 1797 | Rate Constraint in lbs/MMBtu | FALSE | L | Annual | Net Emissions Allowance Position | Thousand Tons | 0.00099659 | 0.0019768 | 0.0019768 | 0.0019768 | 0.0019768 | 0.0019768 | 0.0019768 | 0.0019768
IL Fac. Spec. - NOX Rate Summer v3.1, Unit 793 and retrofits | 532 | 1797 | Rate Constraint in lbs/MMBtu | FALSE | L | Annual | Fuel Consumed | TBtu | 0.062248 | 0.12348 | 0.12348 | 0.12348 | 0.12348 | 0.12348 | 0.12348 | 0.12348
IL Fac. Spec. - NOX Rate Summer v3.1, Unit 793 and retrofits | 532 | 1797 | Rate Constraint in lbs/MMBtu | FALSE | L | Annual | Rate | lb/MMBtu | 0.03202 | 0.03202 | 0.03202 | 0.03202 | 0.03202 | 0.03202 | 0.03202 | 0.03202
IL Fac. Spec. - NOX Rate Summer v3.1, Unit 793 and retrofits | 532 | 1797 | Rate Constraint in lbs/MMBtu | FALSE | L | Annual | Generation | TWh | 0.005691 | 0.011289 | 0.011289 | 0.011289 | 0.011289 | 0.011289 | 0.011289 | 0.011289
IL Fac. Spec. - NOX Rate Summer v3.1, Unit 793 and retrofits | 532 | 1797 | Rate Constraint in lbs/MMBtu | FALSE | L | Annual | Qualifying Generation | TWh | 0.005691 | 0.011289 | 0.011289 | 0.011289 | 0.011289 | 0.011289 | 0.011289 | 0.011289
IL Fac. Spec. - NOX Rate Summer v3.1, Unit 793 and retrofits | 532 | 1797 | Rate Constraint in lbs/MMBtu | FALSE | L | Annual | Rate | lb/MWh | 0.35023 | 0.35023 | 0.35023 | 0.35023 | 0.35023 | 0.35023 | 0.35023 | 0.35023
IL Fac. Spec. - NOX Rate Summer v3.1, Unit 793 and retrofits | 532 | 1797 | Rate Constraint in lbs/MMBtu | FALSE | L | Annual | Constraint Shadow Price | US2016$/Ton | 0 | 0 | 0 | 0 | 0 | 0 | 0 | 0
IL Fac. Spec. - NOX Rate Summer v3.1, Unit 794 and retrofits | 533 | 1797 | Rate Constraint in lbs/MMBtu | FALSE | L | Annual | Seasons Included | Seasons | Summer | Summer | Summer | Summer | Summer | Summer | Summer | Summer
IL Fac. Spec. - NOX Rate Summer v3.1, Unit 794 and retrofits | 533 | 1797 | Rate Constraint in lbs/MMBtu | FALSE | L | Annual | Standard NOX | lb/MMBtu | 0.25 | 0.25 | 0.25 | 0.25 | 0.25 | 0.25 | 0.25 | 0.25
IL Fac. Spec. - NOX Rate Summer v3.1, Unit 794 and retrofits | 533 | 1797 | Rate Constraint in lbs/MMBtu | FALSE | L | Annual | Emissions at Affected Plants NOX | Thousand Tons | 0.00076752 | 0.0012789 | 0.0015225 | 0.0015225 | 0.0015225 | 0.0015225 | 0.0015225 | 0.0015225
IL Fac. Spec. - NOX Rate Summer v3.1, Unit 794 and retrofits | 533 | 1797 | Rate Constraint in lbs/MMBtu | FALSE | L | Annual | Allowances Purchased NOX | Thousand Tons | 0 | 0 | 0 | 0 | 0 | 0 | 0 | 0
IL Fac. Spec. - NOX Rate Summer v3.1, Unit 794 and retrofits | 533 | 1797 | Rate Constraint in lbs/MMBtu | FALSE | L | Annual | Allowances Sold NOX | Thousand Tons | 0 | 0 | 0 | 0 | 0 | 0 | 0 | 0
IL Fac. Spec. - NOX Rate Summer v3.1, Unit 794 and retrofits | 533 | 1797 | Rate Constraint in lbs/MMBtu | FALSE | L | Annual | Allowances Banked | Thousand Tons | 0 | 0 | 0 | 0 | 0 | 0 | 0 | 0
IL Fac. Spec. - NOX Rate Summer v3.1, Unit 794 and retrofits | 533 | 1797 | Rate Constraint in lbs/MMBtu | FALSE | L | Annual | Allowances Withdrawn (1:1) | Thousand Tons | 0 | 0 | 0 | 0 | 0 | 0 | 0 | 0
IL Fac. Spec. - NOX Rate Summer v3.1, Unit 794 and retrofits | 533 | 1797 | Rate Constraint in lbs/MMBtu | FALSE | L | Annual | Allowances Withdrawn (n:1) | Thousand Tons | 0 | 0 | 0 | 0 | 0 | 0 | 0 | 0
IL Fac. Spec. - NOX Rate Summer v3.1, Unit 794 and retrofits | 533 | 1797 | Rate Constraint in lbs/MMBtu | FALSE | L | Annual | Net Emissions Allowance Position | Thousand Tons | 0.00076752 | 0.0012789 | 0.0015225 | 0.0015225 | 0.0015225 | 0.0015225 | 0.0015225 | 0.0015225
IL Fac. Spec. - NOX Rate Summer v3.1, Unit 794 and retrofits | 533 | 1797 | Rate Constraint in lbs/MMBtu | FALSE | L | Annual | Fuel Consumed | TBtu | 0.062248 | 0.10372 | 0.12348 | 0.12348 | 0.12348 | 0.12348 | 0.12348 | 0.12348
IL Fac. Spec. - NOX Rate Summer v3.1, Unit 794 and retrofits | 533 | 1797 | Rate Constraint in lbs/MMBtu | FALSE | L | Annual | Rate | lb/MMBtu | 0.02466 | 0.02466 | 0.02466 | 0.02466 | 0.02466 | 0.02466 | 0.02466 | 0.02466
IL Fac. Spec. - NOX Rate Summer v3.1, Unit 794 and retrofits | 533 | 1797 | Rate Constraint in lbs/MMBtu | FALSE | L | Annual | Generation | TWh | 0.005691 | 0.009483 | 0.011289 | 0.011289 | 0.011289 | 0.011289 | 0.011289 | 0.011289
IL Fac. Spec. - NOX Rate Summer v3.1, Unit 794 and retrofits | 533 | 1797 | Rate Constraint in lbs/MMBtu | FALSE | L | Annual | Qualifying Generation | TWh | 0.005691 | 0.009483 | 0.011289 | 0.011289 | 0.011289 | 0.011289 | 0.011289 | 0.011289
IL Fac. Spec. - NOX Rate Summer v3.1, Unit 794 and retrofits | 533 | 1797 | Rate Constraint in lbs/MMBtu | FALSE | L | Annual | Rate | lb/MWh | 0.26973 | 0.26973 | 0.26973 | 0.26973 | 0.26973 | 0.26973 | 0.26973 | 0.26973
IL Fac. Spec. - NOX Rate Summer v3.1, Unit 794 and retrofits | 533 | 1797 | Rate Constraint in lbs/MMBtu | FALSE | L | Annual | Constraint Shadow Price | US2016$/Ton | 0 | 0 | 0 | 0 | 0 | 0 | 0 | 0
IL Fac. Spec. - NOX Rate Summer v3.1, Unit 795 and retrofits | 534 | 1797 | Rate Constraint in lbs/MMBtu | FALSE | L | Annual | Seasons Included | Seasons | Summer | Summer | Summer | Summer | Summer | Summer | Summer | Summer
IL Fac. Spec. - NOX Rate Summer v3.1, Unit 795 and retrofits | 534 | 1797 | Rate Constraint in lbs/MMBtu | FALSE | L | Annual | Standard NOX | lb/MMBtu | 0.25 | 0.25 | 0.25 | 0.25 | 0.25 | 0.25 | 0.25 | 0.25
IL Fac. Spec. - NOX Rate Summer v3.1, Unit 795 and retrofits | 534 | 1797 | Rate Constraint in lbs/MMBtu | FALSE | L | Annual | Emissions at Affected Plants NOX | Thousand Tons | 0.0002126 | 0.00040283 | 0.00092874 | 0.00092874 | 0.0020477 | 0.0020477 | 0.0019871 | 0.00092874
IL Fac. Spec. - NOX Rate Summer v3.1, Unit 795 and retrofits | 534 | 1797 | Rate Constraint in lbs/MMBtu | FALSE | L | Annual | Allowances Purchased NOX | Thousand Tons | 0 | 0 | 0 | 0 | 0 | 0 | 0 | 0
IL Fac. Spec. - NOX Rate Summer v3.1, Unit 795 and retrofits | 534 | 1797 | Rate Constraint in lbs/MMBtu | FALSE | L | Annual | Allowances Sold NOX | Thousand Tons | 0 | 0 | 0 | 0 | 0 | 0 | 0 | 0
IL Fac. Spec. - NOX Rate Summer v3.1, Unit 795 and retrofits | 534 | 1797 | Rate Constraint in lbs/MMBtu | FALSE | L | Annual | Allowances Banked | Thousand Tons | 0 | 0 | 0 | 0 | 0 | 0 | 0 | 0
IL Fac. Spec. - NOX Rate Summer v3.1, Unit 795 and retrofits | 534 | 1797 | Rate Constraint in lbs/MMBtu | FALSE | L | Annual | Allowances Withdrawn (1:1) | Thousand Tons | 0 | 0 | 0 | 0 | 0 | 0 | 0 | 0
IL Fac. Spec. - NOX Rate Summer v3.1, Unit 795 and retrofits | 534 | 1797 | Rate Constraint in lbs/MMBtu | FALSE | L | Annual | Allowances Withdrawn (n:1) | Thousand Tons | 0 | 0 | 0 | 0 | 0 | 0 | 0 | 0
IL Fac. Spec. - NOX Rate Summer v3.1, Unit 795 and retrofits | 534 | 1797 | Rate Constraint in lbs/MMBtu | FALSE | L | Annual | Net Emissions Allowance Position | Thousand Tons | 0.0002126 | 0.00040283 | 0.00092874 | 0.00092874 | 0.0020477 | 0.0020477 | 0.0019871 | 0.00092874
IL Fac. Spec. - NOX Rate Summer v3.1, Unit 795 and retrofits | 534 | 1797 | Rate Constraint in lbs/MMBtu | FALSE | L | Annual | Fuel Consumed | TBtu | 0.01643 | 0.03113 | 0.071773 | 0.071773 | 0.15825 | 0.15825 | 0.15356 | 0.071773
IL Fac. Spec. - NOX Rate Summer v3.1, Unit 795 and retrofits | 534 | 1797 | Rate Constraint in lbs/MMBtu | FALSE | L | Annual | Rate | lb/MMBtu | 0.02588 | 0.02588 | 0.02588 | 0.02588 | 0.02588 | 0.02588 | 0.02588 | 0.02588
IL Fac. Spec. - NOX Rate Summer v3.1, Unit 795 and retrofits | 534 | 1797 | Rate Constraint in lbs/MMBtu | FALSE | L | Annual | Generation | TWh | 0.0012525 | 0.0023731 | 0.0054713 | 0.0054713 | 0.012063 | 0.012063 | 0.011706 | 0.0054713
IL Fac. Spec. - NOX Rate Summer v3.1, Unit 795 and retrofits | 534 | 1797 | Rate Constraint in lbs/MMBtu | FALSE | L | Annual | Qualifying Generation | TWh | 0.0012525 | 0.0023731 | 0.0054713 | 0.0054713 | 0.012063 | 0.012063 | 0.011706 | 0.0054713
IL Fac. Spec. - NOX Rate Summer v3.1, Unit 795 and retrofits | 534 | 1797 | Rate Constraint in lbs/MMBtu | FALSE | L | Annual | Rate | lb/MWh | 0.33949 | 0.33949 | 0.33949 | 0.33949 | 0.33949 | 0.33949 | 0.33949 | 0.33949
IL Fac. Spec. - NOX Rate Summer v3.1, Unit 795 and retrofits | 534 | 1797 | Rate Constraint in lbs/MMBtu | FALSE | L | Annual | Constraint Shadow Price | US2016$/Ton | 0 | 0 | 0 | 0 | 0 | 0 | 0 | 0
IL Fac. Spec. - NOX Rate Summer v3.1, Unit 796 and retrofits | 535 | 1797 | Rate Constraint in lbs/MMBtu | FALSE | L | Annual | Seasons Included | Seasons | Summer | Summer | Summer | Summer | Summer | Summer | Summer | Summer
IL Fac. Spec. - NOX Rate Summer v3.1, Unit 796 and retrofits | 535 | 1797 | Rate Constraint in lbs/MMBtu | FALSE | L | Annual | Standard NOX | lb/MMBtu | 0.25 | 0.25 | 0.25 | 0.25 | 0.25 | 0.25 | 0.25 | 0.25
IL Fac. Spec. - NOX Rate Summer v3.1, Unit 796 and retrofits | 535 | 1797 | Rate Constraint in lbs/MMBtu | FALSE | L | Annual | Emissions at Affected Plants NOX | Thousand Tons | 0.00018328 | 0 | 0.00080063 | 0.00080063 | 0.0017652 | 0.0017652 | 0.00080063 | 0.00080063
IL Fac. Spec. - NOX Rate Summer v3.1, Unit 796 and retrofits | 535 | 1797 | Rate Constraint in lbs/MMBtu | FALSE | L | Annual | Allowances Purchased NOX | Thousand Tons | 0 | 0 | 0 | 0 | 0 | 0 | 0 | 0
IL Fac. Spec. - NOX Rate Summer v3.1, Unit 796 and retrofits | 535 | 1797 | Rate Constraint in lbs/MMBtu | FALSE | L | Annual | Allowances Sold NOX | Thousand Tons | 0 | 0 | 0 | 0 | 0 | 0 | 0 | 0
IL Fac. Spec. - NOX Rate Summer v3.1, Unit 796 and retrofits | 535 | 1797 | Rate Constraint in lbs/MMBtu | FALSE | L | Annual | Allowances Banked | Thousand Tons | 0 | 0 | 0 | 0 | 0 | 0 | 0 | 0
IL Fac. Spec. - NOX Rate Summer v3.1, Unit 796 and retrofits | 535 | 1797 | Rate Constraint in lbs/MMBtu | FALSE | L | Annual | Allowances Withdrawn (1:1) | Thousand Tons | 0 | 0 | 0 | 0 | 0 | 0 | 0 | 0
IL Fac. Spec. - NOX Rate Summer v3.1, Unit 796 and retrofits | 535 | 1797 | Rate Constraint in lbs/MMBtu | FALSE | L | Annual | Allowances Withdrawn (n:1) | Thousand Tons | 0 | 0 | 0 | 0 | 0 | 0 | 0 | 0
IL Fac. Spec. - NOX Rate Summer v3.1, Unit 796 and retrofits | 535 | 1797 | Rate Constraint in lbs/MMBtu | FALSE | L | Annual | Net Emissions Allowance Position | Thousand Tons | 0.00018328 | 0 | 0.00080063 | 0.00080063 | 0.0017652 | 0.0017652 | 0.00080063 | 0.00080063
IL Fac. Spec. - NOX Rate Summer v3.1, Unit 796 and retrofits | 535 | 1797 | Rate Constraint in lbs/MMBtu | FALSE | L | Annual | Fuel Consumed | TBtu | 0.01643 | 0 | 0.071773 | 0.071773 | 0.15825 | 0.15825 | 0.071773 | 0.071773
IL Fac. Spec. - NOX Rate Summer v3.1, Unit 796 and retrofits | 535 | 1797 | Rate Constraint in lbs/MMBtu | FALSE | L | Annual | Rate | lb/MMBtu | 0.02231 | 0 | 0.02231 | 0.02231 | 0.02231 | 0.02231 | 0.02231 | 0.02231
IL Fac. Spec. - NOX Rate Summer v3.1, Unit 796 and retrofits | 535 | 1797 | Rate Constraint in lbs/MMBtu | FALSE | L | Annual | Generation | TWh | 0.0012525 | 0 | 0.0054713 | 0.0054713 | 0.012063 | 0.012063 | 0.0054713 | 0.0054713
IL Fac. Spec. - NOX Rate Summer v3.1, Unit 796 and retrofits | 535 | 1797 | Rate Constraint in lbs/MMBtu | FALSE | L | Annual | Qualifying Generation | TWh | 0.0012525 | 0 | 0.0054713 | 0.0054713 | 0.012063 | 0.012063 | 0.0054713 | 0.0054713
IL Fac. Spec. - NOX Rate Summer v3.1, Unit 796 and retrofits | 535 | 1797 | Rate Constraint in lbs/MMBtu | FALSE | L | Annual | Rate | lb/MWh | 0.29266 | 0 | 0.29266 | 0.29266 | 0.29266 | 0.29266 | 0.29266 | 0.29266
IL Fac. Spec. - NOX Rate Summer v3.1, Unit 796 and retrofits | 535 | 1797 | Rate Constraint in lbs/MMBtu | FALSE | L | Annual | Constraint Shadow Price | US2016$/Ton | 0 | 0 | 0 | 0 | 0 | 0 | 0 | 0
IL Fac. Spec. - NOX Rate Summer v3.1, Unit 797 and retrofits | 536 | 1797 | Rate Constraint in lbs/MMBtu | FALSE | L | Annual | Seasons Included | Seasons | Summer | Summer | Summer | Summer | Summer | Summer | Summer | Summer
IL Fac. Spec. - NOX Rate Summer v3.1, Unit 797 and retrofits | 536 | 1797 | Rate Constraint in lbs/MMBtu | FALSE | L | Annual | Standard NOX | lb/MMBtu | 0.25 | 0.25 | 0.25 | 0.25 | 0.25 | 0.25 | 0.25 | 0.25
IL Fac. Spec. - NOX Rate Summer v3.1, Unit 797 and retrofits | 536 | 1797 | Rate Constraint in lbs/MMBtu | FALSE | L | Annual | Emissions at Affected Plants NOX | Thousand Tons | 0.00016438 | 0.00031146 | 0.00071809 | 0.00071809 | 0.0015833 | 0.0015833 | 0.00071809 | 0.00071809
IL Fac. Spec. - NOX Rate Summer v3.1, Unit 797 and retrofits | 536 | 1797 | Rate Constraint in lbs/MMBtu | FALSE | L | Annual | Allowances Purchased NOX | Thousand Tons | 0 | 0 | 0 | 0 | 0 | 0 | 0 | 0
IL Fac. Spec. - NOX Rate Summer v3.1, Unit 797 and retrofits | 536 | 1797 | Rate Constraint in lbs/MMBtu | FALSE | L | Annual | Allowances Sold NOX | Thousand Tons | 0 | 0 | 0 | 0 | 0 | 0 | 0 | 0
IL Fac. Spec. - NOX Rate Summer v3.1, Unit 797 and retrofits | 536 | 1797 | Rate Constraint in lbs/MMBtu | FALSE | L | Annual | Allowances Banked | Thousand Tons | 0 | 0 | 0 | 0 | 0 | 0 | 0 | 0
IL Fac. Spec. - NOX Rate Summer v3.1, Unit 797 and retrofits | 536 | 1797 | Rate Constraint in lbs/MMBtu | FALSE | L | Annual | Allowances Withdrawn (1:1) | Thousand Tons | 0 | 0 | 0 | 0 | 0 | 0 | 0 | 0
IL Fac. Spec. - NOX Rate Summer v3.1, Unit 797 and retrofits | 536 | 1797 | Rate Constraint in lbs/MMBtu | FALSE | L | Annual | Allowances Withdrawn (n:1) | Thousand Tons | 0 | 0 | 0 | 0 | 0 | 0 | 0 | 0
IL Fac. Spec. - NOX Rate Summer v3.1, Unit 797 and retrofits | 536 | 1797 | Rate Constraint in lbs/MMBtu | FALSE | L | Annual | Net Emissions Allowance Position | Thousand Tons | 0.00016438 | 0.00031146 | 0.00071809 | 0.00071809 | 0.0015833 | 0.0015833 | 0.00071809 | 0.00071809
IL Fac. Spec. - NOX Rate Summer v3.1, Unit 797 and retrofits | 536 | 1797 | Rate Constraint in lbs/MMBtu | FALSE | L | Annual | Fuel Consumed | TBtu | 0.01643 | 0.03113 | 0.071773 | 0.071773 | 0.15825 | 0.15825 | 0.071773 | 0.071773
IL Fac. Spec. - NOX Rate Summer v3.1, Unit 797 and retrofits | 536 | 1797 | Rate Constraint in lbs/MMBtu | FALSE | L | Annual | Rate | lb/MMBtu | 0.02001 | 0.02001 | 0.02001 | 0.02001 | 0.02001 | 0.02001 | 0.02001 | 0.02001
IL Fac. Spec. - NOX Rate Summer v3.1, Unit 797 and retrofits | 536 | 1797 | Rate Constraint in lbs/MMBtu | FALSE | L | Annual | Generation | TWh | 0.0012525 | 0.0023731 | 0.0054713 | 0.0054713 | 0.012063 | 0.012063 | 0.0054713 | 0.0054713
IL Fac. Spec. - NOX Rate Summer v3.1, Unit 797 and retrofits | 536 | 1797 | Rate Constraint in lbs/MMBtu | FALSE | L | Annual | Qualifying Generation | TWh | 0.0012525 | 0.0023731 | 0.0054713 | 0.0054713 | 0.012063 | 0.012063 | 0.0054713 | 0.0054713
IL Fac. Spec. - NOX Rate Summer v3.1, Unit 797 and retrofits | 536 | 1797 | Rate Constraint in lbs/MMBtu | FALSE | L | Annual | Rate | lb/MWh | 0.26249 | 0.26249 | 0.26249 | 0.26249 | 0.26249 | 0.26249 | 0.26249 | 0.26249
IL Fac. Spec. - NOX Rate Summer v3.1, Unit 797 and retrofits | 536 | 1797 | Rate Constraint in lbs/MMBtu | FALSE | L | Annual | Constraint Shadow Price | US2016$/Ton | 0 | 0 | 0 | 0 | 0 | 0 | 0 | 0
IL Fac. Spec. - NOX Rate Summer v3.1, Unit 798 and retrofits | 537 | 1797 | Rate Constraint in lbs/MMBtu | FALSE | L | Annual | Seasons Included | Seasons | Summer | Summer | Summer | Summer | Summer | Summer | Summer | Summer
IL Fac. Spec. - NOX Rate Summer v3.1, Unit 798 and retrofits | 537 | 1797 | Rate Constraint in lbs/MMBtu | FALSE | L | Annual | Standard NOX | lb/MMBtu | 0.25 | 0.25 | 0.25 | 0.25 | 0.25 | 0.25 | 0.25 | 0.25
IL Fac. Spec. - NOX Rate Summer v3.1, Unit 798 and retrofits | 537 | 1797 | Rate Constraint in lbs/MMBtu | FALSE | L | Annual | Emissions at Affected Plants NOX | Thousand Tons | 0.00019239 | 0 | 0.00084046 | 0.00084046 | 0.0018531 | 0.0018531 | 0.00084046 | 0.00084046
IL Fac. Spec. - NOX Rate Summer v3.1, Unit 798 and retrofits | 537 | 1797 | Rate Constraint in lbs/MMBtu | FALSE | L | Annual | Allowances Purchased NOX | Thousand Tons | 0 | 0 | 0 | 0 | 0 | 0 | 0 | 0
IL Fac. Spec. - NOX Rate Summer v3.1, Unit 798 and retrofits | 537 | 1797 | Rate Constraint in lbs/MMBtu | FALSE | L | Annual | Allowances Sold NOX | Thousand Tons | 0 | 0 | 0 | 0 | 0 | 0 | 0 | 0
IL Fac. Spec. - NOX Rate Summer v3.1, Unit 798 and retrofits | 537 | 1797 | Rate Constraint in lbs/MMBtu | FALSE | L | Annual | Allowances Banked | Thousand Tons | 0 | 0 | 0 | 0 | 0 | 0 | 0 | 0
IL Fac. Spec. - NOX Rate Summer v3.1, Unit 798 and retrofits | 537 | 1797 | Rate Constraint in lbs/MMBtu | FALSE | L | Annual | Allowances Withdrawn (1:1) | Thousand Tons | 0 | 0 | 0 | 0 | 0 | 0 | 0 | 0
IL Fac. Spec. - NOX Rate Summer v3.1, Unit 798 and retrofits | 537 | 1797 | Rate Constraint in lbs/MMBtu | FALSE | L | Annual | Allowances Withdrawn (n:1) | Thousand Tons | 0 | 0 | 0 | 0 | 0 | 0 | 0 | 0
IL Fac. Spec. - NOX Rate Summer v3.1, Unit 798 and retrofits | 537 | 1797 | Rate Constraint in lbs/MMBtu | FALSE | L | Annual | Net Emissions Allowance Position | Thousand Tons | 0.00019239 | 0 | 0.00084046 | 0.00084046 | 0.0018531 | 0.0018531 | 0.00084046 | 0.00084046
IL Fac. Spec. - NOX Rate Summer v3.1, Unit 798 and retrofits | 537 | 1797 | Rate Constraint in lbs/MMBtu | FALSE | L | Annual | Fuel Consumed | TBtu | 0.01643 | 0 | 0.071773 | 0.071773 | 0.15825 | 0.15825 | 0.071773 | 0.071773
IL Fac. Spec. - NOX Rate Summer v3.1, Unit 798 and retrofits | 537 | 1797 | Rate Constraint in lbs/MMBtu | FALSE | L | Annual | Rate | lb/MMBtu | 0.02342 | 0 | 0.02342 | 0.02342 | 0.02342 | 0.02342 | 0.02342 | 0.02342
IL Fac. Spec. - NOX Rate Summer v3.1, Unit 798 and retrofits | 537 | 1797 | Rate Constraint in lbs/MMBtu | FALSE | L | Annual | Generation | TWh | 0.0012525 | 0 | 0.0054713 | 0.0054713 | 0.012063 | 0.012063 | 0.0054713 | 0.0054713
IL Fac. Spec. - NOX Rate Summer v3.1, Unit 798 and retrofits | 537 | 1797 | Rate Constraint in lbs/MMBtu | FALSE | L | Annual | Qualifying Generation | TWh | 0.0012525 | 0 | 0.0054713 | 0.0054713 | 0.012063 | 0.012063 | 0.0054713 | 0.0054713
IL Fac. Spec. - NOX Rate Summer v3.1, Unit 798 and retrofits | 537 | 1797 | Rate Constraint in lbs/MMBtu | FALSE | L | Annual | Rate | lb/MWh | 0.30722 | 0 | 0.30722 | 0.30722 | 0.30722 | 0.30722 | 0.30722 | 0.30722
IL Fac. Spec. - NOX Rate Summer v3.1, Unit 798 and retrofits | 537 | 1797 | Rate Constraint in lbs/MMBtu | FALSE | L | Annual | Constraint Shadow Price | US2016$/Ton | 0 | 0 | 0 | 0 | 0 | 0 | 0 | 0
IL Fac. Spec. - NOX Rate Summer v3.1, Unit 799 and retrofits | 538 | 1797 | Rate Constraint in lbs/MMBtu | FALSE | L | Annual | Seasons Included | Seasons | Summer | Summer | Summer | Summer | Summer | Summer | Summer | Summer
IL Fac. Spec. - NOX Rate Summer v3.1, Unit 799 and retrofits | 538 | 1797 | Rate Constraint in lbs/MMBtu | FALSE | L | Annual | Standard NOX | lb/MMBtu | 0.25 | 0.25 | 0.25 | 0.25 | 0.25 | 0.25 | 0.25 | 0.25
IL Fac. Spec. - NOX Rate Summer v3.1, Unit 799 and retrofits | 538 | 1797 | Rate Constraint in lbs/MMBtu | FALSE | L | Annual | Emissions at Affected Plants NOX | Thousand Tons | 0.00018771 | 0 | 0.00082 | 0.00082 | 0.001808 | 0.001808 | 0.00082 | 0.00082
IL Fac. Spec. - NOX Rate Summer v3.1, Unit 799 and retrofits | 538 | 1797 | Rate Constraint in lbs/MMBtu | FALSE | L | Annual | Allowances Purchased NOX | Thousand Tons | 0 | 0 | 0 | 0 | 0 | 0 | 0 | 0
IL Fac. Spec. - NOX Rate Summer v3.1, Unit 799 and retrofits | 538 | 1797 | Rate Constraint in lbs/MMBtu | FALSE | L | Annual | Allowances Sold NOX | Thousand Tons | 0 | 0 | 0 | 0 | 0 | 0 | 0 | 0
IL Fac. Spec. - NOX Rate Summer v3.1, Unit 799 and retrofits | 538 | 1797 | Rate Constraint in lbs/MMBtu | FALSE | L | Annual | Allowances Banked | Thousand Tons | 0 | 0 | 0 | 0 | 0 | 0 | 0 | 0
IL Fac. Spec. - NOX Rate Summer v3.1, Unit 799 and retrofits | 538 | 1797 | Rate Constraint in lbs/MMBtu | FALSE | L | Annual | Allowances Withdrawn (1:1) | Thousand Tons | 0 | 0 | 0 | 0 | 0 | 0 | 0 | 0
IL Fac. Spec. - NOX Rate Summer v3.1, Unit 799 and retrofits | 538 | 1797 | Rate Constraint in lbs/MMBtu | FALSE | L | Annual | Allowances Withdrawn (n:1) | Thousand Tons | 0 | 0 | 0 | 0 | 0 | 0 | 0 | 0
IL Fac. Spec. - NOX Rate Summer v3.1, Unit 799 and retrofits | 538 | 1797 | Rate Constraint in lbs/MMBtu | FALSE | L | Annual | Net Emissions Allowance Position | Thousand Tons | 0.00018771 | 0 | 0.00082 | 0.00082 | 0.001808 | 0.001808 | 0.00082 | 0.00082
IL Fac. Spec. - NOX Rate Summer v3.1, Unit 799 and retrofits | 538 | 1797 | Rate Constraint in lbs/MMBtu | FALSE | L | Annual | Fuel Consumed | TBtu | 0.01643 | 0 | 0.071773 | 0.071773 | 0.15825 | 0.15825 | 0.071773 | 0.071773
IL Fac. Spec. - NOX Rate Summer v3.1, Unit 799 and retrofits | 538 | 1797 | Rate Constraint in lbs/MMBtu | FALSE | L | Annual | Rate | lb/MMBtu | 0.02285 | 0 | 0.02285 | 0.02285 | 0.02285 | 0.02285 | 0.02285 | 0.02285
IL Fac. Spec. - NOX Rate Summer v3.1, Unit 799 and retrofits | 538 | 1797 | Rate Constraint in lbs/MMBtu | FALSE | L | Annual | Generation | TWh | 0.0012525 | 0 | 0.0054713 | 0.0054713 | 0.012063 | 0.012063 | 0.0054713 | 0.0054713
IL Fac. Spec. - NOX Rate Summer v3.1, Unit 799 and retrofits | 538 | 1797 | Rate Constraint in lbs/MMBtu | FALSE | L | Annual | Qualifying Generation | TWh | 0.0012525 | 0 | 0.0054713 | 0.0054713 | 0.012063 | 0.012063 | 0.0054713 | 0.0054713
IL Fac. Spec. - NOX Rate Summer v3.1, Unit 799 and retrofits | 538 | 1797 | Rate Constraint in lbs/MMBtu | FALSE | L | Annual | Rate | lb/MWh | 0.29975 | 0 | 0.29975 | 0.29975 | 0.29975 | 0.29975 | 0.29975 | 0.29975
IL Fac. Spec. - NOX Rate Summer v3.1, Unit 799 and retrofits | 538 | 1797 | Rate Constraint in lbs/MMBtu | FALSE | L | Annual | Constraint Shadow Price | US2016$/Ton | 0 | 0 | 0 | 0 | 0 | 0 | 0 | 0
IL Fac. Spec. - NOX Rate Summer v3.1, Unit 800 and retrofits | 539 | 1797 | Rate Constraint in lbs/MMBtu | FALSE | L | Annual | Seasons Included | Seasons | Summer | Summer | Summer | Summer | Summer | Summer | Summer | Summer
IL Fac. Spec. - NOX Rate Summer v3.1, Unit 800 and retrofits | 539 | 1797 | Rate Constraint in lbs/MMBtu | FALSE | L | Annual | Standard NOX | lb/MMBtu | 0.25 | 0.25 | 0.25 | 0.25 | 0.25 | 0.25 | 0.25 | 0.25
IL Fac. Spec. - NOX Rate Summer v3.1, Unit 800 and retrofits | 539 | 1797 | Rate Constraint in lbs/MMBtu | FALSE | L | Annual | Emissions at Affected Plants NOX | Thousand Tons | 0.00017596 | 1.2027e-05 | 0.00076869 | 0.00076869 | 0.0016948 | 0.0016948 | 0.00076869 | 0.00076869
IL Fac. Spec. - NOX Rate Summer v3.1, Unit 800 and retrofits | 539 | 1797 | Rate Constraint in lbs/MMBtu | FALSE | L | Annual | Allowances Purchased NOX | Thousand Tons | 0 | 0 | 0 | 0 | 0 | 0 | 0 | 0
IL Fac. Spec. - NOX Rate Summer v3.1, Unit 800 and retrofits | 539 | 1797 | Rate Constraint in lbs/MMBtu | FALSE | L | Annual | Allowances Sold NOX | Thousand Tons | 0 | 0 | 0 | 0 | 0 | 0 | 0 | 0
IL Fac. Spec. - NOX Rate Summer v3.1, Unit 800 and retrofits | 539 | 1797 | Rate Constraint in lbs/MMBtu | FALSE | L | Annual | Allowances Banked | Thousand Tons | 0 | 0 | 0 | 0 | 0 | 0 | 0 | 0
IL Fac. Spec. - NOX Rate Summer v3.1, Unit 800 and retrofits | 539 | 1797 | Rate Constraint in lbs/MMBtu | FALSE | L | Annual | Allowances Withdrawn (1:1) | Thousand Tons | 0 | 0 | 0 | 0 | 0 | 0 | 0 | 0
IL Fac. Spec. - NOX Rate Summer v3.1, Unit 800 and retrofits | 539 | 1797 | Rate Constraint in lbs/MMBtu | FALSE | L | Annual | Allowances Withdrawn (n:1) | Thousand Tons | 0 | 0 | 0 | 0 | 0 | 0 | 0 | 0
IL Fac. Spec. - NOX Rate Summer v3.1, Unit 800 and retrofits | 539 | 1797 | Rate Constraint in lbs/MMBtu | FALSE | L | Annual | Net Emissions Allowance Position | Thousand Tons | 0.00017596 | 1.2027e-05 | 0.00076869 | 0.00076869 | 0.0016948 | 0.0016948 | 0.00076869 | 0.00076869
IL Fac. Spec. - NOX Rate Summer v3.1, Unit 800 and retrofits | 539 | 1797 | Rate Constraint in lbs/MMBtu | FALSE | L | Annual | Fuel Consumed | TBtu | 0.01643 | 0.001123 | 0.071773 | 0.071773 | 0.15825 | 0.15825 | 0.071773 | 0.071773
IL Fac. Spec. - NOX Rate Summer v3.1, Unit 800 and retrofits | 539 | 1797 | Rate Constraint in lbs/MMBtu | FALSE | L | Annual | Rate | lb/MMBtu | 0.02142 | 0.02142 | 0.02142 | 0.02142 | 0.02142 | 0.02142 | 0.02142 | 0.02142
IL Fac. Spec. - NOX Rate Summer v3.1, Unit 800 and retrofits | 539 | 1797 | Rate Constraint in lbs/MMBtu | FALSE | L | Annual | Generation | TWh | 0.0012525 | 8.5605e-05 | 0.0054713 | 0.0054713 | 0.012063 | 0.012063 | 0.0054713 | 0.0054713
IL Fac. Spec. - NOX Rate Summer v3.1, Unit 800 and retrofits | 539 | 1797 | Rate Constraint in lbs/MMBtu | FALSE | L | Annual | Qualifying Generation | TWh | 0.0012525 | 8.5605e-05 | 0.0054713 | 0.0054713 | 0.012063 | 0.012063 | 0.0054713 | 0.0054713
IL Fac. Spec. - NOX Rate Summer v3.1, Unit 800 and retrofits | 539 | 1797 | Rate Constraint in lbs/MMBtu | FALSE | L | Annual | Rate | lb/MWh | 0.28099 | 0.28099 | 0.28099 | 0.28099 | 0.28099 | 0.28099 | 0.28099 | 0.28099
IL Fac. Spec. - NOX Rate Summer v3.1, Unit 800 and retrofits | 539 | 1797 | Rate Constraint in lbs/MMBtu | FALSE | L | Annual | Constraint Shadow Price | US2016$/Ton | 0 | 0 | 0 | 0 | 0 | 0 | 0 | 0
IL Fac. Spec. - NOX Rate Summer v3.1, Unit 801 and retrofits | 540 | 1797 | Rate Constraint in lbs/MMBtu | FALSE | L | Annual | Seasons Included | Seasons | Summer | Summer | Summer | Summer | Summer | Summer | Summer | Summer
IL Fac. Spec. - NOX Rate Summer v3.1, Unit 801 and retrofits | 540 | 1797 | Rate Constraint in lbs/MMBtu | FALSE | L | Annual | Standard NOX | lb/MMBtu | 0.25 | 0.25 | 0.25 | 0.25 | 0.25 | 0.25 | 0.25 | 0.25
IL Fac. Spec. - NOX Rate Summer v3.1, Unit 801 and retrofits | 540 | 1797 | Rate Constraint in lbs/MMBtu | FALSE | L | Annual | Emissions at Affected Plants NOX | Thousand Tons | 0 | 0 | 0 | 0 | 0 | 0.0011361 | 0 | 0
IL Fac. Spec. - NOX Rate Summer v3.1, Unit 801 and retrofits | 540 | 1797 | Rate Constraint in lbs/MMBtu | FALSE | L | Annual | Allowances Purchased NOX | Thousand Tons | 0 | 0 | 0 | 0 | 0 | 0 | 0 | 0
IL Fac. Spec. - NOX Rate Summer v3.1, Unit 801 and retrofits | 540 | 1797 | Rate Constraint in lbs/MMBtu | FALSE | L | Annual | Allowances Sold NOX | Thousand Tons | 0 | 0 | 0 | 0 | 0 | 0 | 0 | 0
IL Fac. Spec. - NOX Rate Summer v3.1, Unit 801 and retrofits | 540 | 1797 | Rate Constraint in lbs/MMBtu | FALSE | L | Annual | Allowances Banked | Thousand Tons | 0 | 0 | 0 | 0 | 0 | 0 | 0 | 0
IL Fac. Spec. - NOX Rate Summer v3.1, Unit 801 and retrofits | 540 | 1797 | Rate Constraint in lbs/MMBtu | FALSE | L | Annual | Allowances Withdrawn (1:1) | Thousand Tons | 0 | 0 | 0 | 0 | 0 | 0 | 0 | 0
IL Fac. Spec. - NOX Rate Summer v3.1, Unit 801 and retrofits | 540 | 1797 | Rate Constraint in lbs/MMBtu | FALSE | L | Annual | Allowances Withdrawn (n:1) | Thousand Tons | 0 | 0 | 0 | 0 | 0 | 0 | 0 | 0
IL Fac. Spec. - NOX Rate Summer v3.1, Unit 801 and retrofits | 540 | 1797 | Rate Constraint in lbs/MMBtu | FALSE | L | Annual | Net Emissions Allowance Position | Thousand Tons | 0 | 0 | 0 | 0 | 0 | 0.0011361 | 0 | 0
IL Fac. Spec. - NOX Rate Summer v3.1, Unit 801 and retrofits | 540 | 1797 | Rate Constraint in lbs/MMBtu | FALSE | L | Annual | Fuel Consumed | TBtu | 0 | 0 | 0 | 0 | 0 | 0.082418 | 0 | 0
IL Fac. Spec. - NOX Rate Summer v3.1, Unit 801 and retrofits | 540 | 1797 | Rate Constraint in lbs/MMBtu | FALSE | L | Annual | Rate | lb/MMBtu | 0 | 0 | 0 | 0 | 0 | 0.02757 | 0 | 0
IL Fac. Spec. - NOX Rate Summer v3.1, Unit 801 and retrofits | 540 | 1797 | Rate Constraint in lbs/MMBtu | FALSE | L | Annual | Generation | TWh | 0 | 0 | 0 | 0 | 0 | 0.0056993 | 0 | 0
IL Fac. Spec. - NOX Rate Summer v3.1, Unit 801 and retrofits | 540 | 1797 | Rate Constraint in lbs/MMBtu | FALSE | L | Annual | Qualifying Generation | TWh | 0 | 0 | 0 | 0 | 0 | 0.0056993 | 0 | 0
IL Fac. Spec. - NOX Rate Summer v3.1, Unit 801 and retrofits | 540 | 1797 | Rate Constraint in lbs/MMBtu | FALSE | L | Annual | Rate | lb/MWh | 0 | 0 | 0 | 0 | 0 | 0.39869 | 0 | 0
IL Fac. Spec. - NOX Rate Summer v3.1, Unit 801 and retrofits | 540 | 1797 | Rate Constraint in lbs/MMBtu | FALSE | L | Annual | Constraint Shadow Price | US2016$/Ton | 0 | 0 | 0 | 0 | 0 | 0 | 0 | 0
IL Fac. Spec. - NOX Rate Summer v3.1, Unit 802 and retrofits | 541 | 1797 | Rate Constraint in lbs/MMBtu | FALSE | L | Annual | Seasons Included | Seasons | Summer | Summer | Summer | Summer | Summer | Summer | Summer | Summer
IL Fac. Spec. - NOX Rate Summer v3.1, Unit 802 and retrofits | 541 | 1797 | Rate Constraint in lbs/MMBtu | FALSE | L | Annual | Standard NOX | lb/MMBtu | 0.25 | 0.25 | 0.25 | 0.25 | 0.25 | 0.25 | 0.25 | 0.25
IL Fac. Spec. - NOX Rate Summer v3.1, Unit 802 and retrofits | 541 | 1797 | Rate Constraint in lbs/MMBtu | FALSE | L | Annual | Emissions at Affected Plants NOX | Thousand Tons | 0 | 0 | 0 | 0 | 0 | 0.0010089 | 0 | 0
IL Fac. Spec. - NOX Rate Summer v3.1, Unit 802 and retrofits | 541 | 1797 | Rate Constraint in lbs/MMBtu | FALSE | L | Annual | Allowances Purchased NOX | Thousand Tons | 0 | 0 | 0 | 0 | 0 | 0 | 0 | 0
IL Fac. Spec. - NOX Rate Summer v3.1, Unit 802 and retrofits | 541 | 1797 | Rate Constraint in lbs/MMBtu | FALSE | L | Annual | Allowances Sold NOX | Thousand Tons | 0 | 0 | 0 | 0 | 0 | 0 | 0 | 0
IL Fac. Spec. - NOX Rate Summer v3.1, Unit 802 and retrofits | 541 | 1797 | Rate Constraint in lbs/MMBtu | FALSE | L | Annual | Allowances Banked | Thousand Tons | 0 | 0 | 0 | 0 | 0 | 0 | 0 | 0
IL Fac. Spec. - NOX Rate Summer v3.1, Unit 802 and retrofits | 541 | 1797 | Rate Constraint in lbs/MMBtu | FALSE | L | Annual | Allowances Withdrawn (1:1) | Thousand Tons | 0 | 0 | 0 | 0 | 0 | 0 | 0 | 0
IL Fac. Spec. - NOX Rate Summer v3.1, Unit 802 and retrofits | 541 | 1797 | Rate Constraint in lbs/MMBtu | FALSE | L | Annual | Allowances Withdrawn (n:1) | Thousand Tons | 0 | 0 | 0 | 0 | 0 | 0 | 0 | 0
IL Fac. Spec. - NOX Rate Summer v3.1, Unit 802 and retrofits | 541 | 1797 | Rate Constraint in lbs/MMBtu | FALSE | L | Annual | Net Emissions Allowance Position | Thousand Tons | 0 | 0 | 0 | 0 | 0 | 0.0010089 | 0 | 0
IL Fac. Spec. - NOX Rate Summer v3.1, Unit 802 and retrofits | 541 | 1797 | Rate Constraint in lbs/MMBtu | FALSE | L | Annual | Fuel Consumed | TBtu | 0 | 0 | 0 | 0 | 0 | 0.082423 | 0 | 0
IL Fac. Spec. - NOX Rate Summer v3.1, Unit 802 and retrofits | 541 | 1797 | Rate Constraint in lbs/MMBtu | FALSE | L | Annual | Rate | lb/MMBtu | 0 | 0 | 0 | 0 | 0 | 0.02448 | 0 | 0
IL Fac. Spec. - NOX Rate Summer v3.1, Unit 802 and retrofits | 541 | 1797 | Rate Constraint in lbs/MMBtu | FALSE | L | Annual | Generation | TWh | 0 | 0 | 0 | 0 | 0 | 0.0056993 | 0 | 0
IL Fac. Spec. - NOX Rate Summer v3.1, Unit 802 and retrofits | 541 | 1797 | Rate Constraint in lbs/MMBtu | FALSE | L | Annual | Qualifying Generation | TWh | 0 | 0 | 0 | 0 | 0 | 0.0056993 | 0 | 0
IL Fac. Spec. - NOX Rate Summer v3.1, Unit 802 and retrofits | 541 | 1797 | Rate Constraint in lbs/MMBtu | FALSE | L | Annual | Rate | lb/MWh | 0 | 0 | 0 | 0 | 0 | 0.35403 | 0 | 0
IL Fac. Spec. - NOX Rate Summer v3.1, Unit 802 and retrofits | 541 | 1797 | Rate Constraint in lbs/MMBtu | FALSE | L | Annual | Constraint Shadow Price | US2016$/Ton | 0 | 0 | 0 | 0 | 0 | 0 | 0 | 0
IL Fac. Spec. - NOX Rate Summer v3.1, Unit 803 and retrofits | 542 | 1797 | Rate Constraint in lbs/MMBtu | FALSE | L | Annual | Seasons Included | Seasons | Summer | Summer | Summer | Summer | Summer | Summer | Summer | Summer
IL Fac. Spec. - NOX Rate Summer v3.1, Unit 803 and retrofits | 542 | 1797 | Rate Constraint in lbs/MMBtu | FALSE | L | Annual | Standard NOX | lb/MMBtu | 0.25 | 0.25 | 0.25 | 0.25 | 0.25 | 0.25 | 0.25 | 0.25
IL Fac. Spec. - NOX Rate Summer v3.1, Unit 803 and retrofits | 542 | 1797 | Rate Constraint in lbs/MMBtu | FALSE | L | Annual | Emissions at Affected Plants NOX | Thousand Tons | 0 | 0 | 0 | 0 | 0 | 0 | 0 | 0
IL Fac. Spec. - NOX Rate Summer v3.1, Unit 803 and retrofits | 542 | 1797 | Rate Constraint in lbs/MMBtu | FALSE | L | Annual | Allowances Purchased NOX | Thousand Tons | 0 | 0 | 0 | 0 | 0 | 0 | 0 | 0
IL Fac. Spec. - NOX Rate Summer v3.1, Unit 803 and retrofits | 542 | 1797 | Rate Constraint in lbs/MMBtu | FALSE | L | Annual | Allowances Sold NOX | Thousand Tons | 0 | 0 | 0 | 0 | 0 | 0 | 0 | 0
IL Fac. Spec. - NOX Rate Summer v3.1, Unit 803 and retrofits | 542 | 1797 | Rate Constraint in lbs/MMBtu | FALSE | L | Annual | Allowances Banked | Thousand Tons | 0 | 0 | 0 | 0 | 0 | 0 | 0 | 0
IL Fac. Spec. - NOX Rate Summer v3.1, Unit 803 and retrofits | 542 | 1797 | Rate Constraint in lbs/MMBtu | FALSE | L | Annual | Allowances Withdrawn (1:1) | Thousand Tons | 0 | 0 | 0 | 0 | 0 | 0 | 0 | 0
IL Fac. Spec. - NOX Rate Summer v3.1, Unit 803 and retrofits | 542 | 1797 | Rate Constraint in lbs/MMBtu | FALSE | L | Annual | Allowances Withdrawn (n:1) | Thousand Tons | 0 | 0 | 0 | 0 | 0 | 0 | 0 | 0
IL Fac. Spec. - NOX Rate Summer v3.1, Unit 803 and retrofits | 542 | 1797 | Rate Constraint in lbs/MMBtu | FALSE | L | Annual | Net Emissions Allowance Position | Thousand Tons | 0 | 0 | 0 | 0 | 0 | 0 | 0 | 0
IL Fac. Spec. - NOX Rate Summer v3.1, Unit 803 and retrofits | 542 | 1797 | Rate Constraint in lbs/MMBtu | FALSE | L | Annual | Fuel Consumed | TBtu | 0 | 0 | 0 | 0 | 0 | 0 | 0 | 0
IL Fac. Spec. - NOX Rate Summer v3.1, Unit 803 and retrofits | 542 | 1797 | Rate Constraint in lbs/MMBtu | FALSE | L | Annual | Rate | lb/MMBtu | 0 | 0 | 0 | 0 | 0 | 0 | 0 | 0
IL Fac. Spec. - NOX Rate Summer v3.1, Unit 803 and retrofits | 542 | 1797 | Rate Constraint in lbs/MMBtu | FALSE | L | Annual | Generation | TWh | 0 | 0 | 0 | 0 | 0 | 0 | 0 | 0
IL Fac. Spec. - NOX Rate Summer v3.1, Unit 803 and retrofits | 542 | 1797 | Rate Constraint in lbs/MMBtu | FALSE | L | Annual | Qualifying Generation | TWh | 0 | 0 | 0 | 0 | 0 | 0 | 0 | 0
IL Fac. Spec. - NOX Rate Summer v3.1, Unit 803 and retrofits | 542 | 1797 | Rate Constraint in lbs/MMBtu | FALSE | L | Annual | Rate | lb/MWh | 0 | 0 | 0 | 0 | 0 | 0 | 0 | 0
IL Fac. Spec. - NOX Rate Summer v3.1, Unit 803 and retrofits | 542 | 1797 | Rate Constraint in lbs/MMBtu | FALSE | L | Annual | Constraint Shadow Price | US2016$/Ton | 0 | 0 | 0 | 0 | 0 | 0 | 0 | 0
IL Fac. Spec. - NOX Rate Summer v3.1, Unit 804 and retrofits | 543 | 1797 | Rate Constraint in lbs/MMBtu | FALSE | L | Annual | Seasons Included | Seasons | Summer | Summer | Summer | Summer | Summer | Summer | Summer | Summer
IL Fac. Spec. - NOX Rate Summer v3.1, Unit 804 and retrofits | 543 | 1797 | Rate Constraint in lbs/MMBtu | FALSE | L | Annual | Standard NOX | lb/MMBtu | 0.25 | 0.25 | 0.25 | 0.25 | 0.25 | 0.25 | 0.25 | 0.25
IL Fac. Spec. - NOX Rate Summer v3.1, Unit 804 and retrofits | 543 | 1797 | Rate Constraint in lbs/MMBtu | FALSE | L | Annual | Emissions at Affected Plants NOX | Thousand Tons | 0 | 0 | 0 | 0 | 0 | 0.00092131 | 0 | 0
IL Fac. Spec. - NOX Rate Summer v3.1, Unit 804 and retrofits | 543 | 1797 | Rate Constraint in lbs/MMBtu | FALSE | L | Annual | Allowances Purchased NOX | Thousand Tons | 0 | 0 | 0 | 0 | 0 | 0 | 0 | 0
IL Fac. Spec. - NOX Rate Summer v3.1, Unit 804 and retrofits | 543 | 1797 | Rate Constraint in lbs/MMBtu | FALSE | L | Annual | Allowances Sold NOX | Thousand Tons | 0 | 0 | 0 | 0 | 0 | 0 | 0 | 0
IL Fac. Spec. - NOX Rate Summer v3.1, Unit 804 and retrofits | 543 | 1797 | Rate Constraint in lbs/MMBtu | FALSE | L | Annual | Allowances Banked | Thousand Tons | 0 | 0 | 0 | 0 | 0 | 0 | 0 | 0
IL Fac. Spec. - NOX Rate Summer v3.1, Unit 804 and retrofits | 543 | 1797 | Rate Constraint in lbs/MMBtu | FALSE | L | Annual | Allowances Withdrawn (1:1) | Thousand Tons | 0 | 0 | 0 | 0 | 0 | 0 | 0 | 0
IL Fac. Spec. - NOX Rate Summer v3.1, Unit 804 and retrofits | 543 | 1797 | Rate Constraint in lbs/MMBtu | FALSE | L | Annual | Allowances Withdrawn (n:1) | Thousand Tons | 0 | 0 | 0 | 0 | 0 | 0 | 0 | 0
IL Fac. Spec. - NOX Rate Summer v3.1, Unit 804 and retrofits | 543 | 1797 | Rate Constraint in lbs/MMBtu | FALSE | L | Annual | Net Emissions Allowance Position | Thousand Tons | 0 | 0 | 0 | 0 | 0 | 0.00092131 | 0 | 0
IL Fac. Spec. - NOX Rate Summer v3.1, Unit 804 and retrofits | 543 | 1797 | Rate Constraint in lbs/MMBtu | FALSE | L | Annual | Fuel Consumed | TBtu | 0 | 0 | 0 | 0 | 0 | 0.069559 | 0 | 0
IL Fac. Spec. - NOX Rate Summer v3.1, Unit 804 and retrofits | 543 | 1797 | Rate Constraint in lbs/MMBtu | FALSE | L | Annual | Rate | lb/MMBtu | 0 | 0 | 0 | 0 | 0 | 0.02649 | 0 | 0
IL Fac. Spec. - NOX Rate Summer v3.1, Unit 804 and retrofits | 543 | 1797 | Rate Constraint in lbs/MMBtu | FALSE | L | Annual | Generation | TWh | 0 | 0 | 0 | 0 | 0 | 0.0048098 | 0 | 0
IL Fac. Spec. - NOX Rate Summer v3.1, Unit 804 and retrofits | 543 | 1797 | Rate Constraint in lbs/MMBtu | FALSE | L | Annual | Qualifying Generation | TWh | 0 | 0 | 0 | 0 | 0 | 0.0048098 | 0 | 0
IL Fac. Spec. - NOX Rate Summer v3.1, Unit 804 and retrofits | 543 | 1797 | Rate Constraint in lbs/MMBtu | FALSE | L | Annual | Rate | lb/MWh | 0 | 0 | 0 | 0 | 0 | 0.3831 | 0 | 0
IL Fac. Spec. - NOX Rate Summer v3.1, Unit 804 and retrofits | 543 | 1797 | Rate Constraint in lbs/MMBtu | FALSE | L | Annual | Constraint Shadow Price | US2016$/Ton | 0 | 0 | 0 | 0 | 0 | 0 | 0 | 0
IL Fac. Spec. - NOX Rate Summer v3.1, Unit 805 and retrofits | 544 | 1797 | Rate Constraint in lbs/MMBtu | FALSE | L | Annual | Seasons Included | Seasons | Summer | Summer | Summer | Summer | Summer | Summer | Summer | Summer
IL Fac. Spec. - NOX Rate Summer v3.1, Unit 805 and retrofits | 544 | 1797 | Rate Constraint in lbs/MMBtu | FALSE | L | Annual | Standard NOX | lb/MMBtu | 0.25 | 0.25 | 0.25 | 0.25 | 0.25 | 0.25 | 0.25 | 0.25
IL Fac. Spec. - NOX Rate Summer v3.1, Unit 805 and retrofits | 544 | 1797 | Rate Constraint in lbs/MMBtu | FALSE | L | Annual | Emissions at Affected Plants NOX | Thousand Tons | 0.0027393 | 0.0054336 | 0.0054336 | 0.0054336 | 0.010343 | 0.0054336 | 0.0054336 | 0.0054336
IL Fac. Spec. - NOX Rate Summer v3.1, Unit 805 and retrofits | 544 | 1797 | Rate Constraint in lbs/MMBtu | FALSE | L | Annual | Allowances Purchased NOX | Thousand Tons | 0 | 0 | 0 | 0 | 0 | 0 | 0 | 0
IL Fac. Spec. - NOX Rate Summer v3.1, Unit 805 and retrofits | 544 | 1797 | Rate Constraint in lbs/MMBtu | FALSE | L | Annual | Allowances Sold NOX | Thousand Tons | 0 | 0 | 0 | 0 | 0 | 0 | 0 | 0
IL Fac. Spec. - NOX Rate Summer v3.1, Unit 805 and retrofits | 544 | 1797 | Rate Constraint in lbs/MMBtu | FALSE | L | Annual | Allowances Banked | Thousand Tons | 0 | 0 | 0 | 0 | 0 | 0 | 0 | 0
IL Fac. Spec. - NOX Rate Summer v3.1, Unit 805 and retrofits | 544 | 1797 | Rate Constraint in lbs/MMBtu | FALSE | L | Annual | Allowances Withdrawn (1:1) | Thousand Tons | 0 | 0 | 0 | 0 | 0 | 0 | 0 | 0
IL Fac. Spec. - NOX Rate Summer v3.1, Unit 805 and retrofits | 544 | 1797 | Rate Constraint in lbs/MMBtu | FALSE | L | Annual | Allowances Withdrawn (n:1) | Thousand Tons | 0 | 0 | 0 | 0 | 0 | 0 | 0 | 0
IL Fac. Spec. - NOX Rate Summer v3.1, Unit 805 and retrofits | 544 | 1797 | Rate Constraint in lbs/MMBtu | FALSE | L | Annual | Net Emissions Allowance Position | Thousand Tons | 0.0027393 | 0.0054336 | 0.0054336 | 0.0054336 | 0.010343 | 0.0054336 | 0.0054336 | 0.0054336
IL Fac. Spec. - NOX Rate Summer v3.1, Unit 805 and retrofits | 544 | 1797 | Rate Constraint in lbs/MMBtu | FALSE | L | Annual | Fuel Consumed | TBtu | 0.07338 | 0.14556 | 0.14556 | 0.14556 | 0.27708 | 0.14556 | 0.14556 | 0.14556
IL Fac. Spec. - NOX Rate Summer v3.1, Unit 805 and retrofits | 544 | 1797 | Rate Constraint in lbs/MMBtu | FALSE | L | Annual | Rate | lb/MMBtu | 0.07466 | 0.07466 | 0.07466 | 0.07466 | 0.07466 | 0.07466 | 0.07466 | 0.07466
IL Fac. Spec. - NOX Rate Summer v3.1, Unit 805 and retrofits | 544 | 1797 | Rate Constraint in lbs/MMBtu | FALSE | L | Annual | Generation | TWh | 0.0068292 | 0.013546 | 0.013546 | 0.013546 | 0.025787 | 0.013546 | 0.013546 | 0.013546
IL Fac. Spec. - NOX Rate Summer v3.1, Unit 805 and retrofits | 544 | 1797 | Rate Constraint in lbs/MMBtu | FALSE | L | Annual | Qualifying Generation | TWh | 0.0068292 | 0.013546 | 0.013546 | 0.013546 | 0.025787 | 0.013546 | 0.013546 | 0.013546
IL Fac. Spec. - NOX Rate Summer v3.1, Unit 805 and retrofits | 544 | 1797 | Rate Constraint in lbs/MMBtu | FALSE | L | Annual | Rate | lb/MWh | 0.80222 | 0.80222 | 0.80222 | 0.80222 | 0.80222 | 0.80222 | 0.80222 | 0.80222
IL Fac. Spec. - NOX Rate Summer v3.1, Unit 805 and retrofits | 544 | 1797 | Rate Constraint in lbs/MMBtu | FALSE | L | Annual | Constraint Shadow Price | US2016$/Ton | 0 | 0 | 0 | 0 | 0 | 0 | 0 | 0
IL Fac. Spec. - NOX Rate Summer v3.1, Unit 806 and retrofits | 545 | 1797 | Rate Constraint in lbs/MMBtu | FALSE | L | Annual | Seasons Included | Seasons | Summer | Summer | Summer | Summer | Summer | Summer | Summer | Summer
IL Fac. Spec. - NOX Rate Summer v3.1, Unit 806 and retrofits | 545 | 1797 | Rate Constraint in lbs/MMBtu | FALSE | L | Annual | Standard NOX | lb/MMBtu | 0.25 | 0.25 | 0.25 | 0.25 | 0.25 | 0.25 | 0.25 | 0.25
IL Fac. Spec. - NOX Rate Summer v3.1, Unit 806 and retrofits | 545 | 1797 | Rate Constraint in lbs/MMBtu | FALSE | L | Annual | Emissions at Affected Plants NOX | Thousand Tons | 0.0027213 | 0.005398 | 0.005398 | 0.005398 | 0.010275 | 0.005398 | 0.005398 | 0.005398
IL Fac. Spec. - NOX Rate Summer v3.1, Unit 806 and retrofits | 545 | 1797 | Rate Constraint in lbs/MMBtu | FALSE | L | Annual | Allowances Purchased NOX | Thousand Tons | 0 | 0 | 0 | 0 | 0 | 0 | 0 | 0
IL Fac. Spec. - NOX Rate Summer v3.1, Unit 806 and retrofits | 545 | 1797 | Rate Constraint in lbs/MMBtu | FALSE | L | Annual | Allowances Sold NOX | Thousand Tons | 0 | 0 | 0 | 0 | 0 | 0 | 0 | 0
IL Fac. Spec. - NOX Rate Summer v3.1, Unit 806 and retrofits | 545 | 1797 | Rate Constraint in lbs/MMBtu | FALSE | L | Annual | Allowances Banked | Thousand Tons | 0 | 0 | 0 | 0 | 0 | 0 | 0 | 0
IL Fac. Spec. - NOX Rate Summer v3.1, Unit 806 and retrofits | 545 | 1797 | Rate Constraint in lbs/MMBtu | FALSE | L | Annual | Allowances Withdrawn (1:1) | Thousand Tons | 0 | 0 | 0 | 0 | 0 | 0 | 0 | 0
IL Fac. Spec. - NOX Rate Summer v3.1, Unit 806 and retrofits | 545 | 1797 | Rate Constraint in lbs/MMBtu | FALSE | L | Annual | Allowances Withdrawn (n:1) | Thousand Tons | 0 | 0 | 0 | 0 | 0 | 0 | 0 | 0
IL Fac. Spec. - NOX Rate Summer v3.1, Unit 806 and retrofits | 545 | 1797 | Rate Constraint in lbs/MMBtu | FALSE | L | Annual | Net Emissions Allowance Position | Thousand Tons | 0.0027213 | 0.005398 | 0.005398 | 0.005398 | 0.010275 | 0.005398 | 0.005398 | 0.005398
IL Fac. Spec. - NOX Rate Summer v3.1, Unit 806 and retrofits | 545 | 1797 | Rate Constraint in lbs/MMBtu | FALSE | L | Annual | Fuel Consumed | TBtu | 0.07338 | 0.14556 | 0.14556 | 0.14556 | 0.27708 | 0.14556 | 0.14556 | 0.14556
IL Fac. Spec. - NOX Rate Summer v3.1, Unit 806 and retrofits | 545 | 1797 | Rate Constraint in lbs/MMBtu | FALSE | L | Annual | Rate | lb/MMBtu | 0.07417 | 0.07417 | 0.07417 | 0.07417 | 0.07417 | 0.07417 | 0.07417 | 0.07417
IL Fac. Spec. - NOX Rate Summer v3.1, Unit 806 and retrofits | 545 | 1797 | Rate Constraint in lbs/MMBtu | FALSE | L | Annual | Generation | TWh | 0.0068292 | 0.013546 | 0.013546 | 0.013546 | 0.025787 | 0.013546 | 0.013546 | 0.013546
IL Fac. Spec. - NOX Rate Summer v3.1, Unit 806 and retrofits | 545 | 1797 | Rate Constraint in lbs/MMBtu | FALSE | L | Annual | Qualifying Generation | TWh | 0.0068292 | 0.013546 | 0.013546 | 0.013546 | 0.025787 | 0.013546 | 0.013546 | 0.013546
IL Fac. Spec. - NOX Rate Summer v3.1, Unit 806 and retrofits | 545 | 1797 | Rate Constraint in lbs/MMBtu | FALSE | L | Annual | Rate | lb/MWh | 0.79696 | 0.79696 | 0.79696 | 0.79696 | 0.79696 | 0.79696 | 0.79696 | 0.79696
IL Fac. Spec. - NOX Rate Summer v3.1, Unit 806 and retrofits | 545 | 1797 | Rate Constraint in lbs/MMBtu | FALSE | L | Annual | Constraint Shadow Price | US2016$/Ton | 0 | 0 | 0 | 0 | 0 | 0 | 0 | 0
IL Fac. Spec. - NOX Rate Summer v3.1, Unit 807 and retrofits | 546 | 1797 | Rate Constraint in lbs/MMBtu | FALSE | L | Annual | Seasons Included | Seasons | Summer | Summer | Summer | Summer | Summer | Summer | Summer | Summer
IL Fac. Spec. - NOX Rate Summer v3.1, Unit 807 and retrofits | 546 | 1797 | Rate Constraint in lbs/MMBtu | FALSE | L | Annual | Standard NOX | lb/MMBtu | 0.25 | 0.25 | 0.25 | 0.25 | 0.25 | 0.25 | 0.25 | 0.25
IL Fac. Spec. - NOX Rate Summer v3.1, Unit 807 and retrofits | 546 | 1797 | Rate Constraint in lbs/MMBtu | FALSE | L | Annual | Emissions at Affected Plants NOX | Thousand Tons | 0.0027272 | 0.0054096 | 0.0054096 | 0.0054096 | 0.010298 | 0.0054096 | 0.0054096 | 0.0054096
IL Fac. Spec. - NOX Rate Summer v3.1, Unit 807 and retrofits | 546 | 1797 | Rate Constraint in lbs/MMBtu | FALSE | L | Annual | Allowances Purchased NOX | Thousand Tons | 0 | 0 | 0 | 0 | 0 | 0 | 0 | 0
IL Fac. Spec. - NOX Rate Summer v3.1, Unit 807 and retrofits | 546 | 1797 | Rate Constraint in lbs/MMBtu | FALSE | L | Annual | Allowances Sold NOX | Thousand Tons | 0 | 0 | 0 | 0 | 0 | 0 | 0 | 0
IL Fac. Spec. - NOX Rate Summer v3.1, Unit 807 and retrofits | 546 | 1797 | Rate Constraint in lbs/MMBtu | FALSE | L | Annual | Allowances Banked | Thousand Tons | 0 | 0 | 0 | 0 | 0 | 0 | 0 | 0
IL Fac. Spec. - NOX Rate Summer v3.1, Unit 807 and retrofits | 546 | 1797 | Rate Constraint in lbs/MMBtu | FALSE | L | Annual | Allowances Withdrawn (1:1) | Thousand Tons | 0 | 0 | 0 | 0 | 0 | 0 | 0 | 0
IL Fac. Spec. - NOX Rate Summer v3.1, Unit 807 and retrofits | 546 | 1797 | Rate Constraint in lbs/MMBtu | FALSE | L | Annual | Allowances Withdrawn (n:1) | Thousand Tons | 0 | 0 | 0 | 0 | 0 | 0 | 0 | 0
IL Fac. Spec. - NOX Rate Summer v3.1, Unit 807 and retrofits | 546 | 1797 | Rate Constraint in lbs/MMBtu | FALSE | L | Annual | Net Emissions Allowance Position | Thousand Tons | 0.0027272 | 0.0054096 | 0.0054096 | 0.0054096 | 0.010298 | 0.0054096 | 0.0054096 | 0.0054096
IL Fac. Spec. - NOX Rate Summer v3.1, Unit 807 and retrofits | 546 | 1797 | Rate Constraint in lbs/MMBtu | FALSE | L | Annual | Fuel Consumed | TBtu | 0.07338 | 0.14556 | 0.14556 | 0.14556 | 0.27708 | 0.14556 | 0.14556 | 0.14556
IL Fac. Spec. - NOX Rate Summer v3.1, Unit 807 and retrofits | 546 | 1797 | Rate Constraint in lbs/MMBtu | FALSE | L | Annual | Rate | lb/MMBtu | 0.07433 | 0.07433 | 0.07433 | 0.07433 | 0.07433 | 0.07433 | 0.07433 | 0.07433
IL Fac. Spec. - NOX Rate Summer v3.1, Unit 807 and retrofits | 546 | 1797 | Rate Constraint in lbs/MMBtu | FALSE | L | Annual | Generation | TWh | 0.0068292 | 0.013546 | 0.013546 | 0.013546 | 0.025787 | 0.013546 | 0.013546 | 0.013546
IL Fac. Spec. - NOX Rate Summer v3.1, Unit 807 and retrofits | 546 | 1797 | Rate Constraint in lbs/MMBtu | FALSE | L | Annual | Qualifying Generation | TWh | 0.0068292 | 0.013546 | 0.013546 | 0.013546 | 0.025787 | 0.013546 | 0.013546 | 0.013546
IL Fac. Spec. - NOX Rate Summer v3.1, Unit 807 and retrofits | 546 | 1797 | Rate Constraint in lbs/MMBtu | FALSE | L | Annual | Rate | lb/MWh | 0.79868 | 0.79868 | 0.79868 | 0.79868 | 0.79868 | 0.79868 | 0.79868 | 0.79868
IL Fac. Spec. - NOX Rate Summer v3.1, Unit 807 and retrofits | 546 | 1797 | Rate Constraint in lbs/MMBtu | FALSE | L | Annual | Constraint Shadow Price | US2016$/Ton | 0 | 0 | 0 | 0 | 0 | 0 | 0 | 0
IL Fac. Spec. - NOX Rate Summer v3.1, Unit 808 and retrofits | 547 | 1797 | Rate Constraint in lbs/MMBtu | FALSE | L | Annual | Seasons Included | Seasons | Summer | Summer | Summer | Summer | Summer | Summer | Summer | Summer
IL Fac. Spec. - NOX Rate Summer v3.1, Unit 808 and retrofits | 547 | 1797 | Rate Constraint in lbs/MMBtu | FALSE | L | Annual | Standard NOX | lb/MMBtu | 0.25 | 0.25 | 0.25 | 0.25 | 0.25 | 0.25 | 0.25 | 0.25
IL Fac. Spec. - NOX Rate Summer v3.1, Unit 808 and retrofits | 547 | 1797 | Rate Constraint in lbs/MMBtu | FALSE | L | Annual | Emissions at Affected Plants NOX | Thousand Tons | 0.0023966 | 0.0047539 | 0.0047539 | 0.0047539 | 0.0090494 | 0.0047539 | 0.0047539 | 0.0047539
IL Fac. Spec. - NOX Rate Summer v3.1, Unit 808 and retrofits | 547 | 1797 | Rate Constraint in lbs/MMBtu | FALSE | L | Annual | Allowances Purchased NOX | Thousand Tons | 0 | 0 | 0 | 0 | 0 | 0 | 0 | 0
IL Fac. Spec. - NOX Rate Summer v3.1, Unit 808 and retrofits | 547 | 1797 | Rate Constraint in lbs/MMBtu | FALSE | L | Annual | Allowances Sold NOX | Thousand Tons | 0 | 0 | 0 | 0 | 0 | 0 | 0 | 0
IL Fac. Spec. - NOX Rate Summer v3.1, Unit 808 and retrofits | 547 | 1797 | Rate Constraint in lbs/MMBtu | FALSE | L | Annual | Allowances Banked | Thousand Tons | 0 | 0 | 0 | 0 | 0 | 0 | 0 | 0
IL Fac. Spec. - NOX Rate Summer v3.1, Unit 808 and retrofits | 547 | 1797 | Rate Constraint in lbs/MMBtu | FALSE | L | Annual | Allowances Withdrawn (1:1) | Thousand Tons | 0 | 0 | 0 | 0 | 0 | 0 | 0 | 0
IL Fac. Spec. - NOX Rate Summer v3.1, Unit 808 and retrofits | 547 | 1797 | Rate Constraint in lbs/MMBtu | FALSE | L | Annual | Allowances Withdrawn (n:1) | Thousand Tons | 0 | 0 | 0 | 0 | 0 | 0 | 0 | 0
IL Fac. Spec. - NOX Rate Summer v3.1, Unit 808 and retrofits | 547 | 1797 | Rate Constraint in lbs/MMBtu | FALSE | L | Annual | Net Emissions Allowance Position | Thousand Tons | 0.0023966 | 0.0047539 | 0.0047539 | 0.0047539 | 0.0090494 | 0.0047539 | 0.0047539 | 0.0047539
IL Fac. Spec. - NOX Rate Summer v3.1, Unit 808 and retrofits | 547 | 1797 | Rate Constraint in lbs/MMBtu | FALSE | L | Annual | Fuel Consumed | TBtu | 0.07338 | 0.14556 | 0.14556 | 0.14556 | 0.27708 | 0.14556 | 0.14556 | 0.14556
IL Fac. Spec. - NOX Rate Summer v3.1, Unit 808 and retrofits | 547 | 1797 | Rate Constraint in lbs/MMBtu | FALSE | L | Annual | Rate | lb/MMBtu | 0.06532 | 0.06532 | 0.06532 | 0.06532 | 0.06532 | 0.06532 | 0.06532 | 0.06532
IL Fac. Spec. - NOX Rate Summer v3.1, Unit 808 and retrofits | 547 | 1797 | Rate Constraint in lbs/MMBtu | FALSE | L | Annual | Generation | TWh | 0.0068292 | 0.013546 | 0.013546 | 0.013546 | 0.025787 | 0.013546 | 0.013546 | 0.013546
IL Fac. Spec. - NOX Rate Summer v3.1, Unit 808 and retrofits | 547 | 1797 | Rate Constraint in lbs/MMBtu | FALSE | L | Annual | Qualifying Generation | TWh | 0.0068292 | 0.013546 | 0.013546 | 0.013546 | 0.025787 | 0.013546 | 0.013546 | 0.013546
IL Fac. Spec. - NOX Rate Summer v3.1, Unit 808 and retrofits | 547 | 1797 | Rate Constraint in lbs/MMBtu | FALSE | L | Annual | Rate | lb/MWh | 0.70186 | 0.70186 | 0.70186 | 0.70186 | 0.70186 | 0.70186 | 0.70186 | 0.70186
IL Fac. Spec. - NOX Rate Summer v3.1, Unit 808 and retrofits | 547 | 1797 | Rate Constraint in lbs/MMBtu | FALSE | L | Annual | Constraint Shadow Price | US2016$/Ton | 0 | 0 | 0 | 0 | 0 | 0 | 0 | 0
IL Fac. Spec. - NOX Rate Summer v3.1, Unit 809 and retrofits | 548 | 1797 | Rate Constraint in lbs/MMBtu | FALSE | L | Annual | Seasons Included | Seasons | Summer | Summer | Summer | Summer | Summer | Summer | Summer | Summer
IL Fac. Spec. - NOX Rate Summer v3.1, Unit 809 and retrofits | 548 | 1797 | Rate Constraint in lbs/MMBtu | FALSE | L | Annual | Standard NOX | lb/MMBtu | 0.25 | 0.25 | 0.25 | 0.25 | 0.25 | 0.25 | 0.25 | 0.25
IL Fac. Spec. - NOX Rate Summer v3.1, Unit 809 and retrofits | 548 | 1797 | Rate Constraint in lbs/MMBtu | FALSE | L | Annual | Emissions at Affected Plants NOX | Thousand Tons | 0.0023881 | 0.0047371 | 0.0047371 | 0.0047371 | 0.0047371 | 0.0047371 | 0.0047371 | 0.0047371
IL Fac. Spec. - NOX Rate Summer v3.1, Unit 809 and retrofits | 548 | 1797 | Rate Constraint in lbs/MMBtu | FALSE | L | Annual | Allowances Purchased NOX | Thousand Tons | 0 | 0 | 0 | 0 | 0 | 0 | 0 | 0
IL Fac. Spec. - NOX Rate Summer v3.1, Unit 809 and retrofits | 548 | 1797 | Rate Constraint in lbs/MMBtu | FALSE | L | Annual | Allowances Sold NOX | Thousand Tons | 0 | 0 | 0 | 0 | 0 | 0 | 0 | 0
IL Fac. Spec. - NOX Rate Summer v3.1, Unit 809 and retrofits | 548 | 1797 | Rate Constraint in lbs/MMBtu | FALSE | L | Annual | Allowances Banked | Thousand Tons | 0 | 0 | 0 | 0 | 0 | 0 | 0 | 0
IL Fac. Spec. - NOX Rate Summer v3.1, Unit 809 and retrofits | 548 | 1797 | Rate Constraint in lbs/MMBtu | FALSE | L | Annual | Allowances Withdrawn (1:1) | Thousand Tons | 0 | 0 | 0 | 0 | 0 | 0 | 0 | 0
IL Fac. Spec. - NOX Rate Summer v3.1, Unit 809 and retrofits | 548 | 1797 | Rate Constraint in lbs/MMBtu | FALSE | L | Annual | Allowances Withdrawn (n:1) | Thousand Tons | 0 | 0 | 0 | 0 | 0 | 0 | 0 | 0
IL Fac. Spec. - NOX Rate Summer v3.1, Unit 809 and retrofits | 548 | 1797 | Rate Constraint in lbs/MMBtu | FALSE | L | Annual | Net Emissions Allowance Position | Thousand Tons | 0.0023881 | 0.0047371 | 0.0047371 | 0.0047371 | 0.0047371 | 0.0047371 | 0.0047371 | 0.0047371
IL Fac. Spec. - NOX Rate Summer v3.1, Unit 809 and retrofits | 548 | 1797 | Rate Constraint in lbs/MMBtu | FALSE | L | Annual | Fuel Consumed | TBtu | 0.07338 | 0.14556 | 0.14556 | 0.14556 | 0.14556 | 0.14556 | 0.14556 | 0.14556
IL Fac. Spec. - NOX Rate Summer v3.1, Unit 809 and retrofits | 548 | 1797 | Rate Constraint in lbs/MMBtu | FALSE | L | Annual | Rate | lb/MMBtu | 0.06509 | 0.06509 | 0.06509 | 0.06509 | 0.06509 | 0.06509 | 0.06509 | 0.06509
IL Fac. Spec. - NOX Rate Summer v3.1, Unit 809 and retrofits | 548 | 1797 | Rate Constraint in lbs/MMBtu | FALSE | L | Annual | Generation | TWh | 0.0068292 | 0.013546 | 0.013546 | 0.013546 | 0.013546 | 0.013546 | 0.013546 | 0.013546
IL Fac. Spec. - NOX Rate Summer v3.1, Unit 809 and retrofits | 548 | 1797 | Rate Constraint in lbs/MMBtu | FALSE | L | Annual | Qualifying Generation | TWh | 0.0068292 | 0.013546 | 0.013546 | 0.013546 | 0.013546 | 0.013546 | 0.013546 | 0.013546
IL Fac. Spec. - NOX Rate Summer v3.1, Unit 809 and retrofits | 548 | 1797 | Rate Constraint in lbs/MMBtu | FALSE | L | Annual | Rate | lb/MWh | 0.69939 | 0.69939 | 0.69939 | 0.69939 | 0.69939 | 0.69939 | 0.69939 | 0.69939
IL Fac. Spec. - NOX Rate Summer v3.1, Unit 809 and retrofits | 548 | 1797 | Rate Constraint in lbs/MMBtu | FALSE | L | Annual | Constraint Shadow Price | US2016$/Ton | 0 | 0 | 0 | 0 | 0 | 0 | 0 | 0
IL Fac. Spec. - NOX Rate Summer v3.1, Unit 810 and retrofits | 549 | 1797 | Rate Constraint in lbs/MMBtu | FALSE | L | Annual | Seasons Included | Seasons | Summer | Summer | Summer | Summer | Summer | Summer | Summer | Summer
IL Fac. Spec. - NOX Rate Summer v3.1, Unit 810 and retrofits | 549 | 1797 | Rate Constraint in lbs/MMBtu | FALSE | L | Annual | Standard NOX | lb/MMBtu | 0.25 | 0.25 | 0.25 | 0.25 | 0.25 | 0.25 | 0.25 | 0.25
IL Fac. Spec. - NOX Rate Summer v3.1, Unit 810 and retrofits | 549 | 1797 | Rate Constraint in lbs/MMBtu | FALSE | L | Annual | Emissions at Affected Plants NOX | Thousand Tons | 0.002394 | 0.0047488 | 0.0047488 | 0.0047488 | 0.0090397 | 0.0047488 | 0.0047488 | 0.0047488
IL Fac. Spec. - NOX Rate Summer v3.1, Unit 810 and retrofits | 549 | 1797 | Rate Constraint in lbs/MMBtu | FALSE | L | Annual | Allowances Purchased NOX | Thousand Tons | 0 | 0 | 0 | 0 | 0 | 0 | 0 | 0
IL Fac. Spec. - NOX Rate Summer v3.1, Unit 810 and retrofits | 549 | 1797 | Rate Constraint in lbs/MMBtu | FALSE | L | Annual | Allowances Sold NOX | Thousand Tons | 0 | 0 | 0 | 0 | 0 | 0 | 0 | 0
IL Fac. Spec. - NOX Rate Summer v3.1, Unit 810 and retrofits | 549 | 1797 | Rate Constraint in lbs/MMBtu | FALSE | L | Annual | Allowances Banked | Thousand Tons | 0 | 0 | 0 | 0 | 0 | 0 | 0 | 0
IL Fac. Spec. - NOX Rate Summer v3.1, Unit 810 and retrofits | 549 | 1797 | Rate Constraint in lbs/MMBtu | FALSE | L | Annual | Allowances Withdrawn (1:1) | Thousand Tons | 0 | 0 | 0 | 0 | 0 | 0 | 0 | 0
IL Fac. Spec. - NOX Rate Summer v3.1, Unit 810 and retrofits | 549 | 1797 | Rate Constraint in lbs/MMBtu | FALSE | L | Annual | Allowances Withdrawn (n:1) | Thousand Tons | 0 | 0 | 0 | 0 | 0 | 0 | 0 | 0
IL Fac. Spec. - NOX Rate Summer v3.1, Unit 810 and retrofits | 549 | 1797 | Rate Constraint in lbs/MMBtu | FALSE | L | Annual | Net Emissions Allowance Position | Thousand Tons | 0.002394 | 0.0047488 | 0.0047488 | 0.0047488 | 0.0090397 | 0.0047488 | 0.0047488 | 0.0047488
IL Fac. Spec. - NOX Rate Summer v3.1, Unit 810 and retrofits | 549 | 1797 | Rate Constraint in lbs/MMBtu | FALSE | L | Annual | Fuel Consumed | TBtu | 0.07338 | 0.14556 | 0.14556 | 0.14556 | 0.27708 | 0.14556 | 0.14556 | 0.14556
IL Fac. Spec. - NOX Rate Summer v3.1, Unit 810 and retrofits | 549 | 1797 | Rate Constraint in lbs/MMBtu | FALSE | L | Annual | Rate | lb/MMBtu | 0.06525 | 0.06525 | 0.06525 | 0.06525 | 0.06525 | 0.06525 | 0.06525 | 0.06525
IL Fac. Spec. - NOX Rate Summer v3.1, Unit 810 and retrofits | 549 | 1797 | Rate Constraint in lbs/MMBtu | FALSE | L | Annual | Generation | TWh | 0.0068292 | 0.013546 | 0.013546 | 0.013546 | 0.025787 | 0.013546 | 0.013546 | 0.013546
IL Fac. Spec. - NOX Rate Summer v3.1, Unit 810 and retrofits | 549 | 1797 | Rate Constraint in lbs/MMBtu | FALSE | L | Annual | Qualifying Generation | TWh | 0.0068292 | 0.013546 | 0.013546 | 0.013546 | 0.025787 | 0.013546 | 0.013546 | 0.013546
IL Fac. Spec. - NOX Rate Summer v3.1, Unit 810 and retrofits | 549 | 1797 | Rate Constraint in lbs/MMBtu | FALSE | L | Annual | Rate | lb/MWh | 0.70111 | 0.70111 | 0.70111 | 0.70111 | 0.70111 | 0.70111 | 0.70111 | 0.70111
IL Fac. Spec. - NOX Rate Summer v3.1, Unit 810 and retrofits | 549 | 1797 | Rate Constraint in lbs/MMBtu | FALSE | L | Annual | Constraint Shadow Price | US2016$/Ton | 0 | 0 | 0 | 0 | 0 | 0 | 0 | 0
IL Fac. Spec. - NOX Rate Summer v3.1, Unit 811 and retrofits | 550 | 1797 | Rate Constraint in lbs/MMBtu | FALSE | L | Annual | Seasons Included | Seasons | Summer | Summer | Summer | Summer | Summer | Summer | Summer | Summer
IL Fac. Spec. - NOX Rate Summer v3.1, Unit 811 and retrofits | 550 | 1797 | Rate Constraint in lbs/MMBtu | FALSE | L | Annual | Standard NOX | lb/MMBtu | 0.25 | 0.25 | 0.25 | 0.25 | 0.25 | 0.25 | 0.25 | 0.25
IL Fac. Spec. - NOX Rate Summer v3.1, Unit 811 and retrofits | 550 | 1797 | Rate Constraint in lbs/MMBtu | FALSE | L | Annual | Emissions at Affected Plants NOX | Thousand Tons | 0.0023892 | 0.0047393 | 0.0047393 | 0.0047393 | 0.0090217 | 0.0047393 | 0.0047393 | 0.0047393
IL Fac. Spec. - NOX Rate Summer v3.1, Unit 811 and retrofits | 550 | 1797 | Rate Constraint in lbs/MMBtu | FALSE | L | Annual | Allowances Purchased NOX | Thousand Tons | 0 | 0 | 0 | 0 | 0 | 0 | 0 | 0
IL Fac. Spec. - NOX Rate Summer v3.1, Unit 811 and retrofits | 550 | 1797 | Rate Constraint in lbs/MMBtu | FALSE | L | Annual | Allowances Sold NOX | Thousand Tons | 0 | 0 | 0 | 0 | 0 | 0 | 0 | 0
IL Fac. Spec. - NOX Rate Summer v3.1, Unit 811 and retrofits | 550 | 1797 | Rate Constraint in lbs/MMBtu | FALSE | L | Annual | Allowances Banked | Thousand Tons | 0 | 0 | 0 | 0 | 0 | 0 | 0 | 0
IL Fac. Spec. - NOX Rate Summer v3.1, Unit 811 and retrofits | 550 | 1797 | Rate Constraint in lbs/MMBtu | FALSE | L | Annual | Allowances Withdrawn (1:1) | Thousand Tons | 0 | 0 | 0 | 0 | 0 | 0 | 0 | 0
IL Fac. Spec. - NOX Rate Summer v3.1, Unit 811 and retrofits | 550 | 1797 | Rate Constraint in lbs/MMBtu | FALSE | L | Annual | Allowances Withdrawn (n:1) | Thousand Tons | 0 | 0 | 0 | 0 | 0 | 0 | 0 | 0
IL Fac. Spec. - NOX Rate Summer v3.1, Unit 811 and retrofits | 550 | 1797 | Rate Constraint in lbs/MMBtu | FALSE | L | Annual | Net Emissions Allowance Position | Thousand Tons | 0.0023892 | 0.0047393 | 0.0047393 | 0.0047393 | 0.0090217 | 0.0047393 | 0.0047393 | 0.0047393
IL Fac. Spec. - NOX Rate Summer v3.1, Unit 811 and retrofits | 550 | 1797 | Rate Constraint in lbs/MMBtu | FALSE | L | Annual | Fuel Consumed | TBtu | 0.07338 | 0.14556 | 0.14556 | 0.14556 | 0.27708 | 0.14556 | 0.14556 | 0.14556
IL Fac. Spec. - NOX Rate Summer v3.1, Unit 811 and retrofits | 550 | 1797 | Rate Constraint in lbs/MMBtu | FALSE | L | Annual | Rate | lb/MMBtu | 0.06512 | 0.06512 | 0.06512 | 0.06512 | 0.06512 | 0.06512 | 0.06512 | 0.06512
IL Fac. Spec. - NOX Rate Summer v3.1, Unit 811 and retrofits | 550 | 1797 | Rate Constraint in lbs/MMBtu | FALSE | L | Annual | Generation | TWh | 0.0068292 | 0.013546 | 0.013546 | 0.013546 | 0.025787 | 0.013546 | 0.013546 | 0.013546
IL Fac. Spec. - NOX Rate Summer v3.1, Unit 811 and retrofits | 550 | 1797 | Rate Constraint in lbs/MMBtu | FALSE | L | Annual | Qualifying Generation | TWh | 0.0068292 | 0.013546 | 0.013546 | 0.013546 | 0.025787 | 0.013546 | 0.013546 | 0.013546
IL Fac. Spec. - NOX Rate Summer v3.1, Unit 811 and retrofits | 550 | 1797 | Rate Constraint in lbs/MMBtu | FALSE | L | Annual | Rate | lb/MWh | 0.69971 | 0.69971 | 0.69971 | 0.69971 | 0.69971 | 0.69971 | 0.69971 | 0.69971
IL Fac. Spec. - NOX Rate Summer v3.1, Unit 811 and retrofits | 550 | 1797 | Rate Constraint in lbs/MMBtu | FALSE | L | Annual | Constraint Shadow Price | US2016$/Ton | 0 | 0 | 0 | 0 | 0 | 0 | 0 | 0
IL Fac. Spec. - NOX Rate Summer v3.1, Unit 812 and retrofits | 551 | 1797 | Rate Constraint in lbs/MMBtu | FALSE | L | Annual | Seasons Included | Seasons | Summer | Summer | Summer | Summer | Summer | Summer | Summer | Summer
IL Fac. Spec. - NOX Rate Summer v3.1, Unit 812 and retrofits | 551 | 1797 | Rate Constraint in lbs/MMBtu | FALSE | L | Annual | Standard NOX | lb/MMBtu | 0.25 | 0.25 | 0.25 | 0.25 | 0.25 | 0.25 | 0.25 | 0.25
IL Fac. Spec. - NOX Rate Summer v3.1, Unit 812 and retrofits | 551 | 1797 | Rate Constraint in lbs/MMBtu | FALSE | L | Annual | Emissions at Affected Plants NOX | Thousand Tons | 0.00239 | 0.0047408 | 0.0047408 | 0.0047408 | 0.0090244 | 0.0047408 | 0.0047408 | 0.0047408
IL Fac. Spec. - NOX Rate Summer v3.1, Unit 812 and retrofits | 551 | 1797 | Rate Constraint in lbs/MMBtu | FALSE | L | Annual | Allowances Purchased NOX | Thousand Tons | 0 | 0 | 0 | 0 | 0 | 0 | 0 | 0
IL Fac. Spec. - NOX Rate Summer v3.1, Unit 812 and retrofits | 551 | 1797 | Rate Constraint in lbs/MMBtu | FALSE | L | Annual | Allowances Sold NOX | Thousand Tons | 0 | 0 | 0 | 0 | 0 | 0 | 0 | 0
IL Fac. Spec. - NOX Rate Summer v3.1, Unit 812 and retrofits | 551 | 1797 | Rate Constraint in lbs/MMBtu | FALSE | L | Annual | Allowances Banked | Thousand Tons | 0 | 0 | 0 | 0 | 0 | 0 | 0 | 0
IL Fac. Spec. - NOX Rate Summer v3.1, Unit 812 and retrofits | 551 | 1797 | Rate Constraint in lbs/MMBtu | FALSE | L | Annual | Allowances Withdrawn (1:1) | Thousand Tons | 0 | 0 | 0 | 0 | 0 | 0 | 0 | 0
IL Fac. Spec. - NOX Rate Summer v3.1, Unit 812 and retrofits | 551 | 1797 | Rate Constraint in lbs/MMBtu | FALSE | L | Annual | Allowances Withdrawn (n:1) | Thousand Tons | 0 | 0 | 0 | 0 | 0 | 0 | 0 | 0
IL Fac. Spec. - NOX Rate Summer v3.1, Unit 812 and retrofits | 551 | 1797 | Rate Constraint in lbs/MMBtu | FALSE | L | Annual | Net Emissions Allowance Position | Thousand Tons | 0.00239 | 0.0047408 | 0.0047408 | 0.0047408 | 0.0090244 | 0.0047408 | 0.0047408 | 0.0047408
IL Fac. Spec. - NOX Rate Summer v3.1, Unit 812 and retrofits | 551 | 1797 | Rate Constraint in lbs/MMBtu | FALSE | L | Annual | Fuel Consumed | TBtu | 0.07338 | 0.14556 | 0.14556 | 0.14556 | 0.27708 | 0.14556 | 0.14556 | 0.14556
IL Fac. Spec. - NOX Rate Summer v3.1, Unit 812 and retrofits | 551 | 1797 | Rate Constraint in lbs/MMBtu | FALSE | L | Annual | Rate | lb/MMBtu | 0.06514 | 0.06514 | 0.06514 | 0.06514 | 0.06514 | 0.06514 | 0.06514 | 0.06514
IL Fac. Spec. - NOX Rate Summer v3.1, Unit 812 and retrofits | 551 | 1797 | Rate Constraint in lbs/MMBtu | FALSE | L | Annual | Generation | TWh | 0.0068292 | 0.013546 | 0.013546 | 0.013546 | 0.025787 | 0.013546 | 0.013546 | 0.013546
IL Fac. Spec. - NOX Rate Summer v3.1, Unit 812 and retrofits | 551 | 1797 | Rate Constraint in lbs/MMBtu | FALSE | L | Annual | Qualifying Generation | TWh | 0.0068292 | 0.013546 | 0.013546 | 0.013546 | 0.025787 | 0.013546 | 0.013546 | 0.013546
IL Fac. Spec. - NOX Rate Summer v3.1, Unit 812 and retrofits | 551 | 1797 | Rate Constraint in lbs/MMBtu | FALSE | L | Annual | Rate | lb/MWh | 0.69993 | 0.69993 | 0.69993 | 0.69993 | 0.69993 | 0.69993 | 0.69993 | 0.69993
IL Fac. Spec. - NOX Rate Summer v3.1, Unit 812 and retrofits | 551 | 1797 | Rate Constraint in lbs/MMBtu | FALSE | L | Annual | Constraint Shadow Price | US2016$/Ton | 0 | 0 | 0 | 0 | 0 | 0 | 0 | 0
IL Fac. Spec. - NOX Rate Summer v3.1, Unit 813 and retrofits | 552 | 1797 | Rate Constraint in lbs/MMBtu | FALSE | L | Annual | Seasons Included | Seasons | Summer | Summer | Summer | Summer | Summer | Summer | Summer | Summer
IL Fac. Spec. - NOX Rate Summer v3.1, Unit 813 and retrofits | 552 | 1797 | Rate Constraint in lbs/MMBtu | FALSE | L | Annual | Standard NOX | lb/MMBtu | 0.25 | 0.25 | 0.25 | 0.25 | 0.25 | 0.25 | 0.25 | 0.25
IL Fac. Spec. - NOX Rate Summer v3.1, Unit 813 and retrofits | 552 | 1797 | Rate Constraint in lbs/MMBtu | FALSE | L | Annual | Emissions at Affected Plants NOX | Thousand Tons | 0.0037216 | 0.0037216 | 0.0073822 | 0.0073822 | 0.0073822 | 0.0073822 | 0.0056636 | 0.0037216
IL Fac. Spec. - NOX Rate Summer v3.1, Unit 813 and retrofits | 552 | 1797 | Rate Constraint in lbs/MMBtu | FALSE | L | Annual | Allowances Purchased NOX | Thousand Tons | 0 | 0 | 0 | 0 | 0 | 0 | 0 | 0
IL Fac. Spec. - NOX Rate Summer v3.1, Unit 813 and retrofits | 552 | 1797 | Rate Constraint in lbs/MMBtu | FALSE | L | Annual | Allowances Sold NOX | Thousand Tons | 0 | 0 | 0 | 0 | 0 | 0 | 0 | 0
IL Fac. Spec. - NOX Rate Summer v3.1, Unit 813 and retrofits | 552 | 1797 | Rate Constraint in lbs/MMBtu | FALSE | L | Annual | Allowances Banked | Thousand Tons | 0 | 0 | 0 | 0 | 0 | 0 | 0 | 0
IL Fac. Spec. - NOX Rate Summer v3.1, Unit 813 and retrofits | 552 | 1797 | Rate Constraint in lbs/MMBtu | FALSE | L | Annual | Allowances Withdrawn (1:1) | Thousand Tons | 0 | 0 | 0 | 0 | 0 | 0 | 0 | 0
IL Fac. Spec. - NOX Rate Summer v3.1, Unit 813 and retrofits | 552 | 1797 | Rate Constraint in lbs/MMBtu | FALSE | L | Annual | Allowances Withdrawn (n:1) | Thousand Tons | 0 | 0 | 0 | 0 | 0 | 0 | 0 | 0
IL Fac. Spec. - NOX Rate Summer v3.1, Unit 813 and retrofits | 552 | 1797 | Rate Constraint in lbs/MMBtu | FALSE | L | Annual | Net Emissions Allowance Position | Thousand Tons | 0.0037216 | 0.0037216 | 0.0073822 | 0.0073822 | 0.0073822 | 0.0073822 | 0.0056636 | 0.0037216
IL Fac. Spec. - NOX Rate Summer v3.1, Unit 813 and retrofits | 552 | 1797 | Rate Constraint in lbs/MMBtu | FALSE | L | Annual | Fuel Consumed | TBtu | 0.083463 | 0.083463 | 0.16556 | 0.16556 | 0.16556 | 0.16556 | 0.12701 | 0.083463
IL Fac. Spec. - NOX Rate Summer v3.1, Unit 813 and retrofits | 552 | 1797 | Rate Constraint in lbs/MMBtu | FALSE | L | Annual | Rate | lb/MMBtu | 0.08918 | 0.08918 | 0.08918 | 0.08918 | 0.08918 | 0.08918 | 0.08918 | 0.08918
IL Fac. Spec. - NOX Rate Summer v3.1, Unit 813 and retrofits | 552 | 1797 | Rate Constraint in lbs/MMBtu | FALSE | L | Annual | Generation | TWh | 0.0071544 | 0.0071544 | 0.014191 | 0.014191 | 0.014191 | 0.014191 | 0.010888 | 0.0071544
IL Fac. Spec. - NOX Rate Summer v3.1, Unit 813 and retrofits | 552 | 1797 | Rate Constraint in lbs/MMBtu | FALSE | L | Annual | Qualifying Generation | TWh | 0.0071544 | 0.0071544 | 0.014191 | 0.014191 | 0.014191 | 0.014191 | 0.010888 | 0.0071544
IL Fac. Spec. - NOX Rate Summer v3.1, Unit 813 and retrofits | 552 | 1797 | Rate Constraint in lbs/MMBtu | FALSE | L | Annual | Rate | lb/MWh | 1.0404 | 1.0404 | 1.0404 | 1.0404 | 1.0404 | 1.0404 | 1.0404 | 1.0404
IL Fac. Spec. - NOX Rate Summer v3.1, Unit 813 and retrofits | 552 | 1797 | Rate Constraint in lbs/MMBtu | FALSE | L | Annual | Constraint Shadow Price | US2016$/Ton | 0 | 0 | 0 | 0 | 0 | 0 | 0 | 0
IL Fac. Spec. - NOX Rate Summer v3.1, Unit 814 and retrofits | 553 | 1797 | Rate Constraint in lbs/MMBtu | FALSE | L | Annual | Seasons Included | Seasons | Summer | Summer | Summer | Summer | Summer | Summer | Summer | Summer
IL Fac. Spec. - NOX Rate Summer v3.1, Unit 814 and retrofits | 553 | 1797 | Rate Constraint in lbs/MMBtu | FALSE | L | Annual | Standard NOX | lb/MMBtu | 0.25 | 0.25 | 0.25 | 0.25 | 0.25 | 0.25 | 0.25 | 0.25
IL Fac. Spec. - NOX Rate Summer v3.1, Unit 814 and retrofits | 553 | 1797 | Rate Constraint in lbs/MMBtu | FALSE | L | Annual | Emissions at Affected Plants NOX | Thousand Tons | 0.0037512 | 0.0037512 | 0.0074408 | 0.0074408 | 0.0074408 | 0.0074408 | 0.0037512 | 0.0037512
IL Fac. Spec. - NOX Rate Summer v3.1, Unit 814 and retrofits | 553 | 1797 | Rate Constraint in lbs/MMBtu | FALSE | L | Annual | Allowances Purchased NOX | Thousand Tons | 0 | 0 | 0 | 0 | 0 | 0 | 0 | 0
IL Fac. Spec. - NOX Rate Summer v3.1, Unit 814 and retrofits | 553 | 1797 | Rate Constraint in lbs/MMBtu | FALSE | L | Annual | Allowances Sold NOX | Thousand Tons | 0 | 0 | 0 | 0 | 0 | 0 | 0 | 0
IL Fac. Spec. - NOX Rate Summer v3.1, Unit 814 and retrofits | 553 | 1797 | Rate Constraint in lbs/MMBtu | FALSE | L | Annual | Allowances Banked | Thousand Tons | 0 | 0 | 0 | 0 | 0 | 0 | 0 | 0
IL Fac. Spec. - NOX Rate Summer v3.1, Unit 814 and retrofits | 553 | 1797 | Rate Constraint in lbs/MMBtu | FALSE | L | Annual | Allowances Withdrawn (1:1) | Thousand Tons | 0 | 0 | 0 | 0 | 0 | 0 | 0 | 0
IL Fac. Spec. - NOX Rate Summer v3.1, Unit 814 and retrofits | 553 | 1797 | Rate Constraint in lbs/MMBtu | FALSE | L | Annual | Allowances Withdrawn (n:1) | Thousand Tons | 0 | 0 | 0 | 0 | 0 | 0 | 0 | 0
IL Fac. Spec. - NOX Rate Summer v3.1, Unit 814 and retrofits | 553 | 1797 | Rate Constraint in lbs/MMBtu | FALSE | L | Annual | Net Emissions Allowance Position | Thousand Tons | 0.0037512 | 0.0037512 | 0.0074408 | 0.0074408 | 0.0074408 | 0.0074408 | 0.0037512 | 0.0037512
IL Fac. Spec. - NOX Rate Summer v3.1, Unit 814 and retrofits | 553 | 1797 | Rate Constraint in lbs/MMBtu | FALSE | L | Annual | Fuel Consumed | TBtu | 0.08347 | 0.08347 | 0.16557 | 0.16557 | 0.16557 | 0.16557 | 0.08347 | 0.08347
IL Fac. Spec. - NOX Rate Summer v3.1, Unit 814 and retrofits | 553 | 1797 | Rate Constraint in lbs/MMBtu | FALSE | L | Annual | Rate | lb/MMBtu | 0.08988 | 0.08988 | 0.08988 | 0.08988 | 0.08988 | 0.08988 | 0.08988 | 0.08988
IL Fac. Spec. - NOX Rate Summer v3.1, Unit 814 and retrofits | 553 | 1797 | Rate Constraint in lbs/MMBtu | FALSE | L | Annual | Generation | TWh | 0.0071544 | 0.0071544 | 0.014191 | 0.014191 | 0.014191 | 0.014191 | 0.0071544 | 0.0071544
IL Fac. Spec. - NOX Rate Summer v3.1, Unit 814 and retrofits | 553 | 1797 | Rate Constraint in lbs/MMBtu | FALSE | L | Annual | Qualifying Generation | TWh | 0.0071544 | 0.0071544 | 0.014191 | 0.014191 | 0.014191 | 0.014191 | 0.0071544 | 0.0071544
IL Fac. Spec. - NOX Rate Summer v3.1, Unit 814 and retrofits | 553 | 1797 | Rate Constraint in lbs/MMBtu | FALSE | L | Annual | Rate | lb/MWh | 1.0486 | 1.0486 | 1.0486 | 1.0486 | 1.0486 | 1.0486 | 1.0486 | 1.0486
IL Fac. Spec. - NOX Rate Summer v3.1, Unit 814 and retrofits | 553 | 1797 | Rate Constraint in lbs/MMBtu | FALSE | L | Annual | Constraint Shadow Price | US2016$/Ton | 0 | 0 | 0 | 0 | 0 | 0 | 0 | 0
IL Fac. Spec. - NOX Rate Summer v3.1, Unit 815 and retrofits | 554 | 1797 | Rate Constraint in lbs/MMBtu | FALSE | L | Annual | Seasons Included | Seasons | Summer | Summer | Summer | Summer | Summer | Summer | Summer | Summer
IL Fac. Spec. - NOX Rate Summer v3.1, Unit 815 and retrofits | 554 | 1797 | Rate Constraint in lbs/MMBtu | FALSE | L | Annual | Standard NOX | lb/MMBtu | 0.25 | 0.25 | 0.25 | 0.25 | 0.25 | 0.25 | 0.25 | 0.25
IL Fac. Spec. - NOX Rate Summer v3.1, Unit 815 and retrofits | 554 | 1797 | Rate Constraint in lbs/MMBtu | FALSE | L | Annual | Emissions at Affected Plants NOX | Thousand Tons | 0.0039895 | 0.0039895 | 0.0079135 | 0.0079135 | 0.0079135 | 0.0079135 | 0.0039895 | 0.0039895
IL Fac. Spec. - NOX Rate Summer v3.1, Unit 815 and retrofits | 554 | 1797 | Rate Constraint in lbs/MMBtu | FALSE | L | Annual | Allowances Purchased NOX | Thousand Tons | 0 | 0 | 0 | 0 | 0 | 0 | 0 | 0
IL Fac. Spec. - NOX Rate Summer v3.1, Unit 815 and retrofits | 554 | 1797 | Rate Constraint in lbs/MMBtu | FALSE | L | Annual | Allowances Sold NOX | Thousand Tons | 0 | 0 | 0 | 0 | 0 | 0 | 0 | 0
IL Fac. Spec. - NOX Rate Summer v3.1, Unit 815 and retrofits | 554 | 1797 | Rate Constraint in lbs/MMBtu | FALSE | L | Annual | Allowances Banked | Thousand Tons | 0 | 0 | 0 | 0 | 0 | 0 | 0 | 0
IL Fac. Spec. - NOX Rate Summer v3.1, Unit 815 and retrofits | 554 | 1797 | Rate Constraint in lbs/MMBtu | FALSE | L | Annual | Allowances Withdrawn (1:1) | Thousand Tons | 0 | 0 | 0 | 0 | 0 | 0 | 0 | 0
IL Fac. Spec. - NOX Rate Summer v3.1, Unit 815 and retrofits | 554 | 1797 | Rate Constraint in lbs/MMBtu | FALSE | L | Annual | Allowances Withdrawn (n:1) | Thousand Tons | 0 | 0 | 0 | 0 | 0 | 0 | 0 | 0
IL Fac. Spec. - NOX Rate Summer v3.1, Unit 815 and retrofits | 554 | 1797 | Rate Constraint in lbs/MMBtu | FALSE | L | Annual | Net Emissions Allowance Position | Thousand Tons | 0.0039895 | 0.0039895 | 0.0079135 | 0.0079135 | 0.0079135 | 0.0079135 | 0.0039895 | 0.0039895
IL Fac. Spec. - NOX Rate Summer v3.1, Unit 815 and retrofits | 554 | 1797 | Rate Constraint in lbs/MMBtu | FALSE | L | Annual | Fuel Consumed | TBtu | 0.08347 | 0.08347 | 0.16557 | 0.16557 | 0.16557 | 0.16557 | 0.08347 | 0.08347
IL Fac. Spec. - NOX Rate Summer v3.1, Unit 815 and retrofits | 554 | 1797 | Rate Constraint in lbs/MMBtu | FALSE | L | Annual | Rate | lb/MMBtu | 0.09559 | 0.09559 | 0.09559 | 0.09559 | 0.09559 | 0.09559 | 0.09559 | 0.09559
IL Fac. Spec. - NOX Rate Summer v3.1, Unit 815 and retrofits | 554 | 1797 | Rate Constraint in lbs/MMBtu | FALSE | L | Annual | Generation | TWh | 0.0071544 | 0.0071544 | 0.014191 | 0.014191 | 0.014191 | 0.014191 | 0.0071544 | 0.0071544
IL Fac. Spec. - NOX Rate Summer v3.1, Unit 815 and retrofits | 554 | 1797 | Rate Constraint in lbs/MMBtu | FALSE | L | Annual | Qualifying Generation | TWh | 0.0071544 | 0.0071544 | 0.014191 | 0.014191 | 0.014191 | 0.014191 | 0.0071544 | 0.0071544
IL Fac. Spec. - NOX Rate Summer v3.1, Unit 815 and retrofits | 554 | 1797 | Rate Constraint in lbs/MMBtu | FALSE | L | Annual | Rate | lb/MWh | 1.1152 | 1.1152 | 1.1152 | 1.1152 | 1.1152 | 1.1152 | 1.1152 | 1.1152
IL Fac. Spec. - NOX Rate Summer v3.1, Unit 815 and retrofits | 554 | 1797 | Rate Constraint in lbs/MMBtu | FALSE | L | Annual | Constraint Shadow Price | US2016$/Ton | 0 | 0 | 0 | 0 | 0 | 0 | 0 | 0
IL Fac. Spec. - NOX Rate Summer v3.1, Unit 816 and retrofits | 555 | 1797 | Rate Constraint in lbs/MMBtu | FALSE | L | Annual | Seasons Included | Seasons | Summer | Summer | Summer | Summer | Summer | Summer | Summer | Summer
IL Fac. Spec. - NOX Rate Summer v3.1, Unit 816 and retrofits | 555 | 1797 | Rate Constraint in lbs/MMBtu | FALSE | L | Annual | Standard NOX | lb/MMBtu | 0.25 | 0.25 | 0.25 | 0.25 | 0.25 | 0.25 | 0.25 | 0.25
IL Fac. Spec. - NOX Rate Summer v3.1, Unit 816 and retrofits | 555 | 1797 | Rate Constraint in lbs/MMBtu | FALSE | L | Annual | Emissions at Affected Plants NOX | Thousand Tons | 0.0038158 | 0.0038158 | 0.0075691 | 0.0075691 | 0.0075691 | 0.0075691 | 0.0038158 | 0.0038158
IL Fac. Spec. - NOX Rate Summer v3.1, Unit 816 and retrofits | 555 | 1797 | Rate Constraint in lbs/MMBtu | FALSE | L | Annual | Allowances Purchased NOX | Thousand Tons | 0 | 0 | 0 | 0 | 0 | 0 | 0 | 0
IL Fac. Spec. - NOX Rate Summer v3.1, Unit 816 and retrofits | 555 | 1797 | Rate Constraint in lbs/MMBtu | FALSE | L | Annual | Allowances Sold NOX | Thousand Tons | 0 | 0 | 0 | 0 | 0 | 0 | 0 | 0
IL Fac. Spec. - NOX Rate Summer v3.1, Unit 816 and retrofits | 555 | 1797 | Rate Constraint in lbs/MMBtu | FALSE | L | Annual | Allowances Banked | Thousand Tons | 0 | 0 | 0 | 0 | 0 | 0 | 0 | 0
IL Fac. Spec. - NOX Rate Summer v3.1, Unit 816 and retrofits | 555 | 1797 | Rate Constraint in lbs/MMBtu | FALSE | L | Annual | Allowances Withdrawn (1:1) | Thousand Tons | 0 | 0 | 0 | 0 | 0 | 0 | 0 | 0
IL Fac. Spec. - NOX Rate Summer v3.1, Unit 816 and retrofits | 555 | 1797 | Rate Constraint in lbs/MMBtu | FALSE | L | Annual | Allowances Withdrawn (n:1) | Thousand Tons | 0 | 0 | 0 | 0 | 0 | 0 | 0 | 0
IL Fac. Spec. - NOX Rate Summer v3.1, Unit 816 and retrofits | 555 | 1797 | Rate Constraint in lbs/MMBtu | FALSE | L | Annual | Net Emissions Allowance Position | Thousand Tons | 0.0038158 | 0.0038158 | 0.0075691 | 0.0075691 | 0.0075691 | 0.0075691 | 0.0038158 | 0.0038158
IL Fac. Spec. - NOX Rate Summer v3.1, Unit 816 and retrofits | 555 | 1797 | Rate Constraint in lbs/MMBtu | FALSE | L | Annual | Fuel Consumed | TBtu | 0.08347 | 0.08347 | 0.16557 | 0.16557 | 0.16557 | 0.16557 | 0.08347 | 0.08347
IL Fac. Spec. - NOX Rate Summer v3.1, Unit 816 and retrofits | 555 | 1797 | Rate Constraint in lbs/MMBtu | FALSE | L | Annual | Rate | lb/MMBtu | 0.09143 | 0.09143 | 0.09143 | 0.09143 | 0.09143 | 0.09143 | 0.09143 | 0.09143
IL Fac. Spec. - NOX Rate Summer v3.1, Unit 816 and retrofits | 555 | 1797 | Rate Constraint in lbs/MMBtu | FALSE | L | Annual | Generation | TWh | 0.0071544 | 0.0071544 | 0.014191 | 0.014191 | 0.014191 | 0.014191 | 0.0071544 | 0.0071544
IL Fac. Spec. - NOX Rate Summer v3.1, Unit 816 and retrofits | 555 | 1797 | Rate Constraint in lbs/MMBtu | FALSE | L | Annual | Qualifying Generation | TWh | 0.0071544 | 0.0071544 | 0.014191 | 0.014191 | 0.014191 | 0.014191 | 0.0071544 | 0.0071544
IL Fac. Spec. - NOX Rate Summer v3.1, Unit 816 and retrofits | 555 | 1797 | Rate Constraint in lbs/MMBtu | FALSE | L | Annual | Rate | lb/MWh | 1.0667 | 1.0667 | 1.0667 | 1.0667 | 1.0667 | 1.0667 | 1.0667 | 1.0667
IL Fac. Spec. - NOX Rate Summer v3.1, Unit 816 and retrofits | 555 | 1797 | Rate Constraint in lbs/MMBtu | FALSE | L | Annual | Constraint Shadow Price | US2016$/Ton | 0 | 0 | 0 | 0 | 0 | 0 | 0 | 0
IL Fac. Spec. - NOX Rate Summer v3.1, Unit 817 and retrofits | 556 | 1797 | Rate Constraint in lbs/MMBtu | FALSE | L | Annual | Seasons Included | Seasons | Summer | Summer | Summer | Summer | Summer | Summer | Summer | Summer
IL Fac. Spec. - NOX Rate Summer v3.1, Unit 817 and retrofits | 556 | 1797 | Rate Constraint in lbs/MMBtu | FALSE | L | Annual | Standard NOX | lb/MMBtu | 0.25 | 0.25 | 0.25 | 0.25 | 0.25 | 0.25 | 0.25 | 0.25
IL Fac. Spec. - NOX Rate Summer v3.1, Unit 817 and retrofits | 556 | 1797 | Rate Constraint in lbs/MMBtu | FALSE | L | Annual | Emissions at Affected Plants NOX | Thousand Tons | 0.0036079 | 0.0071567 | 0.0071567 | 0.0071567 | 0.013623 | 0.0071567 | 0.0071567 | 0.0071567
IL Fac. Spec. - NOX Rate Summer v3.1, Unit 817 and retrofits | 556 | 1797 | Rate Constraint in lbs/MMBtu | FALSE | L | Annual | Allowances Purchased NOX | Thousand Tons | 0 | 0 | 0 | 0 | 0 | 0 | 0 | 0
IL Fac. Spec. - NOX Rate Summer v3.1, Unit 817 and retrofits | 556 | 1797 | Rate Constraint in lbs/MMBtu | FALSE | L | Annual | Allowances Sold NOX | Thousand Tons | 0 | 0 | 0 | 0 | 0 | 0 | 0 | 0
IL Fac. Spec. - NOX Rate Summer v3.1, Unit 817 and retrofits | 556 | 1797 | Rate Constraint in lbs/MMBtu | FALSE | L | Annual | Allowances Banked | Thousand Tons | 0 | 0 | 0 | 0 | 0 | 0 | 0 | 0
IL Fac. Spec. - NOX Rate Summer v3.1, Unit 817 and retrofits | 556 | 1797 | Rate Constraint in lbs/MMBtu | FALSE | L | Annual | Allowances Withdrawn (1:1) | Thousand Tons | 0 | 0 | 0 | 0 | 0 | 0 | 0 | 0
IL Fac. Spec. - NOX Rate Summer v3.1, Unit 817 and retrofits | 556 | 1797 | Rate Constraint in lbs/MMBtu | FALSE | L | Annual | Allowances Withdrawn (n:1) | Thousand Tons | 0 | 0 | 0 | 0 | 0 | 0 | 0 | 0
IL Fac. Spec. - NOX Rate Summer v3.1, Unit 817 and retrofits | 556 | 1797 | Rate Constraint in lbs/MMBtu | FALSE | L | Annual | Net Emissions Allowance Position | Thousand Tons | 0.0036079 | 0.0071567 | 0.0071567 | 0.0071567 | 0.013623 | 0.0071567 | 0.0071567 | 0.0071567
IL Fac. Spec. - NOX Rate Summer v3.1, Unit 817 and retrofits | 556 | 1797 | Rate Constraint in lbs/MMBtu | FALSE | L | Annual | Fuel Consumed | TBtu | 0.078621 | 0.15595 | 0.15595 | 0.15595 | 0.29687 | 0.15595 | 0.15595 | 0.15595
IL Fac. Spec. - NOX Rate Summer v3.1, Unit 817 and retrofits | 556 | 1797 | Rate Constraint in lbs/MMBtu | FALSE | L | Annual | Rate | lb/MMBtu | 0.09178 | 0.09178 | 0.09178 | 0.09178 | 0.09178 | 0.09178 | 0.09178 | 0.09178
IL Fac. Spec. - NOX Rate Summer v3.1, Unit 817 and retrofits | 556 | 1797 | Rate Constraint in lbs/MMBtu | FALSE | L | Annual | Generation | TWh | 0.007317 | 0.014514 | 0.014514 | 0.014514 | 0.027629 | 0.014514 | 0.014514 | 0.014514
IL Fac. Spec. - NOX Rate Summer v3.1, Unit 817 and retrofits | 556 | 1797 | Rate Constraint in lbs/MMBtu | FALSE | L | Annual | Qualifying Generation | TWh | 0.007317 | 0.014514 | 0.014514 | 0.014514 | 0.027629 | 0.014514 | 0.014514 | 0.014514
IL Fac. Spec. - NOX Rate Summer v3.1, Unit 817 and retrofits | 556 | 1797 | Rate Constraint in lbs/MMBtu | FALSE | L | Annual | Rate | lb/MWh | 0.98618 | 0.98618 | 0.98618 | 0.98618 | 0.98618 | 0.98618 | 0.98618 | 0.98618
IL Fac. Spec. - NOX Rate Summer v3.1, Unit 817 and retrofits | 556 | 1797 | Rate Constraint in lbs/MMBtu | FALSE | L | Annual | Constraint Shadow Price | US2016$/Ton | 0 | 0 | 0 | 0 | 0 | 0 | 0 | 0
IL Fac. Spec. - NOX Rate Summer v3.1, Unit 853 and retrofits | 557 | 1797 | Rate Constraint in lbs/MMBtu | FALSE | L | Annual | Seasons Included | Seasons | Summer | Summer | Summer | Summer | Summer | Summer | Summer | Summer
IL Fac. Spec. - NOX Rate Summer v3.1, Unit 853 and retrofits | 557 | 1797 | Rate Constraint in lbs/MMBtu | FALSE | L | Annual | Standard NOX | lb/MMBtu | 0.25 | 0.25 | 0.25 | 0.25 | 0.25 | 0.25 | 0.25 | 0.25
IL Fac. Spec. - NOX Rate Summer v3.1, Unit 853 and retrofits | 557 | 1797 | Rate Constraint in lbs/MMBtu | FALSE | L | Annual | Emissions at Affected Plants NOX | Thousand Tons | 0.00092405 | 0.0040366 | 0.0040366 | 0.0089 | 0.0089 | 0.0089 | 0.0089 | 0.0040366
IL Fac. Spec. - NOX Rate Summer v3.1, Unit 853 and retrofits | 557 | 1797 | Rate Constraint in lbs/MMBtu | FALSE | L | Annual | Allowances Purchased NOX | Thousand Tons | 0 | 0 | 0 | 0 | 0 | 0 | 0 | 0
IL Fac. Spec. - NOX Rate Summer v3.1, Unit 853 and retrofits | 557 | 1797 | Rate Constraint in lbs/MMBtu | FALSE | L | Annual | Allowances Sold NOX | Thousand Tons | 0 | 0 | 0 | 0 | 0 | 0 | 0 | 0
IL Fac. Spec. - NOX Rate Summer v3.1, Unit 853 and retrofits | 557 | 1797 | Rate Constraint in lbs/MMBtu | FALSE | L | Annual | Allowances Banked | Thousand Tons | 0 | 0 | 0 | 0 | 0 | 0 | 0 | 0
IL Fac. Spec. - NOX Rate Summer v3.1, Unit 853 and retrofits | 557 | 1797 | Rate Constraint in lbs/MMBtu | FALSE | L | Annual | Allowances Withdrawn (1:1) | Thousand Tons | 0 | 0 | 0 | 0 | 0 | 0 | 0 | 0
IL Fac. Spec. - NOX Rate Summer v3.1, Unit 853 and retrofits | 557 | 1797 | Rate Constraint in lbs/MMBtu | FALSE | L | Annual | Allowances Withdrawn (n:1) | Thousand Tons | 0 | 0 | 0 | 0 | 0 | 0 | 0 | 0
IL Fac. Spec. - NOX Rate Summer v3.1, Unit 853 and retrofits | 557 | 1797 | Rate Constraint in lbs/MMBtu | FALSE | L | Annual | Net Emissions Allowance Position | Thousand Tons | 0.00092405 | 0.0040366 | 0.0040366 | 0.0089 | 0.0089 | 0.0089 | 0.0089 | 0.0040366
IL Fac. Spec. - NOX Rate Summer v3.1, Unit 853 and retrofits | 557 | 1797 | Rate Constraint in lbs/MMBtu | FALSE | L | Annual | Fuel Consumed | TBtu | 0.025073 | 0.10953 | 0.10953 | 0.24149 | 0.24149 | 0.24149 | 0.24149 | 0.10953
IL Fac. Spec. - NOX Rate Summer v3.1, Unit 853 and retrofits | 557 | 1797 | Rate Constraint in lbs/MMBtu | FALSE | L | Annual | Rate | lb/MMBtu | 0.07371 | 0.07371 | 0.07371 | 0.07371 | 0.07371 | 0.07371 | 0.07371 | 0.07371
IL Fac. Spec. - NOX Rate Summer v3.1, Unit 853 and retrofits | 557 | 1797 | Rate Constraint in lbs/MMBtu | FALSE | L | Annual | Generation | TWh | 0.0019483 | 0.0085109 | 0.0085109 | 0.018765 | 0.018765 | 0.018765 | 0.018765 | 0.0085109
IL Fac. Spec. - NOX Rate Summer v3.1, Unit 853 and retrofits | 557 | 1797 | Rate Constraint in lbs/MMBtu | FALSE | L | Annual | Qualifying Generation | TWh | 0.0019483 | 0.0085109 | 0.0085109 | 0.018765 | 0.018765 | 0.018765 | 0.018765 | 0.0085109
IL Fac. Spec. - NOX Rate Summer v3.1, Unit 853 and retrofits | 557 | 1797 | Rate Constraint in lbs/MMBtu | FALSE | L | Annual | Rate | lb/MWh | 0.94857 | 0.94857 | 0.94857 | 0.94857 | 0.94857 | 0.94857 | 0.94857 | 0.94857
IL Fac. Spec. - NOX Rate Summer v3.1, Unit 853 and retrofits | 557 | 1797 | Rate Constraint in lbs/MMBtu | FALSE | L | Annual | Constraint Shadow Price | US2016$/Ton | 0 | 0 | 0 | 0 | 0 | 0 | 0 | 0
IL Fac. Spec. - NOX Rate Summer v3.1, Unit 854 and retrofits | 558 | 1797 | Rate Constraint in lbs/MMBtu | FALSE | L | Annual | Seasons Included | Seasons | Summer | Summer | Summer | Summer | Summer | Summer | Summer | Summer
IL Fac. Spec. - NOX Rate Summer v3.1, Unit 854 and retrofits | 558 | 1797 | Rate Constraint in lbs/MMBtu | FALSE | L | Annual | Standard NOX | lb/MMBtu | 0.25 | 0.25 | 0.25 | 0.25 | 0.25 | 0.25 | 0.25 | 0.25
IL Fac. Spec. - NOX Rate Summer v3.1, Unit 854 and retrofits | 558 | 1797 | Rate Constraint in lbs/MMBtu | FALSE | L | Annual | Emissions at Affected Plants NOX | Thousand Tons | 0 | 0 | 0 | 0 | 0 | 0 | 0 | 0
IL Fac. Spec. - NOX Rate Summer v3.1, Unit 854 and retrofits | 558 | 1797 | Rate Constraint in lbs/MMBtu | FALSE | L | Annual | Allowances Purchased NOX | Thousand Tons | 0 | 0 | 0 | 0 | 0 | 0 | 0 | 0
IL Fac. Spec. - NOX Rate Summer v3.1, Unit 854 and retrofits | 558 | 1797 | Rate Constraint in lbs/MMBtu | FALSE | L | Annual | Allowances Sold NOX | Thousand Tons | 0 | 0 | 0 | 0 | 0 | 0 | 0 | 0
IL Fac. Spec. - NOX Rate Summer v3.1, Unit 854 and retrofits | 558 | 1797 | Rate Constraint in lbs/MMBtu | FALSE | L | Annual | Allowances Banked | Thousand Tons | 0 | 0 | 0 | 0 | 0 | 0 | 0 | 0
IL Fac. Spec. - NOX Rate Summer v3.1, Unit 854 and retrofits | 558 | 1797 | Rate Constraint in lbs/MMBtu | FALSE | L | Annual | Allowances Withdrawn (1:1) | Thousand Tons | 0 | 0 | 0 | 0 | 0 | 0 | 0 | 0
IL Fac. Spec. - NOX Rate Summer v3.1, Unit 854 and retrofits | 558 | 1797 | Rate Constraint in lbs/MMBtu | FALSE | L | Annual | Allowances Withdrawn (n:1) | Thousand Tons | 0 | 0 | 0 | 0 | 0 | 0 | 0 | 0
IL Fac. Spec. - NOX Rate Summer v3.1, Unit 854 and retrofits | 558 | 1797 | Rate Constraint in lbs/MMBtu | FALSE | L | Annual | Net Emissions Allowance Position | Thousand Tons | 0 | 0 | 0 | 0 | 0 | 0 | 0 | 0
IL Fac. Spec. - NOX Rate Summer v3.1, Unit 854 and retrofits | 558 | 1797 | Rate Constraint in lbs/MMBtu | FALSE | L | Annual | Fuel Consumed | TBtu | 0 | 0 | 0 | 0 | 0 | 0 | 0 | 0
IL Fac. Spec. - NOX Rate Summer v3.1, Unit 854 and retrofits | 558 | 1797 | Rate Constraint in lbs/MMBtu | FALSE | L | Annual | Rate | lb/MMBtu | 0 | 0 | 0 | 0 | 0 | 0 | 0 | 0
IL Fac. Spec. - NOX Rate Summer v3.1, Unit 854 and retrofits | 558 | 1797 | Rate Constraint in lbs/MMBtu | FALSE | L | Annual | Generation | TWh | 0 | 0 | 0 | 0 | 0 | 0 | 0 | 0
IL Fac. Spec. - NOX Rate Summer v3.1, Unit 854 and retrofits | 558 | 1797 | Rate Constraint in lbs/MMBtu | FALSE | L | Annual | Qualifying Generation | TWh | 0 | 0 | 0 | 0 | 0 | 0 | 0 | 0
IL Fac. Spec. - NOX Rate Summer v3.1, Unit 854 and retrofits | 558 | 1797 | Rate Constraint in lbs/MMBtu | FALSE | L | Annual | Rate | lb/MWh | 0 | 0 | 0 | 0 | 0 | 0 | 0 | 0
IL Fac. Spec. - NOX Rate Summer v3.1, Unit 854 and retrofits | 558 | 1797 | Rate Constraint in lbs/MMBtu | FALSE | L | Annual | Constraint Shadow Price | US2016$/Ton | 0 | 0 | 0 | 0 | 0 | 0 | 0 | 0
IL Fac. Spec. - NOX Rate Summer v3.1, Unit 855 and retrofits | 559 | 1797 | Rate Constraint in lbs/MMBtu | FALSE | L | Annual | Seasons Included | Seasons | Summer | Summer | Summer | Summer | Summer | Summer | Summer | Summer
IL Fac. Spec. - NOX Rate Summer v3.1, Unit 855 and retrofits | 559 | 1797 | Rate Constraint in lbs/MMBtu | FALSE | L | Annual | Standard NOX | lb/MMBtu | 0.25 | 0.25 | 0.25 | 0.25 | 0.25 | 0.25 | 0.25 | 0.25
IL Fac. Spec. - NOX Rate Summer v3.1, Unit 855 and retrofits | 559 | 1797 | Rate Constraint in lbs/MMBtu | FALSE | L | Annual | Emissions at Affected Plants NOX | Thousand Tons | 0 | 0 | 0 | 0 | 0 | 0 | 0 | 0
IL Fac. Spec. - NOX Rate Summer v3.1, Unit 855 and retrofits | 559 | 1797 | Rate Constraint in lbs/MMBtu | FALSE | L | Annual | Allowances Purchased NOX | Thousand Tons | 0 | 0 | 0 | 0 | 0 | 0 | 0 | 0
IL Fac. Spec. - NOX Rate Summer v3.1, Unit 855 and retrofits | 559 | 1797 | Rate Constraint in lbs/MMBtu | FALSE | L | Annual | Allowances Sold NOX | Thousand Tons | 0 | 0 | 0 | 0 | 0 | 0 | 0 | 0
IL Fac. Spec. - NOX Rate Summer v3.1, Unit 855 and retrofits | 559 | 1797 | Rate Constraint in lbs/MMBtu | FALSE | L | Annual | Allowances Banked | Thousand Tons | 0 | 0 | 0 | 0 | 0 | 0 | 0 | 0
IL Fac. Spec. - NOX Rate Summer v3.1, Unit 855 and retrofits | 559 | 1797 | Rate Constraint in lbs/MMBtu | FALSE | L | Annual | Allowances Withdrawn (1:1) | Thousand Tons | 0 | 0 | 0 | 0 | 0 | 0 | 0 | 0
IL Fac. Spec. - NOX Rate Summer v3.1, Unit 855 and retrofits | 559 | 1797 | Rate Constraint in lbs/MMBtu | FALSE | L | Annual | Allowances Withdrawn (n:1) | Thousand Tons | 0 | 0 | 0 | 0 | 0 | 0 | 0 | 0
IL Fac. Spec. - NOX Rate Summer v3.1, Unit 855 and retrofits | 559 | 1797 | Rate Constraint in lbs/MMBtu | FALSE | L | Annual | Net Emissions Allowance Position | Thousand Tons | 0 | 0 | 0 | 0 | 0 | 0 | 0 | 0
IL Fac. Spec. - NOX Rate Summer v3.1, Unit 855 and retrofits | 559 | 1797 | Rate Constraint in lbs/MMBtu | FALSE | L | Annual | Fuel Consumed | TBtu | 0 | 0 | 0 | 0 | 0 | 0 | 0 | 0
IL Fac. Spec. - NOX Rate Summer v3.1, Unit 855 and retrofits | 559 | 1797 | Rate Constraint in lbs/MMBtu | FALSE | L | Annual | Rate | lb/MMBtu | 0 | 0 | 0 | 0 | 0 | 0 | 0 | 0
IL Fac. Spec. - NOX Rate Summer v3.1, Unit 855 and retrofits | 559 | 1797 | Rate Constraint in lbs/MMBtu | FALSE | L | Annual | Generation | TWh | 0 | 0 | 0 | 0 | 0 | 0 | 0 | 0
IL Fac. Spec. - NOX Rate Summer v3.1, Unit 855 and retrofits | 559 | 1797 | Rate Constraint in lbs/MMBtu | FALSE | L | Annual | Qualifying Generation | TWh | 0 | 0 | 0 | 0 | 0 | 0 | 0 | 0
IL Fac. Spec. - NOX Rate Summer v3.1, Unit 855 and retrofits | 559 | 1797 | Rate Constraint in lbs/MMBtu | FALSE | L | Annual | Rate | lb/MWh | 0 | 0 | 0 | 0 | 0 | 0 | 0 | 0
IL Fac. Spec. - NOX Rate Summer v3.1, Unit 855 and retrofits | 559 | 1797 | Rate Constraint in lbs/MMBtu | FALSE | L | Annual | Constraint Shadow Price | US2016$/Ton | 0 | 0 | 0 | 0 | 0 | 0 | 0 | 0
IL Fac. Spec. - NOX Rate Summer v3.1, Unit 857 and retrofits | 560 | 1797 | Rate Constraint in lbs/MMBtu | FALSE | L | Annual | Seasons Included | Seasons | Summer | Summer | Summer | Summer | Summer | Summer | Summer | Summer
IL Fac. Spec. - NOX Rate Summer v3.1, Unit 857 and retrofits | 560 | 1797 | Rate Constraint in lbs/MMBtu | FALSE | L | Annual | Standard NOX | lb/MMBtu | 0.25 | 0.25 | 0.25 | 0.25 | 0.25 | 0.25 | 0.25 | 0.25
IL Fac. Spec. - NOX Rate Summer v3.1, Unit 857 and retrofits | 560 | 1797 | Rate Constraint in lbs/MMBtu | FALSE | L | Annual | Emissions at Affected Plants NOX | Thousand Tons | 0.00040359 | 0.00080056 | 0.00080056 | 0.00080056 | 0.0011092 | 0.00080056 | 0.00080056 | 0.00080056
IL Fac. Spec. - NOX Rate Summer v3.1, Unit 857 and retrofits | 560 | 1797 | Rate Constraint in lbs/MMBtu | FALSE | L | Annual | Allowances Purchased NOX | Thousand Tons | 0 | 0 | 0 | 0 | 0 | 0 | 0 | 0
IL Fac. Spec. - NOX Rate Summer v3.1, Unit 857 and retrofits | 560 | 1797 | Rate Constraint in lbs/MMBtu | FALSE | L | Annual | Allowances Sold NOX | Thousand Tons | 0 | 0 | 0 | 0 | 0 | 0 | 0 | 0
IL Fac. Spec. - NOX Rate Summer v3.1, Unit 857 and retrofits | 560 | 1797 | Rate Constraint in lbs/MMBtu | FALSE | L | Annual | Allowances Banked | Thousand Tons | 0 | 0 | 0 | 0 | 0 | 0 | 0 | 0
IL Fac. Spec. - NOX Rate Summer v3.1, Unit 857 and retrofits | 560 | 1797 | Rate Constraint in lbs/MMBtu | FALSE | L | Annual | Allowances Withdrawn (1:1) | Thousand Tons | 0 | 0 | 0 | 0 | 0 | 0 | 0 | 0
IL Fac. Spec. - NOX Rate Summer v3.1, Unit 857 and retrofits | 560 | 1797 | Rate Constraint in lbs/MMBtu | FALSE | L | Annual | Allowances Withdrawn (n:1) | Thousand Tons | 0 | 0 | 0 | 0 | 0 | 0 | 0 | 0
IL Fac. Spec. - NOX Rate Summer v3.1, Unit 857 and retrofits | 560 | 1797 | Rate Constraint in lbs/MMBtu | FALSE | L | Annual | Net Emissions Allowance Position | Thousand Tons | 0.00040359 | 0.00080056 | 0.00080056 | 0.00080056 | 0.0011092 | 0.00080056 | 0.00080056 | 0.00080056
IL Fac. Spec. - NOX Rate Summer v3.1, Unit 857 and retrofits | 560 | 1797 | Rate Constraint in lbs/MMBtu | FALSE | L | Annual | Fuel Consumed | TBtu | 0.07338 | 0.14556 | 0.14556 | 0.14556 | 0.20167 | 0.14556 | 0.14556 | 0.14556
IL Fac. Spec. - NOX Rate Summer v3.1, Unit 857 and retrofits | 560 | 1797 | Rate Constraint in lbs/MMBtu | FALSE | L | Annual | Rate | lb/MMBtu | 0.011 | 0.011 | 0.011 | 0.011 | 0.011 | 0.011 | 0.011 | 0.011
IL Fac. Spec. - NOX Rate Summer v3.1, Unit 857 and retrofits | 560 | 1797 | Rate Constraint in lbs/MMBtu | FALSE | L | Annual | Generation | TWh | 0.0068292 | 0.013546 | 0.013546 | 0.013546 | 0.018769 | 0.013546 | 0.013546 | 0.013546
IL Fac. Spec. - NOX Rate Summer v3.1, Unit 857 and retrofits | 560 | 1797 | Rate Constraint in lbs/MMBtu | FALSE | L | Annual | Qualifying Generation | TWh | 0.0068292 | 0.013546 | 0.013546 | 0.013546 | 0.018769 | 0.013546 | 0.013546 | 0.013546
IL Fac. Spec. - NOX Rate Summer v3.1, Unit 857 and retrofits | 560 | 1797 | Rate Constraint in lbs/MMBtu | FALSE | L | Annual | Rate | lb/MWh | 0.11819 | 0.11819 | 0.11819 | 0.11819 | 0.11819 | 0.11819 | 0.11819 | 0.11819
IL Fac. Spec. - NOX Rate Summer v3.1, Unit 857 and retrofits | 560 | 1797 | Rate Constraint in lbs/MMBtu | FALSE | L | Annual | Constraint Shadow Price | US2016$/Ton | 0 | 0 | 0 | 0 | 0 | 0 | 0 | 0
IL Fac. Spec. - NOX Rate Summer v3.1, Unit 865 and retrofits | 561 | 1797 | Rate Constraint in lbs/MMBtu | FALSE | L | Annual | Seasons Included | Seasons | Summer | Summer | Summer | Summer | Summer | Summer | Summer | Summer
IL Fac. Spec. - NOX Rate Summer v3.1, Unit 865 and retrofits | 561 | 1797 | Rate Constraint in lbs/MMBtu | FALSE | L | Annual | Standard NOX | lb/MMBtu | 0.25 | 0.25 | 0.25 | 0.25 | 0.25 | 0.25 | 0.25 | 0.25
IL Fac. Spec. - NOX Rate Summer v3.1, Unit 865 and retrofits | 561 | 1797 | Rate Constraint in lbs/MMBtu | FALSE | L | Annual | Emissions at Affected Plants NOX | Thousand Tons | 0.0039268 | 0.0080367 | 0.0080367 | 0.015942 | 0.015942 | 0.0080367 | 0.0080367 | 0.0080367
IL Fac. Spec. - NOX Rate Summer v3.1, Unit 865 and retrofits | 561 | 1797 | Rate Constraint in lbs/MMBtu | FALSE | L | Annual | Allowances Purchased NOX | Thousand Tons | 0 | 0 | 0 | 0 | 0 | 0 | 0 | 0
IL Fac. Spec. - NOX Rate Summer v3.1, Unit 865 and retrofits | 561 | 1797 | Rate Constraint in lbs/MMBtu | FALSE | L | Annual | Allowances Sold NOX | Thousand Tons | 0 | 0 | 0 | 0 | 0 | 0 | 0 | 0
IL Fac. Spec. - NOX Rate Summer v3.1, Unit 865 and retrofits | 561 | 1797 | Rate Constraint in lbs/MMBtu | FALSE | L | Annual | Allowances Banked | Thousand Tons | 0 | 0 | 0 | 0 | 0 | 0 | 0 | 0
IL Fac. Spec. - NOX Rate Summer v3.1, Unit 865 and retrofits | 561 | 1797 | Rate Constraint in lbs/MMBtu | FALSE | L | Annual | Allowances Withdrawn (1:1) | Thousand Tons | 0 | 0 | 0 | 0 | 0 | 0 | 0 | 0
IL Fac. Spec. - NOX Rate Summer v3.1, Unit 865 and retrofits | 561 | 1797 | Rate Constraint in lbs/MMBtu | FALSE | L | Annual | Allowances Withdrawn (n:1) | Thousand Tons | 0 | 0 | 0 | 0 | 0 | 0 | 0 | 0
IL Fac. Spec. - NOX Rate Summer v3.1, Unit 865 and retrofits | 561 | 1797 | Rate Constraint in lbs/MMBtu | FALSE | L | Annual | Net Emissions Allowance Position | Thousand Tons | 0.0039268 | 0.0080367 | 0.0080367 | 0.015942 | 0.015942 | 0.0080367 | 0.0080367 | 0.0080367
IL Fac. Spec. - NOX Rate Summer v3.1, Unit 865 and retrofits | 561 | 1797 | Rate Constraint in lbs/MMBtu | FALSE | L | Annual | Fuel Consumed | TBtu | 0.11191 | 0.22903 | 0.22903 | 0.45431 | 0.45431 | 0.22903 | 0.22903 | 0.22903
IL Fac. Spec. - NOX Rate Summer v3.1, Unit 865 and retrofits | 561 | 1797 | Rate Constraint in lbs/MMBtu | FALSE | L | Annual | Rate | lb/MMBtu | 0.07018 | 0.07018 | 0.07018 | 0.07018 | 0.07018 | 0.07018 | 0.07018 | 0.07018
IL Fac. Spec. - NOX Rate Summer v3.1, Unit 865 and retrofits | 561 | 1797 | Rate Constraint in lbs/MMBtu | FALSE | L | Annual | Generation | TWh | 0.0093327 | 0.0191 | 0.0191 | 0.037887 | 0.037887 | 0.0191 | 0.0191 | 0.0191
IL Fac. Spec. - NOX Rate Summer v3.1, Unit 865 and retrofits | 561 | 1797 | Rate Constraint in lbs/MMBtu | FALSE | L | Annual | Qualifying Generation | TWh | 0.0093327 | 0.0191 | 0.0191 | 0.037887 | 0.037887 | 0.0191 | 0.0191 | 0.0191
IL Fac. Spec. - NOX Rate Summer v3.1, Unit 865 and retrofits | 561 | 1797 | Rate Constraint in lbs/MMBtu | FALSE | L | Annual | Rate | lb/MWh | 0.84153 | 0.84153 | 0.84153 | 0.84153 | 0.84153 | 0.84153 | 0.84153 | 0.84153
IL Fac. Spec. - NOX Rate Summer v3.1, Unit 865 and retrofits | 561 | 1797 | Rate Constraint in lbs/MMBtu | FALSE | L | Annual | Constraint Shadow Price | US2016$/Ton | 0 | 0 | 0 | 0 | 0 | 0 | 0 | 0
IL Fac. Spec. - NOX Rate Summer v3.1, Unit 866 and retrofits | 562 | 1797 | Rate Constraint in lbs/MMBtu | FALSE | L | Annual | Seasons Included | Seasons | Summer | Summer | Summer | Summer | Summer | Summer | Summer | Summer
IL Fac. Spec. - NOX Rate Summer v3.1, Unit 866 and retrofits | 562 | 1797 | Rate Constraint in lbs/MMBtu | FALSE | L | Annual | Standard NOX | lb/MMBtu | 0.25 | 0.25 | 0.25 | 0.25 | 0.25 | 0.25 | 0.25 | 0.25
IL Fac. Spec. - NOX Rate Summer v3.1, Unit 866 and retrofits | 562 | 1797 | Rate Constraint in lbs/MMBtu | FALSE | L | Annual | Emissions at Affected Plants NOX | Thousand Tons | 0.0015908 | 0.0080866 | 0.0080866 | 0.016041 | 0.016041 | 0.0080866 | 0.0080866 | 0.0080866
IL Fac. Spec. - NOX Rate Summer v3.1, Unit 866 and retrofits | 562 | 1797 | Rate Constraint in lbs/MMBtu | FALSE | L | Annual | Allowances Purchased NOX | Thousand Tons | 0 | 0 | 0 | 0 | 0 | 0 | 0 | 0
IL Fac. Spec. - NOX Rate Summer v3.1, Unit 866 and retrofits | 562 | 1797 | Rate Constraint in lbs/MMBtu | FALSE | L | Annual | Allowances Sold NOX | Thousand Tons | 0 | 0 | 0 | 0 | 0 | 0 | 0 | 0
IL Fac. Spec. - NOX Rate Summer v3.1, Unit 866 and retrofits | 562 | 1797 | Rate Constraint in lbs/MMBtu | FALSE | L | Annual | Allowances Banked | Thousand Tons | 0 | 0 | 0 | 0 | 0 | 0 | 0 | 0
IL Fac. Spec. - NOX Rate Summer v3.1, Unit 866 and retrofits | 562 | 1797 | Rate Constraint in lbs/MMBtu | FALSE | L | Annual | Allowances Withdrawn (1:1) | Thousand Tons | 0 | 0 | 0 | 0 | 0 | 0 | 0 | 0
IL Fac. Spec. - NOX Rate Summer v3.1, Unit 866 and retrofits | 562 | 1797 | Rate Constraint in lbs/MMBtu | FALSE | L | Annual | Allowances Withdrawn (n:1) | Thousand Tons | 0 | 0 | 0 | 0 | 0 | 0 | 0 | 0
IL Fac. Spec. - NOX Rate Summer v3.1, Unit 866 and retrofits | 562 | 1797 | Rate Constraint in lbs/MMBtu | FALSE | L | Annual | Net Emissions Allowance Position | Thousand Tons | 0.0015908 | 0.0080866 | 0.0080866 | 0.016041 | 0.016041 | 0.0080866 | 0.0080866 | 0.0080866
IL Fac. Spec. - NOX Rate Summer v3.1, Unit 866 and retrofits | 562 | 1797 | Rate Constraint in lbs/MMBtu | FALSE | L | Annual | Fuel Consumed | TBtu | 0.045059 | 0.22905 | 0.22905 | 0.45434 | 0.45434 | 0.22905 | 0.22905 | 0.22905
IL Fac. Spec. - NOX Rate Summer v3.1, Unit 866 and retrofits | 562 | 1797 | Rate Constraint in lbs/MMBtu | FALSE | L | Annual | Rate | lb/MMBtu | 0.07061 | 0.07061 | 0.07061 | 0.07061 | 0.07061 | 0.07061 | 0.07061 | 0.07061
IL Fac. Spec. - NOX Rate Summer v3.1, Unit 866 and retrofits | 562 | 1797 | Rate Constraint in lbs/MMBtu | FALSE | L | Annual | Generation | TWh | 0.0037574 | 0.0191 | 0.0191 | 0.037887 | 0.037887 | 0.0191 | 0.0191 | 0.0191
IL Fac. Spec. - NOX Rate Summer v3.1, Unit 866 and retrofits | 562 | 1797 | Rate Constraint in lbs/MMBtu | FALSE | L | Annual | Qualifying Generation | TWh | 0.0037574 | 0.0191 | 0.0191 | 0.037887 | 0.037887 | 0.0191 | 0.0191 | 0.0191
IL Fac. Spec. - NOX Rate Summer v3.1, Unit 866 and retrofits | 562 | 1797 | Rate Constraint in lbs/MMBtu | FALSE | L | Annual | Rate | lb/MWh | 0.84676 | 0.84676 | 0.84676 | 0.84676 | 0.84676 | 0.84676 | 0.84676 | 0.84676
IL Fac. Spec. - NOX Rate Summer v3.1, Unit 866 and retrofits | 562 | 1797 | Rate Constraint in lbs/MMBtu | FALSE | L | Annual | Constraint Shadow Price | US2016$/Ton | 0 | 0 | 0 | 0 | 0 | 0 | 0 | 0
IL Fac. Spec. - NOX Rate Summer v3.1, Unit 867 and retrofits | 563 | 1797 | Rate Constraint in lbs/MMBtu | FALSE | L | Annual | Seasons Included | Seasons | Summer | Summer | Summer | Summer | Summer | Summer | Summer | Summer
IL Fac. Spec. - NOX Rate Summer v3.1, Unit 867 and retrofits | 563 | 1797 | Rate Constraint in lbs/MMBtu | FALSE | L | Annual | Standard NOX | lb/MMBtu | 0.25 | 0.25 | 0.25 | 0.25 | 0.25 | 0.25 | 0.25 | 0.25
IL Fac. Spec. - NOX Rate Summer v3.1, Unit 867 and retrofits | 563 | 1797 | Rate Constraint in lbs/MMBtu | FALSE | L | Annual | Emissions at Affected Plants NOX | Thousand Tons | 0.00085868 | 0.0020748 | 0.0037511 | 0.0082705 | 0.0082705 | 0.0082705 | 0.0082705 | 0.0037511
IL Fac. Spec. - NOX Rate Summer v3.1, Unit 867 and retrofits | 563 | 1797 | Rate Constraint in lbs/MMBtu | FALSE | L | Annual | Allowances Purchased NOX | Thousand Tons | 0 | 0 | 0 | 0 | 0 | 0 | 0 | 0
IL Fac. Spec. - NOX Rate Summer v3.1, Unit 867 and retrofits | 563 | 1797 | Rate Constraint in lbs/MMBtu | FALSE | L | Annual | Allowances Sold NOX | Thousand Tons | 0 | 0 | 0 | 0 | 0 | 0 | 0 | 0
IL Fac. Spec. - NOX Rate Summer v3.1, Unit 867 and retrofits | 563 | 1797 | Rate Constraint in lbs/MMBtu | FALSE | L | Annual | Allowances Banked | Thousand Tons | 0 | 0 | 0 | 0 | 0 | 0 | 0 | 0
IL Fac. Spec. - NOX Rate Summer v3.1, Unit 867 and retrofits | 563 | 1797 | Rate Constraint in lbs/MMBtu | FALSE | L | Annual | Allowances Withdrawn (1:1) | Thousand Tons | 0 | 0 | 0 | 0 | 0 | 0 | 0 | 0
IL Fac. Spec. - NOX Rate Summer v3.1, Unit 867 and retrofits | 563 | 1797 | Rate Constraint in lbs/MMBtu | FALSE | L | Annual | Allowances Withdrawn (n:1) | Thousand Tons | 0 | 0 | 0 | 0 | 0 | 0 | 0 | 0
IL Fac. Spec. - NOX Rate Summer v3.1, Unit 867 and retrofits | 563 | 1797 | Rate Constraint in lbs/MMBtu | FALSE | L | Annual | Net Emissions Allowance Position | Thousand Tons | 0.00085868 | 0.0020748 | 0.0037511 | 0.0082705 | 0.0082705 | 0.0082705 | 0.0082705 | 0.0037511
IL Fac. Spec. - NOX Rate Summer v3.1, Unit 867 and retrofits | 563 | 1797 | Rate Constraint in lbs/MMBtu | FALSE | L | Annual | Fuel Consumed | TBtu | 0.023584 | 0.056983 | 0.10302 | 0.22715 | 0.22715 | 0.22715 | 0.22715 | 0.10302
IL Fac. Spec. - NOX Rate Summer v3.1, Unit 867 and retrofits | 563 | 1797 | Rate Constraint in lbs/MMBtu | FALSE | L | Annual | Rate | lb/MMBtu | 0.07282 | 0.07282 | 0.07282 | 0.07282 | 0.07282 | 0.07282 | 0.07282 | 0.07282
IL Fac. Spec. - NOX Rate Summer v3.1, Unit 867 and retrofits | 563 | 1797 | Rate Constraint in lbs/MMBtu | FALSE | L | Annual | Generation | TWh | 0.0018091 | 0.0043712 | 0.007903 | 0.017425 | 0.017425 | 0.017425 | 0.017425 | 0.007903
IL Fac. Spec. - NOX Rate Summer v3.1, Unit 867 and retrofits | 563 | 1797 | Rate Constraint in lbs/MMBtu | FALSE | L | Annual | Qualifying Generation | TWh | 0.0018091 | 0.0043712 | 0.007903 | 0.017425 | 0.017425 | 0.017425 | 0.017425 | 0.007903
IL Fac. Spec. - NOX Rate Summer v3.1, Unit 867 and retrofits | 563 | 1797 | Rate Constraint in lbs/MMBtu | FALSE | L | Annual | Rate | lb/MWh | 0.94928 | 0.94928 | 0.94928 | 0.94928 | 0.94928 | 0.94928 | 0.94928 | 0.94928
IL Fac. Spec. - NOX Rate Summer v3.1, Unit 867 and retrofits | 563 | 1797 | Rate Constraint in lbs/MMBtu | FALSE | L | Annual | Constraint Shadow Price | US2016$/Ton | 0 | 0 | 0 | 0 | 0 | 0 | 0 | 0
IL Fac. Spec. - NOX Rate Summer v3.1, Unit 868 and retrofits | 564 | 1797 | Rate Constraint in lbs/MMBtu | FALSE | L | Annual | Seasons Included | Seasons | Summer | Summer | Summer | Summer | Summer | Summer | Summer | Summer
IL Fac. Spec. - NOX Rate Summer v3.1, Unit 868 and retrofits | 564 | 1797 | Rate Constraint in lbs/MMBtu | FALSE | L | Annual | Standard NOX | lb/MMBtu | 0.25 | 0.25 | 0.25 | 0.25 | 0.25 | 0.25 | 0.25 | 0.25
IL Fac. Spec. - NOX Rate Summer v3.1, Unit 868 and retrofits | 564 | 1797 | Rate Constraint in lbs/MMBtu | FALSE | L | Annual | Emissions at Affected Plants NOX | Thousand Tons | 0.00079017 | 0.0014972 | 0.0034518 | 0.0076106 | 0.0076106 | 0.0076106 | 0.0076106 | 0.0034518
IL Fac. Spec. - NOX Rate Summer v3.1, Unit 868 and retrofits | 564 | 1797 | Rate Constraint in lbs/MMBtu | FALSE | L | Annual | Allowances Purchased NOX | Thousand Tons | 0 | 0 | 0 | 0 | 0 | 0 | 0 | 0
IL Fac. Spec. - NOX Rate Summer v3.1, Unit 868 and retrofits | 564 | 1797 | Rate Constraint in lbs/MMBtu | FALSE | L | Annual | Allowances Sold NOX | Thousand Tons | 0 | 0 | 0 | 0 | 0 | 0 | 0 | 0
IL Fac. Spec. - NOX Rate Summer v3.1, Unit 868 and retrofits | 564 | 1797 | Rate Constraint in lbs/MMBtu | FALSE | L | Annual | Allowances Banked | Thousand Tons | 0 | 0 | 0 | 0 | 0 | 0 | 0 | 0
IL Fac. Spec. - NOX Rate Summer v3.1, Unit 868 and retrofits | 564 | 1797 | Rate Constraint in lbs/MMBtu | FALSE | L | Annual | Allowances Withdrawn (1:1) | Thousand Tons | 0 | 0 | 0 | 0 | 0 | 0 | 0 | 0
IL Fac. Spec. - NOX Rate Summer v3.1, Unit 868 and retrofits | 564 | 1797 | Rate Constraint in lbs/MMBtu | FALSE | L | Annual | Allowances Withdrawn (n:1) | Thousand Tons | 0 | 0 | 0 | 0 | 0 | 0 | 0 | 0
IL Fac. Spec. - NOX Rate Summer v3.1, Unit 868 and retrofits | 564 | 1797 | Rate Constraint in lbs/MMBtu | FALSE | L | Annual | Net Emissions Allowance Position | Thousand Tons | 0.00079017 | 0.0014972 | 0.0034518 | 0.0076106 | 0.0076106 | 0.0076106 | 0.0076106 | 0.0034518
IL Fac. Spec. - NOX Rate Summer v3.1, Unit 868 and retrofits | 564 | 1797 | Rate Constraint in lbs/MMBtu | FALSE | L | Annual | Fuel Consumed | TBtu | 0.023357 | 0.044255 | 0.10203 | 0.22496 | 0.22496 | 0.22496 | 0.22496 | 0.10203
IL Fac. Spec. - NOX Rate Summer v3.1, Unit 868 and retrofits | 564 | 1797 | Rate Constraint in lbs/MMBtu | FALSE | L | Annual | Rate | lb/MMBtu | 0.06766 | 0.06766 | 0.06766 | 0.06766 | 0.06766 | 0.06766 | 0.06766 | 0.06766
IL Fac. Spec. - NOX Rate Summer v3.1, Unit 868 and retrofits | 564 | 1797 | Rate Constraint in lbs/MMBtu | FALSE | L | Annual | Generation | TWh | 0.0017917 | 0.0033949 | 0.007827 | 0.017257 | 0.017257 | 0.017257 | 0.017257 | 0.007827
IL Fac. Spec. - NOX Rate Summer v3.1, Unit 868 and retrofits | 564 | 1797 | Rate Constraint in lbs/MMBtu | FALSE | L | Annual | Qualifying Generation | TWh | 0.0017917 | 0.0033949 | 0.007827 | 0.017257 | 0.017257 | 0.017257 | 0.017257 | 0.007827
IL Fac. Spec. - NOX Rate Summer v3.1, Unit 868 and retrofits | 564 | 1797 | Rate Constraint in lbs/MMBtu | FALSE | L | Annual | Rate | lb/MWh | 0.88202 | 0.88202 | 0.88202 | 0.88202 | 0.88202 | 0.88202 | 0.88202 | 0.88202
IL Fac. Spec. - NOX Rate Summer v3.1, Unit 868 and retrofits | 564 | 1797 | Rate Constraint in lbs/MMBtu | FALSE | L | Annual | Constraint Shadow Price | US2016$/Ton | 0 | 0 | 0 | 0 | 0 | 0 | 0 | 0
IL Fac. Spec. - NOX Rate Summer v3.1, Unit 1631 and retrofits | 565 | 1797 | Rate Constraint in lbs/MMBtu | FALSE | L | Annual | Seasons Included | Seasons | Summer | Summer | Summer | Summer | Summer | Summer | Summer | Summer
IL Fac. Spec. - NOX Rate Summer v3.1, Unit 1631 and retrofits | 565 | 1797 | Rate Constraint in lbs/MMBtu | FALSE | L | Annual | Standard NOX | lb/MMBtu | 0.25 | 0.25 | 0.25 | 0.25 | 0.25 | 0.25 | 0.25 | 0.25
IL Fac. Spec. - NOX Rate Summer v3.1, Unit 1631 and retrofits | 565 | 1797 | Rate Constraint in lbs/MMBtu | FALSE | L | Annual | Emissions at Affected Plants NOX | Thousand Tons | 0 | 0 | 0 | 0.00098794 | 0.00098794 | 0.00098794 | 0.00098794 | 0.00098794
IL Fac. Spec. - NOX Rate Summer v3.1, Unit 1631 and retrofits | 565 | 1797 | Rate Constraint in lbs/MMBtu | FALSE | L | Annual | Allowances Purchased NOX | Thousand Tons | 0 | 0 | 0 | 0 | 0 | 0 | 0 | 0
IL Fac. Spec. - NOX Rate Summer v3.1, Unit 1631 and retrofits | 565 | 1797 | Rate Constraint in lbs/MMBtu | FALSE | L | Annual | Allowances Sold NOX | Thousand Tons | 0 | 0 | 0 | 0 | 0 | 0 | 0 | 0
IL Fac. Spec. - NOX Rate Summer v3.1, Unit 1631 and retrofits | 565 | 1797 | Rate Constraint in lbs/MMBtu | FALSE | L | Annual | Allowances Banked | Thousand Tons | 0 | 0 | 0 | 0 | 0 | 0 | 0 | 0
IL Fac. Spec. - NOX Rate Summer v3.1, Unit 1631 and retrofits | 565 | 1797 | Rate Constraint in lbs/MMBtu | FALSE | L | Annual | Allowances Withdrawn (1:1) | Thousand Tons | 0 | 0 | 0 | 0 | 0 | 0 | 0 | 0
IL Fac. Spec. - NOX Rate Summer v3.1, Unit 1631 and retrofits | 565 | 1797 | Rate Constraint in lbs/MMBtu | FALSE | L | Annual | Allowances Withdrawn (n:1) | Thousand Tons | 0 | 0 | 0 | 0 | 0 | 0 | 0 | 0
IL Fac. Spec. - NOX Rate Summer v3.1, Unit 1631 and retrofits | 565 | 1797 | Rate Constraint in lbs/MMBtu | FALSE | L | Annual | Net Emissions Allowance Position | Thousand Tons | 0 | 0 | 0 | 0.00098794 | 0.00098794 | 0.00098794 | 0.00098794 | 0.00098794
IL Fac. Spec. - NOX Rate Summer v3.1, Unit 1631 and retrofits | 565 | 1797 | Rate Constraint in lbs/MMBtu | FALSE | L | Annual | Fuel Consumed | TBtu | 0 | 0 | 0 | 0.017001 | 0.017001 | 0.017001 | 0.017001 | 0.017001
IL Fac. Spec. - NOX Rate Summer v3.1, Unit 1631 and retrofits | 565 | 1797 | Rate Constraint in lbs/MMBtu | FALSE | L | Annual | Rate | lb/MMBtu | 0 | 0 | 0 | 0.11622 | 0.11622 | 0.11622 | 0.11622 | 0.11622
IL Fac. Spec. - NOX Rate Summer v3.1, Unit 1631 and retrofits | 565 | 1797 | Rate Constraint in lbs/MMBtu | FALSE | L | Annual | Generation | TWh | 0 | 0 | 0 | 0.0012493 | 0.0012493 | 0.0012493 | 0.0012493 | 0.0012493
IL Fac. Spec. - NOX Rate Summer v3.1, Unit 1631 and retrofits | 565 | 1797 | Rate Constraint in lbs/MMBtu | FALSE | L | Annual | Qualifying Generation | TWh | 0 | 0 | 0 | 0.0012493 | 0.0012493 | 0.0012493 | 0.0012493 | 0.0012493
IL Fac. Spec. - NOX Rate Summer v3.1, Unit 1631 and retrofits | 565 | 1797 | Rate Constraint in lbs/MMBtu | FALSE | L | Annual | Rate | lb/MWh | 0 | 0 | 0 | 1.5816 | 1.5816 | 1.5816 | 1.5816 | 1.5816
IL Fac. Spec. - NOX Rate Summer v3.1, Unit 1631 and retrofits | 565 | 1797 | Rate Constraint in lbs/MMBtu | FALSE | L | Annual | Constraint Shadow Price | US2016$/Ton | 0 | 0 | 0 | 0 | 0 | 0 | 0 | 0
IL Fac. Spec. - NOX Rate Summer v3.1, Unit 1632 and retrofits | 566 | 1797 | Rate Constraint in lbs/MMBtu | FALSE | L | Annual | Seasons Included | Seasons | Summer | Summer | Summer | Summer | Summer | Summer | Summer | Summer
IL Fac. Spec. - NOX Rate Summer v3.1, Unit 1632 and retrofits | 566 | 1797 | Rate Constraint in lbs/MMBtu | FALSE | L | Annual | Standard NOX | lb/MMBtu | 0.25 | 0.25 | 0.25 | 0.25 | 0.25 | 0.25 | 0.25 | 0.25
IL Fac. Spec. - NOX Rate Summer v3.1, Unit 1632 and retrofits | 566 | 1797 | Rate Constraint in lbs/MMBtu | FALSE | L | Annual | Emissions at Affected Plants NOX | Thousand Tons | 0 | 0 | 0 | 0.0016523 | 0.0016523 | 0.0016523 | 0.0016523 | 0.0016523
IL Fac. Spec. - NOX Rate Summer v3.1, Unit 1632 and retrofits | 566 | 1797 | Rate Constraint in lbs/MMBtu | FALSE | L | Annual | Allowances Purchased NOX | Thousand Tons | 0 | 0 | 0 | 0 | 0 | 0 | 0 | 0
IL Fac. Spec. - NOX Rate Summer v3.1, Unit 1632 and retrofits | 566 | 1797 | Rate Constraint in lbs/MMBtu | FALSE | L | Annual | Allowances Sold NOX | Thousand Tons | 0 | 0 | 0 | 0 | 0 | 0 | 0 | 0
IL Fac. Spec. - NOX Rate Summer v3.1, Unit 1632 and retrofits | 566 | 1797 | Rate Constraint in lbs/MMBtu | FALSE | L | Annual | Allowances Banked | Thousand Tons | 0 | 0 | 0 | 0 | 0 | 0 | 0 | 0
IL Fac. Spec. - NOX Rate Summer v3.1, Unit 1632 and retrofits | 566 | 1797 | Rate Constraint in lbs/MMBtu | FALSE | L | Annual | Allowances Withdrawn (1:1) | Thousand Tons | 0 | 0 | 0 | 0 | 0 | 0 | 0 | 0
IL Fac. Spec. - NOX Rate Summer v3.1, Unit 1632 and retrofits | 566 | 1797 | Rate Constraint in lbs/MMBtu | FALSE | L | Annual | Allowances Withdrawn (n:1) | Thousand Tons | 0 | 0 | 0 | 0 | 0 | 0 | 0 | 0
IL Fac. Spec. - NOX Rate Summer v3.1, Unit 1632 and retrofits | 566 | 1797 | Rate Constraint in lbs/MMBtu | FALSE | L | Annual | Net Emissions Allowance Position | Thousand Tons | 0 | 0 | 0 | 0.0016523 | 0.0016523 | 0.0016523 | 0.0016523 | 0.0016523
IL Fac. Spec. - NOX Rate Summer v3.1, Unit 1632 and retrofits | 566 | 1797 | Rate Constraint in lbs/MMBtu | FALSE | L | Annual | Fuel Consumed | TBtu | 0 | 0 | 0 | 0.017001 | 0.017001 | 0.017001 | 0.017001 | 0.017001
IL Fac. Spec. - NOX Rate Summer v3.1, Unit 1632 and retrofits | 566 | 1797 | Rate Constraint in lbs/MMBtu | FALSE | L | Annual | Rate | lb/MMBtu | 0 | 0 | 0 | 0.19437 | 0.19437 | 0.19437 | 0.19437 | 0.19437
IL Fac. Spec. - NOX Rate Summer v3.1, Unit 1632 and retrofits | 566 | 1797 | Rate Constraint in lbs/MMBtu | FALSE | L | Annual | Generation | TWh | 0 | 0 | 0 | 0.0012493 | 0.0012493 | 0.0012493 | 0.0012493 | 0.0012493
IL Fac. Spec. - NOX Rate Summer v3.1, Unit 1632 and retrofits | 566 | 1797 | Rate Constraint in lbs/MMBtu | FALSE | L | Annual | Qualifying Generation | TWh | 0 | 0 | 0 | 0.0012493 | 0.0012493 | 0.0012493 | 0.0012493 | 0.0012493
IL Fac. Spec. - NOX Rate Summer v3.1, Unit 1632 and retrofits | 566 | 1797 | Rate Constraint in lbs/MMBtu | FALSE | L | Annual | Rate | lb/MWh | 0 | 0 | 0 | 2.6452 | 2.6452 | 2.6452 | 2.6452 | 2.6452
IL Fac. Spec. - NOX Rate Summer v3.1, Unit 1632 and retrofits | 566 | 1797 | Rate Constraint in lbs/MMBtu | FALSE | L | Annual | Constraint Shadow Price | US2016$/Ton | 0 | 0 | 0 | 0 | 0 | 0 | 0 | 0
IL Fac. Spec. - NOX Rate Summer v3.1, Unit 1633 and retrofits | 567 | 1797 | Rate Constraint in lbs/MMBtu | FALSE | L | Annual | Seasons Included | Seasons | Summer | Summer | Summer | Summer | Summer | Summer | Summer | Summer
IL Fac. Spec. - NOX Rate Summer v3.1, Unit 1633 and retrofits | 567 | 1797 | Rate Constraint in lbs/MMBtu | FALSE | L | Annual | Standard NOX | lb/MMBtu | 0.25 | 0.25 | 0.25 | 0.25 | 0.25 | 0.25 | 0.25 | 0.25
IL Fac. Spec. - NOX Rate Summer v3.1, Unit 1633 and retrofits | 567 | 1797 | Rate Constraint in lbs/MMBtu | FALSE | L | Annual | Emissions at Affected Plants NOX | Thousand Tons | 0 | 0 | 0 | 0.0020508 | 0.0020508 | 0.0020508 | 0.0020508 | 0.0020508
IL Fac. Spec. - NOX Rate Summer v3.1, Unit 1633 and retrofits | 567 | 1797 | Rate Constraint in lbs/MMBtu | FALSE | L | Annual | Allowances Purchased NOX | Thousand Tons | 0 | 0 | 0 | 0 | 0 | 0 | 0 | 0
IL Fac. Spec. - NOX Rate Summer v3.1, Unit 1633 and retrofits | 567 | 1797 | Rate Constraint in lbs/MMBtu | FALSE | L | Annual | Allowances Sold NOX | Thousand Tons | 0 | 0 | 0 | 0 | 0 | 0 | 0 | 0
IL Fac. Spec. - NOX Rate Summer v3.1, Unit 1633 and retrofits | 567 | 1797 | Rate Constraint in lbs/MMBtu | FALSE | L | Annual | Allowances Banked | Thousand Tons | 0 | 0 | 0 | 0 | 0 | 0 | 0 | 0
IL Fac. Spec. - NOX Rate Summer v3.1, Unit 1633 and retrofits | 567 | 1797 | Rate Constraint in lbs/MMBtu | FALSE | L | Annual | Allowances Withdrawn (1:1) | Thousand Tons | 0 | 0 | 0 | 0 | 0 | 0 | 0 | 0
IL Fac. Spec. - NOX Rate Summer v3.1, Unit 1633 and retrofits | 567 | 1797 | Rate Constraint in lbs/MMBtu | FALSE | L | Annual | Allowances Withdrawn (n:1) | Thousand Tons | 0 | 0 | 0 | 0 | 0 | 0 | 0 | 0
IL Fac. Spec. - NOX Rate Summer v3.1, Unit 1633 and retrofits | 567 | 1797 | Rate Constraint in lbs/MMBtu | FALSE | L | Annual | Net Emissions Allowance Position | Thousand Tons | 0 | 0 | 0 | 0.0020508 | 0.0020508 | 0.0020508 | 0.0020508 | 0.0020508
IL Fac. Spec. - NOX Rate Summer v3.1, Unit 1633 and retrofits | 567 | 1797 | Rate Constraint in lbs/MMBtu | FALSE | L | Annual | Fuel Consumed | TBtu | 0 | 0 | 0 | 0.026039 | 0.026039 | 0.026039 | 0.026039 | 0.026039
IL Fac. Spec. - NOX Rate Summer v3.1, Unit 1633 and retrofits | 567 | 1797 | Rate Constraint in lbs/MMBtu | FALSE | L | Annual | Rate | lb/MMBtu | 0 | 0 | 0 | 0.15752 | 0.15752 | 0.15752 | 0.15752 | 0.15752
IL Fac. Spec. - NOX Rate Summer v3.1, Unit 1633 and retrofits | 567 | 1797 | Rate Constraint in lbs/MMBtu | FALSE | L | Annual | Generation | TWh | 0 | 0 | 0 | 0.0019135 | 0.0019135 | 0.0019135 | 0.0019135 | 0.0019135
IL Fac. Spec. - NOX Rate Summer v3.1, Unit 1633 and retrofits | 567 | 1797 | Rate Constraint in lbs/MMBtu | FALSE | L | Annual | Qualifying Generation | TWh | 0 | 0 | 0 | 0.0019135 | 0.0019135 | 0.0019135 | 0.0019135 | 0.0019135
IL Fac. Spec. - NOX Rate Summer v3.1, Unit 1633 and retrofits | 567 | 1797 | Rate Constraint in lbs/MMBtu | FALSE | L | Annual | Rate | lb/MWh | 0 | 0 | 0 | 2.1435 | 2.1435 | 2.1435 | 2.1435 | 2.1435
IL Fac. Spec. - NOX Rate Summer v3.1, Unit 1633 and retrofits | 567 | 1797 | Rate Constraint in lbs/MMBtu | FALSE | L | Annual | Constraint Shadow Price | US2016$/Ton | 0 | 0 | 0 | 0 | 0 | 0 | 0 | 0
IL Fac. Spec. - NOX Rate Summer v3.1, Unit 1634 and retrofits | 568 | 1797 | Rate Constraint in lbs/MMBtu | FALSE | L | Annual | Seasons Included | Seasons | Summer | Summer | Summer | Summer | Summer | Summer | Summer | Summer
IL Fac. Spec. - NOX Rate Summer v3.1, Unit 1634 and retrofits | 568 | 1797 | Rate Constraint in lbs/MMBtu | FALSE | L | Annual | Standard NOX | lb/MMBtu | 0.25 | 0.25 | 0.25 | 0.25 | 0.25 | 0.25 | 0.25 | 0.25
IL Fac. Spec. - NOX Rate Summer v3.1, Unit 1634 and retrofits | 568 | 1797 | Rate Constraint in lbs/MMBtu | FALSE | L | Annual | Emissions at Affected Plants NOX | Thousand Tons | 0 | 0 | 0 | 0.0015483 | 0.0015483 | 0.0015483 | 0.0015483 | 0.0015483
IL Fac. Spec. - NOX Rate Summer v3.1, Unit 1634 and retrofits | 568 | 1797 | Rate Constraint in lbs/MMBtu | FALSE | L | Annual | Allowances Purchased NOX | Thousand Tons | 0 | 0 | 0 | 0 | 0 | 0 | 0 | 0
IL Fac. Spec. - NOX Rate Summer v3.1, Unit 1634 and retrofits | 568 | 1797 | Rate Constraint in lbs/MMBtu | FALSE | L | Annual | Allowances Sold NOX | Thousand Tons | 0 | 0 | 0 | 0 | 0 | 0 | 0 | 0
IL Fac. Spec. - NOX Rate Summer v3.1, Unit 1634 and retrofits | 568 | 1797 | Rate Constraint in lbs/MMBtu | FALSE | L | Annual | Allowances Banked | Thousand Tons | 0 | 0 | 0 | 0 | 0 | 0 | 0 | 0
IL Fac. Spec. - NOX Rate Summer v3.1, Unit 1634 and retrofits | 568 | 1797 | Rate Constraint in lbs/MMBtu | FALSE | L | Annual | Allowances Withdrawn (1:1) | Thousand Tons | 0 | 0 | 0 | 0 | 0 | 0 | 0 | 0
IL Fac. Spec. - NOX Rate Summer v3.1, Unit 1634 and retrofits | 568 | 1797 | Rate Constraint in lbs/MMBtu | FALSE | L | Annual | Allowances Withdrawn (n:1) | Thousand Tons | 0 | 0 | 0 | 0 | 0 | 0 | 0 | 0
IL Fac. Spec. - NOX Rate Summer v3.1, Unit 1634 and retrofits | 568 | 1797 | Rate Constraint in lbs/MMBtu | FALSE | L | Annual | Net Emissions Allowance Position | Thousand Tons | 0 | 0 | 0 | 0.0015483 | 0.0015483 | 0.0015483 | 0.0015483 | 0.0015483
IL Fac. Spec. - NOX Rate Summer v3.1, Unit 1634 and retrofits | 568 | 1797 | Rate Constraint in lbs/MMBtu | FALSE | L | Annual | Fuel Consumed | TBtu | 0 | 0 | 0 | 0.026041 | 0.026041 | 0.026041 | 0.026041 | 0.026041
IL Fac. Spec. - NOX Rate Summer v3.1, Unit 1634 and retrofits | 568 | 1797 | Rate Constraint in lbs/MMBtu | FALSE | L | Annual | Rate | lb/MMBtu | 0 | 0 | 0 | 0.11891 | 0.11891 | 0.11891 | 0.11891 | 0.11891
IL Fac. Spec. - NOX Rate Summer v3.1, Unit 1634 and retrofits | 568 | 1797 | Rate Constraint in lbs/MMBtu | FALSE | L | Annual | Generation | TWh | 0 | 0 | 0 | 0.0019135 | 0.0019135 | 0.0019135 | 0.0019135 | 0.0019135
IL Fac. Spec. - NOX Rate Summer v3.1, Unit 1634 and retrofits | 568 | 1797 | Rate Constraint in lbs/MMBtu | FALSE | L | Annual | Qualifying Generation | TWh | 0 | 0 | 0 | 0.0019135 | 0.0019135 | 0.0019135 | 0.0019135 | 0.0019135
IL Fac. Spec. - NOX Rate Summer v3.1, Unit 1634 and retrofits | 568 | 1797 | Rate Constraint in lbs/MMBtu | FALSE | L | Annual | Rate | lb/MWh | 0 | 0 | 0 | 1.6182 | 1.6182 | 1.6182 | 1.6182 | 1.6182
IL Fac. Spec. - NOX Rate Summer v3.1, Unit 1634 and retrofits | 568 | 1797 | Rate Constraint in lbs/MMBtu | FALSE | L | Annual | Constraint Shadow Price | US2016$/Ton | 0 | 0 | 0 | 0 | 0 | 0 | 0 | 0
IL Fac. Spec. - NOX Rate Summer v3.1, Unit 1635 and retrofits | 569 | 1797 | Rate Constraint in lbs/MMBtu | FALSE | L | Annual | Seasons Included | Seasons | Summer | Summer | Summer | Summer | Summer | Summer | Summer | Summer
IL Fac. Spec. - NOX Rate Summer v3.1, Unit 1635 and retrofits | 569 | 1797 | Rate Constraint in lbs/MMBtu | FALSE | L | Annual | Standard NOX | lb/MMBtu | 0.25 | 0.25 | 0.25 | 0.25 | 0.25 | 0.25 | 0.25 | 0.25
IL Fac. Spec. - NOX Rate Summer v3.1, Unit 1635 and retrofits | 569 | 1797 | Rate Constraint in lbs/MMBtu | FALSE | L | Annual | Emissions at Affected Plants NOX | Thousand Tons | 0 | 0 | 0 | 0.0017153 | 0.0017153 | 0.0017153 | 0.0017153 | 0.0017153
IL Fac. Spec. - NOX Rate Summer v3.1, Unit 1635 and retrofits | 569 | 1797 | Rate Constraint in lbs/MMBtu | FALSE | L | Annual | Allowances Purchased NOX | Thousand Tons | 0 | 0 | 0 | 0 | 0 | 0 | 0 | 0
IL Fac. Spec. - NOX Rate Summer v3.1, Unit 1635 and retrofits | 569 | 1797 | Rate Constraint in lbs/MMBtu | FALSE | L | Annual | Allowances Sold NOX | Thousand Tons | 0 | 0 | 0 | 0 | 0 | 0 | 0 | 0
IL Fac. Spec. - NOX Rate Summer v3.1, Unit 1635 and retrofits | 569 | 1797 | Rate Constraint in lbs/MMBtu | FALSE | L | Annual | Allowances Banked | Thousand Tons | 0 | 0 | 0 | 0 | 0 | 0 | 0 | 0
IL Fac. Spec. - NOX Rate Summer v3.1, Unit 1635 and retrofits | 569 | 1797 | Rate Constraint in lbs/MMBtu | FALSE | L | Annual | Allowances Withdrawn (1:1) | Thousand Tons | 0 | 0 | 0 | 0 | 0 | 0 | 0 | 0
IL Fac. Spec. - NOX Rate Summer v3.1, Unit 1635 and retrofits | 569 | 1797 | Rate Constraint in lbs/MMBtu | FALSE | L | Annual | Allowances Withdrawn (n:1) | Thousand Tons | 0 | 0 | 0 | 0 | 0 | 0 | 0 | 0
IL Fac. Spec. - NOX Rate Summer v3.1, Unit 1635 and retrofits | 569 | 1797 | Rate Constraint in lbs/MMBtu | FALSE | L | Annual | Net Emissions Allowance Position | Thousand Tons | 0 | 0 | 0 | 0.0017153 | 0.0017153 | 0.0017153 | 0.0017153 | 0.0017153
IL Fac. Spec. - NOX Rate Summer v3.1, Unit 1635 and retrofits | 569 | 1797 | Rate Constraint in lbs/MMBtu | FALSE | L | Annual | Fuel Consumed | TBtu | 0 | 0 | 0 | 0.026041 | 0.026041 | 0.026041 | 0.026041 | 0.026041
IL Fac. Spec. - NOX Rate Summer v3.1, Unit 1635 and retrofits | 569 | 1797 | Rate Constraint in lbs/MMBtu | FALSE | L | Annual | Rate | lb/MMBtu | 0 | 0 | 0 | 0.13174 | 0.13174 | 0.13174 | 0.13174 | 0.13174
IL Fac. Spec. - NOX Rate Summer v3.1, Unit 1635 and retrofits | 569 | 1797 | Rate Constraint in lbs/MMBtu | FALSE | L | Annual | Generation | TWh | 0 | 0 | 0 | 0.0019135 | 0.0019135 | 0.0019135 | 0.0019135 | 0.0019135
IL Fac. Spec. - NOX Rate Summer v3.1, Unit 1635 and retrofits | 569 | 1797 | Rate Constraint in lbs/MMBtu | FALSE | L | Annual | Qualifying Generation | TWh | 0 | 0 | 0 | 0.0019135 | 0.0019135 | 0.0019135 | 0.0019135 | 0.0019135
IL Fac. Spec. - NOX Rate Summer v3.1, Unit 1635 and retrofits | 569 | 1797 | Rate Constraint in lbs/MMBtu | FALSE | L | Annual | Rate | lb/MWh | 0 | 0 | 0 | 1.7928 | 1.7928 | 1.7928 | 1.7928 | 1.7928
IL Fac. Spec. - NOX Rate Summer v3.1, Unit 1635 and retrofits | 569 | 1797 | Rate Constraint in lbs/MMBtu | FALSE | L | Annual | Constraint Shadow Price | US2016$/Ton | 0 | 0 | 0 | 0 | 0 | 0 | 0 | 0
IL Fac. Spec. - NOX Rate Summer v3.1, Unit 1950 and retrofits | 570 | 1797 | Rate Constraint in lbs/MMBtu | FALSE | L | Annual | Seasons Included | Seasons | Summer | Summer | Summer | Summer | Summer | Summer | Summer | Summer
IL Fac. Spec. - NOX Rate Summer v3.1, Unit 1950 and retrofits | 570 | 1797 | Rate Constraint in lbs/MMBtu | FALSE | L | Annual | Standard NOX | lb/MMBtu | 0.25 | 0.25 | 0.25 | 0.25 | 0.25 | 0.25 | 0.25 | 0.25
IL Fac. Spec. - NOX Rate Summer v3.1, Unit 1950 and retrofits | 570 | 1797 | Rate Constraint in lbs/MMBtu | FALSE | L | Annual | Emissions at Affected Plants NOX | Thousand Tons | 0.0038523 | 0.0038523 | 0.0038523 | 0.0038523 | 0.0062943 | 0.0062943 | 0.0038523 | 0.0038523
IL Fac. Spec. - NOX Rate Summer v3.1, Unit 1950 and retrofits | 570 | 1797 | Rate Constraint in lbs/MMBtu | FALSE | L | Annual | Allowances Purchased NOX | Thousand Tons | 0 | 0 | 0 | 0 | 0 | 0 | 0 | 0
IL Fac. Spec. - NOX Rate Summer v3.1, Unit 1950 and retrofits | 570 | 1797 | Rate Constraint in lbs/MMBtu | FALSE | L | Annual | Allowances Sold NOX | Thousand Tons | 0 | 0 | 0 | 0 | 0 | 0 | 0 | 0
IL Fac. Spec. - NOX Rate Summer v3.1, Unit 1950 and retrofits | 570 | 1797 | Rate Constraint in lbs/MMBtu | FALSE | L | Annual | Allowances Banked | Thousand Tons | 0 | 0 | 0 | 0 | 0 | 0 | 0 | 0
IL Fac. Spec. - NOX Rate Summer v3.1, Unit 1950 and retrofits | 570 | 1797 | Rate Constraint in lbs/MMBtu | FALSE | L | Annual | Allowances Withdrawn (1:1) | Thousand Tons | 0 | 0 | 0 | 0 | 0 | 0 | 0 | 0
IL Fac. Spec. - NOX Rate Summer v3.1, Unit 1950 and retrofits | 570 | 1797 | Rate Constraint in lbs/MMBtu | FALSE | L | Annual | Allowances Withdrawn (n:1) | Thousand Tons | 0 | 0 | 0 | 0 | 0 | 0 | 0 | 0
IL Fac. Spec. - NOX Rate Summer v3.1, Unit 1950 and retrofits | 570 | 1797 | Rate Constraint in lbs/MMBtu | FALSE | L | Annual | Net Emissions Allowance Position | Thousand Tons | 0.0038523 | 0.0038523 | 0.0038523 | 0.0038523 | 0.0062943 | 0.0062943 | 0.0038523 | 0.0038523
IL Fac. Spec. - NOX Rate Summer v3.1, Unit 1950 and retrofits | 570 | 1797 | Rate Constraint in lbs/MMBtu | FALSE | L | Annual | Fuel Consumed | TBtu | 0.087843 | 0.087843 | 0.087843 | 0.087843 | 0.14352 | 0.14352 | 0.087843 | 0.087843
IL Fac. Spec. - NOX Rate Summer v3.1, Unit 1950 and retrofits | 570 | 1797 | Rate Constraint in lbs/MMBtu | FALSE | L | Annual | Rate | lb/MMBtu | 0.08771 | 0.08771 | 0.08771 | 0.08771 | 0.08771 | 0.08771 | 0.08771 | 0.08771
IL Fac. Spec. - NOX Rate Summer v3.1, Unit 1950 and retrofits | 570 | 1797 | Rate Constraint in lbs/MMBtu | FALSE | L | Annual | Generation | TWh | 0.0078048 | 0.0078048 | 0.0078048 | 0.0078048 | 0.012752 | 0.012752 | 0.0078048 | 0.0078048
IL Fac. Spec. - NOX Rate Summer v3.1, Unit 1950 and retrofits | 570 | 1797 | Rate Constraint in lbs/MMBtu | FALSE | L | Annual | Qualifying Generation | TWh | 0.0078048 | 0.0078048 | 0.0078048 | 0.0078048 | 0.012752 | 0.012752 | 0.0078048 | 0.0078048
IL Fac. Spec. - NOX Rate Summer v3.1, Unit 1950 and retrofits | 570 | 1797 | Rate Constraint in lbs/MMBtu | FALSE | L | Annual | Rate | lb/MWh | 0.98718 | 0.98718 | 0.98718 | 0.98718 | 0.98718 | 0.98718 | 0.98718 | 0.98718
IL Fac. Spec. - NOX Rate Summer v3.1, Unit 1950 and retrofits | 570 | 1797 | Rate Constraint in lbs/MMBtu | FALSE | L | Annual | Constraint Shadow Price | US2016$/Ton | 0 | 0 | 0 | 0 | 0 | 0 | 0 | 0
IL Fac. Spec. - NOX Rate Summer v3.1, Unit 1951 and retrofits | 571 | 1797 | Rate Constraint in lbs/MMBtu | FALSE | L | Annual | Seasons Included | Seasons | Summer | Summer | Summer | Summer | Summer | Summer | Summer | Summer
IL Fac. Spec. - NOX Rate Summer v3.1, Unit 1951 and retrofits | 571 | 1797 | Rate Constraint in lbs/MMBtu | FALSE | L | Annual | Standard NOX | lb/MMBtu | 0.25 | 0.25 | 0.25 | 0.25 | 0.25 | 0.25 | 0.25 | 0.25
IL Fac. Spec. - NOX Rate Summer v3.1, Unit 1951 and retrofits | 571 | 1797 | Rate Constraint in lbs/MMBtu | FALSE | L | Annual | Emissions at Affected Plants NOX | Thousand Tons | 0.0066829 | 0.0066829 | 0.0066829 | 0.0066829 | 0.020085 | 0.010919 | 0.0066829 | 0.0066829
IL Fac. Spec. - NOX Rate Summer v3.1, Unit 1951 and retrofits | 571 | 1797 | Rate Constraint in lbs/MMBtu | FALSE | L | Annual | Allowances Purchased NOX | Thousand Tons | 0 | 0 | 0 | 0 | 0 | 0 | 0 | 0
IL Fac. Spec. - NOX Rate Summer v3.1, Unit 1951 and retrofits | 571 | 1797 | Rate Constraint in lbs/MMBtu | FALSE | L | Annual | Allowances Sold NOX | Thousand Tons | 0 | 0 | 0 | 0 | 0 | 0 | 0 | 0
IL Fac. Spec. - NOX Rate Summer v3.1, Unit 1951 and retrofits | 571 | 1797 | Rate Constraint in lbs/MMBtu | FALSE | L | Annual | Allowances Banked | Thousand Tons | 0 | 0 | 0 | 0 | 0 | 0 | 0 | 0
IL Fac. Spec. - NOX Rate Summer v3.1, Unit 1951 and retrofits | 571 | 1797 | Rate Constraint in lbs/MMBtu | FALSE | L | Annual | Allowances Withdrawn (1:1) | Thousand Tons | 0 | 0 | 0 | 0 | 0 | 0 | 0 | 0
IL Fac. Spec. - NOX Rate Summer v3.1, Unit 1951 and retrofits | 571 | 1797 | Rate Constraint in lbs/MMBtu | FALSE | L | Annual | Allowances Withdrawn (n:1) | Thousand Tons | 0 | 0 | 0 | 0 | 0 | 0 | 0 | 0
IL Fac. Spec. - NOX Rate Summer v3.1, Unit 1951 and retrofits | 571 | 1797 | Rate Constraint in lbs/MMBtu | FALSE | L | Annual | Net Emissions Allowance Position | Thousand Tons | 0.0066829 | 0.0066829 | 0.0066829 | 0.0066829 | 0.020085 | 0.010919 | 0.0066829 | 0.0066829
IL Fac. Spec. - NOX Rate Summer v3.1, Unit 1951 and retrofits | 571 | 1797 | Rate Constraint in lbs/MMBtu | FALSE | L | Annual | Fuel Consumed | TBtu | 0.3168 | 0.3168 | 0.3168 | 0.3168 | 0.95214 | 0.51762 | 0.3168 | 0.3168
IL Fac. Spec. - NOX Rate Summer v3.1, Unit 1951 and retrofits | 571 | 1797 | Rate Constraint in lbs/MMBtu | FALSE | L | Annual | Rate | lb/MMBtu | 0.04219 | 0.04219 | 0.04219 | 0.04219 | 0.04219 | 0.04219 | 0.04219 | 0.04219
IL Fac. Spec. - NOX Rate Summer v3.1, Unit 1951 and retrofits | 571 | 1797 | Rate Constraint in lbs/MMBtu | FALSE | L | Annual | Generation | TWh | 0.028148 | 0.028148 | 0.028148 | 0.028148 | 0.084597 | 0.04599 | 0.028148 | 0.028148
IL Fac. Spec. - NOX Rate Summer v3.1, Unit 1951 and retrofits | 571 | 1797 | Rate Constraint in lbs/MMBtu | FALSE | L | Annual | Qualifying Generation | TWh | 0.028148 | 0.028148 | 0.028148 | 0.028148 | 0.084597 | 0.04599 | 0.028148 | 0.028148
IL Fac. Spec. - NOX Rate Summer v3.1, Unit 1951 and retrofits | 571 | 1797 | Rate Constraint in lbs/MMBtu | FALSE | L | Annual | Rate | lb/MWh | 0.47485 | 0.47485 | 0.47485 | 0.47485 | 0.47485 | 0.47485 | 0.47485 | 0.47485
IL Fac. Spec. - NOX Rate Summer v3.1, Unit 1951 and retrofits | 571 | 1797 | Rate Constraint in lbs/MMBtu | FALSE | L | Annual | Constraint Shadow Price | US2016$/Ton | 0 | 0 | 0 | 0 | 0 | 0 | 0 | 0
IL Fac. Spec. - NOX Rate Summer v3.1, Unit 1952 and retrofits | 572 | 1797 | Rate Constraint in lbs/MMBtu | FALSE | L | Annual | Seasons Included | Seasons | Summer | Summer | Summer | Summer | Summer | Summer | Summer | Summer
IL Fac. Spec. - NOX Rate Summer v3.1, Unit 1952 and retrofits | 572 | 1797 | Rate Constraint in lbs/MMBtu | FALSE | L | Annual | Standard NOX | lb/MMBtu | 0.25 | 0.25 | 0.25 | 0.25 | 0.25 | 0.25 | 0.25 | 0.25
IL Fac. Spec. - NOX Rate Summer v3.1, Unit 1952 and retrofits | 572 | 1797 | Rate Constraint in lbs/MMBtu | FALSE | L | Annual | Emissions at Affected Plants NOX | Thousand Tons | 0.0068429 | 0.0068429 | 0.0068429 | 0.0068429 | 0.017041 | 0.0068429 | 0.0068429 | 0.0068429
IL Fac. Spec. - NOX Rate Summer v3.1, Unit 1952 and retrofits | 572 | 1797 | Rate Constraint in lbs/MMBtu | FALSE | L | Annual | Allowances Purchased NOX | Thousand Tons | 0 | 0 | 0 | 0 | 0 | 0 | 0 | 0
IL Fac. Spec. - NOX Rate Summer v3.1, Unit 1952 and retrofits | 572 | 1797 | Rate Constraint in lbs/MMBtu | FALSE | L | Annual | Allowances Sold NOX | Thousand Tons | 0 | 0 | 0 | 0 | 0 | 0 | 0 | 0
IL Fac. Spec. - NOX Rate Summer v3.1, Unit 1952 and retrofits | 572 | 1797 | Rate Constraint in lbs/MMBtu | FALSE | L | Annual | Allowances Banked | Thousand Tons | 0 | 0 | 0 | 0 | 0 | 0 | 0 | 0
IL Fac. Spec. - NOX Rate Summer v3.1, Unit 1952 and retrofits | 572 | 1797 | Rate Constraint in lbs/MMBtu | FALSE | L | Annual | Allowances Withdrawn (1:1) | Thousand Tons | 0 | 0 | 0 | 0 | 0 | 0 | 0 | 0
IL Fac. Spec. - NOX Rate Summer v3.1, Unit 1952 and retrofits | 572 | 1797 | Rate Constraint in lbs/MMBtu | FALSE | L | Annual | Allowances Withdrawn (n:1) | Thousand Tons | 0 | 0 | 0 | 0 | 0 | 0 | 0 | 0
IL Fac. Spec. - NOX Rate Summer v3.1, Unit 1952 and retrofits | 572 | 1797 | Rate Constraint in lbs/MMBtu | FALSE | L | Annual | Net Emissions Allowance Position | Thousand Tons | 0.0068429 | 0.0068429 | 0.0068429 | 0.0068429 | 0.017041 | 0.0068429 | 0.0068429 | 0.0068429
IL Fac. Spec. - NOX Rate Summer v3.1, Unit 1952 and retrofits | 572 | 1797 | Rate Constraint in lbs/MMBtu | FALSE | L | Annual | Fuel Consumed | TBtu | 0.3168 | 0.3168 | 0.3168 | 0.3168 | 0.78893 | 0.3168 | 0.3168 | 0.3168
IL Fac. Spec. - NOX Rate Summer v3.1, Unit 1952 and retrofits | 572 | 1797 | Rate Constraint in lbs/MMBtu | FALSE | L | Annual | Rate | lb/MMBtu | 0.0432 | 0.0432 | 0.0432 | 0.0432 | 0.0432 | 0.0432 | 0.0432 | 0.0432
IL Fac. Spec. - NOX Rate Summer v3.1, Unit 1952 and retrofits | 572 | 1797 | Rate Constraint in lbs/MMBtu | FALSE | L | Annual | Generation | TWh | 0.028148 | 0.028148 | 0.028148 | 0.028148 | 0.070096 | 0.028148 | 0.028148 | 0.028148
IL Fac. Spec. - NOX Rate Summer v3.1, Unit 1952 and retrofits | 572 | 1797 | Rate Constraint in lbs/MMBtu | FALSE | L | Annual | Qualifying Generation | TWh | 0.028148 | 0.028148 | 0.028148 | 0.028148 | 0.070096 | 0.028148 | 0.028148 | 0.028148
IL Fac. Spec. - NOX Rate Summer v3.1, Unit 1952 and retrofits | 572 | 1797 | Rate Constraint in lbs/MMBtu | FALSE | L | Annual | Rate | lb/MWh | 0.48622 | 0.48622 | 0.48622 | 0.48622 | 0.48622 | 0.48622 | 0.48622 | 0.48622
IL Fac. Spec. - NOX Rate Summer v3.1, Unit 1952 and retrofits | 572 | 1797 | Rate Constraint in lbs/MMBtu | FALSE | L | Annual | Constraint Shadow Price | US2016$/Ton | 0 | 0 | 0 | 0 | 0 | 0 | 0 | 0
IL Fac. Spec. - NOX Rate Summer v3.1, Unit 1953 and retrofits | 573 | 1797 | Rate Constraint in lbs/MMBtu | FALSE | L | Annual | Seasons Included | Seasons | Summer | Summer | Summer | Summer | Summer | Summer | Summer | Summer
IL Fac. Spec. - NOX Rate Summer v3.1, Unit 1953 and retrofits | 573 | 1797 | Rate Constraint in lbs/MMBtu | FALSE | L | Annual | Standard NOX | lb/MMBtu | 0.25 | 0.25 | 0.25 | 0.25 | 0.25 | 0.25 | 0.25 | 0.25
IL Fac. Spec. - NOX Rate Summer v3.1, Unit 1953 and retrofits | 573 | 1797 | Rate Constraint in lbs/MMBtu | FALSE | L | Annual | Emissions at Affected Plants NOX | Thousand Tons | 0.0056962 | 0.0056962 | 0.0056962 | 0.0056962 | 0.0093069 | 0.0064813 | 0.0056962 | 0.0056962
IL Fac. Spec. - NOX Rate Summer v3.1, Unit 1953 and retrofits | 573 | 1797 | Rate Constraint in lbs/MMBtu | FALSE | L | Annual | Allowances Purchased NOX | Thousand Tons | 0 | 0 | 0 | 0 | 0 | 0 | 0 | 0
IL Fac. Spec. - NOX Rate Summer v3.1, Unit 1953 and retrofits | 573 | 1797 | Rate Constraint in lbs/MMBtu | FALSE | L | Annual | Allowances Sold NOX | Thousand Tons | 0 | 0 | 0 | 0 | 0 | 0 | 0 | 0
IL Fac. Spec. - NOX Rate Summer v3.1, Unit 1953 and retrofits | 573 | 1797 | Rate Constraint in lbs/MMBtu | FALSE | L | Annual | Allowances Banked | Thousand Tons | 0 | 0 | 0 | 0 | 0 | 0 | 0 | 0
IL Fac. Spec. - NOX Rate Summer v3.1, Unit 1953 and retrofits | 573 | 1797 | Rate Constraint in lbs/MMBtu | FALSE | L | Annual | Allowances Withdrawn (1:1) | Thousand Tons | 0 | 0 | 0 | 0 | 0 | 0 | 0 | 0
IL Fac. Spec. - NOX Rate Summer v3.1, Unit 1953 and retrofits | 573 | 1797 | Rate Constraint in lbs/MMBtu | FALSE | L | Annual | Allowances Withdrawn (n:1) | Thousand Tons | 0 | 0 | 0 | 0 | 0 | 0 | 0 | 0
IL Fac. Spec. - NOX Rate Summer v3.1, Unit 1953 and retrofits | 573 | 1797 | Rate Constraint in lbs/MMBtu | FALSE | L | Annual | Net Emissions Allowance Position | Thousand Tons | 0.0056962 | 0.0056962 | 0.0056962 | 0.0056962 | 0.0093069 | 0.0064813 | 0.0056962 | 0.0056962
IL Fac. Spec. - NOX Rate Summer v3.1, Unit 1953 and retrofits | 573 | 1797 | Rate Constraint in lbs/MMBtu | FALSE | L | Annual | Fuel Consumed | TBtu | 0.19612 | 0.19612 | 0.19612 | 0.19612 | 0.32043 | 0.22315 | 0.19612 | 0.19612
IL Fac. Spec. - NOX Rate Summer v3.1, Unit 1953 and retrofits | 573 | 1797 | Rate Constraint in lbs/MMBtu | FALSE | L | Annual | Rate | lb/MMBtu | 0.05809 | 0.05809 | 0.05809 | 0.05809 | 0.05809 | 0.05809 | 0.05809 | 0.05809
IL Fac. Spec. - NOX Rate Summer v3.1, Unit 1953 and retrofits | 573 | 1797 | Rate Constraint in lbs/MMBtu | FALSE | L | Annual | Generation | TWh | 0.017425 | 0.017425 | 0.017425 | 0.017425 | 0.02847 | 0.019826 | 0.017425 | 0.017425
IL Fac. Spec. - NOX Rate Summer v3.1, Unit 1953 and retrofits | 573 | 1797 | Rate Constraint in lbs/MMBtu | FALSE | L | Annual | Qualifying Generation | TWh | 0.017425 | 0.017425 | 0.017425 | 0.017425 | 0.02847 | 0.019826 | 0.017425 | 0.017425
IL Fac. Spec. - NOX Rate Summer v3.1, Unit 1953 and retrofits | 573 | 1797 | Rate Constraint in lbs/MMBtu | FALSE | L | Annual | Rate | lb/MWh | 0.6538 | 0.6538 | 0.6538 | 0.6538 | 0.6538 | 0.6538 | 0.6538 | 0.6538
IL Fac. Spec. - NOX Rate Summer v3.1, Unit 1953 and retrofits | 573 | 1797 | Rate Constraint in lbs/MMBtu | FALSE | L | Annual | Constraint Shadow Price | US2016$/Ton | 0 | 0 | 0 | 0 | 0 | 0 | 0 | 0
IL Fac. Spec. - NOX Rate Summer v3.1, Unit 2853 and retrofits | 574 | 1797 | Rate Constraint in lbs/MMBtu | FALSE | L | Annual | Seasons Included | Seasons | Summer | Summer | Summer | Summer | Summer | Summer | Summer | Summer
IL Fac. Spec. - NOX Rate Summer v3.1, Unit 2853 and retrofits | 574 | 1797 | Rate Constraint in lbs/MMBtu | FALSE | L | Annual | Standard NOX | lb/MMBtu | 0.25 | 0.25 | 0.25 | 0.25 | 0.25 | 0.25 | 0.25 | 0.25
IL Fac. Spec. - NOX Rate Summer v3.1, Unit 2853 and retrofits | 574 | 1797 | Rate Constraint in lbs/MMBtu | FALSE | L | Annual | Emissions at Affected Plants NOX | Thousand Tons | 0.0082878 | 0.010916 | 0.0048044 | 0.0048044 | 0.0048044 | 0.0048044 | 0.0048044 | 0.0048044
IL Fac. Spec. - NOX Rate Summer v3.1, Unit 2853 and retrofits | 574 | 1797 | Rate Constraint in lbs/MMBtu | FALSE | L | Annual | Allowances Purchased NOX | Thousand Tons | 0 | 0 | 0 | 0 | 0 | 0 | 0 | 0
IL Fac. Spec. - NOX Rate Summer v3.1, Unit 2853 and retrofits | 574 | 1797 | Rate Constraint in lbs/MMBtu | FALSE | L | Annual | Allowances Sold NOX | Thousand Tons | 0 | 0 | 0 | 0 | 0 | 0 | 0 | 0
IL Fac. Spec. - NOX Rate Summer v3.1, Unit 2853 and retrofits | 574 | 1797 | Rate Constraint in lbs/MMBtu | FALSE | L | Annual | Allowances Banked | Thousand Tons | 0 | 0 | 0 | 0 | 0 | 0 | 0 | 0
IL Fac. Spec. - NOX Rate Summer v3.1, Unit 2853 and retrofits | 574 | 1797 | Rate Constraint in lbs/MMBtu | FALSE | L | Annual | Allowances Withdrawn (1:1) | Thousand Tons | 0 | 0 | 0 | 0 | 0 | 0 | 0 | 0
IL Fac. Spec. - NOX Rate Summer v3.1, Unit 2853 and retrofits | 574 | 1797 | Rate Constraint in lbs/MMBtu | FALSE | L | Annual | Allowances Withdrawn (n:1) | Thousand Tons | 0 | 0 | 0 | 0 | 0 | 0 | 0 | 0
IL Fac. Spec. - NOX Rate Summer v3.1, Unit 2853 and retrofits | 574 | 1797 | Rate Constraint in lbs/MMBtu | FALSE | L | Annual | Net Emissions Allowance Position | Thousand Tons | 0.0082878 | 0.010916 | 0.0048044 | 0.0048044 | 0.0048044 | 0.0048044 | 0.0048044 | 0.0048044
IL Fac. Spec. - NOX Rate Summer v3.1, Unit 2853 and retrofits | 574 | 1797 | Rate Constraint in lbs/MMBtu | FALSE | L | Annual | Fuel Consumed | TBtu | 1.4095 | 1.8565 | 0.81708 | 0.81708 | 0.81708 | 0.81708 | 0.81708 | 0.81708
IL Fac. Spec. - NOX Rate Summer v3.1, Unit 2853 and retrofits | 574 | 1797 | Rate Constraint in lbs/MMBtu | FALSE | L | Annual | Rate | lb/MMBtu | 0.01176 | 0.01176 | 0.01176 | 0.01176 | 0.01176 | 0.01176 | 0.01176 | 0.01176
IL Fac. Spec. - NOX Rate Summer v3.1, Unit 2853 and retrofits | 574 | 1797 | Rate Constraint in lbs/MMBtu | FALSE | L | Annual | Generation | TWh | 0.17579 | 0.23154 | 0.10191 | 0.10191 | 0.10191 | 0.10191 | 0.10191 | 0.10191
IL Fac. Spec. - NOX Rate Summer v3.1, Unit 2853 and retrofits | 574 | 1797 | Rate Constraint in lbs/MMBtu | FALSE | L | Annual | Qualifying Generation | TWh | 0.17579 | 0.23154 | 0.10191 | 0.10191 | 0.10191 | 0.10191 | 0.10191 | 0.10191
IL Fac. Spec. - NOX Rate Summer v3.1, Unit 2853 and retrofits | 574 | 1797 | Rate Constraint in lbs/MMBtu | FALSE | L | Annual | Rate | lb/MWh | 0.094292 | 0.094292 | 0.094292 | 0.094292 | 0.094292 | 0.094292 | 0.094292 | 0.094292
IL Fac. Spec. - NOX Rate Summer v3.1, Unit 2853 and retrofits | 574 | 1797 | Rate Constraint in lbs/MMBtu | FALSE | L | Annual | Constraint Shadow Price | US2016$/Ton | 0 | 0 | 0 | 0 | 0 | 0 | 0 | 0
IL Fac. Spec. - NOX Rate Summer v3.1, Unit 2854 and retrofits | 575 | 1797 | Rate Constraint in lbs/MMBtu | FALSE | L | Annual | Seasons Included | Seasons | Summer | Summer | Summer | Summer | Summer | Summer | Summer | Summer
IL Fac. Spec. - NOX Rate Summer v3.1, Unit 2854 and retrofits | 575 | 1797 | Rate Constraint in lbs/MMBtu | FALSE | L | Annual | Standard NOX | lb/MMBtu | 0.25 | 0.25 | 0.25 | 0.25 | 0.25 | 0.25 | 0.25 | 0.25
IL Fac. Spec. - NOX Rate Summer v3.1, Unit 2854 and retrofits | 575 | 1797 | Rate Constraint in lbs/MMBtu | FALSE | L | Annual | Emissions at Affected Plants NOX | Thousand Tons | 0.021194 | 0.020322 | 0.020322 | 0.020322 | 0.020322 | 0.020322 | 0.020322 | 0.020322
IL Fac. Spec. - NOX Rate Summer v3.1, Unit 2854 and retrofits | 575 | 1797 | Rate Constraint in lbs/MMBtu | FALSE | L | Annual | Allowances Purchased NOX | Thousand Tons | 0 | 0 | 0 | 0 | 0 | 0 | 0 | 0
IL Fac. Spec. - NOX Rate Summer v3.1, Unit 2854 and retrofits | 575 | 1797 | Rate Constraint in lbs/MMBtu | FALSE | L | Annual | Allowances Sold NOX | Thousand Tons | 0 | 0 | 0 | 0 | 0 | 0 | 0 | 0
IL Fac. Spec. - NOX Rate Summer v3.1, Unit 2854 and retrofits | 575 | 1797 | Rate Constraint in lbs/MMBtu | FALSE | L | Annual | Allowances Banked | Thousand Tons | 0 | 0 | 0 | 0 | 0 | 0 | 0 | 0
IL Fac. Spec. - NOX Rate Summer v3.1, Unit 2854 and retrofits | 575 | 1797 | Rate Constraint in lbs/MMBtu | FALSE | L | Annual | Allowances Withdrawn (1:1) | Thousand Tons | 0 | 0 | 0 | 0 | 0 | 0 | 0 | 0
IL Fac. Spec. - NOX Rate Summer v3.1, Unit 2854 and retrofits | 575 | 1797 | Rate Constraint in lbs/MMBtu | FALSE | L | Annual | Allowances Withdrawn (n:1) | Thousand Tons | 0 | 0 | 0 | 0 | 0 | 0 | 0 | 0
IL Fac. Spec. - NOX Rate Summer v3.1, Unit 2854 and retrofits | 575 | 1797 | Rate Constraint in lbs/MMBtu | FALSE | L | Annual | Net Emissions Allowance Position | Thousand Tons | 0.021194 | 0.020322 | 0.020322 | 0.020322 | 0.020322 | 0.020322 | 0.020322 | 0.020322
IL Fac. Spec. - NOX Rate Summer v3.1, Unit 2854 and retrofits | 575 | 1797 | Rate Constraint in lbs/MMBtu | FALSE | L | Annual | Fuel Consumed | TBtu | 2.3813 | 2.2833 | 2.2833 | 2.2833 | 2.2833 | 2.2833 | 2.2833 | 2.2833
IL Fac. Spec. - NOX Rate Summer v3.1, Unit 2854 and retrofits | 575 | 1797 | Rate Constraint in lbs/MMBtu | FALSE | L | Annual | Rate | lb/MMBtu | 0.0178 | 0.0178 | 0.0178 | 0.0178 | 0.0178 | 0.0178 | 0.0178 | 0.0178
IL Fac. Spec. - NOX Rate Summer v3.1, Unit 2854 and retrofits | 575 | 1797 | Rate Constraint in lbs/MMBtu | FALSE | L | Annual | Generation | TWh | 0.33777 | 0.32387 | 0.32387 | 0.32387 | 0.32387 | 0.32387 | 0.32387 | 0.32387
IL Fac. Spec. - NOX Rate Summer v3.1, Unit 2854 and retrofits | 575 | 1797 | Rate Constraint in lbs/MMBtu | FALSE | L | Annual | Qualifying Generation | TWh | 0.33777 | 0.32387 | 0.32387 | 0.32387 | 0.32387 | 0.32387 | 0.32387 | 0.32387
IL Fac. Spec. - NOX Rate Summer v3.1, Unit 2854 and retrofits | 575 | 1797 | Rate Constraint in lbs/MMBtu | FALSE | L | Annual | Rate | lb/MWh | 0.12549 | 0.12549 | 0.12549 | 0.12549 | 0.12549 | 0.12549 | 0.12549 | 0.12549
IL Fac. Spec. - NOX Rate Summer v3.1, Unit 2854 and retrofits | 575 | 1797 | Rate Constraint in lbs/MMBtu | FALSE | L | Annual | Constraint Shadow Price | US2016$/Ton | 0 | 0 | 0 | 0 | 0 | 0 | 0 | 0
IL Fac. Spec. - NOX Rate Summer v3.1, Unit 2855 and retrofits | 576 | 1797 | Rate Constraint in lbs/MMBtu | FALSE | L | Annual | Seasons Included | Seasons | Summer | Summer | Summer | Summer | Summer | Summer | Summer | Summer
IL Fac. Spec. - NOX Rate Summer v3.1, Unit 2855 and retrofits | 576 | 1797 | Rate Constraint in lbs/MMBtu | FALSE | L | Annual | Standard NOX | lb/MMBtu | 0.25 | 0.25 | 0.25 | 0.25 | 0.25 | 0.25 | 0.25 | 0.25
IL Fac. Spec. - NOX Rate Summer v3.1, Unit 2855 and retrofits | 576 | 1797 | Rate Constraint in lbs/MMBtu | FALSE | L | Annual | Emissions at Affected Plants NOX | Thousand Tons | 0.021194 | 0.020322 | 0.020322 | 0.020322 | 0.020322 | 0.020322 | 0.020322 | 0.020322
IL Fac. Spec. - NOX Rate Summer v3.1, Unit 2855 and retrofits | 576 | 1797 | Rate Constraint in lbs/MMBtu | FALSE | L | Annual | Allowances Purchased NOX | Thousand Tons | 0 | 0 | 0 | 0 | 0 | 0 | 0 | 0
IL Fac. Spec. - NOX Rate Summer v3.1, Unit 2855 and retrofits | 576 | 1797 | Rate Constraint in lbs/MMBtu | FALSE | L | Annual | Allowances Sold NOX | Thousand Tons | 0 | 0 | 0 | 0 | 0 | 0 | 0 | 0
IL Fac. Spec. - NOX Rate Summer v3.1, Unit 2855 and retrofits | 576 | 1797 | Rate Constraint in lbs/MMBtu | FALSE | L | Annual | Allowances Banked | Thousand Tons | 0 | 0 | 0 | 0 | 0 | 0 | 0 | 0
IL Fac. Spec. - NOX Rate Summer v3.1, Unit 2855 and retrofits | 576 | 1797 | Rate Constraint in lbs/MMBtu | FALSE | L | Annual | Allowances Withdrawn (1:1) | Thousand Tons | 0 | 0 | 0 | 0 | 0 | 0 | 0 | 0
IL Fac. Spec. - NOX Rate Summer v3.1, Unit 2855 and retrofits | 576 | 1797 | Rate Constraint in lbs/MMBtu | FALSE | L | Annual | Allowances Withdrawn (n:1) | Thousand Tons | 0 | 0 | 0 | 0 | 0 | 0 | 0 | 0
IL Fac. Spec. - NOX Rate Summer v3.1, Unit 2855 and retrofits | 576 | 1797 | Rate Constraint in lbs/MMBtu | FALSE | L | Annual | Net Emissions Allowance Position | Thousand Tons | 0.021194 | 0.020322 | 0.020322 | 0.020322 | 0.020322 | 0.020322 | 0.020322 | 0.020322
IL Fac. Spec. - NOX Rate Summer v3.1, Unit 2855 and retrofits | 576 | 1797 | Rate Constraint in lbs/MMBtu | FALSE | L | Annual | Fuel Consumed | TBtu | 2.3813 | 2.2833 | 2.2833 | 2.2833 | 2.2833 | 2.2833 | 2.2833 | 2.2833
IL Fac. Spec. - NOX Rate Summer v3.1, Unit 2855 and retrofits | 576 | 1797 | Rate Constraint in lbs/MMBtu | FALSE | L | Annual | Rate | lb/MMBtu | 0.0178 | 0.0178 | 0.0178 | 0.0178 | 0.0178 | 0.0178 | 0.0178 | 0.0178
IL Fac. Spec. - NOX Rate Summer v3.1, Unit 2855 and retrofits | 576 | 1797 | Rate Constraint in lbs/MMBtu | FALSE | L | Annual | Generation | TWh | 0.33777 | 0.32387 | 0.32387 | 0.32387 | 0.32387 | 0.32387 | 0.32387 | 0.32387
IL Fac. Spec. - NOX Rate Summer v3.1, Unit 2855 and retrofits | 576 | 1797 | Rate Constraint in lbs/MMBtu | FALSE | L | Annual | Qualifying Generation | TWh | 0.33777 | 0.32387 | 0.32387 | 0.32387 | 0.32387 | 0.32387 | 0.32387 | 0.32387
IL Fac. Spec. - NOX Rate Summer v3.1, Unit 2855 and retrofits | 576 | 1797 | Rate Constraint in lbs/MMBtu | FALSE | L | Annual | Rate | lb/MWh | 0.12549 | 0.12549 | 0.12549 | 0.12549 | 0.12549 | 0.12549 | 0.12549 | 0.12549
IL Fac. Spec. - NOX Rate Summer v3.1, Unit 2855 and retrofits | 576 | 1797 | Rate Constraint in lbs/MMBtu | FALSE | L | Annual | Constraint Shadow Price | US2016$/Ton | 0 | 0 | 0 | 0 | 0 | 0 | 0 | 0
IL Fac. Spec. - NOX Rate Summer v3.1, Unit 2856 and retrofits | 577 | 1797 | Rate Constraint in lbs/MMBtu | FALSE | L | Annual | Seasons Included | Seasons | Summer | Summer | Summer | Summer | Summer | Summer | Summer | Summer
IL Fac. Spec. - NOX Rate Summer v3.1, Unit 2856 and retrofits | 577 | 1797 | Rate Constraint in lbs/MMBtu | FALSE | L | Annual | Standard NOX | lb/MMBtu | 0.25 | 0.25 | 0.25 | 0.25 | 0.25 | 0.25 | 0.25 | 0.25
IL Fac. Spec. - NOX Rate Summer v3.1, Unit 2856 and retrofits | 577 | 1797 | Rate Constraint in lbs/MMBtu | FALSE | L | Annual | Emissions at Affected Plants NOX | Thousand Tons | 0.025462 | 0.024414 | 0.024414 | 0.024414 | 0.024414 | 0.024414 | 0.024414 | 0.024414
IL Fac. Spec. - NOX Rate Summer v3.1, Unit 2856 and retrofits | 577 | 1797 | Rate Constraint in lbs/MMBtu | FALSE | L | Annual | Allowances Purchased NOX | Thousand Tons | 0 | 0 | 0 | 0 | 0 | 0 | 0 | 0
IL Fac. Spec. - NOX Rate Summer v3.1, Unit 2856 and retrofits | 577 | 1797 | Rate Constraint in lbs/MMBtu | FALSE | L | Annual | Allowances Sold NOX | Thousand Tons | 0 | 0 | 0 | 0 | 0 | 0 | 0 | 0
IL Fac. Spec. - NOX Rate Summer v3.1, Unit 2856 and retrofits | 577 | 1797 | Rate Constraint in lbs/MMBtu | FALSE | L | Annual | Allowances Banked | Thousand Tons | 0 | 0 | 0 | 0 | 0 | 0 | 0 | 0
IL Fac. Spec. - NOX Rate Summer v3.1, Unit 2856 and retrofits | 577 | 1797 | Rate Constraint in lbs/MMBtu | FALSE | L | Annual | Allowances Withdrawn (1:1) | Thousand Tons | 0 | 0 | 0 | 0 | 0 | 0 | 0 | 0
IL Fac. Spec. - NOX Rate Summer v3.1, Unit 2856 and retrofits | 577 | 1797 | Rate Constraint in lbs/MMBtu | FALSE | L | Annual | Allowances Withdrawn (n:1) | Thousand Tons | 0 | 0 | 0 | 0 | 0 | 0 | 0 | 0
IL Fac. Spec. - NOX Rate Summer v3.1, Unit 2856 and retrofits | 577 | 1797 | Rate Constraint in lbs/MMBtu | FALSE | L | Annual | Net Emissions Allowance Position | Thousand Tons | 0.025462 | 0.024414 | 0.024414 | 0.024414 | 0.024414 | 0.024414 | 0.024414 | 0.024414
IL Fac. Spec. - NOX Rate Summer v3.1, Unit 2856 and retrofits | 577 | 1797 | Rate Constraint in lbs/MMBtu | FALSE | L | Annual | Fuel Consumed | TBtu | 2.8609 | 2.7432 | 2.7432 | 2.7432 | 2.7432 | 2.7432 | 2.7432 | 2.7432
IL Fac. Spec. - NOX Rate Summer v3.1, Unit 2856 and retrofits | 577 | 1797 | Rate Constraint in lbs/MMBtu | FALSE | L | Annual | Rate | lb/MMBtu | 0.0178 | 0.0178 | 0.0178 | 0.0178 | 0.0178 | 0.0178 | 0.0178 | 0.0178
IL Fac. Spec. - NOX Rate Summer v3.1, Unit 2856 and retrofits | 577 | 1797 | Rate Constraint in lbs/MMBtu | FALSE | L | Annual | Generation | TWh | 0.4058 | 0.3891 | 0.3891 | 0.3891 | 0.3891 | 0.3891 | 0.3891 | 0.3891
IL Fac. Spec. - NOX Rate Summer v3.1, Unit 2856 and retrofits | 577 | 1797 | Rate Constraint in lbs/MMBtu | FALSE | L | Annual | Qualifying Generation | TWh | 0.4058 | 0.3891 | 0.3891 | 0.3891 | 0.3891 | 0.3891 | 0.3891 | 0.3891
IL Fac. Spec. - NOX Rate Summer v3.1, Unit 2856 and retrofits | 577 | 1797 | Rate Constraint in lbs/MMBtu | FALSE | L | Annual | Rate | lb/MWh | 0.12549 | 0.12549 | 0.12549 | 0.12549 | 0.12549 | 0.12549 | 0.12549 | 0.12549
IL Fac. Spec. - NOX Rate Summer v3.1, Unit 2856 and retrofits | 577 | 1797 | Rate Constraint in lbs/MMBtu | FALSE | L | Annual | Constraint Shadow Price | US2016$/Ton | 0 | 0 | 0 | 0 | 0 | 0 | 0 | 0
IL Fac. Spec. - NOX Rate Summer v3.1, Unit 2857 and retrofits | 578 | 1797 | Rate Constraint in lbs/MMBtu | FALSE | L | Annual | Seasons Included | Seasons | Summer | Summer | Summer | Summer | Summer | Summer | Summer | Summer
IL Fac. Spec. - NOX Rate Summer v3.1, Unit 2857 and retrofits | 578 | 1797 | Rate Constraint in lbs/MMBtu | FALSE | L | Annual | Standard NOX | lb/MMBtu | 0.25 | 0.25 | 0.25 | 0.25 | 0.25 | 0.25 | 0.25 | 0.25
IL Fac. Spec. - NOX Rate Summer v3.1, Unit 2857 and retrofits | 578 | 1797 | Rate Constraint in lbs/MMBtu | FALSE | L | Annual | Emissions at Affected Plants NOX | Thousand Tons | 0.025462 | 0.024414 | 0.022354 | 0.024414 | 0.024414 | 0.024414 | 0.024414 | 0.024414
IL Fac. Spec. - NOX Rate Summer v3.1, Unit 2857 and retrofits | 578 | 1797 | Rate Constraint in lbs/MMBtu | FALSE | L | Annual | Allowances Purchased NOX | Thousand Tons | 0 | 0 | 0 | 0 | 0 | 0 | 0 | 0
IL Fac. Spec. - NOX Rate Summer v3.1, Unit 2857 and retrofits | 578 | 1797 | Rate Constraint in lbs/MMBtu | FALSE | L | Annual | Allowances Sold NOX | Thousand Tons | 0 | 0 | 0 | 0 | 0 | 0 | 0 | 0
IL Fac. Spec. - NOX Rate Summer v3.1, Unit 2857 and retrofits | 578 | 1797 | Rate Constraint in lbs/MMBtu | FALSE | L | Annual | Allowances Banked | Thousand Tons | 0 | 0 | 0 | 0 | 0 | 0 | 0 | 0
IL Fac. Spec. - NOX Rate Summer v3.1, Unit 2857 and retrofits | 578 | 1797 | Rate Constraint in lbs/MMBtu | FALSE | L | Annual | Allowances Withdrawn (1:1) | Thousand Tons | 0 | 0 | 0 | 0 | 0 | 0 | 0 | 0
IL Fac. Spec. - NOX Rate Summer v3.1, Unit 2857 and retrofits | 578 | 1797 | Rate Constraint in lbs/MMBtu | FALSE | L | Annual | Allowances Withdrawn (n:1) | Thousand Tons | 0 | 0 | 0 | 0 | 0 | 0 | 0 | 0
IL Fac. Spec. - NOX Rate Summer v3.1, Unit 2857 and retrofits | 578 | 1797 | Rate Constraint in lbs/MMBtu | FALSE | L | Annual | Net Emissions Allowance Position | Thousand Tons | 0.025462 | 0.024414 | 0.022354 | 0.024414 | 0.024414 | 0.024414 | 0.024414 | 0.024414
IL Fac. Spec. - NOX Rate Summer v3.1, Unit 2857 and retrofits | 578 | 1797 | Rate Constraint in lbs/MMBtu | FALSE | L | Annual | Fuel Consumed | TBtu | 2.8609 | 2.7432 | 2.5117 | 2.7432 | 2.7432 | 2.7432 | 2.7432 | 2.7432
IL Fac. Spec. - NOX Rate Summer v3.1, Unit 2857 and retrofits | 578 | 1797 | Rate Constraint in lbs/MMBtu | FALSE | L | Annual | Rate | lb/MMBtu | 0.0178 | 0.0178 | 0.0178 | 0.0178 | 0.0178 | 0.0178 | 0.0178 | 0.0178
IL Fac. Spec. - NOX Rate Summer v3.1, Unit 2857 and retrofits | 578 | 1797 | Rate Constraint in lbs/MMBtu | FALSE | L | Annual | Generation | TWh | 0.4058 | 0.3891 | 0.35627 | 0.3891 | 0.3891 | 0.3891 | 0.3891 | 0.3891
IL Fac. Spec. - NOX Rate Summer v3.1, Unit 2857 and retrofits | 578 | 1797 | Rate Constraint in lbs/MMBtu | FALSE | L | Annual | Qualifying Generation | TWh | 0.4058 | 0.3891 | 0.35627 | 0.3891 | 0.3891 | 0.3891 | 0.3891 | 0.3891
IL Fac. Spec. - NOX Rate Summer v3.1, Unit 2857 and retrofits | 578 | 1797 | Rate Constraint in lbs/MMBtu | FALSE | L | Annual | Rate | lb/MWh | 0.12549 | 0.12549 | 0.12549 | 0.12549 | 0.12549 | 0.12549 | 0.12549 | 0.12549
IL Fac. Spec. - NOX Rate Summer v3.1, Unit 2857 and retrofits | 578 | 1797 | Rate Constraint in lbs/MMBtu | FALSE | L | Annual | Constraint Shadow Price | US2016$/Ton | 0 | 0 | 0 | 0 | 0 | 0 | 0 | 0
IL Fac. Spec. - NOX Rate Summer v3.1, Unit 2858 and retrofits | 579 | 1797 | Rate Constraint in lbs/MMBtu | FALSE | L | Annual | Seasons Included | Seasons | Summer | Summer | Summer | Summer | Summer | Summer | Summer | Summer
IL Fac. Spec. - NOX Rate Summer v3.1, Unit 2858 and retrofits | 579 | 1797 | Rate Constraint in lbs/MMBtu | FALSE | L | Annual | Standard NOX | lb/MMBtu | 0.25 | 0.25 | 0.25 | 0.25 | 0.25 | 0.25 | 0.25 | 0.25
IL Fac. Spec. - NOX Rate Summer v3.1, Unit 2858 and retrofits | 579 | 1797 | Rate Constraint in lbs/MMBtu | FALSE | L | Annual | Emissions at Affected Plants NOX | Thousand Tons | 0.0082878 | 0.010916 | 0.0048044 | 0.0048044 | 0.0048044 | 0.0048044 | 0.0048044 | 0.0048044
IL Fac. Spec. - NOX Rate Summer v3.1, Unit 2858 and retrofits | 579 | 1797 | Rate Constraint in lbs/MMBtu | FALSE | L | Annual | Allowances Purchased NOX | Thousand Tons | 0 | 0 | 0 | 0 | 0 | 0 | 0 | 0
IL Fac. Spec. - NOX Rate Summer v3.1, Unit 2858 and retrofits | 579 | 1797 | Rate Constraint in lbs/MMBtu | FALSE | L | Annual | Allowances Sold NOX | Thousand Tons | 0 | 0 | 0 | 0 | 0 | 0 | 0 | 0
IL Fac. Spec. - NOX Rate Summer v3.1, Unit 2858 and retrofits | 579 | 1797 | Rate Constraint in lbs/MMBtu | FALSE | L | Annual | Allowances Banked | Thousand Tons | 0 | 0 | 0 | 0 | 0 | 0 | 0 | 0
IL Fac. Spec. - NOX Rate Summer v3.1, Unit 2858 and retrofits | 579 | 1797 | Rate Constraint in lbs/MMBtu | FALSE | L | Annual | Allowances Withdrawn (1:1) | Thousand Tons | 0 | 0 | 0 | 0 | 0 | 0 | 0 | 0
IL Fac. Spec. - NOX Rate Summer v3.1, Unit 2858 and retrofits | 579 | 1797 | Rate Constraint in lbs/MMBtu | FALSE | L | Annual | Allowances Withdrawn (n:1) | Thousand Tons | 0 | 0 | 0 | 0 | 0 | 0 | 0 | 0
IL Fac. Spec. - NOX Rate Summer v3.1, Unit 2858 and retrofits | 579 | 1797 | Rate Constraint in lbs/MMBtu | FALSE | L | Annual | Net Emissions Allowance Position | Thousand Tons | 0.0082878 | 0.010916 | 0.0048044 | 0.0048044 | 0.0048044 | 0.0048044 | 0.0048044 | 0.0048044
IL Fac. Spec. - NOX Rate Summer v3.1, Unit 2858 and retrofits | 579 | 1797 | Rate Constraint in lbs/MMBtu | FALSE | L | Annual | Fuel Consumed | TBtu | 1.4095 | 1.8565 | 0.81708 | 0.81708 | 0.81708 | 0.81708 | 0.81708 | 0.81708
IL Fac. Spec. - NOX Rate Summer v3.1, Unit 2858 and retrofits | 579 | 1797 | Rate Constraint in lbs/MMBtu | FALSE | L | Annual | Rate | lb/MMBtu | 0.01176 | 0.01176 | 0.01176 | 0.01176 | 0.01176 | 0.01176 | 0.01176 | 0.01176
IL Fac. Spec. - NOX Rate Summer v3.1, Unit 2858 and retrofits | 579 | 1797 | Rate Constraint in lbs/MMBtu | FALSE | L | Annual | Generation | TWh | 0.17579 | 0.23154 | 0.10191 | 0.10191 | 0.10191 | 0.10191 | 0.10191 | 0.10191
IL Fac. Spec. - NOX Rate Summer v3.1, Unit 2858 and retrofits | 579 | 1797 | Rate Constraint in lbs/MMBtu | FALSE | L | Annual | Qualifying Generation | TWh | 0.17579 | 0.23154 | 0.10191 | 0.10191 | 0.10191 | 0.10191 | 0.10191 | 0.10191
IL Fac. Spec. - NOX Rate Summer v3.1, Unit 2858 and retrofits | 579 | 1797 | Rate Constraint in lbs/MMBtu | FALSE | L | Annual | Rate | lb/MWh | 0.094292 | 0.094292 | 0.094292 | 0.094292 | 0.094292 | 0.094292 | 0.094292 | 0.094292
IL Fac. Spec. - NOX Rate Summer v3.1, Unit 2858 and retrofits | 579 | 1797 | Rate Constraint in lbs/MMBtu | FALSE | L | Annual | Constraint Shadow Price | US2016$/Ton | 0 | 0 | 0 | 0 | 0 | 0 | 0 | 0
IL Fac. Spec. - NOX Rate Summer v3.1, Unit 2859 and retrofits | 580 | 1797 | Rate Constraint in lbs/MMBtu | FALSE | L | Annual | Seasons Included | Seasons | Summer | Summer | Summer | Summer | Summer | Summer | Summer | Summer
IL Fac. Spec. - NOX Rate Summer v3.1, Unit 2859 and retrofits | 580 | 1797 | Rate Constraint in lbs/MMBtu | FALSE | L | Annual | Standard NOX | lb/MMBtu | 0.25 | 0.25 | 0.25 | 0.25 | 0.25 | 0.25 | 0.25 | 0.25
IL Fac. Spec. - NOX Rate Summer v3.1, Unit 2859 and retrofits | 580 | 1797 | Rate Constraint in lbs/MMBtu | FALSE | L | Annual | Emissions at Affected Plants NOX | Thousand Tons | 0.0096038 | 0.012649 | 0.0055673 | 0.0055673 | 0.0055673 | 0.0055673 | 0.0055673 | 0.0055673
IL Fac. Spec. - NOX Rate Summer v3.1, Unit 2859 and retrofits | 580 | 1797 | Rate Constraint in lbs/MMBtu | FALSE | L | Annual | Allowances Purchased NOX | Thousand Tons | 0 | 0 | 0 | 0 | 0 | 0 | 0 | 0
IL Fac. Spec. - NOX Rate Summer v3.1, Unit 2859 and retrofits | 580 | 1797 | Rate Constraint in lbs/MMBtu | FALSE | L | Annual | Allowances Sold NOX | Thousand Tons | 0 | 0 | 0 | 0 | 0 | 0 | 0 | 0
IL Fac. Spec. - NOX Rate Summer v3.1, Unit 2859 and retrofits | 580 | 1797 | Rate Constraint in lbs/MMBtu | FALSE | L | Annual | Allowances Banked | Thousand Tons | 0 | 0 | 0 | 0 | 0 | 0 | 0 | 0
IL Fac. Spec. - NOX Rate Summer v3.1, Unit 2859 and retrofits | 580 | 1797 | Rate Constraint in lbs/MMBtu | FALSE | L | Annual | Allowances Withdrawn (1:1) | Thousand Tons | 0 | 0 | 0 | 0 | 0 | 0 | 0 | 0
IL Fac. Spec. - NOX Rate Summer v3.1, Unit 2859 and retrofits | 580 | 1797 | Rate Constraint in lbs/MMBtu | FALSE | L | Annual | Allowances Withdrawn (n:1) | Thousand Tons | 0 | 0 | 0 | 0 | 0 | 0 | 0 | 0
IL Fac. Spec. - NOX Rate Summer v3.1, Unit 2859 and retrofits | 580 | 1797 | Rate Constraint in lbs/MMBtu | FALSE | L | Annual | Net Emissions Allowance Position | Thousand Tons | 0.0096038 | 0.012649 | 0.0055673 | 0.0055673 | 0.0055673 | 0.0055673 | 0.0055673 | 0.0055673
IL Fac. Spec. - NOX Rate Summer v3.1, Unit 2859 and retrofits | 580 | 1797 | Rate Constraint in lbs/MMBtu | FALSE | L | Annual | Fuel Consumed | TBtu | 1.6333 | 2.1512 | 0.94682 | 0.94682 | 0.94682 | 0.94682 | 0.94682 | 0.94682
IL Fac. Spec. - NOX Rate Summer v3.1, Unit 2859 and retrofits | 580 | 1797 | Rate Constraint in lbs/MMBtu | FALSE | L | Annual | Rate | lb/MMBtu | 0.01176 | 0.01176 | 0.01176 | 0.01176 | 0.01176 | 0.01176 | 0.01176 | 0.01176
IL Fac. Spec. - NOX Rate Summer v3.1, Unit 2859 and retrofits | 580 | 1797 | Rate Constraint in lbs/MMBtu | FALSE | L | Annual | Generation | TWh | 0.2037 | 0.2683 | 0.11809 | 0.11809 | 0.11809 | 0.11809 | 0.11809 | 0.11809
IL Fac. Spec. - NOX Rate Summer v3.1, Unit 2859 and retrofits | 580 | 1797 | Rate Constraint in lbs/MMBtu | FALSE | L | Annual | Qualifying Generation | TWh | 0.2037 | 0.2683 | 0.11809 | 0.11809 | 0.11809 | 0.11809 | 0.11809 | 0.11809
IL Fac. Spec. - NOX Rate Summer v3.1, Unit 2859 and retrofits | 580 | 1797 | Rate Constraint in lbs/MMBtu | FALSE | L | Annual | Rate | lb/MWh | 0.094292 | 0.094292 | 0.094292 | 0.094292 | 0.094292 | 0.094292 | 0.094292 | 0.094292
IL Fac. Spec. - NOX Rate Summer v3.1, Unit 2859 and retrofits | 580 | 1797 | Rate Constraint in lbs/MMBtu | FALSE | L | Annual | Constraint Shadow Price | US2016$/Ton | 0 | 0 | 0 | 0 | 0 | 0 | 0 | 0
IL Fac. Spec. - NOX Rate Summer v3.1, Unit 2860 and retrofits | 581 | 1797 | Rate Constraint in lbs/MMBtu | FALSE | L | Annual | Seasons Included | Seasons | Summer | Summer | Summer | Summer | Summer | Summer | Summer | Summer
IL Fac. Spec. - NOX Rate Summer v3.1, Unit 2860 and retrofits | 581 | 1797 | Rate Constraint in lbs/MMBtu | FALSE | L | Annual | Standard NOX | lb/MMBtu | 0.25 | 0.25 | 0.25 | 0.25 | 0.25 | 0.25 | 0.25 | 0.25
IL Fac. Spec. - NOX Rate Summer v3.1, Unit 2860 and retrofits | 581 | 1797 | Rate Constraint in lbs/MMBtu | FALSE | L | Annual | Emissions at Affected Plants NOX | Thousand Tons | 0.013248 | 0.013248 | 0.012106 | 0.013248 | 0.013248 | 0.0074389 | 0.0074389 | 0.013248
IL Fac. Spec. - NOX Rate Summer v3.1, Unit 2860 and retrofits | 581 | 1797 | Rate Constraint in lbs/MMBtu | FALSE | L | Annual | Allowances Purchased NOX | Thousand Tons | 0 | 0 | 0 | 0 | 0 | 0 | 0 | 0
IL Fac. Spec. - NOX Rate Summer v3.1, Unit 2860 and retrofits | 581 | 1797 | Rate Constraint in lbs/MMBtu | FALSE | L | Annual | Allowances Sold NOX | Thousand Tons | 0 | 0 | 0 | 0 | 0 | 0 | 0 | 0
IL Fac. Spec. - NOX Rate Summer v3.1, Unit 2860 and retrofits | 581 | 1797 | Rate Constraint in lbs/MMBtu | FALSE | L | Annual | Allowances Banked | Thousand Tons | 0 | 0 | 0 | 0 | 0 | 0 | 0 | 0
IL Fac. Spec. - NOX Rate Summer v3.1, Unit 2860 and retrofits | 581 | 1797 | Rate Constraint in lbs/MMBtu | FALSE | L | Annual | Allowances Withdrawn (1:1) | Thousand Tons | 0 | 0 | 0 | 0 | 0 | 0 | 0 | 0
IL Fac. Spec. - NOX Rate Summer v3.1, Unit 2860 and retrofits | 581 | 1797 | Rate Constraint in lbs/MMBtu | FALSE | L | Annual | Allowances Withdrawn (n:1) | Thousand Tons | 0 | 0 | 0 | 0 | 0 | 0 | 0 | 0
IL Fac. Spec. - NOX Rate Summer v3.1, Unit 2860 and retrofits | 581 | 1797 | Rate Constraint in lbs/MMBtu | FALSE | L | Annual | Net Emissions Allowance Position | Thousand Tons | 0.013248 | 0.013248 | 0.012106 | 0.013248 | 0.013248 | 0.0074389 | 0.0074389 | 0.013248
IL Fac. Spec. - NOX Rate Summer v3.1, Unit 2860 and retrofits | 581 | 1797 | Rate Constraint in lbs/MMBtu | FALSE | L | Annual | Fuel Consumed | TBtu | 2.9213 | 2.9213 | 2.6695 | 2.9213 | 2.9213 | 1.6403 | 1.6403 | 2.9213
IL Fac. Spec. - NOX Rate Summer v3.1, Unit 2860 and retrofits | 581 | 1797 | Rate Constraint in lbs/MMBtu | FALSE | L | Annual | Rate | lb/MMBtu | 0.00907 | 0.00907 | 0.00907 | 0.00907 | 0.00907 | 0.00907 | 0.00907 | 0.00907
IL Fac. Spec. - NOX Rate Summer v3.1, Unit 2860 and retrofits | 581 | 1797 | Rate Constraint in lbs/MMBtu | FALSE | L | Annual | Generation | TWh | 0.39985 | 0.39985 | 0.36538 | 0.39985 | 0.39985 | 0.22452 | 0.22452 | 0.39985
IL Fac. Spec. - NOX Rate Summer v3.1, Unit 2860 and retrofits | 581 | 1797 | Rate Constraint in lbs/MMBtu | FALSE | L | Annual | Qualifying Generation | TWh | 0.39985 | 0.39985 | 0.36538 | 0.39985 | 0.39985 | 0.22452 | 0.22452 | 0.39985
IL Fac. Spec. - NOX Rate Summer v3.1, Unit 2860 and retrofits | 581 | 1797 | Rate Constraint in lbs/MMBtu | FALSE | L | Annual | Rate | lb/MWh | 0.066265 | 0.066265 | 0.066265 | 0.066265 | 0.066265 | 0.066265 | 0.066265 | 0.066265
IL Fac. Spec. - NOX Rate Summer v3.1, Unit 2860 and retrofits | 581 | 1797 | Rate Constraint in lbs/MMBtu | FALSE | L | Annual | Constraint Shadow Price | US2016$/Ton | 0 | 0 | 0 | 0 | 0 | 0 | 0 | 0
IL Fac. Spec. - NOX Rate Summer v3.1, Unit 2861 and retrofits | 582 | 1797 | Rate Constraint in lbs/MMBtu | FALSE | L | Annual | Seasons Included | Seasons | Summer | Summer | Summer | Summer | Summer | Summer | Summer | Summer
IL Fac. Spec. - NOX Rate Summer v3.1, Unit 2861 and retrofits | 582 | 1797 | Rate Constraint in lbs/MMBtu | FALSE | L | Annual | Standard NOX | lb/MMBtu | 0.25 | 0.25 | 0.25 | 0.25 | 0.25 | 0.25 | 0.25 | 0.25
IL Fac. Spec. - NOX Rate Summer v3.1, Unit 2861 and retrofits | 582 | 1797 | Rate Constraint in lbs/MMBtu | FALSE | L | Annual | Emissions at Affected Plants NOX | Thousand Tons | 0.015293 | 0.015293 | 0.0085872 | 0.015293 | 0.015293 | 0.0085872 | 0.0085872 | 0.015293
IL Fac. Spec. - NOX Rate Summer v3.1, Unit 2861 and retrofits | 582 | 1797 | Rate Constraint in lbs/MMBtu | FALSE | L | Annual | Allowances Purchased NOX | Thousand Tons | 0 | 0 | 0 | 0 | 0 | 0 | 0 | 0
IL Fac. Spec. - NOX Rate Summer v3.1, Unit 2861 and retrofits | 582 | 1797 | Rate Constraint in lbs/MMBtu | FALSE | L | Annual | Allowances Sold NOX | Thousand Tons | 0 | 0 | 0 | 0 | 0 | 0 | 0 | 0
IL Fac. Spec. - NOX Rate Summer v3.1, Unit 2861 and retrofits | 582 | 1797 | Rate Constraint in lbs/MMBtu | FALSE | L | Annual | Allowances Banked | Thousand Tons | 0 | 0 | 0 | 0 | 0 | 0 | 0 | 0
IL Fac. Spec. - NOX Rate Summer v3.1, Unit 2861 and retrofits | 582 | 1797 | Rate Constraint in lbs/MMBtu | FALSE | L | Annual | Allowances Withdrawn (1:1) | Thousand Tons | 0 | 0 | 0 | 0 | 0 | 0 | 0 | 0
IL Fac. Spec. - NOX Rate Summer v3.1, Unit 2861 and retrofits | 582 | 1797 | Rate Constraint in lbs/MMBtu | FALSE | L | Annual | Allowances Withdrawn (n:1) | Thousand Tons | 0 | 0 | 0 | 0 | 0 | 0 | 0 | 0
IL Fac. Spec. - NOX Rate Summer v3.1, Unit 2861 and retrofits | 582 | 1797 | Rate Constraint in lbs/MMBtu | FALSE | L | Annual | Net Emissions Allowance Position | Thousand Tons | 0.015293 | 0.015293 | 0.0085872 | 0.015293 | 0.015293 | 0.0085872 | 0.0085872 | 0.015293
IL Fac. Spec. - NOX Rate Summer v3.1, Unit 2861 and retrofits | 582 | 1797 | Rate Constraint in lbs/MMBtu | FALSE | L | Annual | Fuel Consumed | TBtu | 2.9213 | 2.9213 | 1.6403 | 2.9213 | 2.9213 | 1.6403 | 1.6403 | 2.9213
IL Fac. Spec. - NOX Rate Summer v3.1, Unit 2861 and retrofits | 582 | 1797 | Rate Constraint in lbs/MMBtu | FALSE | L | Annual | Rate | lb/MMBtu | 0.01047 | 0.01047 | 0.01047 | 0.01047 | 0.01047 | 0.01047 | 0.01047 | 0.01047
IL Fac. Spec. - NOX Rate Summer v3.1, Unit 2861 and retrofits | 582 | 1797 | Rate Constraint in lbs/MMBtu | FALSE | L | Annual | Generation | TWh | 0.39985 | 0.39985 | 0.22452 | 0.39985 | 0.39985 | 0.22452 | 0.22452 | 0.39985
IL Fac. Spec. - NOX Rate Summer v3.1, Unit 2861 and retrofits | 582 | 1797 | Rate Constraint in lbs/MMBtu | FALSE | L | Annual | Qualifying Generation | TWh | 0.39985 | 0.39985 | 0.22452 | 0.39985 | 0.39985 | 0.22452 | 0.22452 | 0.39985
IL Fac. Spec. - NOX Rate Summer v3.1, Unit 2861 and retrofits | 582 | 1797 | Rate Constraint in lbs/MMBtu | FALSE | L | Annual | Rate | lb/MWh | 0.076494 | 0.076494 | 0.076494 | 0.076494 | 0.076494 | 0.076494 | 0.076494 | 0.076494
IL Fac. Spec. - NOX Rate Summer v3.1, Unit 2861 and retrofits | 582 | 1797 | Rate Constraint in lbs/MMBtu | FALSE | L | Annual | Constraint Shadow Price | US2016$/Ton | 0 | 0 | 0 | 0 | 0 | 0 | 0 | 0
IL Fac. Spec. - NOX Rate Summer v3.1, Unit 2862 and retrofits | 583 | 1797 | Rate Constraint in lbs/MMBtu | FALSE | L | Annual | Seasons Included | Seasons | Summer | Summer | Summer | Summer | Summer | Summer | Summer | Summer
IL Fac. Spec. - NOX Rate Summer v3.1, Unit 2862 and retrofits | 583 | 1797 | Rate Constraint in lbs/MMBtu | FALSE | L | Annual | Standard NOX | lb/MMBtu | 0.25 | 0.25 | 0.25 | 0.25 | 0.25 | 0.25 | 0.25 | 0.25
IL Fac. Spec. - NOX Rate Summer v3.1, Unit 2862 and retrofits | 583 | 1797 | Rate Constraint in lbs/MMBtu | FALSE | L | Annual | Emissions at Affected Plants NOX | Thousand Tons | 0.016797 | 0.016797 | 0.009432 | 0.015349 | 0.016797 | 0.009432 | 0.009432 | 0.016797
IL Fac. Spec. - NOX Rate Summer v3.1, Unit 2862 and retrofits | 583 | 1797 | Rate Constraint in lbs/MMBtu | FALSE | L | Annual | Allowances Purchased NOX | Thousand Tons | 0 | 0 | 0 | 0 | 0 | 0 | 0 | 0
IL Fac. Spec. - NOX Rate Summer v3.1, Unit 2862 and retrofits | 583 | 1797 | Rate Constraint in lbs/MMBtu | FALSE | L | Annual | Allowances Sold NOX | Thousand Tons | 0 | 0 | 0 | 0 | 0 | 0 | 0 | 0
IL Fac. Spec. - NOX Rate Summer v3.1, Unit 2862 and retrofits | 583 | 1797 | Rate Constraint in lbs/MMBtu | FALSE | L | Annual | Allowances Banked | Thousand Tons | 0 | 0 | 0 | 0 | 0 | 0 | 0 | 0
IL Fac. Spec. - NOX Rate Summer v3.1, Unit 2862 and retrofits | 583 | 1797 | Rate Constraint in lbs/MMBtu | FALSE | L | Annual | Allowances Withdrawn (1:1) | Thousand Tons | 0 | 0 | 0 | 0 | 0 | 0 | 0 | 0
IL Fac. Spec. - NOX Rate Summer v3.1, Unit 2862 and retrofits | 583 | 1797 | Rate Constraint in lbs/MMBtu | FALSE | L | Annual | Allowances Withdrawn (n:1) | Thousand Tons | 0 | 0 | 0 | 0 | 0 | 0 | 0 | 0
IL Fac. Spec. - NOX Rate Summer v3.1, Unit 2862 and retrofits | 583 | 1797 | Rate Constraint in lbs/MMBtu | FALSE | L | Annual | Net Emissions Allowance Position | Thousand Tons | 0.016797 | 0.016797 | 0.009432 | 0.015349 | 0.016797 | 0.009432 | 0.009432 | 0.016797
IL Fac. Spec. - NOX Rate Summer v3.1, Unit 2862 and retrofits | 583 | 1797 | Rate Constraint in lbs/MMBtu | FALSE | L | Annual | Fuel Consumed | TBtu | 2.9213 | 2.9213 | 1.6403 | 2.6695 | 2.9213 | 1.6403 | 1.6403 | 2.9213
IL Fac. Spec. - NOX Rate Summer v3.1, Unit 2862 and retrofits | 583 | 1797 | Rate Constraint in lbs/MMBtu | FALSE | L | Annual | Rate | lb/MMBtu | 0.0115 | 0.0115 | 0.0115 | 0.0115 | 0.0115 | 0.0115 | 0.0115 | 0.0115
IL Fac. Spec. - NOX Rate Summer v3.1, Unit 2862 and retrofits | 583 | 1797 | Rate Constraint in lbs/MMBtu | FALSE | L | Annual | Generation | TWh | 0.39985 | 0.39985 | 0.22452 | 0.36538 | 0.39985 | 0.22452 | 0.22452 | 0.39985
IL Fac. Spec. - NOX Rate Summer v3.1, Unit 2862 and retrofits | 583 | 1797 | Rate Constraint in lbs/MMBtu | FALSE | L | Annual | Qualifying Generation | TWh | 0.39985 | 0.39985 | 0.22452 | 0.36538 | 0.39985 | 0.22452 | 0.22452 | 0.39985
IL Fac. Spec. - NOX Rate Summer v3.1, Unit 2862 and retrofits | 583 | 1797 | Rate Constraint in lbs/MMBtu | FALSE | L | Annual | Rate | lb/MWh | 0.084019 | 0.084019 | 0.084019 | 0.084019 | 0.084019 | 0.084019 | 0.084019 | 0.084019
IL Fac. Spec. - NOX Rate Summer v3.1, Unit 2862 and retrofits | 583 | 1797 | Rate Constraint in lbs/MMBtu | FALSE | L | Annual | Constraint Shadow Price | US2016$/Ton | 0 | 0 | 0 | 0 | 0 | 0 | 0 | 0
IL Fac. Spec. - NOX Rate Summer v3.1, Unit 2863 and retrofits | 584 | 1797 | Rate Constraint in lbs/MMBtu | FALSE | L | Annual | Seasons Included | Seasons | Summer | Summer | Summer | Summer | Summer | Summer | Summer | Summer
IL Fac. Spec. - NOX Rate Summer v3.1, Unit 2863 and retrofits | 584 | 1797 | Rate Constraint in lbs/MMBtu | FALSE | L | Annual | Standard NOX | lb/MMBtu | 0.25 | 0.25 | 0.25 | 0.25 | 0.25 | 0.25 | 0.25 | 0.25
IL Fac. Spec. - NOX Rate Summer v3.1, Unit 2863 and retrofits | 584 | 1797 | Rate Constraint in lbs/MMBtu | FALSE | L | Annual | Emissions at Affected Plants NOX | Thousand Tons | 0.015483 | 0.015483 | 0.014148 | 0.015483 | 0.015483 | 0.0086938 | 0.0086938 | 0.015483
IL Fac. Spec. - NOX Rate Summer v3.1, Unit 2863 and retrofits | 584 | 1797 | Rate Constraint in lbs/MMBtu | FALSE | L | Annual | Allowances Purchased NOX | Thousand Tons | 0 | 0 | 0 | 0 | 0 | 0 | 0 | 0
IL Fac. Spec. - NOX Rate Summer v3.1, Unit 2863 and retrofits | 584 | 1797 | Rate Constraint in lbs/MMBtu | FALSE | L | Annual | Allowances Sold NOX | Thousand Tons | 0 | 0 | 0 | 0 | 0 | 0 | 0 | 0
IL Fac. Spec. - NOX Rate Summer v3.1, Unit 2863 and retrofits | 584 | 1797 | Rate Constraint in lbs/MMBtu | FALSE | L | Annual | Allowances Banked | Thousand Tons | 0 | 0 | 0 | 0 | 0 | 0 | 0 | 0
IL Fac. Spec. - NOX Rate Summer v3.1, Unit 2863 and retrofits | 584 | 1797 | Rate Constraint in lbs/MMBtu | FALSE | L | Annual | Allowances Withdrawn (1:1) | Thousand Tons | 0 | 0 | 0 | 0 | 0 | 0 | 0 | 0
IL Fac. Spec. - NOX Rate Summer v3.1, Unit 2863 and retrofits | 584 | 1797 | Rate Constraint in lbs/MMBtu | FALSE | L | Annual | Allowances Withdrawn (n:1) | Thousand Tons | 0 | 0 | 0 | 0 | 0 | 0 | 0 | 0
IL Fac. Spec. - NOX Rate Summer v3.1, Unit 2863 and retrofits | 584 | 1797 | Rate Constraint in lbs/MMBtu | FALSE | L | Annual | Net Emissions Allowance Position | Thousand Tons | 0.015483 | 0.015483 | 0.014148 | 0.015483 | 0.015483 | 0.0086938 | 0.0086938 | 0.015483
IL Fac. Spec. - NOX Rate Summer v3.1, Unit 2863 and retrofits | 584 | 1797 | Rate Constraint in lbs/MMBtu | FALSE | L | Annual | Fuel Consumed | TBtu | 2.9213 | 2.9213 | 2.6695 | 2.9213 | 2.9213 | 1.6403 | 1.6403 | 2.9213
IL Fac. Spec. - NOX Rate Summer v3.1, Unit 2863 and retrofits | 584 | 1797 | Rate Constraint in lbs/MMBtu | FALSE | L | Annual | Rate | lb/MMBtu | 0.0106 | 0.0106 | 0.0106 | 0.0106 | 0.0106 | 0.0106 | 0.0106 | 0.0106
IL Fac. Spec. - NOX Rate Summer v3.1, Unit 2863 and retrofits | 584 | 1797 | Rate Constraint in lbs/MMBtu | FALSE | L | Annual | Generation | TWh | 0.39985 | 0.39985 | 0.36538 | 0.39985 | 0.39985 | 0.22452 | 0.22452 | 0.39985
IL Fac. Spec. - NOX Rate Summer v3.1, Unit 2863 and retrofits | 584 | 1797 | Rate Constraint in lbs/MMBtu | FALSE | L | Annual | Qualifying Generation | TWh | 0.39985 | 0.39985 | 0.36538 | 0.39985 | 0.39985 | 0.22452 | 0.22452 | 0.39985
IL Fac. Spec. - NOX Rate Summer v3.1, Unit 2863 and retrofits | 584 | 1797 | Rate Constraint in lbs/MMBtu | FALSE | L | Annual | Rate | lb/MWh | 0.077444 | 0.077444 | 0.077444 | 0.077444 | 0.077444 | 0.077444 | 0.077444 | 0.077444
IL Fac. Spec. - NOX Rate Summer v3.1, Unit 2863 and retrofits | 584 | 1797 | Rate Constraint in lbs/MMBtu | FALSE | L | Annual | Constraint Shadow Price | US2016$/Ton | 0 | 0 | 0 | 0 | 0 | 0 | 0 | 0
IL Fac. Spec. - NOX Rate Summer v3.1, Unit 2864 and retrofits | 585 | 1797 | Rate Constraint in lbs/MMBtu | FALSE | L | Annual | Seasons Included | Seasons | Summer | Summer | Summer | Summer | Summer | Summer | Summer | Summer
IL Fac. Spec. - NOX Rate Summer v3.1, Unit 2864 and retrofits | 585 | 1797 | Rate Constraint in lbs/MMBtu | FALSE | L | Annual | Standard NOX | lb/MMBtu | 0.25 | 0.25 | 0.25 | 0.25 | 0.25 | 0.25 | 0.25 | 0.25
IL Fac. Spec. - NOX Rate Summer v3.1, Unit 2864 and retrofits | 585 | 1797 | Rate Constraint in lbs/MMBtu | FALSE | L | Annual | Emissions at Affected Plants NOX | Thousand Tons | 0.01035 | 0.01035 | 0.0058117 | 0.0094579 | 0.01035 | 0.0058117 | 0.0058117 | 0.01035
IL Fac. Spec. - NOX Rate Summer v3.1, Unit 2864 and retrofits | 585 | 1797 | Rate Constraint in lbs/MMBtu | FALSE | L | Annual | Allowances Purchased NOX | Thousand Tons | 0 | 0 | 0 | 0 | 0 | 0 | 0 | 0
IL Fac. Spec. - NOX Rate Summer v3.1, Unit 2864 and retrofits | 585 | 1797 | Rate Constraint in lbs/MMBtu | FALSE | L | Annual | Allowances Sold NOX | Thousand Tons | 0 | 0 | 0 | 0 | 0 | 0 | 0 | 0
IL Fac. Spec. - NOX Rate Summer v3.1, Unit 2864 and retrofits | 585 | 1797 | Rate Constraint in lbs/MMBtu | FALSE | L | Annual | Allowances Banked | Thousand Tons | 0 | 0 | 0 | 0 | 0 | 0 | 0 | 0
IL Fac. Spec. - NOX Rate Summer v3.1, Unit 2864 and retrofits | 585 | 1797 | Rate Constraint in lbs/MMBtu | FALSE | L | Annual | Allowances Withdrawn (1:1) | Thousand Tons | 0 | 0 | 0 | 0 | 0 | 0 | 0 | 0
IL Fac. Spec. - NOX Rate Summer v3.1, Unit 2864 and retrofits | 585 | 1797 | Rate Constraint in lbs/MMBtu | FALSE | L | Annual | Allowances Withdrawn (n:1) | Thousand Tons | 0 | 0 | 0 | 0 | 0 | 0 | 0 | 0
IL Fac. Spec. - NOX Rate Summer v3.1, Unit 2864 and retrofits | 585 | 1797 | Rate Constraint in lbs/MMBtu | FALSE | L | Annual | Net Emissions Allowance Position | Thousand Tons | 0.01035 | 0.01035 | 0.0058117 | 0.0094579 | 0.01035 | 0.0058117 | 0.0058117 | 0.01035
IL Fac. Spec. - NOX Rate Summer v3.1, Unit 2864 and retrofits | 585 | 1797 | Rate Constraint in lbs/MMBtu | FALSE | L | Annual | Fuel Consumed | TBtu | 2.2822 | 2.2822 | 1.2815 | 2.0855 | 2.2822 | 1.2815 | 1.2815 | 2.2822
IL Fac. Spec. - NOX Rate Summer v3.1, Unit 2864 and retrofits | 585 | 1797 | Rate Constraint in lbs/MMBtu | FALSE | L | Annual | Rate | lb/MMBtu | 0.00907 | 0.00907 | 0.00907 | 0.00907 | 0.00907 | 0.00907 | 0.00907 | 0.00907
IL Fac. Spec. - NOX Rate Summer v3.1, Unit 2864 and retrofits | 585 | 1797 | Rate Constraint in lbs/MMBtu | FALSE | L | Annual | Generation | TWh | 0.31238 | 0.31238 | 0.17541 | 0.28545 | 0.31238 | 0.17541 | 0.17541 | 0.31238
IL Fac. Spec. - NOX Rate Summer v3.1, Unit 2864 and retrofits | 585 | 1797 | Rate Constraint in lbs/MMBtu | FALSE | L | Annual | Qualifying Generation | TWh | 0.31238 | 0.31238 | 0.17541 | 0.28545 | 0.31238 | 0.17541 | 0.17541 | 0.31238
IL Fac. Spec. - NOX Rate Summer v3.1, Unit 2864 and retrofits | 585 | 1797 | Rate Constraint in lbs/MMBtu | FALSE | L | Annual | Rate | lb/MWh | 0.066265 | 0.066265 | 0.066265 | 0.066265 | 0.066265 | 0.066265 | 0.066265 | 0.066265
IL Fac. Spec. - NOX Rate Summer v3.1, Unit 2864 and retrofits | 585 | 1797 | Rate Constraint in lbs/MMBtu | FALSE | L | Annual | Constraint Shadow Price | US2016$/Ton | 0 | 0 | 0 | 0 | 0 | 0 | 0 | 0
IL Fac. Spec. - NOX Rate Summer v3.1, Unit 2865 and retrofits | 586 | 1797 | Rate Constraint in lbs/MMBtu | FALSE | L | Annual | Seasons Included | Seasons | Summer | Summer | Summer | Summer | Summer | Summer | Summer | Summer
IL Fac. Spec. - NOX Rate Summer v3.1, Unit 2865 and retrofits | 586 | 1797 | Rate Constraint in lbs/MMBtu | FALSE | L | Annual | Standard NOX | lb/MMBtu | 0.25 | 0.25 | 0.25 | 0.25 | 0.25 | 0.25 | 0.25 | 0.25
IL Fac. Spec. - NOX Rate Summer v3.1, Unit 2865 and retrofits | 586 | 1797 | Rate Constraint in lbs/MMBtu | FALSE | L | Annual | Emissions at Affected Plants NOX | Thousand Tons | 0.011948 | 0.011948 | 0.0067087 | 0.011948 | 0.011948 | 0.0067087 | 0.0067087 | 0.011948
IL Fac. Spec. - NOX Rate Summer v3.1, Unit 2865 and retrofits | 586 | 1797 | Rate Constraint in lbs/MMBtu | FALSE | L | Annual | Allowances Purchased NOX | Thousand Tons | 0 | 0 | 0 | 0 | 0 | 0 | 0 | 0
IL Fac. Spec. - NOX Rate Summer v3.1, Unit 2865 and retrofits | 586 | 1797 | Rate Constraint in lbs/MMBtu | FALSE | L | Annual | Allowances Sold NOX | Thousand Tons | 0 | 0 | 0 | 0 | 0 | 0 | 0 | 0
IL Fac. Spec. - NOX Rate Summer v3.1, Unit 2865 and retrofits | 586 | 1797 | Rate Constraint in lbs/MMBtu | FALSE | L | Annual | Allowances Banked | Thousand Tons | 0 | 0 | 0 | 0 | 0 | 0 | 0 | 0
IL Fac. Spec. - NOX Rate Summer v3.1, Unit 2865 and retrofits | 586 | 1797 | Rate Constraint in lbs/MMBtu | FALSE | L | Annual | Allowances Withdrawn (1:1) | Thousand Tons | 0 | 0 | 0 | 0 | 0 | 0 | 0 | 0
IL Fac. Spec. - NOX Rate Summer v3.1, Unit 2865 and retrofits | 586 | 1797 | Rate Constraint in lbs/MMBtu | FALSE | L | Annual | Allowances Withdrawn (n:1) | Thousand Tons | 0 | 0 | 0 | 0 | 0 | 0 | 0 | 0
IL Fac. Spec. - NOX Rate Summer v3.1, Unit 2865 and retrofits | 586 | 1797 | Rate Constraint in lbs/MMBtu | FALSE | L | Annual | Net Emissions Allowance Position | Thousand Tons | 0.011948 | 0.011948 | 0.0067087 | 0.011948 | 0.011948 | 0.0067087 | 0.0067087 | 0.011948
IL Fac. Spec. - NOX Rate Summer v3.1, Unit 2865 and retrofits | 586 | 1797 | Rate Constraint in lbs/MMBtu | FALSE | L | Annual | Fuel Consumed | TBtu | 2.2822 | 2.2822 | 1.2815 | 2.2822 | 2.2822 | 1.2815 | 1.2815 | 2.2822
IL Fac. Spec. - NOX Rate Summer v3.1, Unit 2865 and retrofits | 586 | 1797 | Rate Constraint in lbs/MMBtu | FALSE | L | Annual | Rate | lb/MMBtu | 0.01047 | 0.01047 | 0.01047 | 0.01047 | 0.01047 | 0.01047 | 0.01047 | 0.01047
IL Fac. Spec. - NOX Rate Summer v3.1, Unit 2865 and retrofits | 586 | 1797 | Rate Constraint in lbs/MMBtu | FALSE | L | Annual | Generation | TWh | 0.31238 | 0.31238 | 0.17541 | 0.31238 | 0.31238 | 0.17541 | 0.17541 | 0.31238
IL Fac. Spec. - NOX Rate Summer v3.1, Unit 2865 and retrofits | 586 | 1797 | Rate Constraint in lbs/MMBtu | FALSE | L | Annual | Qualifying Generation | TWh | 0.31238 | 0.31238 | 0.17541 | 0.31238 | 0.31238 | 0.17541 | 0.17541 | 0.31238
IL Fac. Spec. - NOX Rate Summer v3.1, Unit 2865 and retrofits | 586 | 1797 | Rate Constraint in lbs/MMBtu | FALSE | L | Annual | Rate | lb/MWh | 0.076494 | 0.076494 | 0.076494 | 0.076494 | 0.076494 | 0.076494 | 0.076494 | 0.076494
IL Fac. Spec. - NOX Rate Summer v3.1, Unit 2865 and retrofits | 586 | 1797 | Rate Constraint in lbs/MMBtu | FALSE | L | Annual | Constraint Shadow Price | US2016$/Ton | 0 | 0 | 0 | 0 | 0 | 0 | 0 | 0
IL Fac. Spec. - NOX Rate Summer v3.1, Unit 2866 and retrofits | 587 | 1797 | Rate Constraint in lbs/MMBtu | FALSE | L | Annual | Seasons Included | Seasons | Summer | Summer | Summer | Summer | Summer | Summer | Summer | Summer
IL Fac. Spec. - NOX Rate Summer v3.1, Unit 2866 and retrofits | 587 | 1797 | Rate Constraint in lbs/MMBtu | FALSE | L | Annual | Standard NOX | lb/MMBtu | 0.25 | 0.25 | 0.25 | 0.25 | 0.25 | 0.25 | 0.25 | 0.25
IL Fac. Spec. - NOX Rate Summer v3.1, Unit 2866 and retrofits | 587 | 1797 | Rate Constraint in lbs/MMBtu | FALSE | L | Annual | Emissions at Affected Plants NOX | Thousand Tons | 0.013123 | 0.013123 | 0.0073687 | 0.011992 | 0.013123 | 0.0073687 | 0.0073687 | 0.013123
IL Fac. Spec. - NOX Rate Summer v3.1, Unit 2866 and retrofits | 587 | 1797 | Rate Constraint in lbs/MMBtu | FALSE | L | Annual | Allowances Purchased NOX | Thousand Tons | 0 | 0 | 0 | 0 | 0 | 0 | 0 | 0
IL Fac. Spec. - NOX Rate Summer v3.1, Unit 2866 and retrofits | 587 | 1797 | Rate Constraint in lbs/MMBtu | FALSE | L | Annual | Allowances Sold NOX | Thousand Tons | 0 | 0 | 0 | 0 | 0 | 0 | 0 | 0
IL Fac. Spec. - NOX Rate Summer v3.1, Unit 2866 and retrofits | 587 | 1797 | Rate Constraint in lbs/MMBtu | FALSE | L | Annual | Allowances Banked | Thousand Tons | 0 | 0 | 0 | 0 | 0 | 0 | 0 | 0
IL Fac. Spec. - NOX Rate Summer v3.1, Unit 2866 and retrofits | 587 | 1797 | Rate Constraint in lbs/MMBtu | FALSE | L | Annual | Allowances Withdrawn (1:1) | Thousand Tons | 0 | 0 | 0 | 0 | 0 | 0 | 0 | 0
IL Fac. Spec. - NOX Rate Summer v3.1, Unit 2866 and retrofits | 587 | 1797 | Rate Constraint in lbs/MMBtu | FALSE | L | Annual | Allowances Withdrawn (n:1) | Thousand Tons | 0 | 0 | 0 | 0 | 0 | 0 | 0 | 0
IL Fac. Spec. - NOX Rate Summer v3.1, Unit 2866 and retrofits | 587 | 1797 | Rate Constraint in lbs/MMBtu | FALSE | L | Annual | Net Emissions Allowance Position | Thousand Tons | 0.013123 | 0.013123 | 0.0073687 | 0.011992 | 0.013123 | 0.0073687 | 0.0073687 | 0.013123
IL Fac. Spec. - NOX Rate Summer v3.1, Unit 2866 and retrofits | 587 | 1797 | Rate Constraint in lbs/MMBtu | FALSE | L | Annual | Fuel Consumed | TBtu | 2.2822 | 2.2822 | 1.2815 | 2.0855 | 2.2822 | 1.2815 | 1.2815 | 2.2822
IL Fac. Spec. - NOX Rate Summer v3.1, Unit 2866 and retrofits | 587 | 1797 | Rate Constraint in lbs/MMBtu | FALSE | L | Annual | Rate | lb/MMBtu | 0.0115 | 0.0115 | 0.0115 | 0.0115 | 0.0115 | 0.0115 | 0.0115 | 0.0115
IL Fac. Spec. - NOX Rate Summer v3.1, Unit 2866 and retrofits | 587 | 1797 | Rate Constraint in lbs/MMBtu | FALSE | L | Annual | Generation | TWh | 0.31238 | 0.31238 | 0.17541 | 0.28545 | 0.31238 | 0.17541 | 0.17541 | 0.31238
IL Fac. Spec. - NOX Rate Summer v3.1, Unit 2866 and retrofits | 587 | 1797 | Rate Constraint in lbs/MMBtu | FALSE | L | Annual | Qualifying Generation | TWh | 0.31238 | 0.31238 | 0.17541 | 0.28545 | 0.31238 | 0.17541 | 0.17541 | 0.31238
IL Fac. Spec. - NOX Rate Summer v3.1, Unit 2866 and retrofits | 587 | 1797 | Rate Constraint in lbs/MMBtu | FALSE | L | Annual | Rate | lb/MWh | 0.084019 | 0.084019 | 0.084019 | 0.084019 | 0.084019 | 0.084019 | 0.084019 | 0.084019
IL Fac. Spec. - NOX Rate Summer v3.1, Unit 2866 and retrofits | 587 | 1797 | Rate Constraint in lbs/MMBtu | FALSE | L | Annual | Constraint Shadow Price | US2016$/Ton | 0 | 0 | 0 | 0 | 0 | 0 | 0 | 0
IL Fac. Spec. - NOX Rate Summer v3.1, Unit 2867 and retrofits | 588 | 1797 | Rate Constraint in lbs/MMBtu | FALSE | L | Annual | Seasons Included | Seasons | Summer | Summer | Summer | Summer | Summer | Summer | Summer | Summer
IL Fac. Spec. - NOX Rate Summer v3.1, Unit 2867 and retrofits | 588 | 1797 | Rate Constraint in lbs/MMBtu | FALSE | L | Annual | Standard NOX | lb/MMBtu | 0.25 | 0.25 | 0.25 | 0.25 | 0.25 | 0.25 | 0.25 | 0.25
IL Fac. Spec. - NOX Rate Summer v3.1, Unit 2867 and retrofits | 588 | 1797 | Rate Constraint in lbs/MMBtu | FALSE | L | Annual | Emissions at Affected Plants NOX | Thousand Tons | 0.012096 | 0.012096 | 0.0073832 | 0.011179 | 0.012096 | 0.006792 | 0.006792 | 0.012096
IL Fac. Spec. - NOX Rate Summer v3.1, Unit 2867 and retrofits | 588 | 1797 | Rate Constraint in lbs/MMBtu | FALSE | L | Annual | Allowances Purchased NOX | Thousand Tons | 0 | 0 | 0 | 0 | 0 | 0 | 0 | 0
IL Fac. Spec. - NOX Rate Summer v3.1, Unit 2867 and retrofits | 588 | 1797 | Rate Constraint in lbs/MMBtu | FALSE | L | Annual | Allowances Sold NOX | Thousand Tons | 0 | 0 | 0 | 0 | 0 | 0 | 0 | 0
IL Fac. Spec. - NOX Rate Summer v3.1, Unit 2867 and retrofits | 588 | 1797 | Rate Constraint in lbs/MMBtu | FALSE | L | Annual | Allowances Banked | Thousand Tons | 0 | 0 | 0 | 0 | 0 | 0 | 0 | 0
IL Fac. Spec. - NOX Rate Summer v3.1, Unit 2867 and retrofits | 588 | 1797 | Rate Constraint in lbs/MMBtu | FALSE | L | Annual | Allowances Withdrawn (1:1) | Thousand Tons | 0 | 0 | 0 | 0 | 0 | 0 | 0 | 0
IL Fac. Spec. - NOX Rate Summer v3.1, Unit 2867 and retrofits | 588 | 1797 | Rate Constraint in lbs/MMBtu | FALSE | L | Annual | Allowances Withdrawn (n:1) | Thousand Tons | 0 | 0 | 0 | 0 | 0 | 0 | 0 | 0
IL Fac. Spec. - NOX Rate Summer v3.1, Unit 2867 and retrofits | 588 | 1797 | Rate Constraint in lbs/MMBtu | FALSE | L | Annual | Net Emissions Allowance Position | Thousand Tons | 0.012096 | 0.012096 | 0.0073832 | 0.011179 | 0.012096 | 0.006792 | 0.006792 | 0.012096
IL Fac. Spec. - NOX Rate Summer v3.1, Unit 2867 and retrofits | 588 | 1797 | Rate Constraint in lbs/MMBtu | FALSE | L | Annual | Fuel Consumed | TBtu | 2.2822 | 2.2822 | 1.3931 | 2.1093 | 2.2822 | 1.2815 | 1.2815 | 2.2822
IL Fac. Spec. - NOX Rate Summer v3.1, Unit 2867 and retrofits | 588 | 1797 | Rate Constraint in lbs/MMBtu | FALSE | L | Annual | Rate | lb/MMBtu | 0.0106 | 0.0106 | 0.0106 | 0.0106 | 0.0106 | 0.0106 | 0.0106 | 0.0106
IL Fac. Spec. - NOX Rate Summer v3.1, Unit 2867 and retrofits | 588 | 1797 | Rate Constraint in lbs/MMBtu | FALSE | L | Annual | Generation | TWh | 0.31238 | 0.31238 | 0.19067 | 0.28871 | 0.31238 | 0.17541 | 0.17541 | 0.31238
IL Fac. Spec. - NOX Rate Summer v3.1, Unit 2867 and retrofits | 588 | 1797 | Rate Constraint in lbs/MMBtu | FALSE | L | Annual | Qualifying Generation | TWh | 0.31238 | 0.31238 | 0.19067 | 0.28871 | 0.31238 | 0.17541 | 0.17541 | 0.31238
IL Fac. Spec. - NOX Rate Summer v3.1, Unit 2867 and retrofits | 588 | 1797 | Rate Constraint in lbs/MMBtu | FALSE | L | Annual | Rate | lb/MWh | 0.077444 | 0.077444 | 0.077444 | 0.077444 | 0.077444 | 0.077444 | 0.077444 | 0.077444
IL Fac. Spec. - NOX Rate Summer v3.1, Unit 2867 and retrofits | 588 | 1797 | Rate Constraint in lbs/MMBtu | FALSE | L | Annual | Constraint Shadow Price | US2016$/Ton | 0 | 0 | 0 | 0 | 0 | 0 | 0 | 0
IL Fac. Spec. - NOX Rate Summer v3.1, Unit 2869 and retrofits | 589 | 1797 | Rate Constraint in lbs/MMBtu | FALSE | L | Annual | Seasons Included | Seasons | Summer | Summer | Summer | Summer | Summer | Summer | Summer | Summer
IL Fac. Spec. - NOX Rate Summer v3.1, Unit 2869 and retrofits | 589 | 1797 | Rate Constraint in lbs/MMBtu | FALSE | L | Annual | Standard NOX | lb/MMBtu | 0.25 | 0.25 | 0.25 | 0.25 | 0.25 | 0.25 | 0.25 | 0.25
IL Fac. Spec. - NOX Rate Summer v3.1, Unit 2869 and retrofits | 589 | 1797 | Rate Constraint in lbs/MMBtu | FALSE | L | Annual | Emissions at Affected Plants NOX | Thousand Tons | 0.054086 | 0.054086 | 0.054086 | 0.054086 | 0.054086 | 0.054086 | 0.054086 | 0.054086
IL Fac. Spec. - NOX Rate Summer v3.1, Unit 2869 and retrofits | 589 | 1797 | Rate Constraint in lbs/MMBtu | FALSE | L | Annual | Allowances Purchased NOX | Thousand Tons | 0 | 0 | 0 | 0 | 0 | 0 | 0 | 0
IL Fac. Spec. - NOX Rate Summer v3.1, Unit 2869 and retrofits | 589 | 1797 | Rate Constraint in lbs/MMBtu | FALSE | L | Annual | Allowances Sold NOX | Thousand Tons | 0 | 0 | 0 | 0 | 0 | 0 | 0 | 0
IL Fac. Spec. - NOX Rate Summer v3.1, Unit 2869 and retrofits | 589 | 1797 | Rate Constraint in lbs/MMBtu | FALSE | L | Annual | Allowances Banked | Thousand Tons | 0 | 0 | 0 | 0 | 0 | 0 | 0 | 0
IL Fac. Spec. - NOX Rate Summer v3.1, Unit 2869 and retrofits | 589 | 1797 | Rate Constraint in lbs/MMBtu | FALSE | L | Annual | Allowances Withdrawn (1:1) | Thousand Tons | 0 | 0 | 0 | 0 | 0 | 0 | 0 | 0
IL Fac. Spec. - NOX Rate Summer v3.1, Unit 2869 and retrofits | 589 | 1797 | Rate Constraint in lbs/MMBtu | FALSE | L | Annual | Allowances Withdrawn (n:1) | Thousand Tons | 0 | 0 | 0 | 0 | 0 | 0 | 0 | 0
IL Fac. Spec. - NOX Rate Summer v3.1, Unit 2869 and retrofits | 589 | 1797 | Rate Constraint in lbs/MMBtu | FALSE | L | Annual | Net Emissions Allowance Position | Thousand Tons | 0.054086 | 0.054086 | 0.054086 | 0.054086 | 0.054086 | 0.054086 | 0.054086 | 0.054086
IL Fac. Spec. - NOX Rate Summer v3.1, Unit 2869 and retrofits | 589 | 1797 | Rate Constraint in lbs/MMBtu | FALSE | L | Annual | Fuel Consumed | TBtu | 0.91193 | 0.91193 | 0.91193 | 0.91193 | 0.91193 | 0.91193 | 0.91193 | 0.91193
IL Fac. Spec. - NOX Rate Summer v3.1, Unit 2869 and retrofits | 589 | 1797 | Rate Constraint in lbs/MMBtu | FALSE | L | Annual | Rate | lb/MMBtu | 0.11862 | 0.11862 | 0.11862 | 0.11862 | 0.11862 | 0.11862 | 0.11862 | 0.11862
IL Fac. Spec. - NOX Rate Summer v3.1, Unit 2869 and retrofits | 589 | 1797 | Rate Constraint in lbs/MMBtu | FALSE | L | Annual | Generation | TWh | 0.15557 | 0.15557 | 0.15557 | 0.15557 | 0.15557 | 0.15557 | 0.15557 | 0.15557
IL Fac. Spec. - NOX Rate Summer v3.1, Unit 2869 and retrofits | 589 | 1797 | Rate Constraint in lbs/MMBtu | FALSE | L | Annual | Qualifying Generation | TWh | 0.15557 | 0.15557 | 0.15557 | 0.15557 | 0.15557 | 0.15557 | 0.15557 | 0.15557
IL Fac. Spec. - NOX Rate Summer v3.1, Unit 2869 and retrofits | 589 | 1797 | Rate Constraint in lbs/MMBtu | FALSE | L | Annual | Rate | lb/MWh | 0.69534 | 0.69534 | 0.69534 | 0.69534 | 0.69534 | 0.69534 | 0.69534 | 0.69534
IL Fac. Spec. - NOX Rate Summer v3.1, Unit 2869 and retrofits | 589 | 1797 | Rate Constraint in lbs/MMBtu | FALSE | L | Annual | Constraint Shadow Price | US2016$/Ton | 0 | 0 | 0 | 0 | 0 | 0 | 0 | 0
IL Fac. Spec. - NOX Rate Summer v3.1, Unit 2870 and retrofits | 590 | 1797 | Rate Constraint in lbs/MMBtu | FALSE | L | Annual | Seasons Included | Seasons | Summer | Summer | Summer | Summer | Summer | Summer | Summer | Summer
IL Fac. Spec. - NOX Rate Summer v3.1, Unit 2870 and retrofits | 590 | 1797 | Rate Constraint in lbs/MMBtu | FALSE | L | Annual | Standard NOX | lb/MMBtu | 0.25 | 0.25 | 0.25 | 0.25 | 0.25 | 0.25 | 0.25 | 0.25
IL Fac. Spec. - NOX Rate Summer v3.1, Unit 2870 and retrofits | 590 | 1797 | Rate Constraint in lbs/MMBtu | FALSE | L | Annual | Emissions at Affected Plants NOX | Thousand Tons | 0.054086 | 0.054086 | 0.054086 | 0.054086 | 0.054086 | 0.054086 | 0.054086 | 0.054086
IL Fac. Spec. - NOX Rate Summer v3.1, Unit 2870 and retrofits | 590 | 1797 | Rate Constraint in lbs/MMBtu | FALSE | L | Annual | Allowances Purchased NOX | Thousand Tons | 0 | 0 | 0 | 0 | 0 | 0 | 0 | 0
IL Fac. Spec. - NOX Rate Summer v3.1, Unit 2870 and retrofits | 590 | 1797 | Rate Constraint in lbs/MMBtu | FALSE | L | Annual | Allowances Sold NOX | Thousand Tons | 0 | 0 | 0 | 0 | 0 | 0 | 0 | 0
IL Fac. Spec. - NOX Rate Summer v3.1, Unit 2870 and retrofits | 590 | 1797 | Rate Constraint in lbs/MMBtu | FALSE | L | Annual | Allowances Banked | Thousand Tons | 0 | 0 | 0 | 0 | 0 | 0 | 0 | 0
IL Fac. Spec. - NOX Rate Summer v3.1, Unit 2870 and retrofits | 590 | 1797 | Rate Constraint in lbs/MMBtu | FALSE | L | Annual | Allowances Withdrawn (1:1) | Thousand Tons | 0 | 0 | 0 | 0 | 0 | 0 | 0 | 0
IL Fac. Spec. - NOX Rate Summer v3.1, Unit 2870 and retrofits | 590 | 1797 | Rate Constraint in lbs/MMBtu | FALSE | L | Annual | Allowances Withdrawn (n:1) | Thousand Tons | 0 | 0 | 0 | 0 | 0 | 0 | 0 | 0
IL Fac. Spec. - NOX Rate Summer v3.1, Unit 2870 and retrofits | 590 | 1797 | Rate Constraint in lbs/MMBtu | FALSE | L | Annual | Net Emissions Allowance Position | Thousand Tons | 0.054086 | 0.054086 | 0.054086 | 0.054086 | 0.054086 | 0.054086 | 0.054086 | 0.054086
IL Fac. Spec. - NOX Rate Summer v3.1, Unit 2870 and retrofits | 590 | 1797 | Rate Constraint in lbs/MMBtu | FALSE | L | Annual | Fuel Consumed | TBtu | 0.91193 | 0.91193 | 0.91193 | 0.91193 | 0.91193 | 0.91193 | 0.91193 | 0.91193
IL Fac. Spec. - NOX Rate Summer v3.1, Unit 2870 and retrofits | 590 | 1797 | Rate Constraint in lbs/MMBtu | FALSE | L | Annual | Rate | lb/MMBtu | 0.11862 | 0.11862 | 0.11862 | 0.11862 | 0.11862 | 0.11862 | 0.11862 | 0.11862
IL Fac. Spec. - NOX Rate Summer v3.1, Unit 2870 and retrofits | 590 | 1797 | Rate Constraint in lbs/MMBtu | FALSE | L | Annual | Generation | TWh | 0.15557 | 0.15557 | 0.15557 | 0.15557 | 0.15557 | 0.15557 | 0.15557 | 0.15557
IL Fac. Spec. - NOX Rate Summer v3.1, Unit 2870 and retrofits | 590 | 1797 | Rate Constraint in lbs/MMBtu | FALSE | L | Annual | Qualifying Generation | TWh | 0.15557 | 0.15557 | 0.15557 | 0.15557 | 0.15557 | 0.15557 | 0.15557 | 0.15557
IL Fac. Spec. - NOX Rate Summer v3.1, Unit 2870 and retrofits | 590 | 1797 | Rate Constraint in lbs/MMBtu | FALSE | L | Annual | Rate | lb/MWh | 0.69534 | 0.69534 | 0.69534 | 0.69534 | 0.69534 | 0.69534 | 0.69534 | 0.69534
IL Fac. Spec. - NOX Rate Summer v3.1, Unit 2870 and retrofits | 590 | 1797 | Rate Constraint in lbs/MMBtu | FALSE | L | Annual | Constraint Shadow Price | US2016$/Ton | 0 | 0 | 0 | 0 | 0 | 0 | 0 | 0
IL Fac. Spec. - NOX Rate Summer v3.1, Unit 2871 and retrofits | 591 | 1797 | Rate Constraint in lbs/MMBtu | FALSE | L | Annual | Seasons Included | Seasons | Summer | Summer | Summer | Summer | Summer | Summer | Summer | Summer
IL Fac. Spec. - NOX Rate Summer v3.1, Unit 2871 and retrofits | 591 | 1797 | Rate Constraint in lbs/MMBtu | FALSE | L | Annual | Standard NOX | lb/MMBtu | 0.25 | 0.25 | 0.25 | 0.25 | 0.25 | 0.25 | 0.25 | 0.25
IL Fac. Spec. - NOX Rate Summer v3.1, Unit 2871 and retrofits | 591 | 1797 | Rate Constraint in lbs/MMBtu | FALSE | L | Annual | Emissions at Affected Plants NOX | Thousand Tons | 0.050206 | 0.050206 | 0.050206 | 0.050206 | 0.050206 | 0.050206 | 0.050206 | 0.050206
IL Fac. Spec. - NOX Rate Summer v3.1, Unit 2871 and retrofits | 591 | 1797 | Rate Constraint in lbs/MMBtu | FALSE | L | Annual | Allowances Purchased NOX | Thousand Tons | 0 | 0 | 0 | 0 | 0 | 0 | 0 | 0
IL Fac. Spec. - NOX Rate Summer v3.1, Unit 2871 and retrofits | 591 | 1797 | Rate Constraint in lbs/MMBtu | FALSE | L | Annual | Allowances Sold NOX | Thousand Tons | 0 | 0 | 0 | 0 | 0 | 0 | 0 | 0
IL Fac. Spec. - NOX Rate Summer v3.1, Unit 2871 and retrofits | 591 | 1797 | Rate Constraint in lbs/MMBtu | FALSE | L | Annual | Allowances Banked | Thousand Tons | 0 | 0 | 0 | 0 | 0 | 0 | 0 | 0
IL Fac. Spec. - NOX Rate Summer v3.1, Unit 2871 and retrofits | 591 | 1797 | Rate Constraint in lbs/MMBtu | FALSE | L | Annual | Allowances Withdrawn (1:1) | Thousand Tons | 0 | 0 | 0 | 0 | 0 | 0 | 0 | 0
IL Fac. Spec. - NOX Rate Summer v3.1, Unit 2871 and retrofits | 591 | 1797 | Rate Constraint in lbs/MMBtu | FALSE | L | Annual | Allowances Withdrawn (n:1) | Thousand Tons | 0 | 0 | 0 | 0 | 0 | 0 | 0 | 0
IL Fac. Spec. - NOX Rate Summer v3.1, Unit 2871 and retrofits | 591 | 1797 | Rate Constraint in lbs/MMBtu | FALSE | L | Annual | Net Emissions Allowance Position | Thousand Tons | 0.050206 | 0.050206 | 0.050206 | 0.050206 | 0.050206 | 0.050206 | 0.050206 | 0.050206
IL Fac. Spec. - NOX Rate Summer v3.1, Unit 2871 and retrofits | 591 | 1797 | Rate Constraint in lbs/MMBtu | FALSE | L | Annual | Fuel Consumed | TBtu | 0.84652 | 0.84652 | 0.84652 | 0.84652 | 0.84652 | 0.84652 | 0.84652 | 0.84652
IL Fac. Spec. - NOX Rate Summer v3.1, Unit 2871 and retrofits | 591 | 1797 | Rate Constraint in lbs/MMBtu | FALSE | L | Annual | Rate | lb/MMBtu | 0.11862 | 0.11862 | 0.11862 | 0.11862 | 0.11862 | 0.11862 | 0.11862 | 0.11862
IL Fac. Spec. - NOX Rate Summer v3.1, Unit 2871 and retrofits | 591 | 1797 | Rate Constraint in lbs/MMBtu | FALSE | L | Annual | Generation | TWh | 0.14441 | 0.14441 | 0.14441 | 0.14441 | 0.14441 | 0.14441 | 0.14441 | 0.14441
IL Fac. Spec. - NOX Rate Summer v3.1, Unit 2871 and retrofits | 591 | 1797 | Rate Constraint in lbs/MMBtu | FALSE | L | Annual | Qualifying Generation | TWh | 0.14441 | 0.14441 | 0.14441 | 0.14441 | 0.14441 | 0.14441 | 0.14441 | 0.14441
IL Fac. Spec. - NOX Rate Summer v3.1, Unit 2871 and retrofits | 591 | 1797 | Rate Constraint in lbs/MMBtu | FALSE | L | Annual | Rate | lb/MWh | 0.69534 | 0.69534 | 0.69534 | 0.69534 | 0.69534 | 0.69534 | 0.69534 | 0.69534
IL Fac. Spec. - NOX Rate Summer v3.1, Unit 2871 and retrofits | 591 | 1797 | Rate Constraint in lbs/MMBtu | FALSE | L | Annual | Constraint Shadow Price | US2016$/Ton | 0 | 0 | 0 | 0 | 0 | 0 | 0 | 0
IL Fac. Spec. - NOX Rate Summer v3.1, Unit 2872 and retrofits | 592 | 1797 | Rate Constraint in lbs/MMBtu | FALSE | L | Annual | Seasons Included | Seasons | Summer | Summer | Summer | Summer | Summer | Summer | Summer | Summer
IL Fac. Spec. - NOX Rate Summer v3.1, Unit 2872 and retrofits | 592 | 1797 | Rate Constraint in lbs/MMBtu | FALSE | L | Annual | Standard NOX | lb/MMBtu | 0.25 | 0.25 | 0.25 | 0.25 | 0.25 | 0.25 | 0.25 | 0.25
IL Fac. Spec. - NOX Rate Summer v3.1, Unit 2872 and retrofits | 592 | 1797 | Rate Constraint in lbs/MMBtu | FALSE | L | Annual | Emissions at Affected Plants NOX | Thousand Tons | 0.070745 | 0.070745 | 0.070745 | 0.070745 | 0.070745 | 0.070745 | 0.070745 | 0.070745
IL Fac. Spec. - NOX Rate Summer v3.1, Unit 2872 and retrofits | 592 | 1797 | Rate Constraint in lbs/MMBtu | FALSE | L | Annual | Allowances Purchased NOX | Thousand Tons | 0 | 0 | 0 | 0 | 0 | 0 | 0 | 0
IL Fac. Spec. - NOX Rate Summer v3.1, Unit 2872 and retrofits | 592 | 1797 | Rate Constraint in lbs/MMBtu | FALSE | L | Annual | Allowances Sold NOX | Thousand Tons | 0 | 0 | 0 | 0 | 0 | 0 | 0 | 0
IL Fac. Spec. - NOX Rate Summer v3.1, Unit 2872 and retrofits | 592 | 1797 | Rate Constraint in lbs/MMBtu | FALSE | L | Annual | Allowances Banked | Thousand Tons | 0 | 0 | 0 | 0 | 0 | 0 | 0 | 0
IL Fac. Spec. - NOX Rate Summer v3.1, Unit 2872 and retrofits | 592 | 1797 | Rate Constraint in lbs/MMBtu | FALSE | L | Annual | Allowances Withdrawn (1:1) | Thousand Tons | 0 | 0 | 0 | 0 | 0 | 0 | 0 | 0
IL Fac. Spec. - NOX Rate Summer v3.1, Unit 2872 and retrofits | 592 | 1797 | Rate Constraint in lbs/MMBtu | FALSE | L | Annual | Allowances Withdrawn (n:1) | Thousand Tons | 0 | 0 | 0 | 0 | 0 | 0 | 0 | 0
IL Fac. Spec. - NOX Rate Summer v3.1, Unit 2872 and retrofits | 592 | 1797 | Rate Constraint in lbs/MMBtu | FALSE | L | Annual | Net Emissions Allowance Position | Thousand Tons | 0.070745 | 0.070745 | 0.070745 | 0.070745 | 0.070745 | 0.070745 | 0.070745 | 0.070745
IL Fac. Spec. - NOX Rate Summer v3.1, Unit 2872 and retrofits | 592 | 1797 | Rate Constraint in lbs/MMBtu | FALSE | L | Annual | Fuel Consumed | TBtu | 1.1928 | 1.1928 | 1.1928 | 1.1928 | 1.1928 | 1.1928 | 1.1928 | 1.1928
IL Fac. Spec. - NOX Rate Summer v3.1, Unit 2872 and retrofits | 592 | 1797 | Rate Constraint in lbs/MMBtu | FALSE | L | Annual | Rate | lb/MMBtu | 0.11862 | 0.11862 | 0.11862 | 0.11862 | 0.11862 | 0.11862 | 0.11862 | 0.11862
IL Fac. Spec. - NOX Rate Summer v3.1, Unit 2872 and retrofits | 592 | 1797 | Rate Constraint in lbs/MMBtu | FALSE | L | Annual | Generation | TWh | 0.20348 | 0.20348 | 0.20348 | 0.20348 | 0.20348 | 0.20348 | 0.20348 | 0.20348
IL Fac. Spec. - NOX Rate Summer v3.1, Unit 2872 and retrofits | 592 | 1797 | Rate Constraint in lbs/MMBtu | FALSE | L | Annual | Qualifying Generation | TWh | 0.20348 | 0.20348 | 0.20348 | 0.20348 | 0.20348 | 0.20348 | 0.20348 | 0.20348
IL Fac. Spec. - NOX Rate Summer v3.1, Unit 2872 and retrofits | 592 | 1797 | Rate Constraint in lbs/MMBtu | FALSE | L | Annual | Rate | lb/MWh | 0.69534 | 0.69534 | 0.69534 | 0.69534 | 0.69534 | 0.69534 | 0.69534 | 0.69534
IL Fac. Spec. - NOX Rate Summer v3.1, Unit 2872 and retrofits | 592 | 1797 | Rate Constraint in lbs/MMBtu | FALSE | L | Annual | Constraint Shadow Price | US2016$/Ton | 0 | 0 | 0 | 0 | 0 | 0 | 0 | 0
IL Fac. Spec. - NOX Rate Summer v3.1, Unit 3012 and retrofits | 593 | 1797 | Rate Constraint in lbs/MMBtu | FALSE | L | Annual | Seasons Included | Seasons | Summer | Summer | Summer | Summer | Summer | Summer | Summer | Summer
IL Fac. Spec. - NOX Rate Summer v3.1, Unit 3012 and retrofits | 593 | 1797 | Rate Constraint in lbs/MMBtu | FALSE | L | Annual | Standard NOX | lb/MMBtu | 0.25 | 0.25 | 0.25 | 0.25 | 0.25 | 0.25 | 0.25 | 0.25
IL Fac. Spec. - NOX Rate Summer v3.1, Unit 3012 and retrofits | 593 | 1797 | Rate Constraint in lbs/MMBtu | FALSE | L | Annual | Emissions at Affected Plants NOX | Thousand Tons | 0.014098 | 0.014098 | 0.014098 | 0.014098 | 0.024057 | 0.014098 | 0.014098 | 0.014098
IL Fac. Spec. - NOX Rate Summer v3.1, Unit 3012 and retrofits | 593 | 1797 | Rate Constraint in lbs/MMBtu | FALSE | L | Annual | Allowances Purchased NOX | Thousand Tons | 0 | 0 | 0 | 0 | 0 | 0 | 0 | 0
IL Fac. Spec. - NOX Rate Summer v3.1, Unit 3012 and retrofits | 593 | 1797 | Rate Constraint in lbs/MMBtu | FALSE | L | Annual | Allowances Sold NOX | Thousand Tons | 0 | 0 | 0 | 0 | 0 | 0 | 0 | 0
IL Fac. Spec. - NOX Rate Summer v3.1, Unit 3012 and retrofits | 593 | 1797 | Rate Constraint in lbs/MMBtu | FALSE | L | Annual | Allowances Banked | Thousand Tons | 0 | 0 | 0 | 0 | 0 | 0 | 0 | 0
IL Fac. Spec. - NOX Rate Summer v3.1, Unit 3012 and retrofits | 593 | 1797 | Rate Constraint in lbs/MMBtu | FALSE | L | Annual | Allowances Withdrawn (1:1) | Thousand Tons | 0 | 0 | 0 | 0 | 0 | 0 | 0 | 0
IL Fac. Spec. - NOX Rate Summer v3.1, Unit 3012 and retrofits | 593 | 1797 | Rate Constraint in lbs/MMBtu | FALSE | L | Annual | Allowances Withdrawn (n:1) | Thousand Tons | 0 | 0 | 0 | 0 | 0 | 0 | 0 | 0
IL Fac. Spec. - NOX Rate Summer v3.1, Unit 3012 and retrofits | 593 | 1797 | Rate Constraint in lbs/MMBtu | FALSE | L | Annual | Net Emissions Allowance Position | Thousand Tons | 0.014098 | 0.014098 | 0.014098 | 0.014098 | 0.024057 | 0.014098 | 0.014098 | 0.014098
IL Fac. Spec. - NOX Rate Summer v3.1, Unit 3012 and retrofits | 593 | 1797 | Rate Constraint in lbs/MMBtu | FALSE | L | Annual | Fuel Consumed | TBtu | 1.6884 | 1.6884 | 1.6884 | 1.6884 | 2.881 | 1.6884 | 1.6884 | 1.6884
IL Fac. Spec. - NOX Rate Summer v3.1, Unit 3012 and retrofits | 593 | 1797 | Rate Constraint in lbs/MMBtu | FALSE | L | Annual | Rate | lb/MMBtu | 0.0167 | 0.0167 | 0.0167 | 0.0167 | 0.0167 | 0.0167 | 0.0167 | 0.0167
IL Fac. Spec. - NOX Rate Summer v3.1, Unit 3012 and retrofits | 593 | 1797 | Rate Constraint in lbs/MMBtu | FALSE | L | Annual | Generation | TWh | 0.21513 | 0.21513 | 0.21513 | 0.21513 | 0.3671 | 0.21513 | 0.21513 | 0.21513
IL Fac. Spec. - NOX Rate Summer v3.1, Unit 3012 and retrofits | 593 | 1797 | Rate Constraint in lbs/MMBtu | FALSE | L | Annual | Qualifying Generation | TWh | 0.21513 | 0.21513 | 0.21513 | 0.21513 | 0.3671 | 0.21513 | 0.21513 | 0.21513
IL Fac. Spec. - NOX Rate Summer v3.1, Unit 3012 and retrofits | 593 | 1797 | Rate Constraint in lbs/MMBtu | FALSE | L | Annual | Rate | lb/MWh | 0.13106 | 0.13106 | 0.13106 | 0.13106 | 0.13106 | 0.13106 | 0.13106 | 0.13106
IL Fac. Spec. - NOX Rate Summer v3.1, Unit 3012 and retrofits | 593 | 1797 | Rate Constraint in lbs/MMBtu | FALSE | L | Annual | Constraint Shadow Price | US2016$/Ton | 0 | 0 | 0 | 0 | 0 | 0 | 0 | 0
IL Fac. Spec. - NOX Rate Summer v3.1, Unit 3013 and retrofits | 594 | 1797 | Rate Constraint in lbs/MMBtu | FALSE | L | Annual | Seasons Included | Seasons | Summer | Summer | Summer | Summer | Summer | Summer | Summer | Summer
IL Fac. Spec. - NOX Rate Summer v3.1, Unit 3013 and retrofits | 594 | 1797 | Rate Constraint in lbs/MMBtu | FALSE | L | Annual | Standard NOX | lb/MMBtu | 0.25 | 0.25 | 0.25 | 0.25 | 0.25 | 0.25 | 0.25 | 0.25
IL Fac. Spec. - NOX Rate Summer v3.1, Unit 3013 and retrofits | 594 | 1797 | Rate Constraint in lbs/MMBtu | FALSE | L | Annual | Emissions at Affected Plants NOX | Thousand Tons | 0.010248 | 0.010248 | 0.01462 | 0.01462 | 0.024948 | 0.01462 | 0.01462 | 0.01462
IL Fac. Spec. - NOX Rate Summer v3.1, Unit 3013 and retrofits | 594 | 1797 | Rate Constraint in lbs/MMBtu | FALSE | L | Annual | Allowances Purchased NOX | Thousand Tons | 0 | 0 | 0 | 0 | 0 | 0 | 0 | 0
IL Fac. Spec. - NOX Rate Summer v3.1, Unit 3013 and retrofits | 594 | 1797 | Rate Constraint in lbs/MMBtu | FALSE | L | Annual | Allowances Sold NOX | Thousand Tons | 0 | 0 | 0 | 0 | 0 | 0 | 0 | 0
IL Fac. Spec. - NOX Rate Summer v3.1, Unit 3013 and retrofits | 594 | 1797 | Rate Constraint in lbs/MMBtu | FALSE | L | Annual | Allowances Banked | Thousand Tons | 0 | 0 | 0 | 0 | 0 | 0 | 0 | 0
IL Fac. Spec. - NOX Rate Summer v3.1, Unit 3013 and retrofits | 594 | 1797 | Rate Constraint in lbs/MMBtu | FALSE | L | Annual | Allowances Withdrawn (1:1) | Thousand Tons | 0 | 0 | 0 | 0 | 0 | 0 | 0 | 0
IL Fac. Spec. - NOX Rate Summer v3.1, Unit 3013 and retrofits | 594 | 1797 | Rate Constraint in lbs/MMBtu | FALSE | L | Annual | Allowances Withdrawn (n:1) | Thousand Tons | 0 | 0 | 0 | 0 | 0 | 0 | 0 | 0
IL Fac. Spec. - NOX Rate Summer v3.1, Unit 3013 and retrofits | 594 | 1797 | Rate Constraint in lbs/MMBtu | FALSE | L | Annual | Net Emissions Allowance Position | Thousand Tons | 0.010248 | 0.010248 | 0.01462 | 0.01462 | 0.024948 | 0.01462 | 0.01462 | 0.01462
IL Fac. Spec. - NOX Rate Summer v3.1, Unit 3013 and retrofits | 594 | 1797 | Rate Constraint in lbs/MMBtu | FALSE | L | Annual | Fuel Consumed | TBtu | 1.2273 | 1.2273 | 1.7509 | 1.7509 | 2.9878 | 1.7509 | 1.7509 | 1.7509
IL Fac. Spec. - NOX Rate Summer v3.1, Unit 3013 and retrofits | 594 | 1797 | Rate Constraint in lbs/MMBtu | FALSE | L | Annual | Rate | lb/MMBtu | 0.0167 | 0.0167 | 0.0167 | 0.0167 | 0.0167 | 0.0167 | 0.0167 | 0.0167
IL Fac. Spec. - NOX Rate Summer v3.1, Unit 3013 and retrofits | 594 | 1797 | Rate Constraint in lbs/MMBtu | FALSE | L | Annual | Generation | TWh | 0.15639 | 0.15639 | 0.22311 | 0.22311 | 0.38071 | 0.22311 | 0.22311 | 0.22311
IL Fac. Spec. - NOX Rate Summer v3.1, Unit 3013 and retrofits | 594 | 1797 | Rate Constraint in lbs/MMBtu | FALSE | L | Annual | Qualifying Generation | TWh | 0.15639 | 0.15639 | 0.22311 | 0.22311 | 0.38071 | 0.22311 | 0.22311 | 0.22311
IL Fac. Spec. - NOX Rate Summer v3.1, Unit 3013 and retrofits | 594 | 1797 | Rate Constraint in lbs/MMBtu | FALSE | L | Annual | Rate | lb/MWh | 0.13106 | 0.13106 | 0.13106 | 0.13106 | 0.13106 | 0.13106 | 0.13106 | 0.13106
IL Fac. Spec. - NOX Rate Summer v3.1, Unit 3013 and retrofits | 594 | 1797 | Rate Constraint in lbs/MMBtu | FALSE | L | Annual | Constraint Shadow Price | US2016$/Ton | 0 | 0 | 0 | 0 | 0 | 0 | 0 | 0
IL Fac. Spec. - NOX Rate Summer v3.1, Unit 3014 and retrofits | 595 | 1797 | Rate Constraint in lbs/MMBtu | FALSE | L | Annual | Seasons Included | Seasons | Summer | Summer | Summer | Summer | Summer | Summer | Summer | Summer
IL Fac. Spec. - NOX Rate Summer v3.1, Unit 3014 and retrofits | 595 | 1797 | Rate Constraint in lbs/MMBtu | FALSE | L | Annual | Standard NOX | lb/MMBtu | 0.25 | 0.25 | 0.25 | 0.25 | 0.25 | 0.25 | 0.25 | 0.25
IL Fac. Spec. - NOX Rate Summer v3.1, Unit 3014 and retrofits | 595 | 1797 | Rate Constraint in lbs/MMBtu | FALSE | L | Annual | Emissions at Affected Plants NOX | Thousand Tons | 0.023322 | 0.021697 | 0.030344 | 0.030344 | 0.051779 | 0.030344 | 0.030344 | 0.030344
IL Fac. Spec. - NOX Rate Summer v3.1, Unit 3014 and retrofits | 595 | 1797 | Rate Constraint in lbs/MMBtu | FALSE | L | Annual | Allowances Purchased NOX | Thousand Tons | 0 | 0 | 0 | 0 | 0 | 0 | 0 | 0
IL Fac. Spec. - NOX Rate Summer v3.1, Unit 3014 and retrofits | 595 | 1797 | Rate Constraint in lbs/MMBtu | FALSE | L | Annual | Allowances Sold NOX | Thousand Tons | 0 | 0 | 0 | 0 | 0 | 0 | 0 | 0
IL Fac. Spec. - NOX Rate Summer v3.1, Unit 3014 and retrofits | 595 | 1797 | Rate Constraint in lbs/MMBtu | FALSE | L | Annual | Allowances Banked | Thousand Tons | 0 | 0 | 0 | 0 | 0 | 0 | 0 | 0
IL Fac. Spec. - NOX Rate Summer v3.1, Unit 3014 and retrofits | 595 | 1797 | Rate Constraint in lbs/MMBtu | FALSE | L | Annual | Allowances Withdrawn (1:1) | Thousand Tons | 0 | 0 | 0 | 0 | 0 | 0 | 0 | 0
IL Fac. Spec. - NOX Rate Summer v3.1, Unit 3014 and retrofits | 595 | 1797 | Rate Constraint in lbs/MMBtu | FALSE | L | Annual | Allowances Withdrawn (n:1) | Thousand Tons | 0 | 0 | 0 | 0 | 0 | 0 | 0 | 0
IL Fac. Spec. - NOX Rate Summer v3.1, Unit 3014 and retrofits | 595 | 1797 | Rate Constraint in lbs/MMBtu | FALSE | L | Annual | Net Emissions Allowance Position | Thousand Tons | 0.023322 | 0.021697 | 0.030344 | 0.030344 | 0.051779 | 0.030344 | 0.030344 | 0.030344
IL Fac. Spec. - NOX Rate Summer v3.1, Unit 3014 and retrofits | 595 | 1797 | Rate Constraint in lbs/MMBtu | FALSE | L | Annual | Fuel Consumed | TBtu | 2.7931 | 2.5984 | 3.634 | 3.634 | 6.201 | 3.634 | 3.634 | 3.634
IL Fac. Spec. - NOX Rate Summer v3.1, Unit 3014 and retrofits | 595 | 1797 | Rate Constraint in lbs/MMBtu | FALSE | L | Annual | Rate | lb/MMBtu | 0.0167 | 0.0167 | 0.0167 | 0.0167 | 0.0167 | 0.0167 | 0.0167 | 0.0167
IL Fac. Spec. - NOX Rate Summer v3.1, Unit 3014 and retrofits | 595 | 1797 | Rate Constraint in lbs/MMBtu | FALSE | L | Annual | Generation | TWh | 0.3559 | 0.33109 | 0.46304 | 0.46304 | 0.79014 | 0.46304 | 0.46304 | 0.46304
IL Fac. Spec. - NOX Rate Summer v3.1, Unit 3014 and retrofits | 595 | 1797 | Rate Constraint in lbs/MMBtu | FALSE | L | Annual | Qualifying Generation | TWh | 0.3559 | 0.33109 | 0.46304 | 0.46304 | 0.79014 | 0.46304 | 0.46304 | 0.46304
IL Fac. Spec. - NOX Rate Summer v3.1, Unit 3014 and retrofits | 595 | 1797 | Rate Constraint in lbs/MMBtu | FALSE | L | Annual | Rate | lb/MWh | 0.13106 | 0.13106 | 0.13106 | 0.13106 | 0.13106 | 0.13106 | 0.13106 | 0.13106
IL Fac. Spec. - NOX Rate Summer v3.1, Unit 3014 and retrofits | 595 | 1797 | Rate Constraint in lbs/MMBtu | FALSE | L | Annual | Constraint Shadow Price | US2016$/Ton | 0 | 0 | 0 | 0 | 0 | 0 | 0 | 0
IL Fac. Spec. - NOX Rate Summer v3.1, Unit 3015 and retrofits | 596 | 1797 | Rate Constraint in lbs/MMBtu | FALSE | L | Annual | Seasons Included | Seasons | Summer | Summer | Summer | Summer | Summer | Summer | Summer | Summer
IL Fac. Spec. - NOX Rate Summer v3.1, Unit 3015 and retrofits | 596 | 1797 | Rate Constraint in lbs/MMBtu | FALSE | L | Annual | Standard NOX | lb/MMBtu | 0.25 | 0.25 | 0.25 | 0.25 | 0.25 | 0.25 | 0.25 | 0.25
IL Fac. Spec. - NOX Rate Summer v3.1, Unit 3015 and retrofits | 596 | 1797 | Rate Constraint in lbs/MMBtu | FALSE | L | Annual | Emissions at Affected Plants NOX | Thousand Tons | 0.034401 | 0.058702 | 0.058702 | 0.058702 | 0.058702 | 0.058702 | 0.034401 | 0.034401
IL Fac. Spec. - NOX Rate Summer v3.1, Unit 3015 and retrofits | 596 | 1797 | Rate Constraint in lbs/MMBtu | FALSE | L | Annual | Allowances Purchased NOX | Thousand Tons | 0 | 0 | 0 | 0 | 0 | 0 | 0 | 0
IL Fac. Spec. - NOX Rate Summer v3.1, Unit 3015 and retrofits | 596 | 1797 | Rate Constraint in lbs/MMBtu | FALSE | L | Annual | Allowances Sold NOX | Thousand Tons | 0 | 0 | 0 | 0 | 0 | 0 | 0 | 0
IL Fac. Spec. - NOX Rate Summer v3.1, Unit 3015 and retrofits | 596 | 1797 | Rate Constraint in lbs/MMBtu | FALSE | L | Annual | Allowances Banked | Thousand Tons | 0 | 0 | 0 | 0 | 0 | 0 | 0 | 0
IL Fac. Spec. - NOX Rate Summer v3.1, Unit 3015 and retrofits | 596 | 1797 | Rate Constraint in lbs/MMBtu | FALSE | L | Annual | Allowances Withdrawn (1:1) | Thousand Tons | 0 | 0 | 0 | 0 | 0 | 0 | 0 | 0
IL Fac. Spec. - NOX Rate Summer v3.1, Unit 3015 and retrofits | 596 | 1797 | Rate Constraint in lbs/MMBtu | FALSE | L | Annual | Allowances Withdrawn (n:1) | Thousand Tons | 0 | 0 | 0 | 0 | 0 | 0 | 0 | 0
IL Fac. Spec. - NOX Rate Summer v3.1, Unit 3015 and retrofits | 596 | 1797 | Rate Constraint in lbs/MMBtu | FALSE | L | Annual | Net Emissions Allowance Position | Thousand Tons | 0.034401 | 0.058702 | 0.058702 | 0.058702 | 0.058702 | 0.058702 | 0.034401 | 0.034401
IL Fac. Spec. - NOX Rate Summer v3.1, Unit 3015 and retrofits | 596 | 1797 | Rate Constraint in lbs/MMBtu | FALSE | L | Annual | Fuel Consumed | TBtu | 0.98754 | 1.6852 | 1.6852 | 1.6852 | 1.6852 | 1.6852 | 0.98754 | 0.98754
IL Fac. Spec. - NOX Rate Summer v3.1, Unit 3015 and retrofits | 596 | 1797 | Rate Constraint in lbs/MMBtu | FALSE | L | Annual | Rate | lb/MMBtu | 0.06967 | 0.06967 | 0.06967 | 0.06967 | 0.06967 | 0.06967 | 0.06967 | 0.06967
IL Fac. Spec. - NOX Rate Summer v3.1, Unit 3015 and retrofits | 596 | 1797 | Rate Constraint in lbs/MMBtu | FALSE | L | Annual | Generation | TWh | 0.12698 | 0.21668 | 0.21668 | 0.21668 | 0.21668 | 0.21668 | 0.12698 | 0.12698
IL Fac. Spec. - NOX Rate Summer v3.1, Unit 3015 and retrofits | 596 | 1797 | Rate Constraint in lbs/MMBtu | FALSE | L | Annual | Qualifying Generation | TWh | 0.12698 | 0.21668 | 0.21668 | 0.21668 | 0.21668 | 0.21668 | 0.12698 | 0.12698
IL Fac. Spec. - NOX Rate Summer v3.1, Unit 3015 and retrofits | 596 | 1797 | Rate Constraint in lbs/MMBtu | FALSE | L | Annual | Rate | lb/MWh | 0.54182 | 0.54182 | 0.54182 | 0.54182 | 0.54182 | 0.54182 | 0.54182 | 0.54182
IL Fac. Spec. - NOX Rate Summer v3.1, Unit 3015 and retrofits | 596 | 1797 | Rate Constraint in lbs/MMBtu | FALSE | L | Annual | Constraint Shadow Price | US2016$/Ton | 0 | 0 | 0 | 0 | 0 | 0 | 0 | 0
IL Fac. Spec. - NOX Rate Summer v3.1, Unit 3016 and retrofits | 597 | 1797 | Rate Constraint in lbs/MMBtu | FALSE | L | Annual | Seasons Included | Seasons | Summer | Summer | Summer | Summer | Summer | Summer | Summer | Summer
IL Fac. Spec. - NOX Rate Summer v3.1, Unit 3016 and retrofits | 597 | 1797 | Rate Constraint in lbs/MMBtu | FALSE | L | Annual | Standard NOX | lb/MMBtu | 0.25 | 0.25 | 0.25 | 0.25 | 0.25 | 0.25 | 0.25 | 0.25
IL Fac. Spec. - NOX Rate Summer v3.1, Unit 3016 and retrofits | 597 | 1797 | Rate Constraint in lbs/MMBtu | FALSE | L | Annual | Emissions at Affected Plants NOX | Thousand Tons | 0.042001 | 0.071672 | 0.071672 | 0.071672 | 0.071672 | 0.071672 | 0.042001 | 0.042001
IL Fac. Spec. - NOX Rate Summer v3.1, Unit 3016 and retrofits | 597 | 1797 | Rate Constraint in lbs/MMBtu | FALSE | L | Annual | Allowances Purchased NOX | Thousand Tons | 0 | 0 | 0 | 0 | 0 | 0 | 0 | 0
IL Fac. Spec. - NOX Rate Summer v3.1, Unit 3016 and retrofits | 597 | 1797 | Rate Constraint in lbs/MMBtu | FALSE | L | Annual | Allowances Sold NOX | Thousand Tons | 0 | 0 | 0 | 0 | 0 | 0 | 0 | 0
IL Fac. Spec. - NOX Rate Summer v3.1, Unit 3016 and retrofits | 597 | 1797 | Rate Constraint in lbs/MMBtu | FALSE | L | Annual | Allowances Banked | Thousand Tons | 0 | 0 | 0 | 0 | 0 | 0 | 0 | 0
IL Fac. Spec. - NOX Rate Summer v3.1, Unit 3016 and retrofits | 597 | 1797 | Rate Constraint in lbs/MMBtu | FALSE | L | Annual | Allowances Withdrawn (1:1) | Thousand Tons | 0 | 0 | 0 | 0 | 0 | 0 | 0 | 0
IL Fac. Spec. - NOX Rate Summer v3.1, Unit 3016 and retrofits | 597 | 1797 | Rate Constraint in lbs/MMBtu | FALSE | L | Annual | Allowances Withdrawn (n:1) | Thousand Tons | 0 | 0 | 0 | 0 | 0 | 0 | 0 | 0
IL Fac. Spec. - NOX Rate Summer v3.1, Unit 3016 and retrofits | 597 | 1797 | Rate Constraint in lbs/MMBtu | FALSE | L | Annual | Net Emissions Allowance Position | Thousand Tons | 0.042001 | 0.071672 | 0.071672 | 0.071672 | 0.071672 | 0.071672 | 0.042001 | 0.042001
IL Fac. Spec. - NOX Rate Summer v3.1, Unit 3016 and retrofits | 597 | 1797 | Rate Constraint in lbs/MMBtu | FALSE | L | Annual | Fuel Consumed | TBtu | 1.2057 | 2.0575 | 2.0575 | 2.0575 | 2.0575 | 2.0575 | 1.2057 | 1.2057
IL Fac. Spec. - NOX Rate Summer v3.1, Unit 3016 and retrofits | 597 | 1797 | Rate Constraint in lbs/MMBtu | FALSE | L | Annual | Rate | lb/MMBtu | 0.06967 | 0.06967 | 0.06967 | 0.06967 | 0.06967 | 0.06967 | 0.06967 | 0.06967
IL Fac. Spec. - NOX Rate Summer v3.1, Unit 3016 and retrofits | 597 | 1797 | Rate Constraint in lbs/MMBtu | FALSE | L | Annual | Generation | TWh | 0.15504 | 0.26456 | 0.26456 | 0.26456 | 0.26456 | 0.26456 | 0.15504 | 0.15504
IL Fac. Spec. - NOX Rate Summer v3.1, Unit 3016 and retrofits | 597 | 1797 | Rate Constraint in lbs/MMBtu | FALSE | L | Annual | Qualifying Generation | TWh | 0.15504 | 0.26456 | 0.26456 | 0.26456 | 0.26456 | 0.26456 | 0.15504 | 0.15504
IL Fac. Spec. - NOX Rate Summer v3.1, Unit 3016 and retrofits | 597 | 1797 | Rate Constraint in lbs/MMBtu | FALSE | L | Annual | Rate | lb/MWh | 0.54182 | 0.54182 | 0.54182 | 0.54182 | 0.54182 | 0.54182 | 0.54182 | 0.54182
IL Fac. Spec. - NOX Rate Summer v3.1, Unit 3016 and retrofits | 597 | 1797 | Rate Constraint in lbs/MMBtu | FALSE | L | Annual | Constraint Shadow Price | US2016$/Ton | 0 | 0 | 0 | 0 | 0 | 0 | 0 | 0
IL Fac. Spec. - NOX Rate Summer v3.1, Unit 3017 and retrofits | 598 | 1797 | Rate Constraint in lbs/MMBtu | FALSE | L | Annual | Seasons Included | Seasons | Summer | Summer | Summer | Summer | Summer | Summer | Summer | Summer
IL Fac. Spec. - NOX Rate Summer v3.1, Unit 3017 and retrofits | 598 | 1797 | Rate Constraint in lbs/MMBtu | FALSE | L | Annual | Standard NOX | lb/MMBtu | 0.25 | 0.25 | 0.25 | 0.25 | 0.25 | 0.25 | 0.25 | 0.25
IL Fac. Spec. - NOX Rate Summer v3.1, Unit 3017 and retrofits | 598 | 1797 | Rate Constraint in lbs/MMBtu | FALSE | L | Annual | Emissions at Affected Plants NOX | Thousand Tons | 0.064402 | 0.1099 | 0.1099 | 0.1099 | 0.1099 | 0.1099 | 0.064402 | 0.064402
IL Fac. Spec. - NOX Rate Summer v3.1, Unit 3017 and retrofits | 598 | 1797 | Rate Constraint in lbs/MMBtu | FALSE | L | Annual | Allowances Purchased NOX | Thousand Tons | 0 | 0 | 0 | 0 | 0 | 0 | 0 | 0
IL Fac. Spec. - NOX Rate Summer v3.1, Unit 3017 and retrofits | 598 | 1797 | Rate Constraint in lbs/MMBtu | FALSE | L | Annual | Allowances Sold NOX | Thousand Tons | 0 | 0 | 0 | 0 | 0 | 0 | 0 | 0
IL Fac. Spec. - NOX Rate Summer v3.1, Unit 3017 and retrofits | 598 | 1797 | Rate Constraint in lbs/MMBtu | FALSE | L | Annual | Allowances Banked | Thousand Tons | 0 | 0 | 0 | 0 | 0 | 0 | 0 | 0
IL Fac. Spec. - NOX Rate Summer v3.1, Unit 3017 and retrofits | 598 | 1797 | Rate Constraint in lbs/MMBtu | FALSE | L | Annual | Allowances Withdrawn (1:1) | Thousand Tons | 0 | 0 | 0 | 0 | 0 | 0 | 0 | 0
IL Fac. Spec. - NOX Rate Summer v3.1, Unit 3017 and retrofits | 598 | 1797 | Rate Constraint in lbs/MMBtu | FALSE | L | Annual | Allowances Withdrawn (n:1) | Thousand Tons | 0 | 0 | 0 | 0 | 0 | 0 | 0 | 0
IL Fac. Spec. - NOX Rate Summer v3.1, Unit 3017 and retrofits | 598 | 1797 | Rate Constraint in lbs/MMBtu | FALSE | L | Annual | Net Emissions Allowance Position | Thousand Tons | 0.064402 | 0.1099 | 0.1099 | 0.1099 | 0.1099 | 0.1099 | 0.064402 | 0.064402
IL Fac. Spec. - NOX Rate Summer v3.1, Unit 3017 and retrofits | 598 | 1797 | Rate Constraint in lbs/MMBtu | FALSE | L | Annual | Fuel Consumed | TBtu | 1.8488 | 3.1548 | 3.1548 | 3.1548 | 3.1548 | 3.1548 | 1.8488 | 1.8488
IL Fac. Spec. - NOX Rate Summer v3.1, Unit 3017 and retrofits | 598 | 1797 | Rate Constraint in lbs/MMBtu | FALSE | L | Annual | Rate | lb/MMBtu | 0.06967 | 0.06967 | 0.06967 | 0.06967 | 0.06967 | 0.06967 | 0.06967 | 0.06967
IL Fac. Spec. - NOX Rate Summer v3.1, Unit 3017 and retrofits | 598 | 1797 | Rate Constraint in lbs/MMBtu | FALSE | L | Annual | Generation | TWh | 0.23772 | 0.40565 | 0.40565 | 0.40565 | 0.40565 | 0.40565 | 0.23772 | 0.23772
IL Fac. Spec. - NOX Rate Summer v3.1, Unit 3017 and retrofits | 598 | 1797 | Rate Constraint in lbs/MMBtu | FALSE | L | Annual | Qualifying Generation | TWh | 0.23772 | 0.40565 | 0.40565 | 0.40565 | 0.40565 | 0.40565 | 0.23772 | 0.23772
IL Fac. Spec. - NOX Rate Summer v3.1, Unit 3017 and retrofits | 598 | 1797 | Rate Constraint in lbs/MMBtu | FALSE | L | Annual | Rate | lb/MWh | 0.54182 | 0.54182 | 0.54182 | 0.54182 | 0.54182 | 0.54182 | 0.54182 | 0.54182
IL Fac. Spec. - NOX Rate Summer v3.1, Unit 3017 and retrofits | 598 | 1797 | Rate Constraint in lbs/MMBtu | FALSE | L | Annual | Constraint Shadow Price | US2016$/Ton | 0 | 0 | 0 | 0 | 0 | 0 | 0 | 0
IL Fac. Spec. - NOX Rate Summer v3.1, Unit 3018 and retrofits | 599 | 1797 | Rate Constraint in lbs/MMBtu | FALSE | L | Annual | Seasons Included | Seasons | Summer | Summer | Summer | Summer | Summer | Summer | Summer | Summer
IL Fac. Spec. - NOX Rate Summer v3.1, Unit 3018 and retrofits | 599 | 1797 | Rate Constraint in lbs/MMBtu | FALSE | L | Annual | Standard NOX | lb/MMBtu | 0.25 | 0.25 | 0.25 | 0.25 | 0.25 | 0.25 | 0.25 | 0.25
IL Fac. Spec. - NOX Rate Summer v3.1, Unit 3018 and retrofits | 599 | 1797 | Rate Constraint in lbs/MMBtu | FALSE | L | Annual | Emissions at Affected Plants NOX | Thousand Tons | 0.063602 | 0.10853 | 0.093385 | 0.10853 | 0.10853 | 0.078892 | 0.063602 | 0.063602
IL Fac. Spec. - NOX Rate Summer v3.1, Unit 3018 and retrofits | 599 | 1797 | Rate Constraint in lbs/MMBtu | FALSE | L | Annual | Allowances Purchased NOX | Thousand Tons | 0 | 0 | 0 | 0 | 0 | 0 | 0 | 0
IL Fac. Spec. - NOX Rate Summer v3.1, Unit 3018 and retrofits | 599 | 1797 | Rate Constraint in lbs/MMBtu | FALSE | L | Annual | Allowances Sold NOX | Thousand Tons | 0 | 0 | 0 | 0 | 0 | 0 | 0 | 0
IL Fac. Spec. - NOX Rate Summer v3.1, Unit 3018 and retrofits | 599 | 1797 | Rate Constraint in lbs/MMBtu | FALSE | L | Annual | Allowances Banked | Thousand Tons | 0 | 0 | 0 | 0 | 0 | 0 | 0 | 0
IL Fac. Spec. - NOX Rate Summer v3.1, Unit 3018 and retrofits | 599 | 1797 | Rate Constraint in lbs/MMBtu | FALSE | L | Annual | Allowances Withdrawn (1:1) | Thousand Tons | 0 | 0 | 0 | 0 | 0 | 0 | 0 | 0
IL Fac. Spec. - NOX Rate Summer v3.1, Unit 3018 and retrofits | 599 | 1797 | Rate Constraint in lbs/MMBtu | FALSE | L | Annual | Allowances Withdrawn (n:1) | Thousand Tons | 0 | 0 | 0 | 0 | 0 | 0 | 0 | 0
IL Fac. Spec. - NOX Rate Summer v3.1, Unit 3018 and retrofits | 599 | 1797 | Rate Constraint in lbs/MMBtu | FALSE | L | Annual | Net Emissions Allowance Position | Thousand Tons | 0.063602 | 0.10853 | 0.093385 | 0.10853 | 0.10853 | 0.078892 | 0.063602 | 0.063602
IL Fac. Spec. - NOX Rate Summer v3.1, Unit 3018 and retrofits | 599 | 1797 | Rate Constraint in lbs/MMBtu | FALSE | L | Annual | Fuel Consumed | TBtu | 1.8258 | 3.1156 | 2.6808 | 3.1156 | 3.1156 | 2.2647 | 1.8258 | 1.8258
IL Fac. Spec. - NOX Rate Summer v3.1, Unit 3018 and retrofits | 599 | 1797 | Rate Constraint in lbs/MMBtu | FALSE | L | Annual | Rate | lb/MMBtu | 0.06967 | 0.06967 | 0.06967 | 0.06967 | 0.06967 | 0.06967 | 0.06967 | 0.06967
IL Fac. Spec. - NOX Rate Summer v3.1, Unit 3018 and retrofits | 599 | 1797 | Rate Constraint in lbs/MMBtu | FALSE | L | Annual | Generation | TWh | 0.23477 | 0.40061 | 0.3447 | 0.40061 | 0.40061 | 0.29121 | 0.23477 | 0.23477
IL Fac. Spec. - NOX Rate Summer v3.1, Unit 3018 and retrofits | 599 | 1797 | Rate Constraint in lbs/MMBtu | FALSE | L | Annual | Qualifying Generation | TWh | 0.23477 | 0.40061 | 0.3447 | 0.40061 | 0.40061 | 0.29121 | 0.23477 | 0.23477
IL Fac. Spec. - NOX Rate Summer v3.1, Unit 3018 and retrofits | 599 | 1797 | Rate Constraint in lbs/MMBtu | FALSE | L | Annual | Rate | lb/MWh | 0.54182 | 0.54182 | 0.54182 | 0.54182 | 0.54182 | 0.54182 | 0.54182 | 0.54182
IL Fac. Spec. - NOX Rate Summer v3.1, Unit 3018 and retrofits | 599 | 1797 | Rate Constraint in lbs/MMBtu | FALSE | L | Annual | Constraint Shadow Price | US2016$/Ton | 0 | 0 | 0 | 0 | 0 | 0 | 0 | 0
IL Fac. Spec. - NOX Rate Summer v3.1, Unit 3658 and retrofits | 600 | 1797 | Rate Constraint in lbs/MMBtu | FALSE | L | Annual | Seasons Included | Seasons | Summer | Summer | Summer | Summer | Summer | Summer | Summer | Summer
IL Fac. Spec. - NOX Rate Summer v3.1, Unit 3658 and retrofits | 600 | 1797 | Rate Constraint in lbs/MMBtu | FALSE | L | Annual | Standard NOX | lb/MMBtu | 0.25 | 0.25 | 0.25 | 0.25 | 0.25 | 0.25 | 0.25 | 0.25
IL Fac. Spec. - NOX Rate Summer v3.1, Unit 3658 and retrofits | 600 | 1797 | Rate Constraint in lbs/MMBtu | FALSE | L | Annual | Emissions at Affected Plants NOX | Thousand Tons | 0.050675 | 0.050404 | 0.033109 | 0.033109 | 0.033109 | 0.033109 | 0.033109 | 0.033109
IL Fac. Spec. - NOX Rate Summer v3.1, Unit 3658 and retrofits | 600 | 1797 | Rate Constraint in lbs/MMBtu | FALSE | L | Annual | Allowances Purchased NOX | Thousand Tons | 0 | 0 | 0 | 0 | 0 | 0 | 0 | 0
IL Fac. Spec. - NOX Rate Summer v3.1, Unit 3658 and retrofits | 600 | 1797 | Rate Constraint in lbs/MMBtu | FALSE | L | Annual | Allowances Sold NOX | Thousand Tons | 0 | 0 | 0 | 0 | 0 | 0 | 0 | 0
IL Fac. Spec. - NOX Rate Summer v3.1, Unit 3658 and retrofits | 600 | 1797 | Rate Constraint in lbs/MMBtu | FALSE | L | Annual | Allowances Banked | Thousand Tons | 0 | 0 | 0 | 0 | 0 | 0 | 0 | 0
IL Fac. Spec. - NOX Rate Summer v3.1, Unit 3658 and retrofits | 600 | 1797 | Rate Constraint in lbs/MMBtu | FALSE | L | Annual | Allowances Withdrawn (1:1) | Thousand Tons | 0 | 0 | 0 | 0 | 0 | 0 | 0 | 0
IL Fac. Spec. - NOX Rate Summer v3.1, Unit 3658 and retrofits | 600 | 1797 | Rate Constraint in lbs/MMBtu | FALSE | L | Annual | Allowances Withdrawn (n:1) | Thousand Tons | 0 | 0 | 0 | 0 | 0 | 0 | 0 | 0
IL Fac. Spec. - NOX Rate Summer v3.1, Unit 3658 and retrofits | 600 | 1797 | Rate Constraint in lbs/MMBtu | FALSE | L | Annual | Net Emissions Allowance Position | Thousand Tons | 0.050675 | 0.050404 | 0.033109 | 0.033109 | 0.033109 | 0.033109 | 0.033109 | 0.033109
IL Fac. Spec. - NOX Rate Summer v3.1, Unit 3658 and retrofits | 600 | 1797 | Rate Constraint in lbs/MMBtu | FALSE | L | Annual | Fuel Consumed | TBtu | 1.3064 | 1.2994 | 0.85355 | 0.85355 | 0.85355 | 0.85355 | 0.85355 | 0.85355
IL Fac. Spec. - NOX Rate Summer v3.1, Unit 3658 and retrofits | 600 | 1797 | Rate Constraint in lbs/MMBtu | FALSE | L | Annual | Rate | lb/MMBtu | 0.07758 | 0.07758 | 0.07758 | 0.07758 | 0.07758 | 0.07758 | 0.07758 | 0.07758
IL Fac. Spec. - NOX Rate Summer v3.1, Unit 3658 and retrofits | 600 | 1797 | Rate Constraint in lbs/MMBtu | FALSE | L | Annual | Generation | TWh | 0.12096 | 0.12032 | 0.079033 | 0.079033 | 0.079033 | 0.079033 | 0.079033 | 0.079033
IL Fac. Spec. - NOX Rate Summer v3.1, Unit 3658 and retrofits | 600 | 1797 | Rate Constraint in lbs/MMBtu | FALSE | L | Annual | Qualifying Generation | TWh | 0.12096 | 0.12032 | 0.079033 | 0.079033 | 0.079033 | 0.079033 | 0.079033 | 0.079033
IL Fac. Spec. - NOX Rate Summer v3.1, Unit 3658 and retrofits | 600 | 1797 | Rate Constraint in lbs/MMBtu | FALSE | L | Annual | Rate | lb/MWh | 0.83786 | 0.83786 | 0.83786 | 0.83786 | 0.83786 | 0.83786 | 0.83786 | 0.83786
IL Fac. Spec. - NOX Rate Summer v3.1, Unit 3658 and retrofits | 600 | 1797 | Rate Constraint in lbs/MMBtu | FALSE | L | Annual | Constraint Shadow Price | US2016$/Ton | 0 | 0 | 0 | 0 | 0 | 0 | 0 | 0
IL Fac. Spec. - NOX Rate Summer v3.1, Unit 3659 and retrofits | 601 | 1797 | Rate Constraint in lbs/MMBtu | FALSE | L | Annual | Seasons Included | Seasons | Summer | Summer | Summer | Summer | Summer | Summer | Summer | Summer
IL Fac. Spec. - NOX Rate Summer v3.1, Unit 3659 and retrofits | 601 | 1797 | Rate Constraint in lbs/MMBtu | FALSE | L | Annual | Standard NOX | lb/MMBtu | 0.25 | 0.25 | 0.25 | 0.25 | 0.25 | 0.25 | 0.25 | 0.25
IL Fac. Spec. - NOX Rate Summer v3.1, Unit 3659 and retrofits | 601 | 1797 | Rate Constraint in lbs/MMBtu | FALSE | L | Annual | Emissions at Affected Plants NOX | Thousand Tons | 0.04282 | 0.042975 | 0.028229 | 0.028229 | 0.028229 | 0.028229 | 0.028229 | 0.028229
IL Fac. Spec. - NOX Rate Summer v3.1, Unit 3659 and retrofits | 601 | 1797 | Rate Constraint in lbs/MMBtu | FALSE | L | Annual | Allowances Purchased NOX | Thousand Tons | 0 | 0 | 0 | 0 | 0 | 0 | 0 | 0
IL Fac. Spec. - NOX Rate Summer v3.1, Unit 3659 and retrofits | 601 | 1797 | Rate Constraint in lbs/MMBtu | FALSE | L | Annual | Allowances Sold NOX | Thousand Tons | 0 | 0 | 0 | 0 | 0 | 0 | 0 | 0
IL Fac. Spec. - NOX Rate Summer v3.1, Unit 3659 and retrofits | 601 | 1797 | Rate Constraint in lbs/MMBtu | FALSE | L | Annual | Allowances Banked | Thousand Tons | 0 | 0 | 0 | 0 | 0 | 0 | 0 | 0
IL Fac. Spec. - NOX Rate Summer v3.1, Unit 3659 and retrofits | 601 | 1797 | Rate Constraint in lbs/MMBtu | FALSE | L | Annual | Allowances Withdrawn (1:1) | Thousand Tons | 0 | 0 | 0 | 0 | 0 | 0 | 0 | 0
IL Fac. Spec. - NOX Rate Summer v3.1, Unit 3659 and retrofits | 601 | 1797 | Rate Constraint in lbs/MMBtu | FALSE | L | Annual | Allowances Withdrawn (n:1) | Thousand Tons | 0 | 0 | 0 | 0 | 0 | 0 | 0 | 0
IL Fac. Spec. - NOX Rate Summer v3.1, Unit 3659 and retrofits | 601 | 1797 | Rate Constraint in lbs/MMBtu | FALSE | L | Annual | Net Emissions Allowance Position | Thousand Tons | 0.04282 | 0.042975 | 0.028229 | 0.028229 | 0.028229 | 0.028229 | 0.028229 | 0.028229
IL Fac. Spec. - NOX Rate Summer v3.1, Unit 3659 and retrofits | 601 | 1797 | Rate Constraint in lbs/MMBtu | FALSE | L | Annual | Fuel Consumed | TBtu | 1.2958 | 1.3005 | 0.85427 | 0.85427 | 0.85427 | 0.85427 | 0.85427 | 0.85427
IL Fac. Spec. - NOX Rate Summer v3.1, Unit 3659 and retrofits | 601 | 1797 | Rate Constraint in lbs/MMBtu | FALSE | L | Annual | Rate | lb/MMBtu | 0.06609 | 0.06609 | 0.06609 | 0.06609 | 0.06609 | 0.06609 | 0.06609 | 0.06609
IL Fac. Spec. - NOX Rate Summer v3.1, Unit 3659 and retrofits | 601 | 1797 | Rate Constraint in lbs/MMBtu | FALSE | L | Annual | Generation | TWh | 0.11988 | 0.12032 | 0.079033 | 0.079033 | 0.079033 | 0.079033 | 0.079033 | 0.079033
IL Fac. Spec. - NOX Rate Summer v3.1, Unit 3659 and retrofits | 601 | 1797 | Rate Constraint in lbs/MMBtu | FALSE | L | Annual | Qualifying Generation | TWh | 0.11988 | 0.12032 | 0.079033 | 0.079033 | 0.079033 | 0.079033 | 0.079033 | 0.079033
IL Fac. Spec. - NOX Rate Summer v3.1, Unit 3659 and retrofits | 601 | 1797 | Rate Constraint in lbs/MMBtu | FALSE | L | Annual | Rate | lb/MWh | 0.71437 | 0.71437 | 0.71437 | 0.71437 | 0.71437 | 0.71437 | 0.71437 | 0.71437
IL Fac. Spec. - NOX Rate Summer v3.1, Unit 3659 and retrofits | 601 | 1797 | Rate Constraint in lbs/MMBtu | FALSE | L | Annual | Constraint Shadow Price | US2016$/Ton | 0 | 0 | 0 | 0 | 0 | 0 | 0 | 0
IL Fac. Spec. - NOX Rate Summer v3.1, Unit 3660 and retrofits | 602 | 1797 | Rate Constraint in lbs/MMBtu | FALSE | L | Annual | Seasons Included | Seasons | Summer | Summer | Summer | Summer | Summer | Summer | Summer | Summer
IL Fac. Spec. - NOX Rate Summer v3.1, Unit 3660 and retrofits | 602 | 1797 | Rate Constraint in lbs/MMBtu | FALSE | L | Annual | Standard NOX | lb/MMBtu | 0.25 | 0.25 | 0.25 | 0.25 | 0.25 | 0.25 | 0.25 | 0.25
IL Fac. Spec. - NOX Rate Summer v3.1, Unit 3660 and retrofits | 602 | 1797 | Rate Constraint in lbs/MMBtu | FALSE | L | Annual | Emissions at Affected Plants NOX | Thousand Tons | 0.042529 | 0.042682 | 0.028037 | 0.028037 | 0.028037 | 0.028037 | 0.028037 | 0.028037
IL Fac. Spec. - NOX Rate Summer v3.1, Unit 3660 and retrofits | 602 | 1797 | Rate Constraint in lbs/MMBtu | FALSE | L | Annual | Allowances Purchased NOX | Thousand Tons | 0 | 0 | 0 | 0 | 0 | 0 | 0 | 0
IL Fac. Spec. - NOX Rate Summer v3.1, Unit 3660 and retrofits | 602 | 1797 | Rate Constraint in lbs/MMBtu | FALSE | L | Annual | Allowances Sold NOX | Thousand Tons | 0 | 0 | 0 | 0 | 0 | 0 | 0 | 0
IL Fac. Spec. - NOX Rate Summer v3.1, Unit 3660 and retrofits | 602 | 1797 | Rate Constraint in lbs/MMBtu | FALSE | L | Annual | Allowances Banked | Thousand Tons | 0 | 0 | 0 | 0 | 0 | 0 | 0 | 0
IL Fac. Spec. - NOX Rate Summer v3.1, Unit 3660 and retrofits | 602 | 1797 | Rate Constraint in lbs/MMBtu | FALSE | L | Annual | Allowances Withdrawn (1:1) | Thousand Tons | 0 | 0 | 0 | 0 | 0 | 0 | 0 | 0
IL Fac. Spec. - NOX Rate Summer v3.1, Unit 3660 and retrofits | 602 | 1797 | Rate Constraint in lbs/MMBtu | FALSE | L | Annual | Allowances Withdrawn (n:1) | Thousand Tons | 0 | 0 | 0 | 0 | 0 | 0 | 0 | 0
IL Fac. Spec. - NOX Rate Summer v3.1, Unit 3660 and retrofits | 602 | 1797 | Rate Constraint in lbs/MMBtu | FALSE | L | Annual | Net Emissions Allowance Position | Thousand Tons | 0.042529 | 0.042682 | 0.028037 | 0.028037 | 0.028037 | 0.028037 | 0.028037 | 0.028037
IL Fac. Spec. - NOX Rate Summer v3.1, Unit 3660 and retrofits | 602 | 1797 | Rate Constraint in lbs/MMBtu | FALSE | L | Annual | Fuel Consumed | TBtu | 1.2958 | 1.3005 | 0.85427 | 0.85427 | 0.85427 | 0.85427 | 0.85427 | 0.85427
IL Fac. Spec. - NOX Rate Summer v3.1, Unit 3660 and retrofits | 602 | 1797 | Rate Constraint in lbs/MMBtu | FALSE | L | Annual | Rate | lb/MMBtu | 0.06564 | 0.06564 | 0.06564 | 0.06564 | 0.06564 | 0.06564 | 0.06564 | 0.06564
IL Fac. Spec. - NOX Rate Summer v3.1, Unit 3660 and retrofits | 602 | 1797 | Rate Constraint in lbs/MMBtu | FALSE | L | Annual | Generation | TWh | 0.11988 | 0.12032 | 0.079033 | 0.079033 | 0.079033 | 0.079033 | 0.079033 | 0.079033
IL Fac. Spec. - NOX Rate Summer v3.1, Unit 3660 and retrofits | 602 | 1797 | Rate Constraint in lbs/MMBtu | FALSE | L | Annual | Qualifying Generation | TWh | 0.11988 | 0.12032 | 0.079033 | 0.079033 | 0.079033 | 0.079033 | 0.079033 | 0.079033
IL Fac. Spec. - NOX Rate Summer v3.1, Unit 3660 and retrofits | 602 | 1797 | Rate Constraint in lbs/MMBtu | FALSE | L | Annual | Rate | lb/MWh | 0.7095 | 0.7095 | 0.7095 | 0.7095 | 0.7095 | 0.7095 | 0.7095 | 0.7095
IL Fac. Spec. - NOX Rate Summer v3.1, Unit 3660 and retrofits | 602 | 1797 | Rate Constraint in lbs/MMBtu | FALSE | L | Annual | Constraint Shadow Price | US2016$/Ton | 0 | 0 | 0 | 0 | 0 | 0 | 0 | 0
IL Fac. Spec. - NOX Rate Summer v3.1, Unit 3661 and retrofits | 603 | 1797 | Rate Constraint in lbs/MMBtu | FALSE | L | Annual | Seasons Included | Seasons | Summer | Summer | Summer | Summer | Summer | Summer | Summer | Summer
IL Fac. Spec. - NOX Rate Summer v3.1, Unit 3661 and retrofits | 603 | 1797 | Rate Constraint in lbs/MMBtu | FALSE | L | Annual | Standard NOX | lb/MMBtu | 0.25 | 0.25 | 0.25 | 0.25 | 0.25 | 0.25 | 0.25 | 0.25
IL Fac. Spec. - NOX Rate Summer v3.1, Unit 3661 and retrofits | 603 | 1797 | Rate Constraint in lbs/MMBtu | FALSE | L | Annual | Emissions at Affected Plants NOX | Thousand Tons | 0.048261 | 0.048435 | 0.031816 | 0.031816 | 0.031816 | 0.031816 | 0.031816 | 0.031816
IL Fac. Spec. - NOX Rate Summer v3.1, Unit 3661 and retrofits | 603 | 1797 | Rate Constraint in lbs/MMBtu | FALSE | L | Annual | Allowances Purchased NOX | Thousand Tons | 0 | 0 | 0 | 0 | 0 | 0 | 0 | 0
IL Fac. Spec. - NOX Rate Summer v3.1, Unit 3661 and retrofits | 603 | 1797 | Rate Constraint in lbs/MMBtu | FALSE | L | Annual | Allowances Sold NOX | Thousand Tons | 0 | 0 | 0 | 0 | 0 | 0 | 0 | 0
IL Fac. Spec. - NOX Rate Summer v3.1, Unit 3661 and retrofits | 603 | 1797 | Rate Constraint in lbs/MMBtu | FALSE | L | Annual | Allowances Banked | Thousand Tons | 0 | 0 | 0 | 0 | 0 | 0 | 0 | 0
IL Fac. Spec. - NOX Rate Summer v3.1, Unit 3661 and retrofits | 603 | 1797 | Rate Constraint in lbs/MMBtu | FALSE | L | Annual | Allowances Withdrawn (1:1) | Thousand Tons | 0 | 0 | 0 | 0 | 0 | 0 | 0 | 0
IL Fac. Spec. - NOX Rate Summer v3.1, Unit 3661 and retrofits | 603 | 1797 | Rate Constraint in lbs/MMBtu | FALSE | L | Annual | Allowances Withdrawn (n:1) | Thousand Tons | 0 | 0 | 0 | 0 | 0 | 0 | 0 | 0
IL Fac. Spec. - NOX Rate Summer v3.1, Unit 3661 and retrofits | 603 | 1797 | Rate Constraint in lbs/MMBtu | FALSE | L | Annual | Net Emissions Allowance Position | Thousand Tons | 0.048261 | 0.048435 | 0.031816 | 0.031816 | 0.031816 | 0.031816 | 0.031816 | 0.031816
IL Fac. Spec. - NOX Rate Summer v3.1, Unit 3661 and retrofits | 603 | 1797 | Rate Constraint in lbs/MMBtu | FALSE | L | Annual | Fuel Consumed | TBtu | 1.2947 | 1.2994 | 0.85355 | 0.85355 | 0.85355 | 0.85355 | 0.85355 | 0.85355
IL Fac. Spec. - NOX Rate Summer v3.1, Unit 3661 and retrofits | 603 | 1797 | Rate Constraint in lbs/MMBtu | FALSE | L | Annual | Rate | lb/MMBtu | 0.07455 | 0.07455 | 0.07455 | 0.07455 | 0.07455 | 0.07455 | 0.07455 | 0.07455
IL Fac. Spec. - NOX Rate Summer v3.1, Unit 3661 and retrofits | 603 | 1797 | Rate Constraint in lbs/MMBtu | FALSE | L | Annual | Generation | TWh | 0.11988 | 0.12032 | 0.079033 | 0.079033 | 0.079033 | 0.079033 | 0.079033 | 0.079033
IL Fac. Spec. - NOX Rate Summer v3.1, Unit 3661 and retrofits | 603 | 1797 | Rate Constraint in lbs/MMBtu | FALSE | L | Annual | Qualifying Generation | TWh | 0.11988 | 0.12032 | 0.079033 | 0.079033 | 0.079033 | 0.079033 | 0.079033 | 0.079033
IL Fac. Spec. - NOX Rate Summer v3.1, Unit 3661 and retrofits | 603 | 1797 | Rate Constraint in lbs/MMBtu | FALSE | L | Annual | Rate | lb/MWh | 0.80514 | 0.80514 | 0.80514 | 0.80514 | 0.80514 | 0.80514 | 0.80514 | 0.80514
IL Fac. Spec. - NOX Rate Summer v3.1, Unit 3661 and retrofits | 603 | 1797 | Rate Constraint in lbs/MMBtu | FALSE | L | Annual | Constraint Shadow Price | US2016$/Ton | 0 | 0 | 0 | 0 | 0 | 0 | 0 | 0
IL Fac. Spec. - NOX Rate Summer v3.1, Unit 3662 and retrofits | 604 | 1797 | Rate Constraint in lbs/MMBtu | FALSE | L | Annual | Seasons Included | Seasons | Summer | Summer | Summer | Summer | Summer | Summer | Summer | Summer
IL Fac. Spec. - NOX Rate Summer v3.1, Unit 3662 and retrofits | 604 | 1797 | Rate Constraint in lbs/MMBtu | FALSE | L | Annual | Standard NOX | lb/MMBtu | 0.25 | 0.25 | 0.25 | 0.25 | 0.25 | 0.25 | 0.25 | 0.25
IL Fac. Spec. - NOX Rate Summer v3.1, Unit 3662 and retrofits | 604 | 1797 | Rate Constraint in lbs/MMBtu | FALSE | L | Annual | Emissions at Affected Plants NOX | Thousand Tons | 0.03717 | 0.049244 | 0.049285 | 0.049285 | 0.049285 | 0 | 0 | 0
IL Fac. Spec. - NOX Rate Summer v3.1, Unit 3662 and retrofits | 604 | 1797 | Rate Constraint in lbs/MMBtu | FALSE | L | Annual | Allowances Purchased NOX | Thousand Tons | 0 | 0 | 0 | 0 | 0 | 0 | 0 | 0
IL Fac. Spec. - NOX Rate Summer v3.1, Unit 3662 and retrofits | 604 | 1797 | Rate Constraint in lbs/MMBtu | FALSE | L | Annual | Allowances Sold NOX | Thousand Tons | 0 | 0 | 0 | 0 | 0 | 0 | 0 | 0
IL Fac. Spec. - NOX Rate Summer v3.1, Unit 3662 and retrofits | 604 | 1797 | Rate Constraint in lbs/MMBtu | FALSE | L | Annual | Allowances Banked | Thousand Tons | 0 | 0 | 0 | 0 | 0 | 0 | 0 | 0
IL Fac. Spec. - NOX Rate Summer v3.1, Unit 3662 and retrofits | 604 | 1797 | Rate Constraint in lbs/MMBtu | FALSE | L | Annual | Allowances Withdrawn (1:1) | Thousand Tons | 0 | 0 | 0 | 0 | 0 | 0 | 0 | 0
IL Fac. Spec. - NOX Rate Summer v3.1, Unit 3662 and retrofits | 604 | 1797 | Rate Constraint in lbs/MMBtu | FALSE | L | Annual | Allowances Withdrawn (n:1) | Thousand Tons | 0 | 0 | 0 | 0 | 0 | 0 | 0 | 0
IL Fac. Spec. - NOX Rate Summer v3.1, Unit 3662 and retrofits | 604 | 1797 | Rate Constraint in lbs/MMBtu | FALSE | L | Annual | Net Emissions Allowance Position | Thousand Tons | 0.03717 | 0.049244 | 0.049285 | 0.049285 | 0.049285 | 0 | 0 | 0
IL Fac. Spec. - NOX Rate Summer v3.1, Unit 3662 and retrofits | 604 | 1797 | Rate Constraint in lbs/MMBtu | FALSE | L | Annual | Fuel Consumed | TBtu | 0.85341 | 1.1306 | 1.1316 | 1.1316 | 1.1316 | 0 | 0 | 0
IL Fac. Spec. - NOX Rate Summer v3.1, Unit 3662 and retrofits | 604 | 1797 | Rate Constraint in lbs/MMBtu | FALSE | L | Annual | Rate | lb/MMBtu | 0.08711 | 0.08711 | 0.08711 | 0.08711 | 0.08711 | 0 | 0 | 0
IL Fac. Spec. - NOX Rate Summer v3.1, Unit 3662 and retrofits | 604 | 1797 | Rate Constraint in lbs/MMBtu | FALSE | L | Annual | Generation | TWh | 0.073506 | 0.097383 | 0.097464 | 0.097464 | 0.097464 | 0 | 0 | 0
IL Fac. Spec. - NOX Rate Summer v3.1, Unit 3662 and retrofits | 604 | 1797 | Rate Constraint in lbs/MMBtu | FALSE | L | Annual | Qualifying Generation | TWh | 0.073506 | 0.097383 | 0.097464 | 0.097464 | 0.097464 | 0 | 0 | 0
IL Fac. Spec. - NOX Rate Summer v3.1, Unit 3662 and retrofits | 604 | 1797 | Rate Constraint in lbs/MMBtu | FALSE | L | Annual | Rate | lb/MWh | 1.0113 | 1.0113 | 1.0113 | 1.0113 | 1.0113 | 0 | 0 | 0
IL Fac. Spec. - NOX Rate Summer v3.1, Unit 3662 and retrofits | 604 | 1797 | Rate Constraint in lbs/MMBtu | FALSE | L | Annual | Constraint Shadow Price | US2016$/Ton | 0 | 0 | 0 | 0 | 0 | 0 | 0 | 0
IL Fac. Spec. - NOX Rate Summer v3.1, Unit 3676 and retrofits | 605 | 1797 | Rate Constraint in lbs/MMBtu | FALSE | L | Annual | Seasons Included | Seasons | Summer | Summer | Summer | Summer | Summer | Summer | Summer | Summer
IL Fac. Spec. - NOX Rate Summer v3.1, Unit 3676 and retrofits | 605 | 1797 | Rate Constraint in lbs/MMBtu | FALSE | L | Annual | Standard NOX | lb/MMBtu | 0.25 | 0.25 | 0.25 | 0.25 | 0.25 | 0.25 | 0.25 | 0.25
IL Fac. Spec. - NOX Rate Summer v3.1, Unit 3676 and retrofits | 605 | 1797 | Rate Constraint in lbs/MMBtu | FALSE | L | Annual | Emissions at Affected Plants NOX | Thousand Tons | 0.18907 | 0.18907 | 0.18302 | 0.18302 | 0.18302 | 0.18302 | 0.18302 | 0.18302
IL Fac. Spec. - NOX Rate Summer v3.1, Unit 3676 and retrofits | 605 | 1797 | Rate Constraint in lbs/MMBtu | FALSE | L | Annual | Allowances Purchased NOX | Thousand Tons | 0 | 0 | 0 | 0 | 0 | 0 | 0 | 0
IL Fac. Spec. - NOX Rate Summer v3.1, Unit 3676 and retrofits | 605 | 1797 | Rate Constraint in lbs/MMBtu | FALSE | L | Annual | Allowances Sold NOX | Thousand Tons | 0 | 0 | 0 | 0 | 0 | 0 | 0 | 0
IL Fac. Spec. - NOX Rate Summer v3.1, Unit 3676 and retrofits | 605 | 1797 | Rate Constraint in lbs/MMBtu | FALSE | L | Annual | Allowances Banked | Thousand Tons | 0 | 0 | 0 | 0 | 0 | 0 | 0 | 0
IL Fac. Spec. - NOX Rate Summer v3.1, Unit 3676 and retrofits | 605 | 1797 | Rate Constraint in lbs/MMBtu | FALSE | L | Annual | Allowances Withdrawn (1:1) | Thousand Tons | 0 | 0 | 0 | 0 | 0 | 0 | 0 | 0
IL Fac. Spec. - NOX Rate Summer v3.1, Unit 3676 and retrofits | 605 | 1797 | Rate Constraint in lbs/MMBtu | FALSE | L | Annual | Allowances Withdrawn (n:1) | Thousand Tons | 0 | 0 | 0 | 0 | 0 | 0 | 0 | 0
IL Fac. Spec. - NOX Rate Summer v3.1, Unit 3676 and retrofits | 605 | 1797 | Rate Constraint in lbs/MMBtu | FALSE | L | Annual | Net Emissions Allowance Position | Thousand Tons | 0.18907 | 0.18907 | 0.18302 | 0.18302 | 0.18302 | 0.18302 | 0.18302 | 0.18302
IL Fac. Spec. - NOX Rate Summer v3.1, Unit 3676 and retrofits | 605 | 1797 | Rate Constraint in lbs/MMBtu | FALSE | L | Annual | Fuel Consumed | TBtu | 4.5075 | 4.5075 | 4.3632 | 4.3632 | 4.3632 | 4.3632 | 4.3632 | 4.3632
IL Fac. Spec. - NOX Rate Summer v3.1, Unit 3676 and retrofits | 605 | 1797 | Rate Constraint in lbs/MMBtu | FALSE | L | Annual | Rate | lb/MMBtu | 0.08389 | 0.08389 | 0.08389 | 0.08389 | 0.08389 | 0.08389 | 0.08389 | 0.08389
IL Fac. Spec. - NOX Rate Summer v3.1, Unit 3676 and retrofits | 605 | 1797 | Rate Constraint in lbs/MMBtu | FALSE | L | Annual | Generation | TWh | 0.38417 | 0.38417 | 0.38417 | 0.38417 | 0.38417 | 0.38417 | 0.38417 | 0.38417
IL Fac. Spec. - NOX Rate Summer v3.1, Unit 3676 and retrofits | 605 | 1797 | Rate Constraint in lbs/MMBtu | FALSE | L | Annual | Qualifying Generation | TWh | 0.38417 | 0.38417 | 0.38417 | 0.38417 | 0.38417 | 0.38417 | 0.38417 | 0.38417
IL Fac. Spec. - NOX Rate Summer v3.1, Unit 3676 and retrofits | 605 | 1797 | Rate Constraint in lbs/MMBtu | FALSE | L | Annual | Rate | lb/MWh | 0.98428 | 0.98428 | 0.95278 | 0.95278 | 0.95278 | 0.95278 | 0.95278 | 0.95278
IL Fac. Spec. - NOX Rate Summer v3.1, Unit 3676 and retrofits | 605 | 1797 | Rate Constraint in lbs/MMBtu | FALSE | L | Annual | Constraint Shadow Price | US2016$/Ton | 0 | 0 | 0 | 0 | 0 | 0 | 0 | 0
IL Fac. Spec. - NOX Rate Summer v3.1, Unit 4071 and retrofits | 606 | 1797 | Rate Constraint in lbs/MMBtu | FALSE | L | Annual | Seasons Included | Seasons | Summer | Summer | Summer | Summer | Summer | Summer | Summer | Summer
IL Fac. Spec. - NOX Rate Summer v3.1, Unit 4071 and retrofits | 606 | 1797 | Rate Constraint in lbs/MMBtu | FALSE | L | Annual | Standard NOX | lb/MMBtu | 0.25 | 0.25 | 0.25 | 0.25 | 0.25 | 0.25 | 0.25 | 0.25
IL Fac. Spec. - NOX Rate Summer v3.1, Unit 4071 and retrofits | 606 | 1797 | Rate Constraint in lbs/MMBtu | FALSE | L | Annual | Emissions at Affected Plants NOX | Thousand Tons | 0.24224 | 0.24201 | 0.23521 | 0.23521 | 0.23521 | 0.23521 | 0.23521 | 0.23521
IL Fac. Spec. - NOX Rate Summer v3.1, Unit 4071 and retrofits | 606 | 1797 | Rate Constraint in lbs/MMBtu | FALSE | L | Annual | Allowances Purchased NOX | Thousand Tons | 0 | 0 | 0 | 0 | 0 | 0 | 0 | 0
IL Fac. Spec. - NOX Rate Summer v3.1, Unit 4071 and retrofits | 606 | 1797 | Rate Constraint in lbs/MMBtu | FALSE | L | Annual | Allowances Sold NOX | Thousand Tons | 0 | 0 | 0 | 0 | 0 | 0 | 0 | 0
IL Fac. Spec. - NOX Rate Summer v3.1, Unit 4071 and retrofits | 606 | 1797 | Rate Constraint in lbs/MMBtu | FALSE | L | Annual | Allowances Banked | Thousand Tons | 0 | 0 | 0 | 0 | 0 | 0 | 0 | 0
IL Fac. Spec. - NOX Rate Summer v3.1, Unit 4071 and retrofits | 606 | 1797 | Rate Constraint in lbs/MMBtu | FALSE | L | Annual | Allowances Withdrawn (1:1) | Thousand Tons | 0 | 0 | 0 | 0 | 0 | 0 | 0 | 0
IL Fac. Spec. - NOX Rate Summer v3.1, Unit 4071 and retrofits | 606 | 1797 | Rate Constraint in lbs/MMBtu | FALSE | L | Annual | Allowances Withdrawn (n:1) | Thousand Tons | 0 | 0 | 0 | 0 | 0 | 0 | 0 | 0
IL Fac. Spec. - NOX Rate Summer v3.1, Unit 4071 and retrofits | 606 | 1797 | Rate Constraint in lbs/MMBtu | FALSE | L | Annual | Net Emissions Allowance Position | Thousand Tons | 0.24224 | 0.24201 | 0.23521 | 0.23521 | 0.23521 | 0.23521 | 0.23521 | 0.23521
IL Fac. Spec. - NOX Rate Summer v3.1, Unit 4071 and retrofits | 606 | 1797 | Rate Constraint in lbs/MMBtu | FALSE | L | Annual | Fuel Consumed | TBtu | 7.2158 | 7.2091 | 7.0066 | 7.0066 | 7.0066 | 7.0066 | 7.0066 | 7.0066
IL Fac. Spec. - NOX Rate Summer v3.1, Unit 4071 and retrofits | 606 | 1797 | Rate Constraint in lbs/MMBtu | FALSE | L | Annual | Rate | lb/MMBtu | 0.06714 | 0.06714 | 0.06714 | 0.06714 | 0.06714 | 0.06714 | 0.06714 | 0.06714
IL Fac. Spec. - NOX Rate Summer v3.1, Unit 4071 and retrofits | 606 | 1797 | Rate Constraint in lbs/MMBtu | FALSE | L | Annual | Generation | TWh | 0.6333 | 0.63271 | 0.6333 | 0.6333 | 0.6333 | 0.6333 | 0.6333 | 0.6333
IL Fac. Spec. - NOX Rate Summer v3.1, Unit 4071 and retrofits | 606 | 1797 | Rate Constraint in lbs/MMBtu | FALSE | L | Annual | Qualifying Generation | TWh | 0.6333 | 0.63271 | 0.6333 | 0.6333 | 0.6333 | 0.6333 | 0.6333 | 0.6333
IL Fac. Spec. - NOX Rate Summer v3.1, Unit 4071 and retrofits | 606 | 1797 | Rate Constraint in lbs/MMBtu | FALSE | L | Annual | Rate | lb/MWh | 0.76499 | 0.76499 | 0.74281 | 0.74281 | 0.74281 | 0.74281 | 0.74281 | 0.74281
IL Fac. Spec. - NOX Rate Summer v3.1, Unit 4071 and retrofits | 606 | 1797 | Rate Constraint in lbs/MMBtu | FALSE | L | Annual | Constraint Shadow Price | US2016$/Ton | 0 | 0 | 0 | 0 | 0 | 0 | 0 | 0
IL Fac. Spec. - NOX Rate Summer v3.1, Unit 4072 and retrofits | 607 | 1797 | Rate Constraint in lbs/MMBtu | FALSE | L | Annual | Seasons Included | Seasons | Summer | Summer | Summer | Summer | Summer | Summer | Summer | Summer
IL Fac. Spec. - NOX Rate Summer v3.1, Unit 4072 and retrofits | 607 | 1797 | Rate Constraint in lbs/MMBtu | FALSE | L | Annual | Standard NOX | lb/MMBtu | 0.25 | 0.25 | 0.25 | 0.25 | 0.25 | 0.25 | 0.25 | 0.25
IL Fac. Spec. - NOX Rate Summer v3.1, Unit 4072 and retrofits | 607 | 1797 | Rate Constraint in lbs/MMBtu | FALSE | L | Annual | Emissions at Affected Plants NOX | Thousand Tons | 0.78911 | 0.78911 | 0.78911 | 0.78911 | 0.78911 | 0.78911 | 0.78911 | 0.78911
IL Fac. Spec. - NOX Rate Summer v3.1, Unit 4072 and retrofits | 607 | 1797 | Rate Constraint in lbs/MMBtu | FALSE | L | Annual | Allowances Purchased NOX | Thousand Tons | 0 | 0 | 0 | 0 | 0 | 0 | 0 | 0
IL Fac. Spec. - NOX Rate Summer v3.1, Unit 4072 and retrofits | 607 | 1797 | Rate Constraint in lbs/MMBtu | FALSE | L | Annual | Allowances Sold NOX | Thousand Tons | 0 | 0 | 0 | 0 | 0 | 0 | 0 | 0
IL Fac. Spec. - NOX Rate Summer v3.1, Unit 4072 and retrofits | 607 | 1797 | Rate Constraint in lbs/MMBtu | FALSE | L | Annual | Allowances Banked | Thousand Tons | 0 | 0 | 0 | 0 | 0 | 0 | 0 | 0
IL Fac. Spec. - NOX Rate Summer v3.1, Unit 4072 and retrofits | 607 | 1797 | Rate Constraint in lbs/MMBtu | FALSE | L | Annual | Allowances Withdrawn (1:1) | Thousand Tons | 0 | 0 | 0 | 0 | 0 | 0 | 0 | 0
IL Fac. Spec. - NOX Rate Summer v3.1, Unit 4072 and retrofits | 607 | 1797 | Rate Constraint in lbs/MMBtu | FALSE | L | Annual | Allowances Withdrawn (n:1) | Thousand Tons | 0 | 0 | 0 | 0 | 0 | 0 | 0 | 0
IL Fac. Spec. - NOX Rate Summer v3.1, Unit 4072 and retrofits | 607 | 1797 | Rate Constraint in lbs/MMBtu | FALSE | L | Annual | Net Emissions Allowance Position | Thousand Tons | 0.78911 | 0.78911 | 0.78911 | 0.78911 | 0.78911 | 0.78911 | 0.78911 | 0.78911
IL Fac. Spec. - NOX Rate Summer v3.1, Unit 4072 and retrofits | 607 | 1797 | Rate Constraint in lbs/MMBtu | FALSE | L | Annual | Fuel Consumed | TBtu | 24.4079 | 24.4079 | 24.4079 | 24.4079 | 24.4079 | 24.4079 | 24.4079 | 24.4079
IL Fac. Spec. - NOX Rate Summer v3.1, Unit 4072 and retrofits | 607 | 1797 | Rate Constraint in lbs/MMBtu | FALSE | L | Annual | Rate | lb/MMBtu | 0.06466 | 0.06466 | 0.06466 | 0.06466 | 0.06466 | 0.06466 | 0.06466 | 0.06466
IL Fac. Spec. - NOX Rate Summer v3.1, Unit 4072 and retrofits | 607 | 1797 | Rate Constraint in lbs/MMBtu | FALSE | L | Annual | Generation | TWh | 2.5652 | 2.5652 | 2.5652 | 2.5652 | 2.5652 | 2.5652 | 2.5652 | 2.5652
IL Fac. Spec. - NOX Rate Summer v3.1, Unit 4072 and retrofits | 607 | 1797 | Rate Constraint in lbs/MMBtu | FALSE | L | Annual | Qualifying Generation | TWh | 2.5652 | 2.5652 | 2.5652 | 2.5652 | 2.5652 | 2.5652 | 2.5652 | 2.5652
IL Fac. Spec. - NOX Rate Summer v3.1, Unit 4072 and retrofits | 607 | 1797 | Rate Constraint in lbs/MMBtu | FALSE | L | Annual | Rate | lb/MWh | 0.61524 | 0.61524 | 0.61524 | 0.61524 | 0.61524 | 0.61524 | 0.61524 | 0.61524
IL Fac. Spec. - NOX Rate Summer v3.1, Unit 4072 and retrofits | 607 | 1797 | Rate Constraint in lbs/MMBtu | FALSE | L | Annual | Constraint Shadow Price | US2016$/Ton | 0 | 0 | 0 | 0 | 0 | 0 | 0 | 0
IL Fac. Spec. - NOX Rate Summer v3.1, Unit 4073 and retrofits | 608 | 1797 | Rate Constraint in lbs/MMBtu | FALSE | L | Annual | Seasons Included | Seasons | Summer | Summer | Summer | Summer | Summer | Summer | Summer | Summer
IL Fac. Spec. - NOX Rate Summer v3.1, Unit 4073 and retrofits | 608 | 1797 | Rate Constraint in lbs/MMBtu | FALSE | L | Annual | Standard NOX | lb/MMBtu | 0.25 | 0.25 | 0.25 | 0.25 | 0.25 | 0.25 | 0.25 | 0.25
IL Fac. Spec. - NOX Rate Summer v3.1, Unit 4073 and retrofits | 608 | 1797 | Rate Constraint in lbs/MMBtu | FALSE | L | Annual | Emissions at Affected Plants NOX | Thousand Tons | 0.79423 | 0.79423 | 0.79423 | 0.79423 | 0.79423 | 0.79423 | 0.79423 | 0.79423
IL Fac. Spec. - NOX Rate Summer v3.1, Unit 4073 and retrofits | 608 | 1797 | Rate Constraint in lbs/MMBtu | FALSE | L | Annual | Allowances Purchased NOX | Thousand Tons | 0 | 0 | 0 | 0 | 0 | 0 | 0 | 0
IL Fac. Spec. - NOX Rate Summer v3.1, Unit 4073 and retrofits | 608 | 1797 | Rate Constraint in lbs/MMBtu | FALSE | L | Annual | Allowances Sold NOX | Thousand Tons | 0 | 0 | 0 | 0 | 0 | 0 | 0 | 0
IL Fac. Spec. - NOX Rate Summer v3.1, Unit 4073 and retrofits | 608 | 1797 | Rate Constraint in lbs/MMBtu | FALSE | L | Annual | Allowances Banked | Thousand Tons | 0 | 0 | 0 | 0 | 0 | 0 | 0 | 0
IL Fac. Spec. - NOX Rate Summer v3.1, Unit 4073 and retrofits | 608 | 1797 | Rate Constraint in lbs/MMBtu | FALSE | L | Annual | Allowances Withdrawn (1:1) | Thousand Tons | 0 | 0 | 0 | 0 | 0 | 0 | 0 | 0
IL Fac. Spec. - NOX Rate Summer v3.1, Unit 4073 and retrofits | 608 | 1797 | Rate Constraint in lbs/MMBtu | FALSE | L | Annual | Allowances Withdrawn (n:1) | Thousand Tons | 0 | 0 | 0 | 0 | 0 | 0 | 0 | 0
IL Fac. Spec. - NOX Rate Summer v3.1, Unit 4073 and retrofits | 608 | 1797 | Rate Constraint in lbs/MMBtu | FALSE | L | Annual | Net Emissions Allowance Position | Thousand Tons | 0.79423 | 0.79423 | 0.79423 | 0.79423 | 0.79423 | 0.79423 | 0.79423 | 0.79423
IL Fac. Spec. - NOX Rate Summer v3.1, Unit 4073 and retrofits | 608 | 1797 | Rate Constraint in lbs/MMBtu | FALSE | L | Annual | Fuel Consumed | TBtu | 24.5436 | 24.5436 | 24.5436 | 24.5436 | 24.5436 | 24.5436 | 24.5436 | 24.5436
IL Fac. Spec. - NOX Rate Summer v3.1, Unit 4073 and retrofits | 608 | 1797 | Rate Constraint in lbs/MMBtu | FALSE | L | Annual | Rate | lb/MMBtu | 0.06472 | 0.06472 | 0.06472 | 0.06472 | 0.06472 | 0.06472 | 0.06472 | 0.06472
IL Fac. Spec. - NOX Rate Summer v3.1, Unit 4073 and retrofits | 608 | 1797 | Rate Constraint in lbs/MMBtu | FALSE | L | Annual | Generation | TWh | 2.5778 | 2.5778 | 2.5778 | 2.5778 | 2.5778 | 2.5778 | 2.5778 | 2.5778
IL Fac. Spec. - NOX Rate Summer v3.1, Unit 4073 and retrofits | 608 | 1797 | Rate Constraint in lbs/MMBtu | FALSE | L | Annual | Qualifying Generation | TWh | 2.5778 | 2.5778 | 2.5778 | 2.5778 | 2.5778 | 2.5778 | 2.5778 | 2.5778
IL Fac. Spec. - NOX Rate Summer v3.1, Unit 4073 and retrofits | 608 | 1797 | Rate Constraint in lbs/MMBtu | FALSE | L | Annual | Rate | lb/MWh | 0.6162 | 0.6162 | 0.6162 | 0.6162 | 0.6162 | 0.6162 | 0.6162 | 0.6162
IL Fac. Spec. - NOX Rate Summer v3.1, Unit 4073 and retrofits | 608 | 1797 | Rate Constraint in lbs/MMBtu | FALSE | L | Annual | Constraint Shadow Price | US2016$/Ton | 0 | 0 | 0 | 0 | 0 | 0 | 0 | 0
IL Fac. Spec. - NOX Rate Summer v3.1, Unit 4133 and retrofits | 609 | 1797 | Rate Constraint in lbs/MMBtu | FALSE | L | Annual | Seasons Included | Seasons | Summer | Summer | Summer | Summer | Summer | Summer | Summer | Summer
IL Fac. Spec. - NOX Rate Summer v3.1, Unit 4133 and retrofits | 609 | 1797 | Rate Constraint in lbs/MMBtu | FALSE | L | Annual | Standard NOX | lb/MMBtu | 0.25 | 0.25 | 0.25 | 0.25 | 0.25 | 0.25 | 0.25 | 0.25
IL Fac. Spec. - NOX Rate Summer v3.1, Unit 4133 and retrofits | 609 | 1797 | Rate Constraint in lbs/MMBtu | FALSE | L | Annual | Emissions at Affected Plants NOX | Thousand Tons | 0.42201 | 0.51704 | 0.51291 | 0.51291 | 0.4991 | 0.51291 | 0.51291 | 0.51291
IL Fac. Spec. - NOX Rate Summer v3.1, Unit 4133 and retrofits | 609 | 1797 | Rate Constraint in lbs/MMBtu | FALSE | L | Annual | Allowances Purchased NOX | Thousand Tons | 0 | 0 | 0 | 0 | 0 | 0 | 0 | 0
IL Fac. Spec. - NOX Rate Summer v3.1, Unit 4133 and retrofits | 609 | 1797 | Rate Constraint in lbs/MMBtu | FALSE | L | Annual | Allowances Sold NOX | Thousand Tons | 0 | 0 | 0 | 0 | 0 | 0 | 0 | 0
IL Fac. Spec. - NOX Rate Summer v3.1, Unit 4133 and retrofits | 609 | 1797 | Rate Constraint in lbs/MMBtu | FALSE | L | Annual | Allowances Banked | Thousand Tons | 0 | 0 | 0 | 0 | 0 | 0 | 0 | 0
IL Fac. Spec. - NOX Rate Summer v3.1, Unit 4133 and retrofits | 609 | 1797 | Rate Constraint in lbs/MMBtu | FALSE | L | Annual | Allowances Withdrawn (1:1) | Thousand Tons | 0 | 0 | 0 | 0 | 0 | 0 | 0 | 0
IL Fac. Spec. - NOX Rate Summer v3.1, Unit 4133 and retrofits | 609 | 1797 | Rate Constraint in lbs/MMBtu | FALSE | L | Annual | Allowances Withdrawn (n:1) | Thousand Tons | 0 | 0 | 0 | 0 | 0 | 0 | 0 | 0
IL Fac. Spec. - NOX Rate Summer v3.1, Unit 4133 and retrofits | 609 | 1797 | Rate Constraint in lbs/MMBtu | FALSE | L | Annual | Net Emissions Allowance Position | Thousand Tons | 0.42201 | 0.51704 | 0.51291 | 0.51291 | 0.4991 | 0.51291 | 0.51291 | 0.51291
IL Fac. Spec. - NOX Rate Summer v3.1, Unit 4133 and retrofits | 609 | 1797 | Rate Constraint in lbs/MMBtu | FALSE | L | Annual | Fuel Consumed | TBtu | 9.1354 | 11.1926 | 11.1031 | 11.1031 | 10.8043 | 11.1031 | 11.1031 | 11.1031
IL Fac. Spec. - NOX Rate Summer v3.1, Unit 4133 and retrofits | 609 | 1797 | Rate Constraint in lbs/MMBtu | FALSE | L | Annual | Rate | lb/MMBtu | 0.09239 | 0.09239 | 0.09239 | 0.09239 | 0.09239 | 0.09239 | 0.09239 | 0.09239
IL Fac. Spec. - NOX Rate Summer v3.1, Unit 4133 and retrofits | 609 | 1797 | Rate Constraint in lbs/MMBtu | FALSE | L | Annual | Generation | TWh | 0.87874 | 1.0766 | 1.0766 | 1.0766 | 1.0477 | 1.0766 | 1.0766 | 1.0766
IL Fac. Spec. - NOX Rate Summer v3.1, Unit 4133 and retrofits | 609 | 1797 | Rate Constraint in lbs/MMBtu | FALSE | L | Annual | Qualifying Generation | TWh | 0.87874 | 1.0766 | 1.0766 | 1.0766 | 1.0477 | 1.0766 | 1.0766 | 1.0766
IL Fac. Spec. - NOX Rate Summer v3.1, Unit 4133 and retrofits | 609 | 1797 | Rate Constraint in lbs/MMBtu | FALSE | L | Annual | Rate | lb/MWh | 0.96049 | 0.96049 | 0.9528 | 0.9528 | 0.9528 | 0.9528 | 0.9528 | 0.9528
IL Fac. Spec. - NOX Rate Summer v3.1, Unit 4133 and retrofits | 609 | 1797 | Rate Constraint in lbs/MMBtu | FALSE | L | Annual | Constraint Shadow Price | US2016$/Ton | 0 | 0 | 0 | 0 | 0 | 0 | 0 | 0
IL Fac. Spec. - NOX Rate Summer v3.1, Unit 4168 and retrofits | 610 | 1797 | Rate Constraint in lbs/MMBtu | FALSE | L | Annual | Seasons Included | Seasons | Summer | Summer | Summer | Summer | Summer | Summer | Summer | Summer
IL Fac. Spec. - NOX Rate Summer v3.1, Unit 4168 and retrofits | 610 | 1797 | Rate Constraint in lbs/MMBtu | FALSE | L | Annual | Standard NOX | lb/MMBtu | 0.25 | 0.25 | 0.25 | 0.25 | 0.25 | 0.25 | 0.25 | 0.25
IL Fac. Spec. - NOX Rate Summer v3.1, Unit 4168 and retrofits | 610 | 1797 | Rate Constraint in lbs/MMBtu | FALSE | L | Annual | Emissions at Affected Plants NOX | Thousand Tons | 0 | 0 | 0 | 0 | 0 | 0 | 0 | 0
IL Fac. Spec. - NOX Rate Summer v3.1, Unit 4168 and retrofits | 610 | 1797 | Rate Constraint in lbs/MMBtu | FALSE | L | Annual | Allowances Purchased NOX | Thousand Tons | 0 | 0 | 0 | 0 | 0 | 0 | 0 | 0
IL Fac. Spec. - NOX Rate Summer v3.1, Unit 4168 and retrofits | 610 | 1797 | Rate Constraint in lbs/MMBtu | FALSE | L | Annual | Allowances Sold NOX | Thousand Tons | 0 | 0 | 0 | 0 | 0 | 0 | 0 | 0
IL Fac. Spec. - NOX Rate Summer v3.1, Unit 4168 and retrofits | 610 | 1797 | Rate Constraint in lbs/MMBtu | FALSE | L | Annual | Allowances Banked | Thousand Tons | 0 | 0 | 0 | 0 | 0 | 0 | 0 | 0
IL Fac. Spec. - NOX Rate Summer v3.1, Unit 4168 and retrofits | 610 | 1797 | Rate Constraint in lbs/MMBtu | FALSE | L | Annual | Allowances Withdrawn (1:1) | Thousand Tons | 0 | 0 | 0 | 0 | 0 | 0 | 0 | 0
IL Fac. Spec. - NOX Rate Summer v3.1, Unit 4168 and retrofits | 610 | 1797 | Rate Constraint in lbs/MMBtu | FALSE | L | Annual | Allowances Withdrawn (n:1) | Thousand Tons | 0 | 0 | 0 | 0 | 0 | 0 | 0 | 0
IL Fac. Spec. - NOX Rate Summer v3.1, Unit 4168 and retrofits | 610 | 1797 | Rate Constraint in lbs/MMBtu | FALSE | L | Annual | Net Emissions Allowance Position | Thousand Tons | 0 | 0 | 0 | 0 | 0 | 0 | 0 | 0
IL Fac. Spec. - NOX Rate Summer v3.1, Unit 4168 and retrofits | 610 | 1797 | Rate Constraint in lbs/MMBtu | FALSE | L | Annual | Fuel Consumed | TBtu | 0 | 0 | 0 | 0 | 0 | 0 | 0 | 0
IL Fac. Spec. - NOX Rate Summer v3.1, Unit 4168 and retrofits | 610 | 1797 | Rate Constraint in lbs/MMBtu | FALSE | L | Annual | Rate | lb/MMBtu | 0 | 0 | 0 | 0 | 0 | 0 | 0 | 0
IL Fac. Spec. - NOX Rate Summer v3.1, Unit 4168 and retrofits | 610 | 1797 | Rate Constraint in lbs/MMBtu | FALSE | L | Annual | Generation | TWh | 0 | 0 | 0 | 0 | 0 | 0 | 0 | 0
IL Fac. Spec. - NOX Rate Summer v3.1, Unit 4168 and retrofits | 610 | 1797 | Rate Constraint in lbs/MMBtu | FALSE | L | Annual | Qualifying Generation | TWh | 0 | 0 | 0 | 0 | 0 | 0 | 0 | 0
IL Fac. Spec. - NOX Rate Summer v3.1, Unit 4168 and retrofits | 610 | 1797 | Rate Constraint in lbs/MMBtu | FALSE | L | Annual | Rate | lb/MWh | 0 | 0 | 0 | 0 | 0 | 0 | 0 | 0
IL Fac. Spec. - NOX Rate Summer v3.1, Unit 4168 and retrofits | 610 | 1797 | Rate Constraint in lbs/MMBtu | FALSE | L | Annual | Constraint Shadow Price | US2016$/Ton | 0 | 0 | 0 | 0 | 0 | 0 | 0 | 0
IL Fac. Spec. - NOX Rate Summer v3.1, Unit 4169 and retrofits | 611 | 1797 | Rate Constraint in lbs/MMBtu | FALSE | L | Annual | Seasons Included | Seasons | Summer | Summer | Summer | Summer | Summer | Summer | Summer | Summer
IL Fac. Spec. - NOX Rate Summer v3.1, Unit 4169 and retrofits | 611 | 1797 | Rate Constraint in lbs/MMBtu | FALSE | L | Annual | Standard NOX | lb/MMBtu | 0.25 | 0.25 | 0.25 | 0.25 | 0.25 | 0.25 | 0.25 | 0.25
IL Fac. Spec. - NOX Rate Summer v3.1, Unit 4169 and retrofits | 611 | 1797 | Rate Constraint in lbs/MMBtu | FALSE | L | Annual | Emissions at Affected Plants NOX | Thousand Tons | 1.998 | 2.3171 | 1.9995 | 2.2985 | 2.1183 | 2.2985 | 2.0402 | 1.8274
IL Fac. Spec. - NOX Rate Summer v3.1, Unit 4169 and retrofits | 611 | 1797 | Rate Constraint in lbs/MMBtu | FALSE | L | Annual | Allowances Purchased NOX | Thousand Tons | 0 | 0 | 0 | 0 | 0 | 0 | 0 | 0
IL Fac. Spec. - NOX Rate Summer v3.1, Unit 4169 and retrofits | 611 | 1797 | Rate Constraint in lbs/MMBtu | FALSE | L | Annual | Allowances Sold NOX | Thousand Tons | 0 | 0 | 0 | 0 | 0 | 0 | 0 | 0
IL Fac. Spec. - NOX Rate Summer v3.1, Unit 4169 and retrofits | 611 | 1797 | Rate Constraint in lbs/MMBtu | FALSE | L | Annual | Allowances Banked | Thousand Tons | 0 | 0 | 0 | 0 | 0 | 0 | 0 | 0
IL Fac. Spec. - NOX Rate Summer v3.1, Unit 4169 and retrofits | 611 | 1797 | Rate Constraint in lbs/MMBtu | FALSE | L | Annual | Allowances Withdrawn (1:1) | Thousand Tons | 0 | 0 | 0 | 0 | 0 | 0 | 0 | 0
IL Fac. Spec. - NOX Rate Summer v3.1, Unit 4169 and retrofits | 611 | 1797 | Rate Constraint in lbs/MMBtu | FALSE | L | Annual | Allowances Withdrawn (n:1) | Thousand Tons | 0 | 0 | 0 | 0 | 0 | 0 | 0 | 0
IL Fac. Spec. - NOX Rate Summer v3.1, Unit 4169 and retrofits | 611 | 1797 | Rate Constraint in lbs/MMBtu | FALSE | L | Annual | Net Emissions Allowance Position | Thousand Tons | 1.998 | 2.3171 | 1.9995 | 2.2985 | 2.1183 | 2.2985 | 2.0402 | 1.8274
IL Fac. Spec. - NOX Rate Summer v3.1, Unit 4169 and retrofits | 611 | 1797 | Rate Constraint in lbs/MMBtu | FALSE | L | Annual | Fuel Consumed | TBtu | 49.2473 | 57.1125 | 49.2855 | 56.6556 | 52.2138 | 56.6556 | 50.2875 | 45.0431
IL Fac. Spec. - NOX Rate Summer v3.1, Unit 4169 and retrofits | 611 | 1797 | Rate Constraint in lbs/MMBtu | FALSE | L | Annual | Rate | lb/MMBtu | 0.08114 | 0.08114 | 0.08114 | 0.08114 | 0.08114 | 0.08114 | 0.08114 | 0.08114
IL Fac. Spec. - NOX Rate Summer v3.1, Unit 4169 and retrofits | 611 | 1797 | Rate Constraint in lbs/MMBtu | FALSE | L | Annual | Generation | TWh | 4.8591 | 5.6352 | 4.9021 | 5.6352 | 5.1934 | 5.6352 | 5.0018 | 4.4802
IL Fac. Spec. - NOX Rate Summer v3.1, Unit 4169 and retrofits | 611 | 1797 | Rate Constraint in lbs/MMBtu | FALSE | L | Annual | Qualifying Generation | TWh | 4.8591 | 5.6352 | 4.9021 | 5.6352 | 5.1934 | 5.6352 | 5.0018 | 4.4802
IL Fac. Spec. - NOX Rate Summer v3.1, Unit 4169 and retrofits | 611 | 1797 | Rate Constraint in lbs/MMBtu | FALSE | L | Annual | Rate | lb/MWh | 0.82235 | 0.82235 | 0.81578 | 0.81578 | 0.81578 | 0.81578 | 0.81578 | 0.81578
IL Fac. Spec. - NOX Rate Summer v3.1, Unit 4169 and retrofits | 611 | 1797 | Rate Constraint in lbs/MMBtu | FALSE | L | Annual | Constraint Shadow Price | US2016$/Ton | 0 | 0 | 0 | 0 | 0 | 0 | 0 | 0
IL Fac. Spec. - NOX Rate Summer v3.1, Unit 4234 and retrofits | 612 | 1797 | Rate Constraint in lbs/MMBtu | FALSE | L | Annual | Seasons Included | Seasons | Summer | Summer | Summer | Summer | Summer | Summer | Summer | Summer
IL Fac. Spec. - NOX Rate Summer v3.1, Unit 4234 and retrofits | 612 | 1797 | Rate Constraint in lbs/MMBtu | FALSE | L | Annual | Standard NOX | lb/MMBtu | 0.25 | 0.25 | 0.25 | 0.25 | 0.25 | 0.25 | 0.25 | 0.25
IL Fac. Spec. - NOX Rate Summer v3.1, Unit 4234 and retrofits | 612 | 1797 | Rate Constraint in lbs/MMBtu | FALSE | L | Annual | Emissions at Affected Plants NOX | Thousand Tons | 0 | 0 | 0 | 0 | 0 | 0 | 0 | 0
IL Fac. Spec. - NOX Rate Summer v3.1, Unit 4234 and retrofits | 612 | 1797 | Rate Constraint in lbs/MMBtu | FALSE | L | Annual | Allowances Purchased NOX | Thousand Tons | 0 | 0 | 0 | 0 | 0 | 0 | 0 | 0
IL Fac. Spec. - NOX Rate Summer v3.1, Unit 4234 and retrofits | 612 | 1797 | Rate Constraint in lbs/MMBtu | FALSE | L | Annual | Allowances Sold NOX | Thousand Tons | 0 | 0 | 0 | 0 | 0 | 0 | 0 | 0
IL Fac. Spec. - NOX Rate Summer v3.1, Unit 4234 and retrofits | 612 | 1797 | Rate Constraint in lbs/MMBtu | FALSE | L | Annual | Allowances Banked | Thousand Tons | 0 | 0 | 0 | 0 | 0 | 0 | 0 | 0
IL Fac. Spec. - NOX Rate Summer v3.1, Unit 4234 and retrofits | 612 | 1797 | Rate Constraint in lbs/MMBtu | FALSE | L | Annual | Allowances Withdrawn (1:1) | Thousand Tons | 0 | 0 | 0 | 0 | 0 | 0 | 0 | 0
IL Fac. Spec. - NOX Rate Summer v3.1, Unit 4234 and retrofits | 612 | 1797 | Rate Constraint in lbs/MMBtu | FALSE | L | Annual | Allowances Withdrawn (n:1) | Thousand Tons | 0 | 0 | 0 | 0 | 0 | 0 | 0 | 0
IL Fac. Spec. - NOX Rate Summer v3.1, Unit 4234 and retrofits | 612 | 1797 | Rate Constraint in lbs/MMBtu | FALSE | L | Annual | Net Emissions Allowance Position | Thousand Tons | 0 | 0 | 0 | 0 | 0 | 0 | 0 | 0
IL Fac. Spec. - NOX Rate Summer v3.1, Unit 4234 and retrofits | 612 | 1797 | Rate Constraint in lbs/MMBtu | FALSE | L | Annual | Fuel Consumed | TBtu | 0 | 0 | 0 | 0 | 0 | 0 | 0 | 0
IL Fac. Spec. - NOX Rate Summer v3.1, Unit 4234 and retrofits | 612 | 1797 | Rate Constraint in lbs/MMBtu | FALSE | L | Annual | Rate | lb/MMBtu | 0 | 0 | 0 | 0 | 0 | 0 | 0 | 0
IL Fac. Spec. - NOX Rate Summer v3.1, Unit 4234 and retrofits | 612 | 1797 | Rate Constraint in lbs/MMBtu | FALSE | L | Annual | Generation | TWh | 0 | 0 | 0 | 0 | 0 | 0 | 0 | 0
IL Fac. Spec. - NOX Rate Summer v3.1, Unit 4234 and retrofits | 612 | 1797 | Rate Constraint in lbs/MMBtu | FALSE | L | Annual | Qualifying Generation | TWh | 0 | 0 | 0 | 0 | 0 | 0 | 0 | 0
IL Fac. Spec. - NOX Rate Summer v3.1, Unit 4234 and retrofits | 612 | 1797 | Rate Constraint in lbs/MMBtu | FALSE | L | Annual | Rate | lb/MWh | 0 | 0 | 0 | 0 | 0 | 0 | 0 | 0
IL Fac. Spec. - NOX Rate Summer v3.1, Unit 4234 and retrofits | 612 | 1797 | Rate Constraint in lbs/MMBtu | FALSE | L | Annual | Constraint Shadow Price | US2016$/Ton | 0 | 0 | 0 | 0 | 0 | 0 | 0 | 0
IL Fac. Spec. - NOX Rate Summer v3.1, Unit 4243 and retrofits | 613 | 1797 | Rate Constraint in lbs/MMBtu | FALSE | L | Annual | Seasons Included | Seasons | Summer | Summer | Summer | Summer | Summer | Summer | Summer | Summer
IL Fac. Spec. - NOX Rate Summer v3.1, Unit 4243 and retrofits | 613 | 1797 | Rate Constraint in lbs/MMBtu | FALSE | L | Annual | Standard NOX | lb/MMBtu | 0.25 | 0.25 | 0.25 | 0.25 | 0.25 | 0.25 | 0.25 | 0.25
IL Fac. Spec. - NOX Rate Summer v3.1, Unit 4243 and retrofits | 613 | 1797 | Rate Constraint in lbs/MMBtu | FALSE | L | Annual | Emissions at Affected Plants NOX | Thousand Tons | 0 | 0 | 0 | 0 | 0 | 0 | 0 | 0
IL Fac. Spec. - NOX Rate Summer v3.1, Unit 4243 and retrofits | 613 | 1797 | Rate Constraint in lbs/MMBtu | FALSE | L | Annual | Allowances Purchased NOX | Thousand Tons | 0 | 0 | 0 | 0 | 0 | 0 | 0 | 0
IL Fac. Spec. - NOX Rate Summer v3.1, Unit 4243 and retrofits | 613 | 1797 | Rate Constraint in lbs/MMBtu | FALSE | L | Annual | Allowances Sold NOX | Thousand Tons | 0 | 0 | 0 | 0 | 0 | 0 | 0 | 0
IL Fac. Spec. - NOX Rate Summer v3.1, Unit 4243 and retrofits | 613 | 1797 | Rate Constraint in lbs/MMBtu | FALSE | L | Annual | Allowances Banked | Thousand Tons | 0 | 0 | 0 | 0 | 0 | 0 | 0 | 0
IL Fac. Spec. - NOX Rate Summer v3.1, Unit 4243 and retrofits | 613 | 1797 | Rate Constraint in lbs/MMBtu | FALSE | L | Annual | Allowances Withdrawn (1:1) | Thousand Tons | 0 | 0 | 0 | 0 | 0 | 0 | 0 | 0
IL Fac. Spec. - NOX Rate Summer v3.1, Unit 4243 and retrofits | 613 | 1797 | Rate Constraint in lbs/MMBtu | FALSE | L | Annual | Allowances Withdrawn (n:1) | Thousand Tons | 0 | 0 | 0 | 0 | 0 | 0 | 0 | 0
IL Fac. Spec. - NOX Rate Summer v3.1, Unit 4243 and retrofits | 613 | 1797 | Rate Constraint in lbs/MMBtu | FALSE | L | Annual | Net Emissions Allowance Position | Thousand Tons | 0 | 0 | 0 | 0 | 0 | 0 | 0 | 0
IL Fac. Spec. - NOX Rate Summer v3.1, Unit 4243 and retrofits | 613 | 1797 | Rate Constraint in lbs/MMBtu | FALSE | L | Annual | Fuel Consumed | TBtu | 0 | 0 | 0 | 0 | 0 | 0 | 0 | 0
IL Fac. Spec. - NOX Rate Summer v3.1, Unit 4243 and retrofits | 613 | 1797 | Rate Constraint in lbs/MMBtu | FALSE | L | Annual | Rate | lb/MMBtu | 0 | 0 | 0 | 0 | 0 | 0 | 0 | 0
IL Fac. Spec. - NOX Rate Summer v3.1, Unit 4243 and retrofits | 613 | 1797 | Rate Constraint in lbs/MMBtu | FALSE | L | Annual | Generation | TWh | 0 | 0 | 0 | 0 | 0 | 0 | 0 | 0
IL Fac. Spec. - NOX Rate Summer v3.1, Unit 4243 and retrofits | 613 | 1797 | Rate Constraint in lbs/MMBtu | FALSE | L | Annual | Qualifying Generation | TWh | 0 | 0 | 0 | 0 | 0 | 0 | 0 | 0
IL Fac. Spec. - NOX Rate Summer v3.1, Unit 4243 and retrofits | 613 | 1797 | Rate Constraint in lbs/MMBtu | FALSE | L | Annual | Rate | lb/MWh | 0 | 0 | 0 | 0 | 0 | 0 | 0 | 0
IL Fac. Spec. - NOX Rate Summer v3.1, Unit 4243 and retrofits | 613 | 1797 | Rate Constraint in lbs/MMBtu | FALSE | L | Annual | Constraint Shadow Price | US2016$/Ton | 0 | 0 | 0 | 0 | 0 | 0 | 0 | 0
IL Fac. Spec. - NOX Rate Summer v3.1, Unit 4244 and retrofits | 614 | 1797 | Rate Constraint in lbs/MMBtu | FALSE | L | Annual | Seasons Included | Seasons | Summer | Summer | Summer | Summer | Summer | Summer | Summer | Summer
IL Fac. Spec. - NOX Rate Summer v3.1, Unit 4244 and retrofits | 614 | 1797 | Rate Constraint in lbs/MMBtu | FALSE | L | Annual | Standard NOX | lb/MMBtu | 0.25 | 0.25 | 0.25 | 0.25 | 0.25 | 0.25 | 0.25 | 0.25
IL Fac. Spec. - NOX Rate Summer v3.1, Unit 4244 and retrofits | 614 | 1797 | Rate Constraint in lbs/MMBtu | FALSE | L | Annual | Emissions at Affected Plants NOX | Thousand Tons | 0 | 0 | 0 | 0 | 0 | 0 | 0 | 0
IL Fac. Spec. - NOX Rate Summer v3.1, Unit 4244 and retrofits | 614 | 1797 | Rate Constraint in lbs/MMBtu | FALSE | L | Annual | Allowances Purchased NOX | Thousand Tons | 0 | 0 | 0 | 0 | 0 | 0 | 0 | 0
IL Fac. Spec. - NOX Rate Summer v3.1, Unit 4244 and retrofits | 614 | 1797 | Rate Constraint in lbs/MMBtu | FALSE | L | Annual | Allowances Sold NOX | Thousand Tons | 0 | 0 | 0 | 0 | 0 | 0 | 0 | 0
IL Fac. Spec. - NOX Rate Summer v3.1, Unit 4244 and retrofits | 614 | 1797 | Rate Constraint in lbs/MMBtu | FALSE | L | Annual | Allowances Banked | Thousand Tons | 0 | 0 | 0 | 0 | 0 | 0 | 0 | 0
IL Fac. Spec. - NOX Rate Summer v3.1, Unit 4244 and retrofits | 614 | 1797 | Rate Constraint in lbs/MMBtu | FALSE | L | Annual | Allowances Withdrawn (1:1) | Thousand Tons | 0 | 0 | 0 | 0 | 0 | 0 | 0 | 0
IL Fac. Spec. - NOX Rate Summer v3.1, Unit 4244 and retrofits | 614 | 1797 | Rate Constraint in lbs/MMBtu | FALSE | L | Annual | Allowances Withdrawn (n:1) | Thousand Tons | 0 | 0 | 0 | 0 | 0 | 0 | 0 | 0
IL Fac. Spec. - NOX Rate Summer v3.1, Unit 4244 and retrofits | 614 | 1797 | Rate Constraint in lbs/MMBtu | FALSE | L | Annual | Net Emissions Allowance Position | Thousand Tons | 0 | 0 | 0 | 0 | 0 | 0 | 0 | 0
IL Fac. Spec. - NOX Rate Summer v3.1, Unit 4244 and retrofits | 614 | 1797 | Rate Constraint in lbs/MMBtu | FALSE | L | Annual | Fuel Consumed | TBtu | 0 | 0 | 0 | 0 | 0 | 0 | 0 | 0
IL Fac. Spec. - NOX Rate Summer v3.1, Unit 4244 and retrofits | 614 | 1797 | Rate Constraint in lbs/MMBtu | FALSE | L | Annual | Rate | lb/MMBtu | 0 | 0 | 0 | 0 | 0 | 0 | 0 | 0
IL Fac. Spec. - NOX Rate Summer v3.1, Unit 4244 and retrofits | 614 | 1797 | Rate Constraint in lbs/MMBtu | FALSE | L | Annual | Generation | TWh | 0 | 0 | 0 | 0 | 0 | 0 | 0 | 0
IL Fac. Spec. - NOX Rate Summer v3.1, Unit 4244 and retrofits | 614 | 1797 | Rate Constraint in lbs/MMBtu | FALSE | L | Annual | Qualifying Generation | TWh | 0 | 0 | 0 | 0 | 0 | 0 | 0 | 0
IL Fac. Spec. - NOX Rate Summer v3.1, Unit 4244 and retrofits | 614 | 1797 | Rate Constraint in lbs/MMBtu | FALSE | L | Annual | Rate | lb/MWh | 0 | 0 | 0 | 0 | 0 | 0 | 0 | 0
IL Fac. Spec. - NOX Rate Summer v3.1, Unit 4244 and retrofits | 614 | 1797 | Rate Constraint in lbs/MMBtu | FALSE | L | Annual | Constraint Shadow Price | US2016$/Ton | 0 | 0 | 0 | 0 | 0 | 0 | 0 | 0
IL Fac. Spec. - NOX Rate Summer v3.1, Unit 4245 and retrofits | 615 | 1797 | Rate Constraint in lbs/MMBtu | FALSE | L | Annual | Seasons Included | Seasons | Summer | Summer | Summer | Summer | Summer | Summer | Summer | Summer
IL Fac. Spec. - NOX Rate Summer v3.1, Unit 4245 and retrofits | 615 | 1797 | Rate Constraint in lbs/MMBtu | FALSE | L | Annual | Standard NOX | lb/MMBtu | 0.25 | 0.25 | 0.25 | 0.25 | 0.25 | 0.25 | 0.25 | 0.25
IL Fac. Spec. - NOX Rate Summer v3.1, Unit 4245 and retrofits | 615 | 1797 | Rate Constraint in lbs/MMBtu | FALSE | L | Annual | Emissions at Affected Plants NOX | Thousand Tons | 0 | 0 | 0 | 0 | 0 | 0 | 0 | 0
IL Fac. Spec. - NOX Rate Summer v3.1, Unit 4245 and retrofits | 615 | 1797 | Rate Constraint in lbs/MMBtu | FALSE | L | Annual | Allowances Purchased NOX | Thousand Tons | 0 | 0 | 0 | 0 | 0 | 0 | 0 | 0
IL Fac. Spec. - NOX Rate Summer v3.1, Unit 4245 and retrofits | 615 | 1797 | Rate Constraint in lbs/MMBtu | FALSE | L | Annual | Allowances Sold NOX | Thousand Tons | 0 | 0 | 0 | 0 | 0 | 0 | 0 | 0
IL Fac. Spec. - NOX Rate Summer v3.1, Unit 4245 and retrofits | 615 | 1797 | Rate Constraint in lbs/MMBtu | FALSE | L | Annual | Allowances Banked | Thousand Tons | 0 | 0 | 0 | 0 | 0 | 0 | 0 | 0
IL Fac. Spec. - NOX Rate Summer v3.1, Unit 4245 and retrofits | 615 | 1797 | Rate Constraint in lbs/MMBtu | FALSE | L | Annual | Allowances Withdrawn (1:1) | Thousand Tons | 0 | 0 | 0 | 0 | 0 | 0 | 0 | 0
IL Fac. Spec. - NOX Rate Summer v3.1, Unit 4245 and retrofits | 615 | 1797 | Rate Constraint in lbs/MMBtu | FALSE | L | Annual | Allowances Withdrawn (n:1) | Thousand Tons | 0 | 0 | 0 | 0 | 0 | 0 | 0 | 0
IL Fac. Spec. - NOX Rate Summer v3.1, Unit 4245 and retrofits | 615 | 1797 | Rate Constraint in lbs/MMBtu | FALSE | L | Annual | Net Emissions Allowance Position | Thousand Tons | 0 | 0 | 0 | 0 | 0 | 0 | 0 | 0
IL Fac. Spec. - NOX Rate Summer v3.1, Unit 4245 and retrofits | 615 | 1797 | Rate Constraint in lbs/MMBtu | FALSE | L | Annual | Fuel Consumed | TBtu | 0 | 0 | 0 | 0 | 0 | 0 | 0 | 0
IL Fac. Spec. - NOX Rate Summer v3.1, Unit 4245 and retrofits | 615 | 1797 | Rate Constraint in lbs/MMBtu | FALSE | L | Annual | Rate | lb/MMBtu | 0 | 0 | 0 | 0 | 0 | 0 | 0 | 0
IL Fac. Spec. - NOX Rate Summer v3.1, Unit 4245 and retrofits | 615 | 1797 | Rate Constraint in lbs/MMBtu | FALSE | L | Annual | Generation | TWh | 0 | 0 | 0 | 0 | 0 | 0 | 0 | 0
IL Fac. Spec. - NOX Rate Summer v3.1, Unit 4245 and retrofits | 615 | 1797 | Rate Constraint in lbs/MMBtu | FALSE | L | Annual | Qualifying Generation | TWh | 0 | 0 | 0 | 0 | 0 | 0 | 0 | 0
IL Fac. Spec. - NOX Rate Summer v3.1, Unit 4245 and retrofits | 615 | 1797 | Rate Constraint in lbs/MMBtu | FALSE | L | Annual | Rate | lb/MWh | 0 | 0 | 0 | 0 | 0 | 0 | 0 | 0
IL Fac. Spec. - NOX Rate Summer v3.1, Unit 4245 and retrofits | 615 | 1797 | Rate Constraint in lbs/MMBtu | FALSE | L | Annual | Constraint Shadow Price | US2016$/Ton | 0 | 0 | 0 | 0 | 0 | 0 | 0 | 0
IL Fac. Spec. - NOX Rate Summer v3.1, Unit 4252 and retrofits | 616 | 1797 | Rate Constraint in lbs/MMBtu | FALSE | L | Annual | Seasons Included | Seasons | Summer | Summer | Summer | Summer | Summer | Summer | Summer | Summer
IL Fac. Spec. - NOX Rate Summer v3.1, Unit 4252 and retrofits | 616 | 1797 | Rate Constraint in lbs/MMBtu | FALSE | L | Annual | Standard NOX | lb/MMBtu | 0.25 | 0.25 | 0.25 | 0.25 | 0.25 | 0.25 | 0.25 | 0.25
IL Fac. Spec. - NOX Rate Summer v3.1, Unit 4252 and retrofits | 616 | 1797 | Rate Constraint in lbs/MMBtu | FALSE | L | Annual | Emissions at Affected Plants NOX | Thousand Tons | 0.19153 | 0.19252 | 0.18848 | 0.18421 | 0.18848 | 0.1859 | 0.18421 | 0.18848
IL Fac. Spec. - NOX Rate Summer v3.1, Unit 4252 and retrofits | 616 | 1797 | Rate Constraint in lbs/MMBtu | FALSE | L | Annual | Allowances Purchased NOX | Thousand Tons | 0 | 0 | 0 | 0 | 0 | 0 | 0 | 0
IL Fac. Spec. - NOX Rate Summer v3.1, Unit 4252 and retrofits | 616 | 1797 | Rate Constraint in lbs/MMBtu | FALSE | L | Annual | Allowances Sold NOX | Thousand Tons | 0 | 0 | 0 | 0 | 0 | 0 | 0 | 0
IL Fac. Spec. - NOX Rate Summer v3.1, Unit 4252 and retrofits | 616 | 1797 | Rate Constraint in lbs/MMBtu | FALSE | L | Annual | Allowances Banked | Thousand Tons | 0 | 0 | 0 | 0 | 0 | 0 | 0 | 0
IL Fac. Spec. - NOX Rate Summer v3.1, Unit 4252 and retrofits | 616 | 1797 | Rate Constraint in lbs/MMBtu | FALSE | L | Annual | Allowances Withdrawn (1:1) | Thousand Tons | 0 | 0 | 0 | 0 | 0 | 0 | 0 | 0
IL Fac. Spec. - NOX Rate Summer v3.1, Unit 4252 and retrofits | 616 | 1797 | Rate Constraint in lbs/MMBtu | FALSE | L | Annual | Allowances Withdrawn (n:1) | Thousand Tons | 0 | 0 | 0 | 0 | 0 | 0 | 0 | 0
IL Fac. Spec. - NOX Rate Summer v3.1, Unit 4252 and retrofits | 616 | 1797 | Rate Constraint in lbs/MMBtu | FALSE | L | Annual | Net Emissions Allowance Position | Thousand Tons | 0.19153 | 0.19252 | 0.18848 | 0.18421 | 0.18848 | 0.1859 | 0.18421 | 0.18848
IL Fac. Spec. - NOX Rate Summer v3.1, Unit 4252 and retrofits | 616 | 1797 | Rate Constraint in lbs/MMBtu | FALSE | L | Annual | Fuel Consumed | TBtu | 3.2988 | 3.3159 | 3.2463 | 3.1728 | 3.2463 | 3.2018 | 3.1728 | 3.2463
IL Fac. Spec. - NOX Rate Summer v3.1, Unit 4252 and retrofits | 616 | 1797 | Rate Constraint in lbs/MMBtu | FALSE | L | Annual | Rate | lb/MMBtu | 0.11612 | 0.11612 | 0.11612 | 0.11612 | 0.11612 | 0.11612 | 0.11612 | 0.11612
IL Fac. Spec. - NOX Rate Summer v3.1, Unit 4252 and retrofits | 616 | 1797 | Rate Constraint in lbs/MMBtu | FALSE | L | Annual | Generation | TWh | 0.31417 | 0.3158 | 0.3158 | 0.30865 | 0.3158 | 0.31148 | 0.30865 | 0.3158
IL Fac. Spec. - NOX Rate Summer v3.1, Unit 4252 and retrofits | 616 | 1797 | Rate Constraint in lbs/MMBtu | FALSE | L | Annual | Qualifying Generation | TWh | 0.31417 | 0.3158 | 0.3158 | 0.30865 | 0.3158 | 0.31148 | 0.30865 | 0.3158
IL Fac. Spec. - NOX Rate Summer v3.1, Unit 4252 and retrofits | 616 | 1797 | Rate Constraint in lbs/MMBtu | FALSE | L | Annual | Rate | lb/MWh | 1.2193 | 1.2193 | 1.1937 | 1.1937 | 1.1937 | 1.1937 | 1.1937 | 1.1937
IL Fac. Spec. - NOX Rate Summer v3.1, Unit 4252 and retrofits | 616 | 1797 | Rate Constraint in lbs/MMBtu | FALSE | L | Annual | Constraint Shadow Price | US2016$/Ton | 0 | 0 | 0 | 0 | 0 | 0 | 0 | 0
IL Fac. Spec. - NOX Rate Summer v3.1, Unit 4253 and retrofits | 617 | 1797 | Rate Constraint in lbs/MMBtu | FALSE | L | Annual | Seasons Included | Seasons | Summer | Summer | Summer | Summer | Summer | Summer | Summer | Summer
IL Fac. Spec. - NOX Rate Summer v3.1, Unit 4253 and retrofits | 617 | 1797 | Rate Constraint in lbs/MMBtu | FALSE | L | Annual | Standard NOX | lb/MMBtu | 0.25 | 0.25 | 0.25 | 0.25 | 0.25 | 0.25 | 0.25 | 0.25
IL Fac. Spec. - NOX Rate Summer v3.1, Unit 4253 and retrofits | 617 | 1797 | Rate Constraint in lbs/MMBtu | FALSE | L | Annual | Emissions at Affected Plants NOX | Thousand Tons | 0.19799 | 0.19799 | 0.19384 | 0.18945 | 0.19689 | 0.19691 | 0.19864 | 0.19384
IL Fac. Spec. - NOX Rate Summer v3.1, Unit 4253 and retrofits | 617 | 1797 | Rate Constraint in lbs/MMBtu | FALSE | L | Annual | Allowances Purchased NOX | Thousand Tons | 0 | 0 | 0 | 0 | 0 | 0 | 0 | 0
IL Fac. Spec. - NOX Rate Summer v3.1, Unit 4253 and retrofits | 617 | 1797 | Rate Constraint in lbs/MMBtu | FALSE | L | Annual | Allowances Sold NOX | Thousand Tons | 0 | 0 | 0 | 0 | 0 | 0 | 0 | 0
IL Fac. Spec. - NOX Rate Summer v3.1, Unit 4253 and retrofits | 617 | 1797 | Rate Constraint in lbs/MMBtu | FALSE | L | Annual | Allowances Banked | Thousand Tons | 0 | 0 | 0 | 0 | 0 | 0 | 0 | 0
IL Fac. Spec. - NOX Rate Summer v3.1, Unit 4253 and retrofits | 617 | 1797 | Rate Constraint in lbs/MMBtu | FALSE | L | Annual | Allowances Withdrawn (1:1) | Thousand Tons | 0 | 0 | 0 | 0 | 0 | 0 | 0 | 0
IL Fac. Spec. - NOX Rate Summer v3.1, Unit 4253 and retrofits | 617 | 1797 | Rate Constraint in lbs/MMBtu | FALSE | L | Annual | Allowances Withdrawn (n:1) | Thousand Tons | 0 | 0 | 0 | 0 | 0 | 0 | 0 | 0
IL Fac. Spec. - NOX Rate Summer v3.1, Unit 4253 and retrofits | 617 | 1797 | Rate Constraint in lbs/MMBtu | FALSE | L | Annual | Net Emissions Allowance Position | Thousand Tons | 0.19799 | 0.19799 | 0.19384 | 0.18945 | 0.19689 | 0.19691 | 0.19864 | 0.19384
IL Fac. Spec. - NOX Rate Summer v3.1, Unit 4253 and retrofits | 617 | 1797 | Rate Constraint in lbs/MMBtu | FALSE | L | Annual | Fuel Consumed | TBtu | 3.3071 | 3.3071 | 3.2376 | 3.1643 | 3.2886 | 3.2889 | 3.3179 | 3.2376
IL Fac. Spec. - NOX Rate Summer v3.1, Unit 4253 and retrofits | 617 | 1797 | Rate Constraint in lbs/MMBtu | FALSE | L | Annual | Rate | lb/MMBtu | 0.11974 | 0.11974 | 0.11974 | 0.11974 | 0.11974 | 0.11974 | 0.11974 | 0.11974
IL Fac. Spec. - NOX Rate Summer v3.1, Unit 4253 and retrofits | 617 | 1797 | Rate Constraint in lbs/MMBtu | FALSE | L | Annual | Generation | TWh | 0.3158 | 0.3158 | 0.3158 | 0.30865 | 0.32077 | 0.3208 | 0.32363 | 0.3158
IL Fac. Spec. - NOX Rate Summer v3.1, Unit 4253 and retrofits | 617 | 1797 | Rate Constraint in lbs/MMBtu | FALSE | L | Annual | Qualifying Generation | TWh | 0.3158 | 0.3158 | 0.3158 | 0.30865 | 0.32077 | 0.3208 | 0.32363 | 0.3158
IL Fac. Spec. - NOX Rate Summer v3.1, Unit 4253 and retrofits | 617 | 1797 | Rate Constraint in lbs/MMBtu | FALSE | L | Annual | Rate | lb/MWh | 1.2539 | 1.2539 | 1.2276 | 1.2276 | 1.2276 | 1.2276 | 1.2276 | 1.2276
IL Fac. Spec. - NOX Rate Summer v3.1, Unit 4253 and retrofits | 617 | 1797 | Rate Constraint in lbs/MMBtu | FALSE | L | Annual | Constraint Shadow Price | US2016$/Ton | 0 | 0 | 0 | 0 | 0 | 0 | 0 | 0
IL Fac. Spec. - NOX Rate Summer v3.1, Unit 4254 and retrofits | 618 | 1797 | Rate Constraint in lbs/MMBtu | FALSE | L | Annual | Seasons Included | Seasons | Summer | Summer | Summer | Summer | Summer | Summer | Summer | Summer
IL Fac. Spec. - NOX Rate Summer v3.1, Unit 4254 and retrofits | 618 | 1797 | Rate Constraint in lbs/MMBtu | FALSE | L | Annual | Standard NOX | lb/MMBtu | 0.25 | 0.25 | 0.25 | 0.25 | 0.25 | 0.25 | 0.25 | 0.25
IL Fac. Spec. - NOX Rate Summer v3.1, Unit 4254 and retrofits | 618 | 1797 | Rate Constraint in lbs/MMBtu | FALSE | L | Annual | Emissions at Affected Plants NOX | Thousand Tons | 0.27995 | 0.30382 | 0.29744 | 0.29744 | 0.29744 | 0.29744 | 0.29744 | 0.29744
IL Fac. Spec. - NOX Rate Summer v3.1, Unit 4254 and retrofits | 618 | 1797 | Rate Constraint in lbs/MMBtu | FALSE | L | Annual | Allowances Purchased NOX | Thousand Tons | 0 | 0 | 0 | 0 | 0 | 0 | 0 | 0
IL Fac. Spec. - NOX Rate Summer v3.1, Unit 4254 and retrofits | 618 | 1797 | Rate Constraint in lbs/MMBtu | FALSE | L | Annual | Allowances Sold NOX | Thousand Tons | 0 | 0 | 0 | 0 | 0 | 0 | 0 | 0
IL Fac. Spec. - NOX Rate Summer v3.1, Unit 4254 and retrofits | 618 | 1797 | Rate Constraint in lbs/MMBtu | FALSE | L | Annual | Allowances Banked | Thousand Tons | 0 | 0 | 0 | 0 | 0 | 0 | 0 | 0
IL Fac. Spec. - NOX Rate Summer v3.1, Unit 4254 and retrofits | 618 | 1797 | Rate Constraint in lbs/MMBtu | FALSE | L | Annual | Allowances Withdrawn (1:1) | Thousand Tons | 0 | 0 | 0 | 0 | 0 | 0 | 0 | 0
IL Fac. Spec. - NOX Rate Summer v3.1, Unit 4254 and retrofits | 618 | 1797 | Rate Constraint in lbs/MMBtu | FALSE | L | Annual | Allowances Withdrawn (n:1) | Thousand Tons | 0 | 0 | 0 | 0 | 0 | 0 | 0 | 0
IL Fac. Spec. - NOX Rate Summer v3.1, Unit 4254 and retrofits | 618 | 1797 | Rate Constraint in lbs/MMBtu | FALSE | L | Annual | Net Emissions Allowance Position | Thousand Tons | 0.27995 | 0.30382 | 0.29744 | 0.29744 | 0.29744 | 0.29744 | 0.29744 | 0.29744
IL Fac. Spec. - NOX Rate Summer v3.1, Unit 4254 and retrofits | 618 | 1797 | Rate Constraint in lbs/MMBtu | FALSE | L | Annual | Fuel Consumed | TBtu | 4.9235 | 5.3433 | 5.2311 | 5.2311 | 5.2311 | 5.2311 | 5.2311 | 5.2311
IL Fac. Spec. - NOX Rate Summer v3.1, Unit 4254 and retrofits | 618 | 1797 | Rate Constraint in lbs/MMBtu | FALSE | L | Annual | Rate | lb/MMBtu | 0.11372 | 0.11372 | 0.11372 | 0.11372 | 0.11372 | 0.11372 | 0.11372 | 0.11372
IL Fac. Spec. - NOX Rate Summer v3.1, Unit 4254 and retrofits | 618 | 1797 | Rate Constraint in lbs/MMBtu | FALSE | L | Annual | Generation | TWh | 0.4607 | 0.49955 | 0.49955 | 0.49955 | 0.49955 | 0.49955 | 0.49955 | 0.49955
IL Fac. Spec. - NOX Rate Summer v3.1, Unit 4254 and retrofits | 618 | 1797 | Rate Constraint in lbs/MMBtu | FALSE | L | Annual | Qualifying Generation | TWh | 0.4607 | 0.49955 | 0.49955 | 0.49955 | 0.49955 | 0.49955 | 0.49955 | 0.49955
IL Fac. Spec. - NOX Rate Summer v3.1, Unit 4254 and retrofits | 618 | 1797 | Rate Constraint in lbs/MMBtu | FALSE | L | Annual | Rate | lb/MWh | 1.2153 | 1.2164 | 1.1908 | 1.1908 | 1.1908 | 1.1908 | 1.1908 | 1.1908
IL Fac. Spec. - NOX Rate Summer v3.1, Unit 4254 and retrofits | 618 | 1797 | Rate Constraint in lbs/MMBtu | FALSE | L | Annual | Constraint Shadow Price | US2016$/Ton | 0 | 0 | 0 | 0 | 0 | 0 | 0 | 0
IL Fac. Spec. - NOX Rate Summer v3.1, Unit 4255 and retrofits | 619 | 1797 | Rate Constraint in lbs/MMBtu | FALSE | L | Annual | Seasons Included | Seasons | Summer | Summer | Summer | Summer | Summer | Summer | Summer | Summer
IL Fac. Spec. - NOX Rate Summer v3.1, Unit 4255 and retrofits | 619 | 1797 | Rate Constraint in lbs/MMBtu | FALSE | L | Annual | Standard NOX | lb/MMBtu | 0.25 | 0.25 | 0.25 | 0.25 | 0.25 | 0.25 | 0.25 | 0.25
IL Fac. Spec. - NOX Rate Summer v3.1, Unit 4255 and retrofits | 619 | 1797 | Rate Constraint in lbs/MMBtu | FALSE | L | Annual | Emissions at Affected Plants NOX | Thousand Tons | 0.31488 | 0.31488 | 0.30827 | 0.30827 | 0.30827 | 0.30827 | 0.30827 | 0.30827
IL Fac. Spec. - NOX Rate Summer v3.1, Unit 4255 and retrofits | 619 | 1797 | Rate Constraint in lbs/MMBtu | FALSE | L | Annual | Allowances Purchased NOX | Thousand Tons | 0 | 0 | 0 | 0 | 0 | 0 | 0 | 0
IL Fac. Spec. - NOX Rate Summer v3.1, Unit 4255 and retrofits | 619 | 1797 | Rate Constraint in lbs/MMBtu | FALSE | L | Annual | Allowances Sold NOX | Thousand Tons | 0 | 0 | 0 | 0 | 0 | 0 | 0 | 0
IL Fac. Spec. - NOX Rate Summer v3.1, Unit 4255 and retrofits | 619 | 1797 | Rate Constraint in lbs/MMBtu | FALSE | L | Annual | Allowances Banked | Thousand Tons | 0 | 0 | 0 | 0 | 0 | 0 | 0 | 0
IL Fac. Spec. - NOX Rate Summer v3.1, Unit 4255 and retrofits | 619 | 1797 | Rate Constraint in lbs/MMBtu | FALSE | L | Annual | Allowances Withdrawn (1:1) | Thousand Tons | 0 | 0 | 0 | 0 | 0 | 0 | 0 | 0
IL Fac. Spec. - NOX Rate Summer v3.1, Unit 4255 and retrofits | 619 | 1797 | Rate Constraint in lbs/MMBtu | FALSE | L | Annual | Allowances Withdrawn (n:1) | Thousand Tons | 0 | 0 | 0 | 0 | 0 | 0 | 0 | 0
IL Fac. Spec. - NOX Rate Summer v3.1, Unit 4255 and retrofits | 619 | 1797 | Rate Constraint in lbs/MMBtu | FALSE | L | Annual | Net Emissions Allowance Position | Thousand Tons | 0.31488 | 0.31488 | 0.30827 | 0.30827 | 0.30827 | 0.30827 | 0.30827 | 0.30827
IL Fac. Spec. - NOX Rate Summer v3.1, Unit 4255 and retrofits | 619 | 1797 | Rate Constraint in lbs/MMBtu | FALSE | L | Annual | Fuel Consumed | TBtu | 5.4299 | 5.4299 | 5.3159 | 5.3159 | 5.3159 | 5.3159 | 5.3159 | 5.3159
IL Fac. Spec. - NOX Rate Summer v3.1, Unit 4255 and retrofits | 619 | 1797 | Rate Constraint in lbs/MMBtu | FALSE | L | Annual | Rate | lb/MMBtu | 0.11598 | 0.11598 | 0.11598 | 0.11598 | 0.11598 | 0.11598 | 0.11598 | 0.11598
IL Fac. Spec. - NOX Rate Summer v3.1, Unit 4255 and retrofits | 619 | 1797 | Rate Constraint in lbs/MMBtu | FALSE | L | Annual | Generation | TWh | 0.50912 | 0.50912 | 0.50912 | 0.50912 | 0.50912 | 0.50912 | 0.50912 | 0.50912
IL Fac. Spec. - NOX Rate Summer v3.1, Unit 4255 and retrofits | 619 | 1797 | Rate Constraint in lbs/MMBtu | FALSE | L | Annual | Qualifying Generation | TWh | 0.50912 | 0.50912 | 0.50912 | 0.50912 | 0.50912 | 0.50912 | 0.50912 | 0.50912
IL Fac. Spec. - NOX Rate Summer v3.1, Unit 4255 and retrofits | 619 | 1797 | Rate Constraint in lbs/MMBtu | FALSE | L | Annual | Rate | lb/MWh | 1.237 | 1.237 | 1.211 | 1.211 | 1.211 | 1.211 | 1.211 | 1.211
IL Fac. Spec. - NOX Rate Summer v3.1, Unit 4255 and retrofits | 619 | 1797 | Rate Constraint in lbs/MMBtu | FALSE | L | Annual | Constraint Shadow Price | US2016$/Ton | 0 | 0 | 0 | 0 | 0 | 0 | 0 | 0
IL Fac. Spec. - NOX Rate Summer v3.1, Unit 4256 and retrofits | 620 | 1797 | Rate Constraint in lbs/MMBtu | FALSE | L | Annual | Seasons Included | Seasons | Summer | Summer | Summer | Summer | Summer | Summer | Summer | Summer
IL Fac. Spec. - NOX Rate Summer v3.1, Unit 4256 and retrofits | 620 | 1797 | Rate Constraint in lbs/MMBtu | FALSE | L | Annual | Standard NOX | lb/MMBtu | 0.25 | 0.25 | 0.25 | 0.25 | 0.25 | 0.25 | 0.25 | 0.25
IL Fac. Spec. - NOX Rate Summer v3.1, Unit 4256 and retrofits | 620 | 1797 | Rate Constraint in lbs/MMBtu | FALSE | L | Annual | Emissions at Affected Plants NOX | Thousand Tons | 0.11958 | 0.18162 | 0.15681 | 0.17379 | 0.17379 | 0.17379 | 0.17379 | 0.059669
IL Fac. Spec. - NOX Rate Summer v3.1, Unit 4256 and retrofits | 620 | 1797 | Rate Constraint in lbs/MMBtu | FALSE | L | Annual | Allowances Purchased NOX | Thousand Tons | 0 | 0 | 0 | 0 | 0 | 0 | 0 | 0
IL Fac. Spec. - NOX Rate Summer v3.1, Unit 4256 and retrofits | 620 | 1797 | Rate Constraint in lbs/MMBtu | FALSE | L | Annual | Allowances Sold NOX | Thousand Tons | 0 | 0 | 0 | 0 | 0 | 0 | 0 | 0
IL Fac. Spec. - NOX Rate Summer v3.1, Unit 4256 and retrofits | 620 | 1797 | Rate Constraint in lbs/MMBtu | FALSE | L | Annual | Allowances Banked | Thousand Tons | 0 | 0 | 0 | 0 | 0 | 0 | 0 | 0
IL Fac. Spec. - NOX Rate Summer v3.1, Unit 4256 and retrofits | 620 | 1797 | Rate Constraint in lbs/MMBtu | FALSE | L | Annual | Allowances Withdrawn (1:1) | Thousand Tons | 0 | 0 | 0 | 0 | 0 | 0 | 0 | 0
IL Fac. Spec. - NOX Rate Summer v3.1, Unit 4256 and retrofits | 620 | 1797 | Rate Constraint in lbs/MMBtu | FALSE | L | Annual | Allowances Withdrawn (n:1) | Thousand Tons | 0 | 0 | 0 | 0 | 0 | 0 | 0 | 0
IL Fac. Spec. - NOX Rate Summer v3.1, Unit 4256 and retrofits | 620 | 1797 | Rate Constraint in lbs/MMBtu | FALSE | L | Annual | Net Emissions Allowance Position | Thousand Tons | 0.11958 | 0.18162 | 0.15681 | 0.17379 | 0.17379 | 0.17379 | 0.17379 | 0.059669
IL Fac. Spec. - NOX Rate Summer v3.1, Unit 4256 and retrofits | 620 | 1797 | Rate Constraint in lbs/MMBtu | FALSE | L | Annual | Fuel Consumed | TBtu | 2.1539 | 3.2716 | 2.8246 | 3.1304 | 3.1304 | 3.1304 | 3.1304 | 1.0748
IL Fac. Spec. - NOX Rate Summer v3.1, Unit 4256 and retrofits | 620 | 1797 | Rate Constraint in lbs/MMBtu | FALSE | L | Annual | Rate | lb/MMBtu | 0.11103 | 0.11103 | 0.11103 | 0.11103 | 0.11103 | 0.11103 | 0.11103 | 0.11103
IL Fac. Spec. - NOX Rate Summer v3.1, Unit 4256 and retrofits | 620 | 1797 | Rate Constraint in lbs/MMBtu | FALSE | L | Annual | Generation | TWh | 0.20399 | 0.30984 | 0.27325 | 0.30283 | 0.30283 | 0.30283 | 0.30283 | 0.10398
IL Fac. Spec. - NOX Rate Summer v3.1, Unit 4256 and retrofits | 620 | 1797 | Rate Constraint in lbs/MMBtu | FALSE | L | Annual | Qualifying Generation | TWh | 0.20399 | 0.30984 | 0.27325 | 0.30283 | 0.30283 | 0.30283 | 0.30283 | 0.10398
IL Fac. Spec. - NOX Rate Summer v3.1, Unit 4256 and retrofits | 620 | 1797 | Rate Constraint in lbs/MMBtu | FALSE | L | Annual | Rate | lb/MWh | 1.1724 | 1.1724 | 1.1477 | 1.1477 | 1.1477 | 1.1477 | 1.1477 | 1.1477
IL Fac. Spec. - NOX Rate Summer v3.1, Unit 4256 and retrofits | 620 | 1797 | Rate Constraint in lbs/MMBtu | FALSE | L | Annual | Constraint Shadow Price | US2016$/Ton | 0 | 0 | 0 | 0 | 0 | 0 | 0 | 0
IL Fac. Spec. - NOX Rate Summer v3.1, Unit 4257 and retrofits | 621 | 1797 | Rate Constraint in lbs/MMBtu | FALSE | L | Annual | Seasons Included | Seasons | Summer | Summer | Summer | Summer | Summer | Summer | Summer | Summer
IL Fac. Spec. - NOX Rate Summer v3.1, Unit 4257 and retrofits | 621 | 1797 | Rate Constraint in lbs/MMBtu | FALSE | L | Annual | Standard NOX | lb/MMBtu | 0.25 | 0.25 | 0.25 | 0.25 | 0.25 | 0.25 | 0.25 | 0.25
IL Fac. Spec. - NOX Rate Summer v3.1, Unit 4257 and retrofits | 621 | 1797 | Rate Constraint in lbs/MMBtu | FALSE | L | Annual | Emissions at Affected Plants NOX | Thousand Tons | 0.11911 | 0.20768 | 0.20428 | 0.20126 | 0.20126 | 0.20126 | 0.20126 | 0.20428
IL Fac. Spec. - NOX Rate Summer v3.1, Unit 4257 and retrofits | 621 | 1797 | Rate Constraint in lbs/MMBtu | FALSE | L | Annual | Allowances Purchased NOX | Thousand Tons | 0 | 0 | 0 | 0 | 0 | 0 | 0 | 0
IL Fac. Spec. - NOX Rate Summer v3.1, Unit 4257 and retrofits | 621 | 1797 | Rate Constraint in lbs/MMBtu | FALSE | L | Annual | Allowances Sold NOX | Thousand Tons | 0 | 0 | 0 | 0 | 0 | 0 | 0 | 0
IL Fac. Spec. - NOX Rate Summer v3.1, Unit 4257 and retrofits | 621 | 1797 | Rate Constraint in lbs/MMBtu | FALSE | L | Annual | Allowances Banked | Thousand Tons | 0 | 0 | 0 | 0 | 0 | 0 | 0 | 0
IL Fac. Spec. - NOX Rate Summer v3.1, Unit 4257 and retrofits | 621 | 1797 | Rate Constraint in lbs/MMBtu | FALSE | L | Annual | Allowances Withdrawn (1:1) | Thousand Tons | 0 | 0 | 0 | 0 | 0 | 0 | 0 | 0
IL Fac. Spec. - NOX Rate Summer v3.1, Unit 4257 and retrofits | 621 | 1797 | Rate Constraint in lbs/MMBtu | FALSE | L | Annual | Allowances Withdrawn (n:1) | Thousand Tons | 0 | 0 | 0 | 0 | 0 | 0 | 0 | 0
IL Fac. Spec. - NOX Rate Summer v3.1, Unit 4257 and retrofits | 621 | 1797 | Rate Constraint in lbs/MMBtu | FALSE | L | Annual | Net Emissions Allowance Position | Thousand Tons | 0.11911 | 0.20768 | 0.20428 | 0.20126 | 0.20126 | 0.20126 | 0.20126 | 0.20428
IL Fac. Spec. - NOX Rate Summer v3.1, Unit 4257 and retrofits | 621 | 1797 | Rate Constraint in lbs/MMBtu | FALSE | L | Annual | Fuel Consumed | TBtu | 2.1634 | 3.7722 | 3.7105 | 3.6555 | 3.6555 | 3.6555 | 3.6555 | 3.7105
IL Fac. Spec. - NOX Rate Summer v3.1, Unit 4257 and retrofits | 621 | 1797 | Rate Constraint in lbs/MMBtu | FALSE | L | Annual | Rate | lb/MMBtu | 0.11011 | 0.11011 | 0.11011 | 0.11011 | 0.11011 | 0.11011 | 0.11011 | 0.11011
IL Fac. Spec. - NOX Rate Summer v3.1, Unit 4257 and retrofits | 621 | 1797 | Rate Constraint in lbs/MMBtu | FALSE | L | Annual | Generation | TWh | 0.2053 | 0.35618 | 0.35781 | 0.35248 | 0.35248 | 0.35248 | 0.35248 | 0.35781
IL Fac. Spec. - NOX Rate Summer v3.1, Unit 4257 and retrofits | 621 | 1797 | Rate Constraint in lbs/MMBtu | FALSE | L | Annual | Qualifying Generation | TWh | 0.2053 | 0.35618 | 0.35781 | 0.35248 | 0.35248 | 0.35248 | 0.35248 | 0.35781
IL Fac. Spec. - NOX Rate Summer v3.1, Unit 4257 and retrofits | 621 | 1797 | Rate Constraint in lbs/MMBtu | FALSE | L | Annual | Rate | lb/MWh | 1.1603 | 1.1662 | 1.1418 | 1.1419 | 1.1419 | 1.1419 | 1.1419 | 1.1418
IL Fac. Spec. - NOX Rate Summer v3.1, Unit 4257 and retrofits | 621 | 1797 | Rate Constraint in lbs/MMBtu | FALSE | L | Annual | Constraint Shadow Price | US2016$/Ton | 0 | 0 | 0 | 0 | 0 | 0 | 0 | 0
IL Fac. Spec. - NOX Rate Summer v3.1, Unit 4326 and retrofits | 622 | 1797 | Rate Constraint in lbs/MMBtu | FALSE | L | Annual | Seasons Included | Seasons | Summer | Summer | Summer | Summer | Summer | Summer | Summer | Summer
IL Fac. Spec. - NOX Rate Summer v3.1, Unit 4326 and retrofits | 622 | 1797 | Rate Constraint in lbs/MMBtu | FALSE | L | Annual | Standard NOX | lb/MMBtu | 0.25 | 0.25 | 0.25 | 0.25 | 0.25 | 0.25 | 0.25 | 0.25
IL Fac. Spec. - NOX Rate Summer v3.1, Unit 4326 and retrofits | 622 | 1797 | Rate Constraint in lbs/MMBtu | FALSE | L | Annual | Emissions at Affected Plants NOX | Thousand Tons | 0.016969 | 0.016969 | 0.016969 | 0.016969 | 0.016969 | 0.016969 | 0.016969 | 0.016969
IL Fac. Spec. - NOX Rate Summer v3.1, Unit 4326 and retrofits | 622 | 1797 | Rate Constraint in lbs/MMBtu | FALSE | L | Annual | Allowances Purchased NOX | Thousand Tons | 0 | 0 | 0 | 0 | 0 | 0 | 0 | 0
IL Fac. Spec. - NOX Rate Summer v3.1, Unit 4326 and retrofits | 622 | 1797 | Rate Constraint in lbs/MMBtu | FALSE | L | Annual | Allowances Sold NOX | Thousand Tons | 0 | 0 | 0 | 0 | 0 | 0 | 0 | 0
IL Fac. Spec. - NOX Rate Summer v3.1, Unit 4326 and retrofits | 622 | 1797 | Rate Constraint in lbs/MMBtu | FALSE | L | Annual | Allowances Banked | Thousand Tons | 0 | 0 | 0 | 0 | 0 | 0 | 0 | 0
IL Fac. Spec. - NOX Rate Summer v3.1, Unit 4326 and retrofits | 622 | 1797 | Rate Constraint in lbs/MMBtu | FALSE | L | Annual | Allowances Withdrawn (1:1) | Thousand Tons | 0 | 0 | 0 | 0 | 0 | 0 | 0 | 0
IL Fac. Spec. - NOX Rate Summer v3.1, Unit 4326 and retrofits | 622 | 1797 | Rate Constraint in lbs/MMBtu | FALSE | L | Annual | Allowances Withdrawn (n:1) | Thousand Tons | 0 | 0 | 0 | 0 | 0 | 0 | 0 | 0
IL Fac. Spec. - NOX Rate Summer v3.1, Unit 4326 and retrofits | 622 | 1797 | Rate Constraint in lbs/MMBtu | FALSE | L | Annual | Net Emissions Allowance Position | Thousand Tons | 0.016969 | 0.016969 | 0.016969 | 0.016969 | 0.016969 | 0.016969 | 0.016969 | 0.016969
IL Fac. Spec. - NOX Rate Summer v3.1, Unit 4326 and retrofits | 622 | 1797 | Rate Constraint in lbs/MMBtu | FALSE | L | Annual | Fuel Consumed | TBtu | 0.70777 | 0.70777 | 0.70777 | 0.70777 | 0.70777 | 0.70777 | 0.70777 | 0.70777
IL Fac. Spec. - NOX Rate Summer v3.1, Unit 4326 and retrofits | 622 | 1797 | Rate Constraint in lbs/MMBtu | FALSE | L | Annual | Rate | lb/MMBtu | 0.04795 | 0.04795 | 0.04795 | 0.04795 | 0.04795 | 0.04795 | 0.04795 | 0.04795
IL Fac. Spec. - NOX Rate Summer v3.1, Unit 4326 and retrofits | 622 | 1797 | Rate Constraint in lbs/MMBtu | FALSE | L | Annual | Generation | TWh | 0.066872 | 0.066872 | 0.066872 | 0.066872 | 0.066872 | 0.066872 | 0.066872 | 0.066872
IL Fac. Spec. - NOX Rate Summer v3.1, Unit 4326 and retrofits | 622 | 1797 | Rate Constraint in lbs/MMBtu | FALSE | L | Annual | Qualifying Generation | TWh | 0.066872 | 0.066872 | 0.066872 | 0.066872 | 0.066872 | 0.066872 | 0.066872 | 0.066872
IL Fac. Spec. - NOX Rate Summer v3.1, Unit 4326 and retrofits | 622 | 1797 | Rate Constraint in lbs/MMBtu | FALSE | L | Annual | Rate | lb/MWh | 0.5075 | 0.5075 | 0.5075 | 0.5075 | 0.5075 | 0.5075 | 0.5075 | 0.5075
IL Fac. Spec. - NOX Rate Summer v3.1, Unit 4326 and retrofits | 622 | 1797 | Rate Constraint in lbs/MMBtu | FALSE | L | Annual | Constraint Shadow Price | US2016$/Ton | 0 | 0 | 0 | 0 | 0 | 0 | 0 | 0
IL Fac. Spec. - NOX Rate Summer v3.1, Unit 5088 and retrofits | 623 | 1797 | Rate Constraint in lbs/MMBtu | FALSE | L | Annual | Seasons Included | Seasons | Summer | Summer | Summer | Summer | Summer | Summer | Summer | Summer
IL Fac. Spec. - NOX Rate Summer v3.1, Unit 5088 and retrofits | 623 | 1797 | Rate Constraint in lbs/MMBtu | FALSE | L | Annual | Standard NOX | lb/MMBtu | 0.25 | 0.25 | 0.25 | 0.25 | 0.25 | 0.25 | 0.25 | 0.25
IL Fac. Spec. - NOX Rate Summer v3.1, Unit 5088 and retrofits | 623 | 1797 | Rate Constraint in lbs/MMBtu | FALSE | L | Annual | Emissions at Affected Plants NOX | Thousand Tons | 0 | 0 | 0 | 0 | 0 | 0 | 0 | 0
IL Fac. Spec. - NOX Rate Summer v3.1, Unit 5088 and retrofits | 623 | 1797 | Rate Constraint in lbs/MMBtu | FALSE | L | Annual | Allowances Purchased NOX | Thousand Tons | 0 | 0 | 0 | 0 | 0 | 0 | 0 | 0
IL Fac. Spec. - NOX Rate Summer v3.1, Unit 5088 and retrofits | 623 | 1797 | Rate Constraint in lbs/MMBtu | FALSE | L | Annual | Allowances Sold NOX | Thousand Tons | 0 | 0 | 0 | 0 | 0 | 0 | 0 | 0
IL Fac. Spec. - NOX Rate Summer v3.1, Unit 5088 and retrofits | 623 | 1797 | Rate Constraint in lbs/MMBtu | FALSE | L | Annual | Allowances Banked | Thousand Tons | 0 | 0 | 0 | 0 | 0 | 0 | 0 | 0
IL Fac. Spec. - NOX Rate Summer v3.1, Unit 5088 and retrofits | 623 | 1797 | Rate Constraint in lbs/MMBtu | FALSE | L | Annual | Allowances Withdrawn (1:1) | Thousand Tons | 0 | 0 | 0 | 0 | 0 | 0 | 0 | 0
IL Fac. Spec. - NOX Rate Summer v3.1, Unit 5088 and retrofits | 623 | 1797 | Rate Constraint in lbs/MMBtu | FALSE | L | Annual | Allowances Withdrawn (n:1) | Thousand Tons | 0 | 0 | 0 | 0 | 0 | 0 | 0 | 0
IL Fac. Spec. - NOX Rate Summer v3.1, Unit 5088 and retrofits | 623 | 1797 | Rate Constraint in lbs/MMBtu | FALSE | L | Annual | Net Emissions Allowance Position | Thousand Tons | 0 | 0 | 0 | 0 | 0 | 0 | 0 | 0
IL Fac. Spec. - NOX Rate Summer v3.1, Unit 5088 and retrofits | 623 | 1797 | Rate Constraint in lbs/MMBtu | FALSE | L | Annual | Fuel Consumed | TBtu | 0 | 0 | 0 | 0 | 0 | 0 | 0 | 0
IL Fac. Spec. - NOX Rate Summer v3.1, Unit 5088 and retrofits | 623 | 1797 | Rate Constraint in lbs/MMBtu | FALSE | L | Annual | Rate | lb/MMBtu | 0 | 0 | 0 | 0 | 0 | 0 | 0 | 0
IL Fac. Spec. - NOX Rate Summer v3.1, Unit 5088 and retrofits | 623 | 1797 | Rate Constraint in lbs/MMBtu | FALSE | L | Annual | Generation | TWh | 0 | 0 | 0 | 0 | 0 | 0 | 0 | 0
IL Fac. Spec. - NOX Rate Summer v3.1, Unit 5088 and retrofits | 623 | 1797 | Rate Constraint in lbs/MMBtu | FALSE | L | Annual | Qualifying Generation | TWh | 0 | 0 | 0 | 0 | 0 | 0 | 0 | 0
IL Fac. Spec. - NOX Rate Summer v3.1, Unit 5088 and retrofits | 623 | 1797 | Rate Constraint in lbs/MMBtu | FALSE | L | Annual | Rate | lb/MWh | 0 | 0 | 0 | 0 | 0 | 0 | 0 | 0
IL Fac. Spec. - NOX Rate Summer v3.1, Unit 5088 and retrofits | 623 | 1797 | Rate Constraint in lbs/MMBtu | FALSE | L | Annual | Constraint Shadow Price | US2016$/Ton | 0 | 0 | 0 | 0 | 0 | 0 | 0 | 0
IL Fac. Spec. - NOX Rate Summer v3.1, Unit 5441 and retrofits | 624 | 1797 | Rate Constraint in lbs/MMBtu | FALSE | L | Annual | Seasons Included | Seasons | Summer | Summer | Summer | Summer | Summer | Summer | Summer | Summer
IL Fac. Spec. - NOX Rate Summer v3.1, Unit 5441 and retrofits | 624 | 1797 | Rate Constraint in lbs/MMBtu | FALSE | L | Annual | Standard NOX | lb/MMBtu | 0.25 | 0.25 | 0.25 | 0.25 | 0.25 | 0.25 | 0.25 | 0.25
IL Fac. Spec. - NOX Rate Summer v3.1, Unit 5441 and retrofits | 624 | 1797 | Rate Constraint in lbs/MMBtu | FALSE | L | Annual | Emissions at Affected Plants NOX | Thousand Tons | 0 | 0 | 0 | 0 | 0 | 0 | 0 | 0
IL Fac. Spec. - NOX Rate Summer v3.1, Unit 5441 and retrofits | 624 | 1797 | Rate Constraint in lbs/MMBtu | FALSE | L | Annual | Allowances Purchased NOX | Thousand Tons | 0 | 0 | 0 | 0 | 0 | 0 | 0 | 0
IL Fac. Spec. - NOX Rate Summer v3.1, Unit 5441 and retrofits | 624 | 1797 | Rate Constraint in lbs/MMBtu | FALSE | L | Annual | Allowances Sold NOX | Thousand Tons | 0 | 0 | 0 | 0 | 0 | 0 | 0 | 0
IL Fac. Spec. - NOX Rate Summer v3.1, Unit 5441 and retrofits | 624 | 1797 | Rate Constraint in lbs/MMBtu | FALSE | L | Annual | Allowances Banked | Thousand Tons | 0 | 0 | 0 | 0 | 0 | 0 | 0 | 0
IL Fac. Spec. - NOX Rate Summer v3.1, Unit 5441 and retrofits | 624 | 1797 | Rate Constraint in lbs/MMBtu | FALSE | L | Annual | Allowances Withdrawn (1:1) | Thousand Tons | 0 | 0 | 0 | 0 | 0 | 0 | 0 | 0
IL Fac. Spec. - NOX Rate Summer v3.1, Unit 5441 and retrofits | 624 | 1797 | Rate Constraint in lbs/MMBtu | FALSE | L | Annual | Allowances Withdrawn (n:1) | Thousand Tons | 0 | 0 | 0 | 0 | 0 | 0 | 0 | 0
IL Fac. Spec. - NOX Rate Summer v3.1, Unit 5441 and retrofits | 624 | 1797 | Rate Constraint in lbs/MMBtu | FALSE | L | Annual | Net Emissions Allowance Position | Thousand Tons | 0 | 0 | 0 | 0 | 0 | 0 | 0 | 0
IL Fac. Spec. - NOX Rate Summer v3.1, Unit 5441 and retrofits | 624 | 1797 | Rate Constraint in lbs/MMBtu | FALSE | L | Annual | Fuel Consumed | TBtu | 0 | 0 | 0 | 0 | 0 | 0 | 0 | 0
IL Fac. Spec. - NOX Rate Summer v3.1, Unit 5441 and retrofits | 624 | 1797 | Rate Constraint in lbs/MMBtu | FALSE | L | Annual | Rate | lb/MMBtu | 0 | 0 | 0 | 0 | 0 | 0 | 0 | 0
IL Fac. Spec. - NOX Rate Summer v3.1, Unit 5441 and retrofits | 624 | 1797 | Rate Constraint in lbs/MMBtu | FALSE | L | Annual | Generation | TWh | 0 | 0 | 0 | 0 | 0 | 0 | 0 | 0
IL Fac. Spec. - NOX Rate Summer v3.1, Unit 5441 and retrofits | 624 | 1797 | Rate Constraint in lbs/MMBtu | FALSE | L | Annual | Qualifying Generation | TWh | 0 | 0 | 0 | 0 | 0 | 0 | 0 | 0
IL Fac. Spec. - NOX Rate Summer v3.1, Unit 5441 and retrofits | 624 | 1797 | Rate Constraint in lbs/MMBtu | FALSE | L | Annual | Rate | lb/MWh | 0 | 0 | 0 | 0 | 0 | 0 | 0 | 0
IL Fac. Spec. - NOX Rate Summer v3.1, Unit 5441 and retrofits | 624 | 1797 | Rate Constraint in lbs/MMBtu | FALSE | L | Annual | Constraint Shadow Price | US2016$/Ton | 0 | 0 | 0 | 0 | 0 | 0 | 0 | 0
IL Fac. Spec. - NOX Rate Summer v3.1, Unit 5468 and retrofits | 625 | 1797 | Rate Constraint in lbs/MMBtu | FALSE | L | Annual | Seasons Included | Seasons | Summer | Summer | Summer | Summer | Summer | Summer | Summer | Summer
IL Fac. Spec. - NOX Rate Summer v3.1, Unit 5468 and retrofits | 625 | 1797 | Rate Constraint in lbs/MMBtu | FALSE | L | Annual | Standard NOX | lb/MMBtu | 0.25 | 0.25 | 0.25 | 0.25 | 0.25 | 0.25 | 0.25 | 0.25
IL Fac. Spec. - NOX Rate Summer v3.1, Unit 5468 and retrofits | 625 | 1797 | Rate Constraint in lbs/MMBtu | FALSE | L | Annual | Emissions at Affected Plants NOX | Thousand Tons | 0 | 0 | 0 | 0 | 0 | 0 | 0 | 0
IL Fac. Spec. - NOX Rate Summer v3.1, Unit 5468 and retrofits | 625 | 1797 | Rate Constraint in lbs/MMBtu | FALSE | L | Annual | Allowances Purchased NOX | Thousand Tons | 0 | 0 | 0 | 0 | 0 | 0 | 0 | 0
IL Fac. Spec. - NOX Rate Summer v3.1, Unit 5468 and retrofits | 625 | 1797 | Rate Constraint in lbs/MMBtu | FALSE | L | Annual | Allowances Sold NOX | Thousand Tons | 0 | 0 | 0 | 0 | 0 | 0 | 0 | 0
IL Fac. Spec. - NOX Rate Summer v3.1, Unit 5468 and retrofits | 625 | 1797 | Rate Constraint in lbs/MMBtu | FALSE | L | Annual | Allowances Banked | Thousand Tons | 0 | 0 | 0 | 0 | 0 | 0 | 0 | 0
IL Fac. Spec. - NOX Rate Summer v3.1, Unit 5468 and retrofits | 625 | 1797 | Rate Constraint in lbs/MMBtu | FALSE | L | Annual | Allowances Withdrawn (1:1) | Thousand Tons | 0 | 0 | 0 | 0 | 0 | 0 | 0 | 0
IL Fac. Spec. - NOX Rate Summer v3.1, Unit 5468 and retrofits | 625 | 1797 | Rate Constraint in lbs/MMBtu | FALSE | L | Annual | Allowances Withdrawn (n:1) | Thousand Tons | 0 | 0 | 0 | 0 | 0 | 0 | 0 | 0
IL Fac. Spec. - NOX Rate Summer v3.1, Unit 5468 and retrofits | 625 | 1797 | Rate Constraint in lbs/MMBtu | FALSE | L | Annual | Net Emissions Allowance Position | Thousand Tons | 0 | 0 | 0 | 0 | 0 | 0 | 0 | 0
IL Fac. Spec. - NOX Rate Summer v3.1, Unit 5468 and retrofits | 625 | 1797 | Rate Constraint in lbs/MMBtu | FALSE | L | Annual | Fuel Consumed | TBtu | 0 | 0 | 0 | 0 | 0 | 0 | 0 | 0
IL Fac. Spec. - NOX Rate Summer v3.1, Unit 5468 and retrofits | 625 | 1797 | Rate Constraint in lbs/MMBtu | FALSE | L | Annual | Rate | lb/MMBtu | 0 | 0 | 0 | 0 | 0 | 0 | 0 | 0
IL Fac. Spec. - NOX Rate Summer v3.1, Unit 5468 and retrofits | 625 | 1797 | Rate Constraint in lbs/MMBtu | FALSE | L | Annual | Generation | TWh | 0 | 0 | 0 | 0 | 0 | 0 | 0 | 0
IL Fac. Spec. - NOX Rate Summer v3.1, Unit 5468 and retrofits | 625 | 1797 | Rate Constraint in lbs/MMBtu | FALSE | L | Annual | Qualifying Generation | TWh | 0 | 0 | 0 | 0 | 0 | 0 | 0 | 0
IL Fac. Spec. - NOX Rate Summer v3.1, Unit 5468 and retrofits | 625 | 1797 | Rate Constraint in lbs/MMBtu | FALSE | L | Annual | Rate | lb/MWh | 0 | 0 | 0 | 0 | 0 | 0 | 0 | 0
IL Fac. Spec. - NOX Rate Summer v3.1, Unit 5468 and retrofits | 625 | 1797 | Rate Constraint in lbs/MMBtu | FALSE | L | Annual | Constraint Shadow Price | US2016$/Ton | 0 | 0 | 0 | 0 | 0 | 0 | 0 | 0
IL Fac. Spec. - NOX Rate Summer v3.1, Unit 5469 and retrofits | 626 | 1797 | Rate Constraint in lbs/MMBtu | FALSE | L | Annual | Seasons Included | Seasons | Summer | Summer | Summer | Summer | Summer | Summer | Summer | Summer
IL Fac. Spec. - NOX Rate Summer v3.1, Unit 5469 and retrofits | 626 | 1797 | Rate Constraint in lbs/MMBtu | FALSE | L | Annual | Standard NOX | lb/MMBtu | 0.25 | 0.25 | 0.25 | 0.25 | 0.25 | 0.25 | 0.25 | 0.25
IL Fac. Spec. - NOX Rate Summer v3.1, Unit 5469 and retrofits | 626 | 1797 | Rate Constraint in lbs/MMBtu | FALSE | L | Annual | Emissions at Affected Plants NOX | Thousand Tons | 0 | 0 | 0 | 0 | 0 | 0 | 0 | 0
IL Fac. Spec. - NOX Rate Summer v3.1, Unit 5469 and retrofits | 626 | 1797 | Rate Constraint in lbs/MMBtu | FALSE | L | Annual | Allowances Purchased NOX | Thousand Tons | 0 | 0 | 0 | 0 | 0 | 0 | 0 | 0
IL Fac. Spec. - NOX Rate Summer v3.1, Unit 5469 and retrofits | 626 | 1797 | Rate Constraint in lbs/MMBtu | FALSE | L | Annual | Allowances Sold NOX | Thousand Tons | 0 | 0 | 0 | 0 | 0 | 0 | 0 | 0
IL Fac. Spec. - NOX Rate Summer v3.1, Unit 5469 and retrofits | 626 | 1797 | Rate Constraint in lbs/MMBtu | FALSE | L | Annual | Allowances Banked | Thousand Tons | 0 | 0 | 0 | 0 | 0 | 0 | 0 | 0
IL Fac. Spec. - NOX Rate Summer v3.1, Unit 5469 and retrofits | 626 | 1797 | Rate Constraint in lbs/MMBtu | FALSE | L | Annual | Allowances Withdrawn (1:1) | Thousand Tons | 0 | 0 | 0 | 0 | 0 | 0 | 0 | 0
IL Fac. Spec. - NOX Rate Summer v3.1, Unit 5469 and retrofits | 626 | 1797 | Rate Constraint in lbs/MMBtu | FALSE | L | Annual | Allowances Withdrawn (n:1) | Thousand Tons | 0 | 0 | 0 | 0 | 0 | 0 | 0 | 0
IL Fac. Spec. - NOX Rate Summer v3.1, Unit 5469 and retrofits | 626 | 1797 | Rate Constraint in lbs/MMBtu | FALSE | L | Annual | Net Emissions Allowance Position | Thousand Tons | 0 | 0 | 0 | 0 | 0 | 0 | 0 | 0
IL Fac. Spec. - NOX Rate Summer v3.1, Unit 5469 and retrofits | 626 | 1797 | Rate Constraint in lbs/MMBtu | FALSE | L | Annual | Fuel Consumed | TBtu | 0 | 0 | 0 | 0 | 0 | 0 | 0 | 0
IL Fac. Spec. - NOX Rate Summer v3.1, Unit 5469 and retrofits | 626 | 1797 | Rate Constraint in lbs/MMBtu | FALSE | L | Annual | Rate | lb/MMBtu | 0 | 0 | 0 | 0 | 0 | 0 | 0 | 0
IL Fac. Spec. - NOX Rate Summer v3.1, Unit 5469 and retrofits | 626 | 1797 | Rate Constraint in lbs/MMBtu | FALSE | L | Annual | Generation | TWh | 0 | 0 | 0 | 0 | 0 | 0 | 0 | 0
IL Fac. Spec. - NOX Rate Summer v3.1, Unit 5469 and retrofits | 626 | 1797 | Rate Constraint in lbs/MMBtu | FALSE | L | Annual | Qualifying Generation | TWh | 0 | 0 | 0 | 0 | 0 | 0 | 0 | 0
IL Fac. Spec. - NOX Rate Summer v3.1, Unit 5469 and retrofits | 626 | 1797 | Rate Constraint in lbs/MMBtu | FALSE | L | Annual | Rate | lb/MWh | 0 | 0 | 0 | 0 | 0 | 0 | 0 | 0
IL Fac. Spec. - NOX Rate Summer v3.1, Unit 5469 and retrofits | 626 | 1797 | Rate Constraint in lbs/MMBtu | FALSE | L | Annual | Constraint Shadow Price | US2016$/Ton | 0 | 0 | 0 | 0 | 0 | 0 | 0 | 0
IL Fac. Spec. - NOX Rate Summer v3.1, Unit 5475 and retrofits | 627 | 1797 | Rate Constraint in lbs/MMBtu | FALSE | L | Annual | Seasons Included | Seasons | Summer | Summer | Summer | Summer | Summer | Summer | Summer | Summer
IL Fac. Spec. - NOX Rate Summer v3.1, Unit 5475 and retrofits | 627 | 1797 | Rate Constraint in lbs/MMBtu | FALSE | L | Annual | Standard NOX | lb/MMBtu | 0.25 | 0.25 | 0.25 | 0.25 | 0.25 | 0.25 | 0.25 | 0.25
IL Fac. Spec. - NOX Rate Summer v3.1, Unit 5475 and retrofits | 627 | 1797 | Rate Constraint in lbs/MMBtu | FALSE | L | Annual | Emissions at Affected Plants NOX | Thousand Tons | 0.4688 | 0.53438 | 0.5095 | 0.51888 | 0.5095 | 0.5095 | 0.5095 | 0.5095
IL Fac. Spec. - NOX Rate Summer v3.1, Unit 5475 and retrofits | 627 | 1797 | Rate Constraint in lbs/MMBtu | FALSE | L | Annual | Allowances Purchased NOX | Thousand Tons | 0 | 0 | 0 | 0 | 0 | 0 | 0 | 0
IL Fac. Spec. - NOX Rate Summer v3.1, Unit 5475 and retrofits | 627 | 1797 | Rate Constraint in lbs/MMBtu | FALSE | L | Annual | Allowances Sold NOX | Thousand Tons | 0 | 0 | 0 | 0 | 0 | 0 | 0 | 0
IL Fac. Spec. - NOX Rate Summer v3.1, Unit 5475 and retrofits | 627 | 1797 | Rate Constraint in lbs/MMBtu | FALSE | L | Annual | Allowances Banked | Thousand Tons | 0 | 0 | 0 | 0 | 0 | 0 | 0 | 0
IL Fac. Spec. - NOX Rate Summer v3.1, Unit 5475 and retrofits | 627 | 1797 | Rate Constraint in lbs/MMBtu | FALSE | L | Annual | Allowances Withdrawn (1:1) | Thousand Tons | 0 | 0 | 0 | 0 | 0 | 0 | 0 | 0
IL Fac. Spec. - NOX Rate Summer v3.1, Unit 5475 and retrofits | 627 | 1797 | Rate Constraint in lbs/MMBtu | FALSE | L | Annual | Allowances Withdrawn (n:1) | Thousand Tons | 0 | 0 | 0 | 0 | 0 | 0 | 0 | 0
IL Fac. Spec. - NOX Rate Summer v3.1, Unit 5475 and retrofits | 627 | 1797 | Rate Constraint in lbs/MMBtu | FALSE | L | Annual | Net Emissions Allowance Position | Thousand Tons | 0.4688 | 0.53438 | 0.5095 | 0.51888 | 0.5095 | 0.5095 | 0.5095 | 0.5095
IL Fac. Spec. - NOX Rate Summer v3.1, Unit 5475 and retrofits | 627 | 1797 | Rate Constraint in lbs/MMBtu | FALSE | L | Annual | Fuel Consumed | TBtu | 8.1758 | 9.3195 | 8.8857 | 9.0492 | 8.8857 | 8.8857 | 8.8857 | 8.8857
IL Fac. Spec. - NOX Rate Summer v3.1, Unit 5475 and retrofits | 627 | 1797 | Rate Constraint in lbs/MMBtu | FALSE | L | Annual | Rate | lb/MMBtu | 0.11468 | 0.11468 | 0.11468 | 0.11468 | 0.11468 | 0.11468 | 0.11468 | 0.11468
IL Fac. Spec. - NOX Rate Summer v3.1, Unit 5475 and retrofits | 627 | 1797 | Rate Constraint in lbs/MMBtu | FALSE | L | Annual | Generation | TWh | 0.73603 | 0.83899 | 0.82382 | 0.83899 | 0.82382 | 0.82382 | 0.82382 | 0.82382
IL Fac. Spec. - NOX Rate Summer v3.1, Unit 5475 and retrofits | 627 | 1797 | Rate Constraint in lbs/MMBtu | FALSE | L | Annual | Qualifying Generation | TWh | 0.73603 | 0.83899 | 0.82382 | 0.83899 | 0.82382 | 0.82382 | 0.82382 | 0.82382
IL Fac. Spec. - NOX Rate Summer v3.1, Unit 5475 and retrofits | 627 | 1797 | Rate Constraint in lbs/MMBtu | FALSE | L | Annual | Rate | lb/MWh | 1.2739 | 1.2739 | 1.2369 | 1.2369 | 1.2369 | 1.2369 | 1.2369 | 1.2369
IL Fac. Spec. - NOX Rate Summer v3.1, Unit 5475 and retrofits | 627 | 1797 | Rate Constraint in lbs/MMBtu | FALSE | L | Annual | Constraint Shadow Price | US2016$/Ton | 0 | 0 | 0 | 0 | 0 | 0 | 0 | 0
IL Fac. Spec. - NOX Rate Summer v3.1, Unit 5476 and retrofits | 628 | 1797 | Rate Constraint in lbs/MMBtu | FALSE | L | Annual | Seasons Included | Seasons | Summer | Summer | Summer | Summer | Summer | Summer | Summer | Summer
IL Fac. Spec. - NOX Rate Summer v3.1, Unit 5476 and retrofits | 628 | 1797 | Rate Constraint in lbs/MMBtu | FALSE | L | Annual | Standard NOX | lb/MMBtu | 0.25 | 0.25 | 0.25 | 0.25 | 0.25 | 0.25 | 0.25 | 0.25
IL Fac. Spec. - NOX Rate Summer v3.1, Unit 5476 and retrofits | 628 | 1797 | Rate Constraint in lbs/MMBtu | FALSE | L | Annual | Emissions at Affected Plants NOX | Thousand Tons | 0.40571 | 0.45982 | 0.43883 | 0.44649 | 0.43883 | 0.43883 | 0.43883 | 0.43883
IL Fac. Spec. - NOX Rate Summer v3.1, Unit 5476 and retrofits | 628 | 1797 | Rate Constraint in lbs/MMBtu | FALSE | L | Annual | Allowances Purchased NOX | Thousand Tons | 0 | 0 | 0 | 0 | 0 | 0 | 0 | 0
IL Fac. Spec. - NOX Rate Summer v3.1, Unit 5476 and retrofits | 628 | 1797 | Rate Constraint in lbs/MMBtu | FALSE | L | Annual | Allowances Sold NOX | Thousand Tons | 0 | 0 | 0 | 0 | 0 | 0 | 0 | 0
IL Fac. Spec. - NOX Rate Summer v3.1, Unit 5476 and retrofits | 628 | 1797 | Rate Constraint in lbs/MMBtu | FALSE | L | Annual | Allowances Banked | Thousand Tons | 0 | 0 | 0 | 0 | 0 | 0 | 0 | 0
IL Fac. Spec. - NOX Rate Summer v3.1, Unit 5476 and retrofits | 628 | 1797 | Rate Constraint in lbs/MMBtu | FALSE | L | Annual | Allowances Withdrawn (1:1) | Thousand Tons | 0 | 0 | 0 | 0 | 0 | 0 | 0 | 0
IL Fac. Spec. - NOX Rate Summer v3.1, Unit 5476 and retrofits | 628 | 1797 | Rate Constraint in lbs/MMBtu | FALSE | L | Annual | Allowances Withdrawn (n:1) | Thousand Tons | 0 | 0 | 0 | 0 | 0 | 0 | 0 | 0
IL Fac. Spec. - NOX Rate Summer v3.1, Unit 5476 and retrofits | 628 | 1797 | Rate Constraint in lbs/MMBtu | FALSE | L | Annual | Net Emissions Allowance Position | Thousand Tons | 0.40571 | 0.45982 | 0.43883 | 0.44649 | 0.43883 | 0.43883 | 0.43883 | 0.43883
IL Fac. Spec. - NOX Rate Summer v3.1, Unit 5476 and retrofits | 628 | 1797 | Rate Constraint in lbs/MMBtu | FALSE | L | Annual | Fuel Consumed | TBtu | 8.3504 | 9.4642 | 9.0321 | 9.1898 | 9.0321 | 9.0321 | 9.0321 | 9.0321
IL Fac. Spec. - NOX Rate Summer v3.1, Unit 5476 and retrofits | 628 | 1797 | Rate Constraint in lbs/MMBtu | FALSE | L | Annual | Rate | lb/MMBtu | 0.09717 | 0.09717 | 0.09717 | 0.09717 | 0.09717 | 0.09717 | 0.09717 | 0.09717
IL Fac. Spec. - NOX Rate Summer v3.1, Unit 5476 and retrofits | 628 | 1797 | Rate Constraint in lbs/MMBtu | FALSE | L | Annual | Generation | TWh | 0.75202 | 0.85233 | 0.83771 | 0.85233 | 0.83771 | 0.83771 | 0.83771 | 0.83771
IL Fac. Spec. - NOX Rate Summer v3.1, Unit 5476 and retrofits | 628 | 1797 | Rate Constraint in lbs/MMBtu | FALSE | L | Annual | Qualifying Generation | TWh | 0.75202 | 0.85233 | 0.83771 | 0.85233 | 0.83771 | 0.83771 | 0.83771 | 0.83771
IL Fac. Spec. - NOX Rate Summer v3.1, Unit 5476 and retrofits | 628 | 1797 | Rate Constraint in lbs/MMBtu | FALSE | L | Annual | Rate | lb/MWh | 1.079 | 1.079 | 1.0477 | 1.0477 | 1.0477 | 1.0477 | 1.0477 | 1.0477
IL Fac. Spec. - NOX Rate Summer v3.1, Unit 5476 and retrofits | 628 | 1797 | Rate Constraint in lbs/MMBtu | FALSE | L | Annual | Constraint Shadow Price | US2016$/Ton | 0 | 0 | 0 | 0 | 0 | 0 | 0 | 0
IL Fac. Spec. - NOX Rate Summer v3.1, Unit 5477 and retrofits | 629 | 1797 | Rate Constraint in lbs/MMBtu | FALSE | L | Annual | Seasons Included | Seasons | Summer | Summer | Summer | Summer | Summer | Summer | Summer | Summer
IL Fac. Spec. - NOX Rate Summer v3.1, Unit 5477 and retrofits | 629 | 1797 | Rate Constraint in lbs/MMBtu | FALSE | L | Annual | Standard NOX | lb/MMBtu | 0.25 | 0.25 | 0.25 | 0.25 | 0.25 | 0.25 | 0.25 | 0.25
IL Fac. Spec. - NOX Rate Summer v3.1, Unit 5477 and retrofits | 629 | 1797 | Rate Constraint in lbs/MMBtu | FALSE | L | Annual | Emissions at Affected Plants NOX | Thousand Tons | 0.47869 | 0.54254 | 0.51777 | 0.52681 | 0.51777 | 0.51777 | 0.51777 | 0.51777
IL Fac. Spec. - NOX Rate Summer v3.1, Unit 5477 and retrofits | 629 | 1797 | Rate Constraint in lbs/MMBtu | FALSE | L | Annual | Allowances Purchased NOX | Thousand Tons | 0 | 0 | 0 | 0 | 0 | 0 | 0 | 0
IL Fac. Spec. - NOX Rate Summer v3.1, Unit 5477 and retrofits | 629 | 1797 | Rate Constraint in lbs/MMBtu | FALSE | L | Annual | Allowances Sold NOX | Thousand Tons | 0 | 0 | 0 | 0 | 0 | 0 | 0 | 0
IL Fac. Spec. - NOX Rate Summer v3.1, Unit 5477 and retrofits | 629 | 1797 | Rate Constraint in lbs/MMBtu | FALSE | L | Annual | Allowances Banked | Thousand Tons | 0 | 0 | 0 | 0 | 0 | 0 | 0 | 0
IL Fac. Spec. - NOX Rate Summer v3.1, Unit 5477 and retrofits | 629 | 1797 | Rate Constraint in lbs/MMBtu | FALSE | L | Annual | Allowances Withdrawn (1:1) | Thousand Tons | 0 | 0 | 0 | 0 | 0 | 0 | 0 | 0
IL Fac. Spec. - NOX Rate Summer v3.1, Unit 5477 and retrofits | 629 | 1797 | Rate Constraint in lbs/MMBtu | FALSE | L | Annual | Allowances Withdrawn (n:1) | Thousand Tons | 0 | 0 | 0 | 0 | 0 | 0 | 0 | 0
IL Fac. Spec. - NOX Rate Summer v3.1, Unit 5477 and retrofits | 629 | 1797 | Rate Constraint in lbs/MMBtu | FALSE | L | Annual | Net Emissions Allowance Position | Thousand Tons | 0.47869 | 0.54254 | 0.51777 | 0.52681 | 0.51777 | 0.51777 | 0.51777 | 0.51777
IL Fac. Spec. - NOX Rate Summer v3.1, Unit 5477 and retrofits | 629 | 1797 | Rate Constraint in lbs/MMBtu | FALSE | L | Annual | Fuel Consumed | TBtu | 8.3534 | 9.4677 | 9.0354 | 9.1931 | 9.0354 | 9.0354 | 9.0354 | 9.0354
IL Fac. Spec. - NOX Rate Summer v3.1, Unit 5477 and retrofits | 629 | 1797 | Rate Constraint in lbs/MMBtu | FALSE | L | Annual | Rate | lb/MMBtu | 0.11461 | 0.11461 | 0.11461 | 0.11461 | 0.11461 | 0.11461 | 0.11461 | 0.11461
IL Fac. Spec. - NOX Rate Summer v3.1, Unit 5477 and retrofits | 629 | 1797 | Rate Constraint in lbs/MMBtu | FALSE | L | Annual | Generation | TWh | 0.75202 | 0.85233 | 0.83771 | 0.85233 | 0.83771 | 0.83771 | 0.83771 | 0.83771
IL Fac. Spec. - NOX Rate Summer v3.1, Unit 5477 and retrofits | 629 | 1797 | Rate Constraint in lbs/MMBtu | FALSE | L | Annual | Qualifying Generation | TWh | 0.75202 | 0.85233 | 0.83771 | 0.85233 | 0.83771 | 0.83771 | 0.83771 | 0.83771
IL Fac. Spec. - NOX Rate Summer v3.1, Unit 5477 and retrofits | 629 | 1797 | Rate Constraint in lbs/MMBtu | FALSE | L | Annual | Rate | lb/MWh | 1.2731 | 1.2731 | 1.2362 | 1.2362 | 1.2362 | 1.2362 | 1.2362 | 1.2362
IL Fac. Spec. - NOX Rate Summer v3.1, Unit 5477 and retrofits | 629 | 1797 | Rate Constraint in lbs/MMBtu | FALSE | L | Annual | Constraint Shadow Price | US2016$/Ton | 0 | 0 | 0 | 0 | 0 | 0 | 0 | 0
IL Fac. Spec. - NOX Rate Summer v3.1, Unit 5478 and retrofits | 630 | 1797 | Rate Constraint in lbs/MMBtu | FALSE | L | Annual | Seasons Included | Seasons | Summer | Summer | Summer | Summer | Summer | Summer | Summer | Summer
IL Fac. Spec. - NOX Rate Summer v3.1, Unit 5478 and retrofits | 630 | 1797 | Rate Constraint in lbs/MMBtu | FALSE | L | Annual | Standard NOX | lb/MMBtu | 0.25 | 0.25 | 0.25 | 0.25 | 0.25 | 0.25 | 0.25 | 0.25
IL Fac. Spec. - NOX Rate Summer v3.1, Unit 5478 and retrofits | 630 | 1797 | Rate Constraint in lbs/MMBtu | FALSE | L | Annual | Emissions at Affected Plants NOX | Thousand Tons | 0.41042 | 0.46517 | 0.44393 | 0.45168 | 0.44393 | 0.44393 | 0.44393 | 0.44393
IL Fac. Spec. - NOX Rate Summer v3.1, Unit 5478 and retrofits | 630 | 1797 | Rate Constraint in lbs/MMBtu | FALSE | L | Annual | Allowances Purchased NOX | Thousand Tons | 0 | 0 | 0 | 0 | 0 | 0 | 0 | 0
IL Fac. Spec. - NOX Rate Summer v3.1, Unit 5478 and retrofits | 630 | 1797 | Rate Constraint in lbs/MMBtu | FALSE | L | Annual | Allowances Sold NOX | Thousand Tons | 0 | 0 | 0 | 0 | 0 | 0 | 0 | 0
IL Fac. Spec. - NOX Rate Summer v3.1, Unit 5478 and retrofits | 630 | 1797 | Rate Constraint in lbs/MMBtu | FALSE | L | Annual | Allowances Banked | Thousand Tons | 0 | 0 | 0 | 0 | 0 | 0 | 0 | 0
IL Fac. Spec. - NOX Rate Summer v3.1, Unit 5478 and retrofits | 630 | 1797 | Rate Constraint in lbs/MMBtu | FALSE | L | Annual | Allowances Withdrawn (1:1) | Thousand Tons | 0 | 0 | 0 | 0 | 0 | 0 | 0 | 0
IL Fac. Spec. - NOX Rate Summer v3.1, Unit 5478 and retrofits | 630 | 1797 | Rate Constraint in lbs/MMBtu | FALSE | L | Annual | Allowances Withdrawn (n:1) | Thousand Tons | 0 | 0 | 0 | 0 | 0 | 0 | 0 | 0
IL Fac. Spec. - NOX Rate Summer v3.1, Unit 5478 and retrofits | 630 | 1797 | Rate Constraint in lbs/MMBtu | FALSE | L | Annual | Net Emissions Allowance Position | Thousand Tons | 0.41042 | 0.46517 | 0.44393 | 0.45168 | 0.44393 | 0.44393 | 0.44393 | 0.44393
IL Fac. Spec. - NOX Rate Summer v3.1, Unit 5478 and retrofits | 630 | 1797 | Rate Constraint in lbs/MMBtu | FALSE | L | Annual | Fuel Consumed | TBtu | 8.3504 | 9.4642 | 9.0321 | 9.1898 | 9.0321 | 9.0321 | 9.0321 | 9.0321
IL Fac. Spec. - NOX Rate Summer v3.1, Unit 5478 and retrofits | 630 | 1797 | Rate Constraint in lbs/MMBtu | FALSE | L | Annual | Rate | lb/MMBtu | 0.0983 | 0.0983 | 0.0983 | 0.0983 | 0.0983 | 0.0983 | 0.0983 | 0.0983
IL Fac. Spec. - NOX Rate Summer v3.1, Unit 5478 and retrofits | 630 | 1797 | Rate Constraint in lbs/MMBtu | FALSE | L | Annual | Generation | TWh | 0.75202 | 0.85233 | 0.83771 | 0.85233 | 0.83771 | 0.83771 | 0.83771 | 0.83771
IL Fac. Spec. - NOX Rate Summer v3.1, Unit 5478 and retrofits | 630 | 1797 | Rate Constraint in lbs/MMBtu | FALSE | L | Annual | Qualifying Generation | TWh | 0.75202 | 0.85233 | 0.83771 | 0.85233 | 0.83771 | 0.83771 | 0.83771 | 0.83771
IL Fac. Spec. - NOX Rate Summer v3.1, Unit 5478 and retrofits | 630 | 1797 | Rate Constraint in lbs/MMBtu | FALSE | L | Annual | Rate | lb/MWh | 1.0915 | 1.0915 | 1.0599 | 1.0599 | 1.0599 | 1.0599 | 1.0599 | 1.0599
IL Fac. Spec. - NOX Rate Summer v3.1, Unit 5478 and retrofits | 630 | 1797 | Rate Constraint in lbs/MMBtu | FALSE | L | Annual | Constraint Shadow Price | US2016$/Ton | 0 | 0 | 0 | 0 | 0 | 0 | 0 | 0
IL Fac. Spec. - NOX Rate Summer v3.1, Unit 5483 and retrofits | 631 | 1797 | Rate Constraint in lbs/MMBtu | FALSE | L | Annual | Seasons Included | Seasons | Summer | Summer | Summer | Summer | Summer | Summer | Summer | Summer
IL Fac. Spec. - NOX Rate Summer v3.1, Unit 5483 and retrofits | 631 | 1797 | Rate Constraint in lbs/MMBtu | FALSE | L | Annual | Standard NOX | lb/MMBtu | 0.25 | 0.25 | 0.25 | 0.25 | 0.25 | 0.25 | 0.25 | 0.25
IL Fac. Spec. - NOX Rate Summer v3.1, Unit 5483 and retrofits | 631 | 1797 | Rate Constraint in lbs/MMBtu | FALSE | L | Annual | Emissions at Affected Plants NOX | Thousand Tons | 0 | 0 | 0 | 0 | 0 | 0 | 0 | 0
IL Fac. Spec. - NOX Rate Summer v3.1, Unit 5483 and retrofits | 631 | 1797 | Rate Constraint in lbs/MMBtu | FALSE | L | Annual | Allowances Purchased NOX | Thousand Tons | 0 | 0 | 0 | 0 | 0 | 0 | 0 | 0
IL Fac. Spec. - NOX Rate Summer v3.1, Unit 5483 and retrofits | 631 | 1797 | Rate Constraint in lbs/MMBtu | FALSE | L | Annual | Allowances Sold NOX | Thousand Tons | 0 | 0 | 0 | 0 | 0 | 0 | 0 | 0
IL Fac. Spec. - NOX Rate Summer v3.1, Unit 5483 and retrofits | 631 | 1797 | Rate Constraint in lbs/MMBtu | FALSE | L | Annual | Allowances Banked | Thousand Tons | 0 | 0 | 0 | 0 | 0 | 0 | 0 | 0
IL Fac. Spec. - NOX Rate Summer v3.1, Unit 5483 and retrofits | 631 | 1797 | Rate Constraint in lbs/MMBtu | FALSE | L | Annual | Allowances Withdrawn (1:1) | Thousand Tons | 0 | 0 | 0 | 0 | 0 | 0 | 0 | 0
IL Fac. Spec. - NOX Rate Summer v3.1, Unit 5483 and retrofits | 631 | 1797 | Rate Constraint in lbs/MMBtu | FALSE | L | Annual | Allowances Withdrawn (n:1) | Thousand Tons | 0 | 0 | 0 | 0 | 0 | 0 | 0 | 0
IL Fac. Spec. - NOX Rate Summer v3.1, Unit 5483 and retrofits | 631 | 1797 | Rate Constraint in lbs/MMBtu | FALSE | L | Annual | Net Emissions Allowance Position | Thousand Tons | 0 | 0 | 0 | 0 | 0 | 0 | 0 | 0
IL Fac. Spec. - NOX Rate Summer v3.1, Unit 5483 and retrofits | 631 | 1797 | Rate Constraint in lbs/MMBtu | FALSE | L | Annual | Fuel Consumed | TBtu | 0 | 0 | 0 | 0 | 0 | 0 | 0 | 0
IL Fac. Spec. - NOX Rate Summer v3.1, Unit 5483 and retrofits | 631 | 1797 | Rate Constraint in lbs/MMBtu | FALSE | L | Annual | Rate | lb/MMBtu | 0 | 0 | 0 | 0 | 0 | 0 | 0 | 0
IL Fac. Spec. - NOX Rate Summer v3.1, Unit 5483 and retrofits | 631 | 1797 | Rate Constraint in lbs/MMBtu | FALSE | L | Annual | Generation | TWh | 0 | 0 | 0 | 0 | 0 | 0 | 0 | 0
IL Fac. Spec. - NOX Rate Summer v3.1, Unit 5483 and retrofits | 631 | 1797 | Rate Constraint in lbs/MMBtu | FALSE | L | Annual | Qualifying Generation | TWh | 0 | 0 | 0 | 0 | 0 | 0 | 0 | 0
IL Fac. Spec. - NOX Rate Summer v3.1, Unit 5483 and retrofits | 631 | 1797 | Rate Constraint in lbs/MMBtu | FALSE | L | Annual | Rate | lb/MWh | 0 | 0 | 0 | 0 | 0 | 0 | 0 | 0
IL Fac. Spec. - NOX Rate Summer v3.1, Unit 5483 and retrofits | 631 | 1797 | Rate Constraint in lbs/MMBtu | FALSE | L | Annual | Constraint Shadow Price | US2016$/Ton | 0 | 0 | 0 | 0 | 0 | 0 | 0 | 0
IL Fac. Spec. - NOX Rate Summer v3.1, Unit 5484 and retrofits | 632 | 1797 | Rate Constraint in lbs/MMBtu | FALSE | L | Annual | Seasons Included | Seasons | Summer | Summer | Summer | Summer | Summer | Summer | Summer | Summer
IL Fac. Spec. - NOX Rate Summer v3.1, Unit 5484 and retrofits | 632 | 1797 | Rate Constraint in lbs/MMBtu | FALSE | L | Annual | Standard NOX | lb/MMBtu | 0.25 | 0.25 | 0.25 | 0.25 | 0.25 | 0.25 | 0.25 | 0.25
IL Fac. Spec. - NOX Rate Summer v3.1, Unit 5484 and retrofits | 632 | 1797 | Rate Constraint in lbs/MMBtu | FALSE | L | Annual | Emissions at Affected Plants NOX | Thousand Tons | 0 | 0 | 0 | 0 | 0 | 0 | 0 | 0
IL Fac. Spec. - NOX Rate Summer v3.1, Unit 5484 and retrofits | 632 | 1797 | Rate Constraint in lbs/MMBtu | FALSE | L | Annual | Allowances Purchased NOX | Thousand Tons | 0 | 0 | 0 | 0 | 0 | 0 | 0 | 0
IL Fac. Spec. - NOX Rate Summer v3.1, Unit 5484 and retrofits | 632 | 1797 | Rate Constraint in lbs/MMBtu | FALSE | L | Annual | Allowances Sold NOX | Thousand Tons | 0 | 0 | 0 | 0 | 0 | 0 | 0 | 0
IL Fac. Spec. - NOX Rate Summer v3.1, Unit 5484 and retrofits | 632 | 1797 | Rate Constraint in lbs/MMBtu | FALSE | L | Annual | Allowances Banked | Thousand Tons | 0 | 0 | 0 | 0 | 0 | 0 | 0 | 0
IL Fac. Spec. - NOX Rate Summer v3.1, Unit 5484 and retrofits | 632 | 1797 | Rate Constraint in lbs/MMBtu | FALSE | L | Annual | Allowances Withdrawn (1:1) | Thousand Tons | 0 | 0 | 0 | 0 | 0 | 0 | 0 | 0
IL Fac. Spec. - NOX Rate Summer v3.1, Unit 5484 and retrofits | 632 | 1797 | Rate Constraint in lbs/MMBtu | FALSE | L | Annual | Allowances Withdrawn (n:1) | Thousand Tons | 0 | 0 | 0 | 0 | 0 | 0 | 0 | 0
IL Fac. Spec. - NOX Rate Summer v3.1, Unit 5484 and retrofits | 632 | 1797 | Rate Constraint in lbs/MMBtu | FALSE | L | Annual | Net Emissions Allowance Position | Thousand Tons | 0 | 0 | 0 | 0 | 0 | 0 | 0 | 0
IL Fac. Spec. - NOX Rate Summer v3.1, Unit 5484 and retrofits | 632 | 1797 | Rate Constraint in lbs/MMBtu | FALSE | L | Annual | Fuel Consumed | TBtu | 0 | 0 | 0 | 0 | 0 | 0 | 0 | 0
IL Fac. Spec. - NOX Rate Summer v3.1, Unit 5484 and retrofits | 632 | 1797 | Rate Constraint in lbs/MMBtu | FALSE | L | Annual | Rate | lb/MMBtu | 0 | 0 | 0 | 0 | 0 | 0 | 0 | 0
IL Fac. Spec. - NOX Rate Summer v3.1, Unit 5484 and retrofits | 632 | 1797 | Rate Constraint in lbs/MMBtu | FALSE | L | Annual | Generation | TWh | 0 | 0 | 0 | 0 | 0 | 0 | 0 | 0
IL Fac. Spec. - NOX Rate Summer v3.1, Unit 5484 and retrofits | 632 | 1797 | Rate Constraint in lbs/MMBtu | FALSE | L | Annual | Qualifying Generation | TWh | 0 | 0 | 0 | 0 | 0 | 0 | 0 | 0
IL Fac. Spec. - NOX Rate Summer v3.1, Unit 5484 and retrofits | 632 | 1797 | Rate Constraint in lbs/MMBtu | FALSE | L | Annual | Rate | lb/MWh | 0 | 0 | 0 | 0 | 0 | 0 | 0 | 0
IL Fac. Spec. - NOX Rate Summer v3.1, Unit 5484 and retrofits | 632 | 1797 | Rate Constraint in lbs/MMBtu | FALSE | L | Annual | Constraint Shadow Price | US2016$/Ton | 0 | 0 | 0 | 0 | 0 | 0 | 0 | 0
IL Fac. Spec. - NOX Rate Summer v3.1, Unit 5644 and retrofits | 633 | 1797 | Rate Constraint in lbs/MMBtu | FALSE | L | Annual | Seasons Included | Seasons | Summer | Summer | Summer | Summer | Summer | Summer | Summer | Summer
IL Fac. Spec. - NOX Rate Summer v3.1, Unit 5644 and retrofits | 633 | 1797 | Rate Constraint in lbs/MMBtu | FALSE | L | Annual | Standard NOX | lb/MMBtu | 0.25 | 0.25 | 0.25 | 0.25 | 0.25 | 0.25 | 0.25 | 0.25
IL Fac. Spec. - NOX Rate Summer v3.1, Unit 5644 and retrofits | 633 | 1797 | Rate Constraint in lbs/MMBtu | FALSE | L | Annual | Emissions at Affected Plants NOX | Thousand Tons | 0 | 0 | 0 | 0 | 0 | 0 | 0 | 0
IL Fac. Spec. - NOX Rate Summer v3.1, Unit 5644 and retrofits | 633 | 1797 | Rate Constraint in lbs/MMBtu | FALSE | L | Annual | Allowances Purchased NOX | Thousand Tons | 0 | 0 | 0 | 0 | 0 | 0 | 0 | 0
IL Fac. Spec. - NOX Rate Summer v3.1, Unit 5644 and retrofits | 633 | 1797 | Rate Constraint in lbs/MMBtu | FALSE | L | Annual | Allowances Sold NOX | Thousand Tons | 0 | 0 | 0 | 0 | 0 | 0 | 0 | 0
IL Fac. Spec. - NOX Rate Summer v3.1, Unit 5644 and retrofits | 633 | 1797 | Rate Constraint in lbs/MMBtu | FALSE | L | Annual | Allowances Banked | Thousand Tons | 0 | 0 | 0 | 0 | 0 | 0 | 0 | 0
IL Fac. Spec. - NOX Rate Summer v3.1, Unit 5644 and retrofits | 633 | 1797 | Rate Constraint in lbs/MMBtu | FALSE | L | Annual | Allowances Withdrawn (1:1) | Thousand Tons | 0 | 0 | 0 | 0 | 0 | 0 | 0 | 0
IL Fac. Spec. - NOX Rate Summer v3.1, Unit 5644 and retrofits | 633 | 1797 | Rate Constraint in lbs/MMBtu | FALSE | L | Annual | Allowances Withdrawn (n:1) | Thousand Tons | 0 | 0 | 0 | 0 | 0 | 0 | 0 | 0
IL Fac. Spec. - NOX Rate Summer v3.1, Unit 5644 and retrofits | 633 | 1797 | Rate Constraint in lbs/MMBtu | FALSE | L | Annual | Net Emissions Allowance Position | Thousand Tons | 0 | 0 | 0 | 0 | 0 | 0 | 0 | 0
IL Fac. Spec. - NOX Rate Summer v3.1, Unit 5644 and retrofits | 633 | 1797 | Rate Constraint in lbs/MMBtu | FALSE | L | Annual | Fuel Consumed | TBtu | 0 | 0 | 0 | 0 | 0 | 0 | 0 | 0
IL Fac. Spec. - NOX Rate Summer v3.1, Unit 5644 and retrofits | 633 | 1797 | Rate Constraint in lbs/MMBtu | FALSE | L | Annual | Rate | lb/MMBtu | 0 | 0 | 0 | 0 | 0 | 0 | 0 | 0
IL Fac. Spec. - NOX Rate Summer v3.1, Unit 5644 and retrofits | 633 | 1797 | Rate Constraint in lbs/MMBtu | FALSE | L | Annual | Generation | TWh | 0 | 0 | 0 | 0 | 0 | 0 | 0 | 0
IL Fac. Spec. - NOX Rate Summer v3.1, Unit 5644 and retrofits | 633 | 1797 | Rate Constraint in lbs/MMBtu | FALSE | L | Annual | Qualifying Generation | TWh | 0 | 0 | 0 | 0 | 0 | 0 | 0 | 0
IL Fac. Spec. - NOX Rate Summer v3.1, Unit 5644 and retrofits | 633 | 1797 | Rate Constraint in lbs/MMBtu | FALSE | L | Annual | Rate | lb/MWh | 0 | 0 | 0 | 0 | 0 | 0 | 0 | 0
IL Fac. Spec. - NOX Rate Summer v3.1, Unit 5644 and retrofits | 633 | 1797 | Rate Constraint in lbs/MMBtu | FALSE | L | Annual | Constraint Shadow Price | US2016$/Ton | 0 | 0 | 0 | 0 | 0 | 0 | 0 | 0
IL Fac. Spec. - NOX Rate Summer v3.1, Unit 5645 and retrofits | 634 | 1797 | Rate Constraint in lbs/MMBtu | FALSE | L | Annual | Seasons Included | Seasons | Summer | Summer | Summer | Summer | Summer | Summer | Summer | Summer
IL Fac. Spec. - NOX Rate Summer v3.1, Unit 5645 and retrofits | 634 | 1797 | Rate Constraint in lbs/MMBtu | FALSE | L | Annual | Standard NOX | lb/MMBtu | 0.25 | 0.25 | 0.25 | 0.25 | 0.25 | 0.25 | 0.25 | 0.25
IL Fac. Spec. - NOX Rate Summer v3.1, Unit 5645 and retrofits | 634 | 1797 | Rate Constraint in lbs/MMBtu | FALSE | L | Annual | Emissions at Affected Plants NOX | Thousand Tons | 0 | 0 | 0 | 0 | 0 | 0 | 0 | 0
IL Fac. Spec. - NOX Rate Summer v3.1, Unit 5645 and retrofits | 634 | 1797 | Rate Constraint in lbs/MMBtu | FALSE | L | Annual | Allowances Purchased NOX | Thousand Tons | 0 | 0 | 0 | 0 | 0 | 0 | 0 | 0
IL Fac. Spec. - NOX Rate Summer v3.1, Unit 5645 and retrofits | 634 | 1797 | Rate Constraint in lbs/MMBtu | FALSE | L | Annual | Allowances Sold NOX | Thousand Tons | 0 | 0 | 0 | 0 | 0 | 0 | 0 | 0
IL Fac. Spec. - NOX Rate Summer v3.1, Unit 5645 and retrofits | 634 | 1797 | Rate Constraint in lbs/MMBtu | FALSE | L | Annual | Allowances Banked | Thousand Tons | 0 | 0 | 0 | 0 | 0 | 0 | 0 | 0
IL Fac. Spec. - NOX Rate Summer v3.1, Unit 5645 and retrofits | 634 | 1797 | Rate Constraint in lbs/MMBtu | FALSE | L | Annual | Allowances Withdrawn (1:1) | Thousand Tons | 0 | 0 | 0 | 0 | 0 | 0 | 0 | 0
IL Fac. Spec. - NOX Rate Summer v3.1, Unit 5645 and retrofits | 634 | 1797 | Rate Constraint in lbs/MMBtu | FALSE | L | Annual | Allowances Withdrawn (n:1) | Thousand Tons | 0 | 0 | 0 | 0 | 0 | 0 | 0 | 0
IL Fac. Spec. - NOX Rate Summer v3.1, Unit 5645 and retrofits | 634 | 1797 | Rate Constraint in lbs/MMBtu | FALSE | L | Annual | Net Emissions Allowance Position | Thousand Tons | 0 | 0 | 0 | 0 | 0 | 0 | 0 | 0
IL Fac. Spec. - NOX Rate Summer v3.1, Unit 5645 and retrofits | 634 | 1797 | Rate Constraint in lbs/MMBtu | FALSE | L | Annual | Fuel Consumed | TBtu | 0 | 0 | 0 | 0 | 0 | 0 | 0 | 0
IL Fac. Spec. - NOX Rate Summer v3.1, Unit 5645 and retrofits | 634 | 1797 | Rate Constraint in lbs/MMBtu | FALSE | L | Annual | Rate | lb/MMBtu | 0 | 0 | 0 | 0 | 0 | 0 | 0 | 0
IL Fac. Spec. - NOX Rate Summer v3.1, Unit 5645 and retrofits | 634 | 1797 | Rate Constraint in lbs/MMBtu | FALSE | L | Annual | Generation | TWh | 0 | 0 | 0 | 0 | 0 | 0 | 0 | 0
IL Fac. Spec. - NOX Rate Summer v3.1, Unit 5645 and retrofits | 634 | 1797 | Rate Constraint in lbs/MMBtu | FALSE | L | Annual | Qualifying Generation | TWh | 0 | 0 | 0 | 0 | 0 | 0 | 0 | 0
IL Fac. Spec. - NOX Rate Summer v3.1, Unit 5645 and retrofits | 634 | 1797 | Rate Constraint in lbs/MMBtu | FALSE | L | Annual | Rate | lb/MWh | 0 | 0 | 0 | 0 | 0 | 0 | 0 | 0
IL Fac. Spec. - NOX Rate Summer v3.1, Unit 5645 and retrofits | 634 | 1797 | Rate Constraint in lbs/MMBtu | FALSE | L | Annual | Constraint Shadow Price | US2016$/Ton | 0 | 0 | 0 | 0 | 0 | 0 | 0 | 0
IL Fac. Spec. - NOX Rate Summer v3.1, Unit 5646 and retrofits | 635 | 1797 | Rate Constraint in lbs/MMBtu | FALSE | L | Annual | Seasons Included | Seasons | Summer | Summer | Summer | Summer | Summer | Summer | Summer | Summer
IL Fac. Spec. - NOX Rate Summer v3.1, Unit 5646 and retrofits | 635 | 1797 | Rate Constraint in lbs/MMBtu | FALSE | L | Annual | Standard NOX | lb/MMBtu | 0.25 | 0.25 | 0.25 | 0.25 | 0.25 | 0.25 | 0.25 | 0.25
IL Fac. Spec. - NOX Rate Summer v3.1, Unit 5646 and retrofits | 635 | 1797 | Rate Constraint in lbs/MMBtu | FALSE | L | Annual | Emissions at Affected Plants NOX | Thousand Tons | 0 | 0 | 0 | 0 | 0 | 0 | 0 | 0
IL Fac. Spec. - NOX Rate Summer v3.1, Unit 5646 and retrofits | 635 | 1797 | Rate Constraint in lbs/MMBtu | FALSE | L | Annual | Allowances Purchased NOX | Thousand Tons | 0 | 0 | 0 | 0 | 0 | 0 | 0 | 0
IL Fac. Spec. - NOX Rate Summer v3.1, Unit 5646 and retrofits | 635 | 1797 | Rate Constraint in lbs/MMBtu | FALSE | L | Annual | Allowances Sold NOX | Thousand Tons | 0 | 0 | 0 | 0 | 0 | 0 | 0 | 0
IL Fac. Spec. - NOX Rate Summer v3.1, Unit 5646 and retrofits | 635 | 1797 | Rate Constraint in lbs/MMBtu | FALSE | L | Annual | Allowances Banked | Thousand Tons | 0 | 0 | 0 | 0 | 0 | 0 | 0 | 0
IL Fac. Spec. - NOX Rate Summer v3.1, Unit 5646 and retrofits | 635 | 1797 | Rate Constraint in lbs/MMBtu | FALSE | L | Annual | Allowances Withdrawn (1:1) | Thousand Tons | 0 | 0 | 0 | 0 | 0 | 0 | 0 | 0
IL Fac. Spec. - NOX Rate Summer v3.1, Unit 5646 and retrofits | 635 | 1797 | Rate Constraint in lbs/MMBtu | FALSE | L | Annual | Allowances Withdrawn (n:1) | Thousand Tons | 0 | 0 | 0 | 0 | 0 | 0 | 0 | 0
IL Fac. Spec. - NOX Rate Summer v3.1, Unit 5646 and retrofits | 635 | 1797 | Rate Constraint in lbs/MMBtu | FALSE | L | Annual | Net Emissions Allowance Position | Thousand Tons | 0 | 0 | 0 | 0 | 0 | 0 | 0 | 0
IL Fac. Spec. - NOX Rate Summer v3.1, Unit 5646 and retrofits | 635 | 1797 | Rate Constraint in lbs/MMBtu | FALSE | L | Annual | Fuel Consumed | TBtu | 0 | 0 | 0 | 0 | 0 | 0 | 0 | 0
IL Fac. Spec. - NOX Rate Summer v3.1, Unit 5646 and retrofits | 635 | 1797 | Rate Constraint in lbs/MMBtu | FALSE | L | Annual | Rate | lb/MMBtu | 0 | 0 | 0 | 0 | 0 | 0 | 0 | 0
IL Fac. Spec. - NOX Rate Summer v3.1, Unit 5646 and retrofits | 635 | 1797 | Rate Constraint in lbs/MMBtu | FALSE | L | Annual | Generation | TWh | 0 | 0 | 0 | 0 | 0 | 0 | 0 | 0
IL Fac. Spec. - NOX Rate Summer v3.1, Unit 5646 and retrofits | 635 | 1797 | Rate Constraint in lbs/MMBtu | FALSE | L | Annual | Qualifying Generation | TWh | 0 | 0 | 0 | 0 | 0 | 0 | 0 | 0
IL Fac. Spec. - NOX Rate Summer v3.1, Unit 5646 and retrofits | 635 | 1797 | Rate Constraint in lbs/MMBtu | FALSE | L | Annual | Rate | lb/MWh | 0 | 0 | 0 | 0 | 0 | 0 | 0 | 0
IL Fac. Spec. - NOX Rate Summer v3.1, Unit 5646 and retrofits | 635 | 1797 | Rate Constraint in lbs/MMBtu | FALSE | L | Annual | Constraint Shadow Price | US2016$/Ton | 0 | 0 | 0 | 0 | 0 | 0 | 0 | 0
IL Fac. Spec. - NOX Rate Summer v3.1, Unit 5663 and retrofits | 636 | 1797 | Rate Constraint in lbs/MMBtu | FALSE | L | Annual | Seasons Included | Seasons | Summer | Summer | Summer | Summer | Summer | Summer | Summer | Summer
IL Fac. Spec. - NOX Rate Summer v3.1, Unit 5663 and retrofits | 636 | 1797 | Rate Constraint in lbs/MMBtu | FALSE | L | Annual | Standard NOX | lb/MMBtu | 0.25 | 0.25 | 0.25 | 0.25 | 0.25 | 0.25 | 0.25 | 0.25
IL Fac. Spec. - NOX Rate Summer v3.1, Unit 5663 and retrofits | 636 | 1797 | Rate Constraint in lbs/MMBtu | FALSE | L | Annual | Emissions at Affected Plants NOX | Thousand Tons | 0.12172 | 0.12172 | 0.11782 | 0.11782 | 0.11782 | 0.11782 | 0.11782 | 0.11782
IL Fac. Spec. - NOX Rate Summer v3.1, Unit 5663 and retrofits | 636 | 1797 | Rate Constraint in lbs/MMBtu | FALSE | L | Annual | Allowances Purchased NOX | Thousand Tons | 0 | 0 | 0 | 0 | 0 | 0 | 0 | 0
IL Fac. Spec. - NOX Rate Summer v3.1, Unit 5663 and retrofits | 636 | 1797 | Rate Constraint in lbs/MMBtu | FALSE | L | Annual | Allowances Sold NOX | Thousand Tons | 0 | 0 | 0 | 0 | 0 | 0 | 0 | 0
IL Fac. Spec. - NOX Rate Summer v3.1, Unit 5663 and retrofits | 636 | 1797 | Rate Constraint in lbs/MMBtu | FALSE | L | Annual | Allowances Banked | Thousand Tons | 0 | 0 | 0 | 0 | 0 | 0 | 0 | 0
IL Fac. Spec. - NOX Rate Summer v3.1, Unit 5663 and retrofits | 636 | 1797 | Rate Constraint in lbs/MMBtu | FALSE | L | Annual | Allowances Withdrawn (1:1) | Thousand Tons | 0 | 0 | 0 | 0 | 0 | 0 | 0 | 0
IL Fac. Spec. - NOX Rate Summer v3.1, Unit 5663 and retrofits | 636 | 1797 | Rate Constraint in lbs/MMBtu | FALSE | L | Annual | Allowances Withdrawn (n:1) | Thousand Tons | 0 | 0 | 0 | 0 | 0 | 0 | 0 | 0
IL Fac. Spec. - NOX Rate Summer v3.1, Unit 5663 and retrofits | 636 | 1797 | Rate Constraint in lbs/MMBtu | FALSE | L | Annual | Net Emissions Allowance Position | Thousand Tons | 0.12172 | 0.12172 | 0.11782 | 0.11782 | 0.11782 | 0.11782 | 0.11782 | 0.11782
IL Fac. Spec. - NOX Rate Summer v3.1, Unit 5663 and retrofits | 636 | 1797 | Rate Constraint in lbs/MMBtu | FALSE | L | Annual | Fuel Consumed | TBtu | 2.423 | 2.423 | 2.3454 | 2.3454 | 2.3454 | 2.3454 | 2.3454 | 2.3454
IL Fac. Spec. - NOX Rate Summer v3.1, Unit 5663 and retrofits | 636 | 1797 | Rate Constraint in lbs/MMBtu | FALSE | L | Annual | Rate | lb/MMBtu | 0.10047 | 0.10047 | 0.10047 | 0.10047 | 0.10047 | 0.10047 | 0.10047 | 0.10047
IL Fac. Spec. - NOX Rate Summer v3.1, Unit 5663 and retrofits | 636 | 1797 | Rate Constraint in lbs/MMBtu | FALSE | L | Annual | Generation | TWh | 0.20967 | 0.20967 | 0.20967 | 0.20967 | 0.20967 | 0.20967 | 0.20967 | 0.20967
IL Fac. Spec. - NOX Rate Summer v3.1, Unit 5663 and retrofits | 636 | 1797 | Rate Constraint in lbs/MMBtu | FALSE | L | Annual | Qualifying Generation | TWh | 0.20967 | 0.20967 | 0.20967 | 0.20967 | 0.20967 | 0.20967 | 0.20967 | 0.20967
IL Fac. Spec. - NOX Rate Summer v3.1, Unit 5663 and retrofits | 636 | 1797 | Rate Constraint in lbs/MMBtu | FALSE | L | Annual | Rate | lb/MWh | 1.161 | 1.161 | 1.1239 | 1.1239 | 1.1239 | 1.1239 | 1.1239 | 1.1239
IL Fac. Spec. - NOX Rate Summer v3.1, Unit 5663 and retrofits | 636 | 1797 | Rate Constraint in lbs/MMBtu | FALSE | L | Annual | Constraint Shadow Price | US2016$/Ton | 0 | 0 | 0 | 0 | 0 | 0 | 0 | 0
IL Fac. Spec. - NOX Rate Summer v3.1, Unit 5664 and retrofits | 637 | 1797 | Rate Constraint in lbs/MMBtu | FALSE | L | Annual | Seasons Included | Seasons | Summer | Summer | Summer | Summer | Summer | Summer | Summer | Summer
IL Fac. Spec. - NOX Rate Summer v3.1, Unit 5664 and retrofits | 637 | 1797 | Rate Constraint in lbs/MMBtu | FALSE | L | Annual | Standard NOX | lb/MMBtu | 0.25 | 0.25 | 0.25 | 0.25 | 0.25 | 0.25 | 0.25 | 0.25
IL Fac. Spec. - NOX Rate Summer v3.1, Unit 5664 and retrofits | 637 | 1797 | Rate Constraint in lbs/MMBtu | FALSE | L | Annual | Emissions at Affected Plants NOX | Thousand Tons | 0.13265 | 0.13265 | 0.1284 | 0.1284 | 0.1284 | 0.1284 | 0.1284 | 0.1284
IL Fac. Spec. - NOX Rate Summer v3.1, Unit 5664 and retrofits | 637 | 1797 | Rate Constraint in lbs/MMBtu | FALSE | L | Annual | Allowances Purchased NOX | Thousand Tons | 0 | 0 | 0 | 0 | 0 | 0 | 0 | 0
IL Fac. Spec. - NOX Rate Summer v3.1, Unit 5664 and retrofits | 637 | 1797 | Rate Constraint in lbs/MMBtu | FALSE | L | Annual | Allowances Sold NOX | Thousand Tons | 0 | 0 | 0 | 0 | 0 | 0 | 0 | 0
IL Fac. Spec. - NOX Rate Summer v3.1, Unit 5664 and retrofits | 637 | 1797 | Rate Constraint in lbs/MMBtu | FALSE | L | Annual | Allowances Banked | Thousand Tons | 0 | 0 | 0 | 0 | 0 | 0 | 0 | 0
IL Fac. Spec. - NOX Rate Summer v3.1, Unit 5664 and retrofits | 637 | 1797 | Rate Constraint in lbs/MMBtu | FALSE | L | Annual | Allowances Withdrawn (1:1) | Thousand Tons | 0 | 0 | 0 | 0 | 0 | 0 | 0 | 0
IL Fac. Spec. - NOX Rate Summer v3.1, Unit 5664 and retrofits | 637 | 1797 | Rate Constraint in lbs/MMBtu | FALSE | L | Annual | Allowances Withdrawn (n:1) | Thousand Tons | 0 | 0 | 0 | 0 | 0 | 0 | 0 | 0
IL Fac. Spec. - NOX Rate Summer v3.1, Unit 5664 and retrofits | 637 | 1797 | Rate Constraint in lbs/MMBtu | FALSE | L | Annual | Net Emissions Allowance Position | Thousand Tons | 0.13265 | 0.13265 | 0.1284 | 0.1284 | 0.1284 | 0.1284 | 0.1284 | 0.1284
IL Fac. Spec. - NOX Rate Summer v3.1, Unit 5664 and retrofits | 637 | 1797 | Rate Constraint in lbs/MMBtu | FALSE | L | Annual | Fuel Consumed | TBtu | 2.7035 | 2.7035 | 2.617 | 2.617 | 2.617 | 2.617 | 2.617 | 2.617
IL Fac. Spec. - NOX Rate Summer v3.1, Unit 5664 and retrofits | 637 | 1797 | Rate Constraint in lbs/MMBtu | FALSE | L | Annual | Rate | lb/MMBtu | 0.09813 | 0.09813 | 0.09813 | 0.09813 | 0.09813 | 0.09813 | 0.09813 | 0.09813
IL Fac. Spec. - NOX Rate Summer v3.1, Unit 5664 and retrofits | 637 | 1797 | Rate Constraint in lbs/MMBtu | FALSE | L | Annual | Generation | TWh | 0.23548 | 0.23548 | 0.23548 | 0.23548 | 0.23548 | 0.23548 | 0.23548 | 0.23548
IL Fac. Spec. - NOX Rate Summer v3.1, Unit 5664 and retrofits | 637 | 1797 | Rate Constraint in lbs/MMBtu | FALSE | L | Annual | Qualifying Generation | TWh | 0.23548 | 0.23548 | 0.23548 | 0.23548 | 0.23548 | 0.23548 | 0.23548 | 0.23548
IL Fac. Spec. - NOX Rate Summer v3.1, Unit 5664 and retrofits | 637 | 1797 | Rate Constraint in lbs/MMBtu | FALSE | L | Annual | Rate | lb/MWh | 1.1266 | 1.1266 | 1.0906 | 1.0906 | 1.0906 | 1.0906 | 1.0906 | 1.0906
IL Fac. Spec. - NOX Rate Summer v3.1, Unit 5664 and retrofits | 637 | 1797 | Rate Constraint in lbs/MMBtu | FALSE | L | Annual | Constraint Shadow Price | US2016$/Ton | 0 | 0 | 0 | 0 | 0 | 0 | 0 | 0
IL Fac. Spec. - NOX Rate Summer v3.1, Unit 5665 and retrofits | 638 | 1797 | Rate Constraint in lbs/MMBtu | FALSE | L | Annual | Seasons Included | Seasons | Summer | Summer | Summer | Summer | Summer | Summer | Summer | Summer
IL Fac. Spec. - NOX Rate Summer v3.1, Unit 5665 and retrofits | 638 | 1797 | Rate Constraint in lbs/MMBtu | FALSE | L | Annual | Standard NOX | lb/MMBtu | 0.25 | 0.25 | 0.25 | 0.25 | 0.25 | 0.25 | 0.25 | 0.25
IL Fac. Spec. - NOX Rate Summer v3.1, Unit 5665 and retrofits | 638 | 1797 | Rate Constraint in lbs/MMBtu | FALSE | L | Annual | Emissions at Affected Plants NOX | Thousand Tons | 0.21429 | 0.2141 | 0.20744 | 0.20744 | 0.20744 | 0.20744 | 0.20744 | 0.20744
IL Fac. Spec. - NOX Rate Summer v3.1, Unit 5665 and retrofits | 638 | 1797 | Rate Constraint in lbs/MMBtu | FALSE | L | Annual | Allowances Purchased NOX | Thousand Tons | 0 | 0 | 0 | 0 | 0 | 0 | 0 | 0
IL Fac. Spec. - NOX Rate Summer v3.1, Unit 5665 and retrofits | 638 | 1797 | Rate Constraint in lbs/MMBtu | FALSE | L | Annual | Allowances Sold NOX | Thousand Tons | 0 | 0 | 0 | 0 | 0 | 0 | 0 | 0
IL Fac. Spec. - NOX Rate Summer v3.1, Unit 5665 and retrofits | 638 | 1797 | Rate Constraint in lbs/MMBtu | FALSE | L | Annual | Allowances Banked | Thousand Tons | 0 | 0 | 0 | 0 | 0 | 0 | 0 | 0
IL Fac. Spec. - NOX Rate Summer v3.1, Unit 5665 and retrofits | 638 | 1797 | Rate Constraint in lbs/MMBtu | FALSE | L | Annual | Allowances Withdrawn (1:1) | Thousand Tons | 0 | 0 | 0 | 0 | 0 | 0 | 0 | 0
IL Fac. Spec. - NOX Rate Summer v3.1, Unit 5665 and retrofits | 638 | 1797 | Rate Constraint in lbs/MMBtu | FALSE | L | Annual | Allowances Withdrawn (n:1) | Thousand Tons | 0 | 0 | 0 | 0 | 0 | 0 | 0 | 0
IL Fac. Spec. - NOX Rate Summer v3.1, Unit 5665 and retrofits | 638 | 1797 | Rate Constraint in lbs/MMBtu | FALSE | L | Annual | Net Emissions Allowance Position | Thousand Tons | 0.21429 | 0.2141 | 0.20744 | 0.20744 | 0.20744 | 0.20744 | 0.20744 | 0.20744
IL Fac. Spec. - NOX Rate Summer v3.1, Unit 5665 and retrofits | 638 | 1797 | Rate Constraint in lbs/MMBtu | FALSE | L | Annual | Fuel Consumed | TBtu | 6.9273 | 6.9209 | 6.7056 | 6.7056 | 6.7056 | 6.7056 | 6.7056 | 6.7056
IL Fac. Spec. - NOX Rate Summer v3.1, Unit 5665 and retrofits | 638 | 1797 | Rate Constraint in lbs/MMBtu | FALSE | L | Annual | Rate | lb/MMBtu | 0.06187 | 0.06187 | 0.06187 | 0.06187 | 0.06187 | 0.06187 | 0.06187 | 0.06187
IL Fac. Spec. - NOX Rate Summer v3.1, Unit 5665 and retrofits | 638 | 1797 | Rate Constraint in lbs/MMBtu | FALSE | L | Annual | Generation | TWh | 0.60723 | 0.60667 | 0.60723 | 0.60723 | 0.60723 | 0.60723 | 0.60723 | 0.60723
IL Fac. Spec. - NOX Rate Summer v3.1, Unit 5665 and retrofits | 638 | 1797 | Rate Constraint in lbs/MMBtu | FALSE | L | Annual | Qualifying Generation | TWh | 0.60723 | 0.60667 | 0.60723 | 0.60723 | 0.60723 | 0.60723 | 0.60723 | 0.60723
IL Fac. Spec. - NOX Rate Summer v3.1, Unit 5665 and retrofits | 638 | 1797 | Rate Constraint in lbs/MMBtu | FALSE | L | Annual | Rate | lb/MWh | 0.70581 | 0.70581 | 0.68323 | 0.68323 | 0.68323 | 0.68323 | 0.68323 | 0.68323
IL Fac. Spec. - NOX Rate Summer v3.1, Unit 5665 and retrofits | 638 | 1797 | Rate Constraint in lbs/MMBtu | FALSE | L | Annual | Constraint Shadow Price | US2016$/Ton | 0 | 0 | 0 | 0 | 0 | 0 | 0 | 0
IL Facility Average - NOX Rate Summer v3.1 | 639 | 1796 | Rate Constraint in lbs/MMBtu | FALSE | L | Annual | Seasons Included | Seasons | Summer | Summer | Summer | Summer | Summer | Summer | Summer | Summer
IL Facility Average - NOX Rate Summer v3.1 | 639 | 1796 | Rate Constraint in lbs/MMBtu | FALSE | L | Annual | Standard NOX | lb/MMBtu | 0.25 | 0.25 | 0.25 | 0.25 | 0.25 | 0.25 | 0.25 | 0.25
IL Facility Average - NOX Rate Summer v3.1 | 639 | 1796 | Rate Constraint in lbs/MMBtu | FALSE | L | Annual | Emissions at Affected Plants NOX | Thousand Tons | 6.3865 | 7.2792 | 6.7374 | 7.0755 | 6.8953 | 7.009 | 6.6893 | 6.3649
IL Facility Average - NOX Rate Summer v3.1 | 639 | 1796 | Rate Constraint in lbs/MMBtu | FALSE | L | Annual | Allowances Purchased NOX | Thousand Tons | 0 | 0 | 0 | 0 | 0 | 0 | 0 | 0
IL Facility Average - NOX Rate Summer v3.1 | 639 | 1796 | Rate Constraint in lbs/MMBtu | FALSE | L | Annual | Allowances Sold NOX | Thousand Tons | 0 | 0 | 0 | 0 | 0 | 0 | 0 | 0
IL Facility Average - NOX Rate Summer v3.1 | 639 | 1796 | Rate Constraint in lbs/MMBtu | FALSE | L | Annual | Allowances Banked | Thousand Tons | 0 | 0 | 0 | 0 | 0 | 0 | 0 | 0
IL Facility Average - NOX Rate Summer v3.1 | 639 | 1796 | Rate Constraint in lbs/MMBtu | FALSE | L | Annual | Allowances Withdrawn (1:1) | Thousand Tons | 0 | 0 | 0 | 0 | 0 | 0 | 0 | 0
IL Facility Average - NOX Rate Summer v3.1 | 639 | 1796 | Rate Constraint in lbs/MMBtu | FALSE | L | Annual | Allowances Withdrawn (n:1) | Thousand Tons | 0 | 0 | 0 | 0 | 0 | 0 | 0 | 0
IL Facility Average - NOX Rate Summer v3.1 | 639 | 1796 | Rate Constraint in lbs/MMBtu | FALSE | L | Annual | Net Emissions Allowance Position | Thousand Tons | 6.3865 | 7.2792 | 6.7374 | 7.0755 | 6.8953 | 7.009 | 6.6893 | 6.3649
IL Facility Average - NOX Rate Summer v3.1 | 639 | 1796 | Rate Constraint in lbs/MMBtu | FALSE | L | Annual | Fuel Consumed | TBtu | 138.6405 | 158.0062 | 145.3216 | 153.4324 | 149.7129 | 152.1014 | 143.9004 | 136.6485
IL Facility Average - NOX Rate Summer v3.1 | 639 | 1796 | Rate Constraint in lbs/MMBtu | FALSE | L | Annual | Rate | lb/MMBtu | 0.09213 | 0.092139 | 0.092724 | 0.09223 | 0.092114 | 0.092162 | 0.092971 | 0.093157
IL Facility Average - NOX Rate Summer v3.1 | 639 | 1796 | Rate Constraint in lbs/MMBtu | FALSE | L | Annual | Generation | TWh | 13.0957 | 14.9915 | 14.0106 | 14.8126 | 14.4293 | 14.6963 | 13.8385 | 13.1226
IL Facility Average - NOX Rate Summer v3.1 | 639 | 1796 | Rate Constraint in lbs/MMBtu | FALSE | L | Annual | Qualifying Generation | TWh | 13.0957 | 14.9915 | 14.0106 | 14.8126 | 14.4293 | 14.6963 | 13.8385 | 13.1226
IL Facility Average - NOX Rate Summer v3.1 | 639 | 1796 | Rate Constraint in lbs/MMBtu | FALSE | L | Annual | Rate | lb/MWh | 0.97536 | 0.97112 | 0.96176 | 0.95534 | 0.95574 | 0.95385 | 0.96676 | 0.97006
IL Facility Average - NOX Rate Summer v3.1 | 639 | 1796 | Rate Constraint in lbs/MMBtu | FALSE | L | Annual | Constraint Shadow Price | US2016$/Ton | 0 | 0 | 0 | 0 | 0 | 0 | 0 | 0
IL MPS- Ameren MER Rate Annual v5.12 | 640 | 5753 | MACT Fuel Choice Floor in lbs/MMBtu | FALSE | L | Annual | Seasons Included | Seasons | Winter, WintShld, Summer | Winter, WintShld, Summer | Winter, WintShld, Summer | Winter, WintShld, Summer | Winter, WintShld, Summer | Winter, WintShld, Summer | Winter, WintShld, Summer | Winter, WintShld, Summer
IL MPS- Ameren MER Rate Annual v5.12 | 640 | 5753 | MACT Fuel Choice Floor in lbs/MMBtu | FALSE | L | Annual | Emission Floor | lbs/MMBtu | 7.349e-07 | 7.349e-07 | 7.349e-07 | 7.349e-07 | 7.349e-07 | 7.349e-07 | 7.349e-07 | 7.349e-07
IL MPS- Ameren MER Rate Annual v5.12 | 640 | 5753 | MACT Fuel Choice Floor in lbs/MMBtu | FALSE | L | Annual | Emissions at Affected Plants MER | lbs | 30.4532 | 38.4879 | 38.7593 | 37.2503 | 36.6104 | 36.7533 | 36.7533 | 30.9882
IL MPS- Ameren MER Rate Annual v5.12 | 640 | 5753 | MACT Fuel Choice Floor in lbs/MMBtu | FALSE | L | Annual | Allowances Purchased MER | lbs | 0 | 0 | 0 | 0 | 0 | 0 | 0 | 0
IL MPS- Ameren MER Rate Annual v5.12 | 640 | 5753 | MACT Fuel Choice Floor in lbs/MMBtu | FALSE | L | Annual | Allowances Sold MER | lbs | 0 | 0 | 0 | 0 | 0 | 0 | 0 | 0
IL MPS- Ameren MER Rate Annual v5.12 | 640 | 5753 | MACT Fuel Choice Floor in lbs/MMBtu | FALSE | L | Annual | Allowances Banked | lbs | 0 | 0 | 0 | 0 | 0 | 0 | 0 | 0
IL MPS- Ameren MER Rate Annual v5.12 | 640 | 5753 | MACT Fuel Choice Floor in lbs/MMBtu | FALSE | L | Annual | Allowances Withdrawn (1:1) | lbs | 0 | 0 | 0 | 0 | 0 | 0 | 0 | 0
IL MPS- Ameren MER Rate Annual v5.12 | 640 | 5753 | MACT Fuel Choice Floor in lbs/MMBtu | FALSE | L | Annual | Allowances Withdrawn (n:1) | lbs | 0 | 0 | 0 | 0 | 0 | 0 | 0 | 0
IL MPS- Ameren MER Rate Annual v5.12 | 640 | 5753 | MACT Fuel Choice Floor in lbs/MMBtu | FALSE | L | Annual | Net Emissions Allowance Position | lbs | 30.4532 | 38.4879 | 38.7593 | 37.2503 | 36.6104 | 36.7533 | 36.7533 | 30.9882
IL MPS- Ameren MER Rate Annual v5.12 | 640 | 5753 | MACT Fuel Choice Floor in lbs/MMBtu | FALSE | L | Annual | Fuel Consumed | TBtu | 54.2717 | 68.5905 | 69.0743 | 66.385 | 65.2447 | 65.4993 | 65.4993 | 55.2252
IL MPS- Ameren MER Rate Annual v5.12 | 640 | 5753 | MACT Fuel Choice Floor in lbs/MMBtu | FALSE | L | Annual | Rate | lb/MMBtu | 5.6112e-07 | 5.6112e-07 | 5.6112e-07 | 5.6112e-07 | 5.6112e-07 | 5.6112e-07 | 5.6112e-07 | 5.6112e-07
IL MPS- Ameren MER Rate Annual v5.12 | 640 | 5753 | MACT Fuel Choice Floor in lbs/MMBtu | FALSE | L | Annual | Generation | TWh | 5.1441 | 6.5063 | 6.6647 | 6.4037 | 6.2932 | 6.3179 | 6.3179 | 5.3285
IL MPS- Ameren MER Rate Annual v5.12 | 640 | 5753 | MACT Fuel Choice Floor in lbs/MMBtu | FALSE | L | Annual | Qualifying Generation | TWh | 5.1441 | 6.5063 | 6.6647 | 6.4037 | 6.2932 | 6.3179 | 6.3179 | 5.3285
IL MPS- Ameren MER Rate Annual v5.12 | 640 | 5753 | MACT Fuel Choice Floor in lbs/MMBtu | FALSE | L | Annual | Constraint Shadow Price | US2016$/Lb | 0 | 0 | 0 | 0 | 0 | 0 | 0 | 0
IL MPS- Ameren NOX rate Annual v5.12 | 641 | 5754 | Rate Constraint in lbs/MMBtu | FALSE | L | Annual | Seasons Included | Seasons | Winter, WintShld, Summer | Winter, WintShld, Summer | Winter, WintShld, Summer | Winter, WintShld, Summer | Winter, WintShld, Summer | Winter, WintShld, Summer | Winter, WintShld, Summer | Winter, WintShld, Summer
IL MPS- Ameren NOX rate Annual v5.12 | 641 | 5754 | Rate Constraint in lbs/MMBtu | FALSE | L | Annual | Standard NOX | lb/MMBtu | 0.11 | 0.11 | 0.11 | 0.11 | 0.11 | 0.11 | 0.11 | 0.11
IL MPS- Ameren NOX rate Annual v5.12 | 641 | 5754 | Rate Constraint in lbs/MMBtu | FALSE | L | Annual | Emissions at Affected Plants NOX | Thousand Tons | 2.9483 | 3.6797 | 3.6904 | 3.5697 | 3.5196 | 3.5309 | 3.5309 | 2.9767
IL MPS- Ameren NOX rate Annual v5.12 | 641 | 5754 | Rate Constraint in lbs/MMBtu | FALSE | L | Annual | Allowances Purchased NOX | Thousand Tons | 0 | 0 | 0 | 0 | 0 | 0 | 0 | 0
IL MPS- Ameren NOX rate Annual v5.12 | 641 | 5754 | Rate Constraint in lbs/MMBtu | FALSE | L | Annual | Allowances Sold NOX | Thousand Tons | 0 | 0 | 0 | 0 | 0 | 0 | 0 | 0
IL MPS- Ameren NOX rate Annual v5.12 | 641 | 5754 | Rate Constraint in lbs/MMBtu | FALSE | L | Annual | Allowances Banked | Thousand Tons | 0 | 0 | 0 | 0 | 0 | 0 | 0 | 0
IL MPS- Ameren NOX rate Annual v5.12 | 641 | 5754 | Rate Constraint in lbs/MMBtu | FALSE | L | Annual | Allowances Withdrawn (1:1) | Thousand Tons | 0 | 0 | 0 | 0 | 0 | 0 | 0 | 0
IL MPS- Ameren NOX rate Annual v5.12 | 641 | 5754 | Rate Constraint in lbs/MMBtu | FALSE | L | Annual | Allowances Withdrawn (n:1) | Thousand Tons | 0 | 0 | 0 | 0 | 0 | 0 | 0 | 0
IL MPS- Ameren NOX rate Annual v5.12 | 641 | 5754 | Rate Constraint in lbs/MMBtu | FALSE | L | Annual | Net Emissions Allowance Position | Thousand Tons | 2.9483 | 3.6797 | 3.6904 | 3.5697 | 3.5196 | 3.5309 | 3.5309 | 2.9767
IL MPS- Ameren NOX rate Annual v5.12 | 641 | 5754 | Rate Constraint in lbs/MMBtu | FALSE | L | Annual | Fuel Consumed | TBtu | 54.2717 | 68.5905 | 69.0743 | 66.385 | 65.2447 | 65.4993 | 65.4993 | 55.2252
IL MPS- Ameren NOX rate Annual v5.12 | 641 | 5754 | Rate Constraint in lbs/MMBtu | FALSE | L | Annual | Rate | lb/MMBtu | 0.10865 | 0.1073 | 0.10685 | 0.10755 | 0.10789 | 0.10781 | 0.10782 | 0.1078
IL MPS- Ameren NOX rate Annual v5.12 | 641 | 5754 | Rate Constraint in lbs/MMBtu | FALSE | L | Annual | Generation | TWh | 5.1441 | 6.5063 | 6.6647 | 6.4037 | 6.2932 | 6.3179 | 6.3179 | 5.3285
IL MPS- Ameren NOX rate Annual v5.12 | 641 | 5754 | Rate Constraint in lbs/MMBtu | FALSE | L | Annual | Qualifying Generation | TWh | 5.1441 | 6.5063 | 6.6647 | 6.4037 | 6.2932 | 6.3179 | 6.3179 | 5.3285
IL MPS- Ameren NOX rate Annual v5.12 | 641 | 5754 | Rate Constraint in lbs/MMBtu | FALSE | L | Annual | Rate | lb/MWh | 1.1463 | 1.1311 | 1.1074 | 1.1149 | 1.1186 | 1.1177 | 1.1178 | 1.1173
IL MPS- Ameren NOX rate Annual v5.12 | 641 | 5754 | Rate Constraint in lbs/MMBtu | FALSE | L | Annual | Constraint Shadow Price | US2016$/Ton | 0 | 0 | 0 | 0 | 0 | 0 | 0 | 0
IL MPS- Ameren NOX rate Summer v5.12 | 642 | 5755 | Rate Constraint in lbs/MMBtu | FALSE | L | Annual | Seasons Included | Seasons | Summer | Summer | Summer | Summer | Summer | Summer | Summer | Summer
IL MPS- Ameren NOX rate Summer v5.12 | 642 | 5755 | Rate Constraint in lbs/MMBtu | FALSE | L | Annual | Standard NOX | lb/MMBtu | 0.11 | 0.11 | 0.11 | 0.11 | 0.11 | 0.11 | 0.11 | 0.11
IL MPS- Ameren NOX rate Summer v5.12 | 642 | 5755 | Rate Constraint in lbs/MMBtu | FALSE | L | Annual | Emissions at Affected Plants NOX | Thousand Tons | 1.645 | 1.9156 | 1.862 | 1.8673 | 1.8652 | 1.8765 | 1.8765 | 1.7649
IL MPS- Ameren NOX rate Summer v5.12 | 642 | 5755 | Rate Constraint in lbs/MMBtu | FALSE | L | Annual | Allowances Purchased NOX | Thousand Tons | 0 | 0 | 0 | 0 | 0 | 0 | 0 | 0
IL MPS- Ameren NOX rate Summer v5.12 | 642 | 5755 | Rate Constraint in lbs/MMBtu | FALSE | L | Annual | Allowances Sold NOX | Thousand Tons | 0 | 0 | 0 | 0 | 0 | 0 | 0 | 0
IL MPS- Ameren NOX rate Summer v5.12 | 642 | 5755 | Rate Constraint in lbs/MMBtu | FALSE | L | Annual | Allowances Banked | Thousand Tons | 0 | 0 | 0 | 0 | 0 | 0 | 0 | 0
IL MPS- Ameren NOX rate Summer v5.12 | 642 | 5755 | Rate Constraint in lbs/MMBtu | FALSE | L | Annual | Allowances Withdrawn (1:1) | Thousand Tons | 0 | 0 | 0 | 0 | 0 | 0 | 0 | 0
IL MPS- Ameren NOX rate Summer v5.12 | 642 | 5755 | Rate Constraint in lbs/MMBtu | FALSE | L | Annual | Allowances Withdrawn (n:1) | Thousand Tons | 0 | 0 | 0 | 0 | 0 | 0 | 0 | 0
IL MPS- Ameren NOX rate Summer v5.12 | 642 | 5755 | Rate Constraint in lbs/MMBtu | FALSE | L | Annual | Net Emissions Allowance Position | Thousand Tons | 1.645 | 1.9156 | 1.862 | 1.8673 | 1.8652 | 1.8765 | 1.8765 | 1.7649
IL MPS- Ameren NOX rate Summer v5.12 | 642 | 5755 | Rate Constraint in lbs/MMBtu | FALSE | L | Annual | Fuel Consumed | TBtu | 30.412 | 35.6326 | 34.6691 | 34.7732 | 34.6721 | 34.9267 | 34.9267 | 32.9193
IL MPS- Ameren NOX rate Summer v5.12 | 642 | 5755 | Rate Constraint in lbs/MMBtu | FALSE | L | Annual | Rate | lb/MMBtu | 0.10818 | 0.10752 | 0.10742 | 0.1074 | 0.10759 | 0.10745 | 0.10745 | 0.10722
IL MPS- Ameren NOX rate Summer v5.12 | 642 | 5755 | Rate Constraint in lbs/MMBtu | FALSE | L | Annual | Generation | TWh | 2.8878 | 3.3829 | 3.348 | 3.3579 | 3.3482 | 3.3729 | 3.3729 | 3.1787
IL MPS- Ameren NOX rate Summer v5.12 | 642 | 5755 | Rate Constraint in lbs/MMBtu | FALSE | L | Annual | Qualifying Generation | TWh | 2.8878 | 3.3829 | 3.348 | 3.3579 | 3.3482 | 3.3729 | 3.3729 | 3.1787
IL MPS- Ameren NOX rate Summer v5.12 | 642 | 5755 | Rate Constraint in lbs/MMBtu | FALSE | L | Annual | Rate | lb/MWh | 1.1393 | 1.1325 | 1.1123 | 1.1122 | 1.1142 | 1.1127 | 1.1127 | 1.1104
IL MPS- Ameren NOX rate Summer v5.12 | 642 | 5755 | Rate Constraint in lbs/MMBtu | FALSE | L | Annual | Constraint Shadow Price | US2016$/Ton | 0 | 0 | 0 | 0 | 0 | 0 | 0 | 0
IL MPS- Ameren SO2 Rate Annual v5.12 | 643 | 5756 | Rate Constraint in lbs/MMBtu | FALSE | L | Annual | Seasons Included | Seasons | Winter, WintShld, Summer | Winter, WintShld, Summer | Winter, WintShld, Summer | Winter, WintShld, Summer | Winter, WintShld, Summer | Winter, WintShld, Summer | Winter, WintShld, Summer | Winter, WintShld, Summer
IL MPS- Ameren SO2 Rate Annual v5.12 | 643 | 5756 | Rate Constraint in lbs/MMBtu | FALSE | L | Annual | Standard SO2 | lb/MMBtu | 0.23 | 0.23 | 0.23 | 0.23 | 0.23 | 0.23 | 0.23 | 0.23
IL MPS- Ameren SO2 Rate Annual v5.12 | 643 | 5756 | Rate Constraint in lbs/MMBtu | FALSE | L | Annual | Emissions at Affected Plants SO2 | Thousand Tons | 6.2412 | 7.8879 | 7.9435 | 7.6343 | 7.5031 | 7.5324 | 7.5324 | 6.3509
IL MPS- Ameren SO2 Rate Annual v5.12 | 643 | 5756 | Rate Constraint in lbs/MMBtu | FALSE | L | Annual | Allowances Purchased SO2 | Thousand Tons | 0 | 0 | 0 | 0 | 0 | 0 | 0 | 0
IL MPS- Ameren SO2 Rate Annual v5.12 | 643 | 5756 | Rate Constraint in lbs/MMBtu | FALSE | L | Annual | Allowances Sold SO2 | Thousand Tons | 0 | 0 | 0 | 0 | 0 | 0 | 0 | 0
IL MPS- Ameren SO2 Rate Annual v5.12 | 643 | 5756 | Rate Constraint in lbs/MMBtu | FALSE | L | Annual | Allowances Banked | Thousand Tons | 0 | 0 | 0 | 0 | 0 | 0 | 0 | 0
IL MPS- Ameren SO2 Rate Annual v5.12 | 643 | 5756 | Rate Constraint in lbs/MMBtu | FALSE | L | Annual | Allowances Withdrawn (1:1) | Thousand Tons | 0 | 0 | 0 | 0 | 0 | 0 | 0 | 0
IL MPS- Ameren SO2 Rate Annual v5.12 | 643 | 5756 | Rate Constraint in lbs/MMBtu | FALSE | L | Annual | Allowances Withdrawn (n:1) | Thousand Tons | 0 | 0 | 0 | 0 | 0 | 0 | 0 | 0
IL MPS- Ameren SO2 Rate Annual v5.12 | 643 | 5756 | Rate Constraint in lbs/MMBtu | FALSE | L | Annual | Net Emissions Allowance Position | Thousand Tons | 6.2412 | 7.8879 | 7.9435 | 7.6343 | 7.5031 | 7.5324 | 7.5324 | 6.3509
IL MPS- Ameren SO2 Rate Annual v5.12 | 643 | 5756 | Rate Constraint in lbs/MMBtu | FALSE | L | Annual | Fuel Consumed | TBtu | 54.2717 | 68.5905 | 69.0743 | 66.385 | 65.2447 | 65.4993 | 65.4993 | 55.2252
IL MPS- Ameren SO2 Rate Annual v5.12 | 643 | 5756 | Rate Constraint in lbs/MMBtu | FALSE | L | Annual | Rate | lb/MMBtu | 0.23 | 0.23 | 0.23 | 0.23 | 0.23 | 0.23 | 0.23 | 0.23
IL MPS- Ameren SO2 Rate Annual v5.12 | 643 | 5756 | Rate Constraint in lbs/MMBtu | FALSE | L | Annual | Generation | TWh | 5.1441 | 6.5063 | 6.6647 | 6.4037 | 6.2932 | 6.3179 | 6.3179 | 5.3285
IL MPS- Ameren SO2 Rate Annual v5.12 | 643 | 5756 | Rate Constraint in lbs/MMBtu | FALSE | L | Annual | Qualifying Generation | TWh | 5.1441 | 6.5063 | 6.6647 | 6.4037 | 6.2932 | 6.3179 | 6.3179 | 5.3285
IL MPS- Ameren SO2 Rate Annual v5.12 | 643 | 5756 | Rate Constraint in lbs/MMBtu | FALSE | L | Annual | Rate | lb/MWh | 2.4266 | 2.4247 | 2.3838 | 2.3843 | 2.3845 | 2.3845 | 2.3845 | 2.3838
IL MPS- Ameren SO2 Rate Annual v5.12 | 643 | 5756 | Rate Constraint in lbs/MMBtu | FALSE | L | Annual | Constraint Shadow Price | US2016$/Ton | 6414.781 | 5819.6487 | 7642.4866 | 9758.752 | 9058.3264 | 9152.1546 | 10311.7411 | 8389.1602
IL MPS- Dynegy MER Rate Annual v5.12 | 644 | 5757 | MACT Fuel Choice Floor in lbs/MMBtu | FALSE | L | Annual | Seasons Included | Seasons | Winter, WintShld, Summer | Winter, WintShld, Summer | Winter, WintShld, Summer | Winter, WintShld, Summer | Winter, WintShld, Summer | Winter, WintShld, Summer | Winter, WintShld, Summer | Winter, WintShld, Summer
IL MPS- Dynegy MER Rate Annual v5.12 | 644 | 5757 | MACT Fuel Choice Floor in lbs/MMBtu | FALSE | L | Annual | Emission Floor | lbs/MMBtu | 7.8e-07 | 7.8e-07 | 7.8e-07 | 7.8e-07 | 7.8e-07 | 7.8e-07 | 7.8e-07 | 7.8e-07
IL MPS- Dynegy MER Rate Annual v5.12 | 644 | 5757 | MACT Fuel Choice Floor in lbs/MMBtu | FALSE | L | Annual | Emissions at Affected Plants MER | lbs | 66.4402 | 72.9163 | 66.557 | 67.4194 | 60.5012 | 62.1059 | 45.4288 | 42.085
IL MPS- Dynegy MER Rate Annual v5.12 | 644 | 5757 | MACT Fuel Choice Floor in lbs/MMBtu | FALSE | L | Annual | Allowances Purchased MER | lbs | 0 | 0 | 0 | 0 | 0 | 0 | 0 | 0
IL MPS- Dynegy MER Rate Annual v5.12 | 644 | 5757 | MACT Fuel Choice Floor in lbs/MMBtu | FALSE | L | Annual | Allowances Sold MER | lbs | 0 | 0 | 0 | 0 | 0 | 0 | 0 | 0
IL MPS- Dynegy MER Rate Annual v5.12 | 644 | 5757 | MACT Fuel Choice Floor in lbs/MMBtu | FALSE | L | Annual | Allowances Banked | lbs | 0 | 0 | 0 | 0 | 0 | 0 | 0 | 0
IL MPS- Dynegy MER Rate Annual v5.12 | 644 | 5757 | MACT Fuel Choice Floor in lbs/MMBtu | FALSE | L | Annual | Allowances Withdrawn (1:1) | lbs | 0 | 0 | 0 | 0 | 0 | 0 | 0 | 0
IL MPS- Dynegy MER Rate Annual v5.12 | 644 | 5757 | MACT Fuel Choice Floor in lbs/MMBtu | FALSE | L | Annual | Allowances Withdrawn (n:1) | lbs | 0 | 0 | 0 | 0 | 0 | 0 | 0 | 0
IL MPS- Dynegy MER Rate Annual v5.12 | 644 | 5757 | MACT Fuel Choice Floor in lbs/MMBtu | FALSE | L | Annual | Net Emissions Allowance Position | lbs | 66.4402 | 72.9163 | 66.557 | 67.4194 | 60.5012 | 62.1059 | 45.4288 | 42.085
IL MPS- Dynegy MER Rate Annual v5.12 | 644 | 5757 | MACT Fuel Choice Floor in lbs/MMBtu | FALSE | L | Annual | Fuel Consumed | TBtu | 118.4053 | 129.9466 | 118.6135 | 120.1503 | 107.8213 | 110.6811 | 80.9603 | 75.0012
IL MPS- Dynegy MER Rate Annual v5.12 | 644 | 5757 | MACT Fuel Choice Floor in lbs/MMBtu | FALSE | L | Annual | Rate | lb/MMBtu | 5.6112e-07 | 5.6112e-07 | 5.6112e-07 | 5.6112e-07 | 5.6112e-07 | 5.6112e-07 | 5.6112e-07 | 5.6112e-07
IL MPS- Dynegy MER Rate Annual v5.12 | 644 | 5757 | MACT Fuel Choice Floor in lbs/MMBtu | FALSE | L | Annual | Generation | TWh | 11.6828 | 12.8216 | 11.7977 | 11.9506 | 10.7243 | 11.0088 | 8.0526 | 7.4599
IL MPS- Dynegy MER Rate Annual v5.12 | 644 | 5757 | MACT Fuel Choice Floor in lbs/MMBtu | FALSE | L | Annual | Qualifying Generation | TWh | 11.6828 | 12.8216 | 11.7977 | 11.9506 | 10.7243 | 11.0088 | 8.0526 | 7.4599
IL MPS- Dynegy MER Rate Annual v5.12 | 644 | 5757 | MACT Fuel Choice Floor in lbs/MMBtu | FALSE | L | Annual | Constraint Shadow Price | US2016$/Lb | 0 | 0 | 0 | 0 | 0 | 0 | 0 | 0
IL MPS- Dynegy NOx rate Annual v5.12 | 645 | 5760 | Rate Constraint in lbs/MMBtu | FALSE | L | Annual | Seasons Included | Seasons | Winter, WintShld, Summer | Winter, WintShld, Summer | Winter, WintShld, Summer | Winter, WintShld, Summer | Winter, WintShld, Summer | Winter, WintShld, Summer | Winter, WintShld, Summer | Winter, WintShld, Summer
IL MPS- Dynegy NOx rate Annual v5.12 | 645 | 5760 | Rate Constraint in lbs/MMBtu | FALSE | L | Annual | Standard NOX | lb/MMBtu | 0.11 | 0.11 | 0.11 | 0.11 | 0.11 | 0.11 | 0.11 | 0.11
IL MPS- Dynegy NOx rate Annual v5.12 | 645 | 5760 | Rate Constraint in lbs/MMBtu | FALSE | L | Annual | Emissions at Affected Plants NOX | Thousand Tons | 4.8037 | 5.2719 | 4.8122 | 4.8745 | 4.3743 | 4.4903 | 3.2846 | 3.0428
IL MPS- Dynegy NOx rate Annual v5.12 | 645 | 5760 | Rate Constraint in lbs/MMBtu | FALSE | L | Annual | Allowances Purchased NOX | Thousand Tons | 0 | 0 | 0 | 0 | 0 | 0 | 0 | 0
IL MPS- Dynegy NOx rate Annual v5.12 | 645 | 5760 | Rate Constraint in lbs/MMBtu | FALSE | L | Annual | Allowances Sold NOX | Thousand Tons | 0 | 0 | 0 | 0 | 0 | 0 | 0 | 0
IL MPS- Dynegy NOx rate Annual v5.12 | 645 | 5760 | Rate Constraint in lbs/MMBtu | FALSE | L | Annual | Allowances Banked | Thousand Tons | 0 | 0 | 0 | 0 | 0 | 0 | 0 | 0
IL MPS- Dynegy NOx rate Annual v5.12 | 645 | 5760 | Rate Constraint in lbs/MMBtu | FALSE | L | Annual | Allowances Withdrawn (1:1) | Thousand Tons | 0 | 0 | 0 | 0 | 0 | 0 | 0 | 0
IL MPS- Dynegy NOx rate Annual v5.12 | 645 | 5760 | Rate Constraint in lbs/MMBtu | FALSE | L | Annual | Allowances Withdrawn (n:1) | Thousand Tons | 0 | 0 | 0 | 0 | 0 | 0 | 0 | 0
IL MPS- Dynegy NOx rate Annual v5.12 | 645 | 5760 | Rate Constraint in lbs/MMBtu | FALSE | L | Annual | Net Emissions Allowance Position | Thousand Tons | 4.8037 | 5.2719 | 4.8122 | 4.8745 | 4.3743 | 4.4903 | 3.2846 | 3.0428
IL MPS- Dynegy NOx rate Annual v5.12 | 645 | 5760 | Rate Constraint in lbs/MMBtu | FALSE | L | Annual | Fuel Consumed | TBtu | 118.4053 | 129.9466 | 118.6135 | 120.1503 | 107.8213 | 110.6811 | 80.9603 | 75.0012
IL MPS- Dynegy NOx rate Annual v5.12 | 645 | 5760 | Rate Constraint in lbs/MMBtu | FALSE | L | Annual | Rate | lb/MMBtu | 0.08114 | 0.08114 | 0.08114 | 0.08114 | 0.08114 | 0.08114 | 0.08114 | 0.08114
IL MPS- Dynegy NOx rate Annual v5.12 | 645 | 5760 | Rate Constraint in lbs/MMBtu | FALSE | L | Annual | Generation | TWh | 11.6828 | 12.8216 | 11.7977 | 11.9506 | 10.7243 | 11.0088 | 8.0526 | 7.4599
IL MPS- Dynegy NOx rate Annual v5.12 | 645 | 5760 | Rate Constraint in lbs/MMBtu | FALSE | L | Annual | Qualifying Generation | TWh | 11.6828 | 12.8216 | 11.7977 | 11.9506 | 10.7243 | 11.0088 | 8.0526 | 7.4599
IL MPS- Dynegy NOx rate Annual v5.12 | 645 | 5760 | Rate Constraint in lbs/MMBtu | FALSE | L | Annual | Rate | lb/MWh | 0.82235 | 0.82235 | 0.81578 | 0.81578 | 0.81578 | 0.81578 | 0.81578 | 0.81578
IL MPS- Dynegy NOx rate Annual v5.12 | 645 | 5760 | Rate Constraint in lbs/MMBtu | FALSE | L | Annual | Constraint Shadow Price | US2016$/Ton | 0 | 0 | 0 | 0 | 0 | 0 | 0 | 0
IL MPS- Dynegy NOX rate Summer v5.12 | 646 | 5761 | Rate Constraint in lbs/MMBtu | FALSE | L | Annual | Seasons Included | Seasons | Summer | Summer | Summer | Summer | Summer | Summer | Summer | Summer
IL MPS- Dynegy NOX rate Summer v5.12 | 646 | 5761 | Rate Constraint in lbs/MMBtu | FALSE | L | Annual | Standard NOX | lb/MMBtu | 0.11 | 0.11 | 0.11 | 0.11 | 0.11 | 0.11 | 0.11 | 0.11
IL MPS- Dynegy NOX rate Summer v5.12 | 646 | 5761 | Rate Constraint in lbs/MMBtu | FALSE | L | Annual | Emissions at Affected Plants NOX | Thousand Tons | 1.998 | 2.3171 | 1.9995 | 2.2985 | 2.1183 | 2.2985 | 2.0402 | 1.8274
IL MPS- Dynegy NOX rate Summer v5.12 | 646 | 5761 | Rate Constraint in lbs/MMBtu | FALSE | L | Annual | Allowances Purchased NOX | Thousand Tons | 0 | 0 | 0 | 0 | 0 | 0 | 0 | 0
IL MPS- Dynegy NOX rate Summer v5.12 | 646 | 5761 | Rate Constraint in lbs/MMBtu | FALSE | L | Annual | Allowances Sold NOX | Thousand Tons | 0 | 0 | 0 | 0 | 0 | 0 | 0 | 0
IL MPS- Dynegy NOX rate Summer v5.12 | 646 | 5761 | Rate Constraint in lbs/MMBtu | FALSE | L | Annual | Allowances Banked | Thousand Tons | 0 | 0 | 0 | 0 | 0 | 0 | 0 | 0
IL MPS- Dynegy NOX rate Summer v5.12 | 646 | 5761 | Rate Constraint in lbs/MMBtu | FALSE | L | Annual | Allowances Withdrawn (1:1) | Thousand Tons | 0 | 0 | 0 | 0 | 0 | 0 | 0 | 0
IL MPS- Dynegy NOX rate Summer v5.12 | 646 | 5761 | Rate Constraint in lbs/MMBtu | FALSE | L | Annual | Allowances Withdrawn (n:1) | Thousand Tons | 0 | 0 | 0 | 0 | 0 | 0 | 0 | 0
IL MPS- Dynegy NOX rate Summer v5.12 | 646 | 5761 | Rate Constraint in lbs/MMBtu | FALSE | L | Annual | Net Emissions Allowance Position | Thousand Tons | 1.998 | 2.3171 | 1.9995 | 2.2985 | 2.1183 | 2.2985 | 2.0402 | 1.8274
IL MPS- Dynegy NOX rate Summer v5.12 | 646 | 5761 | Rate Constraint in lbs/MMBtu | FALSE | L | Annual | Fuel Consumed | TBtu | 49.2473 | 57.1125 | 49.2855 | 56.6556 | 52.2138 | 56.6556 | 50.2875 | 45.0431
IL MPS- Dynegy NOX rate Summer v5.12 | 646 | 5761 | Rate Constraint in lbs/MMBtu | FALSE | L | Annual | Rate | lb/MMBtu | 0.08114 | 0.08114 | 0.08114 | 0.08114 | 0.08114 | 0.08114 | 0.08114 | 0.08114
IL MPS- Dynegy NOX rate Summer v5.12 | 646 | 5761 | Rate Constraint in lbs/MMBtu | FALSE | L | Annual | Generation | TWh | 4.8591 | 5.6352 | 4.9021 | 5.6352 | 5.1934 | 5.6352 | 5.0018 | 4.4802
IL MPS- Dynegy NOX rate Summer v5.12 | 646 | 5761 | Rate Constraint in lbs/MMBtu | FALSE | L | Annual | Qualifying Generation | TWh | 4.8591 | 5.6352 | 4.9021 | 5.6352 | 5.1934 | 5.6352 | 5.0018 | 4.4802
IL MPS- Dynegy NOX rate Summer v5.12 | 646 | 5761 | Rate Constraint in lbs/MMBtu | FALSE | L | Annual | Rate | lb/MWh | 0.82235 | 0.82235 | 0.81578 | 0.81578 | 0.81578 | 0.81578 | 0.81578 | 0.81578
IL MPS- Dynegy NOX rate Summer v5.12 | 646 | 5761 | Rate Constraint in lbs/MMBtu | FALSE | L | Annual | Constraint Shadow Price | US2016$/Ton | 0 | 0 | 0 | 0 | 0 | 0 | 0 | 0
IL MPS- Dynegy SO2 Rate Annual v5.12 | 647 | 5762 | Rate Constraint in lbs/MMBtu | FALSE | L | Annual | Seasons Included | Seasons | Winter, WintShld, Summer | Winter, WintShld, Summer | Winter, WintShld, Summer | Winter, WintShld, Summer | Winter, WintShld, Summer | Winter, WintShld, Summer | Winter, WintShld, Summer | Winter, WintShld, Summer
IL MPS- Dynegy SO2 Rate Annual v5.12 | 647 | 5762 | Rate Constraint in lbs/MMBtu | FALSE | L | Annual | Standard SO2 | lb/MMBtu | 0.25 | 0.25 | 0.25 | 0.25 | 0.25 | 0.25 | 0.25 | 0.25
IL MPS- Dynegy SO2 Rate Annual v5.12 | 647 | 5762 | Rate Constraint in lbs/MMBtu | FALSE | L | Annual | Emissions at Affected Plants SO2 | Thousand Tons | 4.1408 | 4.5444 | 4.148 | 4.2018 | 3.7706 | 3.8706 | 2.8594 | 2.649
IL MPS- Dynegy SO2 Rate Annual v5.12 | 647 | 5762 | Rate Constraint in lbs/MMBtu | FALSE | L | Annual | Allowances Purchased SO2 | Thousand Tons | 0 | 0 | 0 | 0 | 0 | 0 | 0 | 0
IL MPS- Dynegy SO2 Rate Annual v5.12 | 647 | 5762 | Rate Constraint in lbs/MMBtu | FALSE | L | Annual | Allowances Sold SO2 | Thousand Tons | 0 | 0 | 0 | 0 | 0 | 0 | 0 | 0
IL MPS- Dynegy SO2 Rate Annual v5.12 | 647 | 5762 | Rate Constraint in lbs/MMBtu | FALSE | L | Annual | Allowances Banked | Thousand Tons | 0 | 0 | 0 | 0 | 0 | 0 | 0 | 0
IL MPS- Dynegy SO2 Rate Annual v5.12 | 647 | 5762 | Rate Constraint in lbs/MMBtu | FALSE | L | Annual | Allowances Withdrawn (1:1) | Thousand Tons | 0 | 0 | 0 | 0 | 0 | 0 | 0 | 0
IL MPS- Dynegy SO2 Rate Annual v5.12 | 647 | 5762 | Rate Constraint in lbs/MMBtu | FALSE | L | Annual | Allowances Withdrawn (n:1) | Thousand Tons | 0 | 0 | 0 | 0 | 0 | 0 | 0 | 0
IL MPS- Dynegy SO2 Rate Annual v5.12 | 647 | 5762 | Rate Constraint in lbs/MMBtu | FALSE | L | Annual | Net Emissions Allowance Position | Thousand Tons | 4.1408 | 4.5444 | 4.148 | 4.2018 | 3.7706 | 3.8706 | 2.8594 | 2.649
IL MPS- Dynegy SO2 Rate Annual v5.12 | 647 | 5762 | Rate Constraint in lbs/MMBtu | FALSE | L | Annual | Fuel Consumed | TBtu | 118.4053 | 129.9466 | 118.6135 | 120.1503 | 107.8213 | 110.6811 | 80.9603 | 75.0012
IL MPS- Dynegy SO2 Rate Annual v5.12 | 647 | 5762 | Rate Constraint in lbs/MMBtu | FALSE | L | Annual | Rate | lb/MMBtu | 0.069942 | 0.069942 | 0.069942 | 0.069942 | 0.069942 | 0.069942 | 0.070638 | 0.070638
IL MPS- Dynegy SO2 Rate Annual v5.12 | 647 | 5762 | Rate Constraint in lbs/MMBtu | FALSE | L | Annual | Generation | TWh | 11.6828 | 12.8216 | 11.7977 | 11.9506 | 10.7243 | 11.0088 | 8.0526 | 7.4599
IL MPS- Dynegy SO2 Rate Annual v5.12 | 647 | 5762 | Rate Constraint in lbs/MMBtu | FALSE | L | Annual | Qualifying Generation | TWh | 11.6828 | 12.8216 | 11.7977 | 11.9506 | 10.7243 | 11.0088 | 8.0526 | 7.4599
IL MPS- Dynegy SO2 Rate Annual v5.12 | 647 | 5762 | Rate Constraint in lbs/MMBtu | FALSE | L | Annual | Rate | lb/MWh | 0.70886 | 0.70886 | 0.70319 | 0.70319 | 0.70319 | 0.70319 | 0.71019 | 0.71019
IL MPS- Dynegy SO2 Rate Annual v5.12 | 647 | 5762 | Rate Constraint in lbs/MMBtu | FALSE | L | Annual | Constraint Shadow Price | US2016$/Ton | 0 | 0 | 0 | 0 | 0 | 0 | 0 | 0
Kansas Nearman Unit 1NOx Rate Annual v4.10 | 648 | 2260 | Rate Constraint in lbs/MMBtu | FALSE | L | Annual | Seasons Included | Seasons | Winter, WintShld, Summer | Winter, WintShld, Summer | Winter, WintShld, Summer | Winter, WintShld, Summer | Winter, WintShld, Summer | Winter, WintShld, Summer | Winter, WintShld, Summer | Winter, WintShld, Summer
Kansas Nearman Unit 1NOx Rate Annual v4.10 | 648 | 2260 | Rate Constraint in lbs/MMBtu | FALSE | L | Annual | Standard NOX | lb/MMBtu | 0.26 | 0.26 | 0.26 | 0.26 | 0.26 | 0.26 | 0.26 | 0.26
Kansas Nearman Unit 1NOx Rate Annual v4.10 | 648 | 2260 | Rate Constraint in lbs/MMBtu | FALSE | L | Annual | Emissions at Affected Plants NOX | Thousand Tons | 0.88517 | 0.98477 | 1.3966 | 0.92532 | 0.92532 | 1.1275 | 0.92532 | 0.8125
Kansas Nearman Unit 1NOx Rate Annual v4.10 | 648 | 2260 | Rate Constraint in lbs/MMBtu | FALSE | L | Annual | Allowances Purchased NOX | Thousand Tons | 0 | 0 | 0 | 0 | 0 | 0 | 0 | 0
Kansas Nearman Unit 1NOx Rate Annual v4.10 | 648 | 2260 | Rate Constraint in lbs/MMBtu | FALSE | L | Annual | Allowances Sold NOX | Thousand Tons | 0 | 0 | 0 | 0 | 0 | 0 | 0 | 0
Kansas Nearman Unit 1NOx Rate Annual v4.10 | 648 | 2260 | Rate Constraint in lbs/MMBtu | FALSE | L | Annual | Allowances Banked | Thousand Tons | 0 | 0 | 0 | 0 | 0 | 0 | 0 | 0
Kansas Nearman Unit 1NOx Rate Annual v4.10 | 648 | 2260 | Rate Constraint in lbs/MMBtu | FALSE | L | Annual | Allowances Withdrawn (1:1) | Thousand Tons | 0 | 0 | 0 | 0 | 0 | 0 | 0 | 0
Kansas Nearman Unit 1NOx Rate Annual v4.10 | 648 | 2260 | Rate Constraint in lbs/MMBtu | FALSE | L | Annual | Allowances Withdrawn (n:1) | Thousand Tons | 0 | 0 | 0 | 0 | 0 | 0 | 0 | 0
Kansas Nearman Unit 1NOx Rate Annual v4.10 | 648 | 2260 | Rate Constraint in lbs/MMBtu | FALSE | L | Annual | Net Emissions Allowance Position | Thousand Tons | 0.88517 | 0.98477 | 1.3966 | 0.92532 | 0.92532 | 1.1275 | 0.92532 | 0.8125
Kansas Nearman Unit 1NOx Rate Annual v4.10 | 648 | 2260 | Rate Constraint in lbs/MMBtu | FALSE | L | Annual | Fuel Consumed | TBtu | 10.111 | 11.2487 | 15.953 | 10.5696 | 10.5696 | 12.8787 | 10.5696 | 9.2809
Kansas Nearman Unit 1NOx Rate Annual v4.10 | 648 | 2260 | Rate Constraint in lbs/MMBtu | FALSE | L | Annual | Rate | lb/MMBtu | 0.17509 | 0.17509 | 0.17509 | 0.17509 | 0.17509 | 0.17509 | 0.17509 | 0.17509
Kansas Nearman Unit 1NOx Rate Annual v4.10 | 648 | 2260 | Rate Constraint in lbs/MMBtu | FALSE | L | Annual | Generation | TWh | 0.89684 | 0.99775 | 1.4573 | 0.96552 | 0.96552 | 1.1765 | 0.96552 | 0.8478
Kansas Nearman Unit 1NOx Rate Annual v4.10 | 648 | 2260 | Rate Constraint in lbs/MMBtu | FALSE | L | Annual | Qualifying Generation | TWh | 0.89684 | 0.99775 | 1.4573 | 0.96552 | 0.96552 | 1.1765 | 0.96552 | 0.8478
Kansas Nearman Unit 1NOx Rate Annual v4.10 | 648 | 2260 | Rate Constraint in lbs/MMBtu | FALSE | L | Annual | Rate | lb/MWh | 1.974 | 1.974 | 1.9167 | 1.9167 | 1.9167 | 1.9167 | 1.9167 | 1.9167
Kansas Nearman Unit 1NOx Rate Annual v4.10 | 648 | 2260 | Rate Constraint in lbs/MMBtu | FALSE | L | Annual | Constraint Shadow Price | US2016$/Ton | 0 | 0 | 0 | 0 | 0 | 0 | 0 | 0
Kansas Quindaro Unit 2 Nox Rate Annual v4.10 | 649 | 2259 | Rate Constraint in lbs/MMBtu | FALSE | L | Annual | Seasons Included | Seasons | Winter, WintShld, Summer | Winter, WintShld, Summer | Winter, WintShld, Summer | Winter, WintShld, Summer | Winter, WintShld, Summer | Winter, WintShld, Summer | Winter, WintShld, Summer | Winter, WintShld, Summer
Kansas Quindaro Unit 2 Nox Rate Annual v4.10 | 649 | 2259 | Rate Constraint in lbs/MMBtu | FALSE | L | Annual | Standard NOX | lb/MMBtu | 0.2 | 0.2 | 0.2 | 0.2 | 0.2 | 0.2 | 0.2 | 0.2
Kansas Quindaro Unit 2 Nox Rate Annual v4.10 | 649 | 2259 | Rate Constraint in lbs/MMBtu | FALSE | L | Annual | Emissions at Affected Plants NOX | Thousand Tons | 0.031897 | 0.034024 | 0.033829 | 0.031897 | 0.043592 | 0.03501 | 0.013959 | 0.013959
Kansas Quindaro Unit 2 Nox Rate Annual v4.10 | 649 | 2259 | Rate Constraint in lbs/MMBtu | FALSE | L | Annual | Allowances Purchased NOX | Thousand Tons | 0 | 0 | 0 | 0 | 0 | 0 | 0 | 0
Kansas Quindaro Unit 2 Nox Rate Annual v4.10 | 649 | 2259 | Rate Constraint in lbs/MMBtu | FALSE | L | Annual | Allowances Sold NOX | Thousand Tons | 0 | 0 | 0 | 0 | 0 | 0 | 0 | 0
Kansas Quindaro Unit 2 Nox Rate Annual v4.10 | 649 | 2259 | Rate Constraint in lbs/MMBtu | FALSE | L | Annual | Allowances Banked | Thousand Tons | 0 | 0 | 0 | 0 | 0 | 0 | 0 | 0
Kansas Quindaro Unit 2 Nox Rate Annual v4.10 | 649 | 2259 | Rate Constraint in lbs/MMBtu | FALSE | L | Annual | Allowances Withdrawn (1:1) | Thousand Tons | 0 | 0 | 0 | 0 | 0 | 0 | 0 | 0
Kansas Quindaro Unit 2 Nox Rate Annual v4.10 | 649 | 2259 | Rate Constraint in lbs/MMBtu | FALSE | L | Annual | Allowances Withdrawn (n:1) | Thousand Tons | 0 | 0 | 0 | 0 | 0 | 0 | 0 | 0
Kansas Quindaro Unit 2 Nox Rate Annual v4.10 | 649 | 2259 | Rate Constraint in lbs/MMBtu | FALSE | L | Annual | Net Emissions Allowance Position | Thousand Tons | 0.031897 | 0.034024 | 0.033829 | 0.031897 | 0.043592 | 0.03501 | 0.013959 | 0.013959
Kansas Quindaro Unit 2 Nox Rate Annual v4.10 | 649 | 2259 | Rate Constraint in lbs/MMBtu | FALSE | L | Annual | Fuel Consumed | TBtu | 0.48464 | 0.51696 | 0.51401 | 0.48464 | 0.66235 | 0.53195 | 0.2121 | 0.2121
Kansas Quindaro Unit 2 Nox Rate Annual v4.10 | 649 | 2259 | Rate Constraint in lbs/MMBtu | FALSE | L | Annual | Rate | lb/MMBtu | 0.13163 | 0.13163 | 0.13163 | 0.13163 | 0.13163 | 0.13163 | 0.13163 | 0.13163
Kansas Quindaro Unit 2 Nox Rate Annual v4.10 | 649 | 2259 | Rate Constraint in lbs/MMBtu | FALSE | L | Annual | Generation | TWh | 0.041026 | 0.043762 | 0.043512 | 0.041026 | 0.056069 | 0.045031 | 0.017955 | 0.017955
Kansas Quindaro Unit 2 Nox Rate Annual v4.10 | 649 | 2259 | Rate Constraint in lbs/MMBtu | FALSE | L | Annual | Qualifying Generation | TWh | 0.041026 | 0.043762 | 0.043512 | 0.041026 | 0.056069 | 0.045031 | 0.017955 | 0.017955
Kansas Quindaro Unit 2 Nox Rate Annual v4.10 | 649 | 2259 | Rate Constraint in lbs/MMBtu | FALSE | L | Annual | Rate | lb/MWh | 1.5549 | 1.5549 | 1.5549 | 1.5549 | 1.5549 | 1.5549 | 1.5549 | 1.5549
Kansas Quindaro Unit 2 Nox Rate Annual v4.10 | 649 | 2259 | Rate Constraint in lbs/MMBtu | FALSE | L | Annual | Constraint Shadow Price | US2016$/Ton | 0 | 0 | 0 | 0 | 0 | 0 | 0 | 0
KS La Cygne NOX Rate Annual v5.14 | 650 | 6150 | Rate Constraint in lbs/MMBtu | FALSE | L | Annual | Seasons Included | Seasons | Winter, WintShld, Summer | Winter, WintShld, Summer | Winter, WintShld, Summer | Winter, WintShld, Summer | Winter, WintShld, Summer | Winter, WintShld, Summer | Winter, WintShld, Summer | Winter, WintShld, Summer
KS La Cygne NOX Rate Annual v5.14 | 650 | 6150 | Rate Constraint in lbs/MMBtu | FALSE | L | Annual | Standard NOX | lb/MMBtu | 0.13 | 0.13 | 0.13 | 0.13 | 0.13 | 0.13 | 0.13 | 0.13
KS La Cygne NOX Rate Annual v5.14 | 650 | 6150 | Rate Constraint in lbs/MMBtu | FALSE | L | Annual | Emissions at Affected Plants NOX | Thousand Tons | 2.6312 | 2.8988 | 3.5323 | 2.7927 | 2.7959 | 3.3363 | 2.8751 | 2.5484
KS La Cygne NOX Rate Annual v5.14 | 650 | 6150 | Rate Constraint in lbs/MMBtu | FALSE | L | Annual | Allowances Purchased NOX | Thousand Tons | 0 | 0 | 0 | 0 | 0 | 0 | 0 | 0
KS La Cygne NOX Rate Annual v5.14 | 650 | 6150 | Rate Constraint in lbs/MMBtu | FALSE | L | Annual | Allowances Sold NOX | Thousand Tons | 0 | 0 | 0 | 0 | 0 | 0 | 0 | 0
KS La Cygne NOX Rate Annual v5.14 | 650 | 6150 | Rate Constraint in lbs/MMBtu | FALSE | L | Annual | Allowances Banked | Thousand Tons | 0 | 0 | 0 | 0 | 0 | 0 | 0 | 0
KS La Cygne NOX Rate Annual v5.14 | 650 | 6150 | Rate Constraint in lbs/MMBtu | FALSE | L | Annual | Allowances Withdrawn (1:1) | Thousand Tons | 0 | 0 | 0 | 0 | 0 | 0 | 0 | 0
KS La Cygne NOX Rate Annual v5.14 | 650 | 6150 | Rate Constraint in lbs/MMBtu | FALSE | L | Annual | Allowances Withdrawn (n:1) | Thousand Tons | 0 | 0 | 0 | 0 | 0 | 0 | 0 | 0
KS La Cygne NOX Rate Annual v5.14 | 650 | 6150 | Rate Constraint in lbs/MMBtu | FALSE | L | Annual | Net Emissions Allowance Position | Thousand Tons | 2.6312 | 2.8988 | 3.5323 | 2.7927 | 2.7959 | 3.3363 | 2.8751 | 2.5484
KS La Cygne NOX Rate Annual v5.14 | 650 | 6150 | Rate Constraint in lbs/MMBtu | FALSE | L | Annual | Fuel Consumed | TBtu | 58.6082 | 64.5435 | 77.882 | 62.2931 | 62.3591 | 74.3309 | 64.0187 | 56.8105
KS La Cygne NOX Rate Annual v5.14 | 650 | 6150 | Rate Constraint in lbs/MMBtu | FALSE | L | Annual | Rate | lb/MMBtu | 0.08979 | 0.089825 | 0.090708 | 0.089664 | 0.089671 | 0.089768 | 0.089821 | 0.089715
KS La Cygne NOX Rate Annual v5.14 | 650 | 6150 | Rate Constraint in lbs/MMBtu | FALSE | L | Annual | Generation | TWh | 5.3066 | 5.8449 | 7.1681 | 5.7136 | 5.7197 | 6.82 | 5.8749 | 5.2116
KS La Cygne NOX Rate Annual v5.14 | 650 | 6150 | Rate Constraint in lbs/MMBtu | FALSE | L | Annual | Qualifying Generation | TWh | 5.3066 | 5.8449 | 7.1681 | 5.7136 | 5.7197 | 6.82 | 5.8749 | 5.2116
KS La Cygne NOX Rate Annual v5.14 | 650 | 6150 | Rate Constraint in lbs/MMBtu | FALSE | L | Annual | Rate | lb/MWh | 0.99167 | 0.99191 | 0.98555 | 0.97758 | 0.97763 | 0.97837 | 0.97878 | 0.97797
KS La Cygne NOX Rate Annual v5.14 | 650 | 6150 | Rate Constraint in lbs/MMBtu | FALSE | L | Annual | Constraint Shadow Price | US2016$/Ton | 0 | 0 | 0 | 0 | 0 | 0 | 0 | 0
KS La Cygne SO2 Rate Annual v5.14 | 651 | 6151 | Rate Constraint in lbs/MMBtu | FALSE | L | Annual | Seasons Included | Seasons | Winter, WintShld, Summer | Winter, WintShld, Summer | Winter, WintShld, Summer | Winter, WintShld, Summer | Winter, WintShld, Summer | Winter, WintShld, Summer | Winter, WintShld, Summer | Winter, WintShld, Summer
KS La Cygne SO2 Rate Annual v5.14 | 651 | 6151 | Rate Constraint in lbs/MMBtu | FALSE | L | Annual | Standard SO2 | lb/MMBtu | 0.1 | 0.1 | 0.1 | 0.1 | 0.1 | 0.1 | 0.1 | 0.1
KS La Cygne SO2 Rate Annual v5.14 | 651 | 6151 | Rate Constraint in lbs/MMBtu | FALSE | L | Annual | Emissions at Affected Plants SO2 | Thousand Tons | 0.55806 | 0.61361 | 0.71074 | 0.59652 | 0.59699 | 0.76288 | 0.6428 | 0.54277
KS La Cygne SO2 Rate Annual v5.14 | 651 | 6151 | Rate Constraint in lbs/MMBtu | FALSE | L | Annual | Allowances Purchased SO2 | Thousand Tons | 0 | 0 | 0 | 0 | 0 | 0 | 0 | 0
KS La Cygne SO2 Rate Annual v5.14 | 651 | 6151 | Rate Constraint in lbs/MMBtu | FALSE | L | Annual | Allowances Sold SO2 | Thousand Tons | 0 | 0 | 0 | 0 | 0 | 0 | 0 | 0
KS La Cygne SO2 Rate Annual v5.14 | 651 | 6151 | Rate Constraint in lbs/MMBtu | FALSE | L | Annual | Allowances Banked | Thousand Tons | 0 | 0 | 0 | 0 | 0 | 0 | 0 | 0
KS La Cygne SO2 Rate Annual v5.14 | 651 | 6151 | Rate Constraint in lbs/MMBtu | FALSE | L | Annual | Allowances Withdrawn (1:1) | Thousand Tons | 0 | 0 | 0 | 0 | 0 | 0 | 0 | 0
KS La Cygne SO2 Rate Annual v5.14 | 651 | 6151 | Rate Constraint in lbs/MMBtu | FALSE | L | Annual | Allowances Withdrawn (n:1) | Thousand Tons | 0 | 0 | 0 | 0 | 0 | 0 | 0 | 0
KS La Cygne SO2 Rate Annual v5.14 | 651 | 6151 | Rate Constraint in lbs/MMBtu | FALSE | L | Annual | Net Emissions Allowance Position | Thousand Tons | 0.55806 | 0.61361 | 0.71074 | 0.59652 | 0.59699 | 0.76288 | 0.6428 | 0.54277
KS La Cygne SO2 Rate Annual v5.14 | 651 | 6151 | Rate Constraint in lbs/MMBtu | FALSE | L | Annual | Fuel Consumed | TBtu | 58.6082 | 64.5435 | 77.882 | 62.2931 | 62.3591 | 74.3309 | 64.0187 | 56.8105
KS La Cygne SO2 Rate Annual v5.14 | 651 | 6151 | Rate Constraint in lbs/MMBtu | FALSE | L | Annual | Rate | lb/MMBtu | 0.019044 | 0.019014 | 0.018252 | 0.019152 | 0.019147 | 0.020527 | 0.020082 | 0.019108
KS La Cygne SO2 Rate Annual v5.14 | 651 | 6151 | Rate Constraint in lbs/MMBtu | FALSE | L | Annual | Generation | TWh | 5.3066 | 5.8449 | 7.1681 | 5.7136 | 5.7197 | 6.82 | 5.8749 | 5.2116
KS La Cygne SO2 Rate Annual v5.14 | 651 | 6151 | Rate Constraint in lbs/MMBtu | FALSE | L | Annual | Qualifying Generation | TWh | 5.3066 | 5.8449 | 7.1681 | 5.7136 | 5.7197 | 6.82 | 5.8749 | 5.2116
KS La Cygne SO2 Rate Annual v5.14 | 651 | 6151 | Rate Constraint in lbs/MMBtu | FALSE | L | Annual | Rate | lb/MWh | 0.21033 | 0.20997 | 0.19831 | 0.20881 | 0.20875 | 0.22372 | 0.21883 | 0.20829
KS La Cygne SO2 Rate Annual v5.14 | 651 | 6151 | Rate Constraint in lbs/MMBtu | FALSE | L | Annual | Constraint Shadow Price | US2016$/Ton | 0 | 0 | 0 | 0 | 0 | 0 | 0 | 0
LA Big Cajun 1 CT- NOx Summer v4.10 | 652 | 2425 | Rate Constraint in lbs/MMBtu | FALSE | L | Annual | Seasons Included | Seasons | Summer | Summer | Summer | Summer | Summer | Summer | Summer | Summer
LA Big Cajun 1 CT- NOx Summer v4.10 | 652 | 2425 | Rate Constraint in lbs/MMBtu | FALSE | L | Annual | Standard NOX | lb/MMBtu | 0.2 | 0.2 | 0.2 | 0.2 | 0.2 | 0.2 | 0.2 | 0.2
LA Big Cajun 1 CT- NOx Summer v4.10 | 652 | 2425 | Rate Constraint in lbs/MMBtu | FALSE | L | Annual | Emissions at Affected Plants NOX | Thousand Tons | 0 | 0.00015711 | 0.00015711 | 0 | 0.00015711 | 0.00015711 | 0.00015711 | 0
LA Big Cajun 1 CT- NOx Summer v4.10 | 652 | 2425 | Rate Constraint in lbs/MMBtu | FALSE | L | Annual | Allowances Purchased NOX | Thousand Tons | 0 | 0 | 0 | 0 | 0 | 0 | 0 | 0
LA Big Cajun 1 CT- NOx Summer v4.10 | 652 | 2425 | Rate Constraint in lbs/MMBtu | FALSE | L | Annual | Allowances Sold NOX | Thousand Tons | 0 | 0 | 0 | 0 | 0 | 0 | 0 | 0
LA Big Cajun 1 CT- NOx Summer v4.10 | 652 | 2425 | Rate Constraint in lbs/MMBtu | FALSE | L | Annual | Allowances Banked | Thousand Tons | 0 | 0 | 0 | 0 | 0 | 0 | 0 | 0
LA Big Cajun 1 CT- NOx Summer v4.10 | 652 | 2425 | Rate Constraint in lbs/MMBtu | FALSE | L | Annual | Allowances Withdrawn (1:1) | Thousand Tons | 0 | 0 | 0 | 0 | 0 | 0 | 0 | 0
LA Big Cajun 1 CT- NOx Summer v4.10 | 652 | 2425 | Rate Constraint in lbs/MMBtu | FALSE | L | Annual | Allowances Withdrawn (n:1) | Thousand Tons | 0 | 0 | 0 | 0 | 0 | 0 | 0 | 0
LA Big Cajun 1 CT- NOx Summer v4.10 | 652 | 2425 | Rate Constraint in lbs/MMBtu | FALSE | L | Annual | Net Emissions Allowance Position | Thousand Tons | 0 | 0.00015711 | 0.00015711 | 0 | 0.00015711 | 0.00015711 | 0.00015711 | 0
LA Big Cajun 1 CT- NOx Summer v4.10 | 652 | 2425 | Rate Constraint in lbs/MMBtu | FALSE | L | Annual | Fuel Consumed | TBtu | 0 | 0.0047222 | 0.0047222 | 0 | 0.0047222 | 0.0047222 | 0.0047222 | 0
LA Big Cajun 1 CT- NOx Summer v4.10 | 652 | 2425 | Rate Constraint in lbs/MMBtu | FALSE | L | Annual | Rate | lb/MMBtu | 0 | 0.06654 | 0.06654 | 0 | 0.06654 | 0.06654 | 0.06654 | 0
LA Big Cajun 1 CT- NOx Summer v4.10 | 652 | 2425 | Rate Constraint in lbs/MMBtu | FALSE | L | Annual | Generation | TWh | 0 | 0.00038453 | 0.00038453 | 0 | 0.00038453 | 0.00038453 | 0.00038453 | 0
LA Big Cajun 1 CT- NOx Summer v4.10 | 652 | 2425 | Rate Constraint in lbs/MMBtu | FALSE | L | Annual | Qualifying Generation | TWh | 0 | 0.00038453 | 0.00038453 | 0 | 0.00038453 | 0.00038453 | 0.00038453 | 0
LA Big Cajun 1 CT- NOx Summer v4.10 | 652 | 2425 | Rate Constraint in lbs/MMBtu | FALSE | L | Annual | Rate | lb/MWh | 0 | 0.81714 | 0.81714 | 0 | 0.81714 | 0.81714 | 0.81714 | 0
LA Big Cajun 1 CT- NOx Summer v4.10 | 652 | 2425 | Rate Constraint in lbs/MMBtu | FALSE | L | Annual | Constraint Shadow Price | US2016$/Ton | 0 | 0 | 0 | 0 | 0 | 0 | 0 | 0
LA Big Cajun 1 OGS- NOx Summer v4.10 | 653 | 2426 | Rate Constraint in lbs/MMBtu | FALSE | L | Annual | Seasons Included | Seasons | Summer | Summer | Summer | Summer | Summer | Summer | Summer | Summer
LA Big Cajun 1 OGS- NOx Summer v4.10 | 653 | 2426 | Rate Constraint in lbs/MMBtu | FALSE | L | Annual | Standard NOX | lb/MMBtu | 0.1 | 0.1 | 0.1 | 0.1 | 0.1 | 0.1 | 0.1 | 0.1
LA Big Cajun 1 OGS- NOx Summer v4.10 | 653 | 2426 | Rate Constraint in lbs/MMBtu | FALSE | L | Annual | Emissions at Affected Plants NOX | Thousand Tons | 0.025091 | 0.023302 | 0.071568 | 0.071568 | 0.032538 | 0.032538 | 0.032538 | 0.032538
LA Big Cajun 1 OGS- NOx Summer v4.10 | 653 | 2426 | Rate Constraint in lbs/MMBtu | FALSE | L | Annual | Allowances Purchased NOX | Thousand Tons | 0 | 0 | 0 | 0 | 0 | 0 | 0 | 0
LA Big Cajun 1 OGS- NOx Summer v4.10 | 653 | 2426 | Rate Constraint in lbs/MMBtu | FALSE | L | Annual | Allowances Sold NOX | Thousand Tons | 0 | 0 | 0 | 0 | 0 | 0 | 0 | 0
LA Big Cajun 1 OGS- NOx Summer v4.10 | 653 | 2426 | Rate Constraint in lbs/MMBtu | FALSE | L | Annual | Allowances Banked | Thousand Tons | 0 | 0 | 0 | 0 | 0 | 0 | 0 | 0
LA Big Cajun 1 OGS- NOx Summer v4.10 | 653 | 2426 | Rate Constraint in lbs/MMBtu | FALSE | L | Annual | Allowances Withdrawn (1:1) | Thousand Tons | 0 | 0 | 0 | 0 | 0 | 0 | 0 | 0
LA Big Cajun 1 OGS- NOx Summer v4.10 | 653 | 2426 | Rate Constraint in lbs/MMBtu | FALSE | L | Annual | Allowances Withdrawn (n:1) | Thousand Tons | 0 | 0 | 0 | 0 | 0 | 0 | 0 | 0
LA Big Cajun 1 OGS- NOx Summer v4.10 | 653 | 2426 | Rate Constraint in lbs/MMBtu | FALSE | L | Annual | Net Emissions Allowance Position | Thousand Tons | 0.025091 | 0.023302 | 0.071568 | 0.071568 | 0.032538 | 0.032538 | 0.032538 | 0.032538
LA Big Cajun 1 OGS- NOx Summer v4.10 | 653 | 2426 | Rate Constraint in lbs/MMBtu | FALSE | L | Annual | Fuel Consumed | TBtu | 0.55762 | 0.51486 | 1.5842 | 1.5842 | 0.71887 | 0.71887 | 0.71887 | 0.71887
LA Big Cajun 1 OGS- NOx Summer v4.10 | 653 | 2426 | Rate Constraint in lbs/MMBtu | FALSE | L | Annual | Rate | lb/MMBtu | 0.089993 | 0.090516 | 0.090354 | 0.090354 | 0.090526 | 0.090526 | 0.090526 | 0.090526
LA Big Cajun 1 OGS- NOx Summer v4.10 | 653 | 2426 | Rate Constraint in lbs/MMBtu | FALSE | L | Annual | Generation | TWh | 0.056213 | 0.052951 | 0.16192 | 0.16192 | 0.073959 | 0.073959 | 0.073959 | 0.073959
LA Big Cajun 1 OGS- NOx Summer v4.10 | 653 | 2426 | Rate Constraint in lbs/MMBtu | FALSE | L | Annual | Qualifying Generation | TWh | 0.056213 | 0.052951 | 0.16192 | 0.16192 | 0.073959 | 0.073959 | 0.073959 | 0.073959
LA Big Cajun 1 OGS- NOx Summer v4.10 | 653 | 2426 | Rate Constraint in lbs/MMBtu | FALSE | L | Annual | Rate | lb/MWh | 0.89271 | 0.88012 | 0.88398 | 0.88398 | 0.8799 | 0.8799 | 0.8799 | 0.8799
LA Big Cajun 1 OGS- NOx Summer v4.10 | 653 | 2426 | Rate Constraint in lbs/MMBtu | FALSE | L | Annual | Constraint Shadow Price | US2016$/Ton | 0 | 0 | 0 | 0 | 0 | 0 | 0 | 0
LA Big Cajun 2- NOx Summer v4.10 | 654 | 2427 | Rate Constraint in lbs/MMBtu | FALSE | L | Annual | Seasons Included | Seasons | Summer | Summer | Summer | Summer | Summer | Summer | Summer | Summer
LA Big Cajun 2- NOx Summer v4.10 | 654 | 2427 | Rate Constraint in lbs/MMBtu | FALSE | L | Annual | Standard NOX | lb/MMBtu | 0.21 | 0.21 | 0.21 | 0.21 | 0.21 | 0.21 | 0.21 | 0.21
LA Big Cajun 2- NOx Summer v4.10 | 654 | 2427 | Rate Constraint in lbs/MMBtu | FALSE | L | Annual | Emissions at Affected Plants NOX | Thousand Tons | 0.61295 | 1.1445 | 1.1262 | 1.1775 | 1.1403 | 1.3304 | 1.3304 | 0.88097
LA Big Cajun 2- NOx Summer v4.10 | 654 | 2427 | Rate Constraint in lbs/MMBtu | FALSE | L | Annual | Allowances Purchased NOX | Thousand Tons | 0 | 0 | 0 | 0 | 0 | 0 | 0 | 0
LA Big Cajun 2- NOx Summer v4.10 | 654 | 2427 | Rate Constraint in lbs/MMBtu | FALSE | L | Annual | Allowances Sold NOX | Thousand Tons | 0 | 0 | 0 | 0 | 0 | 0 | 0 | 0
LA Big Cajun 2- NOx Summer v4.10 | 654 | 2427 | Rate Constraint in lbs/MMBtu | FALSE | L | Annual | Allowances Banked | Thousand Tons | 0 | 0 | 0 | 0 | 0 | 0 | 0 | 0
LA Big Cajun 2- NOx Summer v4.10 | 654 | 2427 | Rate Constraint in lbs/MMBtu | FALSE | L | Annual | Allowances Withdrawn (1:1) | Thousand Tons | 0 | 0 | 0 | 0 | 0 | 0 | 0 | 0
LA Big Cajun 2- NOx Summer v4.10 | 654 | 2427 | Rate Constraint in lbs/MMBtu | FALSE | L | Annual | Allowances Withdrawn (n:1) | Thousand Tons | 0 | 0 | 0 | 0 | 0 | 0 | 0 | 0
LA Big Cajun 2- NOx Summer v4.10 | 654 | 2427 | Rate Constraint in lbs/MMBtu | FALSE | L | Annual | Net Emissions Allowance Position | Thousand Tons | 0.61295 | 1.1445 | 1.1262 | 1.1775 | 1.1403 | 1.3304 | 1.3304 | 0.88097
LA Big Cajun 2- NOx Summer v4.10 | 654 | 2427 | Rate Constraint in lbs/MMBtu | FALSE | L | Annual | Fuel Consumed | TBtu | 10.3949 | 19.1249 | 18.8307 | 19.9377 | 19.1353 | 22.1182 | 22.1182 | 14.8843
LA Big Cajun 2- NOx Summer v4.10 | 654 | 2427 | Rate Constraint in lbs/MMBtu | FALSE | L | Annual | Rate | lb/MMBtu | 0.11793 | 0.11968 | 0.11961 | 0.11812 | 0.11918 | 0.1203 | 0.1203 | 0.11838
LA Big Cajun 2- NOx Summer v4.10 | 654 | 2427 | Rate Constraint in lbs/MMBtu | FALSE | L | Annual | Generation | TWh | 0.98066 | 1.8058 | 1.8058 | 1.9089 | 1.8342 | 2.1226 | 2.1226 | 1.4255
LA Big Cajun 2- NOx Summer v4.10 | 654 | 2427 | Rate Constraint in lbs/MMBtu | FALSE | L | Annual | Qualifying Generation | TWh | 0.98066 | 1.8058 | 1.8058 | 1.9089 | 1.8342 | 2.1226 | 2.1226 | 1.4255
LA Big Cajun 2- NOx Summer v4.10 | 654 | 2427 | Rate Constraint in lbs/MMBtu | FALSE | L | Annual | Rate | lb/MWh | 1.2501 | 1.2675 | 1.2473 | 1.2337 | 1.2434 | 1.2536 | 1.2536 | 1.236
LA Big Cajun 2- NOx Summer v4.10 | 654 | 2427 | Rate Constraint in lbs/MMBtu | FALSE | L | Annual | Constraint Shadow Price | US2016$/Ton | 0 | 0 | 0 | 0 | 0 | 0 | 0 | 0
LA Carville Energy LLC -Nox Summer v5.12 | 655 | 2522 | Rate Constraint in lbs/MMBtu | FALSE | L | Annual | Seasons Included | Seasons | Summer | Summer | Summer | Summer | Summer | Summer | Summer | Summer
LA Carville Energy LLC -Nox Summer v5.12 | 655 | 2522 | Rate Constraint in lbs/MMBtu | FALSE | L | Annual | Standard NOX | lb/MMBtu | 0.2 | 0.2 | 0.2 | 0.2 | 0.2 | 0.2 | 0.2 | 0.2
LA Carville Energy LLC -Nox Summer v5.12 | 655 | 2522 | Rate Constraint in lbs/MMBtu | FALSE | L | Annual | Emissions at Affected Plants NOX | Thousand Tons | 0.23321 | 0.23321 | 0.23321 | 0.23321 | 0.23321 | 0.23321 | 0.23321 | 0.23321
LA Carville Energy LLC -Nox Summer v5.12 | 655 | 2522 | Rate Constraint in lbs/MMBtu | FALSE | L | Annual | Allowances Purchased NOX | Thousand Tons | 0 | 0 | 0 | 0 | 0 | 0 | 0 | 0
LA Carville Energy LLC -Nox Summer v5.12 | 655 | 2522 | Rate Constraint in lbs/MMBtu | FALSE | L | Annual | Allowances Sold NOX | Thousand Tons | 0 | 0 | 0 | 0 | 0 | 0 | 0 | 0
LA Carville Energy LLC -Nox Summer v5.12 | 655 | 2522 | Rate Constraint in lbs/MMBtu | FALSE | L | Annual | Allowances Banked | Thousand Tons | 0 | 0 | 0 | 0 | 0 | 0 | 0 | 0
LA Carville Energy LLC -Nox Summer v5.12 | 655 | 2522 | Rate Constraint in lbs/MMBtu | FALSE | L | Annual | Allowances Withdrawn (1:1) | Thousand Tons | 0 | 0 | 0 | 0 | 0 | 0 | 0 | 0
LA Carville Energy LLC -Nox Summer v5.12 | 655 | 2522 | Rate Constraint in lbs/MMBtu | FALSE | L | Annual | Allowances Withdrawn (n:1) | Thousand Tons | 0 | 0 | 0 | 0 | 0 | 0 | 0 | 0
LA Carville Energy LLC -Nox Summer v5.12 | 655 | 2522 | Rate Constraint in lbs/MMBtu | FALSE | L | Annual | Net Emissions Allowance Position | Thousand Tons | 0.23321 | 0.23321 | 0.23321 | 0.23321 | 0.23321 | 0.23321 | 0.23321 | 0.23321
LA Carville Energy LLC -Nox Summer v5.12 | 655 | 2522 | Rate Constraint in lbs/MMBtu | FALSE | L | Annual | Fuel Consumed | TBtu | 10.3038 | 10.3038 | 10.3038 | 10.3038 | 10.3038 | 10.3038 | 10.3038 | 10.3038
LA Carville Energy LLC -Nox Summer v5.12 | 655 | 2522 | Rate Constraint in lbs/MMBtu | FALSE | L | Annual | Rate | lb/MMBtu | 0.045267 | 0.045267 | 0.045267 | 0.045267 | 0.045267 | 0.045267 | 0.045267 | 0.045267
LA Carville Energy LLC -Nox Summer v5.12 | 655 | 2522 | Rate Constraint in lbs/MMBtu | FALSE | L | Annual | Generation | TWh | 1.723 | 1.723 | 1.723 | 1.723 | 1.723 | 1.723 | 1.723 | 1.723
LA Carville Energy LLC -Nox Summer v5.12 | 655 | 2522 | Rate Constraint in lbs/MMBtu | FALSE | L | Annual | Qualifying Generation | TWh | 1.723 | 1.723 | 1.723 | 1.723 | 1.723 | 1.723 | 1.723 | 1.723
LA Carville Energy LLC -Nox Summer v5.12 | 655 | 2522 | Rate Constraint in lbs/MMBtu | FALSE | L | Annual | Rate | lb/MWh | 0.2707 | 0.2707 | 0.2707 | 0.2707 | 0.2707 | 0.2707 | 0.2707 | 0.2707
LA Carville Energy LLC -Nox Summer v5.12 | 655 | 2522 | Rate Constraint in lbs/MMBtu | FALSE | L | Annual | Constraint Shadow Price | US2016$/Ton | 0 | 0 | 0 | 0 | 0 | 0 | 0 | 0
LA Formosa Plastics High - NOx Summer v4.10 | 656 | 2421 | Rate Constraint in lbs/MMBtu | FALSE | L | Annual | Seasons Included | Seasons | Summer | Summer | Summer | Summer | Summer | Summer | Summer | Summer
LA Formosa Plastics High - NOx Summer v4.10 | 656 | 2421 | Rate Constraint in lbs/MMBtu | FALSE | L | Annual | Standard NOX | lb/MMBtu | 0.2 | 0.2 | 0.2 | 0.2 | 0.2 | 0.2 | 0.2 | 0.2
LA Formosa Plastics High - NOx Summer v4.10 | 656 | 2421 | Rate Constraint in lbs/MMBtu | FALSE | L | Annual | Emissions at Affected Plants NOX | Thousand Tons | 0.0025128 | 0.0025128 | 0.0025128 | 0.0029656 | 0.002121 | 0.002121 | 0.00070572 | 0.002121
LA Formosa Plastics High - NOx Summer v4.10 | 656 | 2421 | Rate Constraint in lbs/MMBtu | FALSE | L | Annual | Allowances Purchased NOX | Thousand Tons | 0 | 0 | 0 | 0 | 0 | 0 | 0 | 0
LA Formosa Plastics High - NOx Summer v4.10 | 656 | 2421 | Rate Constraint in lbs/MMBtu | FALSE | L | Annual | Allowances Sold NOX | Thousand Tons | 0 | 0 | 0 | 0 | 0 | 0 | 0 | 0
LA Formosa Plastics High - NOx Summer v4.10 | 656 | 2421 | Rate Constraint in lbs/MMBtu | FALSE | L | Annual | Allowances Banked | Thousand Tons | 0 | 0 | 0 | 0 | 0 | 0 | 0 | 0
LA Formosa Plastics High - NOx Summer v4.10 | 656 | 2421 | Rate Constraint in lbs/MMBtu | FALSE | L | Annual | Allowances Withdrawn (1:1) | Thousand Tons | 0 | 0 | 0 | 0 | 0 | 0 | 0 | 0
LA Formosa Plastics High - NOx Summer v4.10 | 656 | 2421 | Rate Constraint in lbs/MMBtu | FALSE | L | Annual | Allowances Withdrawn (n:1) | Thousand Tons | 0 | 0 | 0 | 0 | 0 | 0 | 0 | 0
LA Formosa Plastics High - NOx Summer v4.10 | 656 | 2421 | Rate Constraint in lbs/MMBtu | FALSE | L | Annual | Net Emissions Allowance Position | Thousand Tons | 0.0025128 | 0.0025128 | 0.0025128 | 0.0029656 | 0.002121 | 0.002121 | 0.00070572 | 0.002121
LA Formosa Plastics High - NOx Summer v4.10 | 656 | 2421 | Rate Constraint in lbs/MMBtu | FALSE | L | Annual | Fuel Consumed | TBtu | 0.10171 | 0.10171 | 0.10171 | 0.12004 | 0.085854 | 0.085854 | 0.028566 | 0.085854
LA Formosa Plastics High - NOx Summer v4.10 | 656 | 2421 | Rate Constraint in lbs/MMBtu | FALSE | L | Annual | Rate | lb/MMBtu | 0.04941 | 0.04941 | 0.04941 | 0.04941 | 0.04941 | 0.04941 | 0.04941 | 0.04941
LA Formosa Plastics High - NOx Summer v4.10 | 656 | 2421 | Rate Constraint in lbs/MMBtu | FALSE | L | Annual | Generation | TWh | 0.009026 | 0.009026 | 0.009026 | 0.010652 | 0.0076186 | 0.0076186 | 0.0025349 | 0.0076186
LA Formosa Plastics High - NOx Summer v4.10 | 656 | 2421 | Rate Constraint in lbs/MMBtu | FALSE | L | Annual | Qualifying Generation | TWh | 0.009026 | 0.009026 | 0.009026 | 0.010652 | 0.0076186 | 0.0076186 | 0.0025349 | 0.0076186
LA Formosa Plastics High - NOx Summer v4.10 | 656 | 2421 | Rate Constraint in lbs/MMBtu | FALSE | L | Annual | Rate | lb/MWh | 0.5568 | 0.5568 | 0.5568 | 0.5568 | 0.5568 | 0.5568 | 0.5568 | 0.5568
LA Formosa Plastics High - NOx Summer v4.10 | 656 | 2421 | Rate Constraint in lbs/MMBtu | FALSE | L | Annual | Constraint Shadow Price | US2016$/Ton | 0 | 0 | 0 | 0 | 0 | 0 | 0 | 0
LA Formosa Plastics Low - NOx Summer v4.10 | 657 | 2422 | Rate Constraint in lbs/MMBtu | FALSE | L | Annual | Seasons Included | Seasons | Summer | Summer | Summer | Summer | Summer | Summer | Summer | Summer
LA Formosa Plastics Low - NOx Summer v4.10 | 657 | 2422 | Rate Constraint in lbs/MMBtu | FALSE | L | Annual | Standard NOX | lb/MMBtu | 0.2 | 0.2 | 0.2 | 0.2 | 0.2 | 0.2 | 0.2 | 0.2
LA Formosa Plastics Low - NOx Summer v4.10 | 657 | 2422 | Rate Constraint in lbs/MMBtu | FALSE | L | Annual | Emissions at Affected Plants NOX | Thousand Tons | 0 | 6.9159e-05 | 6.9159e-05 | 0 | 6.9159e-05 | 6.9159e-05 | 6.9159e-05 | 0
LA Formosa Plastics Low - NOx Summer v4.10 | 657 | 2422 | Rate Constraint in lbs/MMBtu | FALSE | L | Annual | Allowances Purchased NOX | Thousand Tons | 0 | 0 | 0 | 0 | 0 | 0 | 0 | 0
LA Formosa Plastics Low - NOx Summer v4.10 | 657 | 2422 | Rate Constraint in lbs/MMBtu | FALSE | L | Annual | Allowances Sold NOX | Thousand Tons | 0 | 0 | 0 | 0 | 0 | 0 | 0 | 0
LA Formosa Plastics Low - NOx Summer v4.10 | 657 | 2422 | Rate Constraint in lbs/MMBtu | FALSE | L | Annual | Allowances Banked | Thousand Tons | 0 | 0 | 0 | 0 | 0 | 0 | 0 | 0
LA Formosa Plastics Low - NOx Summer v4.10 | 657 | 2422 | Rate Constraint in lbs/MMBtu | FALSE | L | Annual | Allowances Withdrawn (1:1) | Thousand Tons | 0 | 0 | 0 | 0 | 0 | 0 | 0 | 0
LA Formosa Plastics Low - NOx Summer v4.10 | 657 | 2422 | Rate Constraint in lbs/MMBtu | FALSE | L | Annual | Allowances Withdrawn (n:1) | Thousand Tons | 0 | 0 | 0 | 0 | 0 | 0 | 0 | 0
LA Formosa Plastics Low - NOx Summer v4.10 | 657 | 2422 | Rate Constraint in lbs/MMBtu | FALSE | L | Annual | Net Emissions Allowance Position | Thousand Tons | 0 | 6.9159e-05 | 6.9159e-05 | 0 | 6.9159e-05 | 6.9159e-05 | 6.9159e-05 | 0
LA Formosa Plastics Low - NOx Summer v4.10 | 657 | 2422 | Rate Constraint in lbs/MMBtu | FALSE | L | Annual | Fuel Consumed | TBtu | 0 | 0.0014545 | 0.0014545 | 0 | 0.0014545 | 0.0014545 | 0.0014545 | 0
LA Formosa Plastics Low - NOx Summer v4.10 | 657 | 2422 | Rate Constraint in lbs/MMBtu | FALSE | L | Annual | Rate | lb/MMBtu | 0 | 0.0951 | 0.0951 | 0 | 0.0951 | 0.0951 | 0.0951 | 0
LA Formosa Plastics Low - NOx Summer v4.10 | 657 | 2422 | Rate Constraint in lbs/MMBtu | FALSE | L | Annual | Generation | TWh | 0 | 0.00011728 | 0.00011728 | 0 | 0.00011728 | 0.00011728 | 0.00011728 | 0
LA Formosa Plastics Low - NOx Summer v4.10 | 657 | 2422 | Rate Constraint in lbs/MMBtu | FALSE | L | Annual | Qualifying Generation | TWh | 0 | 0.00011728 | 0.00011728 | 0 | 0.00011728 | 0.00011728 | 0.00011728 | 0
LA Formosa Plastics Low - NOx Summer v4.10 | 657 | 2422 | Rate Constraint in lbs/MMBtu | FALSE | L | Annual | Rate | lb/MWh | 0 | 1.1793 | 1.1793 | 0 | 1.1793 | 1.1793 | 1.1793 | 0
LA Formosa Plastics Low - NOx Summer v4.10 | 657 | 2422 | Rate Constraint in lbs/MMBtu | FALSE | L | Annual | Constraint Shadow Price | US2016$/Ton | 0 | 0 | 0 | 0 | 0 | 0 | 0 | 0
LA Geismar Cogen -Nox Summer v5.12 | 658 | 2524 | Rate Constraint in lbs/MMBtu | FALSE | L | Annual | Seasons Included | Seasons | Summer | Summer | Summer | Summer | Summer | Summer | Summer | Summer
LA Geismar Cogen -Nox Summer v5.12 | 658 | 2524 | Rate Constraint in lbs/MMBtu | FALSE | L | Annual | Standard NOX | lb/MMBtu | 0.2 | 0.2 | 0.2 | 0.2 | 0.2 | 0.2 | 0.2 | 0.2
LA Geismar Cogen -Nox Summer v5.12 | 658 | 2524 | Rate Constraint in lbs/MMBtu | FALSE | L | Annual | Emissions at Affected Plants NOX | Thousand Tons | 0 | 2.9049e-05 | 2.9049e-05 | 2.9049e-05 | 2.9049e-05 | 2.9049e-05 | 2.9049e-05 | 0
LA Geismar Cogen -Nox Summer v5.12 | 658 | 2524 | Rate Constraint in lbs/MMBtu | FALSE | L | Annual | Allowances Purchased NOX | Thousand Tons | 0 | 0 | 0 | 0 | 0 | 0 | 0 | 0
LA Geismar Cogen -Nox Summer v5.12 | 658 | 2524 | Rate Constraint in lbs/MMBtu | FALSE | L | Annual | Allowances Sold NOX | Thousand Tons | 0 | 0 | 0 | 0 | 0 | 0 | 0 | 0
LA Geismar Cogen -Nox Summer v5.12 | 658 | 2524 | Rate Constraint in lbs/MMBtu | FALSE | L | Annual | Allowances Banked | Thousand Tons | 0 | 0 | 0 | 0 | 0 | 0 | 0 | 0
LA Geismar Cogen -Nox Summer v5.12 | 658 | 2524 | Rate Constraint in lbs/MMBtu | FALSE | L | Annual | Allowances Withdrawn (1:1) | Thousand Tons | 0 | 0 | 0 | 0 | 0 | 0 | 0 | 0
LA Geismar Cogen -Nox Summer v5.12 | 658 | 2524 | Rate Constraint in lbs/MMBtu | FALSE | L | Annual | Allowances Withdrawn (n:1) | Thousand Tons | 0 | 0 | 0 | 0 | 0 | 0 | 0 | 0
LA Geismar Cogen -Nox Summer v5.12 | 658 | 2524 | Rate Constraint in lbs/MMBtu | FALSE | L | Annual | Net Emissions Allowance Position | Thousand Tons | 0 | 2.9049e-05 | 2.9049e-05 | 2.9049e-05 | 2.9049e-05 | 2.9049e-05 | 2.9049e-05 | 0
LA Geismar Cogen -Nox Summer v5.12 | 658 | 2524 | Rate Constraint in lbs/MMBtu | FALSE | L | Annual | Fuel Consumed | TBtu | 0 | 0.0015098 | 0.0015098 | 0.0015098 | 0.0015098 | 0.0015098 | 0.0015098 | 0
LA Geismar Cogen -Nox Summer v5.12 | 658 | 2524 | Rate Constraint in lbs/MMBtu | FALSE | L | Annual | Rate | lb/MMBtu | 0 | 0.03848 | 0.03848 | 0.03848 | 0.03848 | 0.03848 | 0.03848 | 0
LA Geismar Cogen -Nox Summer v5.12 | 658 | 2524 | Rate Constraint in lbs/MMBtu | FALSE | L | Annual | Generation | TWh | 0 | 0.00013275 | 0.00013275 | 0.00013275 | 0.00013275 | 0.00013275 | 0.00013275 | 0
LA Geismar Cogen -Nox Summer v5.12 | 658 | 2524 | Rate Constraint in lbs/MMBtu | FALSE | L | Annual | Qualifying Generation | TWh | 0 | 0.00013275 | 0.00013275 | 0.00013275 | 0.00013275 | 0.00013275 | 0.00013275 | 0
LA Geismar Cogen -Nox Summer v5.12 | 658 | 2524 | Rate Constraint in lbs/MMBtu | FALSE | L | Annual | Rate | lb/MWh | 0 | 0.43763 | 0.43763 | 0.43763 | 0.43763 | 0.43763 | 0.43763 | 0
LA Geismar Cogen -Nox Summer v5.12 | 658 | 2524 | Rate Constraint in lbs/MMBtu | FALSE | L | Annual | Constraint Shadow Price | US2016$/Ton | 0 | 0 | 0 | 0 | 0 | 0 | 0 | 0
LA Georgia Gulf Plaquemine -Nox Summer v5.12 | 659 | 2521 | Rate Constraint in lbs/MMBtu | FALSE | L | Annual | Seasons Included | Seasons | Summer | Summer | Summer | Summer | Summer | Summer | Summer | Summer
LA Georgia Gulf Plaquemine -Nox Summer v5.12 | 659 | 2521 | Rate Constraint in lbs/MMBtu | FALSE | L | Annual | Standard NOX | lb/MMBtu | 0.2 | 0.2 | 0.2 | 0.2 | 0.2 | 0.2 | 0.2 | 0.2
LA Georgia Gulf Plaquemine -Nox Summer v5.12 | 659 | 2521 | Rate Constraint in lbs/MMBtu | FALSE | L | Annual | Emissions at Affected Plants NOX | Thousand Tons | 0 | 0 | 0 | 0 | 0 | 0 | 0 | 0
LA Georgia Gulf Plaquemine -Nox Summer v5.12 | 659 | 2521 | Rate Constraint in lbs/MMBtu | FALSE | L | Annual | Allowances Purchased NOX | Thousand Tons | 0 | 0 | 0 | 0 | 0 | 0 | 0 | 0
LA Georgia Gulf Plaquemine -Nox Summer v5.12 | 659 | 2521 | Rate Constraint in lbs/MMBtu | FALSE | L | Annual | Allowances Sold NOX | Thousand Tons | 0 | 0 | 0 | 0 | 0 | 0 | 0 | 0
LA Georgia Gulf Plaquemine -Nox Summer v5.12 | 659 | 2521 | Rate Constraint in lbs/MMBtu | FALSE | L | Annual | Allowances Banked | Thousand Tons | 0 | 0 | 0 | 0 | 0 | 0 | 0 | 0
LA Georgia Gulf Plaquemine -Nox Summer v5.12 | 659 | 2521 | Rate Constraint in lbs/MMBtu | FALSE | L | Annual | Allowances Withdrawn (1:1) | Thousand Tons | 0 | 0 | 0 | 0 | 0 | 0 | 0 | 0
LA Georgia Gulf Plaquemine -Nox Summer v5.12 | 659 | 2521 | Rate Constraint in lbs/MMBtu | FALSE | L | Annual | Allowances Withdrawn (n:1) | Thousand Tons | 0 | 0 | 0 | 0 | 0 | 0 | 0 | 0
LA Georgia Gulf Plaquemine -Nox Summer v5.12 | 659 | 2521 | Rate Constraint in lbs/MMBtu | FALSE | L | Annual | Net Emissions Allowance Position | Thousand Tons | 0 | 0 | 0 | 0 | 0 | 0 | 0 | 0
LA Georgia Gulf Plaquemine -Nox Summer v5.12 | 659 | 2521 | Rate Constraint in lbs/MMBtu | FALSE | L | Annual | Fuel Consumed | TBtu | 0 | 0 | 0 | 0 | 0 | 0 | 0 | 0
LA Georgia Gulf Plaquemine -Nox Summer v5.12 | 659 | 2521 | Rate Constraint in lbs/MMBtu | FALSE | L | Annual | Rate | lb/MMBtu | 0 | 0 | 0 | 0 | 0 | 0 | 0 | 0
LA Georgia Gulf Plaquemine -Nox Summer v5.12 | 659 | 2521 | Rate Constraint in lbs/MMBtu | FALSE | L | Annual | Generation | TWh | 0 | 0 | 0 | 0 | 0 | 0 | 0 | 0
LA Georgia Gulf Plaquemine -Nox Summer v5.12 | 659 | 2521 | Rate Constraint in lbs/MMBtu | FALSE | L | Annual | Qualifying Generation | TWh | 0 | 0 | 0 | 0 | 0 | 0 | 0 | 0
LA Georgia Gulf Plaquemine -Nox Summer v5.12 | 659 | 2521 | Rate Constraint in lbs/MMBtu | FALSE | L | Annual | Rate | lb/MWh | 0 | 0 | 0 | 0 | 0 | 0 | 0 | 0
LA Georgia Gulf Plaquemine -Nox Summer v5.12 | 659 | 2521 | Rate Constraint in lbs/MMBtu | FALSE | L | Annual | Constraint Shadow Price | US2016$/Ton | 0 | 0 | 0 | 0 | 0 | 0 | 0 | 0
LA Louisiana 1 - NOx Summer v4.10 | 660 | 2419 | Rate Constraint in lbs/MMBtu | FALSE | L | Annual | Seasons Included | Seasons | Summer | Summer | Summer | Summer | Summer | Summer | Summer | Summer
LA Louisiana 1 - NOx Summer v4.10 | 660 | 2419 | Rate Constraint in lbs/MMBtu | FALSE | L | Annual | Standard NOX | lb/MMBtu | 0.1 | 0.1 | 0.1 | 0.1 | 0.1 | 0.1 | 0.1 | 0.1
LA Louisiana 1 - NOx Summer v4.10 | 660 | 2419 | Rate Constraint in lbs/MMBtu | FALSE | L | Annual | Emissions at Affected Plants NOX | Thousand Tons | 0.0095121 | 0.017563 | 0.028588 | 0.039971 | 0.028588 | 0.028588 | 0.0095121 | 0.013228
LA Louisiana 1 - NOx Summer v4.10 | 660 | 2419 | Rate Constraint in lbs/MMBtu | FALSE | L | Annual | Allowances Purchased NOX | Thousand Tons | 0 | 0 | 0 | 0 | 0 | 0 | 0 | 0
LA Louisiana 1 - NOx Summer v4.10 | 660 | 2419 | Rate Constraint in lbs/MMBtu | FALSE | L | Annual | Allowances Sold NOX | Thousand Tons | 0 | 0 | 0 | 0 | 0 | 0 | 0 | 0
LA Louisiana 1 - NOx Summer v4.10 | 660 | 2419 | Rate Constraint in lbs/MMBtu | FALSE | L | Annual | Allowances Banked | Thousand Tons | 0 | 0 | 0 | 0 | 0 | 0 | 0 | 0
LA Louisiana 1 - NOx Summer v4.10 | 660 | 2419 | Rate Constraint in lbs/MMBtu | FALSE | L | Annual | Allowances Withdrawn (1:1) | Thousand Tons | 0 | 0 | 0 | 0 | 0 | 0 | 0 | 0
LA Louisiana 1 - NOx Summer v4.10 | 660 | 2419 | Rate Constraint in lbs/MMBtu | FALSE | L | Annual | Allowances Withdrawn (n:1) | Thousand Tons | 0 | 0 | 0 | 0 | 0 | 0 | 0 | 0
LA Louisiana 1 - NOx Summer v4.10 | 660 | 2419 | Rate Constraint in lbs/MMBtu | FALSE | L | Annual | Net Emissions Allowance Position | Thousand Tons | 0.0095121 | 0.017563 | 0.028588 | 0.039971 | 0.028588 | 0.028588 | 0.0095121 | 0.013228
LA Louisiana 1 - NOx Summer v4.10 | 660 | 2419 | Rate Constraint in lbs/MMBtu | FALSE | L | Annual | Fuel Consumed | TBtu | 0.2214 | 0.42355 | 0.66542 | 0.93038 | 0.66542 | 0.66542 | 0.2214 | 0.3309
LA Louisiana 1 - NOx Summer v4.10 | 660 | 2419 | Rate Constraint in lbs/MMBtu | FALSE | L | Annual | Rate | lb/MMBtu | 0.085925 | 0.082933 | 0.085925 | 0.085925 | 0.085925 | 0.085925 | 0.085925 | 0.079955
LA Louisiana 1 - NOx Summer v4.10 | 660 | 2419 | Rate Constraint in lbs/MMBtu | FALSE | L | Annual | Generation | TWh | 0.019551 | 0.037489 | 0.058759 | 0.082155 | 0.058759 | 0.058759 | 0.019551 | 0.029344
LA Louisiana 1 - NOx Summer v4.10 | 660 | 2419 | Rate Constraint in lbs/MMBtu | FALSE | L | Annual | Qualifying Generation | TWh | 0.019551 | 0.037489 | 0.058759 | 0.082155 | 0.058759 | 0.058759 | 0.019551 | 0.029344
LA Louisiana 1 - NOx Summer v4.10 | 660 | 2419 | Rate Constraint in lbs/MMBtu | FALSE | L | Annual | Rate | lb/MWh | 0.97307 | 0.93698 | 0.97307 | 0.97307 | 0.97307 | 0.97307 | 0.97307 | 0.90159
LA Louisiana 1 - NOx Summer v4.10 | 660 | 2419 | Rate Constraint in lbs/MMBtu | FALSE | L | Annual | Constraint Shadow Price | US2016$/Ton | 0 | 0 | 0 | 0 | 0 | 0 | 0 | 0
LA New Roads - NOx Summer v4.10 | 661 | 2424 | Rate Constraint in lbs/MMBtu | FALSE | L | Annual | Seasons Included | Seasons | Summer | Summer | Summer | Summer | Summer | Summer | Summer | Summer
LA New Roads - NOx Summer v4.10 | 661 | 2424 | Rate Constraint in lbs/MMBtu | FALSE | L | Annual | Standard NOX | lb/MMBtu | 0.2 | 0.2 | 0.2 | 0.2 | 0.2 | 0.2 | 0.2 | 0.2
LA New Roads - NOx Summer v4.10 | 661 | 2424 | Rate Constraint in lbs/MMBtu | FALSE | L | Annual | Emissions at Affected Plants NOX | Thousand Tons | 0 | 0 | 0 | 0 | 0 | 0 | 0 | 0
LA New Roads - NOx Summer v4.10 | 661 | 2424 | Rate Constraint in lbs/MMBtu | FALSE | L | Annual | Allowances Purchased NOX | Thousand Tons | 0 | 0 | 0 | 0 | 0 | 0 | 0 | 0
LA New Roads - NOx Summer v4.10 | 661 | 2424 | Rate Constraint in lbs/MMBtu | FALSE | L | Annual | Allowances Sold NOX | Thousand Tons | 0 | 0 | 0 | 0 | 0 | 0 | 0 | 0
LA New Roads - NOx Summer v4.10 | 661 | 2424 | Rate Constraint in lbs/MMBtu | FALSE | L | Annual | Allowances Banked | Thousand Tons | 0 | 0 | 0 | 0 | 0 | 0 | 0 | 0
LA New Roads - NOx Summer v4.10 | 661 | 2424 | Rate Constraint in lbs/MMBtu | FALSE | L | Annual | Allowances Withdrawn (1:1) | Thousand Tons | 0 | 0 | 0 | 0 | 0 | 0 | 0 | 0
LA New Roads - NOx Summer v4.10 | 661 | 2424 | Rate Constraint in lbs/MMBtu | FALSE | L | Annual | Allowances Withdrawn (n:1) | Thousand Tons | 0 | 0 | 0 | 0 | 0 | 0 | 0 | 0
LA New Roads - NOx Summer v4.10 | 661 | 2424 | Rate Constraint in lbs/MMBtu | FALSE | L | Annual | Net Emissions Allowance Position | Thousand Tons | 0 | 0 | 0 | 0 | 0 | 0 | 0 | 0
LA New Roads - NOx Summer v4.10 | 661 | 2424 | Rate Constraint in lbs/MMBtu | FALSE | L | Annual | Fuel Consumed | TBtu | 0 | 0 | 0 | 0 | 0 | 0 | 0 | 0
LA New Roads - NOx Summer v4.10 | 661 | 2424 | Rate Constraint in lbs/MMBtu | FALSE | L | Annual | Rate | lb/MMBtu | 0 | 0 | 0 | 0 | 0 | 0 | 0 | 0
LA New Roads - NOx Summer v4.10 | 661 | 2424 | Rate Constraint in lbs/MMBtu | FALSE | L | Annual | Generation | TWh | 0 | 0 | 0 | 0 | 0 | 0 | 0 | 0
LA New Roads - NOx Summer v4.10 | 661 | 2424 | Rate Constraint in lbs/MMBtu | FALSE | L | Annual | Qualifying Generation | TWh | 0 | 0 | 0 | 0 | 0 | 0 | 0 | 0
LA New Roads - NOx Summer v4.10 | 661 | 2424 | Rate Constraint in lbs/MMBtu | FALSE | L | Annual | Rate | lb/MWh | 0 | 0 | 0 | 0 | 0 | 0 | 0 | 0
LA New Roads - NOx Summer v4.10 | 661 | 2424 | Rate Constraint in lbs/MMBtu | FALSE | L | Annual | Constraint Shadow Price | US2016$/Ton | 0 | 0 | 241.9843 | 0 | 869.3835 | 0 | 0 | 0
LA Plaquemine Cogeneration Plant -Nox Summer v5.12 | 662 | 2523 | Rate Constraint in lbs/MMBtu | FALSE | L | Annual | Seasons Included | Seasons | Summer | Summer | Summer | Summer | Summer | Summer | Summer | Summer
LA Plaquemine Cogeneration Plant -Nox Summer v5.12 | 662 | 2523 | Rate Constraint in lbs/MMBtu | FALSE | L | Annual | Standard NOX | lb/MMBtu | 0.2 | 0.2 | 0.2 | 0.2 | 0.2 | 0.2 | 0.2 | 0.2
LA Plaquemine Cogeneration Plant -Nox Summer v5.12 | 662 | 2523 | Rate Constraint in lbs/MMBtu | FALSE | L | Annual | Emissions at Affected Plants NOX | Thousand Tons | 0.14153 | 0.14153 | 0.14153 | 0.14153 | 0.14153 | 0.14153 | 0.14153 | 0.14153
LA Plaquemine Cogeneration Plant -Nox Summer v5.12 | 662 | 2523 | Rate Constraint in lbs/MMBtu | FALSE | L | Annual | Allowances Purchased NOX | Thousand Tons | 0 | 0 | 0 | 0 | 0 | 0 | 0 | 0
LA Plaquemine Cogeneration Plant -Nox Summer v5.12 | 662 | 2523 | Rate Constraint in lbs/MMBtu | FALSE | L | Annual | Allowances Sold NOX | Thousand Tons | 0 | 0 | 0 | 0 | 0 | 0 | 0 | 0
LA Plaquemine Cogeneration Plant -Nox Summer v5.12 | 662 | 2523 | Rate Constraint in lbs/MMBtu | FALSE | L | Annual | Allowances Banked | Thousand Tons | 0 | 0 | 0 | 0 | 0 | 0 | 0 | 0
LA Plaquemine Cogeneration Plant -Nox Summer v5.12 | 662 | 2523 | Rate Constraint in lbs/MMBtu | FALSE | L | Annual | Allowances Withdrawn (1:1) | Thousand Tons | 0 | 0 | 0 | 0 | 0 | 0 | 0 | 0
LA Plaquemine Cogeneration Plant -Nox Summer v5.12 | 662 | 2523 | Rate Constraint in lbs/MMBtu | FALSE | L | Annual | Allowances Withdrawn (n:1) | Thousand Tons | 0 | 0 | 0 | 0 | 0 | 0 | 0 | 0
LA Plaquemine Cogeneration Plant -Nox Summer v5.12 | 662 | 2523 | Rate Constraint in lbs/MMBtu | FALSE | L | Annual | Net Emissions Allowance Position | Thousand Tons | 0.14153 | 0.14153 | 0.14153 | 0.14153 | 0.14153 | 0.14153 | 0.14153 | 0.14153
LA Plaquemine Cogeneration Plant -Nox Summer v5.12 | 662 | 2523 | Rate Constraint in lbs/MMBtu | FALSE | L | Annual | Fuel Consumed | TBtu | 16.6698 | 16.6698 | 16.6698 | 16.6698 | 16.6698 | 16.6698 | 16.6698 | 16.6698
LA Plaquemine Cogeneration Plant -Nox Summer v5.12 | 662 | 2523 | Rate Constraint in lbs/MMBtu | FALSE | L | Annual | Rate | lb/MMBtu | 0.01698 | 0.01698 | 0.01698 | 0.01698 | 0.01698 | 0.01698 | 0.01698 | 0.01698
LA Plaquemine Cogeneration Plant -Nox Summer v5.12 | 662 | 2523 | Rate Constraint in lbs/MMBtu | FALSE | L | Annual | Generation | TWh | 2.6026 | 2.6026 | 2.6026 | 2.6026 | 2.6026 | 2.6026 | 2.6026 | 2.6026
LA Plaquemine Cogeneration Plant -Nox Summer v5.12 | 662 | 2523 | Rate Constraint in lbs/MMBtu | FALSE | L | Annual | Qualifying Generation | TWh | 2.6026 | 2.6026 | 2.6026 | 2.6026 | 2.6026 | 2.6026 | 2.6026 | 2.6026
LA Plaquemine Cogeneration Plant -Nox Summer v5.12 | 662 | 2523 | Rate Constraint in lbs/MMBtu | FALSE | L | Annual | Rate | lb/MWh | 0.10876 | 0.10876 | 0.10876 | 0.10876 | 0.10876 | 0.10876 | 0.10876 | 0.10876
LA Plaquemine Cogeneration Plant -Nox Summer v5.12 | 662 | 2523 | Rate Constraint in lbs/MMBtu | FALSE | L | Annual | Constraint Shadow Price | US2016$/Ton | 0 | 0 | 0 | 0 | 0 | 0 | 0 | 0
LA Shell Chemical - NOx Summer v4.10 | 663 | 2423 | Rate Constraint in lbs/MMBtu | FALSE | L | Annual | Seasons Included | Seasons | Summer | Summer | Summer | Summer | Summer | Summer | Summer | Summer
LA Shell Chemical - NOx Summer v4.10 | 663 | 2423 | Rate Constraint in lbs/MMBtu | FALSE | L | Annual | Standard NOX | lb/MMBtu | 0.2 | 0.2 | 0.2 | 0.2 | 0.2 | 0.2 | 0.2 | 0.2
LA Shell Chemical - NOx Summer v4.10 | 663 | 2423 | Rate Constraint in lbs/MMBtu | FALSE | L | Annual | Emissions at Affected Plants NOX | Thousand Tons | 6.484e-05 | 6.484e-05 | 6.484e-05 | 6.484e-05 | 6.484e-05 | 6.484e-05 | 6.484e-05 | 0
LA Shell Chemical - NOx Summer v4.10 | 663 | 2423 | Rate Constraint in lbs/MMBtu | FALSE | L | Annual | Allowances Purchased NOX | Thousand Tons | 0 | 0 | 0 | 0 | 0 | 0 | 0 | 0
LA Shell Chemical - NOx Summer v4.10 | 663 | 2423 | Rate Constraint in lbs/MMBtu | FALSE | L | Annual | Allowances Sold NOX | Thousand Tons | 0 | 0 | 0 | 0 | 0 | 0 | 0 | 0
LA Shell Chemical - NOx Summer v4.10 | 663 | 2423 | Rate Constraint in lbs/MMBtu | FALSE | L | Annual | Allowances Banked | Thousand Tons | 0 | 0 | 0 | 0 | 0 | 0 | 0 | 0
LA Shell Chemical - NOx Summer v4.10 | 663 | 2423 | Rate Constraint in lbs/MMBtu | FALSE | L | Annual | Allowances Withdrawn (1:1) | Thousand Tons | 0 | 0 | 0 | 0 | 0 | 0 | 0 | 0
LA Shell Chemical - NOx Summer v4.10 | 663 | 2423 | Rate Constraint in lbs/MMBtu | FALSE | L | Annual | Allowances Withdrawn (n:1) | Thousand Tons | 0 | 0 | 0 | 0 | 0 | 0 | 0 | 0
LA Shell Chemical - NOx Summer v4.10 | 663 | 2423 | Rate Constraint in lbs/MMBtu | FALSE | L | Annual | Net Emissions Allowance Position | Thousand Tons | 6.484e-05 | 6.484e-05 | 6.484e-05 | 6.484e-05 | 6.484e-05 | 6.484e-05 | 6.484e-05 | 0
LA Shell Chemical - NOx Summer v4.10 | 663 | 2423 | Rate Constraint in lbs/MMBtu | FALSE | L | Annual | Fuel Consumed | TBtu | 0.0013636 | 0.0013636 | 0.0013636 | 0.0013636 | 0.0013636 | 0.0013636 | 0.0013636 | 0
LA Shell Chemical - NOx Summer v4.10 | 663 | 2423 | Rate Constraint in lbs/MMBtu | FALSE | L | Annual | Rate | lb/MMBtu | 0.0951 | 0.0951 | 0.0951 | 0.0951 | 0.0951 | 0.0951 | 0.0951 | 0
LA Shell Chemical - NOx Summer v4.10 | 663 | 2423 | Rate Constraint in lbs/MMBtu | FALSE | L | Annual | Generation | TWh | 0.00012262 | 0.00012262 | 0.00012262 | 0.00012262 | 0.00012262 | 0.00012262 | 0.00012262 | 0
LA Shell Chemical - NOx Summer v4.10 | 663 | 2423 | Rate Constraint in lbs/MMBtu | FALSE | L | Annual | Qualifying Generation | TWh | 0.00012262 | 0.00012262 | 0.00012262 | 0.00012262 | 0.00012262 | 0.00012262 | 0.00012262 | 0
LA Shell Chemical - NOx Summer v4.10 | 663 | 2423 | Rate Constraint in lbs/MMBtu | FALSE | L | Annual | Rate | lb/MWh | 1.0576 | 1.0576 | 1.0576 | 1.0576 | 1.0576 | 1.0576 | 1.0576 | 0
LA Shell Chemical - NOx Summer v4.10 | 663 | 2423 | Rate Constraint in lbs/MMBtu | FALSE | L | Annual | Constraint Shadow Price | US2016$/Ton | 0 | 0 | 0 | 0 | 0 | 0 | 0 | 0
LA Willow Glen 1-4 -NOx Summer Cap v5.13 | 664 | 6971 | Rate Constraint in MTons | FALSE | L | Annual | Seasons Included | Seasons | Summer | Summer | Summer | Summer | Summer | Summer | Summer | Summer
LA Willow Glen 1-4 -NOx Summer Cap v5.13 | 664 | 6971 | Rate Constraint in MTons | FALSE | L | Annual | Standard NOX | Thousand Tons | 5.1794 | 5.1794 | 5.1794 | 5.1794 | 5.1794 | 5.1794 | 5.1794 | 5.1794
LA Willow Glen 1-4 -NOx Summer Cap v5.13 | 664 | 6971 | Rate Constraint in MTons | FALSE | L | Annual | Emissions at Affected Plants NOX | Thousand Tons | 0 | 0 | 0 | 0 | 0 | 0 | 0 | 0
LA Willow Glen 1-4 -NOx Summer Cap v5.13 | 664 | 6971 | Rate Constraint in MTons | FALSE | L | Annual | Allowances Purchased NOX | Thousand Tons | 0 | 0 | 0 | 0 | 0 | 0 | 0 | 0
LA Willow Glen 1-4 -NOx Summer Cap v5.13 | 664 | 6971 | Rate Constraint in MTons | FALSE | L | Annual | Allowances Sold NOX | Thousand Tons | 0 | 0 | 0 | 0 | 0 | 0 | 0 | 0
LA Willow Glen 1-4 -NOx Summer Cap v5.13 | 664 | 6971 | Rate Constraint in MTons | FALSE | L | Annual | Allowances Banked | Thousand Tons | 0 | 0 | 0 | 0 | 0 | 0 | 0 | 0
LA Willow Glen 1-4 -NOx Summer Cap v5.13 | 664 | 6971 | Rate Constraint in MTons | FALSE | L | Annual | Allowances Withdrawn (1:1) | Thousand Tons | 0 | 0 | 0 | 0 | 0 | 0 | 0 | 0
LA Willow Glen 1-4 -NOx Summer Cap v5.13 | 664 | 6971 | Rate Constraint in MTons | FALSE | L | Annual | Allowances Withdrawn (n:1) | Thousand Tons | 0 | 0 | 0 | 0 | 0 | 0 | 0 | 0
LA Willow Glen 1-4 -NOx Summer Cap v5.13 | 664 | 6971 | Rate Constraint in MTons | FALSE | L | Annual | Net Emissions Allowance Position | Thousand Tons | 0 | 0 | 0 | 0 | 0 | 0 | 0 | 0
LA Willow Glen 1-4 -NOx Summer Cap v5.13 | 664 | 6971 | Rate Constraint in MTons | FALSE | L | Annual | Fuel Consumed | TBtu | 0 | 0 | 0 | 0 | 0 | 0 | 0 | 0
LA Willow Glen 1-4 -NOx Summer Cap v5.13 | 664 | 6971 | Rate Constraint in MTons | FALSE | L | Annual | Rate | lb/MMBtu | 0 | 0 | 0 | 0 | 0 | 0 | 0 | 0
LA Willow Glen 1-4 -NOx Summer Cap v5.13 | 664 | 6971 | Rate Constraint in MTons | FALSE | L | Annual | Generation | TWh | 0 | 0 | 0 | 0 | 0 | 0 | 0 | 0
LA Willow Glen 1-4 -NOx Summer Cap v5.13 | 664 | 6971 | Rate Constraint in MTons | FALSE | L | Annual | Qualifying Generation | TWh | 0 | 0 | 0 | 0 | 0 | 0 | 0 | 0
LA Willow Glen 1-4 -NOx Summer Cap v5.13 | 664 | 6971 | Rate Constraint in MTons | FALSE | L | Annual | Rate | lb/MWh | 0 | 0 | 0 | 0 | 0 | 0 | 0 | 0
LA Willow Glen 1-4 -NOx Summer Cap v5.13 | 664 | 6971 | Rate Constraint in MTons | FALSE | L | Annual | Constraint Shadow Price | US2016$/Ton | 0 | 0 | 0 | 0 | 0 | 0 | 0 | 0
Louisiana Coal Units - SO2 Rate Annual v3.1, Unit 4241 and retrofits | 665 | 2199 | Rate Constraint in lbs/MMBtu | FALSE | L | Annual | Seasons Included | Seasons | Winter, WintShld, Summer | Winter, WintShld, Summer | Winter, WintShld, Summer | Winter, WintShld, Summer | Winter, WintShld, Summer | Winter, WintShld, Summer | Winter, WintShld, Summer | Winter, WintShld, Summer
Louisiana Coal Units - SO2 Rate Annual v3.1, Unit 4241 and retrofits | 665 | 2199 | Rate Constraint in lbs/MMBtu | FALSE | L | Annual | Standard SO2 | lb/MMBtu | 1.2 | 1.2 | 1.2 | 1.2 | 1.2 | 1.2 | 1.2 | 1.2
Louisiana Coal Units - SO2 Rate Annual v3.1, Unit 4241 and retrofits | 665 | 2199 | Rate Constraint in lbs/MMBtu | FALSE | L | Annual | Emissions at Affected Plants SO2 | Thousand Tons | 1.6547 | 4.4087 | 4.5617 | 4.5617 | 4.5617 | 5.2165 | 5.2165 | 3.2911
Louisiana Coal Units - SO2 Rate Annual v3.1, Unit 4241 and retrofits | 665 | 2199 | Rate Constraint in lbs/MMBtu | FALSE | L | Annual | Allowances Purchased SO2 | Thousand Tons | 0 | 0 | 0 | 0 | 0 | 0 | 0 | 0
Louisiana Coal Units - SO2 Rate Annual v3.1, Unit 4241 and retrofits | 665 | 2199 | Rate Constraint in lbs/MMBtu | FALSE | L | Annual | Allowances Sold SO2 | Thousand Tons | 0 | 0 | 0 | 0 | 0 | 0 | 0 | 0
Louisiana Coal Units - SO2 Rate Annual v3.1, Unit 4241 and retrofits | 665 | 2199 | Rate Constraint in lbs/MMBtu | FALSE | L | Annual | Allowances Banked | Thousand Tons | 0 | 0 | 0 | 0 | 0 | 0 | 0 | 0
Louisiana Coal Units - SO2 Rate Annual v3.1, Unit 4241 and retrofits | 665 | 2199 | Rate Constraint in lbs/MMBtu | FALSE | L | Annual | Allowances Withdrawn (1:1) | Thousand Tons | 0 | 0 | 0 | 0 | 0 | 0 | 0 | 0
Louisiana Coal Units - SO2 Rate Annual v3.1, Unit 4241 and retrofits | 665 | 2199 | Rate Constraint in lbs/MMBtu | FALSE | L | Annual | Allowances Withdrawn (n:1) | Thousand Tons | 0 | 0 | 0 | 0 | 0 | 0 | 0 | 0
Louisiana Coal Units - SO2 Rate Annual v3.1, Unit 4241 and retrofits | 665 | 2199 | Rate Constraint in lbs/MMBtu | FALSE | L | Annual | Net Emissions Allowance Position | Thousand Tons | 1.6547 | 4.4087 | 4.5617 | 4.5617 | 4.5617 | 5.2165 | 5.2165 | 3.2911
Louisiana Coal Units - SO2 Rate Annual v3.1, Unit 4241 and retrofits | 665 | 2199 | Rate Constraint in lbs/MMBtu | FALSE | L | Annual | Fuel Consumed | TBtu | 8.3074 | 22.1331 | 22.9013 | 22.9013 | 22.9013 | 26.1888 | 26.1888 | 16.5224
Louisiana Coal Units - SO2 Rate Annual v3.1, Unit 4241 and retrofits | 665 | 2199 | Rate Constraint in lbs/MMBtu | FALSE | L | Annual | Rate | lb/MMBtu | 0.39838 | 0.39838 | 0.39838 | 0.39838 | 0.39838 | 0.39838 | 0.39838 | 0.39838
Louisiana Coal Units - SO2 Rate Annual v3.1, Unit 4241 and retrofits | 665 | 2199 | Rate Constraint in lbs/MMBtu | FALSE | L | Annual | Generation | TWh | 0.78616 | 2.0946 | 2.207 | 2.207 | 2.207 | 2.5238 | 2.5238 | 1.5922
Louisiana Coal Units - SO2 Rate Annual v3.1, Unit 4241 and retrofits | 665 | 2199 | Rate Constraint in lbs/MMBtu | FALSE | L | Annual | Qualifying Generation | TWh | 0.78616 | 2.0946 | 2.207 | 2.207 | 2.207 | 2.5238 | 2.5238 | 1.5922
Louisiana Coal Units - SO2 Rate Annual v3.1, Unit 4241 and retrofits | 665 | 2199 | Rate Constraint in lbs/MMBtu | FALSE | L | Annual | Rate | lb/MWh | 4.2097 | 4.2097 | 4.1339 | 4.1339 | 4.1339 | 4.1339 | 4.1339 | 4.1339
Louisiana Coal Units - SO2 Rate Annual v3.1, Unit 4241 and retrofits | 665 | 2199 | Rate Constraint in lbs/MMBtu | FALSE | L | Annual | Constraint Shadow Price | US2016$/Ton | 0 | 0 | 0 | 0 | 0 | 0 | 0 | 0
Louisiana Coal Units - SO2 Rate Annual v3.1, Unit 4275 and retrofits | 666 | 2199 | Rate Constraint in lbs/MMBtu | FALSE | L | Annual | Seasons Included | Seasons | Winter, WintShld, Summer | Winter, WintShld, Summer | Winter, WintShld, Summer | Winter, WintShld, Summer | Winter, WintShld, Summer | Winter, WintShld, Summer | Winter, WintShld, Summer | Winter, WintShld, Summer
Louisiana Coal Units - SO2 Rate Annual v3.1, Unit 4275 and retrofits | 666 | 2199 | Rate Constraint in lbs/MMBtu | FALSE | L | Annual | Standard SO2 | lb/MMBtu | 1.2 | 1.2 | 1.2 | 1.2 | 1.2 | 1.2 | 1.2 | 1.2
Louisiana Coal Units - SO2 Rate Annual v3.1, Unit 4275 and retrofits | 666 | 2199 | Rate Constraint in lbs/MMBtu | FALSE | L | Annual | Emissions at Affected Plants SO2 | Thousand Tons | 0 | 6.8008 | 6.6104 | 6.6581 | 7.31 | 7.31 | 7.31 | 6.1869
Louisiana Coal Units - SO2 Rate Annual v3.1, Unit 4275 and retrofits | 666 | 2199 | Rate Constraint in lbs/MMBtu | FALSE | L | Annual | Allowances Purchased SO2 | Thousand Tons | 0 | 0 | 0 | 0 | 0 | 0 | 0 | 0
Louisiana Coal Units - SO2 Rate Annual v3.1, Unit 4275 and retrofits | 666 | 2199 | Rate Constraint in lbs/MMBtu | FALSE | L | Annual | Allowances Sold SO2 | Thousand Tons | 0 | 0 | 0 | 0 | 0 | 0 | 0 | 0
Louisiana Coal Units - SO2 Rate Annual v3.1, Unit 4275 and retrofits | 666 | 2199 | Rate Constraint in lbs/MMBtu | FALSE | L | Annual | Allowances Banked | Thousand Tons | 0 | 0 | 0 | 0 | 0 | 0 | 0 | 0
Louisiana Coal Units - SO2 Rate Annual v3.1, Unit 4275 and retrofits | 666 | 2199 | Rate Constraint in lbs/MMBtu | FALSE | L | Annual | Allowances Withdrawn (1:1) | Thousand Tons | 0 | 0 | 0 | 0 | 0 | 0 | 0 | 0
Louisiana Coal Units - SO2 Rate Annual v3.1, Unit 4275 and retrofits | 666 | 2199 | Rate Constraint in lbs/MMBtu | FALSE | L | Annual | Allowances Withdrawn (n:1) | Thousand Tons | 0 | 0 | 0 | 0 | 0 | 0 | 0 | 0
Louisiana Coal Units - SO2 Rate Annual v3.1, Unit 4275 and retrofits | 666 | 2199 | Rate Constraint in lbs/MMBtu | FALSE | L | Annual | Net Emissions Allowance Position | Thousand Tons | 0 | 6.8008 | 6.6104 | 6.6581 | 7.31 | 7.31 | 7.31 | 6.1869
Louisiana Coal Units - SO2 Rate Annual v3.1, Unit 4275 and retrofits | 666 | 2199 | Rate Constraint in lbs/MMBtu | FALSE | L | Annual | Fuel Consumed | TBtu | 0 | 26.0409 | 25.3117 | 25.4944 | 27.9906 | 27.9906 | 27.9906 | 23.69
Louisiana Coal Units - SO2 Rate Annual v3.1, Unit 4275 and retrofits | 666 | 2199 | Rate Constraint in lbs/MMBtu | FALSE | L | Annual | Rate | lb/MMBtu | 0 | 0.52232 | 0.52232 | 0.52232 | 0.52232 | 0.52232 | 0.52232 | 0.52232
Louisiana Coal Units - SO2 Rate Annual v3.1, Unit 4275 and retrofits | 666 | 2199 | Rate Constraint in lbs/MMBtu | FALSE | L | Annual | Generation | TWh | 0 | 2.2095 | 2.2095 | 2.2254 | 2.4433 | 2.4433 | 2.4433 | 2.0679
Louisiana Coal Units - SO2 Rate Annual v3.1, Unit 4275 and retrofits | 666 | 2199 | Rate Constraint in lbs/MMBtu | FALSE | L | Annual | Qualifying Generation | TWh | 0 | 2.2095 | 2.2095 | 2.2254 | 2.4433 | 2.4433 | 2.4433 | 2.0679
Louisiana Coal Units - SO2 Rate Annual v3.1, Unit 4275 and retrofits | 666 | 2199 | Rate Constraint in lbs/MMBtu | FALSE | L | Annual | Rate | lb/MWh | 0 | 6.156 | 5.9837 | 5.9837 | 5.9837 | 5.9837 | 5.9837 | 5.9837
Louisiana Coal Units - SO2 Rate Annual v3.1, Unit 4275 and retrofits | 666 | 2199 | Rate Constraint in lbs/MMBtu | FALSE | L | Annual | Constraint Shadow Price | US2016$/Ton | 0 | 0 | 0 | 0 | 0 | 0 | 0 | 0
Louisiana Coal Units - SO2 Rate Annual v3.1, Unit 5075 and retrofits | 667 | 2199 | Rate Constraint in lbs/MMBtu | FALSE | L | Annual | Seasons Included | Seasons | Winter, WintShld, Summer | Winter, WintShld, Summer | Winter, WintShld, Summer | Winter, WintShld, Summer | Winter, WintShld, Summer | Winter, WintShld, Summer | Winter, WintShld, Summer | Winter, WintShld, Summer
Louisiana Coal Units - SO2 Rate Annual v3.1, Unit 5075 and retrofits | 667 | 2199 | Rate Constraint in lbs/MMBtu | FALSE | L | Annual | Standard SO2 | lb/MMBtu | 1.2 | 1.2 | 1.2 | 1.2 | 1.2 | 1.2 | 1.2 | 1.2
Louisiana Coal Units - SO2 Rate Annual v3.1, Unit 5075 and retrofits | 667 | 2199 | Rate Constraint in lbs/MMBtu | FALSE | L | Annual | Emissions at Affected Plants SO2 | Thousand Tons | 0 | 0 | 0 | 0.34207 | 0.34207 | 0.34027 | 0.34207 | 0.34027
Louisiana Coal Units - SO2 Rate Annual v3.1, Unit 5075 and retrofits | 667 | 2199 | Rate Constraint in lbs/MMBtu | FALSE | L | Annual | Allowances Purchased SO2 | Thousand Tons | 0 | 0 | 0 | 0 | 0 | 0 | 0 | 0
Louisiana Coal Units - SO2 Rate Annual v3.1, Unit 5075 and retrofits | 667 | 2199 | Rate Constraint in lbs/MMBtu | FALSE | L | Annual | Allowances Sold SO2 | Thousand Tons | 0 | 0 | 0 | 0 | 0 | 0 | 0 | 0
Louisiana Coal Units - SO2 Rate Annual v3.1, Unit 5075 and retrofits | 667 | 2199 | Rate Constraint in lbs/MMBtu | FALSE | L | Annual | Allowances Banked | Thousand Tons | 0 | 0 | 0 | 0 | 0 | 0 | 0 | 0
Louisiana Coal Units - SO2 Rate Annual v3.1, Unit 5075 and retrofits | 667 | 2199 | Rate Constraint in lbs/MMBtu | FALSE | L | Annual | Allowances Withdrawn (1:1) | Thousand Tons | 0 | 0 | 0 | 0 | 0 | 0 | 0 | 0
Louisiana Coal Units - SO2 Rate Annual v3.1, Unit 5075 and retrofits | 667 | 2199 | Rate Constraint in lbs/MMBtu | FALSE | L | Annual | Allowances Withdrawn (n:1) | Thousand Tons | 0 | 0 | 0 | 0 | 0 | 0 | 0 | 0
Louisiana Coal Units - SO2 Rate Annual v3.1, Unit 5075 and retrofits | 667 | 2199 | Rate Constraint in lbs/MMBtu | FALSE | L | Annual | Net Emissions Allowance Position | Thousand Tons | 0 | 0 | 0 | 0.34207 | 0.34207 | 0.34027 | 0.34207 | 0.34027
Louisiana Coal Units - SO2 Rate Annual v3.1, Unit 5075 and retrofits | 667 | 2199 | Rate Constraint in lbs/MMBtu | FALSE | L | Annual | Fuel Consumed | TBtu | 0 | 0 | 0 | 8.1425 | 8.1425 | 8.0997 | 8.1425 | 8.0997
Louisiana Coal Units - SO2 Rate Annual v3.1, Unit 5075 and retrofits | 667 | 2199 | Rate Constraint in lbs/MMBtu | FALSE | L | Annual | Rate | lb/MMBtu | 0 | 0 | 0 | 0.084021 | 0.084021 | 0.084021 | 0.084021 | 0.084021
Louisiana Coal Units - SO2 Rate Annual v3.1, Unit 5075 and retrofits | 667 | 2199 | Rate Constraint in lbs/MMBtu | FALSE | L | Annual | Generation | TWh | 0 | 0 | 0 | 0.79513 | 0.79513 | 0.79095 | 0.79513 | 0.79095
Louisiana Coal Units - SO2 Rate Annual v3.1, Unit 5075 and retrofits | 667 | 2199 | Rate Constraint in lbs/MMBtu | FALSE | L | Annual | Qualifying Generation | TWh | 0 | 0 | 0 | 0.79513 | 0.79513 | 0.79095 | 0.79513 | 0.79095
Louisiana Coal Units - SO2 Rate Annual v3.1, Unit 5075 and retrofits | 667 | 2199 | Rate Constraint in lbs/MMBtu | FALSE | L | Annual | Rate | lb/MWh | 0 | 0 | 0 | 0.86041 | 0.86041 | 0.86041 | 0.86041 | 0.86041
Louisiana Coal Units - SO2 Rate Annual v3.1, Unit 5075 and retrofits | 667 | 2199 | Rate Constraint in lbs/MMBtu | FALSE | L | Annual | Constraint Shadow Price | US2016$/Ton | 0 | 0 | 0 | 0 | 0 | 0 | 0 | 0
Louisiana Coal Units - SO2 Rate Annual v3.1, Unit 5076 and retrofits | 668 | 2199 | Rate Constraint in lbs/MMBtu | FALSE | L | Annual | Seasons Included | Seasons | Winter, WintShld, Summer | Winter, WintShld, Summer | Winter, WintShld, Summer | Winter, WintShld, Summer | Winter, WintShld, Summer | Winter, WintShld, Summer | Winter, WintShld, Summer | Winter, WintShld, Summer
Louisiana Coal Units - SO2 Rate Annual v3.1, Unit 5076 and retrofits | 668 | 2199 | Rate Constraint in lbs/MMBtu | FALSE | L | Annual | Standard SO2 | lb/MMBtu | 1.2 | 1.2 | 1.2 | 1.2 | 1.2 | 1.2 | 1.2 | 1.2
Louisiana Coal Units - SO2 Rate Annual v3.1, Unit 5076 and retrofits | 668 | 2199 | Rate Constraint in lbs/MMBtu | FALSE | L | Annual | Emissions at Affected Plants SO2 | Thousand Tons | 0 | 0 | 0 | 0.34207 | 0.34207 | 0.34027 | 0.34207 | 0.34027
Louisiana Coal Units - SO2 Rate Annual v3.1, Unit 5076 and retrofits | 668 | 2199 | Rate Constraint in lbs/MMBtu | FALSE | L | Annual | Allowances Purchased SO2 | Thousand Tons | 0 | 0 | 0 | 0 | 0 | 0 | 0 | 0
Louisiana Coal Units - SO2 Rate Annual v3.1, Unit 5076 and retrofits | 668 | 2199 | Rate Constraint in lbs/MMBtu | FALSE | L | Annual | Allowances Sold SO2 | Thousand Tons | 0 | 0 | 0 | 0 | 0 | 0 | 0 | 0
Louisiana Coal Units - SO2 Rate Annual v3.1, Unit 5076 and retrofits | 668 | 2199 | Rate Constraint in lbs/MMBtu | FALSE | L | Annual | Allowances Banked | Thousand Tons | 0 | 0 | 0 | 0 | 0 | 0 | 0 | 0
Louisiana Coal Units - SO2 Rate Annual v3.1, Unit 5076 and retrofits | 668 | 2199 | Rate Constraint in lbs/MMBtu | FALSE | L | Annual | Allowances Withdrawn (1:1) | Thousand Tons | 0 | 0 | 0 | 0 | 0 | 0 | 0 | 0
Louisiana Coal Units - SO2 Rate Annual v3.1, Unit 5076 and retrofits | 668 | 2199 | Rate Constraint in lbs/MMBtu | FALSE | L | Annual | Allowances Withdrawn (n:1) | Thousand Tons | 0 | 0 | 0 | 0 | 0 | 0 | 0 | 0
Louisiana Coal Units - SO2 Rate Annual v3.1, Unit 5076 and retrofits | 668 | 2199 | Rate Constraint in lbs/MMBtu | FALSE | L | Annual | Net Emissions Allowance Position | Thousand Tons | 0 | 0 | 0 | 0.34207 | 0.34207 | 0.34027 | 0.34207 | 0.34027
Louisiana Coal Units - SO2 Rate Annual v3.1, Unit 5076 and retrofits | 668 | 2199 | Rate Constraint in lbs/MMBtu | FALSE | L | Annual | Fuel Consumed | TBtu | 0 | 0 | 0 | 8.1425 | 8.1425 | 8.0997 | 8.1425 | 8.0997
Louisiana Coal Units - SO2 Rate Annual v3.1, Unit 5076 and retrofits | 668 | 2199 | Rate Constraint in lbs/MMBtu | FALSE | L | Annual | Rate | lb/MMBtu | 0 | 0 | 0 | 0.084021 | 0.084021 | 0.084021 | 0.084021 | 0.084021
Louisiana Coal Units - SO2 Rate Annual v3.1, Unit 5076 and retrofits | 668 | 2199 | Rate Constraint in lbs/MMBtu | FALSE | L | Annual | Generation | TWh | 0 | 0 | 0 | 0.79513 | 0.79513 | 0.79095 | 0.79513 | 0.79095
Louisiana Coal Units - SO2 Rate Annual v3.1, Unit 5076 and retrofits | 668 | 2199 | Rate Constraint in lbs/MMBtu | FALSE | L | Annual | Qualifying Generation | TWh | 0 | 0 | 0 | 0.79513 | 0.79513 | 0.79095 | 0.79513 | 0.79095
Louisiana Coal Units - SO2 Rate Annual v3.1, Unit 5076 and retrofits | 668 | 2199 | Rate Constraint in lbs/MMBtu | FALSE | L | Annual | Rate | lb/MWh | 0 | 0 | 0 | 0.86041 | 0.86041 | 0.86041 | 0.86041 | 0.86041
Louisiana Coal Units - SO2 Rate Annual v3.1, Unit 5076 and retrofits | 668 | 2199 | Rate Constraint in lbs/MMBtu | FALSE | L | Annual | Constraint Shadow Price | US2016$/Ton | 0 | 0 | 0 | 0 | 0 | 0 | 0 | 0
Louisiana Coal Units - SO2 Rate Annual v3.1, Unit 5081 and retrofits | 669 | 2199 | Rate Constraint in lbs/MMBtu | FALSE | L | Annual | Seasons Included | Seasons | Winter, WintShld, Summer | Winter, WintShld, Summer | Winter, WintShld, Summer | Winter, WintShld, Summer | Winter, WintShld, Summer | Winter, WintShld, Summer | Winter, WintShld, Summer | Winter, WintShld, Summer
Louisiana Coal Units - SO2 Rate Annual v3.1, Unit 5081 and retrofits | 669 | 2199 | Rate Constraint in lbs/MMBtu | FALSE | L | Annual | Standard SO2 | lb/MMBtu | 1.2 | 1.2 | 1.2 | 1.2 | 1.2 | 1.2 | 1.2 | 1.2
Louisiana Coal Units - SO2 Rate Annual v3.1, Unit 5081 and retrofits | 669 | 2199 | Rate Constraint in lbs/MMBtu | FALSE | L | Annual | Emissions at Affected Plants SO2 | Thousand Tons | 0 | 0 | 0 | 0 | 0 | 0 | 0 | 0
Louisiana Coal Units - SO2 Rate Annual v3.1, Unit 5081 and retrofits | 669 | 2199 | Rate Constraint in lbs/MMBtu | FALSE | L | Annual | Allowances Purchased SO2 | Thousand Tons | 0 | 0 | 0 | 0 | 0 | 0 | 0 | 0
Louisiana Coal Units - SO2 Rate Annual v3.1, Unit 5081 and retrofits | 669 | 2199 | Rate Constraint in lbs/MMBtu | FALSE | L | Annual | Allowances Sold SO2 | Thousand Tons | 0 | 0 | 0 | 0 | 0 | 0 | 0 | 0
Louisiana Coal Units - SO2 Rate Annual v3.1, Unit 5081 and retrofits | 669 | 2199 | Rate Constraint in lbs/MMBtu | FALSE | L | Annual | Allowances Banked | Thousand Tons | 0 | 0 | 0 | 0 | 0 | 0 | 0 | 0
Louisiana Coal Units - SO2 Rate Annual v3.1, Unit 5081 and retrofits | 669 | 2199 | Rate Constraint in lbs/MMBtu | FALSE | L | Annual | Allowances Withdrawn (1:1) | Thousand Tons | 0 | 0 | 0 | 0 | 0 | 0 | 0 | 0
Louisiana Coal Units - SO2 Rate Annual v3.1, Unit 5081 and retrofits | 669 | 2199 | Rate Constraint in lbs/MMBtu | FALSE | L | Annual | Allowances Withdrawn (n:1) | Thousand Tons | 0 | 0 | 0 | 0 | 0 | 0 | 0 | 0
Louisiana Coal Units - SO2 Rate Annual v3.1, Unit 5081 and retrofits | 669 | 2199 | Rate Constraint in lbs/MMBtu | FALSE | L | Annual | Net Emissions Allowance Position | Thousand Tons | 0 | 0 | 0 | 0 | 0 | 0 | 0 | 0
Louisiana Coal Units - SO2 Rate Annual v3.1, Unit 5081 and retrofits | 669 | 2199 | Rate Constraint in lbs/MMBtu | FALSE | L | Annual | Fuel Consumed | TBtu | 0 | 0 | 0 | 0 | 0 | 0 | 0 | 0
Louisiana Coal Units - SO2 Rate Annual v3.1, Unit 5081 and retrofits | 669 | 2199 | Rate Constraint in lbs/MMBtu | FALSE | L | Annual | Rate | lb/MMBtu | 0 | 0 | 0 | 0 | 0 | 0 | 0 | 0
Louisiana Coal Units - SO2 Rate Annual v3.1, Unit 5081 and retrofits | 669 | 2199 | Rate Constraint in lbs/MMBtu | FALSE | L | Annual | Generation | TWh | 0 | 0 | 0 | 0 | 0 | 0 | 0 | 0
Louisiana Coal Units - SO2 Rate Annual v3.1, Unit 5081 and retrofits | 669 | 2199 | Rate Constraint in lbs/MMBtu | FALSE | L | Annual | Qualifying Generation | TWh | 0 | 0 | 0 | 0 | 0 | 0 | 0 | 0
Louisiana Coal Units - SO2 Rate Annual v3.1, Unit 5081 and retrofits | 669 | 2199 | Rate Constraint in lbs/MMBtu | FALSE | L | Annual | Rate | lb/MWh | 0 | 0 | 0 | 0 | 0 | 0 | 0 | 0
Louisiana Coal Units - SO2 Rate Annual v3.1, Unit 5081 and retrofits | 669 | 2199 | Rate Constraint in lbs/MMBtu | FALSE | L | Annual | Constraint Shadow Price | US2016$/Ton | 0 | 0 | 0 | 0 | 0 | 0 | 0 | 0
Louisiana Coal Units - SO2 Rate Annual v3.1, Unit 5082 and retrofits | 670 | 2199 | Rate Constraint in lbs/MMBtu | FALSE | L | Annual | Seasons Included | Seasons | Winter, WintShld, Summer | Winter, WintShld, Summer | Winter, WintShld, Summer | Winter, WintShld, Summer | Winter, WintShld, Summer | Winter, WintShld, Summer | Winter, WintShld, Summer | Winter, WintShld, Summer
Louisiana Coal Units - SO2 Rate Annual v3.1, Unit 5082 and retrofits | 670 | 2199 | Rate Constraint in lbs/MMBtu | FALSE | L | Annual | Standard SO2 | lb/MMBtu | 1.2 | 1.2 | 1.2 | 1.2 | 1.2 | 1.2 | 1.2 | 1.2
Louisiana Coal Units - SO2 Rate Annual v3.1, Unit 5082 and retrofits | 670 | 2199 | Rate Constraint in lbs/MMBtu | FALSE | L | Annual | Emissions at Affected Plants SO2 | Thousand Tons | 0 | 0 | 0 | 0 | 0 | 0 | 0 | 0
Louisiana Coal Units - SO2 Rate Annual v3.1, Unit 5082 and retrofits | 670 | 2199 | Rate Constraint in lbs/MMBtu | FALSE | L | Annual | Allowances Purchased SO2 | Thousand Tons | 0 | 0 | 0 | 0 | 0 | 0 | 0 | 0
Louisiana Coal Units - SO2 Rate Annual v3.1, Unit 5082 and retrofits | 670 | 2199 | Rate Constraint in lbs/MMBtu | FALSE | L | Annual | Allowances Sold SO2 | Thousand Tons | 0 | 0 | 0 | 0 | 0 | 0 | 0 | 0
Louisiana Coal Units - SO2 Rate Annual v3.1, Unit 5082 and retrofits | 670 | 2199 | Rate Constraint in lbs/MMBtu | FALSE | L | Annual | Allowances Banked | Thousand Tons | 0 | 0 | 0 | 0 | 0 | 0 | 0 | 0
Louisiana Coal Units - SO2 Rate Annual v3.1, Unit 5082 and retrofits | 670 | 2199 | Rate Constraint in lbs/MMBtu | FALSE | L | Annual | Allowances Withdrawn (1:1) | Thousand Tons | 0 | 0 | 0 | 0 | 0 | 0 | 0 | 0
Louisiana Coal Units - SO2 Rate Annual v3.1, Unit 5082 and retrofits | 670 | 2199 | Rate Constraint in lbs/MMBtu | FALSE | L | Annual | Allowances Withdrawn (n:1) | Thousand Tons | 0 | 0 | 0 | 0 | 0 | 0 | 0 | 0
Louisiana Coal Units - SO2 Rate Annual v3.1, Unit 5082 and retrofits | 670 | 2199 | Rate Constraint in lbs/MMBtu | FALSE | L | Annual | Net Emissions Allowance Position | Thousand Tons | 0 | 0 | 0 | 0 | 0 | 0 | 0 | 0
Louisiana Coal Units - SO2 Rate Annual v3.1, Unit 5082 and retrofits | 670 | 2199 | Rate Constraint in lbs/MMBtu | FALSE | L | Annual | Fuel Consumed | TBtu | 0 | 0 | 0 | 0 | 0 | 0 | 0 | 0
Louisiana Coal Units - SO2 Rate Annual v3.1, Unit 5082 and retrofits | 670 | 2199 | Rate Constraint in lbs/MMBtu | FALSE | L | Annual | Rate | lb/MMBtu | 0 | 0 | 0 | 0 | 0 | 0 | 0 | 0
Louisiana Coal Units - SO2 Rate Annual v3.1, Unit 5082 and retrofits | 670 | 2199 | Rate Constraint in lbs/MMBtu | FALSE | L | Annual | Generation | TWh | 0 | 0 | 0 | 0 | 0 | 0 | 0 | 0
Louisiana Coal Units - SO2 Rate Annual v3.1, Unit 5082 and retrofits | 670 | 2199 | Rate Constraint in lbs/MMBtu | FALSE | L | Annual | Qualifying Generation | TWh | 0 | 0 | 0 | 0 | 0 | 0 | 0 | 0
Louisiana Coal Units - SO2 Rate Annual v3.1, Unit 5082 and retrofits | 670 | 2199 | Rate Constraint in lbs/MMBtu | FALSE | L | Annual | Rate | lb/MWh | 0 | 0 | 0 | 0 | 0 | 0 | 0 | 0
Louisiana Coal Units - SO2 Rate Annual v3.1, Unit 5082 and retrofits | 670 | 2199 | Rate Constraint in lbs/MMBtu | FALSE | L | Annual | Constraint Shadow Price | US2016$/Ton | 0 | 0 | 0 | 0 | 0 | 0 | 0 | 0
Louisiana Coal Units - SO2 Rate Annual v3.1, Unit 5474 and retrofits | 671 | 2199 | Rate Constraint in lbs/MMBtu | FALSE | L | Annual | Seasons Included | Seasons | Winter, WintShld, Summer | Winter, WintShld, Summer | Winter, WintShld, Summer | Winter, WintShld, Summer | Winter, WintShld, Summer | Winter, WintShld, Summer | Winter, WintShld, Summer | Winter, WintShld, Summer
Louisiana Coal Units - SO2 Rate Annual v3.1, Unit 5474 and retrofits | 671 | 2199 | Rate Constraint in lbs/MMBtu | FALSE | L | Annual | Standard SO2 | lb/MMBtu | 1.2 | 1.2 | 1.2 | 1.2 | 1.2 | 1.2 | 1.2 | 1.2
Louisiana Coal Units - SO2 Rate Annual v3.1, Unit 5474 and retrofits | 671 | 2199 | Rate Constraint in lbs/MMBtu | FALSE | L | Annual | Emissions at Affected Plants SO2 | Thousand Tons | 0 | 0 | 0 | 0 | 0 | 0 | 0 | 0
Louisiana Coal Units - SO2 Rate Annual v3.1, Unit 5474 and retrofits | 671 | 2199 | Rate Constraint in lbs/MMBtu | FALSE | L | Annual | Allowances Purchased SO2 | Thousand Tons | 0 | 0 | 0 | 0 | 0 | 0 | 0 | 0
Louisiana Coal Units - SO2 Rate Annual v3.1, Unit 5474 and retrofits | 671 | 2199 | Rate Constraint in lbs/MMBtu | FALSE | L | Annual | Allowances Sold SO2 | Thousand Tons | 0 | 0 | 0 | 0 | 0 | 0 | 0 | 0
Louisiana Coal Units - SO2 Rate Annual v3.1, Unit 5474 and retrofits | 671 | 2199 | Rate Constraint in lbs/MMBtu | FALSE | L | Annual | Allowances Banked | Thousand Tons | 0 | 0 | 0 | 0 | 0 | 0 | 0 | 0
Louisiana Coal Units - SO2 Rate Annual v3.1, Unit 5474 and retrofits | 671 | 2199 | Rate Constraint in lbs/MMBtu | FALSE | L | Annual | Allowances Withdrawn (1:1) | Thousand Tons | 0 | 0 | 0 | 0 | 0 | 0 | 0 | 0
Louisiana Coal Units - SO2 Rate Annual v3.1, Unit 5474 and retrofits | 671 | 2199 | Rate Constraint in lbs/MMBtu | FALSE | L | Annual | Allowances Withdrawn (n:1) | Thousand Tons | 0 | 0 | 0 | 0 | 0 | 0 | 0 | 0
Louisiana Coal Units - SO2 Rate Annual v3.1, Unit 5474 and retrofits | 671 | 2199 | Rate Constraint in lbs/MMBtu | FALSE | L | Annual | Net Emissions Allowance Position | Thousand Tons | 0 | 0 | 0 | 0 | 0 | 0 | 0 | 0
Louisiana Coal Units - SO2 Rate Annual v3.1, Unit 5474 and retrofits | 671 | 2199 | Rate Constraint in lbs/MMBtu | FALSE | L | Annual | Fuel Consumed | TBtu | 0 | 0 | 0 | 0 | 0 | 0 | 0 | 0
Louisiana Coal Units - SO2 Rate Annual v3.1, Unit 5474 and retrofits | 671 | 2199 | Rate Constraint in lbs/MMBtu | FALSE | L | Annual | Rate | lb/MMBtu | 0 | 0 | 0 | 0 | 0 | 0 | 0 | 0
Louisiana Coal Units - SO2 Rate Annual v3.1, Unit 5474 and retrofits | 671 | 2199 | Rate Constraint in lbs/MMBtu | FALSE | L | Annual | Generation | TWh | 0 | 0 | 0 | 0 | 0 | 0 | 0 | 0
Louisiana Coal Units - SO2 Rate Annual v3.1, Unit 5474 and retrofits | 671 | 2199 | Rate Constraint in lbs/MMBtu | FALSE | L | Annual | Qualifying Generation | TWh | 0 | 0 | 0 | 0 | 0 | 0 | 0 | 0
Louisiana Coal Units - SO2 Rate Annual v3.1, Unit 5474 and retrofits | 671 | 2199 | Rate Constraint in lbs/MMBtu | FALSE | L | Annual | Rate | lb/MWh | 0 | 0 | 0 | 0 | 0 | 0 | 0 | 0
Louisiana Coal Units - SO2 Rate Annual v3.1, Unit 5474 and retrofits | 671 | 2199 | Rate Constraint in lbs/MMBtu | FALSE | L | Annual | Constraint Shadow Price | US2016$/Ton | 0 | 0 | 0 | 0 | 0 | 0 | 0 | 0
Louisiana Coal Units - SO2 Rate Annual v3.1, Unit 5499 and retrofits | 672 | 2199 | Rate Constraint in lbs/MMBtu | FALSE | L | Annual | Seasons Included | Seasons | Winter, WintShld, Summer | Winter, WintShld, Summer | Winter, WintShld, Summer | Winter, WintShld, Summer | Winter, WintShld, Summer | Winter, WintShld, Summer | Winter, WintShld, Summer | Winter, WintShld, Summer
Louisiana Coal Units - SO2 Rate Annual v3.1, Unit 5499 and retrofits | 672 | 2199 | Rate Constraint in lbs/MMBtu | FALSE | L | Annual | Standard SO2 | lb/MMBtu | 1.2 | 1.2 | 1.2 | 1.2 | 1.2 | 1.2 | 1.2 | 1.2
Louisiana Coal Units - SO2 Rate Annual v3.1, Unit 5499 and retrofits | 672 | 2199 | Rate Constraint in lbs/MMBtu | FALSE | L | Annual | Emissions at Affected Plants SO2 | Thousand Tons | 3.2108 | 3.7935 | 3.6721 | 3.6721 | 3.3543 | 2.4793 | 2.4793 | 2.4793
Louisiana Coal Units - SO2 Rate Annual v3.1, Unit 5499 and retrofits | 672 | 2199 | Rate Constraint in lbs/MMBtu | FALSE | L | Annual | Allowances Purchased SO2 | Thousand Tons | 0 | 0 | 0 | 0 | 0 | 0 | 0 | 0
Louisiana Coal Units - SO2 Rate Annual v3.1, Unit 5499 and retrofits | 672 | 2199 | Rate Constraint in lbs/MMBtu | FALSE | L | Annual | Allowances Sold SO2 | Thousand Tons | 0 | 0 | 0 | 0 | 0 | 0 | 0 | 0
Louisiana Coal Units - SO2 Rate Annual v3.1, Unit 5499 and retrofits | 672 | 2199 | Rate Constraint in lbs/MMBtu | FALSE | L | Annual | Allowances Banked | Thousand Tons | 0 | 0 | 0 | 0 | 0 | 0 | 0 | 0
Louisiana Coal Units - SO2 Rate Annual v3.1, Unit 5499 and retrofits | 672 | 2199 | Rate Constraint in lbs/MMBtu | FALSE | L | Annual | Allowances Withdrawn (1:1) | Thousand Tons | 0 | 0 | 0 | 0 | 0 | 0 | 0 | 0
Louisiana Coal Units - SO2 Rate Annual v3.1, Unit 5499 and retrofits | 672 | 2199 | Rate Constraint in lbs/MMBtu | FALSE | L | Annual | Allowances Withdrawn (n:1) | Thousand Tons | 0 | 0 | 0 | 0 | 0 | 0 | 0 | 0
Louisiana Coal Units - SO2 Rate Annual v3.1, Unit 5499 and retrofits | 672 | 2199 | Rate Constraint in lbs/MMBtu | FALSE | L | Annual | Net Emissions Allowance Position | Thousand Tons | 3.2108 | 3.7935 | 3.6721 | 3.6721 | 3.3543 | 2.4793 | 2.4793 | 2.4793
Louisiana Coal Units - SO2 Rate Annual v3.1, Unit 5499 and retrofits | 672 | 2199 | Rate Constraint in lbs/MMBtu | FALSE | L | Annual | Fuel Consumed | TBtu | 7.8867 | 9.3179 | 9.0197 | 9.0197 | 8.2392 | 6.0898 | 6.0898 | 6.0898
Louisiana Coal Units - SO2 Rate Annual v3.1, Unit 5499 and retrofits | 672 | 2199 | Rate Constraint in lbs/MMBtu | FALSE | L | Annual | Rate | lb/MMBtu | 0.81424 | 0.81424 | 0.81424 | 0.81424 | 0.81424 | 0.81424 | 0.81424 | 0.81424
Louisiana Coal Units - SO2 Rate Annual v3.1, Unit 5499 and retrofits | 672 | 2199 | Rate Constraint in lbs/MMBtu | FALSE | L | Annual | Generation | TWh | 0.65282 | 0.77129 | 0.77129 | 0.77129 | 0.70454 | 0.52074 | 0.52074 | 0.52074
Louisiana Coal Units - SO2 Rate Annual v3.1, Unit 5499 and retrofits | 672 | 2199 | Rate Constraint in lbs/MMBtu | FALSE | L | Annual | Qualifying Generation | TWh | 0.65282 | 0.77129 | 0.77129 | 0.77129 | 0.70454 | 0.52074 | 0.52074 | 0.52074
Louisiana Coal Units - SO2 Rate Annual v3.1, Unit 5499 and retrofits | 672 | 2199 | Rate Constraint in lbs/MMBtu | FALSE | L | Annual | Rate | lb/MWh | 9.8368 | 9.8368 | 9.5221 | 9.5221 | 9.5221 | 9.5221 | 9.5221 | 9.5221
Louisiana Coal Units - SO2 Rate Annual v3.1, Unit 5499 and retrofits | 672 | 2199 | Rate Constraint in lbs/MMBtu | FALSE | L | Annual | Constraint Shadow Price | US2016$/Ton | 0 | 0 | 0 | 0 | 0 | 0 | 0 | 0
Louisiana Coal Units - SO2 Rate Annual v3.1, Unit 5500 and retrofits | 673 | 2199 | Rate Constraint in lbs/MMBtu | FALSE | L | Annual | Seasons Included | Seasons | Winter, WintShld, Summer | Winter, WintShld, Summer | Winter, WintShld, Summer | Winter, WintShld, Summer | Winter, WintShld, Summer | Winter, WintShld, Summer | Winter, WintShld, Summer | Winter, WintShld, Summer
Louisiana Coal Units - SO2 Rate Annual v3.1, Unit 5500 and retrofits | 673 | 2199 | Rate Constraint in lbs/MMBtu | FALSE | L | Annual | Standard SO2 | lb/MMBtu | 1.2 | 1.2 | 1.2 | 1.2 | 1.2 | 1.2 | 1.2 | 1.2
Louisiana Coal Units - SO2 Rate Annual v3.1, Unit 5500 and retrofits | 673 | 2199 | Rate Constraint in lbs/MMBtu | FALSE | L | Annual | Emissions at Affected Plants SO2 | Thousand Tons | 3.3212 | 3.6358 | 3.5195 | 3.5195 | 3.2149 | 2.3762 | 2.3762 | 2.3762
Louisiana Coal Units - SO2 Rate Annual v3.1, Unit 5500 and retrofits | 673 | 2199 | Rate Constraint in lbs/MMBtu | FALSE | L | Annual | Allowances Purchased SO2 | Thousand Tons | 0 | 0 | 0 | 0 | 0 | 0 | 0 | 0
Louisiana Coal Units - SO2 Rate Annual v3.1, Unit 5500 and retrofits | 673 | 2199 | Rate Constraint in lbs/MMBtu | FALSE | L | Annual | Allowances Sold SO2 | Thousand Tons | 0 | 0 | 0 | 0 | 0 | 0 | 0 | 0
Louisiana Coal Units - SO2 Rate Annual v3.1, Unit 5500 and retrofits | 673 | 2199 | Rate Constraint in lbs/MMBtu | FALSE | L | Annual | Allowances Banked | Thousand Tons | 0 | 0 | 0 | 0 | 0 | 0 | 0 | 0
Louisiana Coal Units - SO2 Rate Annual v3.1, Unit 5500 and retrofits | 673 | 2199 | Rate Constraint in lbs/MMBtu | FALSE | L | Annual | Allowances Withdrawn (1:1) | Thousand Tons | 0 | 0 | 0 | 0 | 0 | 0 | 0 | 0
Louisiana Coal Units - SO2 Rate Annual v3.1, Unit 5500 and retrofits | 673 | 2199 | Rate Constraint in lbs/MMBtu | FALSE | L | Annual | Allowances Withdrawn (n:1) | Thousand Tons | 0 | 0 | 0 | 0 | 0 | 0 | 0 | 0
Louisiana Coal Units - SO2 Rate Annual v3.1, Unit 5500 and retrofits | 673 | 2199 | Rate Constraint in lbs/MMBtu | FALSE | L | Annual | Net Emissions Allowance Position | Thousand Tons | 3.3212 | 3.6358 | 3.5195 | 3.5195 | 3.2149 | 2.3762 | 2.3762 | 2.3762
Louisiana Coal Units - SO2 Rate Annual v3.1, Unit 5500 and retrofits | 673 | 2199 | Rate Constraint in lbs/MMBtu | FALSE | L | Annual | Fuel Consumed | TBtu | 8.1578 | 8.9306 | 8.6448 | 8.6448 | 7.8967 | 5.8366 | 5.8366 | 5.8366
Louisiana Coal Units - SO2 Rate Annual v3.1, Unit 5500 and retrofits | 673 | 2199 | Rate Constraint in lbs/MMBtu | FALSE | L | Annual | Rate | lb/MMBtu | 0.81424 | 0.81424 | 0.81424 | 0.81424 | 0.81424 | 0.81424 | 0.81424 | 0.81424
Louisiana Coal Units - SO2 Rate Annual v3.1, Unit 5500 and retrofits | 673 | 2199 | Rate Constraint in lbs/MMBtu | FALSE | L | Annual | Generation | TWh | 0.67745 | 0.74162 | 0.74162 | 0.74162 | 0.67745 | 0.50071 | 0.50071 | 0.50071
Louisiana Coal Units - SO2 Rate Annual v3.1, Unit 5500 and retrofits | 673 | 2199 | Rate Constraint in lbs/MMBtu | FALSE | L | Annual | Qualifying Generation | TWh | 0.67745 | 0.74162 | 0.74162 | 0.74162 | 0.67745 | 0.50071 | 0.50071 | 0.50071
Louisiana Coal Units - SO2 Rate Annual v3.1, Unit 5500 and retrofits | 673 | 2199 | Rate Constraint in lbs/MMBtu | FALSE | L | Annual | Rate | lb/MWh | 9.8051 | 9.8051 | 9.4913 | 9.4913 | 9.4913 | 9.4913 | 9.4913 | 9.4913
Louisiana Coal Units - SO2 Rate Annual v3.1, Unit 5500 and retrofits | 673 | 2199 | Rate Constraint in lbs/MMBtu | FALSE | L | Annual | Constraint Shadow Price | US2016$/Ton | 0 | 0 | 0 | 0 | 0 | 0 | 0 | 0
MA Fac. Spec. - Canal NOx v3.1 | 674 | 2103 | Rate Constraint in lbs/MWh | FALSE | L | Annual | Seasons Included | Seasons | Winter, WintShld, Summer | Winter, WintShld, Summer | Winter, WintShld, Summer | Winter, WintShld, Summer | Winter, WintShld, Summer | Winter, WintShld, Summer | Winter, WintShld, Summer | Winter, WintShld, Summer
MA Fac. Spec. - Canal NOx v3.1 | 674 | 2103 | Rate Constraint in lbs/MWh | FALSE | L | Annual | Standard NOX | lb/MWh | 1.5 | 1.5 | 1.5 | 1.5 | 1.5 | 1.5 | 1.5 | 1.5
MA Fac. Spec. - Canal NOx v3.1 | 674 | 2103 | Rate Constraint in lbs/MWh | FALSE | L | Annual | Emissions at Affected Plants NOX | Thousand Tons | 0.0091689 | 0.0091689 | 0.0091689 | 0.0091689 | 0.0091689 | 0.0091689 | 0.0091689 | 0.0091689
MA Fac. Spec. - Canal NOx v3.1 | 674 | 2103 | Rate Constraint in lbs/MWh | FALSE | L | Annual | Allowances Purchased NOX | Thousand Tons | 0 | 0 | 0 | 0 | 0 | 0 | 0 | 0
MA Fac. Spec. - Canal NOx v3.1 | 674 | 2103 | Rate Constraint in lbs/MWh | FALSE | L | Annual | Allowances Sold NOX | Thousand Tons | 0 | 0 | 0 | 0 | 0 | 0 | 0 | 0
MA Fac. Spec. - Canal NOx v3.1 | 674 | 2103 | Rate Constraint in lbs/MWh | FALSE | L | Annual | Allowances Banked | Thousand Tons | 0 | 0 | 0 | 0 | 0 | 0 | 0 | 0
MA Fac. Spec. - Canal NOx v3.1 | 674 | 2103 | Rate Constraint in lbs/MWh | FALSE | L | Annual | Allowances Withdrawn (1:1) | Thousand Tons | 0 | 0 | 0 | 0 | 0 | 0 | 0 | 0
MA Fac. Spec. - Canal NOx v3.1 | 674 | 2103 | Rate Constraint in lbs/MWh | FALSE | L | Annual | Allowances Withdrawn (n:1) | Thousand Tons | 0 | 0 | 0 | 0 | 0 | 0 | 0 | 0
MA Fac. Spec. - Canal NOx v3.1 | 674 | 2103 | Rate Constraint in lbs/MWh | FALSE | L | Annual | Net Emissions Allowance Position | Thousand Tons | 0.0091689 | 0.0091689 | 0.0091689 | 0.0091689 | 0.0091689 | 0.0091689 | 0.0091689 | 0.0091689
MA Fac. Spec. - Canal NOx v3.1 | 674 | 2103 | Rate Constraint in lbs/MWh | FALSE | L | Annual | Fuel Consumed | TBtu | 0.19883 | 0.19883 | 0.19883 | 0.19883 | 0.19883 | 0.19883 | 0.19883 | 0.19883
MA Fac. Spec. - Canal NOx v3.1 | 674 | 2103 | Rate Constraint in lbs/MWh | FALSE | L | Annual | Rate | lb/MMBtu | 0.09223 | 0.09223 | 0.09223 | 0.09223 | 0.09223 | 0.09223 | 0.09223 | 0.09223
MA Fac. Spec. - Canal NOx v3.1 | 674 | 2103 | Rate Constraint in lbs/MWh | FALSE | L | Annual | Generation | TWh | 0.016436 | 0.016436 | 0.016436 | 0.016436 | 0.016436 | 0.016436 | 0.016436 | 0.016436
MA Fac. Spec. - Canal NOx v3.1 | 674 | 2103 | Rate Constraint in lbs/MWh | FALSE | L | Annual | Qualifying Generation | TWh | 0.016436 | 0.016436 | 0.016436 | 0.016436 | 0.016436 | 0.016436 | 0.016436 | 0.016436
MA Fac. Spec. - Canal NOx v3.1 | 674 | 2103 | Rate Constraint in lbs/MWh | FALSE | L | Annual | Constraint Shadow Price | US2016$/Ton | 0 | 0 | 0 | 0 | 0 | 0 | 0 | 0
MA Fac. Spec. - Canal SO2 Annual v3.1 | 675 | 2107 | Rate Constraint in lbs/MWh | FALSE | L | Annual | Seasons Included | Seasons | Winter, WintShld, Summer | Winter, WintShld, Summer | Winter, WintShld, Summer | Winter, WintShld, Summer | Winter, WintShld, Summer | Winter, WintShld, Summer | Winter, WintShld, Summer | Winter, WintShld, Summer
MA Fac. Spec. - Canal SO2 Annual v3.1 | 675 | 2107 | Rate Constraint in lbs/MWh | FALSE | L | Annual | Standard SO2 | lb/MWh | 3 | 3 | 3 | 3 | 3 | 3 | 3 | 3
MA Fac. Spec. - Canal SO2 Annual v3.1 | 675 | 2107 | Rate Constraint in lbs/MWh | FALSE | L | Annual | Emissions at Affected Plants SO2 | Thousand Tons | 0 | 0 | 0 | 0 | 0 | 0 | 0 | 0
MA Fac. Spec. - Canal SO2 Annual v3.1 | 675 | 2107 | Rate Constraint in lbs/MWh | FALSE | L | Annual | Allowances Purchased SO2 | Thousand Tons | 0 | 0 | 0 | 0 | 0 | 0 | 0 | 0
MA Fac. Spec. - Canal SO2 Annual v3.1 | 675 | 2107 | Rate Constraint in lbs/MWh | FALSE | L | Annual | Allowances Sold SO2 | Thousand Tons | 0 | 0 | 0 | 0 | 0 | 0 | 0 | 0
MA Fac. Spec. - Canal SO2 Annual v3.1 | 675 | 2107 | Rate Constraint in lbs/MWh | FALSE | L | Annual | Allowances Banked | Thousand Tons | 0 | 0 | 0 | 0 | 0 | 0 | 0 | 0
MA Fac. Spec. - Canal SO2 Annual v3.1 | 675 | 2107 | Rate Constraint in lbs/MWh | FALSE | L | Annual | Allowances Withdrawn (1:1) | Thousand Tons | 0 | 0 | 0 | 0 | 0 | 0 | 0 | 0
MA Fac. Spec. - Canal SO2 Annual v3.1 | 675 | 2107 | Rate Constraint in lbs/MWh | FALSE | L | Annual | Allowances Withdrawn (n:1) | Thousand Tons | 0 | 0 | 0 | 0 | 0 | 0 | 0 | 0
MA Fac. Spec. - Canal SO2 Annual v3.1 | 675 | 2107 | Rate Constraint in lbs/MWh | FALSE | L | Annual | Net Emissions Allowance Position | Thousand Tons | 0 | 0 | 0 | 0 | 0 | 0 | 0 | 0
MA Fac. Spec. - Canal SO2 Annual v3.1 | 675 | 2107 | Rate Constraint in lbs/MWh | FALSE | L | Annual | Fuel Consumed | TBtu | 0.19883 | 0.19883 | 0.19883 | 0.19883 | 0.19883 | 0.19883 | 0.19883 | 0.19883
MA Fac. Spec. - Canal SO2 Annual v3.1 | 675 | 2107 | Rate Constraint in lbs/MWh | FALSE | L | Annual | Rate | lb/MMBtu | 0 | 0 | 0 | 0 | 0 | 0 | 0 | 0
MA Fac. Spec. - Canal SO2 Annual v3.1 | 675 | 2107 | Rate Constraint in lbs/MWh | FALSE | L | Annual | Generation | TWh | 0.016436 | 0.016436 | 0.016436 | 0.016436 | 0.016436 | 0.016436 | 0.016436 | 0.016436
MA Fac. Spec. - Canal SO2 Annual v3.1 | 675 | 2107 | Rate Constraint in lbs/MWh | FALSE | L | Annual | Qualifying Generation | TWh | 0.016436 | 0.016436 | 0.016436 | 0.016436 | 0.016436 | 0.016436 | 0.016436 | 0.016436
MA Fac. Spec. - Canal SO2 Annual v3.1 | 675 | 2107 | Rate Constraint in lbs/MWh | FALSE | L | Annual | Constraint Shadow Price | US2016$/Ton | 0 | 0 | 0 | 0 | 0 | 0 | 0 | 0
MA Fac. Spec. - MER Output Annual v3.1 | 676 | 1815 | Rate Constraint in lbs/MWh | FALSE | L | Annual | Seasons Included | Seasons | Winter, WintShld, Summer | Winter, WintShld, Summer | Winter, WintShld, Summer | Winter, WintShld, Summer | Winter, WintShld, Summer | Winter, WintShld, Summer | Winter, WintShld, Summer | Winter, WintShld, Summer
MA Fac. Spec. - MER Output Annual v3.1 | 676 | 1815 | Rate Constraint in lbs/MWh | FALSE | L | Annual | Standard MER | lb/MWh | 2.5e-06 | 2.5e-06 | 2.5e-06 | 2.5e-06 | 2.5e-06 | 2.5e-06 | 2.5e-06 | 2.5e-06
MA Fac. Spec. - MER Output Annual v3.1 | 676 | 1815 | Rate Constraint in lbs/MWh | FALSE | L | Annual | Emissions at Affected Plants MER | lbs | 0.0046411 | 0.0043231 | 0.0041841 | 0.003537 | 0.0026953 | 0.0026475 | 0.0028086 | 0.0022374
MA Fac. Spec. - MER Output Annual v3.1 | 676 | 1815 | Rate Constraint in lbs/MWh | FALSE | L | Annual | Allowances Purchased MER | lbs | 0 | 0 | 0 | 0 | 0 | 0 | 0 | 0
MA Fac. Spec. - MER Output Annual v3.1 | 676 | 1815 | Rate Constraint in lbs/MWh | FALSE | L | Annual | Allowances Sold MER | lbs | 0 | 0 | 0 | 0 | 0 | 0 | 0 | 0
MA Fac. Spec. - MER Output Annual v3.1 | 676 | 1815 | Rate Constraint in lbs/MWh | FALSE | L | Annual | Allowances Banked | lbs | 0 | 0 | 0 | 0 | 0 | 0 | 0 | 0
MA Fac. Spec. - MER Output Annual v3.1 | 676 | 1815 | Rate Constraint in lbs/MWh | FALSE | L | Annual | Allowances Withdrawn (1:1) | lbs | 0 | 0 | 0 | 0 | 0 | 0 | 0 | 0
MA Fac. Spec. - MER Output Annual v3.1 | 676 | 1815 | Rate Constraint in lbs/MWh | FALSE | L | Annual | Allowances Withdrawn (n:1) | lbs | 0 | 0 | 0 | 0 | 0 | 0 | 0 | 0
MA Fac. Spec. - MER Output Annual v3.1 | 676 | 1815 | Rate Constraint in lbs/MWh | FALSE | L | Annual | Net Emissions Allowance Position | lbs | 0.0046411 | 0.0043231 | 0.0041841 | 0.003537 | 0.0026953 | 0.0026475 | 0.0028086 | 0.0022374
MA Fac. Spec. - MER Output Annual v3.1 | 676 | 1815 | Rate Constraint in lbs/MWh | FALSE | L | Annual | Fuel Consumed | TBtu | 33.1506 | 30.8796 | 29.8867 | 25.264 | 19.2524 | 18.9105 | 20.0616 | 15.9814
MA Fac. Spec. - MER Output Annual v3.1 | 676 | 1815 | Rate Constraint in lbs/MWh | FALSE | L | Annual | Rate | lb/MMBtu | 1.4e-10 | 1.4e-10 | 1.4e-10 | 1.4e-10 | 1.4e-10 | 1.4e-10 | 1.4e-10 | 1.4e-10
MA Fac. Spec. - MER Output Annual v3.1 | 676 | 1815 | Rate Constraint in lbs/MWh | FALSE | L | Annual | Generation | TWh | 4.4249 | 4.1177 | 3.9834 | 3.3698 | 2.545 | 2.4988 | 2.6545 | 2.137
MA Fac. Spec. - MER Output Annual v3.1 | 676 | 1815 | Rate Constraint in lbs/MWh | FALSE | L | Annual | Qualifying Generation | TWh | 4.4249 | 4.1177 | 3.9834 | 3.3698 | 2.545 | 2.4988 | 2.6545 | 2.137
MA Fac. Spec. - MER Output Annual v3.1 | 676 | 1815 | Rate Constraint in lbs/MWh | FALSE | L | Annual | Constraint Shadow Price | US2016$/Lb | 0 | 0 | 0 | 0 | 0 | 0 | 0 | 0
MA Fac. Spec. - Mystic Gen NOx v3.1 | 677 | 2101 | Rate Constraint in lbs/MWh | FALSE | L | Annual | Seasons Included | Seasons | Winter, WintShld, Summer | Winter, WintShld, Summer | Winter, WintShld, Summer | Winter, WintShld, Summer | Winter, WintShld, Summer | Winter, WintShld, Summer | Winter, WintShld, Summer | Winter, WintShld, Summer
MA Fac. Spec. - Mystic Gen NOx v3.1 | 677 | 2101 | Rate Constraint in lbs/MWh | FALSE | L | Annual | Standard NOX | lb/MWh | 1.5 | 1.5 | 1.5 | 1.5 | 1.5 | 1.5 | 1.5 | 1.5
MA Fac. Spec. - Mystic Gen NOx v3.1 | 677 | 2101 | Rate Constraint in lbs/MWh | FALSE | L | Annual | Emissions at Affected Plants NOX | Thousand Tons | 0.19519 | 0.1869 | 0.18328 | 0.14851 | 0.14446 | 0.14321 | 0.14742 | 0.079554
MA Fac. Spec. - Mystic Gen NOx v3.1 | 677 | 2101 | Rate Constraint in lbs/MWh | FALSE | L | Annual | Allowances Purchased NOX | Thousand Tons | 0 | 0 | 0 | 0 | 0 | 0 | 0 | 0
MA Fac. Spec. - Mystic Gen NOx v3.1 | 677 | 2101 | Rate Constraint in lbs/MWh | FALSE | L | Annual | Allowances Sold NOX | Thousand Tons | 0 | 0 | 0 | 0 | 0 | 0 | 0 | 0
MA Fac. Spec. - Mystic Gen NOx v3.1 | 677 | 2101 | Rate Constraint in lbs/MWh | FALSE | L | Annual | Allowances Banked | Thousand Tons | 0 | 0 | 0 | 0 | 0 | 0 | 0 | 0
MA Fac. Spec. - Mystic Gen NOx v3.1 | 677 | 2101 | Rate Constraint in lbs/MWh | FALSE | L | Annual | Allowances Withdrawn (1:1) | Thousand Tons | 0 | 0 | 0 | 0 | 0 | 0 | 0 | 0
MA Fac. Spec. - Mystic Gen NOx v3.1 | 677 | 2101 | Rate Constraint in lbs/MWh | FALSE | L | Annual | Allowances Withdrawn (n:1) | Thousand Tons | 0 | 0 | 0 | 0 | 0 | 0 | 0 | 0
MA Fac. Spec. - Mystic Gen NOx v3.1 | 677 | 2101 | Rate Constraint in lbs/MWh | FALSE | L | Annual | Net Emissions Allowance Position | Thousand Tons | 0.19519 | 0.1869 | 0.18328 | 0.14851 | 0.14446 | 0.14321 | 0.14742 | 0.079554
MA Fac. Spec. - Mystic Gen NOx v3.1 | 677 | 2101 | Rate Constraint in lbs/MWh | FALSE | L | Annual | Fuel Consumed | TBtu | 32.9518 | 30.6808 | 29.6879 | 25.0651 | 19.0536 | 18.7117 | 19.8628 | 15.7826
MA Fac. Spec. - Mystic Gen NOx v3.1 | 677 | 2101 | Rate Constraint in lbs/MWh | FALSE | L | Annual | Rate | lb/MMBtu | 0.011847 | 0.012184 | 0.012347 | 0.01185 | 0.015164 | 0.015307 | 0.014843 | 0.010081
MA Fac. Spec. - Mystic Gen NOx v3.1 | 677 | 2101 | Rate Constraint in lbs/MWh | FALSE | L | Annual | Generation | TWh | 4.4085 | 4.1013 | 3.967 | 3.3533 | 2.5286 | 2.4823 | 2.638 | 2.1205
MA Fac. Spec. - Mystic Gen NOx v3.1 | 677 | 2101 | Rate Constraint in lbs/MWh | FALSE | L | Annual | Qualifying Generation | TWh | 4.4085 | 4.1013 | 3.967 | 3.3533 | 2.5286 | 2.4823 | 2.638 | 2.1205
MA Fac. Spec. - Mystic Gen NOx v3.1 | 677 | 2101 | Rate Constraint in lbs/MWh | FALSE | L | Annual | Constraint Shadow Price | US2016$/Ton | 0 | 0 | 0 | 0 | 0 | 0 | 0 | 0
MA Fac. Spec. - Mystic Gen SO2 Annual v3.1 | 678 | 2106 | Rate Constraint in lbs/MWh | FALSE | L | Annual | Seasons Included | Seasons | Winter, WintShld, Summer | Winter, WintShld, Summer | Winter, WintShld, Summer | Winter, WintShld, Summer | Winter, WintShld, Summer | Winter, WintShld, Summer | Winter, WintShld, Summer | Winter, WintShld, Summer
MA Fac. Spec. - Mystic Gen SO2 Annual v3.1 | 678 | 2106 | Rate Constraint in lbs/MWh | FALSE | L | Annual | Standard SO2 | lb/MWh | 3 | 3 | 3 | 3 | 3 | 3 | 3 | 3
MA Fac. Spec. - Mystic Gen SO2 Annual v3.1 | 678 | 2106 | Rate Constraint in lbs/MWh | FALSE | L | Annual | Emissions at Affected Plants SO2 | Thousand Tons | 0 | 0 | 0 | 0 | 0 | 0 | 0 | 0
MA Fac. Spec. - Mystic Gen SO2 Annual v3.1 | 678 | 2106 | Rate Constraint in lbs/MWh | FALSE | L | Annual | Allowances Purchased SO2 | Thousand Tons | 0 | 0 | 0 | 0 | 0 | 0 | 0 | 0
MA Fac. Spec. - Mystic Gen SO2 Annual v3.1 | 678 | 2106 | Rate Constraint in lbs/MWh | FALSE | L | Annual | Allowances Sold SO2 | Thousand Tons | 0 | 0 | 0 | 0 | 0 | 0 | 0 | 0
MA Fac. Spec. - Mystic Gen SO2 Annual v3.1 | 678 | 2106 | Rate Constraint in lbs/MWh | FALSE | L | Annual | Allowances Banked | Thousand Tons | 0 | 0 | 0 | 0 | 0 | 0 | 0 | 0
MA Fac. Spec. - Mystic Gen SO2 Annual v3.1 | 678 | 2106 | Rate Constraint in lbs/MWh | FALSE | L | Annual | Allowances Withdrawn (1:1) | Thousand Tons | 0 | 0 | 0 | 0 | 0 | 0 | 0 | 0
MA Fac. Spec. - Mystic Gen SO2 Annual v3.1 | 678 | 2106 | Rate Constraint in lbs/MWh | FALSE | L | Annual | Allowances Withdrawn (n:1) | Thousand Tons | 0 | 0 | 0 | 0 | 0 | 0 | 0 | 0
MA Fac. Spec. - Mystic Gen SO2 Annual v3.1 | 678 | 2106 | Rate Constraint in lbs/MWh | FALSE | L | Annual | Net Emissions Allowance Position | Thousand Tons | 0 | 0 | 0 | 0 | 0 | 0 | 0 | 0
MA Fac. Spec. - Mystic Gen SO2 Annual v3.1 | 678 | 2106 | Rate Constraint in lbs/MWh | FALSE | L | Annual | Fuel Consumed | TBtu | 32.9518 | 30.6808 | 29.6879 | 25.0651 | 19.0536 | 18.7117 | 19.8628 | 15.7826
MA Fac. Spec. - Mystic Gen SO2 Annual v3.1 | 678 | 2106 | Rate Constraint in lbs/MWh | FALSE | L | Annual | Rate | lb/MMBtu | 0 | 0 | 0 | 0 | 0 | 0 | 0 | 0
MA Fac. Spec. - Mystic Gen SO2 Annual v3.1 | 678 | 2106 | Rate Constraint in lbs/MWh | FALSE | L | Annual | Generation | TWh | 4.4085 | 4.1013 | 3.967 | 3.3533 | 2.5286 | 2.4823 | 2.638 | 2.1205
MA Fac. Spec. - Mystic Gen SO2 Annual v3.1 | 678 | 2106 | Rate Constraint in lbs/MWh | FALSE | L | Annual | Qualifying Generation | TWh | 4.4085 | 4.1013 | 3.967 | 3.3533 | 2.5286 | 2.4823 | 2.638 | 2.1205
MA Fac. Spec. - Mystic Gen SO2 Annual v3.1 | 678 | 2106 | Rate Constraint in lbs/MWh | FALSE | L | Annual | Constraint Shadow Price | US2016$/Ton | 0 | 0 | 0 | 0 | 0 | 0 | 0 | 0
MD Coal-fired EGUs NOx rate - NRG & GenOn v5.16 | 679 | 6592 | Rate Constraint in lbs/MMBtu | FALSE | L | Annual | Seasons Included | Seasons | Summer | Summer | Summer | Summer | Summer | Summer | Summer | Summer
MD Coal-fired EGUs NOx rate - NRG & GenOn v5.16 | 679 | 6592 | Rate Constraint in lbs/MMBtu | FALSE | L | Annual | Standard NOX | lb/MMBtu | 0.15 | 0.15 | 0.15 | 0.15 | 0.15 | 0.15 | 0.15 | 0.15
MD Coal-fired EGUs NOx rate - NRG & GenOn v5.16 | 679 | 6592 | Rate Constraint in lbs/MMBtu | FALSE | L | Annual | Emissions at Affected Plants NOX | Thousand Tons | 0 | 0.40954 | 0.35308 | 0.35308 | 0 | 0.48787 | 0.46045 | 0.23091
MD Coal-fired EGUs NOx rate - NRG & GenOn v5.16 | 679 | 6592 | Rate Constraint in lbs/MMBtu | FALSE | L | Annual | Allowances Purchased NOX | Thousand Tons | 0 | 0 | 0 | 0 | 0 | 0 | 0 | 0
MD Coal-fired EGUs NOx rate - NRG & GenOn v5.16 | 679 | 6592 | Rate Constraint in lbs/MMBtu | FALSE | L | Annual | Allowances Sold NOX | Thousand Tons | 0 | 0 | 0 | 0 | 0 | 0 | 0 | 0
MD Coal-fired EGUs NOx rate - NRG & GenOn v5.16 | 679 | 6592 | Rate Constraint in lbs/MMBtu | FALSE | L | Annual | Allowances Banked | Thousand Tons | 0 | 0 | 0 | 0 | 0 | 0 | 0 | 0
MD Coal-fired EGUs NOx rate - NRG & GenOn v5.16 | 679 | 6592 | Rate Constraint in lbs/MMBtu | FALSE | L | Annual | Allowances Withdrawn (1:1) | Thousand Tons | 0 | 0 | 0 | 0 | 0 | 0 | 0 | 0
MD Coal-fired EGUs NOx rate - NRG & GenOn v5.16 | 679 | 6592 | Rate Constraint in lbs/MMBtu | FALSE | L | Annual | Allowances Withdrawn (n:1) | Thousand Tons | 0 | 0 | 0 | 0 | 0 | 0 | 0 | 0
MD Coal-fired EGUs NOx rate - NRG & GenOn v5.16 | 679 | 6592 | Rate Constraint in lbs/MMBtu | FALSE | L | Annual | Net Emissions Allowance Position | Thousand Tons | 0 | 0.40954 | 0.35308 | 0.35308 | 0 | 0.48787 | 0.46045 | 0.23091
MD Coal-fired EGUs NOx rate - NRG & GenOn v5.16 | 679 | 6592 | Rate Constraint in lbs/MMBtu | FALSE | L | Annual | Fuel Consumed | TBtu | 0 | 20.9004 | 18.0021 | 18.0021 | 0 | 24.2071 | 23.476 | 11.8567
MD Coal-fired EGUs NOx rate - NRG & GenOn v5.16 | 679 | 6592 | Rate Constraint in lbs/MMBtu | FALSE | L | Annual | Rate | lb/MMBtu | 0 | 0.03919 | 0.039226 | 0.039226 | 0 | 0.040308 | 0.039227 | 0.03895
MD Coal-fired EGUs NOx rate - NRG & GenOn v5.16 | 679 | 6592 | Rate Constraint in lbs/MMBtu | FALSE | L | Annual | Generation | TWh | 0 | 2.1016 | 1.8238 | 1.8238 | 0 | 2.4462 | 2.3783 | 1.2061
MD Coal-fired EGUs NOx rate - NRG & GenOn v5.16 | 679 | 6592 | Rate Constraint in lbs/MMBtu | FALSE | L | Annual | Qualifying Generation | TWh | 0 | 2.1016 | 1.8238 | 1.8238 | 0 | 2.4462 | 2.3783 | 1.2061
MD Coal-fired EGUs NOx rate - NRG & GenOn v5.16 | 679 | 6592 | Rate Constraint in lbs/MMBtu | FALSE | L | Annual | Rate | lb/MWh | 0 | 0.38974 | 0.38719 | 0.38719 | 0 | 0.39888 | 0.3872 | 0.38291
MD Coal-fired EGUs NOx rate - NRG & GenOn v5.16 | 679 | 6592 | Rate Constraint in lbs/MMBtu | FALSE | L | Annual | Constraint Shadow Price | US2016$/Ton | 0 | 0 | 0 | 0 | 0 | 0 | 0 | 0
MD Coal-fired EGUs NOx rate - Raven v5.16 | 680 | 6591 | Rate Constraint in lbs/MMBtu | FALSE | L | Annual | Seasons Included | Seasons | Summer | Summer | Summer | Summer | Summer | Summer | Summer | Summer
MD Coal-fired EGUs NOx rate - Raven v5.16 | 680 | 6591 | Rate Constraint in lbs/MMBtu | FALSE | L | Annual | Standard NOX | lb/MMBtu | 0.15 | 0.15 | 0.15 | 0.15 | 0.15 | 0.15 | 0.15 | 0.15
MD Coal-fired EGUs NOx rate - Raven v5.16 | 680 | 6591 | Rate Constraint in lbs/MMBtu | FALSE | L | Annual | Emissions at Affected Plants NOX | Thousand Tons | 0 | 0 | 0 | 0 | 0 | 0 | 0 | 0
MD Coal-fired EGUs NOx rate - Raven v5.16 | 680 | 6591 | Rate Constraint in lbs/MMBtu | FALSE | L | Annual | Allowances Purchased NOX | Thousand Tons | 0 | 0 | 0 | 0 | 0 | 0 | 0 | 0
MD Coal-fired EGUs NOx rate - Raven v5.16 | 680 | 6591 | Rate Constraint in lbs/MMBtu | FALSE | L | Annual | Allowances Sold NOX | Thousand Tons | 0 | 0 | 0 | 0 | 0 | 0 | 0 | 0
MD Coal-fired EGUs NOx rate - Raven v5.16 | 680 | 6591 | Rate Constraint in lbs/MMBtu | FALSE | L | Annual | Allowances Banked | Thousand Tons | 0 | 0 | 0 | 0 | 0 | 0 | 0 | 0
MD Coal-fired EGUs NOx rate - Raven v5.16 | 680 | 6591 | Rate Constraint in lbs/MMBtu | FALSE | L | Annual | Allowances Withdrawn (1:1) | Thousand Tons | 0 | 0 | 0 | 0 | 0 | 0 | 0 | 0
MD Coal-fired EGUs NOx rate - Raven v5.16 | 680 | 6591 | Rate Constraint in lbs/MMBtu | FALSE | L | Annual | Allowances Withdrawn (n:1) | Thousand Tons | 0 | 0 | 0 | 0 | 0 | 0 | 0 | 0
MD Coal-fired EGUs NOx rate - Raven v5.16 | 680 | 6591 | Rate Constraint in lbs/MMBtu | FALSE | L | Annual | Net Emissions Allowance Position | Thousand Tons | 0 | 0 | 0 | 0 | 0 | 0 | 0 | 0
MD Coal-fired EGUs NOx rate - Raven v5.16 | 680 | 6591 | Rate Constraint in lbs/MMBtu | FALSE | L | Annual | Fuel Consumed | TBtu | 0 | 0 | 0 | 0 | 0 | 0 | 0 | 0
MD Coal-fired EGUs NOx rate - Raven v5.16 | 680 | 6591 | Rate Constraint in lbs/MMBtu | FALSE | L | Annual | Rate | lb/MMBtu | 0 | 0 | 0 | 0 | 0 | 0 | 0 | 0
MD Coal-fired EGUs NOx rate - Raven v5.16 | 680 | 6591 | Rate Constraint in lbs/MMBtu | FALSE | L | Annual | Generation | TWh | 0 | 0 | 0 | 0 | 0 | 0 | 0 | 0
MD Coal-fired EGUs NOx rate - Raven v5.16 | 680 | 6591 | Rate Constraint in lbs/MMBtu | FALSE | L | Annual | Qualifying Generation | TWh | 0 | 0 | 0 | 0 | 0 | 0 | 0 | 0
MD Coal-fired EGUs NOx rate - Raven v5.16 | 680 | 6591 | Rate Constraint in lbs/MMBtu | FALSE | L | Annual | Rate | lb/MWh | 0 | 0 | 0 | 0 | 0 | 0 | 0 | 0
MD Coal-fired EGUs NOx rate - Raven v5.16 | 680 | 6591 | Rate Constraint in lbs/MMBtu | FALSE | L | Annual | Constraint Shadow Price | US2016$/Ton | 0 | 0 | 0 | 0 | 0 | 0 | 0 | 0
MD Healthy Air Act - Constellation NOx Cap Ann 4.1 | 681 | 2433 | Rate Constraint in MTons | FALSE | L | Annual | Seasons Included | Seasons | Winter, WintShld, Summer | Winter, WintShld, Summer | Winter, WintShld, Summer | Winter, WintShld, Summer | Winter, WintShld, Summer | Winter, WintShld, Summer | Winter, WintShld, Summer | Winter, WintShld, Summer
MD Healthy Air Act - Constellation NOx Cap Ann 4.1 | 681 | 2433 | Rate Constraint in MTons | FALSE | L | Annual | Standard NOX | Thousand Tons | 8.026 | 8.026 | 8.026 | 8.026 | 8.026 | 8.026 | 8.026 | 8.026
MD Healthy Air Act - Constellation NOx Cap Ann 4.1 | 681 | 2433 | Rate Constraint in MTons | FALSE | L | Annual | Emissions at Affected Plants NOX | Thousand Tons | 0 | 0 | 0 | 0 | 0 | 0 | 0 | 0
MD Healthy Air Act - Constellation NOx Cap Ann 4.1 | 681 | 2433 | Rate Constraint in MTons | FALSE | L | Annual | Allowances Purchased NOX | Thousand Tons | 0 | 0 | 0 | 0 | 0 | 0 | 0 | 0
MD Healthy Air Act - Constellation NOx Cap Ann 4.1 | 681 | 2433 | Rate Constraint in MTons | FALSE | L | Annual | Allowances Sold NOX | Thousand Tons | 0 | 0 | 0 | 0 | 0 | 0 | 0 | 0
MD Healthy Air Act - Constellation NOx Cap Ann 4.1 | 681 | 2433 | Rate Constraint in MTons | FALSE | L | Annual | Allowances Banked | Thousand Tons | 0 | 0 | 0 | 0 | 0 | 0 | 0 | 0
MD Healthy Air Act - Constellation NOx Cap Ann 4.1 | 681 | 2433 | Rate Constraint in MTons | FALSE | L | Annual | Allowances Withdrawn (1:1) | Thousand Tons | 0 | 0 | 0 | 0 | 0 | 0 | 0 | 0
MD Healthy Air Act - Constellation NOx Cap Ann 4.1 | 681 | 2433 | Rate Constraint in MTons | FALSE | L | Annual | Allowances Withdrawn (n:1) | Thousand Tons | 0 | 0 | 0 | 0 | 0 | 0 | 0 | 0
MD Healthy Air Act - Constellation NOx Cap Ann 4.1 | 681 | 2433 | Rate Constraint in MTons | FALSE | L | Annual | Net Emissions Allowance Position | Thousand Tons | 0 | 0 | 0 | 0 | 0 | 0 | 0 | 0
MD Healthy Air Act - Constellation NOx Cap Ann 4.1 | 681 | 2433 | Rate Constraint in MTons | FALSE | L | Annual | Fuel Consumed | TBtu | 0 | 0 | 0 | 0 | 0 | 0 | 0 | 0
MD Healthy Air Act - Constellation NOx Cap Ann 4.1 | 681 | 2433 | Rate Constraint in MTons | FALSE | L | Annual | Rate | lb/MMBtu | 0 | 0 | 0 | 0 | 0 | 0 | 0 | 0
MD Healthy Air Act - Constellation NOx Cap Ann 4.1 | 681 | 2433 | Rate Constraint in MTons | FALSE | L | Annual | Generation | TWh | 0 | 0 | 0 | 0 | 0 | 0 | 0 | 0
MD Healthy Air Act - Constellation NOx Cap Ann 4.1 | 681 | 2433 | Rate Constraint in MTons | FALSE | L | Annual | Qualifying Generation | TWh | 0 | 0 | 0 | 0 | 0 | 0 | 0 | 0
MD Healthy Air Act - Constellation NOx Cap Ann 4.1 | 681 | 2433 | Rate Constraint in MTons | FALSE | L | Annual | Rate | lb/MWh | 0 | 0 | 0 | 0 | 0 | 0 | 0 | 0
MD Healthy Air Act - Constellation NOx Cap Ann 4.1 | 681 | 2433 | Rate Constraint in MTons | FALSE | L | Annual | Constraint Shadow Price | US2016$/Ton | 0 | 0 | 0 | 0 | 0 | 0 | 0 | 0
MD Healthy Air Act - Constellation NOx Cap Sum 4.1 | 682 | 2435 | Rate Constraint in MTons | FALSE | L | Annual | Seasons Included | Seasons | Winter, WintShld, Summer | Winter, WintShld, Summer | Winter, WintShld, Summer | Winter, WintShld, Summer | Winter, WintShld, Summer | Winter, WintShld, Summer | Winter, WintShld, Summer | Winter, WintShld, Summer
MD Healthy Air Act - Constellation NOx Cap Sum 4.1 | 682 | 2435 | Rate Constraint in MTons | FALSE | L | Annual | Standard NOX | Thousand Tons | 3.63 | 3.63 | 3.63 | 3.63 | 3.63 | 3.63 | 3.63 | 3.63
MD Healthy Air Act - Constellation NOx Cap Sum 4.1 | 682 | 2435 | Rate Constraint in MTons | FALSE | L | Annual | Emissions at Affected Plants NOX | Thousand Tons | 0 | 0 | 0 | 0 | 0 | 0 | 0 | 0
MD Healthy Air Act - Constellation NOx Cap Sum 4.1 | 682 | 2435 | Rate Constraint in MTons | FALSE | L | Annual | Allowances Purchased NOX | Thousand Tons | 0 | 0 | 0 | 0 | 0 | 0 | 0 | 0
MD Healthy Air Act - Constellation NOx Cap Sum 4.1 | 682 | 2435 | Rate Constraint in MTons | FALSE | L | Annual | Allowances Sold NOX | Thousand Tons | 0 | 0 | 0 | 0 | 0 | 0 | 0 | 0
MD Healthy Air Act - Constellation NOx Cap Sum 4.1 | 682 | 2435 | Rate Constraint in MTons | FALSE | L | Annual | Allowances Banked | Thousand Tons | 0 | 0 | 0 | 0 | 0 | 0 | 0 | 0
MD Healthy Air Act - Constellation NOx Cap Sum 4.1 | 682 | 2435 | Rate Constraint in MTons | FALSE | L | Annual | Allowances Withdrawn (1:1) | Thousand Tons | 0 | 0 | 0 | 0 | 0 | 0 | 0 | 0
MD Healthy Air Act - Constellation NOx Cap Sum 4.1 | 682 | 2435 | Rate Constraint in MTons | FALSE | L | Annual | Allowances Withdrawn (n:1) | Thousand Tons | 0 | 0 | 0 | 0 | 0 | 0 | 0 | 0
MD Healthy Air Act - Constellation NOx Cap Sum 4.1 | 682 | 2435 | Rate Constraint in MTons | FALSE | L | Annual | Net Emissions Allowance Position | Thousand Tons | 0 | 0 | 0 | 0 | 0 | 0 | 0 | 0
MD Healthy Air Act - Constellation NOx Cap Sum 4.1 | 682 | 2435 | Rate Constraint in MTons | FALSE | L | Annual | Fuel Consumed | TBtu | 0 | 0 | 0 | 0 | 0 | 0 | 0 | 0
MD Healthy Air Act - Constellation NOx Cap Sum 4.1 | 682 | 2435 | Rate Constraint in MTons | FALSE | L | Annual | Rate | lb/MMBtu | 0 | 0 | 0 | 0 | 0 | 0 | 0 | 0
MD Healthy Air Act - Constellation NOx Cap Sum 4.1 | 682 | 2435 | Rate Constraint in MTons | FALSE | L | Annual | Generation | TWh | 0 | 0 | 0 | 0 | 0 | 0 | 0 | 0
MD Healthy Air Act - Constellation NOx Cap Sum 4.1 | 682 | 2435 | Rate Constraint in MTons | FALSE | L | Annual | Qualifying Generation | TWh | 0 | 0 | 0 | 0 | 0 | 0 | 0 | 0
MD Healthy Air Act - Constellation NOx Cap Sum 4.1 | 682 | 2435 | Rate Constraint in MTons | FALSE | L | Annual | Rate | lb/MWh | 0 | 0 | 0 | 0 | 0 | 0 | 0 | 0
MD Healthy Air Act - Constellation NOx Cap Sum 4.1 | 682 | 2435 | Rate Constraint in MTons | FALSE | L | Annual | Constraint Shadow Price | US2016$/Ton | 0 | 0 | 0 | 0 | 0 | 0 | 0 | 0
MD Healthy Air Act - Constellation SO2 Cap Ann 4.1 | 683 | 2434 | Rate Constraint in MTons | FALSE | L | Annual | Seasons Included | Seasons | Winter, WintShld, Summer | Winter, WintShld, Summer | Winter, WintShld, Summer | Winter, WintShld, Summer | Winter, WintShld, Summer | Winter, WintShld, Summer | Winter, WintShld, Summer | Winter, WintShld, Summer
MD Healthy Air Act - Constellation SO2 Cap Ann 4.1 | 683 | 2434 | Rate Constraint in MTons | FALSE | L | Annual | Standard SO2 | Thousand Tons | 17.926 | 17.926 | 17.926 | 17.926 | 17.926 | 17.926 | 17.926 | 17.926
MD Healthy Air Act - Constellation SO2 Cap Ann 4.1 | 683 | 2434 | Rate Constraint in MTons | FALSE | L | Annual | Emissions at Affected Plants SO2 | Thousand Tons | 0 | 0 | 0 | 0 | 0 | 0 | 0 | 0
MD Healthy Air Act - Constellation SO2 Cap Ann 4.1 | 683 | 2434 | Rate Constraint in MTons | FALSE | L | Annual | Allowances Purchased SO2 | Thousand Tons | 0 | 0 | 0 | 0 | 0 | 0 | 0 | 0
MD Healthy Air Act - Constellation SO2 Cap Ann 4.1 | 683 | 2434 | Rate Constraint in MTons | FALSE | L | Annual | Allowances Sold SO2 | Thousand Tons | 0 | 0 | 0 | 0 | 0 | 0 | 0 | 0
MD Healthy Air Act - Constellation SO2 Cap Ann 4.1 | 683 | 2434 | Rate Constraint in MTons | FALSE | L | Annual | Allowances Banked | Thousand Tons | 0 | 0 | 0 | 0 | 0 | 0 | 0 | 0
MD Healthy Air Act - Constellation SO2 Cap Ann 4.1 | 683 | 2434 | Rate Constraint in MTons | FALSE | L | Annual | Allowances Withdrawn (1:1) | Thousand Tons | 0 | 0 | 0 | 0 | 0 | 0 | 0 | 0
MD Healthy Air Act - Constellation SO2 Cap Ann 4.1 | 683 | 2434 | Rate Constraint in MTons | FALSE | L | Annual | Allowances Withdrawn (n:1) | Thousand Tons | 0 | 0 | 0 | 0 | 0 | 0 | 0 | 0
MD Healthy Air Act - Constellation SO2 Cap Ann 4.1 | 683 | 2434 | Rate Constraint in MTons | FALSE | L | Annual | Net Emissions Allowance Position | Thousand Tons | 0 | 0 | 0 | 0 | 0 | 0 | 0 | 0
MD Healthy Air Act - Constellation SO2 Cap Ann 4.1 | 683 | 2434 | Rate Constraint in MTons | FALSE | L | Annual | Fuel Consumed | TBtu | 0 | 0 | 0 | 0 | 0 | 0 | 0 | 0
MD Healthy Air Act - Constellation SO2 Cap Ann 4.1 | 683 | 2434 | Rate Constraint in MTons | FALSE | L | Annual | Rate | lb/MMBtu | 0 | 0 | 0 | 0 | 0 | 0 | 0 | 0
MD Healthy Air Act - Constellation SO2 Cap Ann 4.1 | 683 | 2434 | Rate Constraint in MTons | FALSE | L | Annual | Generation | TWh | 0 | 0 | 0 | 0 | 0 | 0 | 0 | 0
MD Healthy Air Act - Constellation SO2 Cap Ann 4.1 | 683 | 2434 | Rate Constraint in MTons | FALSE | L | Annual | Qualifying Generation | TWh | 0 | 0 | 0 | 0 | 0 | 0 | 0 | 0
MD Healthy Air Act - Constellation SO2 Cap Ann 4.1 | 683 | 2434 | Rate Constraint in MTons | FALSE | L | Annual | Rate | lb/MWh | 0 | 0 | 0 | 0 | 0 | 0 | 0 | 0
MD Healthy Air Act - Constellation SO2 Cap Ann 4.1 | 683 | 2434 | Rate Constraint in MTons | FALSE | L | Annual | Constraint Shadow Price | US2016$/Ton | 0 | 0 | 0 | 0 | 0 | 0 | 0 | 0
MD Healthy Air Act - MER Removal Annual v3.1 | 684 | 1800 | MACT Fuel Choice Floor in lbs/MMBtu | FALSE | L | Annual | Seasons Included | Seasons | Winter, WintShld, Summer | Winter, WintShld, Summer | Winter, WintShld, Summer | Winter, WintShld, Summer | Winter, WintShld, Summer | Winter, WintShld, Summer | Winter, WintShld, Summer | Winter, WintShld, Summer
MD Healthy Air Act - MER Removal Annual v3.1 | 684 | 1800 | MACT Fuel Choice Floor in lbs/MMBtu | FALSE | L | Annual | Emission Floor | lbs/MMBtu | 0 | 0 | 0 | 0 | 0 | 0 | 0 | 0
MD Healthy Air Act - MER Removal Annual v3.1 | 684 | 1800 | MACT Fuel Choice Floor in lbs/MMBtu | FALSE | L | Annual | Emissions at Affected Plants MER | lbs | 4.2017 | 28.4003 | 25.6407 | 25.6407 | 0 | 39.3097 | 35.4355 | 16.8686
MD Healthy Air Act - MER Removal Annual v3.1 | 684 | 1800 | MACT Fuel Choice Floor in lbs/MMBtu | FALSE | L | Annual | Allowances Purchased MER | lbs | 0 | 0 | 0 | 0 | 0 | 0 | 0 | 0
MD Healthy Air Act - MER Removal Annual v3.1 | 684 | 1800 | MACT Fuel Choice Floor in lbs/MMBtu | FALSE | L | Annual | Allowances Sold MER | lbs | 0 | 0 | 0 | 0 | 0 | 0 | 0 | 0
MD Healthy Air Act - MER Removal Annual v3.1 | 684 | 1800 | MACT Fuel Choice Floor in lbs/MMBtu | FALSE | L | Annual | Allowances Banked | lbs | 0 | 0 | 0 | 0 | 0 | 0 | 0 | 0
MD Healthy Air Act - MER Removal Annual v3.1 | 684 | 1800 | MACT Fuel Choice Floor in lbs/MMBtu | FALSE | L | Annual | Allowances Withdrawn (1:1) | lbs | 0 | 0 | 0 | 0 | 0 | 0 | 0 | 0
MD Healthy Air Act - MER Removal Annual v3.1 | 684 | 1800 | MACT Fuel Choice Floor in lbs/MMBtu | FALSE | L | Annual | Allowances Withdrawn (n:1) | lbs | 0 | 0 | 0 | 0 | 0 | 0 | 0 | 0
MD Healthy Air Act - MER Removal Annual v3.1 | 684 | 1800 | MACT Fuel Choice Floor in lbs/MMBtu | FALSE | L | Annual | Net Emissions Allowance Position | lbs | 4.2017 | 28.4003 | 25.6407 | 25.6407 | 0 | 39.3097 | 35.4355 | 16.8686
MD Healthy Air Act - MER Removal Annual v3.1 | 684 | 1800 | MACT Fuel Choice Floor in lbs/MMBtu | FALSE | L | Annual | Fuel Consumed | TBtu | 4.6356 | 31.3331 | 28.2885 | 28.2885 | 0 | 46.2187 | 41.3509 | 18.6105
MD Healthy Air Act - MER Removal Annual v3.1 | 684 | 1800 | MACT Fuel Choice Floor in lbs/MMBtu | FALSE | L | Annual | Rate | lb/MMBtu | 9.064e-07 | 9.064e-07 | 9.064e-07 | 9.064e-07 | 0 | 8.5051e-07 | 8.5694e-07 | 9.064e-07
MD Healthy Air Act - MER Removal Annual v3.1 | 684 | 1800 | MACT Fuel Choice Floor in lbs/MMBtu | FALSE | L | Annual | Generation | TWh | 0.46777 | 3.1501 | 2.8659 | 2.8659 | 0 | 4.609 | 4.1601 | 1.8931
MD Healthy Air Act - MER Removal Annual v3.1 | 684 | 1800 | MACT Fuel Choice Floor in lbs/MMBtu | FALSE | L | Annual | Qualifying Generation | TWh | 0.46777 | 3.1501 | 2.8659 | 2.8659 | 0 | 4.609 | 4.1601 | 1.8931
MD Healthy Air Act - MER Removal Annual v3.1 | 684 | 1800 | MACT Fuel Choice Floor in lbs/MMBtu | FALSE | L | Annual | Constraint Shadow Price | US2016$/Lb | 0 | 0 | 0 | 0 | 0 | 0 | 0 | 0
MD Healthy Air Act - Mirant NOx Cap Annual v4.10 | 685 | 2262 | Rate Constraint in MTons | FALSE | L | Annual | Seasons Included | Seasons | Winter, WintShld, Summer | Winter, WintShld, Summer | Winter, WintShld, Summer | Winter, WintShld, Summer | Winter, WintShld, Summer | Winter, WintShld, Summer | Winter, WintShld, Summer | Winter, WintShld, Summer
MD Healthy Air Act - Mirant NOx Cap Annual v4.10 | 685 | 2262 | Rate Constraint in MTons | FALSE | L | Annual | Standard NOX | Thousand Tons | 8.298 | 8.298 | 8.298 | 8.298 | 8.298 | 8.298 | 8.298 | 8.298
MD Healthy Air Act - Mirant NOx Cap Annual v4.10 | 685 | 2262 | Rate Constraint in MTons | FALSE | L | Annual | Emissions at Affected Plants NOX | Thousand Tons | 0.090278 | 0.61415 | 0.55482 | 0.55482 | 0 | 1.5413 | 1.2572 | 0.36244
MD Healthy Air Act - Mirant NOx Cap Annual v4.10 | 685 | 2262 | Rate Constraint in MTons | FALSE | L | Annual | Allowances Purchased NOX | Thousand Tons | 0 | 0 | 0 | 0 | 0 | 0 | 0 | 0
MD Healthy Air Act - Mirant NOx Cap Annual v4.10 | 685 | 2262 | Rate Constraint in MTons | FALSE | L | Annual | Allowances Sold NOX | Thousand Tons | 0 | 0 | 0 | 0 | 0 | 0 | 0 | 0
MD Healthy Air Act - Mirant NOx Cap Annual v4.10 | 685 | 2262 | Rate Constraint in MTons | FALSE | L | Annual | Allowances Banked | Thousand Tons | 0 | 0 | 0 | 0 | 0 | 0 | 0 | 0
MD Healthy Air Act - Mirant NOx Cap Annual v4.10 | 685 | 2262 | Rate Constraint in MTons | FALSE | L | Annual | Allowances Withdrawn (1:1) | Thousand Tons | 0 | 0 | 0 | 0 | 0 | 0 | 0 | 0
MD Healthy Air Act - Mirant NOx Cap Annual v4.10 | 685 | 2262 | Rate Constraint in MTons | FALSE | L | Annual | Allowances Withdrawn (n:1) | Thousand Tons | 0 | 0 | 0 | 0 | 0 | 0 | 0 | 0
MD Healthy Air Act - Mirant NOx Cap Annual v4.10 | 685 | 2262 | Rate Constraint in MTons | FALSE | L | Annual | Net Emissions Allowance Position | Thousand Tons | 0.090278 | 0.61415 | 0.55482 | 0.55482 | 0 | 1.5413 | 1.2572 | 0.36244
MD Healthy Air Act - Mirant NOx Cap Annual v4.10 | 685 | 2262 | Rate Constraint in MTons | FALSE | L | Annual | Fuel Consumed | TBtu | 4.6356 | 31.3331 | 28.2885 | 28.2885 | 0 | 46.2187 | 41.3509 | 18.6105
MD Healthy Air Act - Mirant NOx Cap Annual v4.10 | 685 | 2262 | Rate Constraint in MTons | FALSE | L | Annual | Rate | lb/MMBtu | 0.03895 | 0.039201 | 0.039226 | 0.039226 | 0 | 0.066696 | 0.060808 | 0.03895
MD Healthy Air Act - Mirant NOx Cap Annual v4.10 | 685 | 2262 | Rate Constraint in MTons | FALSE | L | Annual | Generation | TWh | 0.46777 | 3.1501 | 2.8659 | 2.8659 | 0 | 4.609 | 4.1601 | 1.8931
MD Healthy Air Act - Mirant NOx Cap Annual v4.10 | 685 | 2262 | Rate Constraint in MTons | FALSE | L | Annual | Qualifying Generation | TWh | 0.46777 | 3.1501 | 2.8659 | 2.8659 | 0 | 4.609 | 4.1601 | 1.8931
MD Healthy Air Act - Mirant NOx Cap Annual v4.10 | 685 | 2262 | Rate Constraint in MTons | FALSE | L | Annual | Rate | lb/MWh | 0.38599 | 0.38992 | 0.38719 | 0.38719 | 0 | 0.66882 | 0.60443 | 0.38291
MD Healthy Air Act - Mirant NOx Cap Annual v4.10 | 685 | 2262 | Rate Constraint in MTons | FALSE | L | Annual | Constraint Shadow Price | US2016$/Ton | 0 | 0 | 0 | 0 | 0 | 0 | 0 | 0
MD Healthy Air Act - Mirant NOx Cap Summer v4.10 | 686 | 2265 | Rate Constraint in MTons | FALSE | L | Annual | Seasons Included | Seasons | Summer | Summer | Summer | Summer | Summer | Summer | Summer | Summer
MD Healthy Air Act - Mirant NOx Cap Summer v4.10 | 686 | 2265 | Rate Constraint in MTons | FALSE | L | Annual | Standard NOX | Thousand Tons | 3.567 | 3.567 | 3.567 | 3.567 | 3.567 | 3.567 | 3.567 | 3.567
MD Healthy Air Act - Mirant NOx Cap Summer v4.10 | 686 | 2265 | Rate Constraint in MTons | FALSE | L | Annual | Emissions at Affected Plants NOX | Thousand Tons | 0 | 0.40954 | 0.35308 | 0.35308 | 0 | 0.48787 | 0.46045 | 0.23091
MD Healthy Air Act - Mirant NOx Cap Summer v4.10 | 686 | 2265 | Rate Constraint in MTons | FALSE | L | Annual | Allowances Purchased NOX | Thousand Tons | 0 | 0 | 0 | 0 | 0 | 0 | 0 | 0
MD Healthy Air Act - Mirant NOx Cap Summer v4.10 | 686 | 2265 | Rate Constraint in MTons | FALSE | L | Annual | Allowances Sold NOX | Thousand Tons | 0 | 0 | 0 | 0 | 0 | 0 | 0 | 0
MD Healthy Air Act - Mirant NOx Cap Summer v4.10 | 686 | 2265 | Rate Constraint in MTons | FALSE | L | Annual | Allowances Banked | Thousand Tons | 0 | 0 | 0 | 0 | 0 | 0 | 0 | 0
MD Healthy Air Act - Mirant NOx Cap Summer v4.10 | 686 | 2265 | Rate Constraint in MTons | FALSE | L | Annual | Allowances Withdrawn (1:1) | Thousand Tons | 0 | 0 | 0 | 0 | 0 | 0 | 0 | 0
MD Healthy Air Act - Mirant NOx Cap Summer v4.10 | 686 | 2265 | Rate Constraint in MTons | FALSE | L | Annual | Allowances Withdrawn (n:1) | Thousand Tons | 0 | 0 | 0 | 0 | 0 | 0 | 0 | 0
MD Healthy Air Act - Mirant NOx Cap Summer v4.10 | 686 | 2265 | Rate Constraint in MTons | FALSE | L | Annual | Net Emissions Allowance Position | Thousand Tons | 0 | 0.40954 | 0.35308 | 0.35308 | 0 | 0.48787 | 0.46045 | 0.23091
MD Healthy Air Act - Mirant NOx Cap Summer v4.10 | 686 | 2265 | Rate Constraint in MTons | FALSE | L | Annual | Fuel Consumed | TBtu | 0 | 20.9004 | 18.0021 | 18.0021 | 0 | 24.2071 | 23.476 | 11.8567
MD Healthy Air Act - Mirant NOx Cap Summer v4.10 | 686 | 2265 | Rate Constraint in MTons | FALSE | L | Annual | Rate | lb/MMBtu | 0 | 0.03919 | 0.039226 | 0.039226 | 0 | 0.040308 | 0.039227 | 0.03895
MD Healthy Air Act - Mirant NOx Cap Summer v4.10 | 686 | 2265 | Rate Constraint in MTons | FALSE | L | Annual | Generation | TWh | 0 | 2.1016 | 1.8238 | 1.8238 | 0 | 2.4462 | 2.3783 | 1.2061
MD Healthy Air Act - Mirant NOx Cap Summer v4.10 | 686 | 2265 | Rate Constraint in MTons | FALSE | L | Annual | Qualifying Generation | TWh | 0 | 2.1016 | 1.8238 | 1.8238 | 0 | 2.4462 | 2.3783 | 1.2061
MD Healthy Air Act - Mirant NOx Cap Summer v4.10 | 686 | 2265 | Rate Constraint in MTons | FALSE | L | Annual | Rate | lb/MWh | 0 | 0.38974 | 0.38719 | 0.38719 | 0 | 0.39888 | 0.3872 | 0.38291
MD Healthy Air Act - Mirant NOx Cap Summer v4.10 | 686 | 2265 | Rate Constraint in MTons | FALSE | L | Annual | Constraint Shadow Price | US2016$/Ton | 0 | 0 | 0 | 0 | 0 | 0 | 0 | 0
MD Healthy Air Act - Mirant SO2 Cap Annual v4.10 | 687 | 2268 | Rate Constraint in MTons | FALSE | L | Annual | Seasons Included | Seasons | Winter, WintShld, Summer | Winter, WintShld, Summer | Winter, WintShld, Summer | Winter, WintShld, Summer | Winter, WintShld, Summer | Winter, WintShld, Summer | Winter, WintShld, Summer | Winter, WintShld, Summer
MD Healthy Air Act - Mirant SO2 Cap Annual v4.10 | 687 | 2268 | Rate Constraint in MTons | FALSE | L | Annual | Standard SO2 | Thousand Tons | 18.541 | 18.541 | 18.541 | 18.541 | 18.541 | 18.541 | 18.541 | 18.541
MD Healthy Air Act - Mirant SO2 Cap Annual v4.10 | 687 | 2268 | Rate Constraint in MTons | FALSE | L | Annual | Emissions at Affected Plants SO2 | Thousand Tons | 0.18431 | 1.2458 | 1.1248 | 1.1248 | 0 | 1.8377 | 1.6441 | 0.73997
MD Healthy Air Act - Mirant SO2 Cap Annual v4.10 | 687 | 2268 | Rate Constraint in MTons | FALSE | L | Annual | Allowances Purchased SO2 | Thousand Tons | 0 | 0 | 0 | 0 | 0 | 0 | 0 | 0
MD Healthy Air Act - Mirant SO2 Cap Annual v4.10 | 687 | 2268 | Rate Constraint in MTons | FALSE | L | Annual | Allowances Sold SO2 | Thousand Tons | 0 | 0 | 0 | 0 | 0 | 0 | 0 | 0
MD Healthy Air Act - Mirant SO2 Cap Annual v4.10 | 687 | 2268 | Rate Constraint in MTons | FALSE | L | Annual | Allowances Banked | Thousand Tons | 0 | 0 | 0 | 0 | 0 | 0 | 0 | 0
MD Healthy Air Act - Mirant SO2 Cap Annual v4.10 | 687 | 2268 | Rate Constraint in MTons | FALSE | L | Annual | Allowances Withdrawn (1:1) | Thousand Tons | 0 | 0 | 0 | 0 | 0 | 0 | 0 | 0
MD Healthy Air Act - Mirant SO2 Cap Annual v4.10 | 687 | 2268 | Rate Constraint in MTons | FALSE | L | Annual | Allowances Withdrawn (n:1) | Thousand Tons | 0 | 0 | 0 | 0 | 0 | 0 | 0 | 0
MD Healthy Air Act - Mirant SO2 Cap Annual v4.10 | 687 | 2268 | Rate Constraint in MTons | FALSE | L | Annual | Net Emissions Allowance Position | Thousand Tons | 0.18431 | 1.2458 | 1.1248 | 1.1248 | 0 | 1.8377 | 1.6441 | 0.73997
MD Healthy Air Act - Mirant SO2 Cap Annual v4.10 | 687 | 2268 | Rate Constraint in MTons | FALSE | L | Annual | Fuel Consumed | TBtu | 4.6356 | 31.3331 | 28.2885 | 28.2885 | 0 | 46.2187 | 41.3509 | 18.6105
MD Healthy Air Act - Mirant SO2 Cap Annual v4.10 | 687 | 2268 | Rate Constraint in MTons | FALSE | L | Annual | Rate | lb/MMBtu | 0.079521 | 0.079521 | 0.079521 | 0.079521 | 0 | 0.079521 | 0.079521 | 0.079521
MD Healthy Air Act - Mirant SO2 Cap Annual v4.10 | 687 | 2268 | Rate Constraint in MTons | FALSE | L | Annual | Generation | TWh | 0.46777 | 3.1501 | 2.8659 | 2.8659 | 0 | 4.609 | 4.1601 | 1.8931
MD Healthy Air Act - Mirant SO2 Cap Annual v4.10 | 687 | 2268 | Rate Constraint in MTons | FALSE | L | Annual | Qualifying Generation | TWh | 0.46777 | 3.1501 | 2.8659 | 2.8659 | 0 | 4.609 | 4.1601 | 1.8931
MD Healthy Air Act - Mirant SO2 Cap Annual v4.10 | 687 | 2268 | Rate Constraint in MTons | FALSE | L | Annual | Rate | lb/MWh | 0.78806 | 0.79097 | 0.78493 | 0.78493 | 0 | 0.79743 | 0.79043 | 0.78175
MD Healthy Air Act - Mirant SO2 Cap Annual v4.10 | 687 | 2268 | Rate Constraint in MTons | FALSE | L | Annual | Constraint Shadow Price | US2016$/Ton | 0 | 0 | 0 | 0 | 0 | 0 | 0 | 0
ME Fac. Spec. - NOX 0.15 Rate Annual v3.1, Unit 3949 and retrofits | 688 | 1798 | Rate Constraint in lbs/MMBtu | FALSE | L | Annual | Seasons Included | Seasons | Winter, WintShld, Summer | Winter, WintShld, Summer | Winter, WintShld, Summer | Winter, WintShld, Summer | Winter, WintShld, Summer | Winter, WintShld, Summer | Winter, WintShld, Summer | Winter, WintShld, Summer
ME Fac. Spec. - NOX 0.15 Rate Annual v3.1, Unit 3949 and retrofits | 688 | 1798 | Rate Constraint in lbs/MMBtu | FALSE | L | Annual | Standard NOX | lb/MMBtu | 0.15 | 0.15 | 0.15 | 0.15 | 0.15 | 0.15 | 0.15 | 0.15
ME Fac. Spec. - NOX 0.15 Rate Annual v3.1, Unit 3949 and retrofits | 688 | 1798 | Rate Constraint in lbs/MMBtu | FALSE | L | Annual | Emissions at Affected Plants NOX | Thousand Tons | 0 | 0 | 0 | 0 | 0 | 0 | 0 | 0
ME Fac. Spec. - NOX 0.15 Rate Annual v3.1, Unit 3949 and retrofits | 688 | 1798 | Rate Constraint in lbs/MMBtu | FALSE | L | Annual | Allowances Purchased NOX | Thousand Tons | 0 | 0 | 0 | 0 | 0 | 0 | 0 | 0
ME Fac. Spec. - NOX 0.15 Rate Annual v3.1, Unit 3949 and retrofits | 688 | 1798 | Rate Constraint in lbs/MMBtu | FALSE | L | Annual | Allowances Sold NOX | Thousand Tons | 0 | 0 | 0 | 0 | 0 | 0 | 0 | 0
ME Fac. Spec. - NOX 0.15 Rate Annual v3.1, Unit 3949 and retrofits | 688 | 1798 | Rate Constraint in lbs/MMBtu | FALSE | L | Annual | Allowances Banked | Thousand Tons | 0 | 0 | 0 | 0 | 0 | 0 | 0 | 0
ME Fac. Spec. - NOX 0.15 Rate Annual v3.1, Unit 3949 and retrofits | 688 | 1798 | Rate Constraint in lbs/MMBtu | FALSE | L | Annual | Allowances Withdrawn (1:1) | Thousand Tons | 0 | 0 | 0 | 0 | 0 | 0 | 0 | 0
ME Fac. Spec. - NOX 0.15 Rate Annual v3.1, Unit 3949 and retrofits | 688 | 1798 | Rate Constraint in lbs/MMBtu | FALSE | L | Annual | Allowances Withdrawn (n:1) | Thousand Tons | 0 | 0 | 0 | 0 | 0 | 0 | 0 | 0
ME Fac. Spec. - NOX 0.15 Rate Annual v3.1, Unit 3949 and retrofits | 688 | 1798 | Rate Constraint in lbs/MMBtu | FALSE | L | Annual | Net Emissions Allowance Position | Thousand Tons | 0 | 0 | 0 | 0 | 0 | 0 | 0 | 0
ME Fac. Spec. - NOX 0.15 Rate Annual v3.1, Unit 3949 and retrofits | 688 | 1798 | Rate Constraint in lbs/MMBtu | FALSE | L | Annual | Fuel Consumed | TBtu | 0 | 0 | 0 | 0 | 0 | 0 | 0 | 0
ME Fac. Spec. - NOX 0.15 Rate Annual v3.1, Unit 3949 and retrofits | 688 | 1798 | Rate Constraint in lbs/MMBtu | FALSE | L | Annual | Rate | lb/MMBtu | 0 | 0 | 0 | 0 | 0 | 0 | 0 | 0
ME Fac. Spec. - NOX 0.15 Rate Annual v3.1, Unit 3949 and retrofits | 688 | 1798 | Rate Constraint in lbs/MMBtu | FALSE | L | Annual | Generation | TWh | 0 | 0 | 0 | 0 | 0 | 0 | 0 | 0
ME Fac. Spec. - NOX 0.15 Rate Annual v3.1, Unit 3949 and retrofits | 688 | 1798 | Rate Constraint in lbs/MMBtu | FALSE | L | Annual | Qualifying Generation | TWh | 0 | 0 | 0 | 0 | 0 | 0 | 0 | 0
ME Fac. Spec. - NOX 0.15 Rate Annual v3.1, Unit 3949 and retrofits | 688 | 1798 | Rate Constraint in lbs/MMBtu | FALSE | L | Annual | Rate | lb/MWh | 0 | 0 | 0 | 0 | 0 | 0 | 0 | 0
ME Fac. Spec. - NOX 0.15 Rate Annual v3.1, Unit 3949 and retrofits | 688 | 1798 | Rate Constraint in lbs/MMBtu | FALSE | L | Annual | Constraint Shadow Price | US2016$/Ton | 0 | 0 | 0 | 0 | 0 | 0 | 0 | 0
ME Fac. Spec. - NOX 0.15 Rate Annual v3.1, Unit 3951 and retrofits | 689 | 1798 | Rate Constraint in lbs/MMBtu | FALSE | L | Annual | Seasons Included | Seasons | Winter, WintShld, Summer | Winter, WintShld, Summer | Winter, WintShld, Summer | Winter, WintShld, Summer | Winter, WintShld, Summer | Winter, WintShld, Summer | Winter, WintShld, Summer | Winter, WintShld, Summer
ME Fac. Spec. - NOX 0.15 Rate Annual v3.1, Unit 3951 and retrofits | 689 | 1798 | Rate Constraint in lbs/MMBtu | FALSE | L | Annual | Standard NOX | lb/MMBtu | 0.15 | 0.15 | 0.15 | 0.15 | 0.15 | 0.15 | 0.15 | 0.15
ME Fac. Spec. - NOX 0.15 Rate Annual v3.1, Unit 3951 and retrofits | 689 | 1798 | Rate Constraint in lbs/MMBtu | FALSE | L | Annual | Emissions at Affected Plants NOX | Thousand Tons | 0 | 0 | 0 | 0 | 0 | 0 | 0 | 0
ME Fac. Spec. - NOX 0.15 Rate Annual v3.1, Unit 3951 and retrofits | 689 | 1798 | Rate Constraint in lbs/MMBtu | FALSE | L | Annual | Allowances Purchased NOX | Thousand Tons | 0 | 0 | 0 | 0 | 0 | 0 | 0 | 0
ME Fac. Spec. - NOX 0.15 Rate Annual v3.1, Unit 3951 and retrofits | 689 | 1798 | Rate Constraint in lbs/MMBtu | FALSE | L | Annual | Allowances Sold NOX | Thousand Tons | 0 | 0 | 0 | 0 | 0 | 0 | 0 | 0
ME Fac. Spec. - NOX 0.15 Rate Annual v3.1, Unit 3951 and retrofits | 689 | 1798 | Rate Constraint in lbs/MMBtu | FALSE | L | Annual | Allowances Banked | Thousand Tons | 0 | 0 | 0 | 0 | 0 | 0 | 0 | 0
ME Fac. Spec. - NOX 0.15 Rate Annual v3.1, Unit 3951 and retrofits | 689 | 1798 | Rate Constraint in lbs/MMBtu | FALSE | L | Annual | Allowances Withdrawn (1:1) | Thousand Tons | 0 | 0 | 0 | 0 | 0 | 0 | 0 | 0
ME Fac. Spec. - NOX 0.15 Rate Annual v3.1, Unit 3951 and retrofits | 689 | 1798 | Rate Constraint in lbs/MMBtu | FALSE | L | Annual | Allowances Withdrawn (n:1) | Thousand Tons | 0 | 0 | 0 | 0 | 0 | 0 | 0 | 0
ME Fac. Spec. - NOX 0.15 Rate Annual v3.1, Unit 3951 and retrofits | 689 | 1798 | Rate Constraint in lbs/MMBtu | FALSE | L | Annual | Net Emissions Allowance Position | Thousand Tons | 0 | 0 | 0 | 0 | 0 | 0 | 0 | 0
ME Fac. Spec. - NOX 0.15 Rate Annual v3.1, Unit 3951 and retrofits | 689 | 1798 | Rate Constraint in lbs/MMBtu | FALSE | L | Annual | Fuel Consumed | TBtu | 0 | 0 | 0 | 0 | 0 | 0 | 0 | 0
ME Fac. Spec. - NOX 0.15 Rate Annual v3.1, Unit 3951 and retrofits | 689 | 1798 | Rate Constraint in lbs/MMBtu | FALSE | L | Annual | Rate | lb/MMBtu | 0 | 0 | 0 | 0 | 0 | 0 | 0 | 0
ME Fac. Spec. - NOX 0.15 Rate Annual v3.1, Unit 3951 and retrofits | 689 | 1798 | Rate Constraint in lbs/MMBtu | FALSE | L | Annual | Generation | TWh | 0 | 0 | 0 | 0 | 0 | 0 | 0 | 0
ME Fac. Spec. - NOX 0.15 Rate Annual v3.1, Unit 3951 and retrofits | 689 | 1798 | Rate Constraint in lbs/MMBtu | FALSE | L | Annual | Qualifying Generation | TWh | 0 | 0 | 0 | 0 | 0 | 0 | 0 | 0
ME Fac. Spec. - NOX 0.15 Rate Annual v3.1, Unit 3951 and retrofits | 689 | 1798 | Rate Constraint in lbs/MMBtu | FALSE | L | Annual | Rate | lb/MWh | 0 | 0 | 0 | 0 | 0 | 0 | 0 | 0
ME Fac. Spec. - NOX 0.15 Rate Annual v3.1, Unit 3951 and retrofits | 689 | 1798 | Rate Constraint in lbs/MMBtu | FALSE | L | Annual | Constraint Shadow Price | US2016$/Ton | 0 | 0 | 0 | 0 | 0 | 0 | 0 | 0
ME Fac. Spec. - NOx 0.20 Rate Annual v3.1, Unit 2406 and retrofits | 690 | 1818 | Rate Constraint in lbs/MMBtu | FALSE | L | Annual | Seasons Included | Seasons | Winter, WintShld, Summer | Winter, WintShld, Summer | Winter, WintShld, Summer | Winter, WintShld, Summer | Winter, WintShld, Summer | Winter, WintShld, Summer | Winter, WintShld, Summer | Winter, WintShld, Summer
ME Fac. Spec. - NOx 0.20 Rate Annual v3.1, Unit 2406 and retrofits | 690 | 1818 | Rate Constraint in lbs/MMBtu | FALSE | L | Annual | Standard NOX | lb/MMBtu | 0.2 | 0.2 | 0.2 | 0.2 | 0.2 | 0.2 | 0.2 | 0.2
ME Fac. Spec. - NOx 0.20 Rate Annual v3.1, Unit 2406 and retrofits | 690 | 1818 | Rate Constraint in lbs/MMBtu | FALSE | L | Annual | Emissions at Affected Plants NOX | Thousand Tons | 0 | 0 | 0 | 0 | 0 | 0 | 0 | 0
ME Fac. Spec. - NOx 0.20 Rate Annual v3.1, Unit 2406 and retrofits | 690 | 1818 | Rate Constraint in lbs/MMBtu | FALSE | L | Annual | Allowances Purchased NOX | Thousand Tons | 0 | 0 | 0 | 0 | 0 | 0 | 0 | 0
ME Fac. Spec. - NOx 0.20 Rate Annual v3.1, Unit 2406 and retrofits | 690 | 1818 | Rate Constraint in lbs/MMBtu | FALSE | L | Annual | Allowances Sold NOX | Thousand Tons | 0 | 0 | 0 | 0 | 0 | 0 | 0 | 0
ME Fac. Spec. - NOx 0.20 Rate Annual v3.1, Unit 2406 and retrofits | 690 | 1818 | Rate Constraint in lbs/MMBtu | FALSE | L | Annual | Allowances Banked | Thousand Tons | 0 | 0 | 0 | 0 | 0 | 0 | 0 | 0
ME Fac. Spec. - NOx 0.20 Rate Annual v3.1, Unit 2406 and retrofits | 690 | 1818 | Rate Constraint in lbs/MMBtu | FALSE | L | Annual | Allowances Withdrawn (1:1) | Thousand Tons | 0 | 0 | 0 | 0 | 0 | 0 | 0 | 0
ME Fac. Spec. - NOx 0.20 Rate Annual v3.1, Unit 2406 and retrofits | 690 | 1818 | Rate Constraint in lbs/MMBtu | FALSE | L | Annual | Allowances Withdrawn (n:1) | Thousand Tons | 0 | 0 | 0 | 0 | 0 | 0 | 0 | 0
ME Fac. Spec. - NOx 0.20 Rate Annual v3.1, Unit 2406 and retrofits | 690 | 1818 | Rate Constraint in lbs/MMBtu | FALSE | L | Annual | Net Emissions Allowance Position | Thousand Tons | 0 | 0 | 0 | 0 | 0 | 0 | 0 | 0
ME Fac. Spec. - NOx 0.20 Rate Annual v3.1, Unit 2406 and retrofits | 690 | 1818 | Rate Constraint in lbs/MMBtu | FALSE | L | Annual | Fuel Consumed | TBtu | 0 | 0 | 0 | 0 | 0 | 0 | 0 | 0
ME Fac. Spec. - NOx 0.20 Rate Annual v3.1, Unit 2406 and retrofits | 690 | 1818 | Rate Constraint in lbs/MMBtu | FALSE | L | Annual | Rate | lb/MMBtu | 0 | 0 | 0 | 0 | 0 | 0 | 0 | 0
ME Fac. Spec. - NOx 0.20 Rate Annual v3.1, Unit 2406 and retrofits | 690 | 1818 | Rate Constraint in lbs/MMBtu | FALSE | L | Annual | Generation | TWh | 0 | 0 | 0 | 0 | 0 | 0 | 0 | 0
ME Fac. Spec. - NOx 0.20 Rate Annual v3.1, Unit 2406 and retrofits | 690 | 1818 | Rate Constraint in lbs/MMBtu | FALSE | L | Annual | Qualifying Generation | TWh | 0 | 0 | 0 | 0 | 0 | 0 | 0 | 0
ME Fac. Spec. - NOx 0.20 Rate Annual v3.1, Unit 2406 and retrofits | 690 | 1818 | Rate Constraint in lbs/MMBtu | FALSE | L | Annual | Rate | lb/MWh | 0 | 0 | 0 | 0 | 0 | 0 | 0 | 0
ME Fac. Spec. - NOx 0.20 Rate Annual v3.1, Unit 2406 and retrofits | 690 | 1818 | Rate Constraint in lbs/MMBtu | FALSE | L | Annual | Constraint Shadow Price | US2016$/Ton | 0 | 0 | 0 | 0 | 0 | 0 | 0 | 0
ME Fac. Spec. - NOx 0.20 Rate Annual v3.1, Unit 2407 and retrofits | 691 | 1818 | Rate Constraint in lbs/MMBtu | FALSE | L | Annual | Seasons Included | Seasons | Winter, WintShld, Summer | Winter, WintShld, Summer | Winter, WintShld, Summer | Winter, WintShld, Summer | Winter, WintShld, Summer | Winter, WintShld, Summer | Winter, WintShld, Summer | Winter, WintShld, Summer
ME Fac. Spec. - NOx 0.20 Rate Annual v3.1, Unit 2407 and retrofits | 691 | 1818 | Rate Constraint in lbs/MMBtu | FALSE | L | Annual | Standard NOX | lb/MMBtu | 0.2 | 0.2 | 0.2 | 0.2 | 0.2 | 0.2 | 0.2 | 0.2
ME Fac. Spec. - NOx 0.20 Rate Annual v3.1, Unit 2407 and retrofits | 691 | 1818 | Rate Constraint in lbs/MMBtu | FALSE | L | Annual | Emissions at Affected Plants NOX | Thousand Tons | 0 | 0 | 0 | 0 | 0 | 0 | 0 | 0
ME Fac. Spec. - NOx 0.20 Rate Annual v3.1, Unit 2407 and retrofits | 691 | 1818 | Rate Constraint in lbs/MMBtu | FALSE | L | Annual | Allowances Purchased NOX | Thousand Tons | 0 | 0 | 0 | 0 | 0 | 0 | 0 | 0
ME Fac. Spec. - NOx 0.20 Rate Annual v3.1, Unit 2407 and retrofits | 691 | 1818 | Rate Constraint in lbs/MMBtu | FALSE | L | Annual | Allowances Sold NOX | Thousand Tons | 0 | 0 | 0 | 0 | 0 | 0 | 0 | 0
ME Fac. Spec. - NOx 0.20 Rate Annual v3.1, Unit 2407 and retrofits | 691 | 1818 | Rate Constraint in lbs/MMBtu | FALSE | L | Annual | Allowances Banked | Thousand Tons | 0 | 0 | 0 | 0 | 0 | 0 | 0 | 0
ME Fac. Spec. - NOx 0.20 Rate Annual v3.1, Unit 2407 and retrofits | 691 | 1818 | Rate Constraint in lbs/MMBtu | FALSE | L | Annual | Allowances Withdrawn (1:1) | Thousand Tons | 0 | 0 | 0 | 0 | 0 | 0 | 0 | 0
ME Fac. Spec. - NOx 0.20 Rate Annual v3.1, Unit 2407 and retrofits | 691 | 1818 | Rate Constraint in lbs/MMBtu | FALSE | L | Annual | Allowances Withdrawn (n:1) | Thousand Tons | 0 | 0 | 0 | 0 | 0 | 0 | 0 | 0
ME Fac. Spec. - NOx 0.20 Rate Annual v3.1, Unit 2407 and retrofits | 691 | 1818 | Rate Constraint in lbs/MMBtu | FALSE | L | Annual | Net Emissions Allowance Position | Thousand Tons | 0 | 0 | 0 | 0 | 0 | 0 | 0 | 0
ME Fac. Spec. - NOx 0.20 Rate Annual v3.1, Unit 2407 and retrofits | 691 | 1818 | Rate Constraint in lbs/MMBtu | FALSE | L | Annual | Fuel Consumed | TBtu | 0 | 0 | 0 | 0 | 0 | 0 | 0 | 0
ME Fac. Spec. - NOx 0.20 Rate Annual v3.1, Unit 2407 and retrofits | 691 | 1818 | Rate Constraint in lbs/MMBtu | FALSE | L | Annual | Rate | lb/MMBtu | 0 | 0 | 0 | 0 | 0 | 0 | 0 | 0
ME Fac. Spec. - NOx 0.20 Rate Annual v3.1, Unit 2407 and retrofits | 691 | 1818 | Rate Constraint in lbs/MMBtu | FALSE | L | Annual | Generation | TWh | 0 | 0 | 0 | 0 | 0 | 0 | 0 | 0
ME Fac. Spec. - NOx 0.20 Rate Annual v3.1, Unit 2407 and retrofits | 691 | 1818 | Rate Constraint in lbs/MMBtu | FALSE | L | Annual | Qualifying Generation | TWh | 0 | 0 | 0 | 0 | 0 | 0 | 0 | 0
ME Fac. Spec. - NOx 0.20 Rate Annual v3.1, Unit 2407 and retrofits | 691 | 1818 | Rate Constraint in lbs/MMBtu | FALSE | L | Annual | Rate | lb/MWh | 0 | 0 | 0 | 0 | 0 | 0 | 0 | 0
ME Fac. Spec. - NOx 0.20 Rate Annual v3.1, Unit 2407 and retrofits | 691 | 1818 | Rate Constraint in lbs/MMBtu | FALSE | L | Annual | Constraint Shadow Price | US2016$/Ton | 0 | 0 | 0 | 0 | 0 | 0 | 0 | 0
ME Fac. Spec. - NOx 0.20 Rate Annual v3.1, Unit 3950 and retrofits | 692 | 1818 | Rate Constraint in lbs/MMBtu | FALSE | L | Annual | Seasons Included | Seasons | Winter, WintShld, Summer | Winter, WintShld, Summer | Winter, WintShld, Summer | Winter, WintShld, Summer | Winter, WintShld, Summer | Winter, WintShld, Summer | Winter, WintShld, Summer | Winter, WintShld, Summer
ME Fac. Spec. - NOx 0.20 Rate Annual v3.1, Unit 3950 and retrofits | 692 | 1818 | Rate Constraint in lbs/MMBtu | FALSE | L | Annual | Standard NOX | lb/MMBtu | 0.2 | 0.2 | 0.2 | 0.2 | 0.2 | 0.2 | 0.2 | 0.2
ME Fac. Spec. - NOx 0.20 Rate Annual v3.1, Unit 3950 and retrofits | 692 | 1818 | Rate Constraint in lbs/MMBtu | FALSE | L | Annual | Emissions at Affected Plants NOX | Thousand Tons | 0 | 0 | 0 | 0 | 0 | 0 | 0 | 0
ME Fac. Spec. - NOx 0.20 Rate Annual v3.1, Unit 3950 and retrofits | 692 | 1818 | Rate Constraint in lbs/MMBtu | FALSE | L | Annual | Allowances Purchased NOX | Thousand Tons | 0 | 0 | 0 | 0 | 0 | 0 | 0 | 0
ME Fac. Spec. - NOx 0.20 Rate Annual v3.1, Unit 3950 and retrofits | 692 | 1818 | Rate Constraint in lbs/MMBtu | FALSE | L | Annual | Allowances Sold NOX | Thousand Tons | 0 | 0 | 0 | 0 | 0 | 0 | 0 | 0
ME Fac. Spec. - NOx 0.20 Rate Annual v3.1, Unit 3950 and retrofits | 692 | 1818 | Rate Constraint in lbs/MMBtu | FALSE | L | Annual | Allowances Banked | Thousand Tons | 0 | 0 | 0 | 0 | 0 | 0 | 0 | 0
ME Fac. Spec. - NOx 0.20 Rate Annual v3.1, Unit 3950 and retrofits | 692 | 1818 | Rate Constraint in lbs/MMBtu | FALSE | L | Annual | Allowances Withdrawn (1:1) | Thousand Tons | 0 | 0 | 0 | 0 | 0 | 0 | 0 | 0
ME Fac. Spec. - NOx 0.20 Rate Annual v3.1, Unit 3950 and retrofits | 692 | 1818 | Rate Constraint in lbs/MMBtu | FALSE | L | Annual | Allowances Withdrawn (n:1) | Thousand Tons | 0 | 0 | 0 | 0 | 0 | 0 | 0 | 0
ME Fac. Spec. - NOx 0.20 Rate Annual v3.1, Unit 3950 and retrofits | 692 | 1818 | Rate Constraint in lbs/MMBtu | FALSE | L | Annual | Net Emissions Allowance Position | Thousand Tons | 0 | 0 | 0 | 0 | 0 | 0 | 0 | 0
ME Fac. Spec. - NOx 0.20 Rate Annual v3.1, Unit 3950 and retrofits | 692 | 1818 | Rate Constraint in lbs/MMBtu | FALSE | L | Annual | Fuel Consumed | TBtu | 0 | 0 | 0 | 0 | 0 | 0 | 0 | 0
ME Fac. Spec. - NOx 0.20 Rate Annual v3.1, Unit 3950 and retrofits | 692 | 1818 | Rate Constraint in lbs/MMBtu | FALSE | L | Annual | Rate | lb/MMBtu | 0 | 0 | 0 | 0 | 0 | 0 | 0 | 0
ME Fac. Spec. - NOx 0.20 Rate Annual v3.1, Unit 3950 and retrofits | 692 | 1818 | Rate Constraint in lbs/MMBtu | FALSE | L | Annual | Generation | TWh | 0 | 0 | 0 | 0 | 0 | 0 | 0 | 0
ME Fac. Spec. - NOx 0.20 Rate Annual v3.1, Unit 3950 and retrofits | 692 | 1818 | Rate Constraint in lbs/MMBtu | FALSE | L | Annual | Qualifying Generation | TWh | 0 | 0 | 0 | 0 | 0 | 0 | 0 | 0
ME Fac. Spec. - NOx 0.20 Rate Annual v3.1, Unit 3950 and retrofits | 692 | 1818 | Rate Constraint in lbs/MMBtu | FALSE | L | Annual | Rate | lb/MWh | 0 | 0 | 0 | 0 | 0 | 0 | 0 | 0
ME Fac. Spec. - NOx 0.20 Rate Annual v3.1, Unit 3950 and retrofits | 692 | 1818 | Rate Constraint in lbs/MMBtu | FALSE | L | Annual | Constraint Shadow Price | US2016$/Ton | 0 | 0 | 0 | 0 | 0 | 0 | 0 | 0
ME Fac. Spec. - NOx 0.20 Rate Annual v3.1, Unit 3952 and retrofits | 693 | 1818 | Rate Constraint in lbs/MMBtu | FALSE | L | Annual | Seasons Included | Seasons | Winter, WintShld, Summer | Winter, WintShld, Summer | Winter, WintShld, Summer | Winter, WintShld, Summer | Winter, WintShld, Summer | Winter, WintShld, Summer | Winter, WintShld, Summer | Winter, WintShld, Summer
ME Fac. Spec. - NOx 0.20 Rate Annual v3.1, Unit 3952 and retrofits | 693 | 1818 | Rate Constraint in lbs/MMBtu | FALSE | L | Annual | Standard NOX | lb/MMBtu | 0.2 | 0.2 | 0.2 | 0.2 | 0.2 | 0.2 | 0.2 | 0.2
ME Fac. Spec. - NOx 0.20 Rate Annual v3.1, Unit 3952 and retrofits | 693 | 1818 | Rate Constraint in lbs/MMBtu | FALSE | L | Annual | Emissions at Affected Plants NOX | Thousand Tons | 0 | 0 | 0 | 0 | 0 | 0 | 0 | 0
ME Fac. Spec. - NOx 0.20 Rate Annual v3.1, Unit 3952 and retrofits | 693 | 1818 | Rate Constraint in lbs/MMBtu | FALSE | L | Annual | Allowances Purchased NOX | Thousand Tons | 0 | 0 | 0 | 0 | 0 | 0 | 0 | 0
ME Fac. Spec. - NOx 0.20 Rate Annual v3.1, Unit 3952 and retrofits | 693 | 1818 | Rate Constraint in lbs/MMBtu | FALSE | L | Annual | Allowances Sold NOX | Thousand Tons | 0 | 0 | 0 | 0 | 0 | 0 | 0 | 0
ME Fac. Spec. - NOx 0.20 Rate Annual v3.1, Unit 3952 and retrofits | 693 | 1818 | Rate Constraint in lbs/MMBtu | FALSE | L | Annual | Allowances Banked | Thousand Tons | 0 | 0 | 0 | 0 | 0 | 0 | 0 | 0
ME Fac. Spec. - NOx 0.20 Rate Annual v3.1, Unit 3952 and retrofits | 693 | 1818 | Rate Constraint in lbs/MMBtu | FALSE | L | Annual | Allowances Withdrawn (1:1) | Thousand Tons | 0 | 0 | 0 | 0 | 0 | 0 | 0 | 0
ME Fac. Spec. - NOx 0.20 Rate Annual v3.1, Unit 3952 and retrofits | 693 | 1818 | Rate Constraint in lbs/MMBtu | FALSE | L | Annual | Allowances Withdrawn (n:1) | Thousand Tons | 0 | 0 | 0 | 0 | 0 | 0 | 0 | 0
ME Fac. Spec. - NOx 0.20 Rate Annual v3.1, Unit 3952 and retrofits | 693 | 1818 | Rate Constraint in lbs/MMBtu | FALSE | L | Annual | Net Emissions Allowance Position | Thousand Tons | 0 | 0 | 0 | 0 | 0 | 0 | 0 | 0
ME Fac. Spec. - NOx 0.20 Rate Annual v3.1, Unit 3952 and retrofits | 693 | 1818 | Rate Constraint in lbs/MMBtu | FALSE | L | Annual | Fuel Consumed | TBtu | 0 | 0 | 0 | 0 | 0 | 0 | 0 | 0
ME Fac. Spec. - NOx 0.20 Rate Annual v3.1, Unit 3952 and retrofits | 693 | 1818 | Rate Constraint in lbs/MMBtu | FALSE | L | Annual | Rate | lb/MMBtu | 0 | 0 | 0 | 0 | 0 | 0 | 0 | 0
ME Fac. Spec. - NOx 0.20 Rate Annual v3.1, Unit 3952 and retrofits | 693 | 1818 | Rate Constraint in lbs/MMBtu | FALSE | L | Annual | Generation | TWh | 0 | 0 | 0 | 0 | 0 | 0 | 0 | 0
ME Fac. Spec. - NOx 0.20 Rate Annual v3.1, Unit 3952 and retrofits | 693 | 1818 | Rate Constraint in lbs/MMBtu | FALSE | L | Annual | Qualifying Generation | TWh | 0 | 0 | 0 | 0 | 0 | 0 | 0 | 0
ME Fac. Spec. - NOx 0.20 Rate Annual v3.1, Unit 3952 and retrofits | 693 | 1818 | Rate Constraint in lbs/MMBtu | FALSE | L | Annual | Rate | lb/MWh | 0 | 0 | 0 | 0 | 0 | 0 | 0 | 0
ME Fac. Spec. - NOx 0.20 Rate Annual v3.1, Unit 3952 and retrofits | 693 | 1818 | Rate Constraint in lbs/MMBtu | FALSE | L | Annual | Constraint Shadow Price | US2016$/Ton | 0 | 0 | 0 | 0 | 0 | 0 | 0 | 0
ME Fac. Spec. - NOX 0.22 Rate Annual v3.1, Unit 3952 and retrofits | 694 | 1799 | Rate Constraint in lbs/MMBtu | FALSE | L | Annual | Seasons Included | Seasons | Winter, WintShld, Summer | Winter, WintShld, Summer | Winter, WintShld, Summer | Winter, WintShld, Summer | Winter, WintShld, Summer | Winter, WintShld, Summer | Winter, WintShld, Summer | Winter, WintShld, Summer
ME Fac. Spec. - NOX 0.22 Rate Annual v3.1, Unit 3952 and retrofits | 694 | 1799 | Rate Constraint in lbs/MMBtu | FALSE | L | Annual | Standard NOX | lb/MMBtu | 0.22 | 0.22 | 0.22 | 0.22 | 0.22 | 0.22 | 0.22 | 0.22
ME Fac. Spec. - NOX 0.22 Rate Annual v3.1, Unit 3952 and retrofits | 694 | 1799 | Rate Constraint in lbs/MMBtu | FALSE | L | Annual | Emissions at Affected Plants NOX | Thousand Tons | 0 | 0 | 0 | 0 | 0 | 0 | 0 | 0
ME Fac. Spec. - NOX 0.22 Rate Annual v3.1, Unit 3952 and retrofits | 694 | 1799 | Rate Constraint in lbs/MMBtu | FALSE | L | Annual | Allowances Purchased NOX | Thousand Tons | 0 | 0 | 0 | 0 | 0 | 0 | 0 | 0
ME Fac. Spec. - NOX 0.22 Rate Annual v3.1, Unit 3952 and retrofits | 694 | 1799 | Rate Constraint in lbs/MMBtu | FALSE | L | Annual | Allowances Sold NOX | Thousand Tons | 0 | 0 | 0 | 0 | 0 | 0 | 0 | 0
ME Fac. Spec. - NOX 0.22 Rate Annual v3.1, Unit 3952 and retrofits | 694 | 1799 | Rate Constraint in lbs/MMBtu | FALSE | L | Annual | Allowances Banked | Thousand Tons | 0 | 0 | 0 | 0 | 0 | 0 | 0 | 0
ME Fac. Spec. - NOX 0.22 Rate Annual v3.1, Unit 3952 and retrofits | 694 | 1799 | Rate Constraint in lbs/MMBtu | FALSE | L | Annual | Allowances Withdrawn (1:1) | Thousand Tons | 0 | 0 | 0 | 0 | 0 | 0 | 0 | 0
ME Fac. Spec. - NOX 0.22 Rate Annual v3.1, Unit 3952 and retrofits | 694 | 1799 | Rate Constraint in lbs/MMBtu | FALSE | L | Annual | Allowances Withdrawn (n:1) | Thousand Tons | 0 | 0 | 0 | 0 | 0 | 0 | 0 | 0
ME Fac. Spec. - NOX 0.22 Rate Annual v3.1, Unit 3952 and retrofits | 694 | 1799 | Rate Constraint in lbs/MMBtu | FALSE | L | Annual | Net Emissions Allowance Position | Thousand Tons | 0 | 0 | 0 | 0 | 0 | 0 | 0 | 0
ME Fac. Spec. - NOX 0.22 Rate Annual v3.1, Unit 3952 and retrofits | 694 | 1799 | Rate Constraint in lbs/MMBtu | FALSE | L | Annual | Fuel Consumed | TBtu | 0 | 0 | 0 | 0 | 0 | 0 | 0 | 0
ME Fac. Spec. - NOX 0.22 Rate Annual v3.1, Unit 3952 and retrofits | 694 | 1799 | Rate Constraint in lbs/MMBtu | FALSE | L | Annual | Rate | lb/MMBtu | 0 | 0 | 0 | 0 | 0 | 0 | 0 | 0
ME Fac. Spec. - NOX 0.22 Rate Annual v3.1, Unit 3952 and retrofits | 694 | 1799 | Rate Constraint in lbs/MMBtu | FALSE | L | Annual | Generation | TWh | 0 | 0 | 0 | 0 | 0 | 0 | 0 | 0
ME Fac. Spec. - NOX 0.22 Rate Annual v3.1, Unit 3952 and retrofits | 694 | 1799 | Rate Constraint in lbs/MMBtu | FALSE | L | Annual | Qualifying Generation | TWh | 0 | 0 | 0 | 0 | 0 | 0 | 0 | 0
ME Fac. Spec. - NOX 0.22 Rate Annual v3.1, Unit 3952 and retrofits | 694 | 1799 | Rate Constraint in lbs/MMBtu | FALSE | L | Annual | Rate | lb/MWh | 0 | 0 | 0 | 0 | 0 | 0 | 0 | 0
ME Fac. Spec. - NOX 0.22 Rate Annual v3.1, Unit 3952 and retrofits | 694 | 1799 | Rate Constraint in lbs/MMBtu | FALSE | L | Annual | Constraint Shadow Price | US2016$/Ton | 0 | 0 | 0 | 0 | 0 | 0 | 0 | 0
ME Mercury Cap Annual v3.1 | 695 | 1509 | Rate Constraint in MTons | FALSE | L | Annual | Seasons Included | Seasons | Winter, WintShld, Summer | Winter, WintShld, Summer | Winter, WintShld, Summer | Winter, WintShld, Summer | Winter, WintShld, Summer | Winter, WintShld, Summer | Winter, WintShld, Summer | Winter, WintShld, Summer
ME Mercury Cap Annual v3.1 | 695 | 1509 | Rate Constraint in MTons | FALSE | L | Annual | Standard MER | lbs | 26 | 26 | 26 | 26 | 26 | 26 | 26 | 26
ME Mercury Cap Annual v3.1 | 695 | 1509 | Rate Constraint in MTons | FALSE | L | Annual | Emissions at Affected Plants MER | lbs | 12.032 | 12.032 | 12.032 | 12.032 | 12.032 | 12.032 | 12.032 | 12.032
ME Mercury Cap Annual v3.1 | 695 | 1509 | Rate Constraint in MTons | FALSE | L | Annual | Allowances Purchased MER | lbs | 0 | 0 | 0 | 0 | 0 | 0 | 0 | 0
ME Mercury Cap Annual v3.1 | 695 | 1509 | Rate Constraint in MTons | FALSE | L | Annual | Allowances Sold MER | lbs | 0 | 0 | 0 | 0 | 0 | 0 | 0 | 0
ME Mercury Cap Annual v3.1 | 695 | 1509 | Rate Constraint in MTons | FALSE | L | Annual | Allowances Banked | lbs | 0 | 0 | 0 | 0 | 0 | 0 | 0 | 0
ME Mercury Cap Annual v3.1 | 695 | 1509 | Rate Constraint in MTons | FALSE | L | Annual | Allowances Withdrawn (1:1) | lbs | 0 | 0 | 0 | 0 | 0 | 0 | 0 | 0
ME Mercury Cap Annual v3.1 | 695 | 1509 | Rate Constraint in MTons | FALSE | L | Annual | Allowances Withdrawn (n:1) | lbs | 0 | 0 | 0 | 0 | 0 | 0 | 0 | 0
ME Mercury Cap Annual v3.1 | 695 | 1509 | Rate Constraint in MTons | FALSE | L | Annual | Net Emissions Allowance Position | lbs | 12.032 | 12.032 | 12.032 | 12.032 | 12.032 | 12.032 | 12.032 | 12.032
ME Mercury Cap Annual v3.1 | 695 | 1509 | Rate Constraint in MTons | FALSE | L | Annual | Fuel Consumed | TBtu | 0.65486 | 0.65486 | 0.65486 | 0.65486 | 0.65486 | 0.65486 | 0.65486 | 0.65486
ME Mercury Cap Annual v3.1 | 695 | 1509 | Rate Constraint in MTons | FALSE | L | Annual | Rate | lb/MMBtu | 1.8373e-05 | 1.8373e-05 | 1.8373e-05 | 1.8373e-05 | 1.8373e-05 | 1.8373e-05 | 1.8373e-05 | 1.8373e-05
ME Mercury Cap Annual v3.1 | 695 | 1509 | Rate Constraint in MTons | FALSE | L | Annual | Generation | TWh | 0.12696 | 0.12696 | 0.12696 | 0.12696 | 0.12696 | 0.12696 | 0.12696 | 0.12696
ME Mercury Cap Annual v3.1 | 695 | 1509 | Rate Constraint in MTons | FALSE | L | Annual | Qualifying Generation | TWh | 0.12696 | 0.12696 | 0.12696 | 0.12696 | 0.12696 | 0.12696 | 0.12696 | 0.12696
ME Mercury Cap Annual v3.1 | 695 | 1509 | Rate Constraint in MTons | FALSE | L | Annual | Rate | lb/MWh | 9.477e-05 | 9.477e-05 | 9.477e-05 | 9.477e-05 | 9.477e-05 | 9.477e-05 | 9.477e-05 | 9.477e-05
ME Mercury Cap Annual v3.1 | 695 | 1509 | Rate Constraint in MTons | FALSE | L | Annual | Constraint Shadow Price | US2016$/Lb | 0 | 0 | 0 | 0 | 0 | 0 | 0 | 0
MI Hg Rule - MER Annual Reduction v4.10 | 696 | 2216 | MACT Fuel Choice Floor in lbs/MMBtu | FALSE | L | Annual | Seasons Included | Seasons | Winter, WintShld, Summer | Winter, WintShld, Summer | Winter, WintShld, Summer | Winter, WintShld, Summer | Winter, WintShld, Summer | Winter, WintShld, Summer | Winter, WintShld, Summer | Winter, WintShld, Summer
MI Hg Rule - MER Annual Reduction v4.10 | 696 | 2216 | MACT Fuel Choice Floor in lbs/MMBtu | FALSE | L | Annual | Emission Floor | lbs/MMBtu | 8.07e-07 | 8.07e-07 | 8.07e-07 | 8.07e-07 | 8.07e-07 | 8.07e-07 | 8.07e-07 | 8.07e-07
MI Hg Rule - MER Annual Reduction v4.10 | 696 | 2216 | MACT Fuel Choice Floor in lbs/MMBtu | FALSE | L | Annual | Emissions at Affected Plants MER | lbs | 206.669 | 205.6444 | 241.2026 | 252.0838 | 220.2143 | 220.0353 | 204.7552 | 142.3841
MI Hg Rule - MER Annual Reduction v4.10 | 696 | 2216 | MACT Fuel Choice Floor in lbs/MMBtu | FALSE | L | Annual | Allowances Purchased MER | lbs | 0 | 0 | 0 | 0 | 0 | 0 | 0 | 0
MI Hg Rule - MER Annual Reduction v4.10 | 696 | 2216 | MACT Fuel Choice Floor in lbs/MMBtu | FALSE | L | Annual | Allowances Sold MER | lbs | 0 | 0 | 0 | 0 | 0 | 0 | 0 | 0
MI Hg Rule - MER Annual Reduction v4.10 | 696 | 2216 | MACT Fuel Choice Floor in lbs/MMBtu | FALSE | L | Annual | Allowances Banked | lbs | 0 | 0 | 0 | 0 | 0 | 0 | 0 | 0
MI Hg Rule - MER Annual Reduction v4.10 | 696 | 2216 | MACT Fuel Choice Floor in lbs/MMBtu | FALSE | L | Annual | Allowances Withdrawn (1:1) | lbs | 0 | 0 | 0 | 0 | 0 | 0 | 0 | 0
MI Hg Rule - MER Annual Reduction v4.10 | 696 | 2216 | MACT Fuel Choice Floor in lbs/MMBtu | FALSE | L | Annual | Allowances Withdrawn (n:1) | lbs | 0 | 0 | 0 | 0 | 0 | 0 | 0 | 0
MI Hg Rule - MER Annual Reduction v4.10 | 696 | 2216 | MACT Fuel Choice Floor in lbs/MMBtu | FALSE | L | Annual | Net Emissions Allowance Position | lbs | 206.669 | 205.6444 | 241.2026 | 252.0838 | 220.2143 | 220.0353 | 204.7552 | 142.3841
MI Hg Rule - MER Annual Reduction v4.10 | 696 | 2216 | MACT Fuel Choice Floor in lbs/MMBtu | FALSE | L | Annual | Fuel Consumed | TBtu | 337.3583 | 358.4772 | 389.305 | 406.7613 | 355.1605 | 354.8743 | 330.2949 | 228.3643
MI Hg Rule - MER Annual Reduction v4.10 | 696 | 2216 | MACT Fuel Choice Floor in lbs/MMBtu | FALSE | L | Annual | Rate | lb/MMBtu | 6.1261e-07 | 5.7366e-07 | 6.1957e-07 | 6.1973e-07 | 6.2004e-07 | 6.2004e-07 | 6.1992e-07 | 6.235e-07
MI Hg Rule - MER Annual Reduction v4.10 | 696 | 2216 | MACT Fuel Choice Floor in lbs/MMBtu | FALSE | L | Annual | Generation | TWh | 31.9177 | 33.7842 | 37.0674 | 38.7395 | 33.7689 | 33.7459 | 31.4017 | 21.7953
MI Hg Rule - MER Annual Reduction v4.10 | 696 | 2216 | MACT Fuel Choice Floor in lbs/MMBtu | FALSE | L | Annual | Qualifying Generation | TWh | 31.9177 | 33.7842 | 37.0674 | 38.7395 | 33.7689 | 33.7459 | 31.4017 | 21.7953
MI Hg Rule - MER Annual Reduction v4.10 | 696 | 2216 | MACT Fuel Choice Floor in lbs/MMBtu | FALSE | L | Annual | Constraint Shadow Price | US2016$/Lb | 0 | 0 | 0 | 0 | 0 | 0 | 0 | 0
Missouri - NOX .18 Rate Annual v3.1 | 697 | 1820 | Rate Constraint in lbs/MMBtu | FALSE | L | Annual | Seasons Included | Seasons | Winter, WintShld, Summer | Winter, WintShld, Summer | Winter, WintShld, Summer | Winter, WintShld, Summer | Winter, WintShld, Summer | Winter, WintShld, Summer | Winter, WintShld, Summer | Winter, WintShld, Summer
Missouri - NOX .18 Rate Annual v3.1 | 697 | 1820 | Rate Constraint in lbs/MMBtu | FALSE | L | Annual | Standard NOX | lb/MMBtu | 0.18 | 0.18 | 0.18 | 0.18 | 0.18 | 0.18 | 0.18 | 0.18
Missouri - NOX .18 Rate Annual v3.1 | 697 | 1820 | Rate Constraint in lbs/MMBtu | FALSE | L | Annual | Emissions at Affected Plants NOX | Thousand Tons | 15.4422 | 11.39 | 11.3151 | 11.3064 | 11.267 | 11.1143 | 10.6423 | 10.3969
Missouri - NOX .18 Rate Annual v3.1 | 697 | 1820 | Rate Constraint in lbs/MMBtu | FALSE | L | Annual | Allowances Purchased NOX | Thousand Tons | 0 | 0 | 0 | 0 | 0 | 0 | 0 | 0
Missouri - NOX .18 Rate Annual v3.1 | 697 | 1820 | Rate Constraint in lbs/MMBtu | FALSE | L | Annual | Allowances Sold NOX | Thousand Tons | 0 | 0 | 0 | 0 | 0 | 0 | 0 | 0
Missouri - NOX .18 Rate Annual v3.1 | 697 | 1820 | Rate Constraint in lbs/MMBtu | FALSE | L | Annual | Allowances Banked | Thousand Tons | 0 | 0 | 0 | 0 | 0 | 0 | 0 | 0
Missouri - NOX .18 Rate Annual v3.1 | 697 | 1820 | Rate Constraint in lbs/MMBtu | FALSE | L | Annual | Allowances Withdrawn (1:1) | Thousand Tons | 0 | 0 | 0 | 0 | 0 | 0 | 0 | 0
Missouri - NOX .18 Rate Annual v3.1 | 697 | 1820 | Rate Constraint in lbs/MMBtu | FALSE | L | Annual | Allowances Withdrawn (n:1) | Thousand Tons | 0 | 0 | 0 | 0 | 0 | 0 | 0 | 0
Missouri - NOX .18 Rate Annual v3.1 | 697 | 1820 | Rate Constraint in lbs/MMBtu | FALSE | L | Annual | Net Emissions Allowance Position | Thousand Tons | 15.4422 | 11.39 | 11.3151 | 11.3064 | 11.267 | 11.1143 | 10.6423 | 10.3969
Missouri - NOX .18 Rate Annual v3.1 | 697 | 1820 | Rate Constraint in lbs/MMBtu | FALSE | L | Annual | Fuel Consumed | TBtu | 309.6114 | 261.7246 | 259.6772 | 259.6522 | 258.1141 | 255.1542 | 244.2275 | 238.82
Missouri - NOX .18 Rate Annual v3.1 | 697 | 1820 | Rate Constraint in lbs/MMBtu | FALSE | L | Annual | Rate | lb/MMBtu | 0.099752 | 0.087038 | 0.087148 | 0.087089 | 0.087302 | 0.087118 | 0.08715 | 0.087069
Missouri - NOX .18 Rate Annual v3.1 | 697 | 1820 | Rate Constraint in lbs/MMBtu | FALSE | L | Annual | Generation | TWh | 29.8086 | 25.6143 | 25.6177 | 25.6159 | 25.4629 | 25.1746 | 24.0939 | 23.5614
Missouri - NOX .18 Rate Annual v3.1 | 697 | 1820 | Rate Constraint in lbs/MMBtu | FALSE | L | Annual | Qualifying Generation | TWh | 29.8086 | 25.6143 | 25.6177 | 25.6159 | 25.4629 | 25.1746 | 24.0939 | 23.5614
Missouri - NOX .18 Rate Annual v3.1 | 697 | 1820 | Rate Constraint in lbs/MMBtu | FALSE | L | Annual | Rate | lb/MWh | 1.0361 | 0.88935 | 0.88338 | 0.88277 | 0.88497 | 0.88298 | 0.8834 | 0.88254
Missouri - NOX .18 Rate Annual v3.1 | 697 | 1820 | Rate Constraint in lbs/MMBtu | FALSE | L | Annual | Constraint Shadow Price | US2016$/Ton | 0 | 0 | 0 | 0 | 0 | 0 | 0 | 0
Missouri - NOX .25 Rate Annual v3.1 | 698 | 1821 | Rate Constraint in lbs/MMBtu | FALSE | L | Annual | Seasons Included | Seasons | Winter, WintShld, Summer | Winter, WintShld, Summer | Winter, WintShld, Summer | Winter, WintShld, Summer | Winter, WintShld, Summer | Winter, WintShld, Summer | Winter, WintShld, Summer | Winter, WintShld, Summer
Missouri - NOX .25 Rate Annual v3.1 | 698 | 1821 | Rate Constraint in lbs/MMBtu | FALSE | L | Annual | Standard NOX | lb/MMBtu | 0.25 | 0.25 | 0.25 | 0.25 | 0.25 | 0.25 | 0.25 | 0.25
Missouri - NOX .25 Rate Annual v3.1 | 698 | 1821 | Rate Constraint in lbs/MMBtu | FALSE | L | Annual | Emissions at Affected Plants NOX | Thousand Tons | 17.8262 | 22.0328 | 21.6118 | 19.4987 | 18.8582 | 18.9436 | 15.3843 | 7.7724
Missouri - NOX .25 Rate Annual v3.1 | 698 | 1821 | Rate Constraint in lbs/MMBtu | FALSE | L | Annual | Allowances Purchased NOX | Thousand Tons | 0 | 0 | 0 | 0 | 0 | 0 | 0 | 0
Missouri - NOX .25 Rate Annual v3.1 | 698 | 1821 | Rate Constraint in lbs/MMBtu | FALSE | L | Annual | Allowances Sold NOX | Thousand Tons | 0 | 0 | 0 | 0 | 0 | 0 | 0 | 0
Missouri - NOX .25 Rate Annual v3.1 | 698 | 1821 | Rate Constraint in lbs/MMBtu | FALSE | L | Annual | Allowances Banked | Thousand Tons | 0 | 0 | 0 | 0 | 0 | 0 | 0 | 0
Missouri - NOX .25 Rate Annual v3.1 | 698 | 1821 | Rate Constraint in lbs/MMBtu | FALSE | L | Annual | Allowances Withdrawn (1:1) | Thousand Tons | 0 | 0 | 0 | 0 | 0 | 0 | 0 | 0
Missouri - NOX .25 Rate Annual v3.1 | 698 | 1821 | Rate Constraint in lbs/MMBtu | FALSE | L | Annual | Allowances Withdrawn (n:1) | Thousand Tons | 0 | 0 | 0 | 0 | 0 | 0 | 0 | 0
Missouri - NOX .25 Rate Annual v3.1 | 698 | 1821 | Rate Constraint in lbs/MMBtu | FALSE | L | Annual | Net Emissions Allowance Position | Thousand Tons | 17.8262 | 22.0328 | 21.6118 | 19.4987 | 18.8582 | 18.9436 | 15.3843 | 7.7724
Missouri - NOX .25 Rate Annual v3.1 | 698 | 1821 | Rate Constraint in lbs/MMBtu | FALSE | L | Annual | Fuel Consumed | TBtu | 142.6097 | 176.2626 | 172.8946 | 155.9893 | 150.8656 | 151.5486 | 134.1198 | 72.9408
Missouri - NOX .25 Rate Annual v3.1 | 698 | 1821 | Rate Constraint in lbs/MMBtu | FALSE | L | Annual | Rate | lb/MMBtu | 0.25 | 0.25 | 0.25 | 0.25 | 0.25 | 0.25 | 0.22941 | 0.21312
Missouri - NOX .25 Rate Annual v3.1 | 698 | 1821 | Rate Constraint in lbs/MMBtu | FALSE | L | Annual | Generation | TWh | 14.8099 | 17.9074 | 17.7862 | 16.2139 | 15.6927 | 15.6226 | 13.6901 | 7.9855
Missouri - NOX .25 Rate Annual v3.1 | 698 | 1821 | Rate Constraint in lbs/MMBtu | FALSE | L | Annual | Qualifying Generation | TWh | 14.8099 | 17.9074 | 17.7862 | 16.2139 | 15.6927 | 15.6226 | 13.6901 | 7.9855
Missouri - NOX .25 Rate Annual v3.1 | 698 | 1821 | Rate Constraint in lbs/MMBtu | FALSE | L | Annual | Rate | lb/MWh | 2.4073 | 2.4607 | 2.4302 | 2.4052 | 2.4034 | 2.4251 | 2.2475 | 1.9466
Missouri - NOX .25 Rate Annual v3.1 | 698 | 1821 | Rate Constraint in lbs/MMBtu | FALSE | L | Annual | Constraint Shadow Price | US2016$/Ton | 1739.95 | 1834.0602 | 1730.8136 | 1786.2773 | 750.52 | 529.6938 | 0 | 0
Missouri - NOX .35 Rate Annual v3.1 | 699 | 1822 | Rate Constraint in lbs/MMBtu | FALSE | L | Annual | Seasons Included | Seasons | Winter, WintShld, Summer | Winter, WintShld, Summer | Winter, WintShld, Summer | Winter, WintShld, Summer | Winter, WintShld, Summer | Winter, WintShld, Summer | Winter, WintShld, Summer | Winter, WintShld, Summer
Missouri - NOX .35 Rate Annual v3.1 | 699 | 1822 | Rate Constraint in lbs/MMBtu | FALSE | L | Annual | Standard NOX | lb/MMBtu | 0.35 | 0.35 | 0.35 | 0.35 | 0.35 | 0.35 | 0.35 | 0.35
Missouri - NOX .35 Rate Annual v3.1 | 699 | 1822 | Rate Constraint in lbs/MMBtu | FALSE | L | Annual | Emissions at Affected Plants NOX | Thousand Tons | 12.6567 | 15.0625 | 14.871 | 14.1473 | 11.1022 | 11.1231 | 9.3936 | 8.6214
Missouri - NOX .35 Rate Annual v3.1 | 699 | 1822 | Rate Constraint in lbs/MMBtu | FALSE | L | Annual | Allowances Purchased NOX | Thousand Tons | 0 | 0 | 0 | 0 | 0 | 0 | 0 | 0
Missouri - NOX .35 Rate Annual v3.1 | 699 | 1822 | Rate Constraint in lbs/MMBtu | FALSE | L | Annual | Allowances Sold NOX | Thousand Tons | 0 | 0 | 0 | 0 | 0 | 0 | 0 | 0
Missouri - NOX .35 Rate Annual v3.1 | 699 | 1822 | Rate Constraint in lbs/MMBtu | FALSE | L | Annual | Allowances Banked | Thousand Tons | 0 | 0 | 0 | 0 | 0 | 0 | 0 | 0
Missouri - NOX .35 Rate Annual v3.1 | 699 | 1822 | Rate Constraint in lbs/MMBtu | FALSE | L | Annual | Allowances Withdrawn (1:1) | Thousand Tons | 0 | 0 | 0 | 0 | 0 | 0 | 0 | 0
Missouri - NOX .35 Rate Annual v3.1 | 699 | 1822 | Rate Constraint in lbs/MMBtu | FALSE | L | Annual | Allowances Withdrawn (n:1) | Thousand Tons | 0 | 0 | 0 | 0 | 0 | 0 | 0 | 0
Missouri - NOX .35 Rate Annual v3.1 | 699 | 1822 | Rate Constraint in lbs/MMBtu | FALSE | L | Annual | Net Emissions Allowance Position | Thousand Tons | 12.6567 | 15.0625 | 14.871 | 14.1473 | 11.1022 | 11.1231 | 9.3936 | 8.6214
Missouri - NOX .35 Rate Annual v3.1 | 699 | 1822 | Rate Constraint in lbs/MMBtu | FALSE | L | Annual | Fuel Consumed | TBtu | 253.6952 | 286.266 | 281.3791 | 272.7738 | 267.6017 | 276.5824 | 211.9525 | 187.0528
Missouri - NOX .35 Rate Annual v3.1 | 699 | 1822 | Rate Constraint in lbs/MMBtu | FALSE | L | Annual | Rate | lb/MMBtu | 0.099779 | 0.10523 | 0.1057 | 0.10373 | 0.082976 | 0.080433 | 0.088639 | 0.092181
Missouri - NOX .35 Rate Annual v3.1 | 699 | 1822 | Rate Constraint in lbs/MMBtu | FALSE | L | Annual | Generation | TWh | 26.693 | 30.0344 | 29.5787 | 28.6983 | 28.7332 | 29.7592 | 22.5656 | 19.829
Missouri - NOX .35 Rate Annual v3.1 | 699 | 1822 | Rate Constraint in lbs/MMBtu | FALSE | L | Annual | Qualifying Generation | TWh | 26.693 | 30.0344 | 29.5787 | 28.6983 | 28.7332 | 29.7592 | 22.5656 | 19.829
Missouri - NOX .35 Rate Annual v3.1 | 699 | 1822 | Rate Constraint in lbs/MMBtu | FALSE | L | Annual | Rate | lb/MWh | 0.94831 | 1.003 | 1.0055 | 0.98594 | 0.77278 | 0.74754 | 0.83256 | 0.86957
Missouri - NOX .35 Rate Annual v3.1 | 699 | 1822 | Rate Constraint in lbs/MMBtu | FALSE | L | Annual | Constraint Shadow Price | US2016$/Ton | 0 | 0 | 0 | 0 | 0 | 0 | 0 | 0
MN Hg Emis Red Act - MER Removal Annual v3.1 | 700 | 1511 | MACT Fuel Choice Floor in lbs/MMBtu | FALSE | L | Annual | Seasons Included | Seasons | Winter, WintShld, Summer | Winter, WintShld, Summer | Winter, WintShld, Summer | Winter, WintShld, Summer | Winter, WintShld, Summer | Winter, WintShld, Summer | Winter, WintShld, Summer | Winter, WintShld, Summer
MN Hg Emis Red Act - MER Removal Annual v3.1 | 700 | 1511 | MACT Fuel Choice Floor in lbs/MMBtu | FALSE | L | Annual | Emission Floor | lbs/MMBtu | 0 | 0 | 0 | 0 | 0 | 0 | 0 | 0
MN Hg Emis Red Act - MER Removal Annual v3.1 | 700 | 1511 | MACT Fuel Choice Floor in lbs/MMBtu | FALSE | L | Annual | Emissions at Affected Plants MER | lbs | 105.9528 | 105.3898 | 126.0295 | 76.4862 | 31.6366 | 33.3412 | 24.1492 | 22.7494
MN Hg Emis Red Act - MER Removal Annual v3.1 | 700 | 1511 | MACT Fuel Choice Floor in lbs/MMBtu | FALSE | L | Annual | Allowances Purchased MER | lbs | 0 | 0 | 0 | 0 | 0 | 0 | 0 | 0
MN Hg Emis Red Act - MER Removal Annual v3.1 | 700 | 1511 | MACT Fuel Choice Floor in lbs/MMBtu | FALSE | L | Annual | Allowances Sold MER | lbs | 0 | 0 | 0 | 0 | 0 | 0 | 0 | 0
MN Hg Emis Red Act - MER Removal Annual v3.1 | 700 | 1511 | MACT Fuel Choice Floor in lbs/MMBtu | FALSE | L | Annual | Allowances Banked | lbs | 0 | 0 | 0 | 0 | 0 | 0 | 0 | 0
MN Hg Emis Red Act - MER Removal Annual v3.1 | 700 | 1511 | MACT Fuel Choice Floor in lbs/MMBtu | FALSE | L | Annual | Allowances Withdrawn (1:1) | lbs | 0 | 0 | 0 | 0 | 0 | 0 | 0 | 0
MN Hg Emis Red Act - MER Removal Annual v3.1 | 700 | 1511 | MACT Fuel Choice Floor in lbs/MMBtu | FALSE | L | Annual | Allowances Withdrawn (n:1) | lbs | 0 | 0 | 0 | 0 | 0 | 0 | 0 | 0
MN Hg Emis Red Act - MER Removal Annual v3.1 | 700 | 1511 | MACT Fuel Choice Floor in lbs/MMBtu | FALSE | L | Annual | Net Emissions Allowance Position | lbs | 105.9528 | 105.3898 | 126.0295 | 76.4862 | 31.6366 | 33.3412 | 24.1492 | 22.7494
MN Hg Emis Red Act - MER Removal Annual v3.1 | 700 | 1511 | MACT Fuel Choice Floor in lbs/MMBtu | FALSE | L | Annual | Fuel Consumed | TBtu | 196.3368 | 208.3848 | 211.5009 | 127.5011 | 55.7875 | 58.513 | 42.1462 | 39.5604
MN Hg Emis Red Act - MER Removal Annual v3.1 | 700 | 1511 | MACT Fuel Choice Floor in lbs/MMBtu | FALSE | L | Annual | Rate | lb/MMBtu | 5.3965e-07 | 5.0575e-07 | 5.9588e-07 | 5.9989e-07 | 5.6709e-07 | 5.6981e-07 | 5.7299e-07 | 5.7505e-07
MN Hg Emis Red Act - MER Removal Annual v3.1 | 700 | 1511 | MACT Fuel Choice Floor in lbs/MMBtu | FALSE | L | Annual | Generation | TWh | 19.1204 | 20.2628 | 20.8021 | 12.4001 | 5.3827 | 5.6449 | 4.0653 | 3.8154
MN Hg Emis Red Act - MER Removal Annual v3.1 | 700 | 1511 | MACT Fuel Choice Floor in lbs/MMBtu | FALSE | L | Annual | Qualifying Generation | TWh | 19.1204 | 20.2628 | 20.8021 | 12.4001 | 5.3827 | 5.6449 | 4.0653 | 3.8154
MN Hg Emis Red Act - MER Removal Annual v3.1 | 700 | 1511 | MACT Fuel Choice Floor in lbs/MMBtu | FALSE | L | Annual | Constraint Shadow Price | US2016$/Lb | 0 | 0 | 0 | 0 | 0 | 0 | 0 | 0
MT Hg Rate Lignite Annual v3.1 | 701 | 1517 | Rate Constraint in lbs/MMBtu | FALSE | L | Annual | Seasons Included | Seasons | Winter, WintShld, Summer | Winter, WintShld, Summer | Winter, WintShld, Summer | Winter, WintShld, Summer | Winter, WintShld, Summer | Winter, WintShld, Summer | Winter, WintShld, Summer | Winter, WintShld, Summer
MT Hg Rate Lignite Annual v3.1 | 701 | 1517 | Rate Constraint in lbs/MMBtu | FALSE | L | Annual | Standard MER | lb/MMBtu | 1.5e-06 | 1.5e-06 | 1.5e-06 | 1.5e-06 | 1.5e-06 | 1.5e-06 | 1.5e-06 | 1.5e-06
MT Hg Rate Lignite Annual v3.1 | 701 | 1517 | Rate Constraint in lbs/MMBtu | FALSE | L | Annual | Emissions at Affected Plants MER | lbs | 0 | 0 | 0 | 0 | 0 | 0 | 0 | 0
MT Hg Rate Lignite Annual v3.1 | 701 | 1517 | Rate Constraint in lbs/MMBtu | FALSE | L | Annual | Allowances Purchased MER | lbs | 0 | 0 | 0 | 0 | 0 | 0 | 0 | 0
MT Hg Rate Lignite Annual v3.1 | 701 | 1517 | Rate Constraint in lbs/MMBtu | FALSE | L | Annual | Allowances Sold MER | lbs | 0 | 0 | 0 | 0 | 0 | 0 | 0 | 0
MT Hg Rate Lignite Annual v3.1 | 701 | 1517 | Rate Constraint in lbs/MMBtu | FALSE | L | Annual | Allowances Banked | lbs | 0 | 0 | 0 | 0 | 0 | 0 | 0 | 0
MT Hg Rate Lignite Annual v3.1 | 701 | 1517 | Rate Constraint in lbs/MMBtu | FALSE | L | Annual | Allowances Withdrawn (1:1) | lbs | 0 | 0 | 0 | 0 | 0 | 0 | 0 | 0
MT Hg Rate Lignite Annual v3.1 | 701 | 1517 | Rate Constraint in lbs/MMBtu | FALSE | L | Annual | Allowances Withdrawn (n:1) | lbs | 0 | 0 | 0 | 0 | 0 | 0 | 0 | 0
MT Hg Rate Lignite Annual v3.1 | 701 | 1517 | Rate Constraint in lbs/MMBtu | FALSE | L | Annual | Net Emissions Allowance Position | lbs | 0 | 0 | 0 | 0 | 0 | 0 | 0 | 0
MT Hg Rate Lignite Annual v3.1 | 701 | 1517 | Rate Constraint in lbs/MMBtu | FALSE | L | Annual | Fuel Consumed | TBtu | 0 | 0 | 0 | 0 | 0 | 0 | 0 | 0
MT Hg Rate Lignite Annual v3.1 | 701 | 1517 | Rate Constraint in lbs/MMBtu | FALSE | L | Annual | Rate | lb/MMBtu | 0 | 0 | 0 | 0 | 0 | 0 | 0 | 0
MT Hg Rate Lignite Annual v3.1 | 701 | 1517 | Rate Constraint in lbs/MMBtu | FALSE | L | Annual | Generation | TWh | 0 | 0 | 0 | 0 | 0 | 0 | 0 | 0
MT Hg Rate Lignite Annual v3.1 | 701 | 1517 | Rate Constraint in lbs/MMBtu | FALSE | L | Annual | Qualifying Generation | TWh | 0 | 0 | 0 | 0 | 0 | 0 | 0 | 0
MT Hg Rate Lignite Annual v3.1 | 701 | 1517 | Rate Constraint in lbs/MMBtu | FALSE | L | Annual | Rate | lb/MWh | 0 | 0 | 0 | 0 | 0 | 0 | 0 | 0
MT Hg Rate Lignite Annual v3.1 | 701 | 1517 | Rate Constraint in lbs/MMBtu | FALSE | L | Annual | Constraint Shadow Price | US2016$/Lb | 0 | 0 | 0 | 0 | 0 | 0 | 0 | 0
MT Hg Rate Non Lignite Annual v3.1 | 702 | 1518 | Rate Constraint in lbs/MMBtu | FALSE | L | Annual | Seasons Included | Seasons | Winter, WintShld, Summer | Winter, WintShld, Summer | Winter, WintShld, Summer | Winter, WintShld, Summer | Winter, WintShld, Summer | Winter, WintShld, Summer | Winter, WintShld, Summer | Winter, WintShld, Summer
MT Hg Rate Non Lignite Annual v3.1 | 702 | 1518 | Rate Constraint in lbs/MMBtu | FALSE | L | Annual | Standard MER | lb/MMBtu | 9e-07 | 9e-07 | 9e-07 | 9e-07 | 9e-07 | 9e-07 | 9e-07 | 9e-07
MT Hg Rate Non Lignite Annual v3.1 | 702 | 1518 | Rate Constraint in lbs/MMBtu | FALSE | L | Annual | Emissions at Affected Plants MER | lbs | 61.3601 | 61.3601 | 60.188 | 59.1216 | 59.1216 | 59.1216 | 57.882 | 57.2001
MT Hg Rate Non Lignite Annual v3.1 | 702 | 1518 | Rate Constraint in lbs/MMBtu | FALSE | L | Annual | Allowances Purchased MER | lbs | 0 | 0 | 0 | 0 | 0 | 0 | 0 | 0
MT Hg Rate Non Lignite Annual v3.1 | 702 | 1518 | Rate Constraint in lbs/MMBtu | FALSE | L | Annual | Allowances Sold MER | lbs | 0 | 0 | 0 | 0 | 0 | 0 | 0 | 0
MT Hg Rate Non Lignite Annual v3.1 | 702 | 1518 | Rate Constraint in lbs/MMBtu | FALSE | L | Annual | Allowances Banked | lbs | 0 | 0 | 49.392 | 50.4584 | 0 | 50.4584 | 0 | 0
MT Hg Rate Non Lignite Annual v3.1 | 702 | 1518 | Rate Constraint in lbs/MMBtu | FALSE | L | Annual | Allowances Withdrawn (1:1) | lbs | 0 | 0 | 0 | 0 | -89.972 | 0 | -50.4584 | 0
MT Hg Rate Non Lignite Annual v3.1 | 702 | 1518 | Rate Constraint in lbs/MMBtu | FALSE | L | Annual | Allowances Withdrawn (n:1) | lbs | 0 | 0 | 0 | 0 | 0 | 0 | 0 | 0
MT Hg Rate Non Lignite Annual v3.1 | 702 | 1518 | Rate Constraint in lbs/MMBtu | FALSE | L | Annual | Net Emissions Allowance Position | lbs | 61.3601 | 61.3601 | 109.58 | 109.58 | -30.8504 | 109.58 | 7.4236 | 57.2001
MT Hg Rate Non Lignite Annual v3.1 | 702 | 1518 | Rate Constraint in lbs/MMBtu | FALSE | L | Annual | Fuel Consumed | TBtu | 124.1267 | 124.1267 | 121.7556 | 121.7556 | 121.7556 | 121.7556 | 121.7556 | 118.6832
MT Hg Rate Non Lignite Annual v3.1 | 702 | 1518 | Rate Constraint in lbs/MMBtu | FALSE | L | Annual | Rate | lb/MMBtu | 4.9433e-07 | 4.9433e-07 | 4.9433e-07 | 4.8558e-07 | 4.8558e-07 | 4.8558e-07 | 4.7539e-07 | 4.8196e-07
MT Hg Rate Non Lignite Annual v3.1 | 702 | 1518 | Rate Constraint in lbs/MMBtu | FALSE | L | Annual | Generation | TWh | 11.4571 | 11.4571 | 11.4571 | 11.4571 | 11.4571 | 11.4571 | 11.4571 | 11.1993
MT Hg Rate Non Lignite Annual v3.1 | 702 | 1518 | Rate Constraint in lbs/MMBtu | FALSE | L | Annual | Qualifying Generation | TWh | 11.4571 | 11.4571 | 11.4571 | 11.4571 | 11.4571 | 11.4571 | 11.4571 | 11.1993
MT Hg Rate Non Lignite Annual v3.1 | 702 | 1518 | Rate Constraint in lbs/MMBtu | FALSE | L | Annual | Rate | lb/MWh | 5.3556e-06 | 5.3556e-06 | 5.2533e-06 | 5.1603e-06 | 5.1603e-06 | 5.1603e-06 | 5.0521e-06 | 5.1075e-06
MT Hg Rate Non Lignite Annual v3.1 | 702 | 1518 | Rate Constraint in lbs/MMBtu | FALSE | L | Annual | Constraint Shadow Price | US2016$/Lb | 0 | 0 | 0 | 0 | 0 | 0 | 0 | 0
New Hampshire MER Removal Annual v3.1 | 703 | 1966 | MACT Fuel Choice Floor in lbs/MMBtu | FALSE | L | Annual | Seasons Included | Seasons | Winter, WintShld, Summer | Winter, WintShld, Summer | Winter, WintShld, Summer | Winter, WintShld, Summer | Winter, WintShld, Summer | Winter, WintShld, Summer | Winter, WintShld, Summer | Winter, WintShld, Summer
New Hampshire MER Removal Annual v3.1 | 703 | 1966 | MACT Fuel Choice Floor in lbs/MMBtu | FALSE | L | Annual | Emission Floor | lbs/MMBtu | 0 | 0 | 0 | 0 | 0 | 0 | 0 | 0
New Hampshire MER Removal Annual v3.1 | 703 | 1966 | MACT Fuel Choice Floor in lbs/MMBtu | FALSE | L | Annual | Emissions at Affected Plants MER | lbs | 0 | 0 | 0 | 0 | 0 | 0 | 0 | 0
New Hampshire MER Removal Annual v3.1 | 703 | 1966 | MACT Fuel Choice Floor in lbs/MMBtu | FALSE | L | Annual | Allowances Purchased MER | lbs | 0 | 0 | 0 | 0 | 0 | 0 | 0 | 0
New Hampshire MER Removal Annual v3.1 | 703 | 1966 | MACT Fuel Choice Floor in lbs/MMBtu | FALSE | L | Annual | Allowances Sold MER | lbs | 0 | 0 | 0 | 0 | 0 | 0 | 0 | 0
New Hampshire MER Removal Annual v3.1 | 703 | 1966 | MACT Fuel Choice Floor in lbs/MMBtu | FALSE | L | Annual | Allowances Banked | lbs | 0 | 0 | 0 | 0 | 0 | 0 | 0 | 0
New Hampshire MER Removal Annual v3.1 | 703 | 1966 | MACT Fuel Choice Floor in lbs/MMBtu | FALSE | L | Annual | Allowances Withdrawn (1:1) | lbs | 0 | 0 | 0 | 0 | 0 | 0 | 0 | 0
New Hampshire MER Removal Annual v3.1 | 703 | 1966 | MACT Fuel Choice Floor in lbs/MMBtu | FALSE | L | Annual | Allowances Withdrawn (n:1) | lbs | 0 | 0 | 0 | 0 | 0 | 0 | 0 | 0
New Hampshire MER Removal Annual v3.1 | 703 | 1966 | MACT Fuel Choice Floor in lbs/MMBtu | FALSE | L | Annual | Net Emissions Allowance Position | lbs | 0 | 0 | 0 | 0 | 0 | 0 | 0 | 0
New Hampshire MER Removal Annual v3.1 | 703 | 1966 | MACT Fuel Choice Floor in lbs/MMBtu | FALSE | L | Annual | Fuel Consumed | TBtu | 0 | 0 | 0 | 0 | 0 | 0 | 0 | 0
New Hampshire MER Removal Annual v3.1 | 703 | 1966 | MACT Fuel Choice Floor in lbs/MMBtu | FALSE | L | Annual | Rate | lb/MMBtu | 0 | 0 | 0 | 0 | 0 | 0 | 0 | 0
New Hampshire MER Removal Annual v3.1 | 703 | 1966 | MACT Fuel Choice Floor in lbs/MMBtu | FALSE | L | Annual | Generation | TWh | 0 | 0 | 0 | 0 | 0 | 0 | 0 | 0
New Hampshire MER Removal Annual v3.1 | 703 | 1966 | MACT Fuel Choice Floor in lbs/MMBtu | FALSE | L | Annual | Qualifying Generation | TWh | 0 | 0 | 0 | 0 | 0 | 0 | 0 | 0
New Hampshire MER Removal Annual v3.1 | 703 | 1966 | MACT Fuel Choice Floor in lbs/MMBtu | FALSE | L | Annual | Constraint Shadow Price | US2016$/Lb | 0 | 0 | 0 | 0 | 0 | 0 | 0 | 0
New Hampshire 6 Unit - NOX Cap Annual v3.1 | 704 | 1830 | Rate Constraint in MTons | FALSE | L | Annual | Seasons Included | Seasons | Winter, WintShld, Summer | Winter, WintShld, Summer | Winter, WintShld, Summer | Winter, WintShld, Summer | Winter, WintShld, Summer | Winter, WintShld, Summer | Winter, WintShld, Summer | Winter, WintShld, Summer
New Hampshire 6 Unit - NOX Cap Annual v3.1 | 704 | 1830 | Rate Constraint in MTons | FALSE | L | Annual | Standard NOX | Thousand Tons | 3.64 | 3.64 | 3.64 | 3.64 | 3.64 | 3.64 | 3.64 | 3.64
New Hampshire 6 Unit - NOX Cap Annual v3.1 | 704 | 1830 | Rate Constraint in MTons | FALSE | L | Annual | Emissions at Affected Plants NOX | Thousand Tons | 0.010941 | 0.010941 | 0.010941 | 0.010941 | 0.0037508 | 0.010941 | 0.010941 | 0.0040107
New Hampshire 6 Unit - NOX Cap Annual v3.1 | 704 | 1830 | Rate Constraint in MTons | FALSE | L | Annual | Allowances Purchased NOX | Thousand Tons | 0 | 0 | 0 | 0 | 0 | 0 | 0 | 0
New Hampshire 6 Unit - NOX Cap Annual v3.1 | 704 | 1830 | Rate Constraint in MTons | FALSE | L | Annual | Allowances Sold NOX | Thousand Tons | 0 | 0 | 0 | 0 | 0 | 0 | 0 | 0
New Hampshire 6 Unit - NOX Cap Annual v3.1 | 704 | 1830 | Rate Constraint in MTons | FALSE | L | Annual | Allowances Banked | Thousand Tons | 0 | 0 | 0 | 0 | 0 | 0 | 0 | 0
New Hampshire 6 Unit - NOX Cap Annual v3.1 | 704 | 1830 | Rate Constraint in MTons | FALSE | L | Annual | Allowances Withdrawn (1:1) | Thousand Tons | 0 | 0 | 0 | 0 | 0 | 0 | 0 | 0
New Hampshire 6 Unit - NOX Cap Annual v3.1 | 704 | 1830 | Rate Constraint in MTons | FALSE | L | Annual | Allowances Withdrawn (n:1) | Thousand Tons | 0 | 0 | 0 | 0 | 0 | 0 | 0 | 0
New Hampshire 6 Unit - NOX Cap Annual v3.1 | 704 | 1830 | Rate Constraint in MTons | FALSE | L | Annual | Net Emissions Allowance Position | Thousand Tons | 0.010941 | 0.010941 | 0.010941 | 0.010941 | 0.0037508 | 0.010941 | 0.010941 | 0.0040107
New Hampshire 6 Unit - NOX Cap Annual v3.1 | 704 | 1830 | Rate Constraint in MTons | FALSE | L | Annual | Fuel Consumed | TBtu | 0.15773 | 0.15773 | 0.15773 | 0.15773 | 0.054069 | 0.15773 | 0.15773 | 0.057816
New Hampshire 6 Unit - NOX Cap Annual v3.1 | 704 | 1830 | Rate Constraint in MTons | FALSE | L | Annual | Rate | lb/MMBtu | 0.13874 | 0.13874 | 0.13874 | 0.13874 | 0.13874 | 0.13874 | 0.13874 | 0.13874
New Hampshire 6 Unit - NOX Cap Annual v3.1 | 704 | 1830 | Rate Constraint in MTons | FALSE | L | Annual | Generation | TWh | 0.011889 | 0.011889 | 0.011889 | 0.011889 | 0.0040755 | 0.011889 | 0.011889 | 0.0043579
New Hampshire 6 Unit - NOX Cap Annual v3.1 | 704 | 1830 | Rate Constraint in MTons | FALSE | L | Annual | Qualifying Generation | TWh | 0.011889 | 0.011889 | 0.011889 | 0.011889 | 0.0040755 | 0.011889 | 0.011889 | 0.0043579
New Hampshire 6 Unit - NOX Cap Annual v3.1 | 704 | 1830 | Rate Constraint in MTons | FALSE | L | Annual | Rate | lb/MWh | 1.8407 | 1.8407 | 1.8407 | 1.8407 | 1.8407 | 1.8407 | 1.8407 | 1.8407
New Hampshire 6 Unit - NOX Cap Annual v3.1 | 704 | 1830 | Rate Constraint in MTons | FALSE | L | Annual | Constraint Shadow Price | US2016$/Ton | 0 | 0 | 0 | 0 | 0 | 0 | 0 | 0
New Hampshire 6 Unit - SO2 Cap Annual v3.1 | 705 | 1831 | Rate Constraint in MTons | FALSE | L | Annual | Seasons Included | Seasons | Winter, WintShld, Summer | Winter, WintShld, Summer | Winter, WintShld, Summer | Winter, WintShld, Summer | Winter, WintShld, Summer | Winter, WintShld, Summer | Winter, WintShld, Summer | Winter, WintShld, Summer
New Hampshire 6 Unit - SO2 Cap Annual v3.1 | 705 | 1831 | Rate Constraint in MTons | FALSE | L | Annual | Standard SO2 | Thousand Tons | 7.29 | 7.29 | 7.29 | 7.29 | 7.29 | 7.29 | 7.29 | 7.29
New Hampshire 6 Unit - SO2 Cap Annual v3.1 | 705 | 1831 | Rate Constraint in MTons | FALSE | L | Annual | Emissions at Affected Plants SO2 | Thousand Tons | 0 | 0 | 0 | 0 | 0 | 0 | 0 | 0
New Hampshire 6 Unit - SO2 Cap Annual v3.1 | 705 | 1831 | Rate Constraint in MTons | FALSE | L | Annual | Allowances Purchased SO2 | Thousand Tons | 0 | 0 | 0 | 0 | 0 | 0 | 0 | 0
New Hampshire 6 Unit - SO2 Cap Annual v3.1 | 705 | 1831 | Rate Constraint in MTons | FALSE | L | Annual | Allowances Sold SO2 | Thousand Tons | 0 | 0 | 0 | 0 | 0 | 0 | 0 | 0
New Hampshire 6 Unit - SO2 Cap Annual v3.1 | 705 | 1831 | Rate Constraint in MTons | FALSE | L | Annual | Allowances Banked | Thousand Tons | 0 | 0 | 0 | 0 | 0 | 0 | 0 | 0
New Hampshire 6 Unit - SO2 Cap Annual v3.1 | 705 | 1831 | Rate Constraint in MTons | FALSE | L | Annual | Allowances Withdrawn (1:1) | Thousand Tons | 0 | 0 | 0 | 0 | 0 | 0 | 0 | 0
New Hampshire 6 Unit - SO2 Cap Annual v3.1 | 705 | 1831 | Rate Constraint in MTons | FALSE | L | Annual | Allowances Withdrawn (n:1) | Thousand Tons | 0 | 0 | 0 | 0 | 0 | 0 | 0 | 0
New Hampshire 6 Unit - SO2 Cap Annual v3.1 | 705 | 1831 | Rate Constraint in MTons | FALSE | L | Annual | Net Emissions Allowance Position | Thousand Tons | 0 | 0 | 0 | 0 | 0 | 0 | 0 | 0
New Hampshire 6 Unit - SO2 Cap Annual v3.1 | 705 | 1831 | Rate Constraint in MTons | FALSE | L | Annual | Fuel Consumed | TBtu | 0.15773 | 0.15773 | 0.15773 | 0.15773 | 0.054069 | 0.15773 | 0.15773 | 0.057816
New Hampshire 6 Unit - SO2 Cap Annual v3.1 | 705 | 1831 | Rate Constraint in MTons | FALSE | L | Annual | Rate | lb/MMBtu | 0 | 0 | 0 | 0 | 0 | 0 | 0 | 0
New Hampshire 6 Unit - SO2 Cap Annual v3.1 | 705 | 1831 | Rate Constraint in MTons | FALSE | L | Annual | Generation | TWh | 0.011889 | 0.011889 | 0.011889 | 0.011889 | 0.0040755 | 0.011889 | 0.011889 | 0.0043579
New Hampshire 6 Unit - SO2 Cap Annual v3.1 | 705 | 1831 | Rate Constraint in MTons | FALSE | L | Annual | Qualifying Generation | TWh | 0.011889 | 0.011889 | 0.011889 | 0.011889 | 0.0040755 | 0.011889 | 0.011889 | 0.0043579
New Hampshire 6 Unit - SO2 Cap Annual v3.1 | 705 | 1831 | Rate Constraint in MTons | FALSE | L | Annual | Rate | lb/MWh | 0 | 0 | 0 | 0 | 0 | 0 | 0 | 0
New Hampshire 6 Unit - SO2 Cap Annual v3.1 | 705 | 1831 | Rate Constraint in MTons | FALSE | L | Annual | Constraint Shadow Price | US2016$/Ton | 0 | 0 | 0 | 0 | 0 | 0 | 0 | 0
New Hampshire State - NOX Cap Summer v3.1 | 706 | 1832 | Rate Constraint in MTons | FALSE | L | Annual | Seasons Included | Seasons | Summer | Summer | Summer | Summer | Summer | Summer | Summer | Summer
New Hampshire State - NOX Cap Summer v3.1 | 706 | 1832 | Rate Constraint in MTons | FALSE | L | Annual | Standard NOX | Thousand Tons | 2.4 | 2.4 | 2.4 | 2.4 | 2.4 | 2.4 | 2.4 | 2.4
New Hampshire State - NOX Cap Summer v3.1 | 706 | 1832 | Rate Constraint in MTons | FALSE | L | Annual | Emissions at Affected Plants NOX | Thousand Tons | 0.010941 | 0.010941 | 0.010941 | 0.010941 | 0.0037508 | 0.010941 | 0.012114 | 0.0066588
New Hampshire State - NOX Cap Summer v3.1 | 706 | 1832 | Rate Constraint in MTons | FALSE | L | Annual | Allowances Purchased NOX | Thousand Tons | 0 | 0 | 0 | 0 | 0 | 0 | 0 | 0
New Hampshire State - NOX Cap Summer v3.1 | 706 | 1832 | Rate Constraint in MTons | FALSE | L | Annual | Allowances Sold NOX | Thousand Tons | 0 | 0 | 0 | 0 | 0 | 0 | 0 | 0
New Hampshire State - NOX Cap Summer v3.1 | 706 | 1832 | Rate Constraint in MTons | FALSE | L | Annual | Allowances Banked | Thousand Tons | 0 | 0 | 0 | 0 | 0 | 0 | 0 | 0
New Hampshire State - NOX Cap Summer v3.1 | 706 | 1832 | Rate Constraint in MTons | FALSE | L | Annual | Allowances Withdrawn (1:1) | Thousand Tons | 0 | 0 | 0 | 0 | 0 | 0 | 0 | 0
New Hampshire State - NOX Cap Summer v3.1 | 706 | 1832 | Rate Constraint in MTons | FALSE | L | Annual | Allowances Withdrawn (n:1) | Thousand Tons | 0 | 0 | 0 | 0 | 0 | 0 | 0 | 0
New Hampshire State - NOX Cap Summer v3.1 | 706 | 1832 | Rate Constraint in MTons | FALSE | L | Annual | Net Emissions Allowance Position | Thousand Tons | 0.010941 | 0.010941 | 0.010941 | 0.010941 | 0.0037508 | 0.010941 | 0.012114 | 0.0066588
New Hampshire State - NOX Cap Summer v3.1 | 706 | 1832 | Rate Constraint in MTons | FALSE | L | Annual | Fuel Consumed | TBtu | 0.15773 | 0.15773 | 0.15773 | 0.15773 | 0.054069 | 0.15773 | 0.37098 | 0.5393
New Hampshire State - NOX Cap Summer v3.1 | 706 | 1832 | Rate Constraint in MTons | FALSE | L | Annual | Rate | lb/MMBtu | 0.13874 | 0.13874 | 0.13874 | 0.13874 | 0.13874 | 0.13874 | 0.065311 | 0.024695
New Hampshire State - NOX Cap Summer v3.1 | 706 | 1832 | Rate Constraint in MTons | FALSE | L | Annual | Generation | TWh | 0.011889 | 0.011889 | 0.011889 | 0.011889 | 0.0040755 | 0.011889 | 0.11887 | 0.24591
New Hampshire State - NOX Cap Summer v3.1 | 706 | 1832 | Rate Constraint in MTons | FALSE | L | Annual | Qualifying Generation | TWh | 0.011889 | 0.011889 | 0.011889 | 0.011889 | 0.0040755 | 0.011889 | 0.03683 | 0.060671
New Hampshire State - NOX Cap Summer v3.1 | 706 | 1832 | Rate Constraint in MTons | FALSE | L | Annual | Rate | lb/MWh | 1.8407 | 1.8407 | 1.8407 | 1.8407 | 1.8407 | 1.8407 | 0.65785 | 0.21951
New Hampshire State - NOX Cap Summer v3.1 | 706 | 1832 | Rate Constraint in MTons | FALSE | L | Annual | Constraint Shadow Price | US2016$/Ton | 0 | 0 | 0 | 0 | 0 | 0 | 0 | 0
New Jersey - MER Removal Annual v3.1 | 707 | 1833 | MACT Fuel Choice Floor in lbs/MMBtu | FALSE | L | Annual | Seasons Included | Seasons | Winter, WintShld, Summer | Winter, WintShld, Summer | Winter, WintShld, Summer | Winter, WintShld, Summer | Winter, WintShld, Summer | Winter, WintShld, Summer | Winter, WintShld, Summer | Winter, WintShld, Summer
New Jersey - MER Removal Annual v3.1 | 707 | 1833 | MACT Fuel Choice Floor in lbs/MMBtu | FALSE | L | Annual | Emission Floor | lbs/MMBtu | 0 | 0 | 0 | 0 | 0 | 0 | 0 | 0
New Jersey - MER Removal Annual v3.1 | 707 | 1833 | MACT Fuel Choice Floor in lbs/MMBtu | FALSE | L | Annual | Emissions at Affected Plants MER | lbs | 0 | 0 | 0 | 0 | 0 | 0 | 0 | 0
New Jersey - MER Removal Annual v3.1 | 707 | 1833 | MACT Fuel Choice Floor in lbs/MMBtu | FALSE | L | Annual | Allowances Purchased MER | lbs | 0 | 0 | 0 | 0 | 0 | 0 | 0 | 0
New Jersey - MER Removal Annual v3.1 | 707 | 1833 | MACT Fuel Choice Floor in lbs/MMBtu | FALSE | L | Annual | Allowances Sold MER | lbs | 0 | 0 | 0 | 0 | 0 | 0 | 0 | 0
New Jersey - MER Removal Annual v3.1 | 707 | 1833 | MACT Fuel Choice Floor in lbs/MMBtu | FALSE | L | Annual | Allowances Banked | lbs | 0 | 0 | 0 | 0 | 0 | 0 | 0 | 0
New Jersey - MER Removal Annual v3.1 | 707 | 1833 | MACT Fuel Choice Floor in lbs/MMBtu | FALSE | L | Annual | Allowances Withdrawn (1:1) | lbs | 0 | 0 | 0 | 0 | 0 | 0 | 0 | 0
New Jersey - MER Removal Annual v3.1 | 707 | 1833 | MACT Fuel Choice Floor in lbs/MMBtu | FALSE | L | Annual | Allowances Withdrawn (n:1) | lbs | 0 | 0 | 0 | 0 | 0 | 0 | 0 | 0
New Jersey - MER Removal Annual v3.1 | 707 | 1833 | MACT Fuel Choice Floor in lbs/MMBtu | FALSE | L | Annual | Net Emissions Allowance Position | lbs | 0 | 0 | 0 | 0 | 0 | 0 | 0 | 0
New Jersey - MER Removal Annual v3.1 | 707 | 1833 | MACT Fuel Choice Floor in lbs/MMBtu | FALSE | L | Annual | Fuel Consumed | TBtu | 0 | 0 | 0 | 0 | 0 | 0 | 0 | 0
New Jersey - MER Removal Annual v3.1 | 707 | 1833 | MACT Fuel Choice Floor in lbs/MMBtu | FALSE | L | Annual | Rate | lb/MMBtu | 0 | 0 | 0 | 0 | 0 | 0 | 0 | 0
New Jersey - MER Removal Annual v3.1 | 707 | 1833 | MACT Fuel Choice Floor in lbs/MMBtu | FALSE | L | Annual | Generation | TWh | 0 | 0 | 0 | 0 | 0 | 0 | 0 | 0
New Jersey - MER Removal Annual v3.1 | 707 | 1833 | MACT Fuel Choice Floor in lbs/MMBtu | FALSE | L | Annual | Qualifying Generation | TWh | 0 | 0 | 0 | 0 | 0 | 0 | 0 | 0
New Jersey - MER Removal Annual v3.1 | 707 | 1833 | MACT Fuel Choice Floor in lbs/MMBtu | FALSE | L | Annual | Constraint Shadow Price | US2016$/Lb | 0 | 0 | 0 | 0 | 0 | 0 | 0 | 0
Newington Station 1 - SO2 Rate v5.12 | 708 | 6977 | Rate Constraint in lbs/MMBtu | FALSE | L | Annual | Seasons Included | Seasons | Winter, WintShld, Summer | Winter, WintShld, Summer | Winter, WintShld, Summer | Winter, WintShld, Summer | Winter, WintShld, Summer | Winter, WintShld, Summer | Winter, WintShld, Summer | Winter, WintShld, Summer
Newington Station 1 - SO2 Rate v5.12 | 708 | 6977 | Rate Constraint in lbs/MMBtu | FALSE | L | Annual | Standard SO2 | lb/MMBtu | 0.5 | 0.5 | 0.5 | 0.5 | 0.5 | 0.5 | 0.5 | 0.5
Newington Station 1 - SO2 Rate v5.12 | 708 | 6977 | Rate Constraint in lbs/MMBtu | FALSE | L | Annual | Emissions at Affected Plants SO2 | Thousand Tons | 0 | 0 | 0 | 0 | 0 | 0 | 0 | 0
Newington Station 1 - SO2 Rate v5.12 | 708 | 6977 | Rate Constraint in lbs/MMBtu | FALSE | L | Annual | Allowances Purchased SO2 | Thousand Tons | 0 | 0 | 0 | 0 | 0 | 0 | 0 | 0
Newington Station 1 - SO2 Rate v5.12 | 708 | 6977 | Rate Constraint in lbs/MMBtu | FALSE | L | Annual | Allowances Sold SO2 | Thousand Tons | 0 | 0 | 0 | 0 | 0 | 0 | 0 | 0
Newington Station 1 - SO2 Rate v5.12 | 708 | 6977 | Rate Constraint in lbs/MMBtu | FALSE | L | Annual | Allowances Banked | Thousand Tons | 0 | 0 | 0 | 0 | 0 | 0 | 0 | 0
Newington Station 1 - SO2 Rate v5.12 | 708 | 6977 | Rate Constraint in lbs/MMBtu | FALSE | L | Annual | Allowances Withdrawn (1:1) | Thousand Tons | 0 | 0 | 0 | 0 | 0 | 0 | 0 | 0
Newington Station 1 - SO2 Rate v5.12 | 708 | 6977 | Rate Constraint in lbs/MMBtu | FALSE | L | Annual | Allowances Withdrawn (n:1) | Thousand Tons | 0 | 0 | 0 | 0 | 0 | 0 | 0 | 0
Newington Station 1 - SO2 Rate v5.12 | 708 | 6977 | Rate Constraint in lbs/MMBtu | FALSE | L | Annual | Net Emissions Allowance Position | Thousand Tons | 0 | 0 | 0 | 0 | 0 | 0 | 0 | 0
Newington Station 1 - SO2 Rate v5.12 | 708 | 6977 | Rate Constraint in lbs/MMBtu | FALSE | L | Annual | Fuel Consumed | TBtu | 0.15773 | 0.15773 | 0.15773 | 0.15773 | 0.054069 | 0.15773 | 0.15773 | 0.057816
Newington Station 1 - SO2 Rate v5.12 | 708 | 6977 | Rate Constraint in lbs/MMBtu | FALSE | L | Annual | Rate | lb/MMBtu | 0 | 0 | 0 | 0 | 0 | 0 | 0 | 0
Newington Station 1 - SO2 Rate v5.12 | 708 | 6977 | Rate Constraint in lbs/MMBtu | FALSE | L | Annual | Generation | TWh | 0.011889 | 0.011889 | 0.011889 | 0.011889 | 0.0040755 | 0.011889 | 0.011889 | 0.0043579
Newington Station 1 - SO2 Rate v5.12 | 708 | 6977 | Rate Constraint in lbs/MMBtu | FALSE | L | Annual | Qualifying Generation | TWh | 0.011889 | 0.011889 | 0.011889 | 0.011889 | 0.0040755 | 0.011889 | 0.011889 | 0.0043579
Newington Station 1 - SO2 Rate v5.12 | 708 | 6977 | Rate Constraint in lbs/MMBtu | FALSE | L | Annual | Rate | lb/MWh | 0 | 0 | 0 | 0 | 0 | 0 | 0 | 0
Newington Station 1 - SO2 Rate v5.12 | 708 | 6977 | Rate Constraint in lbs/MMBtu | FALSE | L | Annual | Constraint Shadow Price | US2016$/Ton | 0 | 0 | 0 | 0 | 0 | 0 | 0 | 0
NJ BLEngland - NOx Annual GPS v4.10, Unit 3678 and retrofits | 709 | 2271 | Rate Constraint in lbs/MWh | FALSE | L | Annual | Seasons Included | Seasons | Winter, WintShld, Summer | Winter, WintShld, Summer | Winter, WintShld, Summer | Winter, WintShld, Summer | Winter, WintShld, Summer | Winter, WintShld, Summer | Winter, WintShld, Summer | Winter, WintShld, Summer
NJ BLEngland - NOx Annual GPS v4.10, Unit 3678 and retrofits | 709 | 2271 | Rate Constraint in lbs/MWh | FALSE | L | Annual | Standard NOX | lb/MWh | 1 | 1 | 1 | 1 | 1 | 1 | 1 | 1
NJ BLEngland - NOx Annual GPS v4.10, Unit 3678 and retrofits | 709 | 2271 | Rate Constraint in lbs/MWh | FALSE | L | Annual | Emissions at Affected Plants NOX | Thousand Tons | 0 | 0 | 0 | 0 | 0 | 0 | 0 | 0
NJ BLEngland - NOx Annual GPS v4.10, Unit 3678 and retrofits | 709 | 2271 | Rate Constraint in lbs/MWh | FALSE | L | Annual | Allowances Purchased NOX | Thousand Tons | 0 | 0 | 0 | 0 | 0 | 0 | 0 | 0
NJ BLEngland - NOx Annual GPS v4.10, Unit 3678 and retrofits | 709 | 2271 | Rate Constraint in lbs/MWh | FALSE | L | Annual | Allowances Sold NOX | Thousand Tons | 0 | 0 | 0 | 0 | 0 | 0 | 0 | 0
NJ BLEngland - NOx Annual GPS v4.10, Unit 3678 and retrofits | 709 | 2271 | Rate Constraint in lbs/MWh | FALSE | L | Annual | Allowances Banked | Thousand Tons | 0 | 0 | 0 | 0 | 0 | 0 | 0 | 0
NJ BLEngland - NOx Annual GPS v4.10, Unit 3678 and retrofits | 709 | 2271 | Rate Constraint in lbs/MWh | FALSE | L | Annual | Allowances Withdrawn (1:1) | Thousand Tons | 0 | 0 | 0 | 0 | 0 | 0 | 0 | 0
NJ BLEngland - NOx Annual GPS v4.10, Unit 3678 and retrofits | 709 | 2271 | Rate Constraint in lbs/MWh | FALSE | L | Annual | Allowances Withdrawn (n:1) | Thousand Tons | 0 | 0 | 0 | 0 | 0 | 0 | 0 | 0
NJ BLEngland - NOx Annual GPS v4.10, Unit 3678 and retrofits | 709 | 2271 | Rate Constraint in lbs/MWh | FALSE | L | Annual | Net Emissions Allowance Position | Thousand Tons | 0 | 0 | 0 | 0 | 0 | 0 | 0 | 0
NJ BLEngland - NOx Annual GPS v4.10, Unit 3678 and retrofits | 709 | 2271 | Rate Constraint in lbs/MWh | FALSE | L | Annual | Fuel Consumed | TBtu | 0 | 0 | 0 | 0 | 0 | 0 | 0 | 0
NJ BLEngland - NOx Annual GPS v4.10, Unit 3678 and retrofits | 709 | 2271 | Rate Constraint in lbs/MWh | FALSE | L | Annual | Rate | lb/MMBtu | 0 | 0 | 0 | 0 | 0 | 0 | 0 | 0
NJ BLEngland - NOx Annual GPS v4.10, Unit 3678 and retrofits | 709 | 2271 | Rate Constraint in lbs/MWh | FALSE | L | Annual | Generation | TWh | 0 | 0 | 0 | 0 | 0 | 0 | 0 | 0
NJ BLEngland - NOx Annual GPS v4.10, Unit 3678 and retrofits | 709 | 2271 | Rate Constraint in lbs/MWh | FALSE | L | Annual | Qualifying Generation | TWh | 0 | 0 | 0 | 0 | 0 | 0 | 0 | 0
NJ BLEngland - NOx Annual GPS v4.10, Unit 3678 and retrofits | 709 | 2271 | Rate Constraint in lbs/MWh | FALSE | L | Annual | Constraint Shadow Price | US2016$/Ton | 0 | 0 | 0 | 0 | 0 | 0 | 0 | 0
NJ ChambersCogen- NOx Annual GPS v4.10, Unit 3637 and retrofits | 710 | 2273 | Rate Constraint in lbs/MWh | FALSE | L | Annual | Seasons Included | Seasons | Winter, WintShld, Summer | Winter, WintShld, Summer | Winter, WintShld, Summer | Winter, WintShld, Summer | Winter, WintShld, Summer | Winter, WintShld, Summer | Winter, WintShld, Summer | Winter, WintShld, Summer
NJ ChambersCogen- NOx Annual GPS v4.10, Unit 3637 and retrofits | 710 | 2273 | Rate Constraint in lbs/MWh | FALSE | L | Annual | Standard NOX | lb/MWh | 2.01 | 2.01 | 2.01 | 2.01 | 2.01 | 2.01 | 2.01 | 2.01
NJ ChambersCogen- NOx Annual GPS v4.10, Unit 3637 and retrofits | 710 | 2273 | Rate Constraint in lbs/MWh | FALSE | L | Annual | Emissions at Affected Plants NOX | Thousand Tons | 0 | 0 | 0 | 0 | 0 | 0 | 0 | 0
NJ ChambersCogen- NOx Annual GPS v4.10, Unit 3637 and retrofits | 710 | 2273 | Rate Constraint in lbs/MWh | FALSE | L | Annual | Allowances Purchased NOX | Thousand Tons | 0 | 0 | 0 | 0 | 0 | 0 | 0 | 0
NJ ChambersCogen- NOx Annual GPS v4.10, Unit 3637 and retrofits | 710 | 2273 | Rate Constraint in lbs/MWh | FALSE | L | Annual | Allowances Sold NOX | Thousand Tons | 0 | 0 | 0 | 0 | 0 | 0 | 0 | 0
NJ ChambersCogen- NOx Annual GPS v4.10, Unit 3637 and retrofits | 710 | 2273 | Rate Constraint in lbs/MWh | FALSE | L | Annual | Allowances Banked | Thousand Tons | 0 | 0 | 0 | 0 | 0 | 0 | 0 | 0
NJ ChambersCogen- NOx Annual GPS v4.10, Unit 3637 and retrofits | 710 | 2273 | Rate Constraint in lbs/MWh | FALSE | L | Annual | Allowances Withdrawn (1:1) | Thousand Tons | 0 | 0 | 0 | 0 | 0 | 0 | 0 | 0
NJ ChambersCogen- NOx Annual GPS v4.10, Unit 3637 and retrofits | 710 | 2273 | Rate Constraint in lbs/MWh | FALSE | L | Annual | Allowances Withdrawn (n:1) | Thousand Tons | 0 | 0 | 0 | 0 | 0 | 0 | 0 | 0
NJ ChambersCogen- NOx Annual GPS v4.10, Unit 3637 and retrofits | 710 | 2273 | Rate Constraint in lbs/MWh | FALSE | L | Annual | Net Emissions Allowance Position | Thousand Tons | 0 | 0 | 0 | 0 | 0 | 0 | 0 | 0
NJ ChambersCogen- NOx Annual GPS v4.10, Unit 3637 and retrofits | 710 | 2273 | Rate Constraint in lbs/MWh | FALSE | L | Annual | Fuel Consumed | TBtu | 0 | 0 | 0 | 0 | 0 | 0 | 0 | 0
NJ ChambersCogen- NOx Annual GPS v4.10, Unit 3637 and retrofits | 710 | 2273 | Rate Constraint in lbs/MWh | FALSE | L | Annual | Rate | lb/MMBtu | 0 | 0 | 0 | 0 | 0 | 0 | 0 | 0
NJ ChambersCogen- NOx Annual GPS v4.10, Unit 3637 and retrofits | 710 | 2273 | Rate Constraint in lbs/MWh | FALSE | L | Annual | Generation | TWh | 0 | 0 | 0 | 0 | 0 | 0 | 0 | 0
NJ ChambersCogen- NOx Annual GPS v4.10, Unit 3637 and retrofits | 710 | 2273 | Rate Constraint in lbs/MWh | FALSE | L | Annual | Qualifying Generation | TWh | 0 | 0 | 0 | 0 | 0 | 0 | 0 | 0
NJ ChambersCogen- NOx Annual GPS v4.10, Unit 3637 and retrofits | 710 | 2273 | Rate Constraint in lbs/MWh | FALSE | L | Annual | Constraint Shadow Price | US2016$/Ton | 0 | 0 | 0 | 0 | 0 | 0 | 0 | 0
NJ ChambersCogen- NOx Annual GPS v4.10, Unit 3638 and retrofits | 711 | 2273 | Rate Constraint in lbs/MWh | FALSE | L | Annual | Seasons Included | Seasons | Winter, WintShld, Summer | Winter, WintShld, Summer | Winter, WintShld, Summer | Winter, WintShld, Summer | Winter, WintShld, Summer | Winter, WintShld, Summer | Winter, WintShld, Summer | Winter, WintShld, Summer
NJ ChambersCogen- NOx Annual GPS v4.10, Unit 3638 and retrofits | 711 | 2273 | Rate Constraint in lbs/MWh | FALSE | L | Annual | Standard NOX | lb/MWh | 2.01 | 2.01 | 2.01 | 2.01 | 2.01 | 2.01 | 2.01 | 2.01
NJ ChambersCogen- NOx Annual GPS v4.10, Unit 3638 and retrofits | 711 | 2273 | Rate Constraint in lbs/MWh | FALSE | L | Annual | Emissions at Affected Plants NOX | Thousand Tons | 0 | 0 | 0 | 0 | 0 | 0 | 0 | 0
NJ ChambersCogen- NOx Annual GPS v4.10, Unit 3638 and retrofits | 711 | 2273 | Rate Constraint in lbs/MWh | FALSE | L | Annual | Allowances Purchased NOX | Thousand Tons | 0 | 0 | 0 | 0 | 0 | 0 | 0 | 0
NJ ChambersCogen- NOx Annual GPS v4.10, Unit 3638 and retrofits | 711 | 2273 | Rate Constraint in lbs/MWh | FALSE | L | Annual | Allowances Sold NOX | Thousand Tons | 0 | 0 | 0 | 0 | 0 | 0 | 0 | 0
NJ ChambersCogen- NOx Annual GPS v4.10, Unit 3638 and retrofits | 711 | 2273 | Rate Constraint in lbs/MWh | FALSE | L | Annual | Allowances Banked | Thousand Tons | 0 | 0 | 0 | 0 | 0 | 0 | 0 | 0
NJ ChambersCogen- NOx Annual GPS v4.10, Unit 3638 and retrofits | 711 | 2273 | Rate Constraint in lbs/MWh | FALSE | L | Annual | Allowances Withdrawn (1:1) | Thousand Tons | 0 | 0 | 0 | 0 | 0 | 0 | 0 | 0
NJ ChambersCogen- NOx Annual GPS v4.10, Unit 3638 and retrofits | 711 | 2273 | Rate Constraint in lbs/MWh | FALSE | L | Annual | Allowances Withdrawn (n:1) | Thousand Tons | 0 | 0 | 0 | 0 | 0 | 0 | 0 | 0
NJ ChambersCogen- NOx Annual GPS v4.10, Unit 3638 and retrofits | 711 | 2273 | Rate Constraint in lbs/MWh | FALSE | L | Annual | Net Emissions Allowance Position | Thousand Tons | 0 | 0 | 0 | 0 | 0 | 0 | 0 | 0
NJ ChambersCogen- NOx Annual GPS v4.10, Unit 3638 and retrofits | 711 | 2273 | Rate Constraint in lbs/MWh | FALSE | L | Annual | Fuel Consumed | TBtu | 0 | 0 | 0 | 0 | 0 | 0 | 0 | 0
NJ ChambersCogen- NOx Annual GPS v4.10, Unit 3638 and retrofits | 711 | 2273 | Rate Constraint in lbs/MWh | FALSE | L | Annual | Rate | lb/MMBtu | 0 | 0 | 0 | 0 | 0 | 0 | 0 | 0
NJ ChambersCogen- NOx Annual GPS v4.10, Unit 3638 and retrofits | 711 | 2273 | Rate Constraint in lbs/MWh | FALSE | L | Annual | Generation | TWh | 0 | 0 | 0 | 0 | 0 | 0 | 0 | 0
NJ ChambersCogen- NOx Annual GPS v4.10, Unit 3638 and retrofits | 711 | 2273 | Rate Constraint in lbs/MWh | FALSE | L | Annual | Qualifying Generation | TWh | 0 | 0 | 0 | 0 | 0 | 0 | 0 | 0
NJ ChambersCogen- NOx Annual GPS v4.10, Unit 3638 and retrofits | 711 | 2273 | Rate Constraint in lbs/MWh | FALSE | L | Annual | Constraint Shadow Price | US2016$/Ton | 0 | 0 | 0 | 0 | 0 | 0 | 0 | 0
NJ LoganGen- NOx Annual GPS v4.10, Unit 3639 and retrofits | 809 | 2278 | Rate Constraint in lbs/MWh | FALSE | L | Annual | Seasons Included | Seasons | Winter, WintShld, Summer | Winter, WintShld, Summer | Winter, WintShld, Summer | Winter, WintShld, Summer | Winter, WintShld, Summer | Winter, WintShld, Summer | Winter, WintShld, Summer | Winter, WintShld, Summer
NJ LoganGen- NOx Annual GPS v4.10, Unit 3639 and retrofits | 809 | 2278 | Rate Constraint in lbs/MWh | FALSE | L | Annual | Standard NOX | lb/MWh | 1.5 | 1.5 | 1.5 | 1.5 | 1.5 | 1.5 | 1.5 | 1.5
NJ LoganGen- NOx Annual GPS v4.10, Unit 3639 and retrofits | 809 | 2278 | Rate Constraint in lbs/MWh | FALSE | L | Annual | Emissions at Affected Plants NOX | Thousand Tons | 0 | 0 | 0 | 0 | 0 | 0 | 0 | 0
NJ LoganGen- NOx Annual GPS v4.10, Unit 3639 and retrofits | 809 | 2278 | Rate Constraint in lbs/MWh | FALSE | L | Annual | Allowances Purchased NOX | Thousand Tons | 0 | 0 | 0 | 0 | 0 | 0 | 0 | 0
NJ LoganGen- NOx Annual GPS v4.10, Unit 3639 and retrofits | 809 | 2278 | Rate Constraint in lbs/MWh | FALSE | L | Annual | Allowances Sold NOX | Thousand Tons | 0 | 0 | 0 | 0 | 0 | 0 | 0 | 0
NJ LoganGen- NOx Annual GPS v4.10, Unit 3639 and retrofits | 809 | 2278 | Rate Constraint in lbs/MWh | FALSE | L | Annual | Allowances Banked | Thousand Tons | 0 | 0 | 0 | 0 | 0 | 0 | 0 | 0
NJ LoganGen- NOx Annual GPS v4.10, Unit 3639 and retrofits | 809 | 2278 | Rate Constraint in lbs/MWh | FALSE | L | Annual | Allowances Withdrawn (1:1) | Thousand Tons | 0 | 0 | 0 | 0 | 0 | 0 | 0 | 0
NJ LoganGen- NOx Annual GPS v4.10, Unit 3639 and retrofits | 809 | 2278 | Rate Constraint in lbs/MWh | FALSE | L | Annual | Allowances Withdrawn (n:1) | Thousand Tons | 0 | 0 | 0 | 0 | 0 | 0 | 0 | 0
NJ LoganGen- NOx Annual GPS v4.10, Unit 3639 and retrofits | 809 | 2278 | Rate Constraint in lbs/MWh | FALSE | L | Annual | Net Emissions Allowance Position | Thousand Tons | 0 | 0 | 0 | 0 | 0 | 0 | 0 | 0
NJ LoganGen- NOx Annual GPS v4.10, Unit 3639 and retrofits | 809 | 2278 | Rate Constraint in lbs/MWh | FALSE | L | Annual | Fuel Consumed | TBtu | 0 | 0 | 0 | 0 | 0 | 0 | 0 | 0
NJ LoganGen- NOx Annual GPS v4.10, Unit 3639 and retrofits | 809 | 2278 | Rate Constraint in lbs/MWh | FALSE | L | Annual | Rate | lb/MMBtu | 0 | 0 | 0 | 0 | 0 | 0 | 0 | 0
NJ LoganGen- NOx Annual GPS v4.10, Unit 3639 and retrofits | 809 | 2278 | Rate Constraint in lbs/MWh | FALSE | L | Annual | Generation | TWh | 0 | 0 | 0 | 0 | 0 | 0 | 0 | 0
NJ LoganGen- NOx Annual GPS v4.10, Unit 3639 and retrofits | 809 | 2278 | Rate Constraint in lbs/MWh | FALSE | L | Annual | Qualifying Generation | TWh | 0 | 0 | 0 | 0 | 0 | 0 | 0 | 0
NJ LoganGen- NOx Annual GPS v4.10, Unit 3639 and retrofits | 809 | 2278 | Rate Constraint in lbs/MWh | FALSE | L | Annual | Constraint Shadow Price | US2016$/Ton | 0 | 0 | 0 | 0 | 0 | 0 | 0 | 0
NJ SO2 Constraint v5.14 | 827 | 6126 | Rate Constraint in lbs/MMBtu | FALSE | L | Annual | Seasons Included | Seasons | Winter, WintShld, Summer | Winter, WintShld, Summer | Winter, WintShld, Summer | Winter, WintShld, Summer | Winter, WintShld, Summer | Winter, WintShld, Summer | Winter, WintShld, Summer | Winter, WintShld, Summer
NJ SO2 Constraint v5.14 | 827 | 6126 | Rate Constraint in lbs/MMBtu | FALSE | L | Annual | Standard SO2 | lb/MMBtu | 0.15 | 0.15 | 0.15 | 0.15 | 0.15 | 0.15 | 0.15 | 0.15
NJ SO2 Constraint v5.14 | 827 | 6126 | Rate Constraint in lbs/MMBtu | FALSE | L | Annual | Emissions at Affected Plants SO2 | Thousand Tons | 0 | 0 | 0 | 0 | 0 | 0 | 0 | 0
NJ SO2 Constraint v5.14 | 827 | 6126 | Rate Constraint in lbs/MMBtu | FALSE | L | Annual | Allowances Purchased SO2 | Thousand Tons | 0 | 0 | 0 | 0 | 0 | 0 | 0 | 0
NJ SO2 Constraint v5.14 | 827 | 6126 | Rate Constraint in lbs/MMBtu | FALSE | L | Annual | Allowances Sold SO2 | Thousand Tons | 0 | 0 | 0 | 0 | 0 | 0 | 0 | 0
NJ SO2 Constraint v5.14 | 827 | 6126 | Rate Constraint in lbs/MMBtu | FALSE | L | Annual | Allowances Banked | Thousand Tons | 0 | 0 | 0 | 0 | 0 | 0 | 0 | 0
NJ SO2 Constraint v5.14 | 827 | 6126 | Rate Constraint in lbs/MMBtu | FALSE | L | Annual | Allowances Withdrawn (1:1) | Thousand Tons | 0 | 0 | 0 | 0 | 0 | 0 | 0 | 0
NJ SO2 Constraint v5.14 | 827 | 6126 | Rate Constraint in lbs/MMBtu | FALSE | L | Annual | Allowances Withdrawn (n:1) | Thousand Tons | 0 | 0 | 0 | 0 | 0 | 0 | 0 | 0
NJ SO2 Constraint v5.14 | 827 | 6126 | Rate Constraint in lbs/MMBtu | FALSE | L | Annual | Net Emissions Allowance Position | Thousand Tons | 0 | 0 | 0 | 0 | 0 | 0 | 0 | 0
NJ SO2 Constraint v5.14 | 827 | 6126 | Rate Constraint in lbs/MMBtu | FALSE | L | Annual | Fuel Consumed | TBtu | 0 | 0 | 0 | 0 | 0 | 0 | 0 | 0
NJ SO2 Constraint v5.14 | 827 | 6126 | Rate Constraint in lbs/MMBtu | FALSE | L | Annual | Rate | lb/MMBtu | 0 | 0 | 0 | 0 | 0 | 0 | 0 | 0
NJ SO2 Constraint v5.14 | 827 | 6126 | Rate Constraint in lbs/MMBtu | FALSE | L | Annual | Generation | TWh | 0 | 0 | 0 | 0 | 0 | 0 | 0 | 0
NJ SO2 Constraint v5.14 | 827 | 6126 | Rate Constraint in lbs/MMBtu | FALSE | L | Annual | Qualifying Generation | TWh | 0 | 0 | 0 | 0 | 0 | 0 | 0 | 0
NJ SO2 Constraint v5.14 | 827 | 6126 | Rate Constraint in lbs/MMBtu | FALSE | L | Annual | Rate | lb/MWh | 0 | 0 | 0 | 0 | 0 | 0 | 0 | 0
NJ SO2 Constraint v5.14 | 827 | 6126 | Rate Constraint in lbs/MMBtu | FALSE | L | Annual | Constraint Shadow Price | US2016$/Ton | 10758.81 | 8535.0234 | 7557.6225 | 7127.2755 | 7402.9435 | 8520.0905 | 9184.5764 | 8263.4823
NODA Asbury NOx Cap Annual v5.15 | 828 | 6597 | Rate Constraint in MTons | FALSE | L | Annual | Seasons Included | Seasons | Winter, WintShld, Summer | Winter, WintShld, Summer | Winter, WintShld, Summer | Winter, WintShld, Summer | Winter, WintShld, Summer | Winter, WintShld, Summer | Winter, WintShld, Summer | Winter, WintShld, Summer
NODA Asbury NOx Cap Annual v5.15 | 828 | 6597 | Rate Constraint in MTons | FALSE | L | Annual | Standard NOX | Thousand Tons | 1.5795 | 1.5795 | 1.5795 | 1.5795 | 1.5795 | 1.5795 | 1.5795 | 1.5795
NODA Asbury NOx Cap Annual v5.15 | 828 | 6597 | Rate Constraint in MTons | FALSE | L | Annual | Emissions at Affected Plants NOX | Thousand Tons | 0 | 0 | 0 | 0 | 0 | 0 | 0 | 0
NODA Asbury NOx Cap Annual v5.15 | 828 | 6597 | Rate Constraint in MTons | FALSE | L | Annual | Allowances Purchased NOX | Thousand Tons | 0 | 0 | 0 | 0 | 0 | 0 | 0 | 0
NODA Asbury NOx Cap Annual v5.15 | 828 | 6597 | Rate Constraint in MTons | FALSE | L | Annual | Allowances Sold NOX | Thousand Tons | 0 | 0 | 0 | 0 | 0 | 0 | 0 | 0
NODA Asbury NOx Cap Annual v5.15 | 828 | 6597 | Rate Constraint in MTons | FALSE | L | Annual | Allowances Banked | Thousand Tons | 0 | 0 | 0 | 0 | 0 | 0 | 0 | 0
NODA Asbury NOx Cap Annual v5.15 | 828 | 6597 | Rate Constraint in MTons | FALSE | L | Annual | Allowances Withdrawn (1:1) | Thousand Tons | 0 | 0 | 0 | 0 | 0 | 0 | 0 | 0
NODA Asbury NOx Cap Annual v5.15 | 828 | 6597 | Rate Constraint in MTons | FALSE | L | Annual | Allowances Withdrawn (n:1) | Thousand Tons | 0 | 0 | 0 | 0 | 0 | 0 | 0 | 0
NODA Asbury NOx Cap Annual v5.15 | 828 | 6597 | Rate Constraint in MTons | FALSE | L | Annual | Net Emissions Allowance Position | Thousand Tons | 0 | 0 | 0 | 0 | 0 | 0 | 0 | 0
NODA Asbury NOx Cap Annual v5.15 | 828 | 6597 | Rate Constraint in MTons | FALSE | L | Annual | Fuel Consumed | TBtu | 0 | 0 | 0 | 0 | 0 | 0 | 0 | 0
NODA Asbury NOx Cap Annual v5.15 | 828 | 6597 | Rate Constraint in MTons | FALSE | L | Annual | Rate | lb/MMBtu | 0 | 0 | 0 | 0 | 0 | 0 | 0 | 0
NODA Asbury NOx Cap Annual v5.15 | 828 | 6597 | Rate Constraint in MTons | FALSE | L | Annual | Generation | TWh | 0 | 0 | 0 | 0 | 0 | 0 | 0 | 0
NODA Asbury NOx Cap Annual v5.15 | 828 | 6597 | Rate Constraint in MTons | FALSE | L | Annual | Qualifying Generation | TWh | 0 | 0 | 0 | 0 | 0 | 0 | 0 | 0
NODA Asbury NOx Cap Annual v5.15 | 828 | 6597 | Rate Constraint in MTons | FALSE | L | Annual | Rate | lb/MWh | 0 | 0 | 0 | 0 | 0 | 0 | 0 | 0
NODA Asbury NOx Cap Annual v5.15 | 828 | 6597 | Rate Constraint in MTons | FALSE | L | Annual | Constraint Shadow Price | US2016$/Ton | 0 | 0 | 0 | 0 | 0 | 0 | 0 | 0
NODA Asbury SO2 Cap Annual v5.15 | 829 | 6598 | Rate Constraint in MTons | FALSE | L | Annual | Seasons Included | Seasons | Winter, WintShld, Summer | Winter, WintShld, Summer | Winter, WintShld, Summer | Winter, WintShld, Summer | Winter, WintShld, Summer | Winter, WintShld, Summer | Winter, WintShld, Summer | Winter, WintShld, Summer
NODA Asbury SO2 Cap Annual v5.15 | 829 | 6598 | Rate Constraint in MTons | FALSE | L | Annual | Standard SO2 | Thousand Tons | 0.71744 | 0.71744 | 0.71744 | 0.71744 | 0.71744 | 0.71744 | 0.71744 | 0.71744
NODA Asbury SO2 Cap Annual v5.15 | 829 | 6598 | Rate Constraint in MTons | FALSE | L | Annual | Emissions at Affected Plants SO2 | Thousand Tons | 0 | 0 | 0 | 0 | 0 | 0 | 0 | 0
NODA Asbury SO2 Cap Annual v5.15 | 829 | 6598 | Rate Constraint in MTons | FALSE | L | Annual | Allowances Purchased SO2 | Thousand Tons | 0 | 0 | 0 | 0 | 0 | 0 | 0 | 0
NODA Asbury SO2 Cap Annual v5.15 | 829 | 6598 | Rate Constraint in MTons | FALSE | L | Annual | Allowances Sold SO2 | Thousand Tons | 0 | 0 | 0 | 0 | 0 | 0 | 0 | 0
NODA Asbury SO2 Cap Annual v5.15 | 829 | 6598 | Rate Constraint in MTons | FALSE | L | Annual | Allowances Banked | Thousand Tons | 0 | 0 | 0 | 0 | 0 | 0 | 0 | 0
NODA Asbury SO2 Cap Annual v5.15 | 829 | 6598 | Rate Constraint in MTons | FALSE | L | Annual | Allowances Withdrawn (1:1) | Thousand Tons | 0 | 0 | 0 | 0 | 0 | 0 | 0 | 0
NODA Asbury SO2 Cap Annual v5.15 | 829 | 6598 | Rate Constraint in MTons | FALSE | L | Annual | Allowances Withdrawn (n:1) | Thousand Tons | 0 | 0 | 0 | 0 | 0 | 0 | 0 | 0
NODA Asbury SO2 Cap Annual v5.15 | 829 | 6598 | Rate Constraint in MTons | FALSE | L | Annual | Net Emissions Allowance Position | Thousand Tons | 0 | 0 | 0 | 0 | 0 | 0 | 0 | 0
NODA Asbury SO2 Cap Annual v5.15 | 829 | 6598 | Rate Constraint in MTons | FALSE | L | Annual | Fuel Consumed | TBtu | 0 | 0 | 0 | 0 | 0 | 0 | 0 | 0
NODA Asbury SO2 Cap Annual v5.15 | 829 | 6598 | Rate Constraint in MTons | FALSE | L | Annual | Rate | lb/MMBtu | 0 | 0 | 0 | 0 | 0 | 0 | 0 | 0
NODA Asbury SO2 Cap Annual v5.15 | 829 | 6598 | Rate Constraint in MTons | FALSE | L | Annual | Generation | TWh | 0 | 0 | 0 | 0 | 0 | 0 | 0 | 0
NODA Asbury SO2 Cap Annual v5.15 | 829 | 6598 | Rate Constraint in MTons | FALSE | L | Annual | Qualifying Generation | TWh | 0 | 0 | 0 | 0 | 0 | 0 | 0 | 0
NODA Asbury SO2 Cap Annual v5.15 | 829 | 6598 | Rate Constraint in MTons | FALSE | L | Annual | Rate | lb/MWh | 0 | 0 | 0 | 0 | 0 | 0 | 0 | 0
NODA Asbury SO2 Cap Annual v5.15 | 829 | 6598 | Rate Constraint in MTons | FALSE | L | Annual | Constraint Shadow Price | US2016$/Ton | 0 | 0 | 0 | 0 | 0 | 0 | 0 | 0
NODA Covanta Bristol 1 NOX Cap Annual v5.15 | 830 | 6604 | Rate Constraint in MTons | FALSE | L | Annual | Seasons Included | Seasons | Winter, WintShld, Summer | Winter, WintShld, Summer | Winter, WintShld, Summer | Winter, WintShld, Summer | Winter, WintShld, Summer | Winter, WintShld, Summer | Winter, WintShld, Summer | Winter, WintShld, Summer
NODA Covanta Bristol 1 NOX Cap Annual v5.15 | 830 | 6604 | Rate Constraint in MTons | FALSE | L | Annual | Standard NOX | Thousand Tons | 0.112 | 0.112 | 0.112 | 0.112 | 0.112 | 0.112 | 0.112 | 0.112
NODA Covanta Bristol 1 NOX Cap Annual v5.15 | 830 | 6604 | Rate Constraint in MTons | FALSE | L | Annual | Emissions at Affected Plants NOX | Thousand Tons | 0.112 | 0.112 | 0.112 | 0.112 | 0.112 | 0.112 | 0.112 | 0.112
NODA Covanta Bristol 1 NOX Cap Annual v5.15 | 830 | 6604 | Rate Constraint in MTons | FALSE | L | Annual | Allowances Purchased NOX | Thousand Tons | 0 | 0 | 0 | 0 | 0 | 0 | 0 | 0
NODA Covanta Bristol 1 NOX Cap Annual v5.15 | 830 | 6604 | Rate Constraint in MTons | FALSE | L | Annual | Allowances Sold NOX | Thousand Tons | 0 | 0 | 0 | 0 | 0 | 0 | 0 | 0
NODA Covanta Bristol 1 NOX Cap Annual v5.15 | 830 | 6604 | Rate Constraint in MTons | FALSE | L | Annual | Allowances Banked | Thousand Tons | 0 | 0 | 0 | 0 | 0 | 0 | 0 | 0
NODA Covanta Bristol 1 NOX Cap Annual v5.15 | 830 | 6604 | Rate Constraint in MTons | FALSE | L | Annual | Allowances Withdrawn (1:1) | Thousand Tons | 0 | 0 | 0 | 0 | 0 | 0 | 0 | 0
NODA Covanta Bristol 1 NOX Cap Annual v5.15 | 830 | 6604 | Rate Constraint in MTons | FALSE | L | Annual | Allowances Withdrawn (n:1) | Thousand Tons | 0 | 0 | 0 | 0 | 0 | 0 | 0 | 0
NODA Covanta Bristol 1 NOX Cap Annual v5.15 | 830 | 6604 | Rate Constraint in MTons | FALSE | L | Annual | Net Emissions Allowance Position | Thousand Tons | 0.112 | 0.112 | 0.112 | 0.112 | 0.112 | 0.112 | 0.112 | 0.112
NODA Covanta Bristol 1 NOX Cap Annual v5.15 | 830 | 6604 | Rate Constraint in MTons | FALSE | L | Annual | Fuel Consumed | TBtu | 0.58828 | 0.58828 | 0.58828 | 0.58828 | 0.58828 | 0.58828 | 0.58828 | 0.58828
NODA Covanta Bristol 1 NOX Cap Annual v5.15 | 830 | 6604 | Rate Constraint in MTons | FALSE | L | Annual | Rate | lb/MMBtu | 0.38077 | 0.38077 | 0.38077 | 0.38077 | 0.38077 | 0.38077 | 0.38077 | 0.38077
NODA Covanta Bristol 1 NOX Cap Annual v5.15 | 830 | 6604 | Rate Constraint in MTons | FALSE | L | Annual | Generation | TWh | 0.031415 | 0.031415 | 0.031415 | 0.031415 | 0.031415 | 0.031415 | 0.031415 | 0.031415
NODA Covanta Bristol 1 NOX Cap Annual v5.15 | 830 | 6604 | Rate Constraint in MTons | FALSE | L | Annual | Qualifying Generation | TWh | 0.031415 | 0.031415 | 0.031415 | 0.031415 | 0.031415 | 0.031415 | 0.031415 | 0.031415
NODA Covanta Bristol 1 NOX Cap Annual v5.15 | 830 | 6604 | Rate Constraint in MTons | FALSE | L | Annual | Rate | lb/MWh | 7.1303 | 7.1303 | 7.1303 | 7.1303 | 7.1303 | 7.1303 | 7.1303 | 7.1303
NODA Covanta Bristol 1 NOX Cap Annual v5.15 | 830 | 6604 | Rate Constraint in MTons | FALSE | L | Annual | Constraint Shadow Price | US2016$/Ton | 6483.707 | 6946.0839 | 7208.9344 | 6525.4497 | 6108.9521 | 6089.066 | 6027.6487 | 5520.4118
NODA Covanta Bristol 2 NOX Cap Annual v5.15 | 831 | 6605 | Rate Constraint in MTons | FALSE | L | Annual | Seasons Included | Seasons | Winter, WintShld, Summer | Winter, WintShld, Summer | Winter, WintShld, Summer | Winter, WintShld, Summer | Winter, WintShld, Summer | Winter, WintShld, Summer | Winter, WintShld, Summer | Winter, WintShld, Summer
NODA Covanta Bristol 2 NOX Cap Annual v5.15 | 831 | 6605 | Rate Constraint in MTons | FALSE | L | Annual | Standard NOX | Thousand Tons | 0.1917 | 0.1917 | 0.1917 | 0.1917 | 0.1917 | 0.1917 | 0.1917 | 0.1917
NODA Covanta Bristol 2 NOX Cap Annual v5.15 | 831 | 6605 | Rate Constraint in MTons | FALSE | L | Annual | Emissions at Affected Plants NOX | Thousand Tons | 0.1917 | 0.1917 | 0.1917 | 0.1917 | 0.1917 | 0.1917 | 0.1917 | 0.1917
NODA Covanta Bristol 2 NOX Cap Annual v5.15 | 831 | 6605 | Rate Constraint in MTons | FALSE | L | Annual | Allowances Purchased NOX | Thousand Tons | 0 | 0 | 0 | 0 | 0 | 0 | 0 | 0
NODA Covanta Bristol 2 NOX Cap Annual v5.15 | 831 | 6605 | Rate Constraint in MTons | FALSE | L | Annual | Allowances Sold NOX | Thousand Tons | 0 | 0 | 0 | 0 | 0 | 0 | 0 | 0
NODA Covanta Bristol 2 NOX Cap Annual v5.15 | 831 | 6605 | Rate Constraint in MTons | FALSE | L | Annual | Allowances Banked | Thousand Tons | 0 | 0 | 0 | 0 | 0 | 0 | 0 | 0
NODA Covanta Bristol 2 NOX Cap Annual v5.15 | 831 | 6605 | Rate Constraint in MTons | FALSE | L | Annual | Allowances Withdrawn (1:1) | Thousand Tons | 0 | 0 | 0 | 0 | 0 | 0 | 0 | 0
NODA Covanta Bristol 2 NOX Cap Annual v5.15 | 831 | 6605 | Rate Constraint in MTons | FALSE | L | Annual | Allowances Withdrawn (n:1) | Thousand Tons | 0 | 0 | 0 | 0 | 0 | 0 | 0 | 0
NODA Covanta Bristol 2 NOX Cap Annual v5.15 | 831 | 6605 | Rate Constraint in MTons | FALSE | L | Annual | Net Emissions Allowance Position | Thousand Tons | 0.1917 | 0.1917 | 0.1917 | 0.1917 | 0.1917 | 0.1917 | 0.1917 | 0.1917
NODA Covanta Bristol 2 NOX Cap Annual v5.15 | 831 | 6605 | Rate Constraint in MTons | FALSE | L | Annual | Fuel Consumed | TBtu | 0.89806 | 0.89806 | 0.89806 | 0.89806 | 0.89806 | 0.89806 | 0.89806 | 0.89806
NODA Covanta Bristol 2 NOX Cap Annual v5.15 | 831 | 6605 | Rate Constraint in MTons | FALSE | L | Annual | Rate | lb/MMBtu | 0.42692 | 0.42692 | 0.42692 | 0.42692 | 0.42692 | 0.42692 | 0.42692 | 0.42692
NODA Covanta Bristol 2 NOX Cap Annual v5.15 | 831 | 6605 | Rate Constraint in MTons | FALSE | L | Annual | Generation | TWh | 0.047958 | 0.047958 | 0.047958 | 0.047958 | 0.047958 | 0.047958 | 0.047958 | 0.047958
NODA Covanta Bristol 2 NOX Cap Annual v5.15 | 831 | 6605 | Rate Constraint in MTons | FALSE | L | Annual | Qualifying Generation | TWh | 0.047958 | 0.047958 | 0.047958 | 0.047958 | 0.047958 | 0.047958 | 0.047958 | 0.047958
NODA Covanta Bristol 2 NOX Cap Annual v5.15 | 831 | 6605 | Rate Constraint in MTons | FALSE | L | Annual | Rate | lb/MWh | 7.9945 | 7.9945 | 7.9945 | 7.9945 | 7.9945 | 7.9945 | 7.9945 | 7.9945
NODA Covanta Bristol 2 NOX Cap Annual v5.15 | 831 | 6605 | Rate Constraint in MTons | FALSE | L | Annual | Constraint Shadow Price | US2016$/Ton | 5082.069 | 5612.2153 | 5540.5092 | 5289.8027 | 4455.2353 | 3600.3898 | 3391.6998 | 1832.6371
NODA Covanta Mid-Connecticut NOX Cap Annual v5.15 | 832 | 6612 | Rate Constraint in MTons | FALSE | L | Annual | Seasons Included | Seasons | Winter, WintShld, Summer | Winter, WintShld, Summer | Winter, WintShld, Summer | Winter, WintShld, Summer | Winter, WintShld, Summer | Winter, WintShld, Summer | Winter, WintShld, Summer | Winter, WintShld, Summer
NODA Covanta Mid-Connecticut NOX Cap Annual v5.15 | 832 | 6612 | Rate Constraint in MTons | FALSE | L | Annual | Standard NOX | Thousand Tons | 1.26 | 1.26 | 1.26 | 1.26 | 1.26 | 1.26 | 1.26 | 1.26
NODA Covanta Mid-Connecticut NOX Cap Annual v5.15 | 832 | 6612 | Rate Constraint in MTons | FALSE | L | Annual | Emissions at Affected Plants NOX | Thousand Tons | 1.2124 | 1.2124 | 1.2124 | 1.2124 | 1.2124 | 1.2124 | 1.2124 | 1.2124
NODA Covanta Mid-Connecticut NOX Cap Annual v5.15 | 832 | 6612 | Rate Constraint in MTons | FALSE | L | Annual | Allowances Purchased NOX | Thousand Tons | 0 | 0 | 0 | 0 | 0 | 0 | 0 | 0
NODA Covanta Mid-Connecticut NOX Cap Annual v5.15 | 832 | 6612 | Rate Constraint in MTons | FALSE | L | Annual | Allowances Sold NOX | Thousand Tons | 0 | 0 | 0 | 0 | 0 | 0 | 0 | 0
NODA Covanta Mid-Connecticut NOX Cap Annual v5.15 | 832 | 6612 | Rate Constraint in MTons | FALSE | L | Annual | Allowances Banked | Thousand Tons | 0 | 0 | 0 | 0 | 0 | 0 | 0 | 0
NODA Covanta Mid-Connecticut NOX Cap Annual v5.15 | 832 | 6612 | Rate Constraint in MTons | FALSE | L | Annual | Allowances Withdrawn (1:1) | Thousand Tons | 0 | 0 | 0 | 0 | 0 | 0 | 0 | 0
NODA Covanta Mid-Connecticut NOX Cap Annual v5.15 | 832 | 6612 | Rate Constraint in MTons | FALSE | L | Annual | Allowances Withdrawn (n:1) | Thousand Tons | 0 | 0 | 0 | 0 | 0 | 0 | 0 | 0
NODA Covanta Mid-Connecticut NOX Cap Annual v5.15 | 832 | 6612 | Rate Constraint in MTons | FALSE | L | Annual | Net Emissions Allowance Position | Thousand Tons | 1.2124 | 1.2124 | 1.2124 | 1.2124 | 1.2124 | 1.2124 | 1.2124 | 1.2124
NODA Covanta Mid-Connecticut NOX Cap Annual v5.15 | 832 | 6612 | Rate Constraint in MTons | FALSE | L | Annual | Fuel Consumed | TBtu | 8.7565 | 8.7565 | 8.7565 | 8.7565 | 8.7565 | 8.7565 | 8.7565 | 8.7565
NODA Covanta Mid-Connecticut NOX Cap Annual v5.15 | 832 | 6612 | Rate Constraint in MTons | FALSE | L | Annual | Rate | lb/MMBtu | 0.27692 | 0.27692 | 0.27692 | 0.27692 | 0.27692 | 0.27692 | 0.27692 | 0.27692
NODA Covanta Mid-Connecticut NOX Cap Annual v5.15 | 832 | 6612 | Rate Constraint in MTons | FALSE | L | Annual | Generation | TWh | 0.44045 | 0.44045 | 0.44045 | 0.44045 | 0.44045 | 0.44045 | 0.44045 | 0.44045
NODA Covanta Mid-Connecticut NOX Cap Annual v5.15 | 832 | 6612 | Rate Constraint in MTons | FALSE | L | Annual | Qualifying Generation | TWh | 0.44045 | 0.44045 | 0.44045 | 0.44045 | 0.44045 | 0.44045 | 0.44045 | 0.44045
NODA Covanta Mid-Connecticut NOX Cap Annual v5.15 | 832 | 6612 | Rate Constraint in MTons | FALSE | L | Annual | Rate | lb/MWh | 5.5054 | 5.5054 | 5.5054 | 5.5054 | 5.5054 | 5.5054 | 5.5054 | 5.5054
NODA Covanta Mid-Connecticut NOX Cap Annual v5.15 | 832 | 6612 | Rate Constraint in MTons | FALSE | L | Annual | Constraint Shadow Price | US2016$/Ton | 0 | 0 | 0 | 0 | 0 | 0 | 0 | 0
NODA G G Allen NOx Cap Annual v5.15 | 833 | 6601 | Rate Constraint in MTons | FALSE | L | Annual | Seasons Included | Seasons | Winter, WintShld, Summer | Winter, WintShld, Summer | Winter, WintShld, Summer | Winter, WintShld, Summer | Winter, WintShld, Summer | Winter, WintShld, Summer | Winter, WintShld, Summer | Winter, WintShld, Summer
NODA G G Allen NOx Cap Annual v5.15 | 833 | 6601 | Rate Constraint in MTons | FALSE | L | Annual | Standard NOX | Thousand Tons | 0.6 | 0.6 | 0.6 | 0.6 | 0.6 | 0.6 | 0.6 | 0.6
NODA G G Allen NOx Cap Annual v5.15 | 833 | 6601 | Rate Constraint in MTons | FALSE | L | Annual | Emissions at Affected Plants NOX | Thousand Tons | 0 | 0 | 0 | 0 | 0 | 0 | 0 | 0
NODA G G Allen NOx Cap Annual v5.15 | 833 | 6601 | Rate Constraint in MTons | FALSE | L | Annual | Allowances Purchased NOX | Thousand Tons | 0 | 0 | 0 | 0 | 0 | 0 | 0 | 0
NODA G G Allen NOx Cap Annual v5.15 | 833 | 6601 | Rate Constraint in MTons | FALSE | L | Annual | Allowances Sold NOX | Thousand Tons | 0 | 0 | 0 | 0 | 0 | 0 | 0 | 0
NODA G G Allen NOx Cap Annual v5.15 | 833 | 6601 | Rate Constraint in MTons | FALSE | L | Annual | Allowances Banked | Thousand Tons | 0 | 0 | 0 | 0 | 0 | 0 | 0 | 0
NODA G G Allen NOx Cap Annual v5.15 | 833 | 6601 | Rate Constraint in MTons | FALSE | L | Annual | Allowances Withdrawn (1:1) | Thousand Tons | 0 | 0 | 0 | 0 | 0 | 0 | 0 | 0
NODA G G Allen NOx Cap Annual v5.15 | 833 | 6601 | Rate Constraint in MTons | FALSE | L | Annual | Allowances Withdrawn (n:1) | Thousand Tons | 0 | 0 | 0 | 0 | 0 | 0 | 0 | 0
NODA G G Allen NOx Cap Annual v5.15 | 833 | 6601 | Rate Constraint in MTons | FALSE | L | Annual | Net Emissions Allowance Position | Thousand Tons | 0 | 0 | 0 | 0 | 0 | 0 | 0 | 0
NODA G G Allen NOx Cap Annual v5.15 | 833 | 6601 | Rate Constraint in MTons | FALSE | L | Annual | Fuel Consumed | TBtu | 0 | 0 | 0 | 0 | 0 | 0 | 0 | 0
NODA G G Allen NOx Cap Annual v5.15 | 833 | 6601 | Rate Constraint in MTons | FALSE | L | Annual | Rate | lb/MMBtu | 0 | 0 | 0 | 0 | 0 | 0 | 0 | 0
NODA G G Allen NOx Cap Annual v5.15 | 833 | 6601 | Rate Constraint in MTons | FALSE | L | Annual | Generation | TWh | 0 | 0 | 0 | 0 | 0 | 0 | 0 | 0
NODA G G Allen NOx Cap Annual v5.15 | 833 | 6601 | Rate Constraint in MTons | FALSE | L | Annual | Qualifying Generation | TWh | 0 | 0 | 0 | 0 | 0 | 0 | 0 | 0
NODA G G Allen NOx Cap Annual v5.15 | 833 | 6601 | Rate Constraint in MTons | FALSE | L | Annual | Rate | lb/MWh | 0 | 0 | 0 | 0 | 0 | 0 | 0 | 0
NODA G G Allen NOx Cap Annual v5.15 | 833 | 6601 | Rate Constraint in MTons | FALSE | L | Annual | Constraint Shadow Price | US2016$/Ton | 0 | 0 | 0 | 0 | 0 | 0 | 0 | 0
NODA Greene County NOx Cap Annual v5.15 | 834 | 6600 | Rate Constraint in MTons | FALSE | L | Annual | Seasons Included | Seasons | Winter, WintShld, Summer | Winter, WintShld, Summer | Winter, WintShld, Summer | Winter, WintShld, Summer | Winter, WintShld, Summer | Winter, WintShld, Summer | Winter, WintShld, Summer | Winter, WintShld, Summer
NODA Greene County NOx Cap Annual v5.15 | 834 | 6600 | Rate Constraint in MTons | FALSE | L | Annual | Standard NOX | Thousand Tons | 4.79 | 4.79 | 4.79 | 4.79 | 4.79 | 4.79 | 4.79 | 4.79
NODA Greene County NOx Cap Annual v5.15 | 834 | 6600 | Rate Constraint in MTons | FALSE | L | Annual | Emissions at Affected Plants NOX | Thousand Tons | 0.51975 | 0.42597 | 0.41784 | 0.4957 | 0.88912 | 0.59311 | 0.44221 | 0.31096
NODA Greene County NOx Cap Annual v5.15 | 834 | 6600 | Rate Constraint in MTons | FALSE | L | Annual | Allowances Purchased NOX | Thousand Tons | 0 | 0 | 0 | 0 | 0 | 0 | 0 | 0
NODA Greene County NOx Cap Annual v5.15 | 834 | 6600 | Rate Constraint in MTons | FALSE | L | Annual | Allowances Sold NOX | Thousand Tons | 0 | 0 | 0 | 0 | 0 | 0 | 0 | 0
NODA Greene County NOx Cap Annual v5.15 | 834 | 6600 | Rate Constraint in MTons | FALSE | L | Annual | Allowances Banked | Thousand Tons | 0 | 0 | 0 | 0 | 0 | 0 | 0 | 0
NODA Greene County NOx Cap Annual v5.15 | 834 | 6600 | Rate Constraint in MTons | FALSE | L | Annual | Allowances Withdrawn (1:1) | Thousand Tons | 0 | 0 | 0 | 0 | 0 | 0 | 0 | 0
NODA Greene County NOx Cap Annual v5.15 | 834 | 6600 | Rate Constraint in MTons | FALSE | L | Annual | Allowances Withdrawn (n:1) | Thousand Tons | 0 | 0 | 0 | 0 | 0 | 0 | 0 | 0
NODA Greene County NOx Cap Annual v5.15 | 834 | 6600 | Rate Constraint in MTons | FALSE | L | Annual | Net Emissions Allowance Position | Thousand Tons | 0.51975 | 0.42597 | 0.41784 | 0.4957 | 0.88912 | 0.59311 | 0.44221 | 0.31096
NODA Greene County NOx Cap Annual v5.15 | 834 | 6600 | Rate Constraint in MTons | FALSE | L | Annual | Fuel Consumed | TBtu | 8.5798 | 6.9826 | 6.8442 | 8.0969 | 14.6148 | 9.6744 | 7.2867 | 5.1201
NODA Greene County NOx Cap Annual v5.15 | 834 | 6600 | Rate Constraint in MTons | FALSE | L | Annual | Rate | lb/MMBtu | 0.12116 | 0.12201 | 0.1221 | 0.12244 | 0.12167 | 0.12262 | 0.12137 | 0.12147
NODA Greene County NOx Cap Annual v5.15 | 834 | 6600 | Rate Constraint in MTons | FALSE | L | Annual | Generation | TWh | 0.8521 | 0.69427 | 0.6806 | 0.80554 | 1.4525 | 0.9627 | 0.7239 | 0.50872
NODA Greene County NOx Cap Annual v5.15 | 834 | 6600 | Rate Constraint in MTons | FALSE | L | Annual | Qualifying Generation | TWh | 0.8521 | 0.69427 | 0.6806 | 0.80554 | 1.4525 | 0.9627 | 0.7239 | 0.50872
NODA Greene County NOx Cap Annual v5.15 | 834 | 6600 | Rate Constraint in MTons | FALSE | L | Annual | Rate | lb/MWh | 1.2199 | 1.2271 | 1.2279 | 1.2307 | 1.2243 | 1.2322 | 1.2218 | 1.2225
NODA Greene County NOx Cap Annual v5.15 | 834 | 6600 | Rate Constraint in MTons | FALSE | L | Annual | Constraint Shadow Price | US2016$/Ton | 0 | 0 | 0 | 0 | 0 | 0 | 0 | 0
NODA Kemper County IGCC SO2 Cap Annual v5.15 | 835 | 6613 | Rate Constraint in MTons | FALSE | L | Annual | Seasons Included | Seasons | Winter, WintShld, Summer | Winter, WintShld, Summer | Winter, WintShld, Summer | Winter, WintShld, Summer | Winter, WintShld, Summer | Winter, WintShld, Summer | Winter, WintShld, Summer | Winter, WintShld, Summer
NODA Kemper County IGCC SO2 Cap Annual v5.15 | 835 | 6613 | Rate Constraint in MTons | FALSE | L | Annual | Standard SO2 | Thousand Tons | 0.116 | 0.116 | 0.116 | 0.116 | 0.116 | 0.116 | 0.116 | 0.116
NODA Kemper County IGCC SO2 Cap Annual v5.15 | 835 | 6613 | Rate Constraint in MTons | FALSE | L | Annual | Emissions at Affected Plants SO2 | Thousand Tons | 0 | 0 | 0 | 0 | 0 | 0 | 0 | 0
NODA Kemper County IGCC SO2 Cap Annual v5.15 | 835 | 6613 | Rate Constraint in MTons | FALSE | L | Annual | Allowances Purchased SO2 | Thousand Tons | 0 | 0 | 0 | 0 | 0 | 0 | 0 | 0
NODA Kemper County IGCC SO2 Cap Annual v5.15 | 835 | 6613 | Rate Constraint in MTons | FALSE | L | Annual | Allowances Sold SO2 | Thousand Tons | 0 | 0 | 0 | 0 | 0 | 0 | 0 | 0
NODA Kemper County IGCC SO2 Cap Annual v5.15 | 835 | 6613 | Rate Constraint in MTons | FALSE | L | Annual | Allowances Banked | Thousand Tons | 0 | 0 | 0 | 0 | 0 | 0 | 0 | 0
NODA Kemper County IGCC SO2 Cap Annual v5.15 | 835 | 6613 | Rate Constraint in MTons | FALSE | L | Annual | Allowances Withdrawn (1:1) | Thousand Tons | 0 | 0 | 0 | 0 | 0 | 0 | 0 | 0
NODA Kemper County IGCC SO2 Cap Annual v5.15 | 835 | 6613 | Rate Constraint in MTons | FALSE | L | Annual | Allowances Withdrawn (n:1) | Thousand Tons | 0 | 0 | 0 | 0 | 0 | 0 | 0 | 0
NODA Kemper County IGCC SO2 Cap Annual v5.15 | 835 | 6613 | Rate Constraint in MTons | FALSE | L | Annual | Net Emissions Allowance Position | Thousand Tons | 0 | 0 | 0 | 0 | 0 | 0 | 0 | 0
NODA Kemper County IGCC SO2 Cap Annual v5.15 | 835 | 6613 | Rate Constraint in MTons | FALSE | L | Annual | Fuel Consumed | TBtu | 0 | 0 | 0 | 0 | 0 | 0 | 0 | 0
NODA Kemper County IGCC SO2 Cap Annual v5.15 | 835 | 6613 | Rate Constraint in MTons | FALSE | L | Annual | Rate | lb/MMBtu | 0 | 0 | 0 | 0 | 0 | 0 | 0 | 0
NODA Kemper County IGCC SO2 Cap Annual v5.15 | 835 | 6613 | Rate Constraint in MTons | FALSE | L | Annual | Generation | TWh | 0 | 0 | 0 | 0 | 0 | 0 | 0 | 0
NODA Kemper County IGCC SO2 Cap Annual v5.15 | 835 | 6613 | Rate Constraint in MTons | FALSE | L | Annual | Qualifying Generation | TWh | 0 | 0 | 0 | 0 | 0 | 0 | 0 | 0
NODA Kemper County IGCC SO2 Cap Annual v5.15 | 835 | 6613 | Rate Constraint in MTons | FALSE | L | Annual | Rate | lb/MWh | 0 | 0 | 0 | 0 | 0 | 0 | 0 | 0
NODA Kemper County IGCC SO2 Cap Annual v5.15 | 835 | 6613 | Rate Constraint in MTons | FALSE | L | Annual | Constraint Shadow Price | US2016$/Ton | 0 | 0 | 0 | 0 | 0 | 0 | 0 | 0
NODA Marshalltown NOx Cap Annual v5.15 | 836 | 7006 | Rate Constraint in MTons | FALSE | L | Annual | Seasons Included | Seasons | Winter, WintShld, Summer | Winter, WintShld, Summer | Winter, WintShld, Summer | Winter, WintShld, Summer | Winter, WintShld, Summer | Winter, WintShld, Summer | Winter, WintShld, Summer | Winter, WintShld, Summer
NODA Marshalltown NOx Cap Annual v5.15 | 836 | 7006 | Rate Constraint in MTons | FALSE | L | Annual | Standard NOX | Thousand Tons | 0.229 | 0.229 | 0.229 | 0.229 | 0.229 | 0.229 | 0.229 | 0.229
NODA Marshalltown NOx Cap Annual v5.15 | 836 | 7006 | Rate Constraint in MTons | FALSE | L | Annual | Emissions at Affected Plants NOX | Thousand Tons | 0.13083 | 0.13083 | 0.13083 | 0.13083 | 0.13083 | 0.13083 | 0.10105 | 0.10375
NODA Marshalltown NOx Cap Annual v5.15 | 836 | 7006 | Rate Constraint in MTons | FALSE | L | Annual | Allowances Purchased NOX | Thousand Tons | 0 | 0 | 0 | 0 | 0 | 0 | 0 | 0
NODA Marshalltown NOx Cap Annual v5.15 | 836 | 7006 | Rate Constraint in MTons | FALSE | L | Annual | Allowances Sold NOX | Thousand Tons | 0 | 0 | 0 | 0 | 0 | 0 | 0 | 0
NODA Marshalltown NOx Cap Annual v5.15 | 836 | 7006 | Rate Constraint in MTons | FALSE | L | Annual | Allowances Banked | Thousand Tons | 0 | 0 | 0 | 0 | 0 | 0 | 0 | 0
NODA Marshalltown NOx Cap Annual v5.15 | 836 | 7006 | Rate Constraint in MTons | FALSE | L | Annual | Allowances Withdrawn (1:1) | Thousand Tons | 0 | 0 | 0 | 0 | 0 | 0 | 0 | 0
NODA Marshalltown NOx Cap Annual v5.15 | 836 | 7006 | Rate Constraint in MTons | FALSE | L | Annual | Allowances Withdrawn (n:1) | Thousand Tons | 0 | 0 | 0 | 0 | 0 | 0 | 0 | 0
NODA Marshalltown NOx Cap Annual v5.15 | 836 | 7006 | Rate Constraint in MTons | FALSE | L | Annual | Net Emissions Allowance Position | Thousand Tons | 0.13083 | 0.13083 | 0.13083 | 0.13083 | 0.13083 | 0.13083 | 0.10105 | 0.10375
NODA Marshalltown NOx Cap Annual v5.15 | 836 | 7006 | Rate Constraint in MTons | FALSE | L | Annual | Fuel Consumed | TBtu | 30.2845 | 30.2845 | 30.2845 | 30.2845 | 30.2845 | 30.2845 | 23.3915 | 24.0156
NODA Marshalltown NOx Cap Annual v5.15 | 836 | 7006 | Rate Constraint in MTons | FALSE | L | Annual | Rate | lb/MMBtu | 0.00864 | 0.00864 | 0.00864 | 0.00864 | 0.00864 | 0.00864 | 0.00864 | 0.00864
NODA Marshalltown NOx Cap Annual v5.15 | 836 | 7006 | Rate Constraint in MTons | FALSE | L | Annual | Generation | TWh | 4.8455 | 4.8455 | 4.8455 | 4.8455 | 4.8455 | 4.8455 | 3.7426 | 3.8425
NODA Marshalltown NOx Cap Annual v5.15 | 836 | 7006 | Rate Constraint in MTons | FALSE | L | Annual | Qualifying Generation | TWh | 4.8455 | 4.8455 | 4.8455 | 4.8455 | 4.8455 | 4.8455 | 3.7426 | 3.8425
NODA Marshalltown NOx Cap Annual v5.15 | 836 | 7006 | Rate Constraint in MTons | FALSE | L | Annual | Rate | lb/MWh | 0.054 | 0.054 | 0.054 | 0.054 | 0.054 | 0.054 | 0.054 | 0.054
NODA Marshalltown NOx Cap Annual v5.15 | 836 | 7006 | Rate Constraint in MTons | FALSE | L | Annual | Constraint Shadow Price | US2016$/Ton | 0 | 0 | 0 | 0 | 0 | 0 | 0 | 0
NODA Nacogdoches SO2 Cap Annual v5.15 | 837 | 6599 | Rate Constraint in MTons | FALSE | L | Annual | Seasons Included | Seasons | Winter, WintShld, Summer | Winter, WintShld, Summer | Winter, WintShld, Summer | Winter, WintShld, Summer | Winter, WintShld, Summer | Winter, WintShld, Summer | Winter, WintShld, Summer | Winter, WintShld, Summer
NODA Nacogdoches SO2 Cap Annual v5.15 | 837 | 6599 | Rate Constraint in MTons | FALSE | L | Annual | Standard SO2 | Thousand Tons | 0.277 | 0.277 | 0.277 | 0.277 | 0.277 | 0.277 | 0.277 | 0.277
NODA Nacogdoches SO2 Cap Annual v5.15 | 837 | 6599 | Rate Constraint in MTons | FALSE | L | Annual | Emissions at Affected Plants SO2 | Thousand Tons | 0 | 0 | 0 | 0 | 0 | 0 | 0 | 0
NODA Nacogdoches SO2 Cap Annual v5.15 | 837 | 6599 | Rate Constraint in MTons | FALSE | L | Annual | Allowances Purchased SO2 | Thousand Tons | 0 | 0 | 0 | 0 | 0 | 0 | 0 | 0
NODA Nacogdoches SO2 Cap Annual v5.15 | 837 | 6599 | Rate Constraint in MTons | FALSE | L | Annual | Allowances Sold SO2 | Thousand Tons | 0 | 0 | 0 | 0 | 0 | 0 | 0 | 0
NODA Nacogdoches SO2 Cap Annual v5.15 | 837 | 6599 | Rate Constraint in MTons | FALSE | L | Annual | Allowances Banked | Thousand Tons | 0 | 0 | 0 | 0 | 0 | 0 | 0 | 0
NODA Nacogdoches SO2 Cap Annual v5.15 | 837 | 6599 | Rate Constraint in MTons | FALSE | L | Annual | Allowances Withdrawn (1:1) | Thousand Tons | 0 | 0 | 0 | 0 | 0 | 0 | 0 | 0
NODA Nacogdoches SO2 Cap Annual v5.15 | 837 | 6599 | Rate Constraint in MTons | FALSE | L | Annual | Allowances Withdrawn (n:1) | Thousand Tons | 0 | 0 | 0 | 0 | 0 | 0 | 0 | 0
NODA Nacogdoches SO2 Cap Annual v5.15 | 837 | 6599 | Rate Constraint in MTons | FALSE | L | Annual | Net Emissions Allowance Position | Thousand Tons | 0 | 0 | 0 | 0 | 0 | 0 | 0 | 0
NODA Nacogdoches SO2 Cap Annual v5.15 | 837 | 6599 | Rate Constraint in MTons | FALSE | L | Annual | Fuel Consumed | TBtu | 0 | 0 | 0 | 0 | 0 | 0 | 0 | 0
NODA Nacogdoches SO2 Cap Annual v5.15 | 837 | 6599 | Rate Constraint in MTons | FALSE | L | Annual | Rate | lb/MMBtu | 0 | 0 | 0 | 0 | 0 | 0 | 0 | 0
NODA Nacogdoches SO2 Cap Annual v5.15 | 837 | 6599 | Rate Constraint in MTons | FALSE | L | Annual | Generation | TWh | 0 | 0 | 0 | 0 | 0 | 0 | 0 | 0
NODA Nacogdoches SO2 Cap Annual v5.15 | 837 | 6599 | Rate Constraint in MTons | FALSE | L | Annual | Qualifying Generation | TWh | 0 | 0 | 0 | 0 | 0 | 0 | 0 | 0
NODA Nacogdoches SO2 Cap Annual v5.15 | 837 | 6599 | Rate Constraint in MTons | FALSE | L | Annual | Rate | lb/MWh | 0 | 0 | 0 | 0 | 0 | 0 | 0 | 0
NODA Nacogdoches SO2 Cap Annual v5.15 | 837 | 6599 | Rate Constraint in MTons | FALSE | L | Annual | Constraint Shadow Price | US2016$/Ton | 0 | 0 | 0 | 0 | 0 | 0 | 0 | 0
NODA Newark NOx Cap Annual v5.15 | 838 | 6593 | Rate Constraint in MTons | FALSE | L | Annual | Seasons Included | Seasons | Winter, WintShld, Summer | Winter, WintShld, Summer | Winter, WintShld, Summer | Winter, WintShld, Summer | Winter, WintShld, Summer | Winter, WintShld, Summer | Winter, WintShld, Summer | Winter, WintShld, Summer
NODA Newark NOx Cap Annual v5.15 | 838 | 6593 | Rate Constraint in MTons | FALSE | L | Annual | Standard NOX | Thousand Tons | 0.278 | 0.278 | 0.278 | 0.278 | 0.278 | 0.278 | 0.278 | 0.278
NODA Newark NOx Cap Annual v5.15 | 838 | 6593 | Rate Constraint in MTons | FALSE | L | Annual | Emissions at Affected Plants NOX | Thousand Tons | 0.10645 | 0.11027 | 0.11027 | 0.11027 | 0.11027 | 0.11027 | 0.091835 | 0.091835
NODA Newark NOx Cap Annual v5.15 | 838 | 6593 | Rate Constraint in MTons | FALSE | L | Annual | Allowances Purchased NOX | Thousand Tons | 0 | 0 | 0 | 0 | 0 | 0 | 0 | 0
NODA Newark NOx Cap Annual v5.15 | 838 | 6593 | Rate Constraint in MTons | FALSE | L | Annual | Allowances Sold NOX | Thousand Tons | 0 | 0 | 0 | 0 | 0 | 0 | 0 | 0
NODA Newark NOx Cap Annual v5.15 | 838 | 6593 | Rate Constraint in MTons | FALSE | L | Annual | Allowances Banked | Thousand Tons | 0 | 0 | 0 | 0 | 0 | 0 | 0 | 0
NODA Newark NOx Cap Annual v5.15 | 838 | 6593 | Rate Constraint in MTons | FALSE | L | Annual | Allowances Withdrawn (1:1) | Thousand Tons | 0 | 0 | 0 | 0 | 0 | 0 | 0 | 0
NODA Newark NOx Cap Annual v5.15 | 838 | 6593 | Rate Constraint in MTons | FALSE | L | Annual | Allowances Withdrawn (n:1) | Thousand Tons | 0 | 0 | 0 | 0 | 0 | 0 | 0 | 0
NODA Newark NOx Cap Annual v5.15 | 838 | 6593 | Rate Constraint in MTons | FALSE | L | Annual | Net Emissions Allowance Position | Thousand Tons | 0.10645 | 0.11027 | 0.11027 | 0.11027 | 0.11027 | 0.11027 | 0.091835 | 0.091835
NODA Newark NOx Cap Annual v5.15 | 838 | 6593 | Rate Constraint in MTons | FALSE | L | Annual | Fuel Consumed | TBtu | 34.5632 | 35.8021 | 35.8021 | 35.8021 | 35.8021 | 35.8021 | 29.8166 | 29.8166
NODA Newark NOx Cap Annual v5.15 | 838 | 6593 | Rate Constraint in MTons | FALSE | L | Annual | Rate | lb/MMBtu | 0.00616 | 0.00616 | 0.00616 | 0.00616 | 0.00616 | 0.00616 | 0.00616 | 0.00616
NODA Newark NOx Cap Annual v5.15 | 838 | 6593 | Rate Constraint in MTons | FALSE | L | Annual | Generation | TWh | 4.9026 | 5.0783 | 5.0783 | 5.0783 | 5.0783 | 5.0783 | 4.2293 | 4.2293
NODA Newark NOx Cap Annual v5.15 | 838 | 6593 | Rate Constraint in MTons | FALSE | L | Annual | Qualifying Generation | TWh | 4.9026 | 5.0783 | 5.0783 | 5.0783 | 5.0783 | 5.0783 | 4.2293 | 4.2293
NODA Newark NOx Cap Annual v5.15 | 838 | 6593 | Rate Constraint in MTons | FALSE | L | Annual | Rate | lb/MWh | 0.043428 | 0.043428 | 0.043428 | 0.043428 | 0.043428 | 0.043428 | 0.043428 | 0.043428
NODA Newark NOx Cap Annual v5.15 | 838 | 6593 | Rate Constraint in MTons | FALSE | L | Annual | Constraint Shadow Price | US2016$/Ton | 0 | 0 | 0 | 0 | 0 | 0 | 0 | 0
NODA West Deptford NOx Cap Annual v5.15 | 839 | 6594 | Rate Constraint in MTons | FALSE | L | Annual | Seasons Included | Seasons | Winter, WintShld, Summer | Winter, WintShld, Summer | Winter, WintShld, Summer | Winter, WintShld, Summer | Winter, WintShld, Summer | Winter, WintShld, Summer | Winter, WintShld, Summer | Winter, WintShld, Summer
NODA West Deptford NOx Cap Annual v5.15 | 839 | 6594 | Rate Constraint in MTons | FALSE | L | Annual | Standard NOX | Thousand Tons | 0.717 | 0.717 | 0.717 | 0.717 | 0.717 | 0.717 | 0.717 | 0.717
NODA West Deptford NOx Cap Annual v5.15 | 839 | 6594 | Rate Constraint in MTons | FALSE | L | Annual | Emissions at Affected Plants NOX | Thousand Tons | 0.11297 | 0.11297 | 0.11297 | 0.11297 | 0.11297 | 0.11297 | 0.094949 | 0.094083
NODA West Deptford NOx Cap Annual v5.15 | 839 | 6594 | Rate Constraint in MTons | FALSE | L | Annual | Allowances Purchased NOX | Thousand Tons | 0 | 0 | 0 | 0 | 0 | 0 | 0 | 0
NODA West Deptford NOx Cap Annual v5.15 | 839 | 6594 | Rate Constraint in MTons | FALSE | L | Annual | Allowances Sold NOX | Thousand Tons | 0 | 0 | 0 | 0 | 0 | 0 | 0 | 0
NODA West Deptford NOx Cap Annual v5.15 | 839 | 6594 | Rate Constraint in MTons | FALSE | L | Annual | Allowances Banked | Thousand Tons | 0 | 0 | 0 | 0 | 0 | 0 | 0 | 0
NODA West Deptford NOx Cap Annual v5.15 | 839 | 6594 | Rate Constraint in MTons | FALSE | L | Annual | Allowances Withdrawn (1:1) | Thousand Tons | 0 | 0 | 0 | 0 | 0 | 0 | 0 | 0
NODA West Deptford NOx Cap Annual v5.15 | 839 | 6594 | Rate Constraint in MTons | FALSE | L | Annual | Allowances Withdrawn (n:1) | Thousand Tons | 0 | 0 | 0 | 0 | 0 | 0 | 0 | 0
NODA West Deptford NOx Cap Annual v5.15 | 839 | 6594 | Rate Constraint in MTons | FALSE | L | Annual | Net Emissions Allowance Position | Thousand Tons | 0.11297 | 0.11297 | 0.11297 | 0.11297 | 0.11297 | 0.11297 | 0.094949 | 0.094083
NODA West Deptford NOx Cap Annual v5.15 | 839 | 6594 | Rate Constraint in MTons | FALSE | L | Annual | Fuel Consumed | TBtu | 37.161 | 37.161 | 37.161 | 37.161 | 37.161 | 37.161 | 31.2331 | 30.9484
NODA West Deptford NOx Cap Annual v5.15 | 839 | 6594 | Rate Constraint in MTons | FALSE | L | Annual | Rate | lb/MMBtu | 0.00608 | 0.00608 | 0.00608 | 0.00608 | 0.00608 | 0.00608 | 0.00608 | 0.00608
NODA West Deptford NOx Cap Annual v5.15 | 839 | 6594 | Rate Constraint in MTons | FALSE | L | Annual | Generation | TWh | 5.2711 | 5.2711 | 5.2711 | 5.2711 | 5.2711 | 5.2711 | 4.4302 | 4.3898
NODA West Deptford NOx Cap Annual v5.15 | 839 | 6594 | Rate Constraint in MTons | FALSE | L | Annual | Qualifying Generation | TWh | 5.2711 | 5.2711 | 5.2711 | 5.2711 | 5.2711 | 5.2711 | 4.4302 | 4.3898
NODA West Deptford NOx Cap Annual v5.15 | 839 | 6594 | Rate Constraint in MTons | FALSE | L | Annual | Rate | lb/MWh | 0.042864 | 0.042864 | 0.042864 | 0.042864 | 0.042864 | 0.042864 | 0.042864 | 0.042864
NODA West Deptford NOx Cap Annual v5.15 | 839 | 6594 | Rate Constraint in MTons | FALSE | L | Annual | Constraint Shadow Price | US2016$/Ton | 0 | 0 | 0 | 0 | 0 | 0 | 0 | 0
NODA Wheelabrator Lisbon 1 NOX Cap Annual v5.15 | 840 | 6611 | Rate Constraint in MTons | FALSE | L | Annual | Seasons Included | Seasons | Winter, WintShld, Summer | Winter, WintShld, Summer | Winter, WintShld, Summer | Winter, WintShld, Summer | Winter, WintShld, Summer | Winter, WintShld, Summer | Winter, WintShld, Summer | Winter, WintShld, Summer
NODA Wheelabrator Lisbon 1 NOX Cap Annual v5.15 | 840 | 6611 | Rate Constraint in MTons | FALSE | L | Annual | Standard NOX | Thousand Tons | 0.148 | 0.148 | 0.148 | 0.148 | 0.148 | 0.148 | 0.148 | 0.148
NODA Wheelabrator Lisbon 1 NOX Cap Annual v5.15 | 840 | 6611 | Rate Constraint in MTons | FALSE | L | Annual | Emissions at Affected Plants NOX | Thousand Tons | 0.148 | 0.148 | 0.148 | 0.148 | 0.148 | 0.148 | 0.148 | 0.148
NODA Wheelabrator Lisbon 1 NOX Cap Annual v5.15 | 840 | 6611 | Rate Constraint in MTons | FALSE | L | Annual | Allowances Purchased NOX | Thousand Tons | 0 | 0 | 0 | 0 | 0 | 0 | 0 | 0
NODA Wheelabrator Lisbon 1 NOX Cap Annual v5.15 | 840 | 6611 | Rate Constraint in MTons | FALSE | L | Annual | Allowances Sold NOX | Thousand Tons | 0 | 0 | 0 | 0 | 0 | 0 | 0 | 0
NODA Wheelabrator Lisbon 1 NOX Cap Annual v5.15 | 840 | 6611 | Rate Constraint in MTons | FALSE | L | Annual | Allowances Banked | Thousand Tons | 0 | 0 | 0 | 0 | 0 | 0 | 0 | 0
NODA Wheelabrator Lisbon 1 NOX Cap Annual v5.15 | 840 | 6611 | Rate Constraint in MTons | FALSE | L | Annual | Allowances Withdrawn (1:1) | Thousand Tons | 0 | 0 | 0 | 0 | 0 | 0 | 0 | 0
NODA Wheelabrator Lisbon 1 NOX Cap Annual v5.15 | 840 | 6611 | Rate Constraint in MTons | FALSE | L | Annual | Allowances Withdrawn (n:1) | Thousand Tons | 0 | 0 | 0 | 0 | 0 | 0 | 0 | 0
NODA Wheelabrator Lisbon 1 NOX Cap Annual v5.15 | 840 | 6611 | Rate Constraint in MTons | FALSE | L | Annual | Net Emissions Allowance Position | Thousand Tons | 0.148 | 0.148 | 0.148 | 0.148 | 0.148 | 0.148 | 0.148 | 0.148
NODA Wheelabrator Lisbon 1 NOX Cap Annual v5.15 | 840 | 6611 | Rate Constraint in MTons | FALSE | L | Annual | Fuel Consumed | TBtu | 0.91618 | 0.91618 | 0.91618 | 0.91618 | 0.91618 | 0.91618 | 0.91618 | 0.91618
NODA Wheelabrator Lisbon 1 NOX Cap Annual v5.15 | 840 | 6611 | Rate Constraint in MTons | FALSE | L | Annual | Rate | lb/MMBtu | 0.32308 | 0.32308 | 0.32308 | 0.32308 | 0.32308 | 0.32308 | 0.32308 | 0.32308
NODA Wheelabrator Lisbon 1 NOX Cap Annual v5.15 | 840 | 6611 | Rate Constraint in MTons | FALSE | L | Annual | Generation | TWh | 0.049972 | 0.049972 | 0.049972 | 0.049972 | 0.049972 | 0.049972 | 0.049972 | 0.049972
NODA Wheelabrator Lisbon 1 NOX Cap Annual v5.15 | 840 | 6611 | Rate Constraint in MTons | FALSE | L | Annual | Qualifying Generation | TWh | 0.049972 | 0.049972 | 0.049972 | 0.049972 | 0.049972 | 0.049972 | 0.049972 | 0.049972
NODA Wheelabrator Lisbon 1 NOX Cap Annual v5.15 | 840 | 6611 | Rate Constraint in MTons | FALSE | L | Annual | Rate | lb/MWh | 5.9233 | 5.9233 | 5.9233 | 5.9233 | 5.9233 | 5.9233 | 5.9233 | 5.9233
NODA Wheelabrator Lisbon 1 NOX Cap Annual v5.15 | 840 | 6611 | Rate Constraint in MTons | FALSE | L | Annual | Constraint Shadow Price | US2016$/Ton | 7989.592 | 8865.6897 | 8710.7863 | 8617.225 | 7884.5457 | 7500.203 | 7528.4635 | 6960.6824
NODA WheelabratorBridgeport 1 NOX Cap Annual v5.15 | 841 | 6608 | Rate Constraint in MTons | FALSE | L | Annual | Seasons Included | Seasons | Winter, WintShld, Summer | Winter, WintShld, Summer | Winter, WintShld, Summer | Winter, WintShld, Summer | Winter, WintShld, Summer | Winter, WintShld, Summer | Winter, WintShld, Summer | Winter, WintShld, Summer
NODA WheelabratorBridgeport 1 NOX Cap Annual v5.15 | 841 | 6608 | Rate Constraint in MTons | FALSE | L | Annual | Standard NOX | Thousand Tons | 0.501 | 0.501 | 0.501 | 0.501 | 0.501 | 0.501 | 0.501 | 0.501
NODA WheelabratorBridgeport 1 NOX Cap Annual v5.15 | 841 | 6608 | Rate Constraint in MTons | FALSE | L | Annual | Emissions at Affected Plants NOX | Thousand Tons | 0.42643 | 0.42643 | 0.42643 | 0.42643 | 0.42643 | 0.42643 | 0.42643 | 0.42643
NODA WheelabratorBridgeport 1 NOX Cap Annual v5.15 | 841 | 6608 | Rate Constraint in MTons | FALSE | L | Annual | Allowances Purchased NOX | Thousand Tons | 0 | 0 | 0 | 0 | 0 | 0 | 0 | 0
NODA WheelabratorBridgeport 1 NOX Cap Annual v5.15 | 841 | 6608 | Rate Constraint in MTons | FALSE | L | Annual | Allowances Sold NOX | Thousand Tons | 0 | 0 | 0 | 0 | 0 | 0 | 0 | 0
NODA WheelabratorBridgeport 1 NOX Cap Annual v5.15 | 841 | 6608 | Rate Constraint in MTons | FALSE | L | Annual | Allowances Banked | Thousand Tons | 0 | 0 | 0 | 0 | 0 | 0 | 0 | 0
NODA WheelabratorBridgeport 1 NOX Cap Annual v5.15 | 841 | 6608 | Rate Constraint in MTons | FALSE | L | Annual | Allowances Withdrawn (1:1) | Thousand Tons | 0 | 0 | 0 | 0 | 0 | 0 | 0 | 0
NODA WheelabratorBridgeport 1 NOX Cap Annual v5.15 | 841 | 6608 | Rate Constraint in MTons | FALSE | L | Annual | Allowances Withdrawn (n:1) | Thousand Tons | 0 | 0 | 0 | 0 | 0 | 0 | 0 | 0
NODA WheelabratorBridgeport 1 NOX Cap Annual v5.15 | 841 | 6608 | Rate Constraint in MTons | FALSE | L | Annual | Net Emissions Allowance Position | Thousand Tons | 0.42643 | 0.42643 | 0.42643 | 0.42643 | 0.42643 | 0.42643 | 0.42643 | 0.42643
NODA WheelabratorBridgeport 1 NOX Cap Annual v5.15 | 841 | 6608 | Rate Constraint in MTons | FALSE | L | Annual | Fuel Consumed | TBtu | 2.3998 | 2.3998 | 2.3998 | 2.3998 | 2.3998 | 2.3998 | 2.3998 | 2.3998
NODA WheelabratorBridgeport 1 NOX Cap Annual v5.15 | 841 | 6608 | Rate Constraint in MTons | FALSE | L | Annual | Rate | lb/MMBtu | 0.35539 | 0.35539 | 0.35539 | 0.35539 | 0.35539 | 0.35539 | 0.35539 | 0.35539
NODA WheelabratorBridgeport 1 NOX Cap Annual v5.15 | 841 | 6608 | Rate Constraint in MTons | FALSE | L | Annual | Generation | TWh | 0.14311 | 0.14311 | 0.14311 | 0.14311 | 0.14311 | 0.14311 | 0.14311 | 0.14311
NODA WheelabratorBridgeport 1 NOX Cap Annual v5.15 | 841 | 6608 | Rate Constraint in MTons | FALSE | L | Annual | Qualifying Generation | TWh | 0.14311 | 0.14311 | 0.14311 | 0.14311 | 0.14311 | 0.14311 | 0.14311 | 0.14311
NODA WheelabratorBridgeport 1 NOX Cap Annual v5.15 | 841 | 6608 | Rate Constraint in MTons | FALSE | L | Annual | Rate | lb/MWh | 5.9595 | 5.9595 | 5.9595 | 5.9595 | 5.9595 | 5.9595 | 5.9595 | 5.9595
NODA WheelabratorBridgeport 1 NOX Cap Annual v5.15 | 841 | 6608 | Rate Constraint in MTons | FALSE | L | Annual | Constraint Shadow Price | US2016$/Ton | 0 | 0 | 0 | 0 | 0 | 0 | 0 | 0
NODA WheelabratorBridgeport 2 NOX Cap Annual v5.15 | 842 | 6609 | Rate Constraint in MTons | FALSE | L | Annual | Seasons Included | Seasons | Winter, WintShld, Summer | Winter, WintShld, Summer | Winter, WintShld, Summer | Winter, WintShld, Summer | Winter, WintShld, Summer | Winter, WintShld, Summer | Winter, WintShld, Summer | Winter, WintShld, Summer
NODA WheelabratorBridgeport 2 NOX Cap Annual v5.15 | 842 | 6609 | Rate Constraint in MTons | FALSE | L | Annual | Standard NOX | Thousand Tons | 0.501 | 0.501 | 0.501 | 0.501 | 0.501 | 0.501 | 0.501 | 0.501
NODA WheelabratorBridgeport 2 NOX Cap Annual v5.15 | 842 | 6609 | Rate Constraint in MTons | FALSE | L | Annual | Emissions at Affected Plants NOX | Thousand Tons | 0.42643 | 0.42643 | 0.42643 | 0.42643 | 0.42643 | 0.42643 | 0.42643 | 0.42643
NODA WheelabratorBridgeport 2 NOX Cap Annual v5.15 | 842 | 6609 | Rate Constraint in MTons | FALSE | L | Annual | Allowances Purchased NOX | Thousand Tons | 0 | 0 | 0 | 0 | 0 | 0 | 0 | 0
NODA WheelabratorBridgeport 2 NOX Cap Annual v5.15 | 842 | 6609 | Rate Constraint in MTons | FALSE | L | Annual | Allowances Sold NOX | Thousand Tons | 0 | 0 | 0 | 0 | 0 | 0 | 0 | 0
NODA WheelabratorBridgeport 2 NOX Cap Annual v5.15 | 842 | 6609 | Rate Constraint in MTons | FALSE | L | Annual | Allowances Banked | Thousand Tons | 0 | 0 | 0 | 0 | 0 | 0 | 0 | 0
NODA WheelabratorBridgeport 2 NOX Cap Annual v5.15 | 842 | 6609 | Rate Constraint in MTons | FALSE | L | Annual | Allowances Withdrawn (1:1) | Thousand Tons | 0 | 0 | 0 | 0 | 0 | 0 | 0 | 0
NODA WheelabratorBridgeport 2 NOX Cap Annual v5.15 | 842 | 6609 | Rate Constraint in MTons | FALSE | L | Annual | Allowances Withdrawn (n:1) | Thousand Tons | 0 | 0 | 0 | 0 | 0 | 0 | 0 | 0
NODA WheelabratorBridgeport 2 NOX Cap Annual v5.15 | 842 | 6609 | Rate Constraint in MTons | FALSE | L | Annual | Net Emissions Allowance Position | Thousand Tons | 0.42643 | 0.42643 | 0.42643 | 0.42643 | 0.42643 | 0.42643 | 0.42643 | 0.42643
NODA WheelabratorBridgeport 2 NOX Cap Annual v5.15 | 842 | 6609 | Rate Constraint in MTons | FALSE | L | Annual | Fuel Consumed | TBtu | 2.3998 | 2.3998 | 2.3998 | 2.3998 | 2.3998 | 2.3998 | 2.3998 | 2.3998
NODA WheelabratorBridgeport 2 NOX Cap Annual v5.15 | 842 | 6609 | Rate Constraint in MTons | FALSE | L | Annual | Rate | lb/MMBtu | 0.35539 | 0.35539 | 0.35539 | 0.35539 | 0.35539 | 0.35539 | 0.35539 | 0.35539
NODA WheelabratorBridgeport 2 NOX Cap Annual v5.15 | 842 | 6609 | Rate Constraint in MTons | FALSE | L | Annual | Generation | TWh | 0.14311 | 0.14311 | 0.14311 | 0.14311 | 0.14311 | 0.14311 | 0.14311 | 0.14311
NODA WheelabratorBridgeport 2 NOX Cap Annual v5.15 | 842 | 6609 | Rate Constraint in MTons | FALSE | L | Annual | Qualifying Generation | TWh | 0.14311 | 0.14311 | 0.14311 | 0.14311 | 0.14311 | 0.14311 | 0.14311 | 0.14311
NODA WheelabratorBridgeport 2 NOX Cap Annual v5.15 | 842 | 6609 | Rate Constraint in MTons | FALSE | L | Annual | Rate | lb/MWh | 5.9595 | 5.9595 | 5.9595 | 5.9595 | 5.9595 | 5.9595 | 5.9595 | 5.9595
NODA WheelabratorBridgeport 2 NOX Cap Annual v5.15 | 842 | 6609 | Rate Constraint in MTons | FALSE | L | Annual | Constraint Shadow Price | US2016$/Ton | 0 | 0 | 0 | 0 | 0 | 0 | 0 | 0
NODA WheelabratorBridgeport 3 NOX Cap Annual v5.15 | 843 | 6610 | Rate Constraint in MTons | FALSE | L | Annual | Seasons Included | Seasons | Winter, WintShld, Summer | Winter, WintShld, Summer | Winter, WintShld, Summer | Winter, WintShld, Summer | Winter, WintShld, Summer | Winter, WintShld, Summer | Winter, WintShld, Summer | Winter, WintShld, Summer
NODA WheelabratorBridgeport 3 NOX Cap Annual v5.15 | 843 | 6610 | Rate Constraint in MTons | FALSE | L | Annual | Standard NOX | Thousand Tons | 0.501 | 0.501 | 0.501 | 0.501 | 0.501 | 0.501 | 0.501 | 0.501
NODA WheelabratorBridgeport 3 NOX Cap Annual v5.15 | 843 | 6610 | Rate Constraint in MTons | FALSE | L | Annual | Emissions at Affected Plants NOX | Thousand Tons | 0.42643 | 0.42643 | 0.42643 | 0.42643 | 0.42643 | 0.42643 | 0.42643 | 0.42643
NODA WheelabratorBridgeport 3 NOX Cap Annual v5.15 | 843 | 6610 | Rate Constraint in MTons | FALSE | L | Annual | Allowances Purchased NOX | Thousand Tons | 0 | 0 | 0 | 0 | 0 | 0 | 0 | 0
NODA WheelabratorBridgeport 3 NOX Cap Annual v5.15 | 843 | 6610 | Rate Constraint in MTons | FALSE | L | Annual | Allowances Sold NOX | Thousand Tons | 0 | 0 | 0 | 0 | 0 | 0 | 0 | 0
NODA WheelabratorBridgeport 3 NOX Cap Annual v5.15 | 843 | 6610 | Rate Constraint in MTons | FALSE | L | Annual | Allowances Banked | Thousand Tons | 0 | 0 | 0 | 0 | 0 | 0 | 0 | 0
NODA WheelabratorBridgeport 3 NOX Cap Annual v5.15 | 843 | 6610 | Rate Constraint in MTons | FALSE | L | Annual | Allowances Withdrawn (1:1) | Thousand Tons | 0 | 0 | 0 | 0 | 0 | 0 | 0 | 0
NODA WheelabratorBridgeport 3 NOX Cap Annual v5.15 | 843 | 6610 | Rate Constraint in MTons | FALSE | L | Annual | Allowances Withdrawn (n:1) | Thousand Tons | 0 | 0 | 0 | 0 | 0 | 0 | 0 | 0
NODA WheelabratorBridgeport 3 NOX Cap Annual v5.15 | 843 | 6610 | Rate Constraint in MTons | FALSE | L | Annual | Net Emissions Allowance Position | Thousand Tons | 0.42643 | 0.42643 | 0.42643 | 0.42643 | 0.42643 | 0.42643 | 0.42643 | 0.42643
NODA WheelabratorBridgeport 3 NOX Cap Annual v5.15 | 843 | 6610 | Rate Constraint in MTons | FALSE | L | Annual | Fuel Consumed | TBtu | 2.3998 | 2.3998 | 2.3998 | 2.3998 | 2.3998 | 2.3998 | 2.3998 | 2.3998
NODA WheelabratorBridgeport 3 NOX Cap Annual v5.15 | 843 | 6610 | Rate Constraint in MTons | FALSE | L | Annual | Rate | lb/MMBtu | 0.35539 | 0.35539 | 0.35539 | 0.35539 | 0.35539 | 0.35539 | 0.35539 | 0.35539
NODA WheelabratorBridgeport 3 NOX Cap Annual v5.15 | 843 | 6610 | Rate Constraint in MTons | FALSE | L | Annual | Generation | TWh | 0.14311 | 0.14311 | 0.14311 | 0.14311 | 0.14311 | 0.14311 | 0.14311 | 0.14311
NODA WheelabratorBridgeport 3 NOX Cap Annual v5.15 | 843 | 6610 | Rate Constraint in MTons | FALSE | L | Annual | Qualifying Generation | TWh | 0.14311 | 0.14311 | 0.14311 | 0.14311 | 0.14311 | 0.14311 | 0.14311 | 0.14311
NODA WheelabratorBridgeport 3 NOX Cap Annual v5.15 | 843 | 6610 | Rate Constraint in MTons | FALSE | L | Annual | Rate | lb/MWh | 5.9595 | 5.9595 | 5.9595 | 5.9595 | 5.9595 | 5.9595 | 5.9595 | 5.9595
NODA WheelabratorBridgeport 3 NOX Cap Annual v5.15 | 843 | 6610 | Rate Constraint in MTons | FALSE | L | Annual | Constraint Shadow Price | US2016$/Ton | 0 | 0 | 0 | 0 | 0 | 0 | 0 | 0
NODA Woodbridge NOx Cap Annual v5.15 | 844 | 6595 | Rate Constraint in MTons | FALSE | L | Annual | Seasons Included | Seasons | Winter, WintShld, Summer | Winter, WintShld, Summer | Winter, WintShld, Summer | Winter, WintShld, Summer | Winter, WintShld, Summer | Winter, WintShld, Summer | Winter, WintShld, Summer | Winter, WintShld, Summer
NODA Woodbridge NOx Cap Annual v5.15 | 844 | 6595 | Rate Constraint in MTons | FALSE | L | Annual | Standard NOX | Thousand Tons | 0.297 | 0.297 | 0.297 | 0.297 | 0.297 | 0.297 | 0.297 | 0.297
NODA Woodbridge NOx Cap Annual v5.15 | 844 | 6595 | Rate Constraint in MTons | FALSE | L | Annual | Emissions at Affected Plants NOX | Thousand Tons | 0.062761 | 0.062761 | 0.062761 | 0.062761 | 0.062761 | 0.062761 | 0.052681 | 0.052269
NODA Woodbridge NOx Cap Annual v5.15 | 844 | 6595 | Rate Constraint in MTons | FALSE | L | Annual | Allowances Purchased NOX | Thousand Tons | 0 | 0 | 0 | 0 | 0 | 0 | 0 | 0
NODA Woodbridge NOx Cap Annual v5.15 | 844 | 6595 | Rate Constraint in MTons | FALSE | L | Annual | Allowances Sold NOX | Thousand Tons | 0 | 0 | 0 | 0 | 0 | 0 | 0 | 0
NODA Woodbridge NOx Cap Annual v5.15 | 844 | 6595 | Rate Constraint in MTons | FALSE | L | Annual | Allowances Banked | Thousand Tons | 0 | 0 | 0 | 0 | 0 | 0 | 0 | 0
NODA Woodbridge NOx Cap Annual v5.15 | 844 | 6595 | Rate Constraint in MTons | FALSE | L | Annual | Allowances Withdrawn (1:1) | Thousand Tons | 0 | 0 | 0 | 0 | 0 | 0 | 0 | 0
NODA Woodbridge NOx Cap Annual v5.15 | 844 | 6595 | Rate Constraint in MTons | FALSE | L | Annual | Allowances Withdrawn (n:1) | Thousand Tons | 0 | 0 | 0 | 0 | 0 | 0 | 0 | 0
NODA Woodbridge NOx Cap Annual v5.15 | 844 | 6595 | Rate Constraint in MTons | FALSE | L | Annual | Net Emissions Allowance Position | Thousand Tons | 0.062761 | 0.062761 | 0.062761 | 0.062761 | 0.062761 | 0.062761 | 0.052681 | 0.052269
NODA Woodbridge NOx Cap Annual v5.15 | 844 | 6595 | Rate Constraint in MTons | FALSE | L | Annual | Fuel Consumed | TBtu | 21.868 | 21.868 | 21.868 | 21.868 | 21.868 | 21.868 | 18.3556 | 18.2121
NODA Woodbridge NOx Cap Annual v5.15 | 844 | 6595 | Rate Constraint in MTons | FALSE | L | Annual | Rate | lb/MMBtu | 0.00574 | 0.00574 | 0.00574 | 0.00574 | 0.00574 | 0.00574 | 0.00574 | 0.00574
NODA Woodbridge NOx Cap Annual v5.15 | 844 | 6595 | Rate Constraint in MTons | FALSE | L | Annual | Generation | TWh | 3.1018 | 3.1018 | 3.1018 | 3.1018 | 3.1018 | 3.1018 | 2.6036 | 2.5833
NODA Woodbridge NOx Cap Annual v5.15 | 844 | 6595 | Rate Constraint in MTons | FALSE | L | Annual | Qualifying Generation | TWh | 3.1018 | 3.1018 | 3.1018 | 3.1018 | 3.1018 | 3.1018 | 2.6036 | 2.5833
NODA Woodbridge NOx Cap Annual v5.15 | 844 | 6595 | Rate Constraint in MTons | FALSE | L | Annual | Rate | lb/MWh | 0.040467 | 0.040467 | 0.040467 | 0.040467 | 0.040467 | 0.040467 | 0.040467 | 0.040467
NODA Woodbridge NOx Cap Annual v5.15 | 844 | 6595 | Rate Constraint in MTons | FALSE | L | Annual | Constraint Shadow Price | US2016$/Ton | 0 | 0 | 0 | 0 | 0 | 0 | 0 | 0
North Carolina Duke - NOX Cap Annual v3.1 | 845 | 1836 | Rate Constraint in MTons | FALSE | L | Annual | Seasons Included | Seasons | Winter, WintShld, Summer | Winter, WintShld, Summer | Winter, WintShld, Summer | Winter, WintShld, Summer | Winter, WintShld, Summer | Winter, WintShld, Summer | Winter, WintShld, Summer | Winter, WintShld, Summer
North Carolina Duke - NOX Cap Annual v3.1 | 845 | 1836 | Rate Constraint in MTons | FALSE | L | Annual | Standard NOX | Thousand Tons | 31 | 31 | 31 | 31 | 31 | 31 | 31 | 31
North Carolina Duke - NOX Cap Annual v3.1 | 845 | 1836 | Rate Constraint in MTons | FALSE | L | Annual | Emissions at Affected Plants NOX | Thousand Tons | 10.323 | 10.7473 | 8.2356 | 7.5678 | 1.0838 | 0.0024019 | 0.0024019 | 0.0024019
North Carolina Duke - NOX Cap Annual v3.1 | 845 | 1836 | Rate Constraint in MTons | FALSE | L | Annual | Allowances Purchased NOX | Thousand Tons | 0 | 0 | 0 | 0 | 0 | 0 | 0 | 0
North Carolina Duke - NOX Cap Annual v3.1 | 845 | 1836 | Rate Constraint in MTons | FALSE | L | Annual | Allowances Sold NOX | Thousand Tons | 0 | 0 | 0 | 0 | 0 | 0 | 0 | 0
North Carolina Duke - NOX Cap Annual v3.1 | 845 | 1836 | Rate Constraint in MTons | FALSE | L | Annual | Allowances Banked | Thousand Tons | 0 | 0 | 0 | 0 | 0 | 0 | 0 | 0
North Carolina Duke - NOX Cap Annual v3.1 | 845 | 1836 | Rate Constraint in MTons | FALSE | L | Annual | Allowances Withdrawn (1:1) | Thousand Tons | 0 | 0 | 0 | 0 | 0 | 0 | 0 | 0
North Carolina Duke - NOX Cap Annual v3.1 | 845 | 1836 | Rate Constraint in MTons | FALSE | L | Annual | Allowances Withdrawn (n:1) | Thousand Tons | 0 | 0 | 0 | 0 | 0 | 0 | 0 | 0
North Carolina Duke - NOX Cap Annual v3.1 | 845 | 1836 | Rate Constraint in MTons | FALSE | L | Annual | Net Emissions Allowance Position | Thousand Tons | 10.323 | 10.7473 | 8.2356 | 7.5678 | 1.0838 | 0.0024019 | 0.0024019 | 0.0024019
North Carolina Duke - NOX Cap Annual v3.1 | 845 | 1836 | Rate Constraint in MTons | FALSE | L | Annual | Fuel Consumed | TBtu | 130.9011 | 134.7385 | 105.7761 | 100.3942 | 37.0266 | 0.089076 | 0.089076 | 0.089076
North Carolina Duke - NOX Cap Annual v3.1 | 845 | 1836 | Rate Constraint in MTons | FALSE | L | Annual | Rate | lb/MMBtu | 0.15772 | 0.15953 | 0.15572 | 0.15076 | 0.058541 | 0.05393 | 0.05393 | 0.05393
North Carolina Duke - NOX Cap Annual v3.1 | 845 | 1836 | Rate Constraint in MTons | FALSE | L | Annual | Generation | TWh | 13.8598 | 14.2866 | 11.115 | 10.4856 | 3.7811 | 0.0097171 | 0.0097171 | 0.0097171
North Carolina Duke - NOX Cap Annual v3.1 | 845 | 1836 | Rate Constraint in MTons | FALSE | L | Annual | Qualifying Generation | TWh | 13.8598 | 14.2866 | 11.115 | 10.4856 | 3.7811 | 0.0097171 | 0.0097171 | 0.0097171
North Carolina Duke - NOX Cap Annual v3.1 | 845 | 1836 | Rate Constraint in MTons | FALSE | L | Annual | Rate | lb/MWh | 1.4896 | 1.5045 | 1.4819 | 1.4435 | 0.57327 | 0.49438 | 0.49438 | 0.49438
North Carolina Duke - NOX Cap Annual v3.1 | 845 | 1836 | Rate Constraint in MTons | FALSE | L | Annual | Constraint Shadow Price | US2016$/Ton | 0 | 0 | 0 | 0 | 0 | 0 | 0 | 0
North Carolina Duke - SO2 Cap Annual v3.1 | 846 | 1837 | Rate Constraint in MTons | FALSE | L | Annual | Seasons Included | Seasons | Winter, WintShld, Summer | Winter, WintShld, Summer | Winter, WintShld, Summer | Winter, WintShld, Summer | Winter, WintShld, Summer | Winter, WintShld, Summer | Winter, WintShld, Summer | Winter, WintShld, Summer
North Carolina Duke - SO2 Cap Annual v3.1 | 846 | 1837 | Rate Constraint in MTons | FALSE | L | Annual | Standard SO2 | Thousand Tons | 80 | 80 | 80 | 80 | 80 | 80 | 80 | 80
North Carolina Duke - SO2 Cap Annual v3.1 | 846 | 1837 | Rate Constraint in MTons | FALSE | L | Annual | Emissions at Affected Plants SO2 | Thousand Tons | 3.2846 | 3.4545 | 2.4796 | 2.1765 | 0.0020048 | 0.0020048 | 0.0020048 | 0.0020048
North Carolina Duke - SO2 Cap Annual v3.1 | 846 | 1837 | Rate Constraint in MTons | FALSE | L | Annual | Allowances Purchased SO2 | Thousand Tons | 0 | 0 | 0 | 0 | 0 | 0 | 0 | 0
North Carolina Duke - SO2 Cap Annual v3.1 | 846 | 1837 | Rate Constraint in MTons | FALSE | L | Annual | Allowances Sold SO2 | Thousand Tons | 0 | 0 | 0 | 0 | 0 | 0 | 0 | 0
North Carolina Duke - SO2 Cap Annual v3.1 | 846 | 1837 | Rate Constraint in MTons | FALSE | L | Annual | Allowances Banked | Thousand Tons | 0 | 0 | 0 | 0 | 0 | 0 | 0 | 0
North Carolina Duke - SO2 Cap Annual v3.1 | 846 | 1837 | Rate Constraint in MTons | FALSE | L | Annual | Allowances Withdrawn (1:1) | Thousand Tons | 0 | 0 | 0 | 0 | 0 | 0 | 0 | 0
North Carolina Duke - SO2 Cap Annual v3.1 | 846 | 1837 | Rate Constraint in MTons | FALSE | L | Annual | Allowances Withdrawn (n:1) | Thousand Tons | 0 | 0 | 0 | 0 | 0 | 0 | 0 | 0
North Carolina Duke - SO2 Cap Annual v3.1 | 846 | 1837 | Rate Constraint in MTons | FALSE | L | Annual | Net Emissions Allowance Position | Thousand Tons | 3.2846 | 3.4545 | 2.4796 | 2.1765 | 0.0020048 | 0.0020048 | 0.0020048 | 0.0020048
North Carolina Duke - SO2 Cap Annual v3.1 | 846 | 1837 | Rate Constraint in MTons | FALSE | L | Annual | Fuel Consumed | TBtu | 130.9011 | 134.7385 | 105.7761 | 100.3942 | 37.0266 | 0.089076 | 0.089076 | 0.089076
North Carolina Duke - SO2 Cap Annual v3.1 | 846 | 1837 | Rate Constraint in MTons | FALSE | L | Annual | Rate | lb/MMBtu | 0.050184 | 0.051277 | 0.046883 | 0.043359 | 0.00010829 | 0.045012 | 0.045012 | 0.045012
North Carolina Duke - SO2 Cap Annual v3.1 | 846 | 1837 | Rate Constraint in MTons | FALSE | L | Annual | Generation | TWh | 13.8598 | 14.2866 | 11.115 | 10.4856 | 3.7811 | 0.0097171 | 0.0097171 | 0.0097171
North Carolina Duke - SO2 Cap Annual v3.1 | 846 | 1837 | Rate Constraint in MTons | FALSE | L | Annual | Qualifying Generation | TWh | 13.8598 | 14.2866 | 11.115 | 10.4856 | 3.7811 | 0.0097171 | 0.0097171 | 0.0097171
North Carolina Duke - SO2 Cap Annual v3.1 | 846 | 1837 | Rate Constraint in MTons | FALSE | L | Annual | Rate | lb/MWh | 0.47397 | 0.4836 | 0.44616 | 0.41514 | 0.0010604 | 0.41263 | 0.41263 | 0.41263
North Carolina Duke - SO2 Cap Annual v3.1 | 846 | 1837 | Rate Constraint in MTons | FALSE | L | Annual | Constraint Shadow Price | US2016$/Ton | 0 | 0 | 0 | 0 | 0 | 0 | 0 | 0
North Carolina Progress - NOX Cap Annual v3.1 | 847 | 1838 | Rate Constraint in MTons | FALSE | L | Annual | Seasons Included | Seasons | Winter, WintShld, Summer | Winter, WintShld, Summer | Winter, WintShld, Summer | Winter, WintShld, Summer | Winter, WintShld, Summer | Winter, WintShld, Summer | Winter, WintShld, Summer | Winter, WintShld, Summer
North Carolina Progress - NOX Cap Annual v3.1 | 847 | 1838 | Rate Constraint in MTons | FALSE | L | Annual | Standard NOX | Thousand Tons | 25 | 25 | 25 | 25 | 25 | 25 | 25 | 25
North Carolina Progress - NOX Cap Annual v3.1 | 847 | 1838 | Rate Constraint in MTons | FALSE | L | Annual | Emissions at Affected Plants NOX | Thousand Tons | 12.421 | 13.9102 | 14.0086 | 10.9143 | 8.9978 | 9.8389 | 9.8028 | 4.045
North Carolina Progress - NOX Cap Annual v3.1 | 847 | 1838 | Rate Constraint in MTons | FALSE | L | Annual | Allowances Purchased NOX | Thousand Tons | 0 | 0 | 0 | 0 | 0 | 0 | 0 | 0
North Carolina Progress - NOX Cap Annual v3.1 | 847 | 1838 | Rate Constraint in MTons | FALSE | L | Annual | Allowances Sold NOX | Thousand Tons | 0 | 0 | 0 | 0 | 0 | 0 | 0 | 0
North Carolina Progress - NOX Cap Annual v3.1 | 847 | 1838 | Rate Constraint in MTons | FALSE | L | Annual | Allowances Banked | Thousand Tons | 0 | 0 | 0 | 0 | 0 | 0 | 0 | 0
North Carolina Progress - NOX Cap Annual v3.1 | 847 | 1838 | Rate Constraint in MTons | FALSE | L | Annual | Allowances Withdrawn (1:1) | Thousand Tons | 0 | 0 | 0 | 0 | 0 | 0 | 0 | 0
North Carolina Progress - NOX Cap Annual v3.1 | 847 | 1838 | Rate Constraint in MTons | FALSE | L | Annual | Allowances Withdrawn (n:1) | Thousand Tons | 0 | 0 | 0 | 0 | 0 | 0 | 0 | 0
North Carolina Progress - NOX Cap Annual v3.1 | 847 | 1838 | Rate Constraint in MTons | FALSE | L | Annual | Net Emissions Allowance Position | Thousand Tons | 12.421 | 13.9102 | 14.0086 | 10.9143 | 8.9978 | 9.8389 | 9.8028 | 4.045
North Carolina Progress - NOX Cap Annual v3.1 | 847 | 1838 | Rate Constraint in MTons | FALSE | L | Annual | Fuel Consumed | TBtu | 140.0136 | 155.274 | 156.4001 | 122.0474 | 103.2063 | 113.4037 | 112.7952 | 41.4491
North Carolina Progress - NOX Cap Annual v3.1 | 847 | 1838 | Rate Constraint in MTons | FALSE | L | Annual | Rate | lb/MMBtu | 0.17743 | 0.17917 | 0.17914 | 0.17885 | 0.17437 | 0.17352 | 0.17382 | 0.19518
North Carolina Progress - NOX Cap Annual v3.1 | 847 | 1838 | Rate Constraint in MTons | FALSE | L | Annual | Generation | TWh | 13.2407 | 14.7053 | 15.1051 | 11.7503 | 9.9217 | 10.9183 | 10.8525 | 4.0468
North Carolina Progress - NOX Cap Annual v3.1 | 847 | 1838 | Rate Constraint in MTons | FALSE | L | Annual | Qualifying Generation | TWh | 13.2407 | 14.7053 | 15.1051 | 11.7503 | 9.9217 | 10.9183 | 10.8525 | 4.0468
North Carolina Progress - NOX Cap Annual v3.1 | 847 | 1838 | Rate Constraint in MTons | FALSE | L | Annual | Rate | lb/MWh | 1.8762 | 1.8919 | 1.8548 | 1.8577 | 1.8138 | 1.8023 | 1.8066 | 1.9991
North Carolina Progress - NOX Cap Annual v3.1 | 847 | 1838 | Rate Constraint in MTons | FALSE | L | Annual | Constraint Shadow Price | US2016$/Ton | 0 | 0 | 0 | 0 | 0 | 0 | 0 | 0
North Carolina Progress - SO2 Cap Annual v3.1 | 848 | 1839 | Rate Constraint in MTons | FALSE | L | Annual | Seasons Included | Seasons | Winter, WintShld, Summer | Winter, WintShld, Summer | Winter, WintShld, Summer | Winter, WintShld, Summer | Winter, WintShld, Summer | Winter, WintShld, Summer | Winter, WintShld, Summer | Winter, WintShld, Summer
North Carolina Progress - SO2 Cap Annual v3.1 | 848 | 1839 | Rate Constraint in MTons | FALSE | L | Annual | Standard SO2 | Thousand Tons | 50 | 50 | 50 | 50 | 50 | 50 | 50 | 50
North Carolina Progress - SO2 Cap Annual v3.1 | 848 | 1839 | Rate Constraint in MTons | FALSE | L | Annual | Emissions at Affected Plants SO2 | Thousand Tons | 8.3506 | 9.2607 | 9.3279 | 7.279 | 6.3545 | 7.6569 | 7.6158 | 2.7986
North Carolina Progress - SO2 Cap Annual v3.1 | 848 | 1839 | Rate Constraint in MTons | FALSE | L | Annual | Allowances Purchased SO2 | Thousand Tons | 0 | 0 | 0 | 0 | 0 | 0 | 0 | 0
North Carolina Progress - SO2 Cap Annual v3.1 | 848 | 1839 | Rate Constraint in MTons | FALSE | L | Annual | Allowances Sold SO2 | Thousand Tons | 0 | 0 | 0 | 0 | 0 | 0 | 0 | 0
North Carolina Progress - SO2 Cap Annual v3.1 | 848 | 1839 | Rate Constraint in MTons | FALSE | L | Annual | Allowances Banked | Thousand Tons | 0 | 0 | 0 | 0 | 0 | 0 | 0 | 0
North Carolina Progress - SO2 Cap Annual v3.1 | 848 | 1839 | Rate Constraint in MTons | FALSE | L | Annual | Allowances Withdrawn (1:1) | Thousand Tons | 0 | 0 | 0 | 0 | 0 | 0 | 0 | 0
North Carolina Progress - SO2 Cap Annual v3.1 | 848 | 1839 | Rate Constraint in MTons | FALSE | L | Annual | Allowances Withdrawn (n:1) | Thousand Tons | 0 | 0 | 0 | 0 | 0 | 0 | 0 | 0
North Carolina Progress - SO2 Cap Annual v3.1 | 848 | 1839 | Rate Constraint in MTons | FALSE | L | Annual | Net Emissions Allowance Position | Thousand Tons | 8.3506 | 9.2607 | 9.3279 | 7.279 | 6.3545 | 7.6569 | 7.6158 | 2.7986
North Carolina Progress - SO2 Cap Annual v3.1 | 848 | 1839 | Rate Constraint in MTons | FALSE | L | Annual | Fuel Consumed | TBtu | 140.0136 | 155.274 | 156.4001 | 122.0474 | 103.2063 | 113.4037 | 112.7952 | 41.4491
North Carolina Progress - SO2 Cap Annual v3.1 | 848 | 1839 | Rate Constraint in MTons | FALSE | L | Annual | Rate | lb/MMBtu | 0.11928 | 0.11928 | 0.11928 | 0.11928 | 0.12314 | 0.13504 | 0.13504 | 0.13504
North Carolina Progress - SO2 Cap Annual v3.1 | 848 | 1839 | Rate Constraint in MTons | FALSE | L | Annual | Generation | TWh | 13.2407 | 14.7053 | 15.1051 | 11.7503 | 9.9217 | 10.9183 | 10.8525 | 4.0468
North Carolina Progress - SO2 Cap Annual v3.1 | 848 | 1839 | Rate Constraint in MTons | FALSE | L | Annual | Qualifying Generation | TWh | 13.2407 | 14.7053 | 15.1051 | 11.7503 | 9.9217 | 10.9183 | 10.8525 | 4.0468
North Carolina Progress - SO2 Cap Annual v3.1 | 848 | 1839 | Rate Constraint in MTons | FALSE | L | Annual | Rate | lb/MWh | 1.2613 | 1.2595 | 1.2351 | 1.239 | 1.2809 | 1.4026 | 1.4035 | 1.3831
North Carolina Progress - SO2 Cap Annual v3.1 | 848 | 1839 | Rate Constraint in MTons | FALSE | L | Annual | Constraint Shadow Price | US2016$/Ton | 0 | 0 | 0 | 0 | 0 | 0 | 0 | 0
NSR A B Brown 1,2 - SO2 Cap Annual v5.16 | 849 | 6698 | Rate Constraint in MTons | FALSE | L | Annual | Seasons Included | Seasons | Winter, WintShld, Summer | Winter, WintShld, Summer | Winter, WintShld, Summer | Winter, WintShld, Summer | Winter, WintShld, Summer | Winter, WintShld, Summer | Winter, WintShld, Summer | Winter, WintShld, Summer
NSR A B Brown 1,2 - SO2 Cap Annual v5.16 | 849 | 6698 | Rate Constraint in MTons | FALSE | L | Annual | Standard SO2 | Thousand Tons | 8.028 | 8.028 | 8.028 | 8.028 | 8.028 | 8.028 | 8.028 | 8.028
NSR A B Brown 1,2 - SO2 Cap Annual v5.16 | 849 | 6698 | Rate Constraint in MTons | FALSE | L | Annual | Emissions at Affected Plants SO2 | Thousand Tons | 5.6054 | 5.6054 | 5.4429 | 5.9789 | 5.7055 | 5.5862 | 5.5862 | 3.3762
NSR A B Brown 1,2 - SO2 Cap Annual v5.16 | 849 | 6698 | Rate Constraint in MTons | FALSE | L | Annual | Allowances Purchased SO2 | Thousand Tons | 0 | 0 | 0 | 0 | 0 | 0 | 0 | 0
NSR A B Brown 1,2 - SO2 Cap Annual v5.16 | 849 | 6698 | Rate Constraint in MTons | FALSE | L | Annual | Allowances Sold SO2 | Thousand Tons | 0 | 0 | 0 | 0 | 0 | 0 | 0 | 0
NSR A B Brown 1,2 - SO2 Cap Annual v5.16 | 849 | 6698 | Rate Constraint in MTons | FALSE | L | Annual | Allowances Banked | Thousand Tons | 0 | 0 | 0 | 0 | 0 | 0 | 0 | 0
NSR A B Brown 1,2 - SO2 Cap Annual v5.16 | 849 | 6698 | Rate Constraint in MTons | FALSE | L | Annual | Allowances Withdrawn (1:1) | Thousand Tons | 0 | 0 | 0 | 0 | 0 | 0 | 0 | 0
NSR A B Brown 1,2 - SO2 Cap Annual v5.16 | 849 | 6698 | Rate Constraint in MTons | FALSE | L | Annual | Allowances Withdrawn (n:1) | Thousand Tons | 0 | 0 | 0 | 0 | 0 | 0 | 0 | 0
NSR A B Brown 1,2 - SO2 Cap Annual v5.16 | 849 | 6698 | Rate Constraint in MTons | FALSE | L | Annual | Net Emissions Allowance Position | Thousand Tons | 5.6054 | 5.6054 | 5.4429 | 5.9789 | 5.7055 | 5.5862 | 5.5862 | 3.3762
NSR A B Brown 1,2 - SO2 Cap Annual v5.16 | 849 | 6698 | Rate Constraint in MTons | FALSE | L | Annual | Fuel Consumed | TBtu | 18.7197 | 18.7197 | 18.1768 | 25.7167 | 24.595 | 24.4052 | 24.4052 | 11.2749
NSR A B Brown 1,2 - SO2 Cap Annual v5.16 | 849 | 6698 | Rate Constraint in MTons | FALSE | L | Annual | Rate | lb/MMBtu | 0.59888 | 0.59888 | 0.59888 | 0.46498 | 0.46396 | 0.45779 | 0.45779 | 0.59888
NSR A B Brown 1,2 - SO2 Cap Annual v5.16 | 849 | 6698 | Rate Constraint in MTons | FALSE | L | Annual | Generation | TWh | 1.6938 | 1.6938 | 1.6938 | 2.387 | 2.2828 | 2.2648 | 2.2648 | 1.0506
NSR A B Brown 1,2 - SO2 Cap Annual v5.16 | 849 | 6698 | Rate Constraint in MTons | FALSE | L | Annual | Qualifying Generation | TWh | 1.6938 | 1.6938 | 1.6938 | 2.387 | 2.2828 | 2.2648 | 2.2648 | 1.0506
NSR A B Brown 1,2 - SO2 Cap Annual v5.16 | 849 | 6698 | Rate Constraint in MTons | FALSE | L | Annual | Rate | lb/MWh | 6.6188 | 6.6188 | 6.4269 | 5.0096 | 4.9987 | 4.9331 | 4.9331 | 6.4269
NSR A B Brown 1,2 - SO2 Cap Annual v5.16 | 849 | 6698 | Rate Constraint in MTons | FALSE | L | Annual | Constraint Shadow Price | US2016$/Ton | 0 | 0 | 0 | 0 | 0 | 0 | 0 | 0
NSR A B Brown 2 - SO2 Cap Annual v5.16 | 850 | 6699 | Rate Constraint in MTons | FALSE | L | Annual | Seasons Included | Seasons | Winter, WintShld, Summer | Winter, WintShld, Summer | Winter, WintShld, Summer | Winter, WintShld, Summer | Winter, WintShld, Summer | Winter, WintShld, Summer | Winter, WintShld, Summer | Winter, WintShld, Summer
NSR A B Brown 2 - SO2 Cap Annual v5.16 | 850 | 6699 | Rate Constraint in MTons | FALSE | L | Annual | Standard SO2 | Thousand Tons | 6.511 | 6.511 | 6.511 | 6.511 | 6.511 | 6.511 | 6.511 | 6.511
NSR A B Brown 2 - SO2 Cap Annual v5.16 | 850 | 6699 | Rate Constraint in MTons | FALSE | L | Annual | Emissions at Affected Plants SO2 | Thousand Tons | 5.6054 | 5.6054 | 5.4429 | 5.4429 | 5.1889 | 5.0501 | 5.0501 | 3.3762
NSR A B Brown 2 - SO2 Cap Annual v5.16 | 850 | 6699 | Rate Constraint in MTons | FALSE | L | Annual | Allowances Purchased SO2 | Thousand Tons | 0 | 0 | 0 | 0 | 0 | 0 | 0 | 0
NSR A B Brown 2 - SO2 Cap Annual v5.16 | 850 | 6699 | Rate Constraint in MTons | FALSE | L | Annual | Allowances Sold SO2 | Thousand Tons | 0 | 0 | 0 | 0 | 0 | 0 | 0 | 0
NSR A B Brown 2 - SO2 Cap Annual v5.16 | 850 | 6699 | Rate Constraint in MTons | FALSE | L | Annual | Allowances Banked | Thousand Tons | 0 | 0 | 0 | 0 | 0 | 0 | 0 | 0
NSR A B Brown 2 - SO2 Cap Annual v5.16 | 850 | 6699 | Rate Constraint in MTons | FALSE | L | Annual | Allowances Withdrawn (1:1) | Thousand Tons | 0 | 0 | 0 | 0 | 0 | 0 | 0 | 0
NSR A B Brown 2 - SO2 Cap Annual v5.16 | 850 | 6699 | Rate Constraint in MTons | FALSE | L | Annual | Allowances Withdrawn (n:1) | Thousand Tons | 0 | 0 | 0 | 0 | 0 | 0 | 0 | 0
NSR A B Brown 2 - SO2 Cap Annual v5.16 | 850 | 6699 | Rate Constraint in MTons | FALSE | L | Annual | Net Emissions Allowance Position | Thousand Tons | 5.6054 | 5.6054 | 5.4429 | 5.4429 | 5.1889 | 5.0501 | 5.0501 | 3.3762
NSR A B Brown 2 - SO2 Cap Annual v5.16 | 850 | 6699 | Rate Constraint in MTons | FALSE | L | Annual | Fuel Consumed | TBtu | 18.7197 | 18.7197 | 18.1768 | 18.1768 | 17.3288 | 16.8653 | 16.8653 | 11.2749
NSR A B Brown 2 - SO2 Cap Annual v5.16 | 850 | 6699 | Rate Constraint in MTons | FALSE | L | Annual | Rate | lb/MMBtu | 0.59888 | 0.59888 | 0.59888 | 0.59888 | 0.59888 | 0.59888 | 0.59888 | 0.59888
NSR A B Brown 2 - SO2 Cap Annual v5.16 | 850 | 6699 | Rate Constraint in MTons | FALSE | L | Annual | Generation | TWh | 1.6938 | 1.6938 | 1.6938 | 1.6938 | 1.6148 | 1.5716 | 1.5716 | 1.0506
NSR A B Brown 2 - SO2 Cap Annual v5.16 | 850 | 6699 | Rate Constraint in MTons | FALSE | L | Annual | Qualifying Generation | TWh | 1.6938 | 1.6938 | 1.6938 | 1.6938 | 1.6148 | 1.5716 | 1.5716 | 1.0506
NSR A B Brown 2 - SO2 Cap Annual v5.16 | 850 | 6699 | Rate Constraint in MTons | FALSE | L | Annual | Rate | lb/MWh | 6.6188 | 6.6188 | 6.4269 | 6.4269 | 6.4269 | 6.4269 | 6.4269 | 6.4269
NSR A B Brown 2 - SO2 Cap Annual v5.16 | 850 | 6699 | Rate Constraint in MTons | FALSE | L | Annual | Constraint Shadow Price | US2016$/Ton | 0 | 0 | 0 | 0 | 0 | 0 | 0 | 0
NSR AEP Consent - NOX Cap Annual v3.1 | 851 | 2047 | Rate Constraint in MTons | FALSE | L | Annual | Seasons Included | Seasons | Winter, WintShld, Summer | Winter, WintShld, Summer | Winter, WintShld, Summer | Winter, WintShld, Summer | Winter, WintShld, Summer | Winter, WintShld, Summer | Winter, WintShld, Summer | Winter, WintShld, Summer
NSR AEP Consent - NOX Cap Annual v3.1 | 851 | 2047 | Rate Constraint in MTons | FALSE | L | Annual | Standard NOX | Thousand Tons | 72 | 72 | 72 | 72 | 72 | 72 | 72 | 72
NSR AEP Consent - NOX Cap Annual v3.1 | 851 | 2047 | Rate Constraint in MTons | FALSE | L | Annual | Emissions at Affected Plants NOX | Thousand Tons | 28.8462 | 32.2677 | 32.0433 | 30.9489 | 19.1836 | 18.8861 | 18.5959 | 14.3344
NSR AEP Consent - NOX Cap Annual v3.1 | 851 | 2047 | Rate Constraint in MTons | FALSE | L | Annual | Allowances Purchased NOX | Thousand Tons | 0 | 0 | 0 | 0 | 0 | 0 | 0 | 0
NSR AEP Consent - NOX Cap Annual v3.1 | 851 | 2047 | Rate Constraint in MTons | FALSE | L | Annual | Allowances Sold NOX | Thousand Tons | 0 | 0 | 0 | 0 | 0 | 0 | 0 | 0
NSR AEP Consent - NOX Cap Annual v3.1 | 851 | 2047 | Rate Constraint in MTons | FALSE | L | Annual | Allowances Banked | Thousand Tons | 0 | 0 | 0 | 0 | 0 | 0 | 0 | 0
NSR AEP Consent - NOX Cap Annual v3.1 | 851 | 2047 | Rate Constraint in MTons | FALSE | L | Annual | Allowances Withdrawn (1:1) | Thousand Tons | 0 | 0 | 0 | 0 | 0 | 0 | 0 | 0
NSR AEP Consent - NOX Cap Annual v3.1 | 851 | 2047 | Rate Constraint in MTons | FALSE | L | Annual | Allowances Withdrawn (n:1) | Thousand Tons | 0 | 0 | 0 | 0 | 0 | 0 | 0 | 0
NSR AEP Consent - NOX Cap Annual v3.1 | 851 | 2047 | Rate Constraint in MTons | FALSE | L | Annual | Net Emissions Allowance Position | Thousand Tons | 28.8462 | 32.2677 | 32.0433 | 30.9489 | 19.1836 | 18.8861 | 18.5959 | 14.3344
NSR AEP Consent - NOX Cap Annual v3.1 | 851 | 2047 | Rate Constraint in MTons | FALSE | L | Annual | Fuel Consumed | TBtu | 638.1048 | 696.3662 | 691.3669 | 665.3338 | 413.446 | 411.8409 | 405.7385 | 309.3616
NSR AEP Consent - NOX Cap Annual v3.1 | 851 | 2047 | Rate Constraint in MTons | FALSE | L | Annual | Rate | lb/MMBtu | 0.090412 | 0.092675 | 0.092696 | 0.093033 | 0.092799 | 0.091716 | 0.091664 | 0.092671
NSR AEP Consent - NOX Cap Annual v3.1 | 851 | 2047 | Rate Constraint in MTons | FALSE | L | Annual | Generation | TWh | 64.2874 | 70.0233 | 70.0618 | 67.4029 | 41.9316 | 41.7859 | 41.1788 | 31.4385
NSR AEP Consent - NOX Cap Annual v3.1 | 851 | 2047 | Rate Constraint in MTons | FALSE | L | Annual | Qualifying Generation | TWh | 64.2874 | 70.0233 | 70.0618 | 67.4029 | 41.9316 | 41.7859 | 41.1788 | 31.4385
NSR AEP Consent - NOX Cap Annual v3.1 | 851 | 2047 | Rate Constraint in MTons | FALSE | L | Annual | Rate | lb/MWh | 0.89741 | 0.92163 | 0.91472 | 0.91833 | 0.915 | 0.90395 | 0.90318 | 0.9119
NSR AEP Consent - NOX Cap Annual v3.1 | 851 | 2047 | Rate Constraint in MTons | FALSE | L | Annual | Constraint Shadow Price | US2016$/Ton | 0 | 0 | 0 | 0 | 0 | 0 | 0 | 0
NSR AEP Consent - SO2 Cap Annual v5.13 | 852 | 5897 | Rate Constraint in MTons | FALSE | L | Annual | Seasons Included | Seasons | Winter, WintShld, Summer | Winter, WintShld, Summer | Winter, WintShld, Summer | Winter, WintShld, Summer | Winter, WintShld, Summer | Winter, WintShld, Summer | Winter, WintShld, Summer | Winter, WintShld, Summer
NSR AEP Consent - SO2 Cap Annual v5.13 | 852 | 5897 | Rate Constraint in MTons | FALSE | L | Annual | Standard SO2 | Thousand Tons | 113 | 110 | 110 | 94 | 94 | 94 | 94 | 94
NSR AEP Consent - SO2 Cap Annual v5.13 | 852 | 5897 | Rate Constraint in MTons | FALSE | L | Annual | Emissions at Affected Plants SO2 | Thousand Tons | 40.3543 | 44.2405 | 44.3746 | 42.8076 | 25.4672 | 25.8399 | 24.5505 | 22.9303
NSR AEP Consent - SO2 Cap Annual v5.13 | 852 | 5897 | Rate Constraint in MTons | FALSE | L | Annual | Allowances Purchased SO2 | Thousand Tons | 0 | 0 | 0 | 0 | 0 | 0 | 0 | 0
NSR AEP Consent - SO2 Cap Annual v5.13 | 852 | 5897 | Rate Constraint in MTons | FALSE | L | Annual | Allowances Sold SO2 | Thousand Tons | 0 | 0 | 0 | 0 | 0 | 0 | 0 | 0
NSR AEP Consent - SO2 Cap Annual v5.13 | 852 | 5897 | Rate Constraint in MTons | FALSE | L | Annual | Allowances Banked | Thousand Tons | 0 | 0 | 0 | 0 | 0 | 0 | 0 | 0
NSR AEP Consent - SO2 Cap Annual v5.13 | 852 | 5897 | Rate Constraint in MTons | FALSE | L | Annual | Allowances Withdrawn (1:1) | Thousand Tons | 0 | 0 | 0 | 0 | 0 | 0 | 0 | 0
NSR AEP Consent - SO2 Cap Annual v5.13 | 852 | 5897 | Rate Constraint in MTons | FALSE | L | Annual | Allowances Withdrawn (n:1) | Thousand Tons | 0 | 0 | 0 | 0 | 0 | 0 | 0 | 0
NSR AEP Consent - SO2 Cap Annual v5.13 | 852 | 5897 | Rate Constraint in MTons | FALSE | L | Annual | Net Emissions Allowance Position | Thousand Tons | 40.3543 | 44.2405 | 44.3746 | 42.8076 | 25.4672 | 25.8399 | 24.5505 | 22.9303
NSR AEP Consent - SO2 Cap Annual v5.13 | 852 | 5897 | Rate Constraint in MTons | FALSE | L | Annual | Fuel Consumed | TBtu | 638.1048 | 696.3662 | 691.3669 | 665.3338 | 413.446 | 411.8409 | 405.7385 | 309.3616
NSR AEP Consent - SO2 Cap Annual v5.13 | 852 | 5897 | Rate Constraint in MTons | FALSE | L | Annual | Rate | lb/MMBtu | 0.12648 | 0.12706 | 0.12837 | 0.12868 | 0.12319 | 0.12549 | 0.12102 | 0.14824
NSR AEP Consent - SO2 Cap Annual v5.13 | 852 | 5897 | Rate Constraint in MTons | FALSE | L | Annual | Generation | TWh | 64.2874 | 70.0233 | 70.0618 | 67.4029 | 41.9316 | 41.7859 | 41.1788 | 31.4385
NSR AEP Consent - SO2 Cap Annual v5.13 | 852 | 5897 | Rate Constraint in MTons | FALSE | L | Annual | Qualifying Generation | TWh | 64.2874 | 70.0233 | 70.0618 | 67.4029 | 41.9316 | 41.7859 | 41.1788 | 31.4385
NSR AEP Consent - SO2 Cap Annual v5.13 | 852 | 5897 | Rate Constraint in MTons | FALSE | L | Annual | Rate | lb/MWh | 1.2554 | 1.2636 | 1.2667 | 1.2702 | 1.2147 | 1.2368 | 1.1924 | 1.4587
NSR AEP Consent - SO2 Cap Annual v5.13 | 852 | 5897 | Rate Constraint in MTons | FALSE | L | Annual | Constraint Shadow Price | US2016$/Ton | 0 | 0 | 0 | 0 | 0 | 0 | 0 | 0
NSR Baldwin 1,2 - NOX Rate Annual v3.1, Unit 4169 and retrofits | 853 | 1944 | Rate Constraint in lbs/MMBtu | FALSE | L | Annual | Seasons Included | Seasons | Winter, WintShld, Summer | Winter, WintShld, Summer | Winter, WintShld, Summer | Winter, WintShld, Summer | Winter, WintShld, Summer | Winter, WintShld, Summer | Winter, WintShld, Summer | Winter, WintShld, Summer
NSR Baldwin 1,2 - NOX Rate Annual v3.1, Unit 4169 and retrofits | 853 | 1944 | Rate Constraint in lbs/MMBtu | FALSE | L | Annual | Standard NOX | lb/MMBtu | 0.1 | 0.1 | 0.1 | 0.1 | 0.1 | 0.1 | 0.1 | 0.1
NSR Baldwin 1,2 - NOX Rate Annual v3.1, Unit 4169 and retrofits | 853 | 1944 | Rate Constraint in lbs/MMBtu | FALSE | L | Annual | Emissions at Affected Plants NOX | Thousand Tons | 4.8037 | 5.2719 | 4.8122 | 4.8745 | 4.3743 | 4.4903 | 3.2846 | 3.0428
NSR Baldwin 1,2 - NOX Rate Annual v3.1, Unit 4169 and retrofits | 853 | 1944 | Rate Constraint in lbs/MMBtu | FALSE | L | Annual | Allowances Purchased NOX | Thousand Tons | 0 | 0 | 0 | 0 | 0 | 0 | 0 | 0
NSR Baldwin 1,2 - NOX Rate Annual v3.1, Unit 4169 and retrofits | 853 | 1944 | Rate Constraint in lbs/MMBtu | FALSE | L | Annual | Allowances Sold NOX | Thousand Tons | 0 | 0 | 0 | 0 | 0 | 0 | 0 | 0
NSR Baldwin 1,2 - NOX Rate Annual v3.1, Unit 4169 and retrofits | 853 | 1944 | Rate Constraint in lbs/MMBtu | FALSE | L | Annual | Allowances Banked | Thousand Tons | 0 | 0 | 0 | 0 | 0 | 0 | 0 | 0
NSR Baldwin 1,2 - NOX Rate Annual v3.1, Unit 4169 and retrofits | 853 | 1944 | Rate Constraint in lbs/MMBtu | FALSE | L | Annual | Allowances Withdrawn (1:1) | Thousand Tons | 0 | 0 | 0 | 0 | 0 | 0 | 0 | 0
NSR Baldwin 1,2 - NOX Rate Annual v3.1, Unit 4169 and retrofits | 853 | 1944 | Rate Constraint in lbs/MMBtu | FALSE | L | Annual | Allowances Withdrawn (n:1) | Thousand Tons | 0 | 0 | 0 | 0 | 0 | 0 | 0 | 0
NSR Baldwin 1,2 - NOX Rate Annual v3.1, Unit 4169 and retrofits | 853 | 1944 | Rate Constraint in lbs/MMBtu | FALSE | L | Annual | Net Emissions Allowance Position | Thousand Tons | 4.8037 | 5.2719 | 4.8122 | 4.8745 | 4.3743 | 4.4903 | 3.2846 | 3.0428
NSR Baldwin 1,2 - NOX Rate Annual v3.1, Unit 4169 and retrofits | 853 | 1944 | Rate Constraint in lbs/MMBtu | FALSE | L | Annual | Fuel Consumed | TBtu | 118.4053 | 129.9466 | 118.6135 | 120.1503 | 107.8213 | 110.6811 | 80.9603 | 75.0012
NSR Baldwin 1,2 - NOX Rate Annual v3.1, Unit 4169 and retrofits | 853 | 1944 | Rate Constraint in lbs/MMBtu | FALSE | L | Annual | Rate | lb/MMBtu | 0.08114 | 0.08114 | 0.08114 | 0.08114 | 0.08114 | 0.08114 | 0.08114 | 0.08114
NSR Baldwin 1,2 - NOX Rate Annual v3.1, Unit 4169 and retrofits | 853 | 1944 | Rate Constraint in lbs/MMBtu | FALSE | L | Annual | Generation | TWh | 11.6828 | 12.8216 | 11.7977 | 11.9506 | 10.7243 | 11.0088 | 8.0526 | 7.4599
NSR Baldwin 1,2 - NOX Rate Annual v3.1, Unit 4169 and retrofits | 853 | 1944 | Rate Constraint in lbs/MMBtu | FALSE | L | Annual | Qualifying Generation | TWh | 11.6828 | 12.8216 | 11.7977 | 11.9506 | 10.7243 | 11.0088 | 8.0526 | 7.4599
NSR Baldwin 1,2 - NOX Rate Annual v3.1, Unit 4169 and retrofits | 853 | 1944 | Rate Constraint in lbs/MMBtu | FALSE | L | Annual | Rate | lb/MWh | 0.82235 | 0.82235 | 0.81578 | 0.81578 | 0.81578 | 0.81578 | 0.81578 | 0.81578
NSR Baldwin 1,2 - NOX Rate Annual v3.1, Unit 4169 and retrofits | 853 | 1944 | Rate Constraint in lbs/MMBtu | FALSE | L | Annual | Constraint Shadow Price | US2016$/Ton | 0 | 0 | 0 | 0 | 0 | 0 | 0 | 0
NSR Baldwin 1-3 - SO2 Rate Annual v3.1, Unit 4169 and retrofits | 854 | 1861 | Rate Constraint in lbs/MMBtu | FALSE | L | Annual | Seasons Included | Seasons | Winter, WintShld, Summer | Winter, WintShld, Summer | Winter, WintShld, Summer | Winter, WintShld, Summer | Winter, WintShld, Summer | Winter, WintShld, Summer | Winter, WintShld, Summer | Winter, WintShld, Summer
NSR Baldwin 1-3 - SO2 Rate Annual v3.1, Unit 4169 and retrofits | 854 | 1861 | Rate Constraint in lbs/MMBtu | FALSE | L | Annual | Standard SO2 | lb/MMBtu | 0.1 | 0.1 | 0.1 | 0.1 | 0.1 | 0.1 | 0.1 | 0.1
NSR Baldwin 1-3 - SO2 Rate Annual v3.1, Unit 4169 and retrofits | 854 | 1861 | Rate Constraint in lbs/MMBtu | FALSE | L | Annual | Emissions at Affected Plants SO2 | Thousand Tons | 4.1408 | 4.5444 | 4.148 | 4.2018 | 3.7706 | 3.8706 | 2.8594 | 2.649
NSR Baldwin 1-3 - SO2 Rate Annual v3.1, Unit 4169 and retrofits | 854 | 1861 | Rate Constraint in lbs/MMBtu | FALSE | L | Annual | Allowances Purchased SO2 | Thousand Tons | 0 | 0 | 0 | 0 | 0 | 0 | 0 | 0
NSR Baldwin 1-3 - SO2 Rate Annual v3.1, Unit 4169 and retrofits | 854 | 1861 | Rate Constraint in lbs/MMBtu | FALSE | L | Annual | Allowances Sold SO2 | Thousand Tons | 0 | 0 | 0 | 0 | 0 | 0 | 0 | 0
NSR Baldwin 1-3 - SO2 Rate Annual v3.1, Unit 4169 and retrofits | 854 | 1861 | Rate Constraint in lbs/MMBtu | FALSE | L | Annual | Allowances Banked | Thousand Tons | 0 | 0 | 0 | 0 | 0 | 0 | 0 | 0
NSR Baldwin 1-3 - SO2 Rate Annual v3.1, Unit 4169 and retrofits | 854 | 1861 | Rate Constraint in lbs/MMBtu | FALSE | L | Annual | Allowances Withdrawn (1:1) | Thousand Tons | 0 | 0 | 0 | 0 | 0 | 0 | 0 | 0
NSR Baldwin 1-3 - SO2 Rate Annual v3.1, Unit 4169 and retrofits | 854 | 1861 | Rate Constraint in lbs/MMBtu | FALSE | L | Annual | Allowances Withdrawn (n:1) | Thousand Tons | 0 | 0 | 0 | 0 | 0 | 0 | 0 | 0
NSR Baldwin 1-3 - SO2 Rate Annual v3.1, Unit 4169 and retrofits | 854 | 1861 | Rate Constraint in lbs/MMBtu | FALSE | L | Annual | Net Emissions Allowance Position | Thousand Tons | 4.1408 | 4.5444 | 4.148 | 4.2018 | 3.7706 | 3.8706 | 2.8594 | 2.649
NSR Baldwin 1-3 - SO2 Rate Annual v3.1, Unit 4169 and retrofits | 854 | 1861 | Rate Constraint in lbs/MMBtu | FALSE | L | Annual | Fuel Consumed | TBtu | 118.4053 | 129.9466 | 118.6135 | 120.1503 | 107.8213 | 110.6811 | 80.9603 | 75.0012
NSR Baldwin 1-3 - SO2 Rate Annual v3.1, Unit 4169 and retrofits | 854 | 1861 | Rate Constraint in lbs/MMBtu | FALSE | L | Annual | Rate | lb/MMBtu | 0.069942 | 0.069942 | 0.069942 | 0.069942 | 0.069942 | 0.069942 | 0.070638 | 0.070638
NSR Baldwin 1-3 - SO2 Rate Annual v3.1, Unit 4169 and retrofits | 854 | 1861 | Rate Constraint in lbs/MMBtu | FALSE | L | Annual | Generation | TWh | 11.6828 | 12.8216 | 11.7977 | 11.9506 | 10.7243 | 11.0088 | 8.0526 | 7.4599
NSR Baldwin 1-3 - SO2 Rate Annual v3.1, Unit 4169 and retrofits | 854 | 1861 | Rate Constraint in lbs/MMBtu | FALSE | L | Annual | Qualifying Generation | TWh | 11.6828 | 12.8216 | 11.7977 | 11.9506 | 10.7243 | 11.0088 | 8.0526 | 7.4599
NSR Baldwin 1-3 - SO2 Rate Annual v3.1, Unit 4169 and retrofits | 854 | 1861 | Rate Constraint in lbs/MMBtu | FALSE | L | Annual | Rate | lb/MWh | 0.70886 | 0.70886 | 0.70319 | 0.70319 | 0.70319 | 0.70319 | 0.71019 | 0.71019
NSR Baldwin 1-3 - SO2 Rate Annual v3.1, Unit 4169 and retrofits | 854 | 1861 | Rate Constraint in lbs/MMBtu | FALSE | L | Annual | Constraint Shadow Price | US2016$/Ton | 0 | 0 | 0 | 0 | 0 | 0 | 0 | 0
NSR Big Bend 1-3 - NOX Rate Annual v5.14 | 855 | 6129 | Rate Constraint in lbs/MMBtu | FALSE | L | Annual | Seasons Included | Seasons | Winter, WintShld, Summer | Winter, WintShld, Summer | Winter, WintShld, Summer | Winter, WintShld, Summer | Winter, WintShld, Summer | Winter, WintShld, Summer | Winter, WintShld, Summer | Winter, WintShld, Summer
NSR Big Bend 1-3 - NOX Rate Annual v5.14 | 855 | 6129 | Rate Constraint in lbs/MMBtu | FALSE | L | Annual | Standard NOX | lb/MMBtu | 0.12 | 0.12 | 0.12 | 0.12 | 0.12 | 0.12 | 0.12 | 0.12
NSR Big Bend 1-3 - NOX Rate Annual v5.14 | 855 | 6129 | Rate Constraint in lbs/MMBtu | FALSE | L | Annual | Emissions at Affected Plants NOX | Thousand Tons | 0.84913 | 0.84913 | 1.002 | 0.6998 | 1.1032 | 1.0878 | 1.0878 | 0.61953
NSR Big Bend 1-3 - NOX Rate Annual v5.14 | 855 | 6129 | Rate Constraint in lbs/MMBtu | FALSE | L | Annual | Allowances Purchased NOX | Thousand Tons | 0 | 0 | 0 | 0 | 0 | 0 | 0 | 0
NSR Big Bend 1-3 - NOX Rate Annual v5.14 | 855 | 6129 | Rate Constraint in lbs/MMBtu | FALSE | L | Annual | Allowances Sold NOX | Thousand Tons | 0 | 0 | 0 | 0 | 0 | 0 | 0 | 0
NSR Big Bend 1-3 - NOX Rate Annual v5.14 | 855 | 6129 | Rate Constraint in lbs/MMBtu | FALSE | L | Annual | Allowances Banked | Thousand Tons | 0 | 0 | 0 | 0 | 0 | 0 | 0 | 0
NSR Big Bend 1-3 - NOX Rate Annual v5.14 | 855 | 6129 | Rate Constraint in lbs/MMBtu | FALSE | L | Annual | Allowances Withdrawn (1:1) | Thousand Tons | 0 | 0 | 0 | 0 | 0 | 0 | 0 | 0
NSR Big Bend 1-3 - NOX Rate Annual v5.14 | 855 | 6129 | Rate Constraint in lbs/MMBtu | FALSE | L | Annual | Allowances Withdrawn (n:1) | Thousand Tons | 0 | 0 | 0 | 0 | 0 | 0 | 0 | 0
NSR Big Bend 1-3 - NOX Rate Annual v5.14 | 855 | 6129 | Rate Constraint in lbs/MMBtu | FALSE | L | Annual | Net Emissions Allowance Position | Thousand Tons | 0.84913 | 0.84913 | 1.002 | 0.6998 | 1.1032 | 1.0878 | 1.0878 | 0.61953
NSR Big Bend 1-3 - NOX Rate Annual v5.14 | 855 | 6129 | Rate Constraint in lbs/MMBtu | FALSE | L | Annual | Fuel Consumed | TBtu | 20.9747 | 20.9747 | 25.4328 | 17.6089 | 27.6048 | 27.2585 | 27.2585 | 15.7996
NSR Big Bend 1-3 - NOX Rate Annual v5.14 | 855 | 6129 | Rate Constraint in lbs/MMBtu | FALSE | L | Annual | Rate | lb/MMBtu | 0.080967 | 0.080967 | 0.078794 | 0.079483 | 0.079925 | 0.079813 | 0.079813 | 0.078424
NSR Big Bend 1-3 - NOX Rate Annual v5.14 | 855 | 6129 | Rate Constraint in lbs/MMBtu | FALSE | L | Annual | Generation | TWh | 2.0087 | 2.0087 | 2.4582 | 1.7032 | 2.6712 | 2.6374 | 2.6374 | 1.5265
NSR Big Bend 1-3 - NOX Rate Annual v5.14 | 855 | 6129 | Rate Constraint in lbs/MMBtu | FALSE | L | Annual | Qualifying Generation | TWh | 2.0087 | 2.0087 | 2.4582 | 1.7032 | 2.6712 | 2.6374 | 2.6374 | 1.5265
NSR Big Bend 1-3 - NOX Rate Annual v5.14 | 855 | 6129 | Rate Constraint in lbs/MMBtu | FALSE | L | Annual | Rate | lb/MWh | 0.84544 | 0.84544 | 0.81522 | 0.82176 | 0.82595 | 0.82489 | 0.82489 | 0.8117
NSR Big Bend 1-3 - NOX Rate Annual v5.14 | 855 | 6129 | Rate Constraint in lbs/MMBtu | FALSE | L | Annual | Constraint Shadow Price | US2016$/Ton | 0 | 0 | 0 | 0 | 0 | 0 | 0 | 0
NSR Big Cajun 2- NOx Cap Annual v5.13 | 856 | 5998 | Rate Constraint in MTons | FALSE | L | Annual | Seasons Included | Seasons | Winter, WintShld, Summer | Winter, WintShld, Summer | Winter, WintShld, Summer | Winter, WintShld, Summer | Winter, WintShld, Summer | Winter, WintShld, Summer | Winter, WintShld, Summer | Winter, WintShld, Summer
NSR Big Cajun 2- NOx Cap Annual v5.13 | 856 | 5998 | Rate Constraint in MTons | FALSE | L | Annual | Standard NOX | Thousand Tons | 8.95 | 8.95 | 8.95 | 8.95 | 8.95 | 8.95 | 8.95 | 8.95
NSR Big Cajun 2- NOx Cap Annual v5.13 | 856 | 5998 | Rate Constraint in MTons | FALSE | L | Annual | Emissions at Affected Plants NOX | Thousand Tons | 0.63571 | 1.534 | 1.6201 | 1.7237 | 1.861 | 1.9536 | 1.9427 | 1.2641
NSR Big Cajun 2- NOx Cap Annual v5.13 | 856 | 5998 | Rate Constraint in MTons | FALSE | L | Annual | Allowances Purchased NOX | Thousand Tons | 0 | 0 | 0 | 0 | 0 | 0 | 0 | 0
NSR Big Cajun 2- NOx Cap Annual v5.13 | 856 | 5998 | Rate Constraint in MTons | FALSE | L | Annual | Allowances Sold NOX | Thousand Tons | 0 | 0 | 0 | 0 | 0 | 0 | 0 | 0
NSR Big Cajun 2- NOx Cap Annual v5.13 | 856 | 5998 | Rate Constraint in MTons | FALSE | L | Annual | Allowances Banked | Thousand Tons | 0 | 0 | 0 | 0 | 0 | 0 | 0 | 0
NSR Big Cajun 2- NOx Cap Annual v5.13 | 856 | 5998 | Rate Constraint in MTons | FALSE | L | Annual | Allowances Withdrawn (1:1) | Thousand Tons | 0 | 0 | 0 | 0 | 0 | 0 | 0 | 0
NSR Big Cajun 2- NOx Cap Annual v5.13 | 856 | 5998 | Rate Constraint in MTons | FALSE | L | Annual | Allowances Withdrawn (n:1) | Thousand Tons | 0 | 0 | 0 | 0 | 0 | 0 | 0 | 0
NSR Big Cajun 2- NOx Cap Annual v5.13 | 856 | 5998 | Rate Constraint in MTons | FALSE | L | Annual | Net Emissions Allowance Position | Thousand Tons | 0.63571 | 1.534 | 1.6201 | 1.7237 | 1.861 | 1.9536 | 1.9427 | 1.2641
NSR Big Cajun 2- NOx Cap Annual v5.13 | 856 | 5998 | Rate Constraint in MTons | FALSE | L | Annual | Fuel Consumed | TBtu | 10.8861 | 25.5576 | 27.1547 | 29.3881 | 32.3499 | 33.2298 | 32.9933 | 21.6444
NSR Big Cajun 2- NOx Cap Annual v5.13 | 856 | 5998 | Rate Constraint in MTons | FALSE | L | Annual | Rate | lb/MMBtu | 0.11679 | 0.12004 | 0.11933 | 0.1173 | 0.11505 | 0.11758 | 0.11776 | 0.1168
NSR Big Cajun 2- NOx Cap Annual v5.13 | 856 | 5998 | Rate Constraint in MTons | FALSE | L | Annual | Generation | TWh | 1.0264 | 2.4136 | 2.6033 | 2.8113 | 3.0873 | 3.1798 | 3.1578 | 2.0695
NSR Big Cajun 2- NOx Cap Annual v5.13 | 856 | 5998 | Rate Constraint in MTons | FALSE | L | Annual | Qualifying Generation | TWh | 1.0264 | 2.4136 | 2.6033 | 2.8113 | 3.0873 | 3.1798 | 3.1578 | 2.0695
NSR Big Cajun 2- NOx Cap Annual v5.13 | 856 | 5998 | Rate Constraint in MTons | FALSE | L | Annual | Rate | lb/MWh | 1.2387 | 1.2711 | 1.2447 | 1.2262 | 1.2056 | 1.2288 | 1.2304 | 1.2216
NSR Big Cajun 2- NOx Cap Annual v5.13 | 856 | 5998 | Rate Constraint in MTons | FALSE | L | Annual | Constraint Shadow Price | US2016$/Ton | 0 | 0 | 0 | 0 | 0 | 0 | 0 | 0
NSR Big Cajun 2- SO2 Cap Annual v5.13 | 857 | 5999 | Rate Constraint in MTons | FALSE | L | Annual | Seasons Included | Seasons | Winter, WintShld, Summer | Winter, WintShld, Summer | Winter, WintShld, Summer | Winter, WintShld, Summer | Winter, WintShld, Summer | Winter, WintShld, Summer | Winter, WintShld, Summer | Winter, WintShld, Summer
NSR Big Cajun 2- SO2 Cap Annual v5.13 | 857 | 5999 | Rate Constraint in MTons | FALSE | L | Annual | Standard SO2 | Thousand Tons | 18.95 | 18.95 | 18.95 | 18.95 | 18.95 | 18.95 | 18.95 | 18.95
NSR Big Cajun 2- SO2 Cap Annual v5.13 | 857 | 5999 | Rate Constraint in MTons | FALSE | L | Annual | Emissions at Affected Plants SO2 | Thousand Tons | 1.6547 | 4.4087 | 4.5617 | 4.5617 | 4.5617 | 5.2165 | 5.2165 | 3.2911
NSR Big Cajun 2- SO2 Cap Annual v5.13 | 857 | 5999 | Rate Constraint in MTons | FALSE | L | Annual | Allowances Purchased SO2 | Thousand Tons | 0 | 0 | 0 | 0 | 0 | 0 | 0 | 0
NSR Big Cajun 2- SO2 Cap Annual v5.13 | 857 | 5999 | Rate Constraint in MTons | FALSE | L | Annual | Allowances Sold SO2 | Thousand Tons | 0 | 0 | 0 | 0 | 0 | 0 | 0 | 0
NSR Big Cajun 2- SO2 Cap Annual v5.13 | 857 | 5999 | Rate Constraint in MTons | FALSE | L | Annual | Allowances Banked | Thousand Tons | 0 | 0 | 0 | 0 | 0 | 0 | 0 | 0
NSR Big Cajun 2- SO2 Cap Annual v5.13 | 857 | 5999 | Rate Constraint in MTons | FALSE | L | Annual | Allowances Withdrawn (1:1) | Thousand Tons | 0 | 0 | 0 | 0 | 0 | 0 | 0 | 0
NSR Big Cajun 2- SO2 Cap Annual v5.13 | 857 | 5999 | Rate Constraint in MTons | FALSE | L | Annual | Allowances Withdrawn (n:1) | Thousand Tons | 0 | 0 | 0 | 0 | 0 | 0 | 0 | 0
NSR Big Cajun 2- SO2 Cap Annual v5.13 | 857 | 5999 | Rate Constraint in MTons | FALSE | L | Annual | Net Emissions Allowance Position | Thousand Tons | 1.6547 | 4.4087 | 4.5617 | 4.5617 | 4.5617 | 5.2165 | 5.2165 | 3.2911
NSR Big Cajun 2- SO2 Cap Annual v5.13 | 857 | 5999 | Rate Constraint in MTons | FALSE | L | Annual | Fuel Consumed | TBtu | 10.8861 | 25.5576 | 27.1547 | 29.3881 | 32.3499 | 33.2298 | 32.9933 | 21.6444
NSR Big Cajun 2- SO2 Cap Annual v5.13 | 857 | 5999 | Rate Constraint in MTons | FALSE | L | Annual | Rate | lb/MMBtu | 0.30401 | 0.345 | 0.33598 | 0.31044 | 0.28202 | 0.31397 | 0.31622 | 0.30411
NSR Big Cajun 2- SO2 Cap Annual v5.13 | 857 | 5999 | Rate Constraint in MTons | FALSE | L | Annual | Generation | TWh | 1.0264 | 2.4136 | 2.6033 | 2.8113 | 3.0873 | 3.1798 | 3.1578 | 2.0695
NSR Big Cajun 2- SO2 Cap Annual v5.13 | 857 | 5999 | Rate Constraint in MTons | FALSE | L | Annual | Qualifying Generation | TWh | 1.0264 | 2.4136 | 2.6033 | 2.8113 | 3.0873 | 3.1798 | 3.1578 | 2.0695
NSR Big Cajun 2- SO2 Cap Annual v5.13 | 857 | 5999 | Rate Constraint in MTons | FALSE | L | Annual | Rate | lb/MWh | 3.2243 | 3.6532 | 3.5046 | 3.2452 | 2.9551 | 3.281 | 3.3039 | 3.1806
NSR Big Cajun 2- SO2 Cap Annual v5.13 | 857 | 5999 | Rate Constraint in MTons | FALSE | L | Annual | Constraint Shadow Price | US2016$/Ton | 0 | 0 | 0 | 0 | 0 | 0 | 0 | 0
NSR Big Cajun 2- Unit 1 - Hg Rate Annual v5.13 | 858 | 5955 | Rate Constraint in lbs/MMBtu | FALSE | L | Annual | Seasons Included | Seasons | Winter, WintShld, Summer | Winter, WintShld, Summer | Winter, WintShld, Summer | Winter, WintShld, Summer | Winter, WintShld, Summer | Winter, WintShld, Summer | Winter, WintShld, Summer | Winter, WintShld, Summer
NSR Big Cajun 2- Unit 1 - Hg Rate Annual v5.13 | 858 | 5955 | Rate Constraint in lbs/MMBtu | FALSE | L | Annual | Standard MER | lb/MMBtu | 0.03 | 0.03 | 0.03 | 0.03 | 0.03 | 0.03 | 0.03 | 0.03
NSR Big Cajun 2- Unit 1 - Hg Rate Annual v5.13 | 858 | 5955 | Rate Constraint in lbs/MMBtu | FALSE | L | Annual | Emissions at Affected Plants MER | lbs | 0 | 0 | 0 | 0 | 0 | 0 | 0 | 0
NSR Big Cajun 2- Unit 1 - Hg Rate Annual v5.13 | 858 | 5955 | Rate Constraint in lbs/MMBtu | FALSE | L | Annual | Allowances Purchased MER | lbs | 0 | 0 | 0 | 0 | 0 | 0 | 0 | 0
NSR Big Cajun 2- Unit 1 - Hg Rate Annual v5.13 | 858 | 5955 | Rate Constraint in lbs/MMBtu | FALSE | L | Annual | Allowances Sold MER | lbs | 0 | 0 | 0 | 0 | 0 | 0 | 0 | 0
NSR Big Cajun 2- Unit 1 - Hg Rate Annual v5.13 | 858 | 5955 | Rate Constraint in lbs/MMBtu | FALSE | L | Annual | Allowances Banked | lbs | 0 | 0 | 0 | 0 | 0 | 0 | 0 | 0
NSR Big Cajun 2- Unit 1 - Hg Rate Annual v5.13 | 858 | 5955 | Rate Constraint in lbs/MMBtu | FALSE | L | Annual | Allowances Withdrawn (1:1) | lbs | 0 | 0 | 0 | 0 | 0 | 0 | 0 | 0
NSR Big Cajun 2- Unit 1 - Hg Rate Annual v5.13 | 858 | 5955 | Rate Constraint in lbs/MMBtu | FALSE | L | Annual | Allowances Withdrawn (n:1) | lbs | 0 | 0 | 0 | 0 | 0 | 0 | 0 | 0
NSR Big Cajun 2- Unit 1 - Hg Rate Annual v5.13 | 858 | 5955 | Rate Constraint in lbs/MMBtu | FALSE | L | Annual | Net Emissions Allowance Position | lbs | 0 | 0 | 0 | 0 | 0 | 0 | 0 | 0
NSR Big Cajun 2- Unit 1 - Hg Rate Annual v5.13 | 858 | 5955 | Rate Constraint in lbs/MMBtu | FALSE | L | Annual | Fuel Consumed | TBtu | 0 | 0 | 0 | 0 | 0 | 0 | 0 | 0
NSR Big Cajun 2- Unit 1 - Hg Rate Annual v5.13 | 858 | 5955 | Rate Constraint in lbs/MMBtu | FALSE | L | Annual | Rate | lb/MMBtu | 0 | 0 | 0 | 0 | 0 | 0 | 0 | 0
NSR Big Cajun 2- Unit 1 - Hg Rate Annual v5.13 | 858 | 5955 | Rate Constraint in lbs/MMBtu | FALSE | L | Annual | Generation | TWh | 0 | 0 | 0 | 0 | 0 | 0 | 0 | 0
NSR Big Cajun 2- Unit 1 - Hg Rate Annual v5.13 | 858 | 5955 | Rate Constraint in lbs/MMBtu | FALSE | L | Annual | Qualifying Generation | TWh | 0 | 0 | 0 | 0 | 0 | 0 | 0 | 0
NSR Big Cajun 2- Unit 1 - Hg Rate Annual v5.13 | 858 | 5955 | Rate Constraint in lbs/MMBtu | FALSE | L | Annual | Rate | lb/MWh | 0 | 0 | 0 | 0 | 0 | 0 | 0 | 0
NSR Big Cajun 2- Unit 1 - Hg Rate Annual v5.13 | 858 | 5955 | Rate Constraint in lbs/MMBtu | FALSE | L | Annual | Constraint Shadow Price | US2016$/Lb | 0 | 0 | 0 | 0 | 0 | 0 | 0 | 0
NSR Big Cajun 2- Unit 1 - NOx Rate Annual v5.13 | 859 | 5954 | Rate Constraint in lbs/MMBtu | FALSE | L | Annual | Seasons Included | Seasons | Winter, WintShld, Summer | Winter, WintShld, Summer | Winter, WintShld, Summer | Winter, WintShld, Summer | Winter, WintShld, Summer | Winter, WintShld, Summer | Winter, WintShld, Summer | Winter, WintShld, Summer
NSR Big Cajun 2- Unit 1 - NOx Rate Annual v5.13 | 859 | 5954 | Rate Constraint in lbs/MMBtu | FALSE | L | Annual | Standard NOX | lb/MMBtu | 0.15 | 0.15 | 0.15 | 0.15 | 0.15 | 0.15 | 0.15 | 0.15
NSR Big Cajun 2- Unit 1 - NOx Rate Annual v5.13 | 859 | 5954 | Rate Constraint in lbs/MMBtu | FALSE | L | Annual | Emissions at Affected Plants NOX | Thousand Tons | 0 | 0 | 0 | 0 | 0 | 0 | 0 | 0
NSR Big Cajun 2- Unit 1 - NOx Rate Annual v5.13 | 859 | 5954 | Rate Constraint in lbs/MMBtu | FALSE | L | Annual | Allowances Purchased NOX | Thousand Tons | 0 | 0 | 0 | 0 | 0 | 0 | 0 | 0
NSR Big Cajun 2- Unit 1 - NOx Rate Annual v5.13 | 859 | 5954 | Rate Constraint in lbs/MMBtu | FALSE | L | Annual | Allowances Sold NOX | Thousand Tons | 0 | 0 | 0 | 0 | 0 | 0 | 0 | 0
NSR Big Cajun 2- Unit 1 - NOx Rate Annual v5.13 | 859 | 5954 | Rate Constraint in lbs/MMBtu | FALSE | L | Annual | Allowances Banked | Thousand Tons | 0 | 0 | 0 | 0 | 0 | 0 | 0 | 0
NSR Big Cajun 2- Unit 1 - NOx Rate Annual v5.13 | 859 | 5954 | Rate Constraint in lbs/MMBtu | FALSE | L | Annual | Allowances Withdrawn (1:1) | Thousand Tons | 0 | 0 | 0 | 0 | 0 | 0 | 0 | 0
NSR Big Cajun 2- Unit 1 - NOx Rate Annual v5.13 | 859 | 5954 | Rate Constraint in lbs/MMBtu | FALSE | L | Annual | Allowances Withdrawn (n:1) | Thousand Tons | 0 | 0 | 0 | 0 | 0 | 0 | 0 | 0
NSR Big Cajun 2- Unit 1 - NOx Rate Annual v5.13 | 859 | 5954 | Rate Constraint in lbs/MMBtu | FALSE | L | Annual | Net Emissions Allowance Position | Thousand Tons | 0 | 0 | 0 | 0 | 0 | 0 | 0 | 0
NSR Big Cajun 2- Unit 1 - NOx Rate Annual v5.13 | 859 | 5954 | Rate Constraint in lbs/MMBtu | FALSE | L | Annual | Fuel Consumed | TBtu | 0 | 0 | 0 | 0 | 0 | 0 | 0 | 0
NSR Big Cajun 2- Unit 1 - NOx Rate Annual v5.13 | 859 | 5954 | Rate Constraint in lbs/MMBtu | FALSE | L | Annual | Rate | lb/MMBtu | 0 | 0 | 0 | 0 | 0 | 0 | 0 | 0
NSR Big Cajun 2- Unit 1 - NOx Rate Annual v5.13 | 859 | 5954 | Rate Constraint in lbs/MMBtu | FALSE | L | Annual | Generation | TWh | 0 | 0 | 0 | 0 | 0 | 0 | 0 | 0
NSR Big Cajun 2- Unit 1 - NOx Rate Annual v5.13 | 859 | 5954 | Rate Constraint in lbs/MMBtu | FALSE | L | Annual | Qualifying Generation | TWh | 0 | 0 | 0 | 0 | 0 | 0 | 0 | 0
NSR Big Cajun 2- Unit 1 - NOx Rate Annual v5.13 | 859 | 5954 | Rate Constraint in lbs/MMBtu | FALSE | L | Annual | Rate | lb/MWh | 0 | 0 | 0 | 0 | 0 | 0 | 0 | 0
NSR Big Cajun 2- Unit 1 - NOx Rate Annual v5.13 | 859 | 5954 | Rate Constraint in lbs/MMBtu | FALSE | L | Annual | Constraint Shadow Price | US2016$/Ton | 0 | 0 | 0 | 0 | 0 | 0 | 0 | 0
NSR Big Cajun 2- Unit 1 - SO2 Rate Annual v5.13 | 860 | 5953 | Rate Constraint in lbs/MMBtu | FALSE | L | Annual | Seasons Included | Seasons | Winter, WintShld, Summer | Winter, WintShld, Summer | Winter, WintShld, Summer | Winter, WintShld, Summer | Winter, WintShld, Summer | Winter, WintShld, Summer | Winter, WintShld, Summer | Winter, WintShld, Summer
NSR Big Cajun 2- Unit 1 - SO2 Rate Annual v5.13 | 860 | 5953 | Rate Constraint in lbs/MMBtu | FALSE | L | Annual | Standard SO2 | lb/MMBtu | 0.38 | 0.38 | 0.07 | 0.07 | 0.07 | 0.07 | 0.07 | 0.07
NSR Big Cajun 2- Unit 1 - SO2 Rate Annual v5.13 | 860 | 5953 | Rate Constraint in lbs/MMBtu | FALSE | L | Annual | Emissions at Affected Plants SO2 | Thousand Tons | 0 | 0 | 0 | 0 | 0 | 0 | 0 | 0
NSR Big Cajun 2- Unit 1 - SO2 Rate Annual v5.13 | 860 | 5953 | Rate Constraint in lbs/MMBtu | FALSE | L | Annual | Allowances Purchased SO2 | Thousand Tons | 0 | 0 | 0 | 0 | 0 | 0 | 0 | 0
NSR Big Cajun 2- Unit 1 - SO2 Rate Annual v5.13 | 860 | 5953 | Rate Constraint in lbs/MMBtu | FALSE | L | Annual | Allowances Sold SO2 | Thousand Tons | 0 | 0 | 0 | 0 | 0 | 0 | 0 | 0
NSR Big Cajun 2- Unit 1 - SO2 Rate Annual v5.13 | 860 | 5953 | Rate Constraint in lbs/MMBtu | FALSE | L | Annual | Allowances Banked | Thousand Tons | 0 | 0 | 0 | 0 | 0 | 0 | 0 | 0
NSR Big Cajun 2- Unit 1 - SO2 Rate Annual v5.13 | 860 | 5953 | Rate Constraint in lbs/MMBtu | FALSE | L | Annual | Allowances Withdrawn (1:1) | Thousand Tons | 0 | 0 | 0 | 0 | 0 | 0 | 0 | 0
NSR Big Cajun 2- Unit 1 - SO2 Rate Annual v5.13 | 860 | 5953 | Rate Constraint in lbs/MMBtu | FALSE | L | Annual | Allowances Withdrawn (n:1) | Thousand Tons | 0 | 0 | 0 | 0 | 0 | 0 | 0 | 0
NSR Big Cajun 2- Unit 1 - SO2 Rate Annual v5.13 | 860 | 5953 | Rate Constraint in lbs/MMBtu | FALSE | L | Annual | Net Emissions Allowance Position | Thousand Tons | 0 | 0 | 0 | 0 | 0 | 0 | 0 | 0
NSR Big Cajun 2- Unit 1 - SO2 Rate Annual v5.13 | 860 | 5953 | Rate Constraint in lbs/MMBtu | FALSE | L | Annual | Fuel Consumed | TBtu | 0 | 0 | 0 | 0 | 0 | 0 | 0 | 0
NSR Big Cajun 2- Unit 1 - SO2 Rate Annual v5.13 | 860 | 5953 | Rate Constraint in lbs/MMBtu | FALSE | L | Annual | Rate | lb/MMBtu | 0 | 0 | 0 | 0 | 0 | 0 | 0 | 0
NSR Big Cajun 2- Unit 1 - SO2 Rate Annual v5.13 | 860 | 5953 | Rate Constraint in lbs/MMBtu | FALSE | L | Annual | Generation | TWh | 0 | 0 | 0 | 0 | 0 | 0 | 0 | 0
NSR Big Cajun 2- Unit 1 - SO2 Rate Annual v5.13 | 860 | 5953 | Rate Constraint in lbs/MMBtu | FALSE | L | Annual | Qualifying Generation | TWh | 0 | 0 | 0 | 0 | 0 | 0 | 0 | 0
NSR Big Cajun 2- Unit 1 - SO2 Rate Annual v5.13 | 860 | 5953 | Rate Constraint in lbs/MMBtu | FALSE | L | Annual | Rate | lb/MWh | 0 | 0 | 0 | 0 | 0 | 0 | 0 | 0
NSR Big Cajun 2- Unit 1 - SO2 Rate Annual v5.13 | 860 | 5953 | Rate Constraint in lbs/MMBtu | FALSE | L | Annual | Constraint Shadow Price | US2016$/Ton | 0 | 0 | 32331.5552 | 30426.7813 | 37022.9294 | 43040.0312 | 49851.7229 | 47360.7789
NSR Big Cajun 2- Unit 3 - Hg Rate Annual v5.13 | 861 | 6029 | Rate Constraint in lbs/MMBtu | FALSE | L | Annual | Seasons Included | Seasons | Winter, WintShld, Summer | Winter, WintShld, Summer | Winter, WintShld, Summer | Winter, WintShld, Summer | Winter, WintShld, Summer | Winter, WintShld, Summer | Winter, WintShld, Summer | Winter, WintShld, Summer
NSR Big Cajun 2- Unit 3 - Hg Rate Annual v5.13 | 861 | 6029 | Rate Constraint in lbs/MMBtu | FALSE | L | Annual | Standard MER | lb/MMBtu | 0.03 | 0.03 | 0.03 | 0.03 | 0.03 | 0.03 | 0.03 | 0.03
NSR Big Cajun 2- Unit 3 - Hg Rate Annual v5.13 | 861 | 6029 | Rate Constraint in lbs/MMBtu | FALSE | L | Annual | Emissions at Affected Plants MER | lbs | 4.6615 | 12.4194 | 12.8505 | 12.8505 | 12.8505 | 14.6952 | 14.6952 | 9.2711
NSR Big Cajun 2- Unit 3 - Hg Rate Annual v5.13 | 861 | 6029 | Rate Constraint in lbs/MMBtu | FALSE | L | Annual | Allowances Purchased MER | lbs | 0 | 0 | 0 | 0 | 0 | 0 | 0 | 0
NSR Big Cajun 2- Unit 3 - Hg Rate Annual v5.13 | 861 | 6029 | Rate Constraint in lbs/MMBtu | FALSE | L | Annual | Allowances Sold MER | lbs | 0 | 0 | 0 | 0 | 0 | 0 | 0 | 0
NSR Big Cajun 2- Unit 3 - Hg Rate Annual v5.13 | 861 | 6029 | Rate Constraint in lbs/MMBtu | FALSE | L | Annual | Allowances Banked | lbs | 0 | 0 | 0 | 0 | 0 | 0 | 0 | 0
NSR Big Cajun 2- Unit 3 - Hg Rate Annual v5.13 | 861 | 6029 | Rate Constraint in lbs/MMBtu | FALSE | L | Annual | Allowances Withdrawn (1:1) | lbs | 0 | 0 | 0 | 0 | 0 | 0 | 0 | 0
NSR Big Cajun 2- Unit 3 - Hg Rate Annual v5.13 | 861 | 6029 | Rate Constraint in lbs/MMBtu | FALSE | L | Annual | Allowances Withdrawn (n:1) | lbs | 0 | 0 | 0 | 0 | 0 | 0 | 0 | 0
NSR Big Cajun 2- Unit 3 - Hg Rate Annual v5.13 | 861 | 6029 | Rate Constraint in lbs/MMBtu | FALSE | L | Annual | Net Emissions Allowance Position | lbs | 4.6615 | 12.4194 | 12.8505 | 12.8505 | 12.8505 | 14.6952 | 14.6952 | 9.2711
NSR Big Cajun 2- Unit 3 - Hg Rate Annual v5.13 | 861 | 6029 | Rate Constraint in lbs/MMBtu | FALSE | L | Annual | Fuel Consumed | TBtu | 8.3074 | 22.1331 | 22.9013 | 22.9013 | 22.9013 | 26.1888 | 26.1888 | 16.5224
NSR Big Cajun 2- Unit 3 - Hg Rate Annual v5.13 | 861 | 6029 | Rate Constraint in lbs/MMBtu | FALSE | L | Annual | Rate | lb/MMBtu | 5.6112e-07 | 5.6112e-07 | 5.6112e-07 | 5.6112e-07 | 5.6112e-07 | 5.6112e-07 | 5.6112e-07 | 5.6112e-07
NSR Big Cajun 2- Unit 3 - Hg Rate Annual v5.13 | 861 | 6029 | Rate Constraint in lbs/MMBtu | FALSE | L | Annual | Generation | TWh | 0.78616 | 2.0946 | 2.207 | 2.207 | 2.207 | 2.5238 | 2.5238 | 1.5922
NSR Big Cajun 2- Unit 3 - Hg Rate Annual v5.13 | 861 | 6029 | Rate Constraint in lbs/MMBtu | FALSE | L | Annual | Qualifying Generation | TWh | 0.78616 | 2.0946 | 2.207 | 2.207 | 2.207 | 2.5238 | 2.5238 | 1.5922
NSR Big Cajun 2- Unit 3 - Hg Rate Annual v5.13 | 861 | 6029 | Rate Constraint in lbs/MMBtu | FALSE | L | Annual | Rate | lb/MWh | 5.9294e-06 | 5.9294e-06 | 5.8227e-06 | 5.8227e-06 | 5.8227e-06 | 5.8227e-06 | 5.8227e-06 | 5.8227e-06
NSR Big Cajun 2- Unit 3 - Hg Rate Annual v5.13 | 861 | 6029 | Rate Constraint in lbs/MMBtu | FALSE | L | Annual | Constraint Shadow Price | US2016$/Lb | 0 | 0 | 0 | 0 | 0 | 0 | 0 | 0
NSR Big Cajun 2- Unit 3 - NOx Rate Annual v5.13 | 862 | 5996 | Rate Constraint in lbs/MMBtu | FALSE | L | Annual | Seasons Included | Seasons | Winter, WintShld, Summer | Winter, WintShld, Summer | Winter, WintShld, Summer | Winter, WintShld, Summer | Winter, WintShld, Summer | Winter, WintShld, Summer | Winter, WintShld, Summer | Winter, WintShld, Summer
NSR Big Cajun 2- Unit 3 - NOx Rate Annual v5.13 | 862 | 5996 | Rate Constraint in lbs/MMBtu | FALSE | L | Annual | Standard NOX | lb/MMBtu | 0.135 | 0.135 | 0.135 | 0.135 | 0.135 | 0.135 | 0.135 | 0.135
NSR Big Cajun 2- Unit 3 - NOx Rate Annual v5.13 | 862 | 5996 | Rate Constraint in lbs/MMBtu | FALSE | L | Annual | Emissions at Affected Plants NOX | Thousand Tons | 0.51618 | 1.3752 | 1.423 | 1.423 | 1.423 | 1.6272 | 1.6272 | 1.0266
NSR Big Cajun 2- Unit 3 - NOx Rate Annual v5.13 | 862 | 5996 | Rate Constraint in lbs/MMBtu | FALSE | L | Annual | Allowances Purchased NOX | Thousand Tons | 0 | 0 | 0 | 0 | 0 | 0 | 0 | 0
NSR Big Cajun 2- Unit 3 - NOx Rate Annual v5.13 | 862 | 5996 | Rate Constraint in lbs/MMBtu | FALSE | L | Annual | Allowances Sold NOX | Thousand Tons | 0 | 0 | 0 | 0 | 0 | 0 | 0 | 0
NSR Big Cajun 2- Unit 3 - NOx Rate Annual v5.13 | 862 | 5996 | Rate Constraint in lbs/MMBtu | FALSE | L | Annual | Allowances Banked | Thousand Tons | 0 | 0 | 0 | 0 | 0 | 0 | 0 | 0
NSR Big Cajun 2- Unit 3 - NOx Rate Annual v5.13 | 862 | 5996 | Rate Constraint in lbs/MMBtu | FALSE | L | Annual | Allowances Withdrawn (1:1) | Thousand Tons | 0 | 0 | 0 | 0 | 0 | 0 | 0 | 0
NSR Big Cajun 2- Unit 3 - NOx Rate Annual v5.13 | 862 | 5996 | Rate Constraint in lbs/MMBtu | FALSE | L | Annual | Allowances Withdrawn (n:1) | Thousand Tons | 0 | 0 | 0 | 0 | 0 | 0 | 0 | 0
NSR Big Cajun 2- Unit 3 - NOx Rate Annual v5.13 | 862 | 5996 | Rate Constraint in lbs/MMBtu | FALSE | L | Annual | Net Emissions Allowance Position | Thousand Tons | 0.51618 | 1.3752 | 1.423 | 1.423 | 1.423 | 1.6272 | 1.6272 | 1.0266
NSR Big Cajun 2- Unit 3 - NOx Rate Annual v5.13 | 862 | 5996 | Rate Constraint in lbs/MMBtu | FALSE | L | Annual | Fuel Consumed | TBtu | 8.3074 | 22.1331 | 22.9013 | 22.9013 | 22.9013 | 26.1888 | 26.1888 | 16.5224
NSR Big Cajun 2- Unit 3 - NOx Rate Annual v5.13 | 862 | 5996 | Rate Constraint in lbs/MMBtu | FALSE | L | Annual | Rate | lb/MMBtu | 0.12427 | 0.12427 | 0.12427 | 0.12427 | 0.12427 | 0.12427 | 0.12427 | 0.12427
NSR Big Cajun 2- Unit 3 - NOx Rate Annual v5.13 | 862 | 5996 | Rate Constraint in lbs/MMBtu | FALSE | L | Annual | Generation | TWh | 0.78616 | 2.0946 | 2.207 | 2.207 | 2.207 | 2.5238 | 2.5238 | 1.5922
NSR Big Cajun 2- Unit 3 - NOx Rate Annual v5.13 | 862 | 5996 | Rate Constraint in lbs/MMBtu | FALSE | L | Annual | Qualifying Generation | TWh | 0.78616 | 2.0946 | 2.207 | 2.207 | 2.207 | 2.5238 | 2.5238 | 1.5922
NSR Big Cajun 2- Unit 3 - NOx Rate Annual v5.13 | 862 | 5996 | Rate Constraint in lbs/MMBtu | FALSE | L | Annual | Rate | lb/MWh | 1.3132 | 1.3132 | 1.2895 | 1.2895 | 1.2895 | 1.2895 | 1.2895 | 1.2895
NSR Big Cajun 2- Unit 3 - NOx Rate Annual v5.13 | 862 | 5996 | Rate Constraint in lbs/MMBtu | FALSE | L | Annual | Constraint Shadow Price | US2016$/Ton | 0 | 0 | 0 | 0 | 0 | 0 | 0 | 0
NSR Boswell 1-3 - SO2 Rate Annual v5.14 | 863 | 6425 | Rate Constraint in lbs/MMBtu | FALSE | L | Annual | Seasons Included | Seasons | Winter, WintShld, Summer | Winter, WintShld, Summer | Winter, WintShld, Summer | Winter, WintShld, Summer | Winter, WintShld, Summer | Winter, WintShld, Summer | Winter, WintShld, Summer | Winter, WintShld, Summer
NSR Boswell 1-3 - SO2 Rate Annual v5.14 | 863 | 6425 | Rate Constraint in lbs/MMBtu | FALSE | L | Annual | Standard SO2 | lb/MMBtu | 0.03 | 0.03 | 0.03 | 0.03 | 0.03 | 0.03 | 0.03 | 0.03
NSR Boswell 1-3 - SO2 Rate Annual v5.14 | 863 | 6425 | Rate Constraint in lbs/MMBtu | FALSE | L | Annual | Emissions at Affected Plants SO2 | Thousand Tons | 0.33279 | 0.39063 | 0.38446 | 0.3742 | 0.3742 | 0.3742 | 0.25412 | 0.22912
NSR Boswell 1-3 - SO2 Rate Annual v5.14 | 863 | 6425 | Rate Constraint in lbs/MMBtu | FALSE | L | Annual | Allowances Purchased SO2 | Thousand Tons | 0 | 0 | 0 | 0 | 0 | 0 | 0 | 0
NSR Boswell 1-3 - SO2 Rate Annual v5.14 | 863 | 6425 | Rate Constraint in lbs/MMBtu | FALSE | L | Annual | Allowances Sold SO2 | Thousand Tons | 0 | 0 | 0 | 0 | 0 | 0 | 0 | 0
NSR Boswell 1-3 - SO2 Rate Annual v5.14 | 863 | 6425 | Rate Constraint in lbs/MMBtu | FALSE | L | Annual | Allowances Banked | Thousand Tons | 0 | 0 | 0 | 0 | 0 | 0 | 0 | 0
NSR Boswell 1-3 - SO2 Rate Annual v5.14 | 863 | 6425 | Rate Constraint in lbs/MMBtu | FALSE | L | Annual | Allowances Withdrawn (1:1) | Thousand Tons | 0 | 0 | 0 | 0 | 0 | 0 | 0 | 0
NSR Boswell 1-3 - SO2 Rate Annual v5.14 | 863 | 6425 | Rate Constraint in lbs/MMBtu | FALSE | L | Annual | Allowances Withdrawn (n:1) | Thousand Tons | 0 | 0 | 0 | 0 | 0 | 0 | 0 | 0
NSR Boswell 1-3 - SO2 Rate Annual v5.14 | 863 | 6425 | Rate Constraint in lbs/MMBtu | FALSE | L | Annual | Net Emissions Allowance Position | Thousand Tons | 0.33279 | 0.39063 | 0.38446 | 0.3742 | 0.3742 | 0.3742 | 0.25412 | 0.22912
NSR Boswell 1-3 - SO2 Rate Annual v5.14 | 863 | 6425 | Rate Constraint in lbs/MMBtu | FALSE | L | Annual | Fuel Consumed | TBtu | 22.1863 | 26.127 | 25.6306 | 24.9466 | 24.9466 | 24.9466 | 16.941 | 15.2745
NSR Boswell 1-3 - SO2 Rate Annual v5.14 | 863 | 6425 | Rate Constraint in lbs/MMBtu | FALSE | L | Annual | Rate | lb/MMBtu | 0.03 | 0.029903 | 0.03 | 0.03 | 0.03 | 0.03 | 0.03 | 0.03
NSR Boswell 1-3 - SO2 Rate Annual v5.14 | 863 | 6425 | Rate Constraint in lbs/MMBtu | FALSE | L | Annual | Generation | TWh | 2.108 | 2.4824 | 2.4824 | 2.4161 | 2.4161 | 2.4161 | 1.6408 | 1.4794
NSR Boswell 1-3 - SO2 Rate Annual v5.14 | 863 | 6425 | Rate Constraint in lbs/MMBtu | FALSE | L | Annual | Qualifying Generation | TWh | 2.108 | 2.4824 | 2.4824 | 2.4161 | 2.4161 | 2.4161 | 1.6408 | 1.4794
NSR Boswell 1-3 - SO2 Rate Annual v5.14 | 863 | 6425 | Rate Constraint in lbs/MMBtu | FALSE | L | Annual | Rate | lb/MWh | 0.31575 | 0.31472 | 0.30975 | 0.30975 | 0.30975 | 0.30975 | 0.30975 | 0.30975
NSR Boswell 1-3 - SO2 Rate Annual v5.14 | 863 | 6425 | Rate Constraint in lbs/MMBtu | FALSE | L | Annual | Constraint Shadow Price | US2016$/Ton | 769.735 | 0 | 766.6607 | 9068.4523 | 9787.5079 | 8770.5201 | 7087.9021 | 8554.8424
NSR Boswell 3 - NOX Rate Annual v5.14 | 864 | 6133 | Rate Constraint in lbs/MMBtu | FALSE | L | Annual | Seasons Included | Seasons | Winter, WintShld, Summer | Winter, WintShld, Summer | Winter, WintShld, Summer | Winter, WintShld, Summer | Winter, WintShld, Summer | Winter, WintShld, Summer | Winter, WintShld, Summer | Winter, WintShld, Summer
NSR Boswell 3 - NOX Rate Annual v5.14 | 864 | 6133 | Rate Constraint in lbs/MMBtu | FALSE | L | Annual | Standard NOX | lb/MMBtu | 0.06 | 0.06 | 0.06 | 0.06 | 0.06 | 0.06 | 0.06 | 0.06
NSR Boswell 3 - NOX Rate Annual v5.14 | 864 | 6133 | Rate Constraint in lbs/MMBtu | FALSE | L | Annual | Emissions at Affected Plants NOX | Thousand Tons | 0.62798 | 0.73952 | 0.72547 | 0.70611 | 0.70611 | 0.70611 | 0.47952 | 0.43235
NSR Boswell 3 - NOX Rate Annual v5.14 | 864 | 6133 | Rate Constraint in lbs/MMBtu | FALSE | L | Annual | Allowances Purchased NOX | Thousand Tons | 0 | 0 | 0 | 0 | 0 | 0 | 0 | 0
NSR Boswell 3 - NOX Rate Annual v5.14 | 864 | 6133 | Rate Constraint in lbs/MMBtu | FALSE | L | Annual | Allowances Sold NOX | Thousand Tons | 0 | 0 | 0 | 0 | 0 | 0 | 0 | 0
NSR Boswell 3 - NOX Rate Annual v5.14 | 864 | 6133 | Rate Constraint in lbs/MMBtu | FALSE | L | Annual | Allowances Banked | Thousand Tons | 0 | 0 | 0 | 0 | 0 | 0 | 0 | 0
NSR Boswell 3 - NOX Rate Annual v5.14 | 864 | 6133 | Rate Constraint in lbs/MMBtu | FALSE | L | Annual | Allowances Withdrawn (1:1) | Thousand Tons | 0 | 0 | 0 | 0 | 0 | 0 | 0 | 0
NSR Boswell 3 - NOX Rate Annual v5.14 | 864 | 6133 | Rate Constraint in lbs/MMBtu | FALSE | L | Annual | Allowances Withdrawn (n:1) | Thousand Tons | 0 | 0 | 0 | 0 | 0 | 0 | 0 | 0
NSR Boswell 3 - NOX Rate Annual v5.14 | 864 | 6133 | Rate Constraint in lbs/MMBtu | FALSE | L | Annual | Net Emissions Allowance Position | Thousand Tons | 0.62798 | 0.73952 | 0.72547 | 0.70611 | 0.70611 | 0.70611 | 0.47952 | 0.43235
NSR Boswell 3 - NOX Rate Annual v5.14 | 864 | 6133 | Rate Constraint in lbs/MMBtu | FALSE | L | Annual | Fuel Consumed | TBtu | 22.1863 | 26.127 | 25.6306 | 24.9466 | 24.9466 | 24.9466 | 16.941 | 15.2745
NSR Boswell 3 - NOX Rate Annual v5.14 | 864 | 6133 | Rate Constraint in lbs/MMBtu | FALSE | L | Annual | Rate | lb/MMBtu | 0.05661 | 0.05661 | 0.05661 | 0.05661 | 0.05661 | 0.05661 | 0.05661 | 0.05661
NSR Boswell 3 - NOX Rate Annual v5.14 | 864 | 6133 | Rate Constraint in lbs/MMBtu | FALSE | L | Annual | Generation | TWh | 2.108 | 2.4824 | 2.4824 | 2.4161 | 2.4161 | 2.4161 | 1.6408 | 1.4794
NSR Boswell 3 - NOX Rate Annual v5.14 | 864 | 6133 | Rate Constraint in lbs/MMBtu | FALSE | L | Annual | Qualifying Generation | TWh | 2.108 | 2.4824 | 2.4824 | 2.4161 | 2.4161 | 2.4161 | 1.6408 | 1.4794
NSR Boswell 3 - NOX Rate Annual v5.14 | 864 | 6133 | Rate Constraint in lbs/MMBtu | FALSE | L | Annual | Rate | lb/MWh | 0.59582 | 0.59582 | 0.5845 | 0.5845 | 0.5845 | 0.5845 | 0.5845 | 0.5845
NSR Boswell 3 - NOX Rate Annual v5.14 | 864 | 6133 | Rate Constraint in lbs/MMBtu | FALSE | L | Annual | Constraint Shadow Price | US2016$/Ton | 0 | 0 | 0 | 0 | 0 | 0 | 0 | 0
NSR Boswell 4 - NOX Rate Annual v5.14 | 865 | 6134 | Rate Constraint in lbs/MMBtu | FALSE | L | Annual | Seasons Included | Seasons | Winter, WintShld, Summer | Winter, WintShld, Summer | Winter, WintShld, Summer | Winter, WintShld, Summer | Winter, WintShld, Summer | Winter, WintShld, Summer | Winter, WintShld, Summer | Winter, WintShld, Summer
NSR Boswell 4 - NOX Rate Annual v5.14 | 865 | 6134 | Rate Constraint in lbs/MMBtu | FALSE | L | Annual | Standard NOX | lb/MMBtu | 0.12 | 0.12 | 0.12 | 0.12 | 0.12 | 0.12 | 0.12 | 0.12
NSR Boswell 4 - NOX Rate Annual v5.14 | 865 | 6134 | Rate Constraint in lbs/MMBtu | FALSE | L | Annual | Emissions at Affected Plants NOX | Thousand Tons | 1.2484 | 1.6736 | 1.9468 | 2.0866 | 1.657 | 1.8044 | 1.3527 | 1.3064
NSR Boswell 4 - NOX Rate Annual v5.14 | 865 | 6134 | Rate Constraint in lbs/MMBtu | FALSE | L | Annual | Allowances Purchased NOX | Thousand Tons | 0 | 0 | 0 | 0 | 0 | 0 | 0 | 0
NSR Boswell 4 - NOX Rate Annual v5.14 | 865 | 6134 | Rate Constraint in lbs/MMBtu | FALSE | L | Annual | Allowances Sold NOX | Thousand Tons | 0 | 0 | 0 | 0 | 0 | 0 | 0 | 0
NSR Boswell 4 - NOX Rate Annual v5.14 | 865 | 6134 | Rate Constraint in lbs/MMBtu | FALSE | L | Annual | Allowances Banked | Thousand Tons | 0 | 0 | 0 | 0 | 0 | 0 | 0 | 0
NSR Boswell 4 - NOX Rate Annual v5.14 | 865 | 6134 | Rate Constraint in lbs/MMBtu | FALSE | L | Annual | Allowances Withdrawn (1:1) | Thousand Tons | 0 | 0 | 0 | 0 | 0 | 0 | 0 | 0
NSR Boswell 4 - NOX Rate Annual v5.14 | 865 | 6134 | Rate Constraint in lbs/MMBtu | FALSE | L | Annual | Allowances Withdrawn (n:1) | Thousand Tons | 0 | 0 | 0 | 0 | 0 | 0 | 0 | 0
NSR Boswell 4 - NOX Rate Annual v5.14 | 865 | 6134 | Rate Constraint in lbs/MMBtu | FALSE | L | Annual | Net Emissions Allowance Position | Thousand Tons | 1.2484 | 1.6736 | 1.9468 | 2.0866 | 1.657 | 1.8044 | 1.3527 | 1.3064
NSR Boswell 4 - NOX Rate Annual v5.14 | 865 | 6134 | Rate Constraint in lbs/MMBtu | FALSE | L | Annual | Fuel Consumed | TBtu | 23.0779 | 30.9375 | 35.988 | 38.573 | 30.6312 | 33.3566 | 25.0056 | 24.1503
NSR Boswell 4 - NOX Rate Annual v5.14 | 865 | 6134 | Rate Constraint in lbs/MMBtu | FALSE | L | Annual | Rate | lb/MMBtu | 0.10819 | 0.10819 | 0.10819 | 0.10819 | 0.10819 | 0.10819 | 0.10819 | 0.10819
NSR Boswell 4 - NOX Rate Annual v5.14 | 865 | 6134 | Rate Constraint in lbs/MMBtu | FALSE | L | Annual | Generation | TWh | 2.1796 | 2.9219 | 3.4612 | 3.7099 | 2.946 | 3.2082 | 2.405 | 2.3227
NSR Boswell 4 - NOX Rate Annual v5.14 | 865 | 6134 | Rate Constraint in lbs/MMBtu | FALSE | L | Annual | Qualifying Generation | TWh | 2.1796 | 2.9219 | 3.4612 | 3.7099 | 2.946 | 3.2082 | 2.405 | 2.3227
NSR Boswell 4 - NOX Rate Annual v5.14 | 865 | 6134 | Rate Constraint in lbs/MMBtu | FALSE | L | Annual | Rate | lb/MWh | 1.1455 | 1.1455 | 1.1249 | 1.1249 | 1.1249 | 1.1249 | 1.1249 | 1.1249
NSR Boswell 4 - NOX Rate Annual v5.14 | 865 | 6134 | Rate Constraint in lbs/MMBtu | FALSE | L | Annual | Constraint Shadow Price | US2016$/Ton | 0 | 0 | 0 | 0 | 0 | 0 | 0 | 0
NSR Boswell 4 - SO2 Rate Annual v5.14 | 866 | 6426 | Rate Constraint in lbs/MMBtu | FALSE | L | Annual | Seasons Included | Seasons | Winter, WintShld, Summer | Winter, WintShld, Summer | Winter, WintShld, Summer | Winter, WintShld, Summer | Winter, WintShld, Summer | Winter, WintShld, Summer | Winter, WintShld, Summer | Winter, WintShld, Summer
NSR Boswell 4 - SO2 Rate Annual v5.14 | 866 | 6426 | Rate Constraint in lbs/MMBtu | FALSE | L | Annual | Standard SO2 | lb/MMBtu | 0.03 | 0.03 | 0.03 | 0.03 | 0.03 | 0.03 | 0.03 | 0.03
NSR Boswell 4 - SO2 Rate Annual v5.14 | 866 | 6426 | Rate Constraint in lbs/MMBtu | FALSE | L | Annual | Emissions at Affected Plants SO2 | Thousand Tons | 0.27083 | 0.36307 | 0.42234 | 0.45267 | 0.35947 | 0.39146 | 0.29345 | 0.28341
NSR Boswell 4 - SO2 Rate Annual v5.14 | 866 | 6426 | Rate Constraint in lbs/MMBtu | FALSE | L | Annual | Allowances Purchased SO2 | Thousand Tons | 0 | 0 | 0 | 0 | 0 | 0 | 0 | 0
NSR Boswell 4 - SO2 Rate Annual v5.14 | 866 | 6426 | Rate Constraint in lbs/MMBtu | FALSE | L | Annual | Allowances Sold SO2 | Thousand Tons | 0 | 0 | 0 | 0 | 0 | 0 | 0 | 0
NSR Boswell 4 - SO2 Rate Annual v5.14 | 866 | 6426 | Rate Constraint in lbs/MMBtu | FALSE | L | Annual | Allowances Banked | Thousand Tons | 0 | 0 | 0 | 0 | 0 | 0 | 0 | 0
NSR Boswell 4 - SO2 Rate Annual v5.14 | 866 | 6426 | Rate Constraint in lbs/MMBtu | FALSE | L | Annual | Allowances Withdrawn (1:1) | Thousand Tons | 0 | 0 | 0 | 0 | 0 | 0 | 0 | 0
NSR Boswell 4 - SO2 Rate Annual v5.14 | 866 | 6426 | Rate Constraint in lbs/MMBtu | FALSE | L | Annual | Allowances Withdrawn (n:1) | Thousand Tons | 0 | 0 | 0 | 0 | 0 | 0 | 0 | 0
NSR Boswell 4 - SO2 Rate Annual v5.14 | 866 | 6426 | Rate Constraint in lbs/MMBtu | FALSE | L | Annual | Net Emissions Allowance Position | Thousand Tons | 0.27083 | 0.36307 | 0.42234 | 0.45267 | 0.35947 | 0.39146 | 0.29345 | 0.28341
NSR Boswell 4 - SO2 Rate Annual v5.14 | 866 | 6426 | Rate Constraint in lbs/MMBtu | FALSE | L | Annual | Fuel Consumed | TBtu | 23.0779 | 30.9375 | 35.988 | 38.573 | 30.6312 | 33.3566 | 25.0056 | 24.1503
NSR Boswell 4 - SO2 Rate Annual v5.14 | 866 | 6426 | Rate Constraint in lbs/MMBtu | FALSE | L | Annual | Rate | lb/MMBtu | 0.023471 | 0.023471 | 0.023471 | 0.023471 | 0.023471 | 0.023471 | 0.023471 | 0.023471
NSR Boswell 4 - SO2 Rate Annual v5.14 | 866 | 6426 | Rate Constraint in lbs/MMBtu | FALSE | L | Annual | Generation | TWh | 2.1796 | 2.9219 | 3.4612 | 3.7099 | 2.946 | 3.2082 | 2.405 | 2.3227
NSR Boswell 4 - SO2 Rate Annual v5.14 | 866 | 6426 | Rate Constraint in lbs/MMBtu | FALSE | L | Annual | Qualifying Generation | TWh | 2.1796 | 2.9219 | 3.4612 | 3.7099 | 2.946 | 3.2082 | 2.405 | 2.3227
NSR Boswell 4 - SO2 Rate Annual v5.14 | 866 | 6426 | Rate Constraint in lbs/MMBtu | FALSE | L | Annual | Rate | lb/MWh | 0.24851 | 0.24851 | 0.24404 | 0.24404 | 0.24404 | 0.24404 | 0.24404 | 0.24404
NSR Boswell 4 - SO2 Rate Annual v5.14 | 866 | 6426 | Rate Constraint in lbs/MMBtu | FALSE | L | Annual | Constraint Shadow Price | US2016$/Ton | 0 | 0 | 0 | 0 | 0 | 0 | 0 | 0
NSR Burlington Unit 1 SO2 Rate v5.16 | 867 | 6620 | Rate Constraint in lbs/MMBtu | FALSE | L | Annual | Seasons Included | Seasons | Winter, WintShld, Summer | Winter, WintShld, Summer | Winter, WintShld, Summer | Winter, WintShld, Summer | Winter, WintShld, Summer | Winter, WintShld, Summer | Winter, WintShld, Summer | Winter, WintShld, Summer
NSR Burlington Unit 1 SO2 Rate v5.16 | 867 | 6620 | Rate Constraint in lbs/MMBtu | FALSE | L | Annual | Standard SO2 | lb/MMBtu | 0.75 | 0.75 | 0.75 | 0.75 | 0.75 | 0.75 | 0.75 | 0.75
NSR Burlington Unit 1 SO2 Rate v5.16 | 867 | 6620 | Rate Constraint in lbs/MMBtu | FALSE | L | Annual | Emissions at Affected Plants SO2 | Thousand Tons | 5.7432 | 0 | 0 | 0 | 0 | 0 | 0 | 0
NSR Burlington Unit 1 SO2 Rate v5.16 | 867 | 6620 | Rate Constraint in lbs/MMBtu | FALSE | L | Annual | Allowances Purchased SO2 | Thousand Tons | 0 | 0 | 0 | 0 | 0 | 0 | 0 | 0
NSR Burlington Unit 1 SO2 Rate v5.16 | 867 | 6620 | Rate Constraint in lbs/MMBtu | FALSE | L | Annual | Allowances Sold SO2 | Thousand Tons | 0 | 0 | 0 | 0 | 0 | 0 | 0 | 0
NSR Burlington Unit 1 SO2 Rate v5.16 | 867 | 6620 | Rate Constraint in lbs/MMBtu | FALSE | L | Annual | Allowances Banked | Thousand Tons | 0 | 0 | 0 | 0 | 0 | 0 | 0 | 0
NSR Burlington Unit 1 SO2 Rate v5.16 | 867 | 6620 | Rate Constraint in lbs/MMBtu | FALSE | L | Annual | Allowances Withdrawn (1:1) | Thousand Tons | 0 | 0 | 0 | 0 | 0 | 0 | 0 | 0
NSR Burlington Unit 1 SO2 Rate v5.16 | 867 | 6620 | Rate Constraint in lbs/MMBtu | FALSE | L | Annual | Allowances Withdrawn (n:1) | Thousand Tons | 0 | 0 | 0 | 0 | 0 | 0 | 0 | 0
NSR Burlington Unit 1 SO2 Rate v5.16 | 867 | 6620 | Rate Constraint in lbs/MMBtu | FALSE | L | Annual | Net Emissions Allowance Position | Thousand Tons | 5.7432 | 0 | 0 | 0 | 0 | 0 | 0 | 0
NSR Burlington Unit 1 SO2 Rate v5.16 | 867 | 6620 | Rate Constraint in lbs/MMBtu | FALSE | L | Annual | Fuel Consumed | TBtu | 16.2608 | 0 | 0 | 0 | 0 | 0 | 0 | 0
NSR Burlington Unit 1 SO2 Rate v5.16 | 867 | 6620 | Rate Constraint in lbs/MMBtu | FALSE | L | Annual | Rate | lb/MMBtu | 0.70638 | 0 | 0 | 0 | 0 | 0 | 0 | 0
NSR Burlington Unit 1 SO2 Rate v5.16 | 867 | 6620 | Rate Constraint in lbs/MMBtu | FALSE | L | Annual | Generation | TWh | 1.4795 | 0 | 0 | 0 | 0 | 0 | 0 | 0
NSR Burlington Unit 1 SO2 Rate v5.16 | 867 | 6620 | Rate Constraint in lbs/MMBtu | FALSE | L | Annual | Qualifying Generation | TWh | 1.4795 | 0 | 0 | 0 | 0 | 0 | 0 | 0
NSR Burlington Unit 1 SO2 Rate v5.16 | 867 | 6620 | Rate Constraint in lbs/MMBtu | FALSE | L | Annual | Rate | lb/MWh | 7.7638 | 0 | 0 | 0 | 0 | 0 | 0 | 0
NSR Burlington Unit 1 SO2 Rate v5.16 | 867 | 6620 | Rate Constraint in lbs/MMBtu | FALSE | L | Annual | Constraint Shadow Price | US2016$/Ton | 0 | 0 | 0 | 0 | 0 | 0 | 0 | 0
NSR Campbell 1 - SO2 Rate Annual v5.14 | 868 | 6141 | Rate Constraint in lbs/MMBtu | FALSE | L | Annual | Seasons Included | Seasons | Winter, WintShld, Summer | Winter, WintShld, Summer | Winter, WintShld, Summer | Winter, WintShld, Summer | Winter, WintShld, Summer | Winter, WintShld, Summer | Winter, WintShld, Summer | Winter, WintShld, Summer
NSR Campbell 1 - SO2 Rate Annual v5.14 | 868 | 6141 | Rate Constraint in lbs/MMBtu | FALSE | L | Annual | Standard SO2 | lb/MMBtu | 0.29 | 0.29 | 0.29 | 0.29 | 0.29 | 0.29 | 0.29 | 0.29
NSR Campbell 1 - SO2 Rate Annual v5.14 | 868 | 6141 | Rate Constraint in lbs/MMBtu | FALSE | L | Annual | Emissions at Affected Plants SO2 | Thousand Tons | 0.91301 | 0.99056 | 1.4253 | 1.4853 | 1.3428 | 1.3428 | 1.3022 | 0
NSR Campbell 1 - SO2 Rate Annual v5.14 | 868 | 6141 | Rate Constraint in lbs/MMBtu | FALSE | L | Annual | Allowances Purchased SO2 | Thousand Tons | 0 | 0 | 0 | 0 | 0 | 0 | 0 | 0
NSR Campbell 1 - SO2 Rate Annual v5.14 | 868 | 6141 | Rate Constraint in lbs/MMBtu | FALSE | L | Annual | Allowances Sold SO2 | Thousand Tons | 0 | 0 | 0 | 0 | 0 | 0 | 0 | 0
NSR Campbell 1 - SO2 Rate Annual v5.14 | 868 | 6141 | Rate Constraint in lbs/MMBtu | FALSE | L | Annual | Allowances Banked | Thousand Tons | 0 | 0 | 0 | 0 | 0 | 0 | 0 | 0
NSR Campbell 1 - SO2 Rate Annual v5.14 | 868 | 6141 | Rate Constraint in lbs/MMBtu | FALSE | L | Annual | Allowances Withdrawn (1:1) | Thousand Tons | 0 | 0 | 0 | 0 | 0 | 0 | 0 | 0
NSR Campbell 1 - SO2 Rate Annual v5.14 | 868 | 6141 | Rate Constraint in lbs/MMBtu | FALSE | L | Annual | Allowances Withdrawn (n:1) | Thousand Tons | 0 | 0 | 0 | 0 | 0 | 0 | 0 | 0
NSR Campbell 1 - SO2 Rate Annual v5.14 | 868 | 6141 | Rate Constraint in lbs/MMBtu | FALSE | L | Annual | Net Emissions Allowance Position | Thousand Tons | 0.91301 | 0.99056 | 1.4253 | 1.4853 | 1.3428 | 1.3428 | 1.3022 | 0
NSR Campbell 1 - SO2 Rate Annual v5.14 | 868 | 6141 | Rate Constraint in lbs/MMBtu | FALSE | L | Annual | Fuel Consumed | TBtu | 8.7399 | 9.4824 | 9.8296 | 10.2431 | 9.2605 | 9.2605 | 8.9805 | 0
NSR Campbell 1 - SO2 Rate Annual v5.14 | 868 | 6141 | Rate Constraint in lbs/MMBtu | FALSE | L | Annual | Rate | lb/MMBtu | 0.20893 | 0.20893 | 0.29 | 0.29 | 0.29 | 0.29 | 0.29 | 0
NSR Campbell 1 - SO2 Rate Annual v5.14 | 868 | 6141 | Rate Constraint in lbs/MMBtu | FALSE | L | Annual | Generation | TWh | 0.81975 | 0.88939 | 0.92938 | 0.96849 | 0.87558 | 0.87558 | 0.84911 | 0
NSR Campbell 1 - SO2 Rate Annual v5.14 | 868 | 6141 | Rate Constraint in lbs/MMBtu | FALSE | L | Annual | Qualifying Generation | TWh | 0.81975 | 0.88939 | 0.92938 | 0.96849 | 0.87558 | 0.87558 | 0.84911 | 0
NSR Campbell 1 - SO2 Rate Annual v5.14 | 868 | 6141 | Rate Constraint in lbs/MMBtu | FALSE | L | Annual | Rate | lb/MWh | 2.2275 | 2.2275 | 3.0672 | 3.0672 | 3.0672 | 3.0672 | 3.0672 | 0
NSR Campbell 1 - SO2 Rate Annual v5.14 | 868 | 6141 | Rate Constraint in lbs/MMBtu | FALSE | L | Annual | Constraint Shadow Price | US2016$/Ton | 0 | 0 | 0 | 0 | 1395.9754 | 0 | 0 | 0
NSR Campbell 1-3 - MER Rate Annual v5.16 | 869 | 6638 | Rate Constraint in lbs/MMBtu | FALSE | L | Annual | Seasons Included | Seasons | Winter, WintShld, Summer | Winter, WintShld, Summer | Winter, WintShld, Summer | Winter, WintShld, Summer | Winter, WintShld, Summer | Winter, WintShld, Summer | Winter, WintShld, Summer | Winter, WintShld, Summer
NSR Campbell 1-3 - MER Rate Annual v5.16 | 869 | 6638 | Rate Constraint in lbs/MMBtu | FALSE | L | Annual | Standard MER | lb/MMBtu | 0.015 | 0.015 | 0.015 | 0.015 | 0.015 | 0.015 | 0.015 | 0.015
NSR Campbell 1-3 - MER Rate Annual v5.16 | 869 | 6638 | Rate Constraint in lbs/MMBtu | FALSE | L | Annual | Emissions at Affected Plants MER | lbs | 41.7229 | 41.0375 | 46.1232 | 52.7726 | 46.0054 | 46.4681 | 37.8761 | 20.4268
NSR Campbell 1-3 - MER Rate Annual v5.16 | 869 | 6638 | Rate Constraint in lbs/MMBtu | FALSE | L | Annual | Allowances Purchased MER | lbs | 0 | 0 | 0 | 0 | 0 | 0 | 0 | 0
NSR Campbell 1-3 - MER Rate Annual v5.16 | 869 | 6638 | Rate Constraint in lbs/MMBtu | FALSE | L | Annual | Allowances Sold MER | lbs | 0 | 0 | 0 | 0 | 0 | 0 | 0 | 0
NSR Campbell 1-3 - MER Rate Annual v5.16 | 869 | 6638 | Rate Constraint in lbs/MMBtu | FALSE | L | Annual | Allowances Banked | lbs | 0 | 0 | 0 | 0 | 0 | 0 | 0 | 0
NSR Campbell 1-3 - MER Rate Annual v5.16 | 869 | 6638 | Rate Constraint in lbs/MMBtu | FALSE | L | Annual | Allowances Withdrawn (1:1) | lbs | 0 | 0 | 0 | 0 | 0 | 0 | 0 | 0
NSR Campbell 1-3 - MER Rate Annual v5.16 | 869 | 6638 | Rate Constraint in lbs/MMBtu | FALSE | L | Annual | Allowances Withdrawn (n:1) | lbs | 0 | 0 | 0 | 0 | 0 | 0 | 0 | 0
NSR Campbell 1-3 - MER Rate Annual v5.16 | 869 | 6638 | Rate Constraint in lbs/MMBtu | FALSE | L | Annual | Net Emissions Allowance Position | lbs | 41.7229 | 41.0375 | 46.1232 | 52.7726 | 46.0054 | 46.4681 | 37.8761 | 20.4268
NSR Campbell 1-3 - MER Rate Annual v5.16 | 869 | 6638 | Rate Constraint in lbs/MMBtu | FALSE | L | Annual | Fuel Consumed | TBtu | 74.3558 | 73.1342 | 76.2019 | 87.171 | 76.0545 | 76.7943 | 62.9092 | 32.662
NSR Campbell 1-3 - MER Rate Annual v5.16 | 869 | 6638 | Rate Constraint in lbs/MMBtu | FALSE | L | Annual | Rate | lb/MMBtu | 5.6112e-07 | 5.6112e-07 | 6.0528e-07 | 6.0539e-07 | 6.049e-07 | 6.051e-07 | 6.0207e-07 | 6.254e-07
NSR Campbell 1-3 - MER Rate Annual v5.16 | 869 | 6638 | Rate Constraint in lbs/MMBtu | FALSE | L | Annual | Generation | TWh | 6.9835 | 6.8681 | 7.2129 | 8.2494 | 7.197 | 7.2673 | 5.9508 | 3.1013
NSR Campbell 1-3 - MER Rate Annual v5.16 | 869 | 6638 | Rate Constraint in lbs/MMBtu | FALSE | L | Annual | Qualifying Generation | TWh | 6.9835 | 6.8681 | 7.2129 | 8.2494 | 7.197 | 7.2673 | 5.9508 | 3.1013
NSR Campbell 1-3 - MER Rate Annual v5.16 | 869 | 6638 | Rate Constraint in lbs/MMBtu | FALSE | L | Annual | Rate | lb/MWh | 5.9745e-06 | 5.9751e-06 | 6.3946e-06 | 6.3971e-06 | 6.3923e-06 | 6.3942e-06 | 6.3648e-06 | 6.5865e-06
NSR Campbell 1-3 - MER Rate Annual v5.16 | 869 | 6638 | Rate Constraint in lbs/MMBtu | FALSE | L | Annual | Constraint Shadow Price | US2016$/Lb | 0 | 0 | 0 | 0 | 0 | 0 | 0 | 0
NSR Campbell 2 - SO2 Rate Annual v5.16 | 870 | 6636 | Rate Constraint in lbs/MMBtu | FALSE | L | Annual | Seasons Included | Seasons | Winter, WintShld, Summer | Winter, WintShld, Summer | Winter, WintShld, Summer | Winter, WintShld, Summer | Winter, WintShld, Summer | Winter, WintShld, Summer | Winter, WintShld, Summer | Winter, WintShld, Summer
NSR Campbell 2 - SO2 Rate Annual v5.16 | 870 | 6636 | Rate Constraint in lbs/MMBtu | FALSE | L | Annual | Standard SO2 | lb/MMBtu | 0.32 | 0.32 | 0.32 | 0.32 | 0.32 | 0.32 | 0.32 | 0.32
NSR Campbell 2 - SO2 Rate Annual v5.16 | 870 | 6636 | Rate Constraint in lbs/MMBtu | FALSE | L | Annual | Emissions at Affected Plants SO2 | Thousand Tons | 1.0395 | 1.0446 | 1.7636 | 2.219 | 1.9599 | 1.9599 | 1.7843 | 0
NSR Campbell 2 - SO2 Rate Annual v5.16 | 870 | 6636 | Rate Constraint in lbs/MMBtu | FALSE | L | Annual | Allowances Purchased SO2 | Thousand Tons | 0 | 0 | 0 | 0 | 0 | 0 | 0 | 0
NSR Campbell 2 - SO2 Rate Annual v5.16 | 870 | 6636 | Rate Constraint in lbs/MMBtu | FALSE | L | Annual | Allowances Sold SO2 | Thousand Tons | 0 | 0 | 0 | 0 | 0 | 0 | 0 | 0
NSR Campbell 2 - SO2 Rate Annual v5.16 | 870 | 6636 | Rate Constraint in lbs/MMBtu | FALSE | L | Annual | Allowances Banked | Thousand Tons | 0 | 0 | 0 | 0 | 0 | 0 | 0 | 0
NSR Campbell 2 - SO2 Rate Annual v5.16 | 870 | 6636 | Rate Constraint in lbs/MMBtu | FALSE | L | Annual | Allowances Withdrawn (1:1) | Thousand Tons | 0 | 0 | 0 | 0 | 0 | 0 | 0 | 0
NSR Campbell 2 - SO2 Rate Annual v5.16 | 870 | 6636 | Rate Constraint in lbs/MMBtu | FALSE | L | Annual | Allowances Withdrawn (n:1) | Thousand Tons | 0 | 0 | 0 | 0 | 0 | 0 | 0 | 0
NSR Campbell 2 - SO2 Rate Annual v5.16 | 870 | 6636 | Rate Constraint in lbs/MMBtu | FALSE | L | Annual | Net Emissions Allowance Position | Thousand Tons | 1.0395 | 1.0446 | 1.7636 | 2.219 | 1.9599 | 1.9599 | 1.7843 | 0
NSR Campbell 2 - SO2 Rate Annual v5.16 | 870 | 6636 | Rate Constraint in lbs/MMBtu | FALSE | L | Annual | Fuel Consumed | TBtu | 9.9507 | 9.9996 | 11.0223 | 13.869 | 12.2495 | 12.2495 | 11.1521 | 0
NSR Campbell 2 - SO2 Rate Annual v5.16 | 870 | 6636 | Rate Constraint in lbs/MMBtu | FALSE | L | Annual | Rate | lb/MMBtu | 0.20893 | 0.20893 | 0.32 | 0.32 | 0.32 | 0.32 | 0.32 | 0
NSR Campbell 2 - SO2 Rate Annual v5.16 | 870 | 6636 | Rate Constraint in lbs/MMBtu | FALSE | L | Annual | Generation | TWh | 0.92053 | 0.92505 | 1.0279 | 1.2934 | 1.1423 | 1.1423 | 1.04 | 0
NSR Campbell 2 - SO2 Rate Annual v5.16 | 870 | 6636 | Rate Constraint in lbs/MMBtu | FALSE | L | Annual | Qualifying Generation | TWh | 0.92053 | 0.92505 | 1.0279 | 1.2934 | 1.1423 | 1.1423 | 1.04 | 0
NSR Campbell 2 - SO2 Rate Annual v5.16 | 870 | 6636 | Rate Constraint in lbs/MMBtu | FALSE | L | Annual | Rate | lb/MWh | 2.2585 | 2.2585 | 3.4314 | 3.4314 | 3.4314 | 3.4314 | 3.4314 | 0
NSR Campbell 2 - SO2 Rate Annual v5.16 | 870 | 6636 | Rate Constraint in lbs/MMBtu | FALSE | L | Annual | Constraint Shadow Price | US2016$/Ton | 0 | 0 | 0 | 0 | 0 | 0 | 1056.8071 | 0
NSR Campbell 2,3 - NOX Rate Annual v5.16 | 871 | 6637 | Rate Constraint in lbs/MMBtu | FALSE | L | Annual | Seasons Included | Seasons | Winter, WintShld, Summer | Winter, WintShld, Summer | Winter, WintShld, Summer | Winter, WintShld, Summer | Winter, WintShld, Summer | Winter, WintShld, Summer | Winter, WintShld, Summer | Winter, WintShld, Summer
NSR Campbell 2,3 - NOX Rate Annual v5.16 | 871 | 6637 | Rate Constraint in lbs/MMBtu | FALSE | L | Annual | Standard NOX | lb/MMBtu | 0.08 | 0.08 | 0.08 | 0.08 | 0.08 | 0.08 | 0.08 | 0.08
NSR Campbell 2,3 - NOX Rate Annual v5.16 | 871 | 6637 | Rate Constraint in lbs/MMBtu | FALSE | L | Annual | Emissions at Affected Plants NOX | Thousand Tons | 1.9116 | 1.8534 | 1.931 | 2.2351 | 1.9401 | 1.9619 | 1.5629 | 0.96516
NSR Campbell 2,3 - NOX Rate Annual v5.16 | 871 | 6637 | Rate Constraint in lbs/MMBtu | FALSE | L | Annual | Allowances Purchased NOX | Thousand Tons | 0 | 0 | 0 | 0 | 0 | 0 | 0 | 0
NSR Campbell 2,3 - NOX Rate Annual v5.16 | 871 | 6637 | Rate Constraint in lbs/MMBtu | FALSE | L | Annual | Allowances Sold NOX | Thousand Tons | 0 | 0 | 0 | 0 | 0 | 0 | 0 | 0
NSR Campbell 2,3 - NOX Rate Annual v5.16 | 871 | 6637 | Rate Constraint in lbs/MMBtu | FALSE | L | Annual | Allowances Banked | Thousand Tons | 0 | 0 | 0 | 0 | 0 | 0 | 0 | 0
NSR Campbell 2,3 - NOX Rate Annual v5.16 | 871 | 6637 | Rate Constraint in lbs/MMBtu | FALSE | L | Annual | Allowances Withdrawn (1:1) | Thousand Tons | 0 | 0 | 0 | 0 | 0 | 0 | 0 | 0
NSR Campbell 2,3 - NOX Rate Annual v5.16 | 871 | 6637 | Rate Constraint in lbs/MMBtu | FALSE | L | Annual | Allowances Withdrawn (n:1) | Thousand Tons | 0 | 0 | 0 | 0 | 0 | 0 | 0 | 0
NSR Campbell 2,3 - NOX Rate Annual v5.16 | 871 | 6637 | Rate Constraint in lbs/MMBtu | FALSE | L | Annual | Net Emissions Allowance Position | Thousand Tons | 1.9116 | 1.8534 | 1.931 | 2.2351 | 1.9401 | 1.9619 | 1.5629 | 0.96516
NSR Campbell 2,3 - NOX Rate Annual v5.16 | 871 | 6637 | Rate Constraint in lbs/MMBtu | FALSE | L | Annual | Fuel Consumed | TBtu | 65.6158 | 63.6519 | 66.3724 | 76.9279 | 66.7939 | 67.5338 | 53.9287 | 32.662
NSR Campbell 2,3 - NOX Rate Annual v5.16 | 871 | 6637 | Rate Constraint in lbs/MMBtu | FALSE | L | Annual | Rate | lb/MMBtu | 0.058266 | 0.058236 | 0.058187 | 0.058108 | 0.058091 | 0.058102 | 0.057963 | 0.0591
NSR Campbell 2,3 - NOX Rate Annual v5.16 | 871 | 6637 | Rate Constraint in lbs/MMBtu | FALSE | L | Annual | Generation | TWh | 6.1638 | 5.9787 | 6.2835 | 7.2809 | 6.3214 | 6.3917 | 5.1017 | 3.1013
NSR Campbell 2,3 - NOX Rate Annual v5.16 | 871 | 6637 | Rate Constraint in lbs/MMBtu | FALSE | L | Annual | Qualifying Generation | TWh | 6.1638 | 5.9787 | 6.2835 | 7.2809 | 6.3214 | 6.3917 | 5.1017 | 3.1013
NSR Campbell 2,3 - NOX Rate Annual v5.16 | 871 | 6637 | Rate Constraint in lbs/MMBtu | FALSE | L | Annual | Rate | lb/MWh | 0.62026 | 0.62001 | 0.61462 | 0.61395 | 0.61381 | 0.6139 | 0.6127 | 0.62242
NSR Campbell 2,3 - NOX Rate Annual v5.16 | 871 | 6637 | Rate Constraint in lbs/MMBtu | FALSE | L | Annual | Constraint Shadow Price | US2016$/Ton | 0 | 0 | 0 | 0 | 0 | 0 | 0 | 0
NSR Campbell 3 - SO2 Rate Annual v5.14 | 872 | 6142 | Rate Constraint in lbs/MMBtu | FALSE | L | Annual | Seasons Included | Seasons | Winter, WintShld, Summer | Winter, WintShld, Summer | Winter, WintShld, Summer | Winter, WintShld, Summer | Winter, WintShld, Summer | Winter, WintShld, Summer | Winter, WintShld, Summer | Winter, WintShld, Summer
NSR Campbell 3 - SO2 Rate Annual v5.14 | 872 | 6142 | Rate Constraint in lbs/MMBtu | FALSE | L | Annual | Standard SO2 | lb/MMBtu | 0.07 | 0.07 | 0.07 | 0.07 | 0.07 | 0.07 | 0.07 | 0.07
NSR Campbell 3 - SO2 Rate Annual v5.14 | 872 | 6142 | Rate Constraint in lbs/MMBtu | FALSE | L | Annual | Emissions at Affected Plants SO2 | Thousand Tons | 1.4919 | 1.438 | 1.4835 | 1.6901 | 1.4619 | 1.4817 | 1.1465 | 0.87539
NSR Campbell 3 - SO2 Rate Annual v5.14 | 872 | 6142 | Rate Constraint in lbs/MMBtu | FALSE | L | Annual | Allowances Purchased SO2 | Thousand Tons | 0 | 0 | 0 | 0 | 0 | 0 | 0 | 0
NSR Campbell 3 - SO2 Rate Annual v5.14 | 872 | 6142 | Rate Constraint in lbs/MMBtu | FALSE | L | Annual | Allowances Sold SO2 | Thousand Tons | 0 | 0 | 0 | 0 | 0 | 0 | 0 | 0
NSR Campbell 3 - SO2 Rate Annual v5.14 | 872 | 6142 | Rate Constraint in lbs/MMBtu | FALSE | L | Annual | Allowances Banked | Thousand Tons | 0 | 0 | 0 | 0 | 0 | 0 | 0 | 0
NSR Campbell 3 - SO2 Rate Annual v5.14 | 872 | 6142 | Rate Constraint in lbs/MMBtu | FALSE | L | Annual | Allowances Withdrawn (1:1) | Thousand Tons | 0 | 0 | 0 | 0 | 0 | 0 | 0 | 0
NSR Campbell 3 - SO2 Rate Annual v5.14 | 872 | 6142 | Rate Constraint in lbs/MMBtu | FALSE | L | Annual | Allowances Withdrawn (n:1) | Thousand Tons | 0 | 0 | 0 | 0 | 0 | 0 | 0 | 0
NSR Campbell 3 - SO2 Rate Annual v5.14 | 872 | 6142 | Rate Constraint in lbs/MMBtu | FALSE | L | Annual | Net Emissions Allowance Position | Thousand Tons | 1.4919 | 1.438 | 1.4835 | 1.6901 | 1.4619 | 1.4817 | 1.1465 | 0.87539
NSR Campbell 3 - SO2 Rate Annual v5.14 | 872 | 6142 | Rate Constraint in lbs/MMBtu | FALSE | L | Annual | Fuel Consumed | TBtu | 55.6651 | 53.6523 | 55.35 | 63.0589 | 54.5445 | 55.2843 | 42.7766 | 32.662
NSR Campbell 3 - SO2 Rate Annual v5.14 | 872 | 6142 | Rate Constraint in lbs/MMBtu | FALSE | L | Annual | Rate | lb/MMBtu | 0.053603 | 0.053603 | 0.053603 | 0.053603 | 0.053603 | 0.053603 | 0.053603 | 0.053603
NSR Campbell 3 - SO2 Rate Annual v5.14 | 872 | 6142 | Rate Constraint in lbs/MMBtu | FALSE | L | Annual | Generation | TWh | 5.2432 | 5.0536 | 5.2556 | 5.9876 | 5.1791 | 5.2494 | 4.0617 | 3.1013
NSR Campbell 3 - SO2 Rate Annual v5.14 | 872 | 6142 | Rate Constraint in lbs/MMBtu | FALSE | L | Annual | Qualifying Generation | TWh | 5.2432 | 5.0536 | 5.2556 | 5.9876 | 5.1791 | 5.2494 | 4.0617 | 3.1013
NSR Campbell 3 - SO2 Rate Annual v5.14 | 872 | 6142 | Rate Constraint in lbs/MMBtu | FALSE | L | Annual | Rate | lb/MWh | 0.56908 | 0.56908 | 0.56453 | 0.56453 | 0.56453 | 0.56453 | 0.56453 | 0.56453
NSR Campbell 3 - SO2 Rate Annual v5.14 | 872 | 6142 | Rate Constraint in lbs/MMBtu | FALSE | L | Annual | Constraint Shadow Price | US2016$/Ton | 0 | 0 | 0 | 0 | 0 | 0 | 0 | 0
NSR Chesterfield 4 - NOX Rate Annual v3.1, Unit 5714 and retrofits | 873 | 1936 | Rate Constraint in lbs/MMBtu | FALSE | L | Annual | Seasons Included | Seasons | Winter, WintShld, Summer | Winter, WintShld, Summer | Winter, WintShld, Summer | Winter, WintShld, Summer | Winter, WintShld, Summer | Winter, WintShld, Summer | Winter, WintShld, Summer | Winter, WintShld, Summer
NSR Chesterfield 4 - NOX Rate Annual v3.1, Unit 5714 and retrofits | 873 | 1936 | Rate Constraint in lbs/MMBtu | FALSE | L | Annual | Standard NOX | lb/MMBtu | 0.1 | 0.1 | 0.1 | 0.1 | 0.1 | 0.1 | 0.1 | 0.1
NSR Chesterfield 4 - NOX Rate Annual v3.1, Unit 5714 and retrofits | 873 | 1936 | Rate Constraint in lbs/MMBtu | FALSE | L | Annual | Emissions at Affected Plants NOX | Thousand Tons | 0 | 0 | 0 | 0 | 0 | 0 | 0 | 0
NSR Chesterfield 4 - NOX Rate Annual v3.1, Unit 5714 and retrofits | 873 | 1936 | Rate Constraint in lbs/MMBtu | FALSE | L | Annual | Allowances Purchased NOX | Thousand Tons | 0 | 0 | 0 | 0 | 0 | 0 | 0 | 0
NSR Chesterfield 4 - NOX Rate Annual v3.1, Unit 5714 and retrofits | 873 | 1936 | Rate Constraint in lbs/MMBtu | FALSE | L | Annual | Allowances Sold NOX | Thousand Tons | 0 | 0 | 0 | 0 | 0 | 0 | 0 | 0
NSR Chesterfield 4 - NOX Rate Annual v3.1, Unit 5714 and retrofits | 873 | 1936 | Rate Constraint in lbs/MMBtu | FALSE | L | Annual | Allowances Banked | Thousand Tons | 0 | 0 | 0 | 0 | 0 | 0 | 0 | 0
NSR Chesterfield 4 - NOX Rate Annual v3.1, Unit 5714 and retrofits | 873 | 1936 | Rate Constraint in lbs/MMBtu | FALSE | L | Annual | Allowances Withdrawn (1:1) | Thousand Tons | 0 | 0 | 0 | 0 | 0 | 0 | 0 | 0
NSR Chesterfield 4 - NOX Rate Annual v3.1, Unit 5714 and retrofits | 873 | 1936 | Rate Constraint in lbs/MMBtu | FALSE | L | Annual | Allowances Withdrawn (n:1) | Thousand Tons | 0 | 0 | 0 | 0 | 0 | 0 | 0 | 0
NSR Chesterfield 4 - NOX Rate Annual v3.1, Unit 5714 and retrofits | 873 | 1936 | Rate Constraint in lbs/MMBtu | FALSE | L | Annual | Net Emissions Allowance Position | Thousand Tons | 0 | 0 | 0 | 0 | 0 | 0 | 0 | 0
NSR Chesterfield 4 - NOX Rate Annual v3.1, Unit 5714 and retrofits | 873 | 1936 | Rate Constraint in lbs/MMBtu | FALSE | L | Annual | Fuel Consumed | TBtu | 0 | 0 | 0 | 0 | 0 | 0 | 0 | 0
NSR Chesterfield 4 - NOX Rate Annual v3.1, Unit 5714 and retrofits | 873 | 1936 | Rate Constraint in lbs/MMBtu | FALSE | L | Annual | Rate | lb/MMBtu | 0 | 0 | 0 | 0 | 0 | 0 | 0 | 0
NSR Chesterfield 4 - NOX Rate Annual v3.1, Unit 5714 and retrofits | 873 | 1936 | Rate Constraint in lbs/MMBtu | FALSE | L | Annual | Generation | TWh | 0 | 0 | 0 | 0 | 0 | 0 | 0 | 0
NSR Chesterfield 4 - NOX Rate Annual v3.1, Unit 5714 and retrofits | 873 | 1936 | Rate Constraint in lbs/MMBtu | FALSE | L | Annual | Qualifying Generation | TWh | 0 | 0 | 0 | 0 | 0 | 0 | 0 | 0
NSR Chesterfield 4 - NOX Rate Annual v3.1, Unit 5714 and retrofits | 873 | 1936 | Rate Constraint in lbs/MMBtu | FALSE | L | Annual | Rate | lb/MWh | 0 | 0 | 0 | 0 | 0 | 0 | 0 | 0
NSR Chesterfield 4 - NOX Rate Annual v3.1, Unit 5714 and retrofits | 873 | 1936 | Rate Constraint in lbs/MMBtu | FALSE | L | Annual | Constraint Shadow Price | US2016$/Ton | 0 | 0 | 0 | 0 | 0 | 0 | 0 | 0
NSR Chesterfield 5,6 - NOX Rate Annual v3.1, Unit 5715 and retrofits | 874 | 1935 | Rate Constraint in lbs/MMBtu | FALSE | L | Annual | Seasons Included | Seasons | Winter, WintShld, Summer | Winter, WintShld, Summer | Winter, WintShld, Summer | Winter, WintShld, Summer | Winter, WintShld, Summer | Winter, WintShld, Summer | Winter, WintShld, Summer | Winter, WintShld, Summer
NSR Chesterfield 5,6 - NOX Rate Annual v3.1, Unit 5715 and retrofits | 874 | 1935 | Rate Constraint in lbs/MMBtu | FALSE | L | Annual | Standard NOX | lb/MMBtu | 0.1 | 0.1 | 0.1 | 0.1 | 0.1 | 0.1 | 0.1 | 0.1
NSR Chesterfield 5,6 - NOX Rate Annual v3.1, Unit 5715 and retrofits | 874 | 1935 | Rate Constraint in lbs/MMBtu | FALSE | L | Annual | Emissions at Affected Plants NOX | Thousand Tons | 0.29566 | 0.30103 | 0.30585 | 0.32593 | 0 | 0 | 0 | 0
NSR Chesterfield 5,6 - NOX Rate Annual v3.1, Unit 5715 and retrofits | 874 | 1935 | Rate Constraint in lbs/MMBtu | FALSE | L | Annual | Allowances Purchased NOX | Thousand Tons | 0 | 0 | 0 | 0 | 0 | 0 | 0 | 0
NSR Chesterfield 5,6 - NOX Rate Annual v3.1, Unit 5715 and retrofits | 874 | 1935 | Rate Constraint in lbs/MMBtu | FALSE | L | Annual | Allowances Sold NOX | Thousand Tons | 0 | 0 | 0 | 0 | 0 | 0 | 0 | 0
NSR Chesterfield 5,6 - NOX Rate Annual v3.1, Unit 5715 and retrofits | 874 | 1935 | Rate Constraint in lbs/MMBtu | FALSE | L | Annual | Allowances Banked | Thousand Tons | 0 | 0 | 0 | 0 | 0 | 0 | 0 | 0
NSR Chesterfield 5,6 - NOX Rate Annual v3.1, Unit 5715 and retrofits | 874 | 1935 | Rate Constraint in lbs/MMBtu | FALSE | L | Annual | Allowances Withdrawn (1:1) | Thousand Tons | 0 | 0 | 0 | 0 | 0 | 0 | 0 | 0
NSR Chesterfield 5,6 - NOX Rate Annual v3.1, Unit 5715 and retrofits | 874 | 1935 | Rate Constraint in lbs/MMBtu | FALSE | L | Annual | Allowances Withdrawn (n:1) | Thousand Tons | 0 | 0 | 0 | 0 | 0 | 0 | 0 | 0
NSR Chesterfield 5,6 - NOX Rate Annual v3.1, Unit 5715 and retrofits | 874 | 1935 | Rate Constraint in lbs/MMBtu | FALSE | L | Annual | Net Emissions Allowance Position | Thousand Tons | 0.29566 | 0.30103 | 0.30585 | 0.32593 | 0 | 0 | 0 | 0
NSR Chesterfield 5,6 - NOX Rate Annual v3.1, Unit 5715 and retrofits | 874 | 1935 | Rate Constraint in lbs/MMBtu | FALSE | L | Annual | Fuel Consumed | TBtu | 12.7439 | 12.9756 | 13.1831 | 14.0488 | 0 | 0 | 0 | 0
NSR Chesterfield 5,6 - NOX Rate Annual v3.1, Unit 5715 and retrofits | 874 | 1935 | Rate Constraint in lbs/MMBtu | FALSE | L | Annual | Rate | lb/MMBtu | 0.0464 | 0.0464 | 0.0464 | 0.0464 | 0 | 0 | 0 | 0
NSR Chesterfield 5,6 - NOX Rate Annual v3.1, Unit 5715 and retrofits | 874 | 1935 | Rate Constraint in lbs/MMBtu | FALSE | L | Annual | Generation | TWh | 1.2579 | 1.2808 | 1.3118 | 1.3979 | 0 | 0 | 0 | 0
NSR Chesterfield 5,6 - NOX Rate Annual v3.1, Unit 5715 and retrofits | 874 | 1935 | Rate Constraint in lbs/MMBtu | FALSE | L | Annual | Qualifying Generation | TWh | 1.2579 | 1.2808 | 1.3118 | 1.3979 | 0 | 0 | 0 | 0
NSR Chesterfield 5,6 - NOX Rate Annual v3.1, Unit 5715 and retrofits | 874 | 1935 | Rate Constraint in lbs/MMBtu | FALSE | L | Annual | Rate | lb/MWh | 0.47008 | 0.47008 | 0.46632 | 0.46632 | 0 | 0 | 0 | 0
NSR Chesterfield 5,6 - NOX Rate Annual v3.1, Unit 5715 and retrofits | 874 | 1935 | Rate Constraint in lbs/MMBtu | FALSE | L | Annual | Constraint Shadow Price | US2016$/Ton | 0 | 0 | 0 | 0 | 0 | 0 | 0 | 0
NSR Chesterfield 5,6 - NOX Rate Annual v3.1, Unit 5716 and retrofits | 875 | 1935 | Rate Constraint in lbs/MMBtu | FALSE | L | Annual | Seasons Included | Seasons | Winter, WintShld, Summer | Winter, WintShld, Summer | Winter, WintShld, Summer | Winter, WintShld, Summer | Winter, WintShld, Summer | Winter, WintShld, Summer | Winter, WintShld, Summer | Winter, WintShld, Summer
NSR Chesterfield 5,6 - NOX Rate Annual v3.1, Unit 5716 and retrofits | 875 | 1935 | Rate Constraint in lbs/MMBtu | FALSE | L | Annual | Standard NOX | lb/MMBtu | 0.1 | 0.1 | 0.1 | 0.1 | 0.1 | 0.1 | 0.1 | 0.1
NSR Chesterfield 5,6 - NOX Rate Annual v3.1, Unit 5716 and retrofits | 875 | 1935 | Rate Constraint in lbs/MMBtu | FALSE | L | Annual | Emissions at Affected Plants NOX | Thousand Tons | 0.18794 | 0.19135 | 0.18982 | 0.19443 | 0.17239 | 0.17239 | 0.067792 | 0
NSR Chesterfield 5,6 - NOX Rate Annual v3.1, Unit 5716 and retrofits | 875 | 1935 | Rate Constraint in lbs/MMBtu | FALSE | L | Annual | Allowances Purchased NOX | Thousand Tons | 0 | 0 | 0 | 0 | 0 | 0 | 0 | 0
NSR Chesterfield 5,6 - NOX Rate Annual v3.1, Unit 5716 and retrofits | 875 | 1935 | Rate Constraint in lbs/MMBtu | FALSE | L | Annual | Allowances Sold NOX | Thousand Tons | 0 | 0 | 0 | 0 | 0 | 0 | 0 | 0
NSR Chesterfield 5,6 - NOX Rate Annual v3.1, Unit 5716 and retrofits | 875 | 1935 | Rate Constraint in lbs/MMBtu | FALSE | L | Annual | Allowances Banked | Thousand Tons | 0 | 0 | 0 | 0 | 0 | 0 | 0 | 0
NSR Chesterfield 5,6 - NOX Rate Annual v3.1, Unit 5716 and retrofits | 875 | 1935 | Rate Constraint in lbs/MMBtu | FALSE | L | Annual | Allowances Withdrawn (1:1) | Thousand Tons | 0 | 0 | 0 | 0 | 0 | 0 | 0 | 0
NSR Chesterfield 5,6 - NOX Rate Annual v3.1, Unit 5716 and retrofits | 875 | 1935 | Rate Constraint in lbs/MMBtu | FALSE | L | Annual | Allowances Withdrawn (n:1) | Thousand Tons | 0 | 0 | 0 | 0 | 0 | 0 | 0 | 0
NSR Chesterfield 5,6 - NOX Rate Annual v3.1, Unit 5716 and retrofits | 875 | 1935 | Rate Constraint in lbs/MMBtu | FALSE | L | Annual | Net Emissions Allowance Position | Thousand Tons | 0.18794 | 0.19135 | 0.18982 | 0.19443 | 0.17239 | 0.17239 | 0.067792 | 0
NSR Chesterfield 5,6 - NOX Rate Annual v3.1, Unit 5716 and retrofits | 875 | 1935 | Rate Constraint in lbs/MMBtu | FALSE | L | Annual | Fuel Consumed | TBtu | 7.2801 | 7.4124 | 7.3531 | 7.5315 | 6.6778 | 6.6778 | 2.6261 | 0
NSR Chesterfield 5,6 - NOX Rate Annual v3.1, Unit 5716 and retrofits | 875 | 1935 | Rate Constraint in lbs/MMBtu | FALSE | L | Annual | Rate | lb/MMBtu | 0.05163 | 0.05163 | 0.05163 | 0.05163 | 0.05163 | 0.05163 | 0.05163 | 0
NSR Chesterfield 5,6 - NOX Rate Annual v3.1, Unit 5716 and retrofits | 875 | 1935 | Rate Constraint in lbs/MMBtu | FALSE | L | Annual | Generation | TWh | 0.71697 | 0.73 | 0.73 | 0.74771 | 0.66295 | 0.66295 | 0.26071 | 0
NSR Chesterfield 5,6 - NOX Rate Annual v3.1, Unit 5716 and retrofits | 875 | 1935 | Rate Constraint in lbs/MMBtu | FALSE | L | Annual | Qualifying Generation | TWh | 0.71697 | 0.73 | 0.73 | 0.74771 | 0.66295 | 0.66295 | 0.26071 | 0
NSR Chesterfield 5,6 - NOX Rate Annual v3.1, Unit 5716 and retrofits | 875 | 1935 | Rate Constraint in lbs/MMBtu | FALSE | L | Annual | Rate | lb/MWh | 0.52425 | 0.52425 | 0.52006 | 0.52006 | 0.52006 | 0.52006 | 0.52006 | 0
NSR Chesterfield 5,6 - NOX Rate Annual v3.1, Unit 5716 and retrofits | 875 | 1935 | Rate Constraint in lbs/MMBtu | FALSE | L | Annual | Constraint Shadow Price | US2016$/Ton | 0 | 0 | 0 | 0 | 0 | 0 | 0 | 0
NSR Clifty Creek 1-6 - SO2 Cap Annual v5.16 | 876 | 6700 | Rate Constraint in MTons | FALSE | L | Annual | Seasons Included | Seasons | Winter, WintShld, Summer | Winter, WintShld, Summer | Winter, WintShld, Summer | Winter, WintShld, Summer | Winter, WintShld, Summer | Winter, WintShld, Summer | Winter, WintShld, Summer | Winter, WintShld, Summer
NSR Clifty Creek 1-6 - SO2 Cap Annual v5.16 | 876 | 6700 | Rate Constraint in MTons | FALSE | L | Annual | Standard SO2 | Thousand Tons | 11.503 | 11.503 | 11.503 | 11.503 | 11.503 | 11.503 | 11.503 | 11.503
NSR Clifty Creek 1-6 - SO2 Cap Annual v5.16 | 876 | 6700 | Rate Constraint in MTons | FALSE | L | Annual | Emissions at Affected Plants SO2 | Thousand Tons | 4.0025 | 3.9837 | 3.9791 | 4.2601 | 3.8865 | 3.6938 | 2.3773 | 0
NSR Clifty Creek 1-6 - SO2 Cap Annual v5.16 | 876 | 6700 | Rate Constraint in MTons | FALSE | L | Annual | Allowances Purchased SO2 | Thousand Tons | 0 | 0 | 0 | 0 | 0 | 0 | 0 | 0
NSR Clifty Creek 1-6 - SO2 Cap Annual v5.16 | 876 | 6700 | Rate Constraint in MTons | FALSE | L | Annual | Allowances Sold SO2 | Thousand Tons | 0 | 0 | 0 | 0 | 0 | 0 | 0 | 0
NSR Clifty Creek 1-6 - SO2 Cap Annual v5.16 | 876 | 6700 | Rate Constraint in MTons | FALSE | L | Annual | Allowances Banked | Thousand Tons | 0 | 0 | 0 | 0 | 0 | 0 | 0 | 0
NSR Clifty Creek 1-6 - SO2 Cap Annual v5.16 | 876 | 6700 | Rate Constraint in MTons | FALSE | L | Annual | Allowances Withdrawn (1:1) | Thousand Tons | 0 | 0 | 0 | 0 | 0 | 0 | 0 | 0
NSR Clifty Creek 1-6 - SO2 Cap Annual v5.16 | 876 | 6700 | Rate Constraint in MTons | FALSE | L | Annual | Allowances Withdrawn (n:1) | Thousand Tons | 0 | 0 | 0 | 0 | 0 | 0 | 0 | 0
NSR Clifty Creek 1-6 - SO2 Cap Annual v5.16 | 876 | 6700 | Rate Constraint in MTons | FALSE | L | Annual | Net Emissions Allowance Position | Thousand Tons | 4.0025 | 3.9837 | 3.9791 | 4.2601 | 3.8865 | 3.6938 | 2.3773 | 0
NSR Clifty Creek 1-6 - SO2 Cap Annual v5.16 | 876 | 6700 | Rate Constraint in MTons | FALSE | L | Annual | Fuel Consumed | TBtu | 77.9452 | 77.9452 | 76.3084 | 76.3084 | 69.6167 | 66.1652 | 42.5829 | 0
NSR Clifty Creek 1-6 - SO2 Cap Annual v5.16 | 876 | 6700 | Rate Constraint in MTons | FALSE | L | Annual | Rate | lb/MMBtu | 0.1027 | 0.10222 | 0.10429 | 0.11165 | 0.11165 | 0.11165 | 0.11165 | 0
NSR Clifty Creek 1-6 - SO2 Cap Annual v5.16 | 876 | 6700 | Rate Constraint in MTons | FALSE | L | Annual | Generation | TWh | 7.2679 | 7.2679 | 7.2679 | 7.2679 | 6.6309 | 6.3023 | 4.0567 | 0
NSR Clifty Creek 1-6 - SO2 Cap Annual v5.16 | 876 | 6700 | Rate Constraint in MTons | FALSE | L | Annual | Qualifying Generation | TWh | 7.2679 | 7.2679 | 7.2679 | 7.2679 | 6.6309 | 6.3023 | 4.0567 | 0
NSR Clifty Creek 1-6 - SO2 Cap Annual v5.16 | 876 | 6700 | Rate Constraint in MTons | FALSE | L | Annual | Rate | lb/MWh | 1.1014 | 1.0962 | 1.095 | 1.1723 | 1.1722 | 1.1722 | 1.172 | 0
NSR Clifty Creek 1-6 - SO2 Cap Annual v5.16 | 876 | 6700 | Rate Constraint in MTons | FALSE | L | Annual | Constraint Shadow Price | US2016$/Ton | 0 | 0 | 0 | 0 | 0 | 0 | 0 | 0
NSR ClinchRiver 1-3 - SO2 Cap Annual v3.1 | 877 | 2049 | Rate Constraint in MTons | FALSE | L | Annual | Seasons Included | Seasons | Winter, WintShld, Summer | Winter, WintShld, Summer | Winter, WintShld, Summer | Winter, WintShld, Summer | Winter, WintShld, Summer | Winter, WintShld, Summer | Winter, WintShld, Summer | Winter, WintShld, Summer
NSR ClinchRiver 1-3 - SO2 Cap Annual v3.1 | 877 | 2049 | Rate Constraint in MTons | FALSE | L | Annual | Standard SO2 | Thousand Tons | 16.3 | 16.3 | 16.3 | 16.3 | 16.3 | 16.3 | 16.3 | 16.3
NSR ClinchRiver 1-3 - SO2 Cap Annual v3.1 | 877 | 2049 | Rate Constraint in MTons | FALSE | L | Annual | Emissions at Affected Plants SO2 | Thousand Tons | 0 | 0 | 0 | 0 | 0 | 0 | 0 | 0
NSR ClinchRiver 1-3 - SO2 Cap Annual v3.1 | 877 | 2049 | Rate Constraint in MTons | FALSE | L | Annual | Allowances Purchased SO2 | Thousand Tons | 0 | 0 | 0 | 0 | 0 | 0 | 0 | 0
NSR ClinchRiver 1-3 - SO2 Cap Annual v3.1 | 877 | 2049 | Rate Constraint in MTons | FALSE | L | Annual | Allowances Sold SO2 | Thousand Tons | 0 | 0 | 0 | 0 | 0 | 0 | 0 | 0
NSR ClinchRiver 1-3 - SO2 Cap Annual v3.1 | 877 | 2049 | Rate Constraint in MTons | FALSE | L | Annual | Allowances Banked | Thousand Tons | 0 | 0 | 0 | 0 | 0 | 0 | 0 | 0
NSR ClinchRiver 1-3 - SO2 Cap Annual v3.1 | 877 | 2049 | Rate Constraint in MTons | FALSE | L | Annual | Allowances Withdrawn (1:1) | Thousand Tons | 0 | 0 | 0 | 0 | 0 | 0 | 0 | 0
NSR ClinchRiver 1-3 - SO2 Cap Annual v3.1 | 877 | 2049 | Rate Constraint in MTons | FALSE | L | Annual | Allowances Withdrawn (n:1) | Thousand Tons | 0 | 0 | 0 | 0 | 0 | 0 | 0 | 0
NSR ClinchRiver 1-3 - SO2 Cap Annual v3.1 | 877 | 2049 | Rate Constraint in MTons | FALSE | L | Annual | Net Emissions Allowance Position | Thousand Tons | 0 | 0 | 0 | 0 | 0 | 0 | 0 | 0
NSR ClinchRiver 1-3 - SO2 Cap Annual v3.1 | 877 | 2049 | Rate Constraint in MTons | FALSE | L | Annual | Fuel Consumed | TBtu | 4.0318 | 4.0318 | 4.8299 | 6.3849 | 7.2717 | 5.4953 | 4.5713 | 1.79
NSR ClinchRiver 1-3 - SO2 Cap Annual v3.1 | 877 | 2049 | Rate Constraint in MTons | FALSE | L | Annual | Rate | lb/MMBtu | 0 | 0 | 0 | 0 | 0 | 0 | 0 | 0
NSR ClinchRiver 1-3 - SO2 Cap Annual v3.1 | 877 | 2049 | Rate Constraint in MTons | FALSE | L | Annual | Generation | TWh | 0.35851 | 0.35851 | 0.42948 | 0.56775 | 0.64661 | 0.48865 | 0.40648 | 0.15917
NSR ClinchRiver 1-3 - SO2 Cap Annual v3.1 | 877 | 2049 | Rate Constraint in MTons | FALSE | L | Annual | Qualifying Generation | TWh | 0.35851 | 0.35851 | 0.42948 | 0.56775 | 0.64661 | 0.48865 | 0.40648 | 0.15917
NSR ClinchRiver 1-3 - SO2 Cap Annual v3.1 | 877 | 2049 | Rate Constraint in MTons | FALSE | L | Annual | Rate | lb/MWh | 0 | 0 | 0 | 0 | 0 | 0 | 0 | 0
NSR ClinchRiver 1-3 - SO2 Cap Annual v3.1 | 877 | 2049 | Rate Constraint in MTons | FALSE | L | Annual | Constraint Shadow Price | US2016$/Ton | 0 | 0 | 0 | 0 | 0 | 0 | 0 | 0
NSR Columbia 1 & 2- NOx Cap Annual v5.13 | 878 | 5993 | Rate Constraint in MTons | FALSE | L | Annual | Seasons Included | Seasons | Winter, WintShld, Summer | Winter, WintShld, Summer | Winter, WintShld, Summer | Winter, WintShld, Summer | Winter, WintShld, Summer | Winter, WintShld, Summer | Winter, WintShld, Summer | Winter, WintShld, Summer
NSR Columbia 1 & 2- NOx Cap Annual v5.13 | 878 | 5993 | Rate Constraint in MTons | FALSE | L | Annual | Standard NOX | Thousand Tons | 4.3 | 4.3 | 4.3 | 4.3 | 4.3 | 4.3 | 4.3 | 4.3
NSR Columbia 1 & 2- NOx Cap Annual v5.13 | 878 | 5993 | Rate Constraint in MTons | FALSE | L | Annual | Emissions at Affected Plants NOX | Thousand Tons | 1.4642 | 1.8628 | 1.8494 | 1.6573 | 1.2999 | 1.5037 | 1.1902 | 1.0294
NSR Columbia 1 & 2- NOx Cap Annual v5.13 | 878 | 5993 | Rate Constraint in MTons | FALSE | L | Annual | Allowances Purchased NOX | Thousand Tons | 0 | 0 | 0 | 0 | 0 | 0 | 0 | 0
NSR Columbia 1 & 2- NOx Cap Annual v5.13 | 878 | 5993 | Rate Constraint in MTons | FALSE | L | Annual | Allowances Sold NOX | Thousand Tons | 0 | 0 | 0 | 0 | 0 | 0 | 0 | 0
NSR Columbia 1 & 2- NOx Cap Annual v5.13 | 878 | 5993 | Rate Constraint in MTons | FALSE | L | Annual | Allowances Banked | Thousand Tons | 0 | 0 | 0 | 0 | 0 | 0 | 0 | 0
NSR Columbia 1 & 2- NOx Cap Annual v5.13 | 878 | 5993 | Rate Constraint in MTons | FALSE | L | Annual | Allowances Withdrawn (1:1) | Thousand Tons | 0 | 0 | 0 | 0 | 0 | 0 | 0 | 0
NSR Columbia 1 & 2- NOx Cap Annual v5.13 | 878 | 5993 | Rate Constraint in MTons | FALSE | L | Annual | Allowances Withdrawn (n:1) | Thousand Tons | 0 | 0 | 0 | 0 | 0 | 0 | 0 | 0
NSR Columbia 1 & 2- NOx Cap Annual v5.13 | 878 | 5993 | Rate Constraint in MTons | FALSE | L | Annual | Net Emissions Allowance Position | Thousand Tons | 1.4642 | 1.8628 | 1.8494 | 1.6573 | 1.2999 | 1.5037 | 1.1902 | 1.0294
NSR Columbia 1 & 2- NOx Cap Annual v5.13 | 878 | 5993 | Rate Constraint in MTons | FALSE | L | Annual | Fuel Consumed | TBtu | 33.6845 | 42.9071 | 42.7375 | 38.0896 | 30.0618 | 33.25 | 28.3443 | 24.1651
NSR Columbia 1 & 2- NOx Cap Annual v5.13 | 878 | 5993 | Rate Constraint in MTons | FALSE | L | Annual | Rate | lb/MMBtu | 0.086934 | 0.086829 | 0.086549 | 0.087022 | 0.086484 | 0.090447 | 0.08398 | 0.0852
NSR Columbia 1 & 2- NOx Cap Annual v5.13 | 878 | 5993 | Rate Constraint in MTons | FALSE | L | Annual | Generation | TWh | 3.1537 | 4.0171 | 4.0744 | 3.6315 | 2.8659 | 3.1713 | 2.7014 | 2.3034
NSR Columbia 1 & 2- NOx Cap Annual v5.13 | 878 | 5993 | Rate Constraint in MTons | FALSE | L | Annual | Qualifying Generation | TWh | 3.1537 | 4.0171 | 4.0744 | 3.6315 | 2.8659 | 3.1713 | 2.7014 | 2.3034
NSR Columbia 1 & 2- NOx Cap Annual v5.13 | 878 | 5993 | Rate Constraint in MTons | FALSE | L | Annual | Rate | lb/MWh | 0.92856 | 0.92744 | 0.90784 | 0.91275 | 0.90716 | 0.9483 | 0.88115 | 0.89382
NSR Columbia 1 & 2- NOx Cap Annual v5.13 | 878 | 5993 | Rate Constraint in MTons | FALSE | L | Annual | Constraint Shadow Price | US2016$/Ton | 0 | 0 | 0 | 0 | 0 | 0 | 0 | 0
NSR Columbia 1 & 2- SO2 Cap Annual v5.13 | 879 | 5991 | Rate Constraint in MTons | FALSE | L | Annual | Seasons Included | Seasons | Winter, WintShld, Summer | Winter, WintShld, Summer | Winter, WintShld, Summer | Winter, WintShld, Summer | Winter, WintShld, Summer | Winter, WintShld, Summer | Winter, WintShld, Summer | Winter, WintShld, Summer
NSR Columbia 1 & 2- SO2 Cap Annual v5.13 | 879 | 5991 | Rate Constraint in MTons | FALSE | L | Annual | Standard SO2 | Thousand Tons | 3.286 | 3.286 | 3.286 | 3.286 | 3.286 | 3.286 | 3.286 | 3.286
NSR Columbia 1 & 2- SO2 Cap Annual v5.13 | 879 | 5991 | Rate Constraint in MTons | FALSE | L | Annual | Emissions at Affected Plants SO2 | Thousand Tons | 0.75185 | 0.95762 | 0.95362 | 0.85023 | 0.67074 | 0.74425 | 0.63115 | 0.53862
NSR Columbia 1 & 2- SO2 Cap Annual v5.13 | 879 | 5991 | Rate Constraint in MTons | FALSE | L | Annual | Allowances Purchased SO2 | Thousand Tons | 0 | 0 | 0 | 0 | 0 | 0 | 0 | 0
NSR Columbia 1 & 2- SO2 Cap Annual v5.13 | 879 | 5991 | Rate Constraint in MTons | FALSE | L | Annual | Allowances Sold SO2 | Thousand Tons | 0 | 0 | 0 | 0 | 0 | 0 | 0 | 0
NSR Columbia 1 & 2- SO2 Cap Annual v5.13 | 879 | 5991 | Rate Constraint in MTons | FALSE | L | Annual | Allowances Banked | Thousand Tons | 0 | 0 | 0 | 0 | 0 | 0 | 0 | 0
NSR Columbia 1 & 2- SO2 Cap Annual v5.13 | 879 | 5991 | Rate Constraint in MTons | FALSE | L | Annual | Allowances Withdrawn (1:1) | Thousand Tons | 0 | 0 | 0 | 0 | 0 | 0 | 0 | 0
NSR Columbia 1 & 2- SO2 Cap Annual v5.13 | 879 | 5991 | Rate Constraint in MTons | FALSE | L | Annual | Allowances Withdrawn (n:1) | Thousand Tons | 0 | 0 | 0 | 0 | 0 | 0 | 0 | 0
NSR Columbia 1 & 2- SO2 Cap Annual v5.13 | 879 | 5991 | Rate Constraint in MTons | FALSE | L | Annual | Net Emissions Allowance Position | Thousand Tons | 0.75185 | 0.95762 | 0.95362 | 0.85023 | 0.67074 | 0.74425 | 0.63115 | 0.53862
NSR Columbia 1 & 2- SO2 Cap Annual v5.13 | 879 | 5991 | Rate Constraint in MTons | FALSE | L | Annual | Fuel Consumed | TBtu | 33.6845 | 42.9071 | 42.7375 | 38.0896 | 30.0618 | 33.25 | 28.3443 | 24.1651
NSR Columbia 1 & 2- SO2 Cap Annual v5.13 | 879 | 5991 | Rate Constraint in MTons | FALSE | L | Annual | Rate | lb/MMBtu | 0.044641 | 0.044637 | 0.044627 | 0.044644 | 0.044624 | 0.044767 | 0.044534 | 0.044578
NSR Columbia 1 & 2- SO2 Cap Annual v5.13 | 879 | 5991 | Rate Constraint in MTons | FALSE | L | Annual | Generation | TWh | 3.1537 | 4.0171 | 4.0744 | 3.6315 | 2.8659 | 3.1713 | 2.7014 | 2.3034
NSR Columbia 1 & 2- SO2 Cap Annual v5.13 | 879 | 5991 | Rate Constraint in MTons | FALSE | L | Annual | Qualifying Generation | TWh | 3.1537 | 4.0171 | 4.0744 | 3.6315 | 2.8659 | 3.1713 | 2.7014 | 2.3034
NSR Columbia 1 & 2- SO2 Cap Annual v5.13 | 879 | 5991 | Rate Constraint in MTons | FALSE | L | Annual | Rate | lb/MWh | 0.47681 | 0.47678 | 0.4681 | 0.46826 | 0.46808 | 0.46936 | 0.46727 | 0.46767
NSR Columbia 1 & 2- SO2 Cap Annual v5.13 | 879 | 5991 | Rate Constraint in MTons | FALSE | L | Annual | Constraint Shadow Price | US2016$/Ton | 0 | 0 | 0 | 0 | 0 | 0 | 0 | 0
NSR Columbia 1 & 2- SO2 Rate Annual v5.13 | 880 | 5992 | Rate Constraint in lbs/MMBtu | FALSE | L | Annual | Seasons Included | Seasons | Winter, WintShld, Summer | Winter, WintShld, Summer | Winter, WintShld, Summer | Winter, WintShld, Summer | Winter, WintShld, Summer | Winter, WintShld, Summer | Winter, WintShld, Summer | Winter, WintShld, Summer
NSR Columbia 1 & 2- SO2 Rate Annual v5.13 | 880 | 5992 | Rate Constraint in lbs/MMBtu | FALSE | L | Annual | Standard SO2 | lb/MMBtu | 0.075 | 0.075 | 0.075 | 0.075 | 0.075 | 0.075 | 0.075 | 0.075
NSR Columbia 1 & 2- SO2 Rate Annual v5.13 | 880 | 5992 | Rate Constraint in lbs/MMBtu | FALSE | L | Annual | Emissions at Affected Plants SO2 | Thousand Tons | 0.75185 | 0.95762 | 0.95362 | 0.85023 | 0.67074 | 0.74425 | 0.63115 | 0.53862
NSR Columbia 1 & 2- SO2 Rate Annual v5.13 | 880 | 5992 | Rate Constraint in lbs/MMBtu | FALSE | L | Annual | Allowances Purchased SO2 | Thousand Tons | 0 | 0 | 0 | 0 | 0 | 0 | 0 | 0
NSR Columbia 1 & 2- SO2 Rate Annual v5.13 | 880 | 5992 | Rate Constraint in lbs/MMBtu | FALSE | L | Annual | Allowances Sold SO2 | Thousand Tons | 0 | 0 | 0 | 0 | 0 | 0 | 0 | 0
NSR Columbia 1 & 2- SO2 Rate Annual v5.13 | 880 | 5992 | Rate Constraint in lbs/MMBtu | FALSE | L | Annual | Allowances Banked | Thousand Tons | 0 | 0 | 0 | 0 | 0 | 0 | 0 | 0
NSR Columbia 1 & 2- SO2 Rate Annual v5.13 | 880 | 5992 | Rate Constraint in lbs/MMBtu | FALSE | L | Annual | Allowances Withdrawn (1:1) | Thousand Tons | 0 | 0 | 0 | 0 | 0 | 0 | 0 | 0
NSR Columbia 1 & 2- SO2 Rate Annual v5.13 | 880 | 5992 | Rate Constraint in lbs/MMBtu | FALSE | L | Annual | Allowances Withdrawn (n:1) | Thousand Tons | 0 | 0 | 0 | 0 | 0 | 0 | 0 | 0
NSR Columbia 1 & 2- SO2 Rate Annual v5.13 | 880 | 5992 | Rate Constraint in lbs/MMBtu | FALSE | L | Annual | Net Emissions Allowance Position | Thousand Tons | 0.75185 | 0.95762 | 0.95362 | 0.85023 | 0.67074 | 0.74425 | 0.63115 | 0.53862
NSR Columbia 1 & 2- SO2 Rate Annual v5.13 | 880 | 5992 | Rate Constraint in lbs/MMBtu | FALSE | L | Annual | Fuel Consumed | TBtu | 33.6845 | 42.9071 | 42.7375 | 38.0896 | 30.0618 | 33.25 | 28.3443 | 24.1651
NSR Columbia 1 & 2- SO2 Rate Annual v5.13 | 880 | 5992 | Rate Constraint in lbs/MMBtu | FALSE | L | Annual | Rate | lb/MMBtu | 0.044641 | 0.044637 | 0.044627 | 0.044644 | 0.044624 | 0.044767 | 0.044534 | 0.044578
NSR Columbia 1 & 2- SO2 Rate Annual v5.13 | 880 | 5992 | Rate Constraint in lbs/MMBtu | FALSE | L | Annual | Generation | TWh | 3.1537 | 4.0171 | 4.0744 | 3.6315 | 2.8659 | 3.1713 | 2.7014 | 2.3034
NSR Columbia 1 & 2- SO2 Rate Annual v5.13 | 880 | 5992 | Rate Constraint in lbs/MMBtu | FALSE | L | Annual | Qualifying Generation | TWh | 3.1537 | 4.0171 | 4.0744 | 3.6315 | 2.8659 | 3.1713 | 2.7014 | 2.3034
NSR Columbia 1 & 2- SO2 Rate Annual v5.13 | 880 | 5992 | Rate Constraint in lbs/MMBtu | FALSE | L | Annual | Rate | lb/MWh | 0.47681 | 0.47678 | 0.4681 | 0.46826 | 0.46808 | 0.46936 | 0.46727 | 0.46767
NSR Columbia 1 & 2- SO2 Rate Annual v5.13 | 880 | 5992 | Rate Constraint in lbs/MMBtu | FALSE | L | Annual | Constraint Shadow Price | US2016$/Ton | 0 | 0 | 0 | 0 | 0 | 0 | 0 | 0
NSR Columbia 1- Hg Rate Annual v5.13 | 881 | 6002 | Rate Constraint in lbs/MMBtu | FALSE | L | Annual | Seasons Included | Seasons | Winter, WintShld, Summer | Winter, WintShld, Summer | Winter, WintShld, Summer | Winter, WintShld, Summer | Winter, WintShld, Summer | Winter, WintShld, Summer | Winter, WintShld, Summer | Winter, WintShld, Summer
NSR Columbia 1- Hg Rate Annual v5.13 | 881 | 6002 | Rate Constraint in lbs/MMBtu | FALSE | L | Annual | Standard MER | lb/MMBtu | 0.015 | 0.015 | 0.015 | 0.015 | 0.015 | 0.015 | 0.015 | 0.015
NSR Columbia 1- Hg Rate Annual v5.13 | 881 | 6002 | Rate Constraint in lbs/MMBtu | FALSE | L | Annual | Emissions at Affected Plants MER | lbs | 5.5368 | 7.0089 | 6.865 | 6.2932 | 4.8099 | 6.5989 | 3.8462 | 3.5651
NSR Columbia 1- Hg Rate Annual v5.13 | 881 | 6002 | Rate Constraint in lbs/MMBtu | FALSE | L | Annual | Allowances Purchased MER | lbs | 0 | 0 | 0 | 0 | 0 | 0 | 0 | 0
NSR Columbia 1- Hg Rate Annual v5.13 | 881 | 6002 | Rate Constraint in lbs/MMBtu | FALSE | L | Annual | Allowances Sold MER | lbs | 0 | 0 | 0 | 0 | 0 | 0 | 0 | 0
NSR Columbia 1- Hg Rate Annual v5.13 | 881 | 6002 | Rate Constraint in lbs/MMBtu | FALSE | L | Annual | Allowances Banked | lbs | 0 | 0 | 0 | 0 | 0 | 0 | 0 | 0
NSR Columbia 1- Hg Rate Annual v5.13 | 881 | 6002 | Rate Constraint in lbs/MMBtu | FALSE | L | Annual | Allowances Withdrawn (1:1) | lbs | 0 | 0 | 0 | 0 | 0 | 0 | 0 | 0
NSR Columbia 1- Hg Rate Annual v5.13 | 881 | 6002 | Rate Constraint in lbs/MMBtu | FALSE | L | Annual | Allowances Withdrawn (n:1) | lbs | 0 | 0 | 0 | 0 | 0 | 0 | 0 | 0
NSR Columbia 1- Hg Rate Annual v5.13 | 881 | 6002 | Rate Constraint in lbs/MMBtu | FALSE | L | Annual | Net Emissions Allowance Position | lbs | 5.5368 | 7.0089 | 6.865 | 6.2932 | 4.8099 | 6.5989 | 3.8462 | 3.5651
NSR Columbia 1- Hg Rate Annual v5.13 | 881 | 6002 | Rate Constraint in lbs/MMBtu | FALSE | L | Annual | Fuel Consumed | TBtu | 9.8673 | 12.4908 | 12.2344 | 11.2153 | 8.5719 | 11.7601 | 6.8545 | 6.3536
NSR Columbia 1- Hg Rate Annual v5.13 | 881 | 6002 | Rate Constraint in lbs/MMBtu | FALSE | L | Annual | Rate | lb/MMBtu | 5.6112e-07 | 5.6112e-07 | 5.6112e-07 | 5.6112e-07 | 5.6112e-07 | 5.6112e-07 | 5.6112e-07 | 5.6112e-07
NSR Columbia 1- Hg Rate Annual v5.13 | 881 | 6002 | Rate Constraint in lbs/MMBtu | FALSE | L | Annual | Generation | TWh | 0.92816 | 1.1749 | 1.1719 | 1.0743 | 0.82109 | 1.1265 | 0.65658 | 0.6086
NSR Columbia 1- Hg Rate Annual v5.13 | 881 | 6002 | Rate Constraint in lbs/MMBtu | FALSE | L | Annual | Qualifying Generation | TWh | 0.92816 | 1.1749 | 1.1719 | 1.0743 | 0.82109 | 1.1265 | 0.65658 | 0.6086
NSR Columbia 1- Hg Rate Annual v5.13 | 881 | 6002 | Rate Constraint in lbs/MMBtu | FALSE | L | Annual | Rate | lb/MWh | 5.9653e-06 | 5.9653e-06 | 5.8579e-06 | 5.8579e-06 | 5.8579e-06 | 5.8579e-06 | 5.8579e-06 | 5.8579e-06
NSR Columbia 1- Hg Rate Annual v5.13 | 881 | 6002 | Rate Constraint in lbs/MMBtu | FALSE | L | Annual | Constraint Shadow Price | US2016$/Lb | 0 | 0 | 0 | 0 | 0 | 0 | 0 | 0
NSR Columbia 1- NOx Rate Annual v5.13 | 882 | 5994 | Rate Constraint in lbs/MMBtu | FALSE | L | Annual | Seasons Included | Seasons | Winter, WintShld, Summer | Winter, WintShld, Summer | Winter, WintShld, Summer | Winter, WintShld, Summer | Winter, WintShld, Summer | Winter, WintShld, Summer | Winter, WintShld, Summer | Winter, WintShld, Summer
NSR Columbia 1- NOx Rate Annual v5.13 | 882 | 5994 | Rate Constraint in lbs/MMBtu | FALSE | L | Annual | Standard NOX | lb/MMBtu | 0.15 | 0.15 | 0.15 | 0.15 | 0.15 | 0.15 | 0.15 | 0.15
NSR Columbia 1- NOx Rate Annual v5.13 | 882 | 5994 | Rate Constraint in lbs/MMBtu | FALSE | L | Annual | Emissions at Affected Plants NOX | Thousand Tons | 0.63057 | 0.79823 | 0.78184 | 0.71672 | 0.54779 | 0.75153 | 0.43803 | 0.40602
NSR Columbia 1- NOx Rate Annual v5.13 | 882 | 5994 | Rate Constraint in lbs/MMBtu | FALSE | L | Annual | Allowances Purchased NOX | Thousand Tons | 0 | 0 | 0 | 0 | 0 | 0 | 0 | 0
NSR Columbia 1- NOx Rate Annual v5.13 | 882 | 5994 | Rate Constraint in lbs/MMBtu | FALSE | L | Annual | Allowances Sold NOX | Thousand Tons | 0 | 0 | 0 | 0 | 0 | 0 | 0 | 0
NSR Columbia 1- NOx Rate Annual v5.13 | 882 | 5994 | Rate Constraint in lbs/MMBtu | FALSE | L | Annual | Allowances Banked | Thousand Tons | 0 | 0 | 0 | 0 | 0 | 0 | 0 | 0
NSR Columbia 1- NOx Rate Annual v5.13 | 882 | 5994 | Rate Constraint in lbs/MMBtu | FALSE | L | Annual | Allowances Withdrawn (1:1) | Thousand Tons | 0 | 0 | 0 | 0 | 0 | 0 | 0 | 0
NSR Columbia 1- NOx Rate Annual v5.13 | 882 | 5994 | Rate Constraint in lbs/MMBtu | FALSE | L | Annual | Allowances Withdrawn (n:1) | Thousand Tons | 0 | 0 | 0 | 0 | 0 | 0 | 0 | 0
NSR Columbia 1- NOx Rate Annual v5.13 | 882 | 5994 | Rate Constraint in lbs/MMBtu | FALSE | L | Annual | Net Emissions Allowance Position | Thousand Tons | 0.63057 | 0.79823 | 0.78184 | 0.71672 | 0.54779 | 0.75153 | 0.43803 | 0.40602
NSR Columbia 1- NOx Rate Annual v5.13 | 882 | 5994 | Rate Constraint in lbs/MMBtu | FALSE | L | Annual | Fuel Consumed | TBtu | 9.8673 | 12.4908 | 12.2344 | 11.2153 | 8.5719 | 11.7601 | 6.8545 | 6.3536
NSR Columbia 1- NOx Rate Annual v5.13 | 882 | 5994 | Rate Constraint in lbs/MMBtu | FALSE | L | Annual | Rate | lb/MMBtu | 0.12781 | 0.12781 | 0.12781 | 0.12781 | 0.12781 | 0.12781 | 0.12781 | 0.12781
NSR Columbia 1- NOx Rate Annual v5.13 | 882 | 5994 | Rate Constraint in lbs/MMBtu | FALSE | L | Annual | Generation | TWh | 0.92816 | 1.1749 | 1.1719 | 1.0743 | 0.82109 | 1.1265 | 0.65658 | 0.6086
NSR Columbia 1- NOx Rate Annual v5.13 | 882 | 5994 | Rate Constraint in lbs/MMBtu | FALSE | L | Annual | Qualifying Generation | TWh | 0.92816 | 1.1749 | 1.1719 | 1.0743 | 0.82109 | 1.1265 | 0.65658 | 0.6086
NSR Columbia 1- NOx Rate Annual v5.13 | 882 | 5994 | Rate Constraint in lbs/MMBtu | FALSE | L | Annual | Rate | lb/MWh | 1.3587 | 1.3587 | 1.3343 | 1.3343 | 1.3343 | 1.3343 | 1.3343 | 1.3343
NSR Columbia 1- NOx Rate Annual v5.13 | 882 | 5994 | Rate Constraint in lbs/MMBtu | FALSE | L | Annual | Constraint Shadow Price | US2016$/Ton | 0 | 0 | 0 | 0 | 0 | 0 | 0 | 0
NSR Columbia 2- Hg Rate Annual v5.13 | 883 | 5995 | Rate Constraint in lbs/MMBtu | FALSE | L | Annual | Seasons Included | Seasons | Winter, WintShld, Summer | Winter, WintShld, Summer | Winter, WintShld, Summer | Winter, WintShld, Summer | Winter, WintShld, Summer | Winter, WintShld, Summer | Winter, WintShld, Summer | Winter, WintShld, Summer
NSR Columbia 2- Hg Rate Annual v5.13 | 883 | 5995 | Rate Constraint in lbs/MMBtu | FALSE | L | Annual | Standard MER | lb/MMBtu | 0.015 | 0.015 | 0.015 | 0.015 | 0.015 | 0.015 | 0.015 | 0.015
NSR Columbia 2- Hg Rate Annual v5.13 | 883 | 5995 | Rate Constraint in lbs/MMBtu | FALSE | L | Annual | Emissions at Affected Plants MER | lbs | 13.3644 | 17.0673 | 17.116 | 15.0798 | 12.0585 | 12.0585 | 12.0585 | 9.9945
NSR Columbia 2- Hg Rate Annual v5.13 | 883 | 5995 | Rate Constraint in lbs/MMBtu | FALSE | L | Annual | Allowances Purchased MER | lbs | 0 | 0 | 0 | 0 | 0 | 0 | 0 | 0
NSR Columbia 2- Hg Rate Annual v5.13 | 883 | 5995 | Rate Constraint in lbs/MMBtu | FALSE | L | Annual | Allowances Sold MER | lbs | 0 | 0 | 0 | 0 | 0 | 0 | 0 | 0
NSR Columbia 2- Hg Rate Annual v5.13 | 883 | 5995 | Rate Constraint in lbs/MMBtu | FALSE | L | Annual | Allowances Banked | lbs | 0 | 0 | 0 | 0 | 0 | 0 | 0 | 0
NSR Columbia 2- Hg Rate Annual v5.13 | 883 | 5995 | Rate Constraint in lbs/MMBtu | FALSE | L | Annual | Allowances Withdrawn (1:1) | lbs | 0 | 0 | 0 | 0 | 0 | 0 | 0 | 0
NSR Columbia 2- Hg Rate Annual v5.13 | 883 | 5995 | Rate Constraint in lbs/MMBtu | FALSE | L | Annual | Allowances Withdrawn (n:1) | lbs | 0 | 0 | 0 | 0 | 0 | 0 | 0 | 0
NSR Columbia 2- Hg Rate Annual v5.13 | 883 | 5995 | Rate Constraint in lbs/MMBtu | FALSE | L | Annual | Net Emissions Allowance Position | lbs | 13.3644 | 17.0673 | 17.116 | 15.0798 | 12.0585 | 12.0585 | 12.0585 | 9.9945
NSR Columbia 2- Hg Rate Annual v5.13 | 883 | 5995 | Rate Constraint in lbs/MMBtu | FALSE | L | Annual | Fuel Consumed | TBtu | 23.8172 | 30.4162 | 30.5031 | 26.8743 | 21.4899 | 21.4899 | 21.4899 | 17.8116
NSR Columbia 2- Hg Rate Annual v5.13 | 883 | 5995 | Rate Constraint in lbs/MMBtu | FALSE | L | Annual | Rate | lb/MMBtu | 5.6112e-07 | 5.6112e-07 | 5.6112e-07 | 5.6112e-07 | 5.6112e-07 | 5.6112e-07 | 5.6112e-07 | 5.6112e-07
NSR Columbia 2- Hg Rate Annual v5.13 | 883 | 5995 | Rate Constraint in lbs/MMBtu | FALSE | L | Annual | Generation | TWh | 2.2255 | 2.8421 | 2.9025 | 2.5572 | 2.0448 | 2.0448 | 2.0448 | 1.6948
NSR Columbia 2- Hg Rate Annual v5.13 | 883 | 5995 | Rate Constraint in lbs/MMBtu | FALSE | L | Annual | Qualifying Generation | TWh | 2.2255 | 2.8421 | 2.9025 | 2.5572 | 2.0448 | 2.0448 | 2.0448 | 1.6948
NSR Columbia 2- Hg Rate Annual v5.13 | 883 | 5995 | Rate Constraint in lbs/MMBtu | FALSE | L | Annual | Rate | lb/MWh | 6.0052e-06 | 6.0052e-06 | 5.8971e-06 | 5.8971e-06 | 5.8971e-06 | 5.8971e-06 | 5.8971e-06 | 5.8971e-06
NSR Columbia 2- Hg Rate Annual v5.13 | 883 | 5995 | Rate Constraint in lbs/MMBtu | FALSE | L | Annual | Constraint Shadow Price | US2016$/Lb | 0 | 0 | 0 | 0 | 0 | 0 | 0 | 0
NSR Columbia 2- NOx Rate Annual v5.13 | 884 | 5997 | Rate Constraint in lbs/MMBtu | FALSE | L | Annual | Seasons Included | Seasons | Winter, WintShld, Summer | Winter, WintShld, Summer | Winter, WintShld, Summer | Winter, WintShld, Summer | Winter, WintShld, Summer | Winter, WintShld, Summer | Winter, WintShld, Summer | Winter, WintShld, Summer
NSR Columbia 2- NOx Rate Annual v5.13 | 884 | 5997 | Rate Constraint in lbs/MMBtu | FALSE | L | Annual | Standard NOX | lb/MMBtu | 0.07 | 0.07 | 0.07 | 0.07 | 0.07 | 0.07 | 0.07 | 0.07
NSR Columbia 2- NOx Rate Annual v5.13 | 884 | 5997 | Rate Constraint in lbs/MMBtu | FALSE | L | Annual | Emissions at Affected Plants NOX | Thousand Tons | 0.8336 | 1.0646 | 1.0676 | 0.9406 | 0.75215 | 0.75215 | 0.75215 | 0.6234
NSR Columbia 2- NOx Rate Annual v5.13 | 884 | 5997 | Rate Constraint in lbs/MMBtu | FALSE | L | Annual | Allowances Purchased NOX | Thousand Tons | 0 | 0 | 0 | 0 | 0 | 0 | 0 | 0
NSR Columbia 2- NOx Rate Annual v5.13 | 884 | 5997 | Rate Constraint in lbs/MMBtu | FALSE | L | Annual | Allowances Sold NOX | Thousand Tons | 0 | 0 | 0 | 0 | 0 | 0 | 0 | 0
NSR Columbia 2- NOx Rate Annual v5.13 | 884 | 5997 | Rate Constraint in lbs/MMBtu | FALSE | L | Annual | Allowances Banked | Thousand Tons | 0 | 0 | 0 | 0 | 0 | 0 | 0 | 0
NSR Columbia 2- NOx Rate Annual v5.13 | 884 | 5997 | Rate Constraint in lbs/MMBtu | FALSE | L | Annual | Allowances Withdrawn (1:1) | Thousand Tons | 0 | 0 | 0 | 0 | 0 | 0 | 0 | 0
NSR Columbia 2- NOx Rate Annual v5.13 | 884 | 5997 | Rate Constraint in lbs/MMBtu | FALSE | L | Annual | Allowances Withdrawn (n:1) | Thousand Tons | 0 | 0 | 0 | 0 | 0 | 0 | 0 | 0
NSR Columbia 2- NOx Rate Annual v5.13 | 884 | 5997 | Rate Constraint in lbs/MMBtu | FALSE | L | Annual | Net Emissions Allowance Position | Thousand Tons | 0.8336 | 1.0646 | 1.0676 | 0.9406 | 0.75215 | 0.75215 | 0.75215 | 0.6234
NSR Columbia 2- NOx Rate Annual v5.13 | 884 | 5997 | Rate Constraint in lbs/MMBtu | FALSE | L | Annual | Fuel Consumed | TBtu | 23.8172 | 30.4162 | 30.5031 | 26.8743 | 21.4899 | 21.4899 | 21.4899 | 17.8116
NSR Columbia 2- NOx Rate Annual v5.13 | 884 | 5997 | Rate Constraint in lbs/MMBtu | FALSE | L | Annual | Rate | lb/MMBtu | 0.07 | 0.07 | 0.07 | 0.07 | 0.07 | 0.07 | 0.07 | 0.07
NSR Columbia 2- NOx Rate Annual v5.13 | 884 | 5997 | Rate Constraint in lbs/MMBtu | FALSE | L | Annual | Generation | TWh | 2.2255 | 2.8421 | 2.9025 | 2.5572 | 2.0448 | 2.0448 | 2.0448 | 1.6948
NSR Columbia 2- NOx Rate Annual v5.13 | 884 | 5997 | Rate Constraint in lbs/MMBtu | FALSE | L | Annual | Qualifying Generation | TWh | 2.2255 | 2.8421 | 2.9025 | 2.5572 | 2.0448 | 2.0448 | 2.0448 | 1.6948
NSR Columbia 2- NOx Rate Annual v5.13 | 884 | 5997 | Rate Constraint in lbs/MMBtu | FALSE | L | Annual | Rate | lb/MWh | 0.74914 | 0.74914 | 0.73566 | 0.73566 | 0.73566 | 0.73566 | 0.73566 | 0.73566
NSR Columbia 2- NOx Rate Annual v5.13 | 884 | 5997 | Rate Constraint in lbs/MMBtu | FALSE | L | Annual | Constraint Shadow Price | US2016$/Ton | 0 | 0 | 0 | 0 | 0 | 0 | 0 | 0
NSR Consumer Energy - NOx Cap Annual v5.14 | 885 | 6152 | Rate Constraint in MTons | FALSE | L | Annual | Seasons Included | Seasons | Winter, WintShld, Summer | Winter, WintShld, Summer | Winter, WintShld, Summer | Winter, WintShld, Summer | Winter, WintShld, Summer | Winter, WintShld, Summer | Winter, WintShld, Summer | Winter, WintShld, Summer
NSR Consumer Energy - NOx Cap Annual v5.14 | 885 | 6152 | Rate Constraint in MTons | FALSE | L | Annual | Standard NOX | Thousand Tons | 6.912 | 6.912 | 6.912 | 6.912 | 6.912 | 6.912 | 6.912 | 6.912
NSR Consumer Energy - NOx Cap Annual v5.14 | 885 | 6152 | Rate Constraint in MTons | FALSE | L | Annual | Emissions at Affected Plants NOX | Thousand Tons | 2.6558 | 2.6608 | 2.768 | 3.1073 | 2.7286 | 2.7505 | 2.3276 | 0.96516
NSR Consumer Energy - NOx Cap Annual v5.14 | 885 | 6152 | Rate Constraint in MTons | FALSE | L | Annual | Allowances Purchased NOX | Thousand Tons | 0 | 0 | 0 | 0 | 0 | 0 | 0 | 0
NSR Consumer Energy - NOx Cap Annual v5.14 | 885 | 6152 | Rate Constraint in MTons | FALSE | L | Annual | Allowances Sold NOX | Thousand Tons | 0 | 0 | 0 | 0 | 0 | 0 | 0 | 0
NSR Consumer Energy - NOx Cap Annual v5.14 | 885 | 6152 | Rate Constraint in MTons | FALSE | L | Annual | Allowances Banked | Thousand Tons | 0 | 0 | 0 | 0 | 0 | 0 | 0 | 0
NSR Consumer Energy - NOx Cap Annual v5.14 | 885 | 6152 | Rate Constraint in MTons | FALSE | L | Annual | Allowances Withdrawn (1:1) | Thousand Tons | 0 | 0 | 0 | 0 | 0 | 0 | 0 | 0
NSR Consumer Energy - NOx Cap Annual v5.14 | 885 | 6152 | Rate Constraint in MTons | FALSE | L | Annual | Allowances Withdrawn (n:1) | Thousand Tons | 0 | 0 | 0 | 0 | 0 | 0 | 0 | 0
NSR Consumer Energy - NOx Cap Annual v5.14 | 885 | 6152 | Rate Constraint in MTons | FALSE | L | Annual | Net Emissions Allowance Position | Thousand Tons | 2.6558 | 2.6608 | 2.768 | 3.1073 | 2.7286 | 2.7505 | 2.3276 | 0.96516
NSR Consumer Energy - NOx Cap Annual v5.14 | 885 | 6152 | Rate Constraint in MTons | FALSE | L | Annual | Fuel Consumed | TBtu | 74.3558 | 73.1342 | 76.2019 | 87.171 | 76.0545 | 76.7943 | 62.9092 | 32.662
NSR Consumer Energy - NOx Cap Annual v5.14 | 885 | 6152 | Rate Constraint in MTons | FALSE | L | Annual | Rate | lb/MMBtu | 0.071435 | 0.072766 | 0.072649 | 0.071292 | 0.071754 | 0.071632 | 0.073999 | 0.0591
NSR Consumer Energy - NOx Cap Annual v5.14 | 885 | 6152 | Rate Constraint in MTons | FALSE | L | Annual | Generation | TWh | 6.9835 | 6.8681 | 7.2129 | 8.2494 | 7.197 | 7.2673 | 5.9508 | 3.1013
NSR Consumer Energy - NOx Cap Annual v5.14 | 885 | 6152 | Rate Constraint in MTons | FALSE | L | Annual | Qualifying Generation | TWh | 6.9835 | 6.8681 | 7.2129 | 8.2494 | 7.197 | 7.2673 | 5.9508 | 3.1013
NSR Consumer Energy - NOx Cap Annual v5.14 | 885 | 6152 | Rate Constraint in MTons | FALSE | L | Annual | Rate | lb/MWh | 0.76059 | 0.77484 | 0.76751 | 0.75333 | 0.75826 | 0.75695 | 0.78228 | 0.62242
NSR Consumer Energy - NOx Cap Annual v5.14 | 885 | 6152 | Rate Constraint in MTons | FALSE | L | Annual | Constraint Shadow Price | US2016$/Ton | 0 | 0 | 0 | 0 | 0 | 0 | 0 | 0
NSR Consumer Energy - SO2 Cap Annual v5.14 | 886 | 6153 | Rate Constraint in MTons | FALSE | L | Annual | Seasons Included | Seasons | Winter, WintShld, Summer | Winter, WintShld, Summer | Winter, WintShld, Summer | Winter, WintShld, Summer | Winter, WintShld, Summer | Winter, WintShld, Summer | Winter, WintShld, Summer | Winter, WintShld, Summer
NSR Consumer Energy - SO2 Cap Annual v5.14 | 886 | 6153 | Rate Constraint in MTons | FALSE | L | Annual | Standard SO2 | Thousand Tons | 10.9 | 10.9 | 10.9 | 10.9 | 10.9 | 10.9 | 10.9 | 10.9
NSR Consumer Energy - SO2 Cap Annual v5.14 | 886 | 6153 | Rate Constraint in MTons | FALSE | L | Annual | Emissions at Affected Plants SO2 | Thousand Tons | 3.4444 | 3.4731 | 4.6723 | 5.3944 | 4.7646 | 4.7844 | 4.233 | 0.87539
NSR Consumer Energy - SO2 Cap Annual v5.14 | 886 | 6153 | Rate Constraint in MTons | FALSE | L | Annual | Allowances Purchased SO2 | Thousand Tons | 0 | 0 | 0 | 0 | 0 | 0 | 0 | 0
NSR Consumer Energy - SO2 Cap Annual v5.14 | 886 | 6153 | Rate Constraint in MTons | FALSE | L | Annual | Allowances Sold SO2 | Thousand Tons | 0 | 0 | 0 | 0 | 0 | 0 | 0 | 0
NSR Consumer Energy - SO2 Cap Annual v5.14 | 886 | 6153 | Rate Constraint in MTons | FALSE | L | Annual | Allowances Banked | Thousand Tons | 0 | 0 | 0 | 0 | 0 | 0 | 0 | 0
NSR Consumer Energy - SO2 Cap Annual v5.14 | 886 | 6153 | Rate Constraint in MTons | FALSE | L | Annual | Allowances Withdrawn (1:1) | Thousand Tons | 0 | 0 | 0 | 0 | 0 | 0 | 0 | 0
NSR Consumer Energy - SO2 Cap Annual v5.14 | 886 | 6153 | Rate Constraint in MTons | FALSE | L | Annual | Allowances Withdrawn (n:1) | Thousand Tons | 0 | 0 | 0 | 0 | 0 | 0 | 0 | 0
NSR Consumer Energy - SO2 Cap Annual v5.14 | 886 | 6153 | Rate Constraint in MTons | FALSE | L | Annual | Net Emissions Allowance Position | Thousand Tons | 3.4444 | 3.4731 | 4.6723 | 5.3944 | 4.7646 | 4.7844 | 4.233 | 0.87539
NSR Consumer Energy - SO2 Cap Annual v5.14 | 886 | 6153 | Rate Constraint in MTons | FALSE | L | Annual | Fuel Consumed | TBtu | 74.3558 | 73.1342 | 76.2019 | 87.171 | 76.0545 | 76.7943 | 62.9092 | 32.662
NSR Consumer Energy - SO2 Cap Annual v5.14 | 886 | 6153 | Rate Constraint in MTons | FALSE | L | Annual | Rate | lb/MMBtu | 0.092647 | 0.094979 | 0.12263 | 0.12377 | 0.12529 | 0.1246 | 0.13457 | 0.053603
NSR Consumer Energy - SO2 Cap Annual v5.14 | 886 | 6153 | Rate Constraint in MTons | FALSE | L | Annual | Generation | TWh | 6.9835 | 6.8681 | 7.2129 | 8.2494 | 7.197 | 7.2673 | 5.9508 | 3.1013
NSR Consumer Energy - SO2 Cap Annual v5.14 | 886 | 6153 | Rate Constraint in MTons | FALSE | L | Annual | Qualifying Generation | TWh | 6.9835 | 6.8681 | 7.2129 | 8.2494 | 7.197 | 7.2673 | 5.9508 | 3.1013
NSR Consumer Energy - SO2 Cap Annual v5.14 | 886 | 6153 | Rate Constraint in MTons | FALSE | L | Annual | Rate | lb/MWh | 0.98644 | 1.0114 | 1.2956 | 1.3078 | 1.324 | 1.3167 | 1.4227 | 0.56453
NSR Consumer Energy - SO2 Cap Annual v5.14 | 886 | 6153 | Rate Constraint in MTons | FALSE | L | Annual | Constraint Shadow Price | US2016$/Ton | 0 | 0 | 0 | 0 | 0 | 0 | 0 | 0
NSR Cooper 2 - NOX Rate Annual v3.1, Unit 3643 and retrofits | 887 | 1957 | Rate Constraint in lbs/MMBtu | FALSE | L | Annual | Seasons Included | Seasons | Winter, WintShld, Summer | Winter, WintShld, Summer | Winter, WintShld, Summer | Winter, WintShld, Summer | Winter, WintShld, Summer | Winter, WintShld, Summer | Winter, WintShld, Summer | Winter, WintShld, Summer
NSR Cooper 2 - NOX Rate Annual v3.1, Unit 3643 and retrofits | 887 | 1957 | Rate Constraint in lbs/MMBtu | FALSE | L | Annual | Standard NOX | lb/MMBtu | 0.08 | 0.08 | 0.08 | 0.08 | 0.08 | 0.08 | 0.08 | 0.08
NSR Cooper 2 - NOX Rate Annual v3.1, Unit 3643 and retrofits | 887 | 1957 | Rate Constraint in lbs/MMBtu | FALSE | L | Annual | Emissions at Affected Plants NOX | Thousand Tons | 0 | 0 | 0 | 0 | 0 | 0 | 0 | 0
NSR Cooper 2 - NOX Rate Annual v3.1, Unit 3643 and retrofits | 887 | 1957 | Rate Constraint in lbs/MMBtu | FALSE | L | Annual | Allowances Purchased NOX | Thousand Tons | 0 | 0 | 0 | 0 | 0 | 0 | 0 | 0
NSR Cooper 2 - NOX Rate Annual v3.1, Unit 3643 and retrofits | 887 | 1957 | Rate Constraint in lbs/MMBtu | FALSE | L | Annual | Allowances Sold NOX | Thousand Tons | 0 | 0 | 0 | 0 | 0 | 0 | 0 | 0
NSR Cooper 2 - NOX Rate Annual v3.1, Unit 3643 and retrofits | 887 | 1957 | Rate Constraint in lbs/MMBtu | FALSE | L | Annual | Allowances Banked | Thousand Tons | 0 | 0 | 0 | 0 | 0 | 0 | 0 | 0
NSR Cooper 2 - NOX Rate Annual v3.1, Unit 3643 and retrofits | 887 | 1957 | Rate Constraint in lbs/MMBtu | FALSE | L | Annual | Allowances Withdrawn (1:1) | Thousand Tons | 0 | 0 | 0 | 0 | 0 | 0 | 0 | 0
NSR Cooper 2 - NOX Rate Annual v3.1, Unit 3643 and retrofits | 887 | 1957 | Rate Constraint in lbs/MMBtu | FALSE | L | Annual | Allowances Withdrawn (n:1) | Thousand Tons | 0 | 0 | 0 | 0 | 0 | 0 | 0 | 0
NSR Cooper 2 - NOX Rate Annual v3.1, Unit 3643 and retrofits | 887 | 1957 | Rate Constraint in lbs/MMBtu | FALSE | L | Annual | Net Emissions Allowance Position | Thousand Tons | 0 | 0 | 0 | 0 | 0 | 0 | 0 | 0
NSR Cooper 2 - NOX Rate Annual v3.1, Unit 3643 and retrofits | 887 | 1957 | Rate Constraint in lbs/MMBtu | FALSE | L | Annual | Fuel Consumed | TBtu | 0 | 0 | 0 | 0 | 0 | 0 | 0 | 0
NSR Cooper 2 - NOX Rate Annual v3.1, Unit 3643 and retrofits | 887 | 1957 | Rate Constraint in lbs/MMBtu | FALSE | L | Annual | Rate | lb/MMBtu | 0 | 0 | 0 | 0 | 0 | 0 | 0 | 0
NSR Cooper 2 - NOX Rate Annual v3.1, Unit 3643 and retrofits | 887 | 1957 | Rate Constraint in lbs/MMBtu | FALSE | L | Annual | Generation | TWh | 0 | 0 | 0 | 0 | 0 | 0 | 0 | 0
NSR Cooper 2 - NOX Rate Annual v3.1, Unit 3643 and retrofits | 887 | 1957 | Rate Constraint in lbs/MMBtu | FALSE | L | Annual | Qualifying Generation | TWh | 0 | 0 | 0 | 0 | 0 | 0 | 0 | 0
NSR Cooper 2 - NOX Rate Annual v3.1, Unit 3643 and retrofits | 887 | 1957 | Rate Constraint in lbs/MMBtu | FALSE | L | Annual | Rate | lb/MWh | 0 | 0 | 0 | 0 | 0 | 0 | 0 | 0
NSR Cooper 2 - NOX Rate Annual v3.1, Unit 3643 and retrofits | 887 | 1957 | Rate Constraint in lbs/MMBtu | FALSE | L | Annual | Constraint Shadow Price | US2016$/Ton | 0 | 0 | 0 | 0 | 0 | 0 | 0 | 0
NSR Cooper 2 - SO2 Rate Annual v3.1, Unit 3643 and retrofits | 888 | 1958 | Rate Constraint in lbs/MMBtu | FALSE | L | Annual | Seasons Included | Seasons | Winter, WintShld, Summer | Winter, WintShld, Summer | Winter, WintShld, Summer | Winter, WintShld, Summer | Winter, WintShld, Summer | Winter, WintShld, Summer | Winter, WintShld, Summer | Winter, WintShld, Summer
NSR Cooper 2 - SO2 Rate Annual v3.1, Unit 3643 and retrofits | 888 | 1958 | Rate Constraint in lbs/MMBtu | FALSE | L | Annual | Standard SO2 | lb/MMBtu | 0.1 | 0.1 | 0.1 | 0.1 | 0.1 | 0.1 | 0.1 | 0.1
NSR Cooper 2 - SO2 Rate Annual v3.1, Unit 3643 and retrofits | 888 | 1958 | Rate Constraint in lbs/MMBtu | FALSE | L | Annual | Emissions at Affected Plants SO2 | Thousand Tons | 0 | 0 | 0 | 0 | 0 | 0 | 0 | 0
NSR Cooper 2 - SO2 Rate Annual v3.1, Unit 3643 and retrofits | 888 | 1958 | Rate Constraint in lbs/MMBtu | FALSE | L | Annual | Allowances Purchased SO2 | Thousand Tons | 0 | 0 | 0 | 0 | 0 | 0 | 0 | 0
NSR Cooper 2 - SO2 Rate Annual v3.1, Unit 3643 and retrofits | 888 | 1958 | Rate Constraint in lbs/MMBtu | FALSE | L | Annual | Allowances Sold SO2 | Thousand Tons | 0 | 0 | 0 | 0 | 0 | 0 | 0 | 0
NSR Cooper 2 - SO2 Rate Annual v3.1, Unit 3643 and retrofits | 888 | 1958 | Rate Constraint in lbs/MMBtu | FALSE | L | Annual | Allowances Banked | Thousand Tons | 0 | 0 | 0 | 0 | 0 | 0 | 0 | 0
NSR Cooper 2 - SO2 Rate Annual v3.1, Unit 3643 and retrofits | 888 | 1958 | Rate Constraint in lbs/MMBtu | FALSE | L | Annual | Allowances Withdrawn (1:1) | Thousand Tons | 0 | 0 | 0 | 0 | 0 | 0 | 0 | 0
NSR Cooper 2 - SO2 Rate Annual v3.1, Unit 3643 and retrofits | 888 | 1958 | Rate Constraint in lbs/MMBtu | FALSE | L | Annual | Allowances Withdrawn (n:1) | Thousand Tons | 0 | 0 | 0 | 0 | 0 | 0 | 0 | 0
NSR Cooper 2 - SO2 Rate Annual v3.1, Unit 3643 and retrofits | 888 | 1958 | Rate Constraint in lbs/MMBtu | FALSE | L | Annual | Net Emissions Allowance Position | Thousand Tons | 0 | 0 | 0 | 0 | 0 | 0 | 0 | 0
NSR Cooper 2 - SO2 Rate Annual v3.1, Unit 3643 and retrofits | 888 | 1958 | Rate Constraint in lbs/MMBtu | FALSE | L | Annual | Fuel Consumed | TBtu | 0 | 0 | 0 | 0 | 0 | 0 | 0 | 0
NSR Cooper 2 - SO2 Rate Annual v3.1, Unit 3643 and retrofits | 888 | 1958 | Rate Constraint in lbs/MMBtu | FALSE | L | Annual | Rate | lb/MMBtu | 0 | 0 | 0 | 0 | 0 | 0 | 0 | 0
NSR Cooper 2 - SO2 Rate Annual v3.1, Unit 3643 and retrofits | 888 | 1958 | Rate Constraint in lbs/MMBtu | FALSE | L | Annual | Generation | TWh | 0 | 0 | 0 | 0 | 0 | 0 | 0 | 0
NSR Cooper 2 - SO2 Rate Annual v3.1, Unit 3643 and retrofits | 888 | 1958 | Rate Constraint in lbs/MMBtu | FALSE | L | Annual | Qualifying Generation | TWh | 0 | 0 | 0 | 0 | 0 | 0 | 0 | 0
NSR Cooper 2 - SO2 Rate Annual v3.1, Unit 3643 and retrofits | 888 | 1958 | Rate Constraint in lbs/MMBtu | FALSE | L | Annual | Rate | lb/MWh | 0 | 0 | 0 | 0 | 0 | 0 | 0 | 0
NSR Cooper 2 - SO2 Rate Annual v3.1, Unit 3643 and retrofits | 888 | 1958 | Rate Constraint in lbs/MMBtu | FALSE | L | Annual | Constraint Shadow Price | US2016$/Ton | 0 | 0 | 0 | 0 | 0 | 0 | 0 | 0
NSR Coronado 1,2 - NOX Cap Annual v6.17 | 889 | 6976 | Rate Constraint in MTons | FALSE | L | Annual | Seasons Included | Seasons | Winter, WintShld, Summer | Winter, WintShld, Summer | Winter, WintShld, Summer | Winter, WintShld, Summer | Winter, WintShld, Summer | Winter, WintShld, Summer | Winter, WintShld, Summer | Winter, WintShld, Summer
NSR Coronado 1,2 - NOX Cap Annual v6.17 | 889 | 6976 | Rate Constraint in MTons | FALSE | L | Annual | Standard NOX | Thousand Tons | 7.3 | 7.3 | 7.3 | 7.3 | 7.3 | 7.3 | 7.3 | 7.3
NSR Coronado 1,2 - NOX Cap Annual v6.17 | 889 | 6976 | Rate Constraint in MTons | FALSE | L | Annual | Emissions at Affected Plants NOX | Thousand Tons | 1.403 | 1.544 | 1.5146 | 1.0266 | 1.0266 | 1.0266 | 1.0266 | 1.0266
NSR Coronado 1,2 - NOX Cap Annual v6.17 | 889 | 6976 | Rate Constraint in MTons | FALSE | L | Annual | Allowances Purchased NOX | Thousand Tons | 0 | 0 | 0 | 0 | 0 | 0 | 0 | 0
NSR Coronado 1,2 - NOX Cap Annual v6.17 | 889 | 6976 | Rate Constraint in MTons | FALSE | L | Annual | Allowances Sold NOX | Thousand Tons | 0 | 0 | 0 | 0 | 0 | 0 | 0 | 0
NSR Coronado 1,2 - NOX Cap Annual v6.17 | 889 | 6976 | Rate Constraint in MTons | FALSE | L | Annual | Allowances Banked | Thousand Tons | 0 | 0 | 0 | 0 | 0 | 0 | 0 | 0
NSR Coronado 1,2 - NOX Cap Annual v6.17 | 889 | 6976 | Rate Constraint in MTons | FALSE | L | Annual | Allowances Withdrawn (1:1) | Thousand Tons | 0 | 0 | 0 | 0 | 0 | 0 | 0 | 0
NSR Coronado 1,2 - NOX Cap Annual v6.17 | 889 | 6976 | Rate Constraint in MTons | FALSE | L | Annual | Allowances Withdrawn (n:1) | Thousand Tons | 0 | 0 | 0 | 0 | 0 | 0 | 0 | 0
NSR Coronado 1,2 - NOX Cap Annual v6.17 | 889 | 6976 | Rate Constraint in MTons | FALSE | L | Annual | Net Emissions Allowance Position | Thousand Tons | 1.403 | 1.544 | 1.5146 | 1.0266 | 1.0266 | 1.0266 | 1.0266 | 1.0266
NSR Coronado 1,2 - NOX Cap Annual v6.17 | 889 | 6976 | Rate Constraint in MTons | FALSE | L | Annual | Fuel Consumed | TBtu | 52.8355 | 58.1439 | 57.0392 | 38.6596 | 38.6596 | 38.6596 | 38.6596 | 38.6596
NSR Coronado 1,2 - NOX Cap Annual v6.17 | 889 | 6976 | Rate Constraint in MTons | FALSE | L | Annual | Rate | lb/MMBtu | 0.053109 | 0.053109 | 0.053109 | 0.053109 | 0.053109 | 0.053109 | 0.053109 | 0.053109
NSR Coronado 1,2 - NOX Cap Annual v6.17 | 889 | 6976 | Rate Constraint in MTons | FALSE | L | Annual | Generation | TWh | 4.9489 | 5.4461 | 5.4461 | 3.6912 | 3.6912 | 3.6912 | 3.6912 | 3.6912
NSR Coronado 1,2 - NOX Cap Annual v6.17 | 889 | 6976 | Rate Constraint in MTons | FALSE | L | Annual | Qualifying Generation | TWh | 4.9489 | 5.4461 | 5.4461 | 3.6912 | 3.6912 | 3.6912 | 3.6912 | 3.6912
NSR Coronado 1,2 - NOX Cap Annual v6.17 | 889 | 6976 | Rate Constraint in MTons | FALSE | L | Annual | Rate | lb/MWh | 0.56701 | 0.56701 | 0.55624 | 0.55624 | 0.55624 | 0.55624 | 0.55624 | 0.55624
NSR Coronado 1,2 - NOX Cap Annual v6.17 | 889 | 6976 | Rate Constraint in MTons | FALSE | L | Annual | Constraint Shadow Price | US2016$/Ton | 0 | 0 | 0 | 0 | 0 | 0 | 0 | 0
NSR Cross 1,2 - NOX Rate Annual v3.1, Unit 5699 and retrofits | 890 | 1949 | Rate Constraint in lbs/MMBtu | FALSE | L | Annual | Seasons Included | Seasons | Winter, WintShld, Summer | Winter, WintShld, Summer | Winter, WintShld, Summer | Winter, WintShld, Summer | Winter, WintShld, Summer | Winter, WintShld, Summer | Winter, WintShld, Summer | Winter, WintShld, Summer
NSR Cross 1,2 - NOX Rate Annual v3.1, Unit 5699 and retrofits | 890 | 1949 | Rate Constraint in lbs/MMBtu | FALSE | L | Annual | Standard NOX | lb/MMBtu | 0.1 | 0.1 | 0.1 | 0.1 | 0.1 | 0.1 | 0.1 | 0.1
NSR Cross 1,2 - NOX Rate Annual v3.1, Unit 5699 and retrofits | 890 | 1949 | Rate Constraint in lbs/MMBtu | FALSE | L | Annual | Emissions at Affected Plants NOX | Thousand Tons | 1.0212 | 1.0961 | 1.0499 | 0.75078 | 0.75078 | 0.85783 | 0.85783 | 0.76216
NSR Cross 1,2 - NOX Rate Annual v3.1, Unit 5699 and retrofits | 890 | 1949 | Rate Constraint in lbs/MMBtu | FALSE | L | Annual | Allowances Purchased NOX | Thousand Tons | 0 | 0 | 0 | 0 | 0 | 0 | 0 | 0
NSR Cross 1,2 - NOX Rate Annual v3.1, Unit 5699 and retrofits | 890 | 1949 | Rate Constraint in lbs/MMBtu | FALSE | L | Annual | Allowances Sold NOX | Thousand Tons | 0 | 0 | 0 | 0 | 0 | 0 | 0 | 0
NSR Cross 1,2 - NOX Rate Annual v3.1, Unit 5699 and retrofits | 890 | 1949 | Rate Constraint in lbs/MMBtu | FALSE | L | Annual | Allowances Banked | Thousand Tons | 0 | 0 | 0 | 0 | 0 | 0 | 0 | 0
NSR Cross 1,2 - NOX Rate Annual v3.1, Unit 5699 and retrofits | 890 | 1949 | Rate Constraint in lbs/MMBtu | FALSE | L | Annual | Allowances Withdrawn (1:1) | Thousand Tons | 0 | 0 | 0 | 0 | 0 | 0 | 0 | 0
NSR Cross 1,2 - NOX Rate Annual v3.1, Unit 5699 and retrofits | 890 | 1949 | Rate Constraint in lbs/MMBtu | FALSE | L | Annual | Allowances Withdrawn (n:1) | Thousand Tons | 0 | 0 | 0 | 0 | 0 | 0 | 0 | 0
NSR Cross 1,2 - NOX Rate Annual v3.1, Unit 5699 and retrofits | 890 | 1949 | Rate Constraint in lbs/MMBtu | FALSE | L | Annual | Net Emissions Allowance Position | Thousand Tons | 1.0212 | 1.0961 | 1.0499 | 0.75078 | 0.75078 | 0.85783 | 0.85783 | 0.76216
NSR Cross 1,2 - NOX Rate Annual v3.1, Unit 5699 and retrofits | 890 | 1949 | Rate Constraint in lbs/MMBtu | FALSE | L | Annual | Fuel Consumed | TBtu | 28.9412 | 31.0643 | 29.7547 | 21.2776 | 21.2776 | 24.3114 | 24.3114 | 21.6002
NSR Cross 1,2 - NOX Rate Annual v3.1, Unit 5699 and retrofits | 890 | 1949 | Rate Constraint in lbs/MMBtu | FALSE | L | Annual | Rate | lb/MMBtu | 0.07057 | 0.07057 | 0.07057 | 0.07057 | 0.07057 | 0.07057 | 0.07057 | 0.07057
NSR Cross 1,2 - NOX Rate Annual v3.1, Unit 5699 and retrofits | 890 | 1949 | Rate Constraint in lbs/MMBtu | FALSE | L | Annual | Generation | TWh | 2.8191 | 3.0259 | 2.9218 | 2.0893 | 2.0893 | 2.3872 | 2.3872 | 2.121
NSR Cross 1,2 - NOX Rate Annual v3.1, Unit 5699 and retrofits | 890 | 1949 | Rate Constraint in lbs/MMBtu | FALSE | L | Annual | Qualifying Generation | TWh | 2.8191 | 3.0259 | 2.9218 | 2.0893 | 2.0893 | 2.3872 | 2.3872 | 2.121
NSR Cross 1,2 - NOX Rate Annual v3.1, Unit 5699 and retrofits | 890 | 1949 | Rate Constraint in lbs/MMBtu | FALSE | L | Annual | Rate | lb/MWh | 0.72447 | 0.72447 | 0.71868 | 0.71868 | 0.71868 | 0.71868 | 0.71868 | 0.71868
NSR Cross 1,2 - NOX Rate Annual v3.1, Unit 5699 and retrofits | 890 | 1949 | Rate Constraint in lbs/MMBtu | FALSE | L | Annual | Constraint Shadow Price | US2016$/Ton | 0 | 0 | 0 | 0 | 0 | 0 | 0 | 0
NSR Cross 1,2 - NOX Rate Annual v3.1, Unit 5700 and retrofits | 891 | 1949 | Rate Constraint in lbs/MMBtu | FALSE | L | Annual | Seasons Included | Seasons | Winter, WintShld, Summer | Winter, WintShld, Summer | Winter, WintShld, Summer | Winter, WintShld, Summer | Winter, WintShld, Summer | Winter, WintShld, Summer | Winter, WintShld, Summer | Winter, WintShld, Summer
NSR Cross 1,2 - NOX Rate Annual v3.1, Unit 5700 and retrofits | 891 | 1949 | Rate Constraint in lbs/MMBtu | FALSE | L | Annual | Standard NOX | lb/MMBtu | 0.1 | 0.1 | 0.1 | 0.1 | 0.1 | 0.1 | 0.1 | 0.1
NSR Cross 1,2 - NOX Rate Annual v3.1, Unit 5700 and retrofits | 891 | 1949 | Rate Constraint in lbs/MMBtu | FALSE | L | Annual | Emissions at Affected Plants NOX | Thousand Tons | 0 | 0 | 0 | 0 | 0 | 0 | 0 | 0
NSR Cross 1,2 - NOX Rate Annual v3.1, Unit 5700 and retrofits | 891 | 1949 | Rate Constraint in lbs/MMBtu | FALSE | L | Annual | Allowances Purchased NOX | Thousand Tons | 0 | 0 | 0 | 0 | 0 | 0 | 0 | 0
NSR Cross 1,2 - NOX Rate Annual v3.1, Unit 5700 and retrofits | 891 | 1949 | Rate Constraint in lbs/MMBtu | FALSE | L | Annual | Allowances Sold NOX | Thousand Tons | 0 | 0 | 0 | 0 | 0 | 0 | 0 | 0
NSR Cross 1,2 - NOX Rate Annual v3.1, Unit 5700 and retrofits | 891 | 1949 | Rate Constraint in lbs/MMBtu | FALSE | L | Annual | Allowances Banked | Thousand Tons | 0 | 0 | 0 | 0 | 0 | 0 | 0 | 0
NSR Cross 1,2 - NOX Rate Annual v3.1, Unit 5700 and retrofits | 891 | 1949 | Rate Constraint in lbs/MMBtu | FALSE | L | Annual | Allowances Withdrawn (1:1) | Thousand Tons | 0 | 0 | 0 | 0 | 0 | 0 | 0 | 0
NSR Cross 1,2 - NOX Rate Annual v3.1, Unit 5700 and retrofits | 891 | 1949 | Rate Constraint in lbs/MMBtu | FALSE | L | Annual | Allowances Withdrawn (n:1) | Thousand Tons | 0 | 0 | 0 | 0 | 0 | 0 | 0 | 0
NSR Cross 1,2 - NOX Rate Annual v3.1, Unit 5700 and retrofits | 891 | 1949 | Rate Constraint in lbs/MMBtu | FALSE | L | Annual | Net Emissions Allowance Position | Thousand Tons | 0 | 0 | 0 | 0 | 0 | 0 | 0 | 0
NSR Cross 1,2 - NOX Rate Annual v3.1, Unit 5700 and retrofits | 891 | 1949 | Rate Constraint in lbs/MMBtu | FALSE | L | Annual | Fuel Consumed | TBtu | 0 | 0 | 0 | 0 | 0 | 0 | 0 | 0
NSR Cross 1,2 - NOX Rate Annual v3.1, Unit 5700 and retrofits | 891 | 1949 | Rate Constraint in lbs/MMBtu | FALSE | L | Annual | Rate | lb/MMBtu | 0 | 0 | 0 | 0 | 0 | 0 | 0 | 0
NSR Cross 1,2 - NOX Rate Annual v3.1, Unit 5700 and retrofits | 891 | 1949 | Rate Constraint in lbs/MMBtu | FALSE | L | Annual | Generation | TWh | 0 | 0 | 0 | 0 | 0 | 0 | 0 | 0
NSR Cross 1,2 - NOX Rate Annual v3.1, Unit 5700 and retrofits | 891 | 1949 | Rate Constraint in lbs/MMBtu | FALSE | L | Annual | Qualifying Generation | TWh | 0 | 0 | 0 | 0 | 0 | 0 | 0 | 0
NSR Cross 1,2 - NOX Rate Annual v3.1, Unit 5700 and retrofits | 891 | 1949 | Rate Constraint in lbs/MMBtu | FALSE | L | Annual | Rate | lb/MWh | 0 | 0 | 0 | 0 | 0 | 0 | 0 | 0
NSR Cross 1,2 - NOX Rate Annual v3.1, Unit 5700 and retrofits | 891 | 1949 | Rate Constraint in lbs/MMBtu | FALSE | L | Annual | Constraint Shadow Price | US2016$/Ton | 0 | 0 | 0 | 0 | 0 | 0 | 0 | 0
NSR Dairyland- NOx Cap Annual v5.13 | 892 | 6001 | Rate Constraint in MTons | FALSE | L | Annual | Seasons Included | Seasons | Winter, WintShld, Summer | Winter, WintShld, Summer | Winter, WintShld, Summer | Winter, WintShld, Summer | Winter, WintShld, Summer | Winter, WintShld, Summer | Winter, WintShld, Summer | Winter, WintShld, Summer
NSR Dairyland- NOx Cap Annual v5.13 | 892 | 6001 | Rate Constraint in MTons | FALSE | L | Annual | Standard NOX | Thousand Tons | 3.236 | 3.236 | 3.236 | 3.236 | 3.236 | 3.236 | 3.236 | 3.236
NSR Dairyland- NOx Cap Annual v5.13 | 892 | 6001 | Rate Constraint in MTons | FALSE | L | Annual | Emissions at Affected Plants NOX | Thousand Tons | 1.3595 | 1.5038 | 1.5177 | 1.295 | 1.2007 | 1.3683 | 1.2007 | 0.39143
NSR Dairyland- NOx Cap Annual v5.13 | 892 | 6001 | Rate Constraint in MTons | FALSE | L | Annual | Allowances Purchased NOX | Thousand Tons | 0 | 0 | 0 | 0 | 0 | 0 | 0 | 0
NSR Dairyland- NOx Cap Annual v5.13 | 892 | 6001 | Rate Constraint in MTons | FALSE | L | Annual | Allowances Sold NOX | Thousand Tons | 0 | 0 | 0 | 0 | 0 | 0 | 0 | 0
NSR Dairyland- NOx Cap Annual v5.13 | 892 | 6001 | Rate Constraint in MTons | FALSE | L | Annual | Allowances Banked | Thousand Tons | 0 | 0 | 0 | 0 | 0 | 0 | 0 | 0
NSR Dairyland- NOx Cap Annual v5.13 | 892 | 6001 | Rate Constraint in MTons | FALSE | L | Annual | Allowances Withdrawn (1:1) | Thousand Tons | 0 | 0 | 0 | 0 | 0 | 0 | 0 | 0
NSR Dairyland- NOx Cap Annual v5.13 | 892 | 6001 | Rate Constraint in MTons | FALSE | L | Annual | Allowances Withdrawn (n:1) | Thousand Tons | 0 | 0 | 0 | 0 | 0 | 0 | 0 | 0
NSR Dairyland- NOx Cap Annual v5.13 | 892 | 6001 | Rate Constraint in MTons | FALSE | L | Annual | Net Emissions Allowance Position | Thousand Tons | 1.3595 | 1.5038 | 1.5177 | 1.295 | 1.2007 | 1.3683 | 1.2007 | 0.39143
NSR Dairyland- NOx Cap Annual v5.13 | 892 | 6001 | Rate Constraint in MTons | FALSE | L | Annual | Fuel Consumed | TBtu | 31.7428 | 34.7688 | 34.6524 | 29.7477 | 26.7563 | 30.5414 | 26.7563 | 10.77
NSR Dairyland- NOx Cap Annual v5.13 | 892 | 6001 | Rate Constraint in MTons | FALSE | L | Annual | Rate | lb/MMBtu | 0.085659 | 0.086503 | 0.087596 | 0.087068 | 0.089751 | 0.089602 | 0.089751 | 0.07269
NSR Dairyland- NOx Cap Annual v5.13 | 892 | 6001 | Rate Constraint in MTons | FALSE | L | Annual | Generation | TWh | 2.8009 | 3.0663 | 3.1338 | 2.6914 | 2.4153 | 2.7573 | 2.4153 | 0.98627
NSR Dairyland- NOx Cap Annual v5.13 | 892 | 6001 | Rate Constraint in MTons | FALSE | L | Annual | Qualifying Generation | TWh | 2.8009 | 3.0663 | 3.1338 | 2.6914 | 2.4153 | 2.7573 | 2.4153 | 0.98627
NSR Dairyland- NOx Cap Annual v5.13 | 892 | 6001 | Rate Constraint in MTons | FALSE | L | Annual | Rate | lb/MWh | 0.97079 | 0.98085 | 0.96861 | 0.96235 | 0.99426 | 0.99249 | 0.99426 | 0.79377
NSR Dairyland- NOx Cap Annual v5.13 | 892 | 6001 | Rate Constraint in MTons | FALSE | L | Annual | Constraint Shadow Price | US2016$/Ton | 0 | 0 | 0 | 0 | 0 | 0 | 0 | 0
NSR Dairyland- SO2 Cap Annual v5.13 | 893 | 6000 | Rate Constraint in MTons | FALSE | L | Annual | Seasons Included | Seasons | Winter, WintShld, Summer | Winter, WintShld, Summer | Winter, WintShld, Summer | Winter, WintShld, Summer | Winter, WintShld, Summer | Winter, WintShld, Summer | Winter, WintShld, Summer | Winter, WintShld, Summer
NSR Dairyland- SO2 Cap Annual v5.13 | 893 | 6000 | Rate Constraint in MTons | FALSE | L | Annual | Standard SO2 | Thousand Tons | 4.578 | 4.578 | 4.578 | 4.578 | 4.578 | 4.578 | 4.578 | 4.578
NSR Dairyland- SO2 Cap Annual v5.13 | 893 | 6000 | Rate Constraint in MTons | FALSE | L | Annual | Emissions at Affected Plants SO2 | Thousand Tons | 1.1456 | 1.2419 | 1.2211 | 1.1172 | 0.9677 | 1.107 | 0.9677 | 0.48465
NSR Dairyland- SO2 Cap Annual v5.13 | 893 | 6000 | Rate Constraint in MTons | FALSE | L | Annual | Allowances Purchased SO2 | Thousand Tons | 0 | 0 | 0 | 0 | 0 | 0 | 0 | 0
NSR Dairyland- SO2 Cap Annual v5.13 | 893 | 6000 | Rate Constraint in MTons | FALSE | L | Annual | Allowances Sold SO2 | Thousand Tons | 0 | 0 | 0 | 0 | 0 | 0 | 0 | 0
NSR Dairyland- SO2 Cap Annual v5.13 | 893 | 6000 | Rate Constraint in MTons | FALSE | L | Annual | Allowances Banked | Thousand Tons | 0 | 0 | 0 | 0 | 0 | 0 | 0 | 0
NSR Dairyland- SO2 Cap Annual v5.13 | 893 | 6000 | Rate Constraint in MTons | FALSE | L | Annual | Allowances Withdrawn (1:1) | Thousand Tons | 0 | 0 | 0 | 0 | 0 | 0 | 0 | 0
NSR Dairyland- SO2 Cap Annual v5.13 | 893 | 6000 | Rate Constraint in MTons | FALSE | L | Annual | Allowances Withdrawn (n:1) | Thousand Tons | 0 | 0 | 0 | 0 | 0 | 0 | 0 | 0
NSR Dairyland- SO2 Cap Annual v5.13 | 893 | 6000 | Rate Constraint in MTons | FALSE | L | Annual | Net Emissions Allowance Position | Thousand Tons | 1.1456 | 1.2419 | 1.2211 | 1.1172 | 0.9677 | 1.107 | 0.9677 | 0.48465
NSR Dairyland- SO2 Cap Annual v5.13 | 893 | 6000 | Rate Constraint in MTons | FALSE | L | Annual | Fuel Consumed | TBtu | 31.7428 | 34.7688 | 34.6524 | 29.7477 | 26.7563 | 30.5414 | 26.7563 | 10.77
NSR Dairyland- SO2 Cap Annual v5.13 | 893 | 6000 | Rate Constraint in MTons | FALSE | L | Annual | Rate | lb/MMBtu | 0.07218 | 0.071439 | 0.070479 | 0.075112 | 0.072334 | 0.072489 | 0.072334 | 0.09
NSR Dairyland- SO2 Cap Annual v5.13 | 893 | 6000 | Rate Constraint in MTons | FALSE | L | Annual | Generation | TWh | 2.8009 | 3.0663 | 3.1338 | 2.6914 | 2.4153 | 2.7573 | 2.4153 | 0.98627
NSR Dairyland- SO2 Cap Annual v5.13 | 893 | 6000 | Rate Constraint in MTons | FALSE | L | Annual | Qualifying Generation | TWh | 2.8009 | 3.0663 | 3.1338 | 2.6914 | 2.4153 | 2.7573 | 2.4153 | 0.98627
NSR Dairyland- SO2 Cap Annual v5.13 | 893 | 6000 | Rate Constraint in MTons | FALSE | L | Annual | Rate | lb/MWh | 0.81803 | 0.81004 | 0.77934 | 0.8302 | 0.80132 | 0.80292 | 0.80132 | 0.98279
NSR Dairyland- SO2 Cap Annual v5.13 | 893 | 6000 | Rate Constraint in MTons | FALSE | L | Annual | Constraint Shadow Price | US2016$/Ton | 0 | 0 | 0 | 0 | 0 | 0 | 0 | 0
NSR Dominion Consent - NOX Cap Annual v3.1 | 894 | 1840 | Rate Constraint in MTons | FALSE | L | Annual | Seasons Included | Seasons | Winter, WintShld, Summer | Winter, WintShld, Summer | Winter, WintShld, Summer | Winter, WintShld, Summer | Winter, WintShld, Summer | Winter, WintShld, Summer | Winter, WintShld, Summer | Winter, WintShld, Summer
NSR Dominion Consent - NOX Cap Annual v3.1 | 894 | 1840 | Rate Constraint in MTons | FALSE | L | Annual | Standard NOX | Thousand Tons | 30.25 | 30.25 | 30.25 | 30.25 | 30.25 | 30.25 | 30.25 | 30.25
NSR Dominion Consent - NOX Cap Annual v3.1 | 894 | 1840 | Rate Constraint in MTons | FALSE | L | Annual | Emissions at Affected Plants NOX | Thousand Tons | 2.3475 | 3.389 | 2.6346 | 2.383 | 0.33721 | 0.33721 | 0.20081 | 0.11457
NSR Dominion Consent - NOX Cap Annual v3.1 | 894 | 1840 | Rate Constraint in MTons | FALSE | L | Annual | Allowances Purchased NOX | Thousand Tons | 0 | 0 | 0 | 0 | 0 | 0 | 0 | 0
NSR Dominion Consent - NOX Cap Annual v3.1 | 894 | 1840 | Rate Constraint in MTons | FALSE | L | Annual | Allowances Sold NOX | Thousand Tons | 0 | 0 | 0 | 0 | 0 | 0 | 0 | 0
NSR Dominion Consent - NOX Cap Annual v3.1 | 894 | 1840 | Rate Constraint in MTons | FALSE | L | Annual | Allowances Banked | Thousand Tons | 0 | 0 | 0 | 0 | 0 | 0 | 0 | 0
NSR Dominion Consent - NOX Cap Annual v3.1 | 894 | 1840 | Rate Constraint in MTons | FALSE | L | Annual | Allowances Withdrawn (1:1) | Thousand Tons | 0 | 0 | 0 | 0 | 0 | 0 | 0 | 0
NSR Dominion Consent - NOX Cap Annual v3.1 | 894 | 1840 | Rate Constraint in MTons | FALSE | L | Annual | Allowances Withdrawn (n:1) | Thousand Tons | 0 | 0 | 0 | 0 | 0 | 0 | 0 | 0
NSR Dominion Consent - NOX Cap Annual v3.1 | 894 | 1840 | Rate Constraint in MTons | FALSE | L | Annual | Net Emissions Allowance Position | Thousand Tons | 2.3475 | 3.389 | 2.6346 | 2.383 | 0.33721 | 0.33721 | 0.20081 | 0.11457
NSR Dominion Consent - NOX Cap Annual v3.1 | 894 | 1840 | Rate Constraint in MTons | FALSE | L | Annual | Fuel Consumed | TBtu | 92.1685 | 119.0048 | 99.2365 | 96.2893 | 36.5906 | 36.5906 | 26.7677 | 20.7928
NSR Dominion Consent - NOX Cap Annual v3.1 | 894 | 1840 | Rate Constraint in MTons | FALSE | L | Annual | Rate | lb/MMBtu | 0.050938 | 0.056955 | 0.053098 | 0.049497 | 0.018431 | 0.018431 | 0.015004 | 0.01102
NSR Dominion Consent - NOX Cap Annual v3.1 | 894 | 1840 | Rate Constraint in MTons | FALSE | L | Annual | Generation | TWh | 10.2375 | 12.9056 | 10.981 | 10.8181 | 4.8072 | 4.8072 | 3.6054 | 2.8807
NSR Dominion Consent - NOX Cap Annual v3.1 | 894 | 1840 | Rate Constraint in MTons | FALSE | L | Annual | Qualifying Generation | TWh | 10.2375 | 12.9056 | 10.981 | 10.8181 | 4.8072 | 4.8072 | 3.6054 | 2.8807
NSR Dominion Consent - NOX Cap Annual v3.1 | 894 | 1840 | Rate Constraint in MTons | FALSE | L | Annual | Rate | lb/MWh | 0.4586 | 0.52519 | 0.47985 | 0.44056 | 0.14029 | 0.14029 | 0.1114 | 0.079542
NSR Dominion Consent - NOX Cap Annual v3.1 | 894 | 1840 | Rate Constraint in MTons | FALSE | L | Annual | Constraint Shadow Price | US2016$/Ton | 0 | 0 | 0 | 0 | 0 | 0 | 0 | 0
NSR Dominion Consent - NOX Rate Annual v3.1 | 895 | 1841 | Rate Constraint in lbs/MMBtu | FALSE | L | Annual | Seasons Included | Seasons | Winter, WintShld, Summer | Winter, WintShld, Summer | Winter, WintShld, Summer | Winter, WintShld, Summer | Winter, WintShld, Summer | Winter, WintShld, Summer | Winter, WintShld, Summer | Winter, WintShld, Summer
NSR Dominion Consent - NOX Rate Annual v3.1 | 895 | 1841 | Rate Constraint in lbs/MMBtu | FALSE | L | Annual | Standard NOX | lb/MMBtu | 0.15 | 0.15 | 0.15 | 0.15 | 0.15 | 0.15 | 0.15 | 0.15
NSR Dominion Consent - NOX Rate Annual v3.1 | 895 | 1841 | Rate Constraint in lbs/MMBtu | FALSE | L | Annual | Emissions at Affected Plants NOX | Thousand Tons | 2.3475 | 3.389 | 2.6346 | 2.383 | 0.33721 | 0.33721 | 0.20081 | 0.11457
NSR Dominion Consent - NOX Rate Annual v3.1 | 895 | 1841 | Rate Constraint in lbs/MMBtu | FALSE | L | Annual | Allowances Purchased NOX | Thousand Tons | 0 | 0 | 0 | 0 | 0 | 0 | 0 | 0
NSR Dominion Consent - NOX Rate Annual v3.1 | 895 | 1841 | Rate Constraint in lbs/MMBtu | FALSE | L | Annual | Allowances Sold NOX | Thousand Tons | 0 | 0 | 0 | 0 | 0 | 0 | 0 | 0
NSR Dominion Consent - NOX Rate Annual v3.1 | 895 | 1841 | Rate Constraint in lbs/MMBtu | FALSE | L | Annual | Allowances Banked | Thousand Tons | 0 | 0 | 0 | 0 | 0 | 0 | 0 | 0
NSR Dominion Consent - NOX Rate Annual v3.1 | 895 | 1841 | Rate Constraint in lbs/MMBtu | FALSE | L | Annual | Allowances Withdrawn (1:1) | Thousand Tons | 0 | 0 | 0 | 0 | 0 | 0 | 0 | 0
NSR Dominion Consent - NOX Rate Annual v3.1 | 895 | 1841 | Rate Constraint in lbs/MMBtu | FALSE | L | Annual | Allowances Withdrawn (n:1) | Thousand Tons | 0 | 0 | 0 | 0 | 0 | 0 | 0 | 0
NSR Dominion Consent - NOX Rate Annual v3.1 | 895 | 1841 | Rate Constraint in lbs/MMBtu | FALSE | L | Annual | Net Emissions Allowance Position | Thousand Tons | 2.3475 | 3.389 | 2.6346 | 2.383 | 0.33721 | 0.33721 | 0.20081 | 0.11457
NSR Dominion Consent - NOX Rate Annual v3.1 | 895 | 1841 | Rate Constraint in lbs/MMBtu | FALSE | L | Annual | Fuel Consumed | TBtu | 92.1685 | 119.0048 | 99.2365 | 96.2893 | 36.5906 | 36.5906 | 26.7677 | 20.7928
NSR Dominion Consent - NOX Rate Annual v3.1 | 895 | 1841 | Rate Constraint in lbs/MMBtu | FALSE | L | Annual | Rate | lb/MMBtu | 0.050938 | 0.056955 | 0.053098 | 0.049497 | 0.018431 | 0.018431 | 0.015004 | 0.01102
NSR Dominion Consent - NOX Rate Annual v3.1 | 895 | 1841 | Rate Constraint in lbs/MMBtu | FALSE | L | Annual | Generation | TWh | 10.2375 | 12.9056 | 10.981 | 10.8181 | 4.8072 | 4.8072 | 3.6054 | 2.8807
NSR Dominion Consent - NOX Rate Annual v3.1 | 895 | 1841 | Rate Constraint in lbs/MMBtu | FALSE | L | Annual | Qualifying Generation | TWh | 10.2375 | 12.9056 | 10.981 | 10.8181 | 4.8072 | 4.8072 | 3.6054 | 2.8807
NSR Dominion Consent - NOX Rate Annual v3.1 | 895 | 1841 | Rate Constraint in lbs/MMBtu | FALSE | L | Annual | Rate | lb/MWh | 0.4586 | 0.52519 | 0.47985 | 0.44056 | 0.14029 | 0.14029 | 0.1114 | 0.079542
NSR Dominion Consent - NOX Rate Annual v3.1 | 895 | 1841 | Rate Constraint in lbs/MMBtu | FALSE | L | Annual | Constraint Shadow Price | US2016$/Ton | 0 | 0 | 0 | 0 | 0 | 0 | 0 | 0
NSR Edgewater 3-5- NOx Cap Annual v5.13 | 896 | 5986 | Rate Constraint in MTons | FALSE | L | Annual | Seasons Included | Seasons | Winter, WintShld, Summer | Winter, WintShld, Summer | Winter, WintShld, Summer | Winter, WintShld, Summer | Winter, WintShld, Summer | Winter, WintShld, Summer | Winter, WintShld, Summer | Winter, WintShld, Summer
NSR Edgewater 3-5- NOx Cap Annual v5.13 | 896 | 5986 | Rate Constraint in MTons | FALSE | L | Annual | Standard NOX | Thousand Tons | 1.1 | 1.1 | 1.1 | 1.1 | 1.1 | 1.1 | 1.1 | 1.1
NSR Edgewater 3-5- NOx Cap Annual v5.13 | 896 | 5986 | Rate Constraint in MTons | FALSE | L | Annual | Emissions at Affected Plants NOX | Thousand Tons | 0.11538 | 0.22904 | 0.22972 | 0 | 0 | 0 | 0 | 0
NSR Edgewater 3-5- NOx Cap Annual v5.13 | 896 | 5986 | Rate Constraint in MTons | FALSE | L | Annual | Allowances Purchased NOX | Thousand Tons | 0 | 0 | 0 | 0 | 0 | 0 | 0 | 0
NSR Edgewater 3-5- NOx Cap Annual v5.13 | 896 | 5986 | Rate Constraint in MTons | FALSE | L | Annual | Allowances Sold NOX | Thousand Tons | 0 | 0 | 0 | 0 | 0 | 0 | 0 | 0
NSR Edgewater 3-5- NOx Cap Annual v5.13 | 896 | 5986 | Rate Constraint in MTons | FALSE | L | Annual | Allowances Banked | Thousand Tons | 0 | 0 | 0 | 0 | 0 | 0 | 0 | 0
NSR Edgewater 3-5- NOx Cap Annual v5.13 | 896 | 5986 | Rate Constraint in MTons | FALSE | L | Annual | Allowances Withdrawn (1:1) | Thousand Tons | 0 | 0 | 0 | 0 | 0 | 0 | 0 | 0
NSR Edgewater 3-5- NOx Cap Annual v5.13 | 896 | 5986 | Rate Constraint in MTons | FALSE | L | Annual | Allowances Withdrawn (n:1) | Thousand Tons | 0 | 0 | 0 | 0 | 0 | 0 | 0 | 0
NSR Edgewater 3-5- NOx Cap Annual v5.13 | 896 | 5986 | Rate Constraint in MTons | FALSE | L | Annual | Net Emissions Allowance Position | Thousand Tons | 0.11538 | 0.22904 | 0.22972 | 0 | 0 | 0 | 0 | 0
NSR Edgewater 3-5- NOx Cap Annual v5.13 | 896 | 5986 | Rate Constraint in MTons | FALSE | L | Annual | Fuel Consumed | TBtu | 6.9196 | 13.7355 | 13.7764 | 0 | 0 | 0 | 0 | 0
NSR Edgewater 3-5- NOx Cap Annual v5.13 | 896 | 5986 | Rate Constraint in MTons | FALSE | L | Annual | Rate | lb/MMBtu | 0.03335 | 0.03335 | 0.03335 | 0 | 0 | 0 | 0 | 0
NSR Edgewater 3-5- NOx Cap Annual v5.13 | 896 | 5986 | Rate Constraint in MTons | FALSE | L | Annual | Generation | TWh | 0.66324 | 1.3165 | 1.346 | 0 | 0 | 0 | 0 | 0
NSR Edgewater 3-5- NOx Cap Annual v5.13 | 896 | 5986 | Rate Constraint in MTons | FALSE | L | Annual | Qualifying Generation | TWh | 0.66324 | 1.3165 | 1.346 | 0 | 0 | 0 | 0 | 0
NSR Edgewater 3-5- NOx Cap Annual v5.13 | 896 | 5986 | Rate Constraint in MTons | FALSE | L | Annual | Rate | lb/MWh | 0.34794 | 0.34794 | 0.34133 | 0 | 0 | 0 | 0 | 0
NSR Edgewater 3-5- NOx Cap Annual v5.13 | 896 | 5986 | Rate Constraint in MTons | FALSE | L | Annual | Constraint Shadow Price | US2016$/Ton | 0 | 0 | 0 | 0 | 0 | 0 | 0 | 0
NSR Edgewater 3-5- SO2 Cap Annual v5.13 | 897 | 5984 | Rate Constraint in MTons | FALSE | L | Annual | Seasons Included | Seasons | Winter, WintShld, Summer | Winter, WintShld, Summer | Winter, WintShld, Summer | Winter, WintShld, Summer | Winter, WintShld, Summer | Winter, WintShld, Summer | Winter, WintShld, Summer | Winter, WintShld, Summer
NSR Edgewater 3-5- SO2 Cap Annual v5.13 | 897 | 5984 | Rate Constraint in MTons | FALSE | L | Annual | Standard SO2 | Thousand Tons | 1.1 | 1.1 | 1.1 | 1.1 | 1.1 | 1.1 | 1.1 | 1.1
NSR Edgewater 3-5- SO2 Cap Annual v5.13 | 897 | 5984 | Rate Constraint in MTons | FALSE | L | Annual | Emissions at Affected Plants SO2 | Thousand Tons | 0.18071 | 0.35871 | 0.35978 | 0 | 0 | 0 | 0 | 0
NSR Edgewater 3-5- SO2 Cap Annual v5.13 | 897 | 5984 | Rate Constraint in MTons | FALSE | L | Annual | Allowances Purchased SO2 | Thousand Tons | 0 | 0 | 0 | 0 | 0 | 0 | 0 | 0
NSR Edgewater 3-5- SO2 Cap Annual v5.13 | 897 | 5984 | Rate Constraint in MTons | FALSE | L | Annual | Allowances Sold SO2 | Thousand Tons | 0 | 0 | 0 | 0 | 0 | 0 | 0 | 0
NSR Edgewater 3-5- SO2 Cap Annual v5.13 | 897 | 5984 | Rate Constraint in MTons | FALSE | L | Annual | Allowances Banked | Thousand Tons | 0 | 0 | 0 | 0 | 0 | 0 | 0 | 0
NSR Edgewater 3-5- SO2 Cap Annual v5.13 | 897 | 5984 | Rate Constraint in MTons | FALSE | L | Annual | Allowances Withdrawn (1:1) | Thousand Tons | 0 | 0 | 0 | 0 | 0 | 0 | 0 | 0
NSR Edgewater 3-5- SO2 Cap Annual v5.13 | 897 | 5984 | Rate Constraint in MTons | FALSE | L | Annual | Allowances Withdrawn (n:1) | Thousand Tons | 0 | 0 | 0 | 0 | 0 | 0 | 0 | 0
NSR Edgewater 3-5- SO2 Cap Annual v5.13 | 897 | 5984 | Rate Constraint in MTons | FALSE | L | Annual | Net Emissions Allowance Position | Thousand Tons | 0.18071 | 0.35871 | 0.35978 | 0 | 0 | 0 | 0 | 0
NSR Edgewater 3-5- SO2 Cap Annual v5.13 | 897 | 5984 | Rate Constraint in MTons | FALSE | L | Annual | Fuel Consumed | TBtu | 6.9196 | 13.7355 | 13.7764 | 0 | 0 | 0 | 0 | 0
NSR Edgewater 3-5- SO2 Cap Annual v5.13 | 897 | 5984 | Rate Constraint in MTons | FALSE | L | Annual | Rate | lb/MMBtu | 0.052232 | 0.052232 | 0.052232 | 0 | 0 | 0 | 0 | 0
NSR Edgewater 3-5- SO2 Cap Annual v5.13 | 897 | 5984 | Rate Constraint in MTons | FALSE | L | Annual | Generation | TWh | 0.66324 | 1.3165 | 1.346 | 0 | 0 | 0 | 0 | 0
NSR Edgewater 3-5- SO2 Cap Annual v5.13 | 897 | 5984 | Rate Constraint in MTons | FALSE | L | Annual | Qualifying Generation | TWh | 0.66324 | 1.3165 | 1.346 | 0 | 0 | 0 | 0 | 0
NSR Edgewater 3-5- SO2 Cap Annual v5.13 | 897 | 5984 | Rate Constraint in MTons | FALSE | L | Annual | Rate | lb/MWh | 0.54493 | 0.54493 | 0.53458 | 0 | 0 | 0 | 0 | 0
NSR Edgewater 3-5- SO2 Cap Annual v5.13 | 897 | 5984 | Rate Constraint in MTons | FALSE | L | Annual | Constraint Shadow Price | US2016$/Ton | 0 | 0 | 0 | 0 | 0 | 0 | 0 | 0
NSR Edgewater 5- Hg Rate Annual v5.13 | 898 | 5990 | Rate Constraint in lbs/MMBtu | FALSE | L | Annual | Seasons Included | Seasons | Winter, WintShld, Summer | Winter, WintShld, Summer | Winter, WintShld, Summer | Winter, WintShld, Summer | Winter, WintShld, Summer | Winter, WintShld, Summer | Winter, WintShld, Summer | Winter, WintShld, Summer
NSR Edgewater 5- Hg Rate Annual v5.13 | 898 | 5990 | Rate Constraint in lbs/MMBtu | FALSE | L | Annual | Standard MER | lb/MMBtu | 0.015 | 0.015 | 0.015 | 0.015 | 0.015 | 0.015 | 0.015 | 0.015
NSR Edgewater 5- Hg Rate Annual v5.13 | 898 | 5990 | Rate Constraint in lbs/MMBtu | FALSE | L | Annual | Emissions at Affected Plants MER | lbs | 3.8828 | 7.7073 | 7.7303 | 0 | 0 | 0 | 0 | 0
NSR Edgewater 5- Hg Rate Annual v5.13 | 898 | 5990 | Rate Constraint in lbs/MMBtu | FALSE | L | Annual | Allowances Purchased MER | lbs | 0 | 0 | 0 | 0 | 0 | 0 | 0 | 0
NSR Edgewater 5- Hg Rate Annual v5.13 | 898 | 5990 | Rate Constraint in lbs/MMBtu | FALSE | L | Annual | Allowances Sold MER | lbs | 0 | 0 | 0 | 0 | 0 | 0 | 0 | 0
NSR Edgewater 5- Hg Rate Annual v5.13 | 898 | 5990 | Rate Constraint in lbs/MMBtu | FALSE | L | Annual | Allowances Banked | lbs | 0 | 0 | 0 | 0 | 0 | 0 | 0 | 0
NSR Edgewater 5- Hg Rate Annual v5.13 | 898 | 5990 | Rate Constraint in lbs/MMBtu | FALSE | L | Annual | Allowances Withdrawn (1:1) | lbs | 0 | 0 | 0 | 0 | 0 | 0 | 0 | 0
NSR Edgewater 5- Hg Rate Annual v5.13 | 898 | 5990 | Rate Constraint in lbs/MMBtu | FALSE | L | Annual | Allowances Withdrawn (n:1) | lbs | 0 | 0 | 0 | 0 | 0 | 0 | 0 | 0
NSR Edgewater 5- Hg Rate Annual v5.13 | 898 | 5990 | Rate Constraint in lbs/MMBtu | FALSE | L | Annual | Net Emissions Allowance Position | lbs | 3.8828 | 7.7073 | 7.7303 | 0 | 0 | 0 | 0 | 0
NSR Edgewater 5- Hg Rate Annual v5.13 | 898 | 5990 | Rate Constraint in lbs/MMBtu | FALSE | L | Annual | Fuel Consumed | TBtu | 6.9196 | 13.7355 | 13.7764 | 0 | 0 | 0 | 0 | 0
NSR Edgewater 5- Hg Rate Annual v5.13 | 898 | 5990 | Rate Constraint in lbs/MMBtu | FALSE | L | Annual | Rate | lb/MMBtu | 5.6112e-07 | 5.6112e-07 | 5.6112e-07 | 0 | 0 | 0 | 0 | 0
NSR Edgewater 5- Hg Rate Annual v5.13 | 898 | 5990 | Rate Constraint in lbs/MMBtu | FALSE | L | Annual | Generation | TWh | 0.66324 | 1.3165 | 1.346 | 0 | 0 | 0 | 0 | 0
NSR Edgewater 5- Hg Rate Annual v5.13 | 898 | 5990 | Rate Constraint in lbs/MMBtu | FALSE | L | Annual | Qualifying Generation | TWh | 0.66324 | 1.3165 | 1.346 | 0 | 0 | 0 | 0 | 0
NSR Edgewater 5- Hg Rate Annual v5.13 | 898 | 5990 | Rate Constraint in lbs/MMBtu | FALSE | L | Annual | Rate | lb/MWh | 5.8542e-06 | 5.8542e-06 | 5.743e-06 | 0 | 0 | 0 | 0 | 0
NSR Edgewater 5- Hg Rate Annual v5.13 | 898 | 5990 | Rate Constraint in lbs/MMBtu | FALSE | L | Annual | Constraint Shadow Price | US2016$/Lb | 0 | 0 | 0 | 0 | 0 | 0 | 0 | 0
NSR Edgewater 5- NOx Rate Annual v5.13 | 899 | 5989 | Rate Constraint in lbs/MMBtu | FALSE | L | Annual | Seasons Included | Seasons | Winter, WintShld, Summer | Winter, WintShld, Summer | Winter, WintShld, Summer | Winter, WintShld, Summer | Winter, WintShld, Summer | Winter, WintShld, Summer | Winter, WintShld, Summer | Winter, WintShld, Summer
NSR Edgewater 5- NOx Rate Annual v5.13 | 899 | 5989 | Rate Constraint in lbs/MMBtu | FALSE | L | Annual | Standard NOX | lb/MMBtu | 0.07 | 0.07 | 0.07 | 0.07 | 0.07 | 0.07 | 0.07 | 0.07
NSR Edgewater 5- NOx Rate Annual v5.13 | 899 | 5989 | Rate Constraint in lbs/MMBtu | FALSE | L | Annual | Emissions at Affected Plants NOX | Thousand Tons | 0.11538 | 0.22904 | 0.22972 | 0 | 0 | 0 | 0 | 0
NSR Edgewater 5- NOx Rate Annual v5.13 | 899 | 5989 | Rate Constraint in lbs/MMBtu | FALSE | L | Annual | Allowances Purchased NOX | Thousand Tons | 0 | 0 | 0 | 0 | 0 | 0 | 0 | 0
NSR Edgewater 5- NOx Rate Annual v5.13 | 899 | 5989 | Rate Constraint in lbs/MMBtu | FALSE | L | Annual | Allowances Sold NOX | Thousand Tons | 0 | 0 | 0 | 0 | 0 | 0 | 0 | 0
NSR Edgewater 5- NOx Rate Annual v5.13 | 899 | 5989 | Rate Constraint in lbs/MMBtu | FALSE | L | Annual | Allowances Banked | Thousand Tons | 0 | 0 | 0 | 0 | 0 | 0 | 0 | 0
NSR Edgewater 5- NOx Rate Annual v5.13 | 899 | 5989 | Rate Constraint in lbs/MMBtu | FALSE | L | Annual | Allowances Withdrawn (1:1) | Thousand Tons | 0 | 0 | 0 | 0 | 0 | 0 | 0 | 0
NSR Edgewater 5- NOx Rate Annual v5.13 | 899 | 5989 | Rate Constraint in lbs/MMBtu | FALSE | L | Annual | Allowances Withdrawn (n:1) | Thousand Tons | 0 | 0 | 0 | 0 | 0 | 0 | 0 | 0
NSR Edgewater 5- NOx Rate Annual v5.13 | 899 | 5989 | Rate Constraint in lbs/MMBtu | FALSE | L | Annual | Net Emissions Allowance Position | Thousand Tons | 0.11538 | 0.22904 | 0.22972 | 0 | 0 | 0 | 0 | 0
NSR Edgewater 5- NOx Rate Annual v5.13 | 899 | 5989 | Rate Constraint in lbs/MMBtu | FALSE | L | Annual | Fuel Consumed | TBtu | 6.9196 | 13.7355 | 13.7764 | 0 | 0 | 0 | 0 | 0
NSR Edgewater 5- NOx Rate Annual v5.13 | 899 | 5989 | Rate Constraint in lbs/MMBtu | FALSE | L | Annual | Rate | lb/MMBtu | 0.03335 | 0.03335 | 0.03335 | 0 | 0 | 0 | 0 | 0
NSR Edgewater 5- NOx Rate Annual v5.13 | 899 | 5989 | Rate Constraint in lbs/MMBtu | FALSE | L | Annual | Generation | TWh | 0.66324 | 1.3165 | 1.346 | 0 | 0 | 0 | 0 | 0
NSR Edgewater 5- NOx Rate Annual v5.13 | 899 | 5989 | Rate Constraint in lbs/MMBtu | FALSE | L | Annual | Qualifying Generation | TWh | 0.66324 | 1.3165 | 1.346 | 0 | 0 | 0 | 0 | 0
NSR Edgewater 5- NOx Rate Annual v5.13 | 899 | 5989 | Rate Constraint in lbs/MMBtu | FALSE | L | Annual | Rate | lb/MWh | 0.34794 | 0.34794 | 0.34133 | 0 | 0 | 0 | 0 | 0
NSR Edgewater 5- NOx Rate Annual v5.13 | 899 | 5989 | Rate Constraint in lbs/MMBtu | FALSE | L | Annual | Constraint Shadow Price | US2016$/Ton | 0 | 0 | 0 | 0 | 0 | 0 | 0 | 0
NSR Edgewater 5- SO2 Rate Annual v5.13 | 900 | 5988 | Rate Constraint in lbs/MMBtu | FALSE | L | Annual | Seasons Included | Seasons | Winter, WintShld, Summer | Winter, WintShld, Summer | Winter, WintShld, Summer | Winter, WintShld, Summer | Winter, WintShld, Summer | Winter, WintShld, Summer | Winter, WintShld, Summer | Winter, WintShld, Summer
NSR Edgewater 5- SO2 Rate Annual v5.13 | 900 | 5988 | Rate Constraint in lbs/MMBtu | FALSE | L | Annual | Standard SO2 | lb/MMBtu | 0.075 | 0.075 | 0.075 | 0.075 | 0.075 | 0.075 | 0.075 | 0.075
NSR Edgewater 5- SO2 Rate Annual v5.13 | 900 | 5988 | Rate Constraint in lbs/MMBtu | FALSE | L | Annual | Emissions at Affected Plants SO2 | Thousand Tons | 0.18071 | 0.35871 | 0.35978 | 0 | 0 | 0 | 0 | 0
NSR Edgewater 5- SO2 Rate Annual v5.13 | 900 | 5988 | Rate Constraint in lbs/MMBtu | FALSE | L | Annual | Allowances Purchased SO2 | Thousand Tons | 0 | 0 | 0 | 0 | 0 | 0 | 0 | 0
NSR Edgewater 5- SO2 Rate Annual v5.13 | 900 | 5988 | Rate Constraint in lbs/MMBtu | FALSE | L | Annual | Allowances Sold SO2 | Thousand Tons | 0 | 0 | 0 | 0 | 0 | 0 | 0 | 0
NSR Edgewater 5- SO2 Rate Annual v5.13 | 900 | 5988 | Rate Constraint in lbs/MMBtu | FALSE | L | Annual | Allowances Banked | Thousand Tons | 0 | 0 | 0 | 0 | 0 | 0 | 0 | 0
NSR Edgewater 5- SO2 Rate Annual v5.13 | 900 | 5988 | Rate Constraint in lbs/MMBtu | FALSE | L | Annual | Allowances Withdrawn (1:1) | Thousand Tons | 0 | 0 | 0 | 0 | 0 | 0 | 0 | 0
NSR Edgewater 5- SO2 Rate Annual v5.13 | 900 | 5988 | Rate Constraint in lbs/MMBtu | FALSE | L | Annual | Allowances Withdrawn (n:1) | Thousand Tons | 0 | 0 | 0 | 0 | 0 | 0 | 0 | 0
NSR Edgewater 5- SO2 Rate Annual v5.13 | 900 | 5988 | Rate Constraint in lbs/MMBtu | FALSE | L | Annual | Net Emissions Allowance Position | Thousand Tons | 0.18071 | 0.35871 | 0.35978 | 0 | 0 | 0 | 0 | 0
NSR Edgewater 5- SO2 Rate Annual v5.13 | 900 | 5988 | Rate Constraint in lbs/MMBtu | FALSE | L | Annual | Fuel Consumed | TBtu | 6.9196 | 13.7355 | 13.7764 | 0 | 0 | 0 | 0 | 0
NSR Edgewater 5- SO2 Rate Annual v5.13 | 900 | 5988 | Rate Constraint in lbs/MMBtu | FALSE | L | Annual | Rate | lb/MMBtu | 0.052232 | 0.052232 | 0.052232 | 0 | 0 | 0 | 0 | 0
NSR Edgewater 5- SO2 Rate Annual v5.13 | 900 | 5988 | Rate Constraint in lbs/MMBtu | FALSE | L | Annual | Generation | TWh | 0.66324 | 1.3165 | 1.346 | 0 | 0 | 0 | 0 | 0
NSR Edgewater 5- SO2 Rate Annual v5.13 | 900 | 5988 | Rate Constraint in lbs/MMBtu | FALSE | L | Annual | Qualifying Generation | TWh | 0.66324 | 1.3165 | 1.346 | 0 | 0 | 0 | 0 | 0
NSR Edgewater 5- SO2 Rate Annual v5.13 | 900 | 5988 | Rate Constraint in lbs/MMBtu | FALSE | L | Annual | Rate | lb/MWh | 0.54493 | 0.54493 | 0.53458 | 0 | 0 | 0 | 0 | 0
NSR Edgewater 5- SO2 Rate Annual v5.13 | 900 | 5988 | Rate Constraint in lbs/MMBtu | FALSE | L | Annual | Constraint Shadow Price | US2016$/Ton | 0 | 0 | 0 | 0 | 0 | 0 | 0 | 0
NSR EKPC Consent - NOX Cap Annual v3.1 | 901 | 1842 | Rate Constraint in MTons | FALSE | L | Annual | Seasons Included | Seasons | Winter, WintShld, Summer | Winter, WintShld, Summer | Winter, WintShld, Summer | Winter, WintShld, Summer | Winter, WintShld, Summer | Winter, WintShld, Summer | Winter, WintShld, Summer | Winter, WintShld, Summer
NSR EKPC Consent - NOX Cap Annual v3.1 | 901 | 1842 | Rate Constraint in MTons | FALSE | L | Annual | Standard NOX | Thousand Tons | 8 | 8 | 8 | 8 | 8 | 8 | 8 | 8
NSR EKPC Consent - NOX Cap Annual v3.1 | 901 | 1842 | Rate Constraint in MTons | FALSE | L | Annual | Emissions at Affected Plants NOX | Thousand Tons | 1.0231 | 1.0231 | 1.0037 | 1.0037 | 0.87044 | 0.87044 | 0.68028 | 0.60454
NSR EKPC Consent - NOX Cap Annual v3.1 | 901 | 1842 | Rate Constraint in MTons | FALSE | L | Annual | Allowances Purchased NOX | Thousand Tons | 0 | 0 | 0 | 0 | 0 | 0 | 0 | 0
NSR EKPC Consent - NOX Cap Annual v3.1 | 901 | 1842 | Rate Constraint in MTons | FALSE | L | Annual | Allowances Sold NOX | Thousand Tons | 0 | 0 | 0 | 0 | 0 | 0 | 0 | 0
NSR EKPC Consent - NOX Cap Annual v3.1 | 901 | 1842 | Rate Constraint in MTons | FALSE | L | Annual | Allowances Banked | Thousand Tons | 0 | 0 | 0 | 0 | 0 | 0 | 0 | 0
NSR EKPC Consent - NOX Cap Annual v3.1 | 901 | 1842 | Rate Constraint in MTons | FALSE | L | Annual | Allowances Withdrawn (1:1) | Thousand Tons | 0 | 0 | 0 | 0 | 0 | 0 | 0 | 0
NSR EKPC Consent - NOX Cap Annual v3.1 | 901 | 1842 | Rate Constraint in MTons | FALSE | L | Annual | Allowances Withdrawn (n:1) | Thousand Tons | 0 | 0 | 0 | 0 | 0 | 0 | 0 | 0
NSR EKPC Consent - NOX Cap Annual v3.1 | 901 | 1842 | Rate Constraint in MTons | FALSE | L | Annual | Net Emissions Allowance Position | Thousand Tons | 1.0231 | 1.0231 | 1.0037 | 1.0037 | 0.87044 | 0.87044 | 0.68028 | 0.60454
NSR EKPC Consent - NOX Cap Annual v3.1 | 901 | 1842 | Rate Constraint in MTons | FALSE | L | Annual | Fuel Consumed | TBtu | 22.5161 | 22.5161 | 22.0883 | 22.0883 | 19.1559 | 19.1559 | 14.9709 | 13.3041
NSR EKPC Consent - NOX Cap Annual v3.1 | 901 | 1842 | Rate Constraint in MTons | FALSE | L | Annual | Rate | lb/MMBtu | 0.09088 | 0.09088 | 0.09088 | 0.09088 | 0.09088 | 0.09088 | 0.09088 | 0.09088
NSR EKPC Consent - NOX Cap Annual v3.1 | 901 | 1842 | Rate Constraint in MTons | FALSE | L | Annual | Generation | TWh | 2.1526 | 2.1526 | 2.1526 | 2.1526 | 1.8668 | 1.8668 | 1.459 | 1.2965
NSR EKPC Consent - NOX Cap Annual v3.1 | 901 | 1842 | Rate Constraint in MTons | FALSE | L | Annual | Qualifying Generation | TWh | 2.1526 | 2.1526 | 2.1526 | 2.1526 | 1.8668 | 1.8668 | 1.459 | 1.2965
NSR EKPC Consent - NOX Cap Annual v3.1 | 901 | 1842 | Rate Constraint in MTons | FALSE | L | Annual | Rate | lb/MWh | 0.9506 | 0.9506 | 0.93254 | 0.93254 | 0.93254 | 0.93254 | 0.93254 | 0.93254
NSR EKPC Consent - NOX Cap Annual v3.1 | 901 | 1842 | Rate Constraint in MTons | FALSE | L | Annual | Constraint Shadow Price | US2016$/Ton | 0 | 0 | 0 | 0 | 0 | 0 | 0 | 0
NSR EKPC Consent - SO2 Cap Annual v3.1 | 902 | 1843 | Rate Constraint in MTons | FALSE | L | Annual | Seasons Included | Seasons | Winter, WintShld, Summer | Winter, WintShld, Summer | Winter, WintShld, Summer | Winter, WintShld, Summer | Winter, WintShld, Summer | Winter, WintShld, Summer | Winter, WintShld, Summer | Winter, WintShld, Summer
NSR EKPC Consent - SO2 Cap Annual v3.1 | 902 | 1843 | Rate Constraint in MTons | FALSE | L | Annual | Standard SO2 | Thousand Tons | 28 | 28 | 28 | 28 | 28 | 28 | 28 | 28
NSR EKPC Consent - SO2 Cap Annual v3.1 | 902 | 1843 | Rate Constraint in MTons | FALSE | L | Annual | Emissions at Affected Plants SO2 | Thousand Tons | 0.89526 | 0.89526 | 0.87825 | 0.87825 | 0.76165 | 0.76165 | 0.59525 | 0.52898
NSR EKPC Consent - SO2 Cap Annual v3.1 | 902 | 1843 | Rate Constraint in MTons | FALSE | L | Annual | Allowances Purchased SO2 | Thousand Tons | 0 | 0 | 0 | 0 | 0 | 0 | 0 | 0
NSR EKPC Consent - SO2 Cap Annual v3.1 | 902 | 1843 | Rate Constraint in MTons | FALSE | L | Annual | Allowances Sold SO2 | Thousand Tons | 0 | 0 | 0 | 0 | 0 | 0 | 0 | 0
NSR EKPC Consent - SO2 Cap Annual v3.1 | 902 | 1843 | Rate Constraint in MTons | FALSE | L | Annual | Allowances Banked | Thousand Tons | 0 | 0 | 0 | 0 | 0 | 0 | 0 | 0
NSR EKPC Consent - SO2 Cap Annual v3.1 | 902 | 1843 | Rate Constraint in MTons | FALSE | L | Annual | Allowances Withdrawn (1:1) | Thousand Tons | 0 | 0 | 0 | 0 | 0 | 0 | 0 | 0
NSR EKPC Consent - SO2 Cap Annual v3.1 | 902 | 1843 | Rate Constraint in MTons | FALSE | L | Annual | Allowances Withdrawn (n:1) | Thousand Tons | 0 | 0 | 0 | 0 | 0 | 0 | 0 | 0
NSR EKPC Consent - SO2 Cap Annual v3.1 | 902 | 1843 | Rate Constraint in MTons | FALSE | L | Annual | Net Emissions Allowance Position | Thousand Tons | 0.89526 | 0.89526 | 0.87825 | 0.87825 | 0.76165 | 0.76165 | 0.59525 | 0.52898
NSR EKPC Consent - SO2 Cap Annual v3.1 | 902 | 1843 | Rate Constraint in MTons | FALSE | L | Annual | Fuel Consumed | TBtu | 22.5161 | 22.5161 | 22.0883 | 22.0883 | 19.1559 | 19.1559 | 14.9709 | 13.3041
NSR EKPC Consent - SO2 Cap Annual v3.1 | 902 | 1843 | Rate Constraint in MTons | FALSE | L | Annual | Rate | lb/MMBtu | 0.079521 | 0.079521 | 0.079521 | 0.079521 | 0.079521 | 0.079521 | 0.079521 | 0.079521
NSR EKPC Consent - SO2 Cap Annual v3.1 | 902 | 1843 | Rate Constraint in MTons | FALSE | L | Annual | Generation | TWh | 2.1526 | 2.1526 | 2.1526 | 2.1526 | 1.8668 | 1.8668 | 1.459 | 1.2965
NSR EKPC Consent - SO2 Cap Annual v3.1 | 902 | 1843 | Rate Constraint in MTons | FALSE | L | Annual | Qualifying Generation | TWh | 2.1526 | 2.1526 | 2.1526 | 2.1526 | 1.8668 | 1.8668 | 1.459 | 1.2965
NSR EKPC Consent - SO2 Cap Annual v3.1 | 902 | 1843 | Rate Constraint in MTons | FALSE | L | Annual | Rate | lb/MWh | 0.83179 | 0.83179 | 0.81599 | 0.81599 | 0.81599 | 0.81599 | 0.81599 | 0.81599
NSR EKPC Consent - SO2 Cap Annual v3.1 | 902 | 1843 | Rate Constraint in MTons | FALSE | L | Annual | Constraint Shadow Price | US2016$/Ton | 0 | 0 | 0 | 0 | 0 | 0 | 0 | 0
NSR FB Culley 3 - NOX Rate Annual v3.1, Unit 4076 and retrofits | 903 | 1946 | Rate Constraint in lbs/MMBtu | FALSE | L | Annual | Seasons Included | Seasons | Winter, WintShld, Summer | Winter, WintShld, Summer | Winter, WintShld, Summer | Winter, WintShld, Summer | Winter, WintShld, Summer | Winter, WintShld, Summer | Winter, WintShld, Summer | Winter, WintShld, Summer
NSR FB Culley 3 - NOX Rate Annual v3.1, Unit 4076 and retrofits | 903 | 1946 | Rate Constraint in lbs/MMBtu | FALSE | L | Annual | Standard NOX | lb/MMBtu | 0.121 | 0.121 | 0.121 | 0.121 | 0.121 | 0.121 | 0.121 | 0.121
NSR FB Culley 3 - NOX Rate Annual v3.1, Unit 4076 and retrofits | 903 | 1946 | Rate Constraint in lbs/MMBtu | FALSE | L | Annual | Emissions at Affected Plants NOX | Thousand Tons | 1.0912 | 1.0912 | 1.0705 | 1.0115 | 0.85055 | 0.66647 | 0.59089 | 0.5222
NSR FB Culley 3 - NOX Rate Annual v3.1, Unit 4076 and retrofits | 903 | 1946 | Rate Constraint in lbs/MMBtu | FALSE | L | Annual | Allowances Purchased NOX | Thousand Tons | 0 | 0 | 0 | 0 | 0 | 0 | 0 | 0
NSR FB Culley 3 - NOX Rate Annual v3.1, Unit 4076 and retrofits | 903 | 1946 | Rate Constraint in lbs/MMBtu | FALSE | L | Annual | Allowances Sold NOX | Thousand Tons | 0 | 0 | 0 | 0 | 0 | 0 | 0 | 0
NSR FB Culley 3 - NOX Rate Annual v3.1, Unit 4076 and retrofits | 903 | 1946 | Rate Constraint in lbs/MMBtu | FALSE | L | Annual | Allowances Banked | Thousand Tons | 0 | 0 | 0 | 0 | 0 | 0 | 0 | 0
NSR FB Culley 3 - NOX Rate Annual v3.1, Unit 4076 and retrofits | 903 | 1946 | Rate Constraint in lbs/MMBtu | FALSE | L | Annual | Allowances Withdrawn (1:1) | Thousand Tons | 0 | 0 | 0 | 0 | 0 | 0 | 0 | 0
NSR FB Culley 3 - NOX Rate Annual v3.1, Unit 4076 and retrofits | 903 | 1946 | Rate Constraint in lbs/MMBtu | FALSE | L | Annual | Allowances Withdrawn (n:1) | Thousand Tons | 0 | 0 | 0 | 0 | 0 | 0 | 0 | 0
NSR FB Culley 3 - NOX Rate Annual v3.1, Unit 4076 and retrofits | 903 | 1946 | Rate Constraint in lbs/MMBtu | FALSE | L | Annual | Net Emissions Allowance Position | Thousand Tons | 1.0912 | 1.0912 | 1.0705 | 1.0115 | 0.85055 | 0.66647 | 0.59089 | 0.5222
NSR FB Culley 3 - NOX Rate Annual v3.1, Unit 4076 and retrofits | 903 | 1946 | Rate Constraint in lbs/MMBtu | FALSE | L | Annual | Fuel Consumed | TBtu | 20.2752 | 20.2752 | 19.89 | 18.7934 | 15.8035 | 12.3833 | 10.979 | 9.7027
NSR FB Culley 3 - NOX Rate Annual v3.1, Unit 4076 and retrofits | 903 | 1946 | Rate Constraint in lbs/MMBtu | FALSE | L | Annual | Rate | lb/MMBtu | 0.10764 | 0.10764 | 0.10764 | 0.10764 | 0.10764 | 0.10764 | 0.10764 | 0.10764
NSR FB Culley 3 - NOX Rate Annual v3.1, Unit 4076 and retrofits | 903 | 1946 | Rate Constraint in lbs/MMBtu | FALSE | L | Annual | Generation | TWh | 1.8666 | 1.8666 | 1.8666 | 1.7637 | 1.4831 | 1.1621 | 1.0304 | 0.91057
NSR FB Culley 3 - NOX Rate Annual v3.1, Unit 4076 and retrofits | 903 | 1946 | Rate Constraint in lbs/MMBtu | FALSE | L | Annual | Qualifying Generation | TWh | 1.8666 | 1.8666 | 1.8666 | 1.7637 | 1.4831 | 1.1621 | 1.0304 | 0.91057
NSR FB Culley 3 - NOX Rate Annual v3.1, Unit 4076 and retrofits | 903 | 1946 | Rate Constraint in lbs/MMBtu | FALSE | L | Annual | Rate | lb/MWh | 1.1692 | 1.1692 | 1.147 | 1.147 | 1.147 | 1.147 | 1.147 | 1.147
NSR FB Culley 3 - NOX Rate Annual v3.1, Unit 4076 and retrofits | 903 | 1946 | Rate Constraint in lbs/MMBtu | FALSE | L | Annual | Constraint Shadow Price | US2016$/Ton | 0 | 0 | 0 | 0 | 0 | 0 | 0 | 0
NSR Four Corners 4,5 - NOX Cap Annual v5.16 | 904 | 6696 | Rate Constraint in MTons | FALSE | L | Annual | Seasons Included | Seasons | Winter, WintShld, Summer | Winter, WintShld, Summer | Winter, WintShld, Summer | Winter, WintShld, Summer | Winter, WintShld, Summer | Winter, WintShld, Summer | Winter, WintShld, Summer | Winter, WintShld, Summer
NSR Four Corners 4,5 - NOX Cap Annual v5.16 | 904 | 6696 | Rate Constraint in MTons | FALSE | L | Annual | Standard NOX | Thousand Tons | 4.968 | 4.968 | 4.968 | 4.968 | 4.968 | 4.968 | 4.968 | 4.968
NSR Four Corners 4,5 - NOX Cap Annual v5.16 | 904 | 6696 | Rate Constraint in MTons | FALSE | L | Annual | Emissions at Affected Plants NOX | Thousand Tons | 2.2606 | 2.2597 | 2.2611 | 2.2611 | 2.2611 | 2.2611 | 2.2611 | 2.2611
NSR Four Corners 4,5 - NOX Cap Annual v5.16 | 904 | 6696 | Rate Constraint in MTons | FALSE | L | Annual | Allowances Purchased NOX | Thousand Tons | 0 | 0 | 0 | 0 | 0 | 0 | 0 | 0
NSR Four Corners 4,5 - NOX Cap Annual v5.16 | 904 | 6696 | Rate Constraint in MTons | FALSE | L | Annual | Allowances Sold NOX | Thousand Tons | 0 | 0 | 0 | 0 | 0 | 0 | 0 | 0
NSR Four Corners 4,5 - NOX Cap Annual v5.16 | 904 | 6696 | Rate Constraint in MTons | FALSE | L | Annual | Allowances Banked | Thousand Tons | 0 | 0 | 0 | 0 | 0 | 0 | 0 | 0
NSR Four Corners 4,5 - NOX Cap Annual v5.16 | 904 | 6696 | Rate Constraint in MTons | FALSE | L | Annual | Allowances Withdrawn (1:1) | Thousand Tons | 0 | 0 | 0 | 0 | 0 | 0 | 0 | 0
NSR Four Corners 4,5 - NOX Cap Annual v5.16 | 904 | 6696 | Rate Constraint in MTons | FALSE | L | Annual | Allowances Withdrawn (n:1) | Thousand Tons | 0 | 0 | 0 | 0 | 0 | 0 | 0 | 0
NSR Four Corners 4,5 - NOX Cap Annual v5.16 | 904 | 6696 | Rate Constraint in MTons | FALSE | L | Annual | Net Emissions Allowance Position | Thousand Tons | 2.2606 | 2.2597 | 2.2611 | 2.2611 | 2.2611 | 2.2611 | 2.2611 | 2.2611
NSR Four Corners 4,5 - NOX Cap Annual v5.16 | 904 | 6696 | Rate Constraint in MTons | FALSE | L | Annual | Fuel Consumed | TBtu | 89.4286 | 89.4286 | 89.4286 | 89.4286 | 89.4286 | 89.4286 | 89.4286 | 89.4286
NSR Four Corners 4,5 - NOX Cap Annual v5.16 | 904 | 6696 | Rate Constraint in MTons | FALSE | L | Annual | Rate | lb/MMBtu | 0.050556 | 0.050537 | 0.050569 | 0.050569 | 0.050569 | 0.050569 | 0.050569 | 0.050569
NSR Four Corners 4,5 - NOX Cap Annual v5.16 | 904 | 6696 | Rate Constraint in MTons | FALSE | L | Annual | Generation | TWh | 8.9215 | 8.9211 | 7.4977 | 7.4977 | 7.4977 | 7.4977 | 7.4977 | 7.4977
NSR Four Corners 4,5 - NOX Cap Annual v5.16 | 904 | 6696 | Rate Constraint in MTons | FALSE | L | Annual | Qualifying Generation | TWh | 8.9215 | 8.9211 | 7.4977 | 7.4977 | 7.4977 | 7.4977 | 7.4977 | 7.4977
NSR Four Corners 4,5 - NOX Cap Annual v5.16 | 904 | 6696 | Rate Constraint in MTons | FALSE | L | Annual | Rate | lb/MWh | 0.50677 | 0.5066 | 0.60316 | 0.60316 | 0.60316 | 0.60316 | 0.60316 | 0.60316
NSR Four Corners 4,5 - NOX Cap Annual v5.16 | 904 | 6696 | Rate Constraint in MTons | FALSE | L | Annual | Constraint Shadow Price | US2016$/Ton | 0 | 0 | 0 | 0 | 0 | 0 | 0 | 0
NSR Four Corners 4,5 - NOX Rate Annual v5.16 | 905 | 6695 | Rate Constraint in lbs/MMBtu | FALSE | L | Annual | Seasons Included | Seasons | Winter, WintShld, Summer | Winter, WintShld, Summer | Winter, WintShld, Summer | Winter, WintShld, Summer | Winter, WintShld, Summer | Winter, WintShld, Summer | Winter, WintShld, Summer | Winter, WintShld, Summer
NSR Four Corners 4,5 - NOX Rate Annual v5.16 | 905 | 6695 | Rate Constraint in lbs/MMBtu | FALSE | L | Annual | Standard NOX | lb/MMBtu | 0.08 | 0.08 | 0.08 | 0.08 | 0.08 | 0.08 | 0.08 | 0.08
NSR Four Corners 4,5 - NOX Rate Annual v5.16 | 905 | 6695 | Rate Constraint in lbs/MMBtu | FALSE | L | Annual | Emissions at Affected Plants NOX | Thousand Tons | 2.2606 | 2.2597 | 2.2611 | 2.2611 | 2.2611 | 2.2611 | 2.2611 | 2.2611
NSR Four Corners 4,5 - NOX Rate Annual v5.16 | 905 | 6695 | Rate Constraint in lbs/MMBtu | FALSE | L | Annual | Allowances Purchased NOX | Thousand Tons | 0 | 0 | 0 | 0 | 0 | 0 | 0 | 0
NSR Four Corners 4,5 - NOX Rate Annual v5.16 | 905 | 6695 | Rate Constraint in lbs/MMBtu | FALSE | L | Annual | Allowances Sold NOX | Thousand Tons | 0 | 0 | 0 | 0 | 0 | 0 | 0 | 0
NSR Four Corners 4,5 - NOX Rate Annual v5.16 | 905 | 6695 | Rate Constraint in lbs/MMBtu | FALSE | L | Annual | Allowances Banked | Thousand Tons | 0 | 0 | 0 | 0 | 0 | 0 | 0 | 0
NSR Four Corners 4,5 - NOX Rate Annual v5.16 | 905 | 6695 | Rate Constraint in lbs/MMBtu | FALSE | L | Annual | Allowances Withdrawn (1:1) | Thousand Tons | 0 | 0 | 0 | 0 | 0 | 0 | 0 | 0
NSR Four Corners 4,5 - NOX Rate Annual v5.16 | 905 | 6695 | Rate Constraint in lbs/MMBtu | FALSE | L | Annual | Allowances Withdrawn (n:1) | Thousand Tons | 0 | 0 | 0 | 0 | 0 | 0 | 0 | 0
NSR Four Corners 4,5 - NOX Rate Annual v5.16 | 905 | 6695 | Rate Constraint in lbs/MMBtu | FALSE | L | Annual | Net Emissions Allowance Position | Thousand Tons | 2.2606 | 2.2597 | 2.2611 | 2.2611 | 2.2611 | 2.2611 | 2.2611 | 2.2611
NSR Four Corners 4,5 - NOX Rate Annual v5.16 | 905 | 6695 | Rate Constraint in lbs/MMBtu | FALSE | L | Annual | Fuel Consumed | TBtu | 89.4286 | 89.4286 | 89.4286 | 89.4286 | 89.4286 | 89.4286 | 89.4286 | 89.4286
NSR Four Corners 4,5 - NOX Rate Annual v5.16 | 905 | 6695 | Rate Constraint in lbs/MMBtu | FALSE | L | Annual | Rate | lb/MMBtu | 0.050556 | 0.050537 | 0.050569 | 0.050569 | 0.050569 | 0.050569 | 0.050569 | 0.050569
NSR Four Corners 4,5 - NOX Rate Annual v5.16 | 905 | 6695 | Rate Constraint in lbs/MMBtu | FALSE | L | Annual | Generation | TWh | 8.9215 | 8.9211 | 7.4977 | 7.4977 | 7.4977 | 7.4977 | 7.4977 | 7.4977
NSR Four Corners 4,5 - NOX Rate Annual v5.16 | 905 | 6695 | Rate Constraint in lbs/MMBtu | FALSE | L | Annual | Qualifying Generation | TWh | 8.9215 | 8.9211 | 7.4977 | 7.4977 | 7.4977 | 7.4977 | 7.4977 | 7.4977
NSR Four Corners 4,5 - NOX Rate Annual v5.16 | 905 | 6695 | Rate Constraint in lbs/MMBtu | FALSE | L | Annual | Rate | lb/MWh | 0.50677 | 0.5066 | 0.60316 | 0.60316 | 0.60316 | 0.60316 | 0.60316 | 0.60316
NSR Four Corners 4,5 - NOX Rate Annual v5.16 | 905 | 6695 | Rate Constraint in lbs/MMBtu | FALSE | L | Annual | Constraint Shadow Price | US2016$/Ton | 0 | 0 | 0 | 0 | 0 | 0 | 0 | 0
NSR Four Corners 4,5 - SO2 Cap Annual v5.16 | 906 | 6697 | Rate Constraint in MTons | FALSE | L | Annual | Seasons Included | Seasons | Winter, WintShld, Summer | Winter, WintShld, Summer | Winter, WintShld, Summer | Winter, WintShld, Summer | Winter, WintShld, Summer | Winter, WintShld, Summer | Winter, WintShld, Summer | Winter, WintShld, Summer
NSR Four Corners 4,5 - SO2 Cap Annual v5.16 | 906 | 6697 | Rate Constraint in MTons | FALSE | L | Annual | Standard SO2 | Thousand Tons | 6.8 | 6.8 | 6.8 | 6.8 | 6.8 | 6.8 | 6.8 | 6.8
NSR Four Corners 4,5 - SO2 Cap Annual v5.16 | 906 | 6697 | Rate Constraint in MTons | FALSE | L | Annual | Emissions at Affected Plants SO2 | Thousand Tons | 6.8 | 6.8 | 6.8 | 6.8 | 6.8 | 6.8 | 6.8 | 6.8
NSR Four Corners 4,5 - SO2 Cap Annual v5.16 | 906 | 6697 | Rate Constraint in MTons | FALSE | L | Annual | Allowances Purchased SO2 | Thousand Tons | 0 | 0 | 0 | 0 | 0 | 0 | 0 | 0
NSR Four Corners 4,5 - SO2 Cap Annual v5.16 | 906 | 6697 | Rate Constraint in MTons | FALSE | L | Annual | Allowances Sold SO2 | Thousand Tons | 0 | 0 | 0 | 0 | 0 | 0 | 0 | 0
NSR Four Corners 4,5 - SO2 Cap Annual v5.16 | 906 | 6697 | Rate Constraint in MTons | FALSE | L | Annual | Allowances Banked | Thousand Tons | 0 | 0 | 0 | 0 | 0 | 0 | 0 | 0
NSR Four Corners 4,5 - SO2 Cap Annual v5.16 | 906 | 6697 | Rate Constraint in MTons | FALSE | L | Annual | Allowances Withdrawn (1:1) | Thousand Tons | 0 | 0 | 0 | 0 | 0 | 0 | 0 | 0
NSR Four Corners 4,5 - SO2 Cap Annual v5.16 | 906 | 6697 | Rate Constraint in MTons | FALSE | L | Annual | Allowances Withdrawn (n:1) | Thousand Tons | 0 | 0 | 0 | 0 | 0 | 0 | 0 | 0
NSR Four Corners 4,5 - SO2 Cap Annual v5.16 | 906 | 6697 | Rate Constraint in MTons | FALSE | L | Annual | Net Emissions Allowance Position | Thousand Tons | 6.8 | 6.8 | 6.8 | 6.8 | 6.8 | 6.8 | 6.8 | 6.8
NSR Four Corners 4,5 - SO2 Cap Annual v5.16 | 906 | 6697 | Rate Constraint in MTons | FALSE | L | Annual | Fuel Consumed | TBtu | 89.4286 | 89.4286 | 89.4286 | 89.4286 | 89.4286 | 89.4286 | 89.4286 | 89.4286
NSR Four Corners 4,5 - SO2 Cap Annual v5.16 | 906 | 6697 | Rate Constraint in MTons | FALSE | L | Annual | Rate | lb/MMBtu | 0.15208 | 0.15208 | 0.15208 | 0.15208 | 0.15208 | 0.15208 | 0.15208 | 0.15208
NSR Four Corners 4,5 - SO2 Cap Annual v5.16 | 906 | 6697 | Rate Constraint in MTons | FALSE | L | Annual | Generation | TWh | 8.9215 | 8.9211 | 7.4977 | 7.4977 | 7.4977 | 7.4977 | 7.4977 | 7.4977
NSR Four Corners 4,5 - SO2 Cap Annual v5.16 | 906 | 6697 | Rate Constraint in MTons | FALSE | L | Annual | Qualifying Generation | TWh | 8.9215 | 8.9211 | 7.4977 | 7.4977 | 7.4977 | 7.4977 | 7.4977 | 7.4977
NSR Four Corners 4,5 - SO2 Cap Annual v5.16 | 906 | 6697 | Rate Constraint in MTons | FALSE | L | Annual | Rate | lb/MWh | 1.5244 | 1.5245 | 1.8139 | 1.8139 | 1.8139 | 1.8139 | 1.8139 | 1.8139
NSR Four Corners 4,5 - SO2 Cap Annual v5.16 | 906 | 6697 | Rate Constraint in MTons | FALSE | L | Annual | Constraint Shadow Price | US2016$/Ton | 10457.08 | 11304.9613 | 13437.4438 | 12977.3503 | 12545.8557 | 12941.2362 | 10666.3191 | 8789.3969
NSR Genoa 1 - Hg Rate Annual v5.13 | 907 | 5967 | Rate Constraint in lbs/MMBtu | FALSE | L | Annual | Seasons Included | Seasons | Winter, WintShld, Summer | Winter, WintShld, Summer | Winter, WintShld, Summer | Winter, WintShld, Summer | Winter, WintShld, Summer | Winter, WintShld, Summer | Winter, WintShld, Summer | Winter, WintShld, Summer
NSR Genoa 1 - Hg Rate Annual v5.13 | 907 | 5967 | Rate Constraint in lbs/MMBtu | FALSE | L | Annual | Standard MER | lb/MMBtu | 0.015 | 0.015 | 0.015 | 0.015 | 0.015 | 0.015 | 0.015 | 0.015
NSR Genoa 1 - Hg Rate Annual v5.13 | 907 | 5967 | Rate Constraint in lbs/MMBtu | FALSE | L | Annual | Emissions at Affected Plants MER | lbs | 5.6453 | 6.5856 | 7.083 | 5.8653 | 6.2598 | 7.083 | 6.2598 | 0
NSR Genoa 1 - Hg Rate Annual v5.13 | 907 | 5967 | Rate Constraint in lbs/MMBtu | FALSE | L | Annual | Allowances Purchased MER | lbs | 0 | 0 | 0 | 0 | 0 | 0 | 0 | 0
NSR Genoa 1 - Hg Rate Annual v5.13 | 907 | 5967 | Rate Constraint in lbs/MMBtu | FALSE | L | Annual | Allowances Sold MER | lbs | 0 | 0 | 0 | 0 | 0 | 0 | 0 | 0
NSR Genoa 1 - Hg Rate Annual v5.13 | 907 | 5967 | Rate Constraint in lbs/MMBtu | FALSE | L | Annual | Allowances Banked | lbs | 0 | 0 | 0 | 0 | 0 | 0 | 0 | 0
NSR Genoa 1 - Hg Rate Annual v5.13 | 907 | 5967 | Rate Constraint in lbs/MMBtu | FALSE | L | Annual | Allowances Withdrawn (1:1) | lbs | 0 | 0 | 0 | 0 | 0 | 0 | 0 | 0
NSR Genoa 1 - Hg Rate Annual v5.13 | 907 | 5967 | Rate Constraint in lbs/MMBtu | FALSE | L | Annual | Allowances Withdrawn (n:1) | lbs | 0 | 0 | 0 | 0 | 0 | 0 | 0 | 0
NSR Genoa 1 - Hg Rate Annual v5.13 | 907 | 5967 | Rate Constraint in lbs/MMBtu | FALSE | L | Annual | Net Emissions Allowance Position | lbs | 5.6453 | 6.5856 | 7.083 | 5.8653 | 6.2598 | 7.083 | 6.2598 | 0
NSR Genoa 1 - Hg Rate Annual v5.13 | 907 | 5967 | Rate Constraint in lbs/MMBtu | FALSE | L | Annual | Fuel Consumed | TBtu | 10.0606 | 11.7364 | 12.6228 | 10.4527 | 11.1558 | 12.6228 | 11.1558 | 0
NSR Genoa 1 - Hg Rate Annual v5.13 | 907 | 5967 | Rate Constraint in lbs/MMBtu | FALSE | L | Annual | Rate | lb/MMBtu | 5.6112e-07 | 5.6112e-07 | 5.6112e-07 | 5.6112e-07 | 5.6112e-07 | 5.6112e-07 | 5.6112e-07 | 0
NSR Genoa 1 - Hg Rate Annual v5.13 | 907 | 5967 | Rate Constraint in lbs/MMBtu | FALSE | L | Annual | Generation | TWh | 0.87288 | 1.0183 | 1.1164 | 0.92446 | 0.98664 | 1.1164 | 0.98664 | 0
NSR Genoa 1 - Hg Rate Annual v5.13 | 907 | 5967 | Rate Constraint in lbs/MMBtu | FALSE | L | Annual | Qualifying Generation | TWh | 0.87288 | 1.0183 | 1.1164 | 0.92446 | 0.98664 | 1.1164 | 0.98664 | 0
NSR Genoa 1 - Hg Rate Annual v5.13 | 907 | 5967 | Rate Constraint in lbs/MMBtu | FALSE | L | Annual | Rate | lb/MWh | 6.4674e-06 | 6.4674e-06 | 6.3446e-06 | 6.3446e-06 | 6.3446e-06 | 6.3446e-06 | 6.3446e-06 | 0
NSR Genoa 1 - Hg Rate Annual v5.13 | 907 | 5967 | Rate Constraint in lbs/MMBtu | FALSE | L | Annual | Constraint Shadow Price | US2016$/Lb | 0 | 0 | 0 | 0 | 0 | 0 | 0 | 0
NSR Genoa 1 - NOx Cap Annual v5.13 | 908 | 5966 | Rate Constraint in MTons | FALSE | L | Annual | Seasons Included | Seasons | Winter, WintShld, Summer | Winter, WintShld, Summer | Winter, WintShld, Summer | Winter, WintShld, Summer | Winter, WintShld, Summer | Winter, WintShld, Summer | Winter, WintShld, Summer | Winter, WintShld, Summer
NSR Genoa 1 - NOx Cap Annual v5.13 | 908 | 5966 | Rate Constraint in MTons | FALSE | L | Annual | Standard NOX | Thousand Tons | 1.14 | 1.14 | 1.14 | 1.14 | 1.14 | 1.14 | 1.14 | 1.14
NSR Genoa 1 - NOx Cap Annual v5.13 | 908 | 5966 | Rate Constraint in MTons | FALSE | L | Annual | Emissions at Affected Plants NOX | Thousand Tons | 0.57149 | 0.66668 | 0.71704 | 0.59377 | 0.6337 | 0.71704 | 0.6337 | 0
NSR Genoa 1 - NOx Cap Annual v5.13 | 908 | 5966 | Rate Constraint in MTons | FALSE | L | Annual | Allowances Purchased NOX | Thousand Tons | 0 | 0 | 0 | 0 | 0 | 0 | 0 | 0
NSR Genoa 1 - NOx Cap Annual v5.13 | 908 | 5966 | Rate Constraint in MTons | FALSE | L | Annual | Allowances Sold NOX | Thousand Tons | 0 | 0 | 0 | 0 | 0 | 0 | 0 | 0
NSR Genoa 1 - NOx Cap Annual v5.13 | 908 | 5966 | Rate Constraint in MTons | FALSE | L | Annual | Allowances Banked | Thousand Tons | 0 | 0 | 0 | 0 | 0 | 0 | 0 | 0
NSR Genoa 1 - NOx Cap Annual v5.13 | 908 | 5966 | Rate Constraint in MTons | FALSE | L | Annual | Allowances Withdrawn (1:1) | Thousand Tons | 0 | 0 | 0 | 0 | 0 | 0 | 0 | 0
NSR Genoa 1 - NOx Cap Annual v5.13 | 908 | 5966 | Rate Constraint in MTons | FALSE | L | Annual | Allowances Withdrawn (n:1) | Thousand Tons | 0 | 0 | 0 | 0 | 0 | 0 | 0 | 0
NSR Genoa 1 - NOx Cap Annual v5.13 | 908 | 5966 | Rate Constraint in MTons | FALSE | L | Annual | Net Emissions Allowance Position | Thousand Tons | 0.57149 | 0.66668 | 0.71704 | 0.59377 | 0.6337 | 0.71704 | 0.6337 | 0
NSR Genoa 1 - NOx Cap Annual v5.13 | 908 | 5966 | Rate Constraint in MTons | FALSE | L | Annual | Fuel Consumed | TBtu | 10.0606 | 11.7364 | 12.6228 | 10.4527 | 11.1558 | 12.6228 | 11.1558 | 0
NSR Genoa 1 - NOx Cap Annual v5.13 | 908 | 5966 | Rate Constraint in MTons | FALSE | L | Annual | Rate | lb/MMBtu | 0.11361 | 0.11361 | 0.11361 | 0.11361 | 0.11361 | 0.11361 | 0.11361 | 0
NSR Genoa 1 - NOx Cap Annual v5.13 | 908 | 5966 | Rate Constraint in MTons | FALSE | L | Annual | Generation | TWh | 0.87288 | 1.0183 | 1.1164 | 0.92446 | 0.98664 | 1.1164 | 0.98664 | 0
NSR Genoa 1 - NOx Cap Annual v5.13 | 908 | 5966 | Rate Constraint in MTons | FALSE | L | Annual | Qualifying Generation | TWh | 0.87288 | 1.0183 | 1.1164 | 0.92446 | 0.98664 | 1.1164 | 0.98664 | 0
NSR Genoa 1 - NOx Cap Annual v5.13 | 908 | 5966 | Rate Constraint in MTons | FALSE | L | Annual | Rate | lb/MWh | 1.3095 | 1.3095 | 1.2846 | 1.2846 | 1.2846 | 1.2846 | 1.2846 | 0
NSR Genoa 1 - NOx Cap Annual v5.13 | 908 | 5966 | Rate Constraint in MTons | FALSE | L | Annual | Constraint Shadow Price | US2016$/Ton | 0 | 0 | 0 | 0 | 0 | 0 | 0 | 0
NSR Genoa 1 - NOx Rate Annual v5.13 | 909 | 5965 | Rate Constraint in lbs/MMBtu | FALSE | L | Annual | Seasons Included | Seasons | Winter, WintShld, Summer | Winter, WintShld, Summer | Winter, WintShld, Summer | Winter, WintShld, Summer | Winter, WintShld, Summer | Winter, WintShld, Summer | Winter, WintShld, Summer | Winter, WintShld, Summer
NSR Genoa 1 - NOx Rate Annual v5.13 | 909 | 5965 | Rate Constraint in lbs/MMBtu | FALSE | L | Annual | Standard NOX | lb/MMBtu | 0.14 | 0.14 | 0.14 | 0.14 | 0.14 | 0.14 | 0.14 | 0.14
NSR Genoa 1 - NOx Rate Annual v5.13 | 909 | 5965 | Rate Constraint in lbs/MMBtu | FALSE | L | Annual | Emissions at Affected Plants NOX | Thousand Tons | 0.57149 | 0.66668 | 0.71704 | 0.59377 | 0.6337 | 0.71704 | 0.6337 | 0
NSR Genoa 1 - NOx Rate Annual v5.13 | 909 | 5965 | Rate Constraint in lbs/MMBtu | FALSE | L | Annual | Allowances Purchased NOX | Thousand Tons | 0 | 0 | 0 | 0 | 0 | 0 | 0 | 0
NSR Genoa 1 - NOx Rate Annual v5.13 | 909 | 5965 | Rate Constraint in lbs/MMBtu | FALSE | L | Annual | Allowances Sold NOX | Thousand Tons | 0 | 0 | 0 | 0 | 0 | 0 | 0 | 0
NSR Genoa 1 - NOx Rate Annual v5.13 | 909 | 5965 | Rate Constraint in lbs/MMBtu | FALSE | L | Annual | Allowances Banked | Thousand Tons | 0 | 0 | 0 | 0 | 0 | 0 | 0 | 0
NSR Genoa 1 - NOx Rate Annual v5.13 | 909 | 5965 | Rate Constraint in lbs/MMBtu | FALSE | L | Annual | Allowances Withdrawn (1:1) | Thousand Tons | 0 | 0 | 0 | 0 | 0 | 0 | 0 | 0
NSR Genoa 1 - NOx Rate Annual v5.13 | 909 | 5965 | Rate Constraint in lbs/MMBtu | FALSE | L | Annual | Allowances Withdrawn (n:1) | Thousand Tons | 0 | 0 | 0 | 0 | 0 | 0 | 0 | 0
NSR Genoa 1 - NOx Rate Annual v5.13 | 909 | 5965 | Rate Constraint in lbs/MMBtu | FALSE | L | Annual | Net Emissions Allowance Position | Thousand Tons | 0.57149 | 0.66668 | 0.71704 | 0.59377 | 0.6337 | 0.71704 | 0.6337 | 0
NSR Genoa 1 - NOx Rate Annual v5.13 | 909 | 5965 | Rate Constraint in lbs/MMBtu | FALSE | L | Annual | Fuel Consumed | TBtu | 10.0606 | 11.7364 | 12.6228 | 10.4527 | 11.1558 | 12.6228 | 11.1558 | 0
NSR Genoa 1 - NOx Rate Annual v5.13 | 909 | 5965 | Rate Constraint in lbs/MMBtu | FALSE | L | Annual | Rate | lb/MMBtu | 0.11361 | 0.11361 | 0.11361 | 0.11361 | 0.11361 | 0.11361 | 0.11361 | 0
NSR Genoa 1 - NOx Rate Annual v5.13 | 909 | 5965 | Rate Constraint in lbs/MMBtu | FALSE | L | Annual | Generation | TWh | 0.87288 | 1.0183 | 1.1164 | 0.92446 | 0.98664 | 1.1164 | 0.98664 | 0
NSR Genoa 1 - NOx Rate Annual v5.13 | 909 | 5965 | Rate Constraint in lbs/MMBtu | FALSE | L | Annual | Qualifying Generation | TWh | 0.87288 | 1.0183 | 1.1164 | 0.92446 | 0.98664 | 1.1164 | 0.98664 | 0
NSR Genoa 1 - NOx Rate Annual v5.13 | 909 | 5965 | Rate Constraint in lbs/MMBtu | FALSE | L | Annual | Rate | lb/MWh | 1.3095 | 1.3095 | 1.2846 | 1.2846 | 1.2846 | 1.2846 | 1.2846 | 0
NSR Genoa 1 - NOx Rate Annual v5.13 | 909 | 5965 | Rate Constraint in lbs/MMBtu | FALSE | L | Annual | Constraint Shadow Price | US2016$/Ton | 0 | 0 | 0 | 0 | 0 | 0 | 0 | 0
NSR Genoa 1 - SO2 Rate Annual v5.13 | 910 | 5964 | Rate Constraint in lbs/MMBtu | FALSE | L | Annual | Seasons Included | Seasons | Winter, WintShld, Summer | Winter, WintShld, Summer | Winter, WintShld, Summer | Winter, WintShld, Summer | Winter, WintShld, Summer | Winter, WintShld, Summer | Winter, WintShld, Summer | Winter, WintShld, Summer
NSR Genoa 1 - SO2 Rate Annual v5.13 | 910 | 5964 | Rate Constraint in lbs/MMBtu | FALSE | L | Annual | Standard SO2 | lb/MMBtu | 0.09 | 0.09 | 0.09 | 0.09 | 0.09 | 0.09 | 0.09 | 0.09
NSR Genoa 1 - SO2 Rate Annual v5.13 | 910 | 5964 | Rate Constraint in lbs/MMBtu | FALSE | L | Annual | Emissions at Affected Plants SO2 | Thousand Tons | 0.2396 | 0.2795 | 0.30062 | 0.24893 | 0.26568 | 0.30062 | 0.26568 | 0
NSR Genoa 1 - SO2 Rate Annual v5.13 | 910 | 5964 | Rate Constraint in lbs/MMBtu | FALSE | L | Annual | Allowances Purchased SO2 | Thousand Tons | 0 | 0 | 0 | 0 | 0 | 0 | 0 | 0
NSR Genoa 1 - SO2 Rate Annual v5.13 | 910 | 5964 | Rate Constraint in lbs/MMBtu | FALSE | L | Annual | Allowances Sold SO2 | Thousand Tons | 0 | 0 | 0 | 0 | 0 | 0 | 0 | 0
NSR Genoa 1 - SO2 Rate Annual v5.13 | 910 | 5964 | Rate Constraint in lbs/MMBtu | FALSE | L | Annual | Allowances Banked | Thousand Tons | 0 | 0 | 0 | 0 | 0 | 0 | 0 | 0
NSR Genoa 1 - SO2 Rate Annual v5.13 | 910 | 5964 | Rate Constraint in lbs/MMBtu | FALSE | L | Annual | Allowances Withdrawn (1:1) | Thousand Tons | 0 | 0 | 0 | 0 | 0 | 0 | 0 | 0
NSR Genoa 1 - SO2 Rate Annual v5.13 | 910 | 5964 | Rate Constraint in lbs/MMBtu | FALSE | L | Annual | Allowances Withdrawn (n:1) | Thousand Tons | 0 | 0 | 0 | 0 | 0 | 0 | 0 | 0
NSR Genoa 1 - SO2 Rate Annual v5.13 | 910 | 5964 | Rate Constraint in lbs/MMBtu | FALSE | L | Annual | Net Emissions Allowance Position | Thousand Tons | 0.2396 | 0.2795 | 0.30062 | 0.24893 | 0.26568 | 0.30062 | 0.26568 | 0
NSR Genoa 1 - SO2 Rate Annual v5.13 | 910 | 5964 | Rate Constraint in lbs/MMBtu | FALSE | L | Annual | Fuel Consumed | TBtu | 10.0606 | 11.7364 | 12.6228 | 10.4527 | 11.1558 | 12.6228 | 11.1558 | 0
NSR Genoa 1 - SO2 Rate Annual v5.13 | 910 | 5964 | Rate Constraint in lbs/MMBtu | FALSE | L | Annual | Rate | lb/MMBtu | 0.047631 | 0.047631 | 0.047631 | 0.047631 | 0.047631 | 0.047631 | 0.047631 | 0
NSR Genoa 1 - SO2 Rate Annual v5.13 | 910 | 5964 | Rate Constraint in lbs/MMBtu | FALSE | L | Annual | Generation | TWh | 0.87288 | 1.0183 | 1.1164 | 0.92446 | 0.98664 | 1.1164 | 0.98664 | 0
NSR Genoa 1 - SO2 Rate Annual v5.13 | 910 | 5964 | Rate Constraint in lbs/MMBtu | FALSE | L | Annual | Qualifying Generation | TWh | 0.87288 | 1.0183 | 1.1164 | 0.92446 | 0.98664 | 1.1164 | 0.98664 | 0
NSR Genoa 1 - SO2 Rate Annual v5.13 | 910 | 5964 | Rate Constraint in lbs/MMBtu | FALSE | L | Annual | Rate | lb/MWh | 0.54898 | 0.54898 | 0.53855 | 0.53855 | 0.53855 | 0.53855 | 0.53855 | 0
NSR Genoa 1 - SO2 Rate Annual v5.13 | 910 | 5964 | Rate Constraint in lbs/MMBtu | FALSE | L | Annual | Constraint Shadow Price | US2016$/Ton | 0 | 0 | 0 | 0 | 0 | 0 | 0 | 0
NSR Harrison 1-3 - NOX Rate Annual v5.16 | 911 | 6631 | Rate Constraint in lbs/MMBtu | FALSE | L | Annual | Seasons Included | Seasons | Winter, WintShld, Summer | Winter, WintShld, Summer | Winter, WintShld, Summer | Winter, WintShld, Summer | Winter, WintShld, Summer | Winter, WintShld, Summer | Winter, WintShld, Summer | Winter, WintShld, Summer
NSR Harrison 1-3 - NOX Rate Annual v5.16 | 911 | 6631 | Rate Constraint in lbs/MMBtu | FALSE | L | Annual | Standard NOX | lb/MMBtu | 0.25 | 0.25 | 0.25 | 0.25 | 0.25 | 0.25 | 0.25 | 0.25
NSR Harrison 1-3 - NOX Rate Annual v5.16 | 911 | 6631 | Rate Constraint in lbs/MMBtu | FALSE | L | Annual | Emissions at Affected Plants NOX | Thousand Tons | 8.6997 | 8.6997 | 8.6301 | 8.6301 | 5.8404 | 5.8404 | 5.4731 | 5.0037
NSR Harrison 1-3 - NOX Rate Annual v5.16 | 911 | 6631 | Rate Constraint in lbs/MMBtu | FALSE | L | Annual | Allowances Purchased NOX | Thousand Tons | 0 | 0 | 0 | 0 | 0 | 0 | 0 | 0
NSR Harrison 1-3 - NOX Rate Annual v5.16 | 911 | 6631 | Rate Constraint in lbs/MMBtu | FALSE | L | Annual | Allowances Sold NOX | Thousand Tons | 0 | 0 | 0 | 0 | 0 | 0 | 0 | 0
NSR Harrison 1-3 - NOX Rate Annual v5.16 | 911 | 6631 | Rate Constraint in lbs/MMBtu | FALSE | L | Annual | Allowances Banked | Thousand Tons | 0 | 0 | 0 | 0 | 0 | 0 | 0 | 0
NSR Harrison 1-3 - NOX Rate Annual v5.16 | 911 | 6631 | Rate Constraint in lbs/MMBtu | FALSE | L | Annual | Allowances Withdrawn (1:1) | Thousand Tons | 0 | 0 | 0 | 0 | 0 | 0 | 0 | 0
NSR Harrison 1-3 - NOX Rate Annual v5.16 | 911 | 6631 | Rate Constraint in lbs/MMBtu | FALSE | L | Annual | Allowances Withdrawn (n:1) | Thousand Tons | 0 | 0 | 0 | 0 | 0 | 0 | 0 | 0
NSR Harrison 1-3 - NOX Rate Annual v5.16 | 911 | 6631 | Rate Constraint in lbs/MMBtu | FALSE | L | Annual | Net Emissions Allowance Position | Thousand Tons | 8.6997 | 8.6997 | 8.6301 | 8.6301 | 5.8404 | 5.8404 | 5.4731 | 5.0037
NSR Harrison 1-3 - NOX Rate Annual v5.16 | 911 | 6631 | Rate Constraint in lbs/MMBtu | FALSE | L | Annual | Fuel Consumed | TBtu | 141.9893 | 141.9893 | 140.8534 | 140.8534 | 95.3228 | 95.3228 | 89.3274 | 81.6665
NSR Harrison 1-3 - NOX Rate Annual v5.16 | 911 | 6631 | Rate Constraint in lbs/MMBtu | FALSE | L | Annual | Rate | lb/MMBtu | 0.12254 | 0.12254 | 0.12254 | 0.12254 | 0.12254 | 0.12254 | 0.12254 | 0.12254
NSR Harrison 1-3 - NOX Rate Annual v5.16 | 911 | 6631 | Rate Constraint in lbs/MMBtu | FALSE | L | Annual | Generation | TWh | 14.0788 | 14.0788 | 14.0788 | 14.0788 | 9.5278 | 9.5278 | 8.9286 | 8.1628
NSR Harrison 1-3 - NOX Rate Annual v5.16 | 911 | 6631 | Rate Constraint in lbs/MMBtu | FALSE | L | Annual | Qualifying Generation | TWh | 14.0788 | 14.0788 | 14.0788 | 14.0788 | 9.5278 | 9.5278 | 8.9286 | 8.1628
NSR Harrison 1-3 - NOX Rate Annual v5.16 | 911 | 6631 | Rate Constraint in lbs/MMBtu | FALSE | L | Annual | Rate | lb/MWh | 1.2359 | 1.2359 | 1.226 | 1.226 | 1.226 | 1.226 | 1.226 | 1.226
NSR Harrison 1-3 - NOX Rate Annual v5.16 | 911 | 6631 | Rate Constraint in lbs/MMBtu | FALSE | L | Annual | Constraint Shadow Price | US2016$/Ton | 0 | 0 | 0 | 0 | 0 | 0 | 0 | 0
NSR Harrison 1-3 - NOX Rate Summer v5.16 | 912 | 6632 | Rate Constraint in lbs/MMBtu | FALSE | L | Annual | Seasons Included | Seasons | Summer | Summer | Summer | Summer | Summer | Summer | Summer | Summer
NSR Harrison 1-3 - NOX Rate Summer v5.16 | 912 | 6632 | Rate Constraint in lbs/MMBtu | FALSE | L | Annual | Standard NOX | lb/MMBtu | 0.2 | 0.2 | 0.2 | 0.2 | 0.2 | 0.2 | 0.2 | 0.2
NSR Harrison 1-3 - NOX Rate Summer v5.16 | 912 | 6632 | Rate Constraint in lbs/MMBtu | FALSE | L | Annual | Emissions at Affected Plants NOX | Thousand Tons | 3.5267 | 3.5267 | 3.4985 | 3.4985 | 3.4985 | 3.4985 | 3.1312 | 2.6618
NSR Harrison 1-3 - NOX Rate Summer v5.16 | 912 | 6632 | Rate Constraint in lbs/MMBtu | FALSE | L | Annual | Allowances Purchased NOX | Thousand Tons | 0 | 0 | 0 | 0 | 0 | 0 | 0 | 0
NSR Harrison 1-3 - NOX Rate Summer v5.16 | 912 | 6632 | Rate Constraint in lbs/MMBtu | FALSE | L | Annual | Allowances Sold NOX | Thousand Tons | 0 | 0 | 0 | 0 | 0 | 0 | 0 | 0
NSR Harrison 1-3 - NOX Rate Summer v5.16 | 912 | 6632 | Rate Constraint in lbs/MMBtu | FALSE | L | Annual | Allowances Banked | Thousand Tons | 0 | 0 | 0 | 0 | 0 | 0 | 0 | 0
NSR Harrison 1-3 - NOX Rate Summer v5.16 | 912 | 6632 | Rate Constraint in lbs/MMBtu | FALSE | L | Annual | Allowances Withdrawn (1:1) | Thousand Tons | 0 | 0 | 0 | 0 | 0 | 0 | 0 | 0
NSR Harrison 1-3 - NOX Rate Summer v5.16 | 912 | 6632 | Rate Constraint in lbs/MMBtu | FALSE | L | Annual | Allowances Withdrawn (n:1) | Thousand Tons | 0 | 0 | 0 | 0 | 0 | 0 | 0 | 0
NSR Harrison 1-3 - NOX Rate Summer v5.16 | 912 | 6632 | Rate Constraint in lbs/MMBtu | FALSE | L | Annual | Net Emissions Allowance Position | Thousand Tons | 3.5267 | 3.5267 | 3.4985 | 3.4985 | 3.4985 | 3.4985 | 3.1312 | 2.6618
NSR Harrison 1-3 - NOX Rate Summer v5.16 | 912 | 6632 | Rate Constraint in lbs/MMBtu | FALSE | L | Annual | Fuel Consumed | TBtu | 57.5602 | 57.5602 | 57.0998 | 57.0998 | 57.0998 | 57.0998 | 51.1043 | 43.4434
NSR Harrison 1-3 - NOX Rate Summer v5.16 | 912 | 6632 | Rate Constraint in lbs/MMBtu | FALSE | L | Annual | Rate | lb/MMBtu | 0.12254 | 0.12254 | 0.12254 | 0.12254 | 0.12254 | 0.12254 | 0.12254 | 0.12254
NSR Harrison 1-3 - NOX Rate Summer v5.16 | 912 | 6632 | Rate Constraint in lbs/MMBtu | FALSE | L | Annual | Generation | TWh | 5.7073 | 5.7073 | 5.7073 | 5.7073 | 5.7073 | 5.7073 | 5.108 | 4.3423
NSR Harrison 1-3 - NOX Rate Summer v5.16 | 912 | 6632 | Rate Constraint in lbs/MMBtu | FALSE | L | Annual | Qualifying Generation | TWh | 5.7073 | 5.7073 | 5.7073 | 5.7073 | 5.7073 | 5.7073 | 5.108 | 4.3423
NSR Harrison 1-3 - NOX Rate Summer v5.16 | 912 | 6632 | Rate Constraint in lbs/MMBtu | FALSE | L | Annual | Rate | lb/MWh | 1.2359 | 1.2359 | 1.226 | 1.226 | 1.226 | 1.226 | 1.226 | 1.226
NSR Harrison 1-3 - NOX Rate Summer v5.16 | 912 | 6632 | Rate Constraint in lbs/MMBtu | FALSE | L | Annual | Constraint Shadow Price | US2016$/Ton | 0 | 0 | 0 | 0 | 0 | 0 | 0 | 0
NSR Hennepin 1,2 - SO2 Rate Annual v3.1, Unit 4244 and retrofits | 913 | 1869 | Rate Constraint in lbs/MMBtu | FALSE | L | Annual | Seasons Included | Seasons | Winter, WintShld, Summer | Winter, WintShld, Summer | Winter, WintShld, Summer | Winter, WintShld, Summer | Winter, WintShld, Summer | Winter, WintShld, Summer | Winter, WintShld, Summer | Winter, WintShld, Summer
NSR Hennepin 1,2 - SO2 Rate Annual v3.1, Unit 4244 and retrofits | 913 | 1869 | Rate Constraint in lbs/MMBtu | FALSE | L | Annual | Standard SO2 | lb/MMBtu | 1.2 | 1.2 | 1.2 | 1.2 | 1.2 | 1.2 | 1.2 | 1.2
NSR Hennepin 1,2 - SO2 Rate Annual v3.1, Unit 4244 and retrofits | 913 | 1869 | Rate Constraint in lbs/MMBtu | FALSE | L | Annual | Emissions at Affected Plants SO2 | Thousand Tons | 0 | 0 | 0 | 0 | 0 | 0 | 0 | 0
NSR Hennepin 1,2 - SO2 Rate Annual v3.1, Unit 4244 and retrofits | 913 | 1869 | Rate Constraint in lbs/MMBtu | FALSE | L | Annual | Allowances Purchased SO2 | Thousand Tons | 0 | 0 | 0 | 0 | 0 | 0 | 0 | 0
NSR Hennepin 1,2 - SO2 Rate Annual v3.1, Unit 4244 and retrofits | 913 | 1869 | Rate Constraint in lbs/MMBtu | FALSE | L | Annual | Allowances Sold SO2 | Thousand Tons | 0 | 0 | 0 | 0 | 0 | 0 | 0 | 0
NSR Hennepin 1,2 - SO2 Rate Annual v3.1, Unit 4244 and retrofits | 913 | 1869 | Rate Constraint in lbs/MMBtu | FALSE | L | Annual | Allowances Banked | Thousand Tons | 0 | 0 | 0 | 0 | 0 | 0 | 0 | 0
NSR Hennepin 1,2 - SO2 Rate Annual v3.1, Unit 4244 and retrofits | 913 | 1869 | Rate Constraint in lbs/MMBtu | FALSE | L | Annual | Allowances Withdrawn (1:1) | Thousand Tons | 0 | 0 | 0 | 0 | 0 | 0 | 0 | 0
NSR Hennepin 1,2 - SO2 Rate Annual v3.1, Unit 4244 and retrofits | 913 | 1869 | Rate Constraint in lbs/MMBtu | FALSE | L | Annual | Allowances Withdrawn (n:1) | Thousand Tons | 0 | 0 | 0 | 0 | 0 | 0 | 0 | 0
NSR Hennepin 1,2 - SO2 Rate Annual v3.1, Unit 4244 and retrofits | 913 | 1869 | Rate Constraint in lbs/MMBtu | FALSE | L | Annual | Net Emissions Allowance Position | Thousand Tons | 0 | 0 | 0 | 0 | 0 | 0 | 0 | 0
NSR Hennepin 1,2 - SO2 Rate Annual v3.1, Unit 4244 and retrofits | 913 | 1869 | Rate Constraint in lbs/MMBtu | FALSE | L | Annual | Fuel Consumed | TBtu | 0 | 0 | 0 | 0 | 0 | 0 | 0 | 0
NSR Hennepin 1,2 - SO2 Rate Annual v3.1, Unit 4244 and retrofits | 913 | 1869 | Rate Constraint in lbs/MMBtu | FALSE | L | Annual | Rate | lb/MMBtu | 0 | 0 | 0 | 0 | 0 | 0 | 0 | 0
NSR Hennepin 1,2 - SO2 Rate Annual v3.1, Unit 4244 and retrofits | 913 | 1869 | Rate Constraint in lbs/MMBtu | FALSE | L | Annual | Generation | TWh | 0 | 0 | 0 | 0 | 0 | 0 | 0 | 0
NSR Hennepin 1,2 - SO2 Rate Annual v3.1, Unit 4244 and retrofits | 913 | 1869 | Rate Constraint in lbs/MMBtu | FALSE | L | Annual | Qualifying Generation | TWh | 0 | 0 | 0 | 0 | 0 | 0 | 0 | 0
NSR Hennepin 1,2 - SO2 Rate Annual v3.1, Unit 4244 and retrofits | 913 | 1869 | Rate Constraint in lbs/MMBtu | FALSE | L | Annual | Rate | lb/MWh | 0 | 0 | 0 | 0 | 0 | 0 | 0 | 0
NSR Hennepin 1,2 - SO2 Rate Annual v3.1, Unit 4244 and retrofits | 913 | 1869 | Rate Constraint in lbs/MMBtu | FALSE | L | Annual | Constraint Shadow Price | US2016$/Ton | 0 | 0 | 0 | 0 | 0 | 0 | 0 | 0
NSR Hennepin 1,2 - SO2 Rate Annual v3.1, Unit 4245 and retrofits | 914 | 1869 | Rate Constraint in lbs/MMBtu | FALSE | L | Annual | Seasons Included | Seasons | Winter, WintShld, Summer | Winter, WintShld, Summer | Winter, WintShld, Summer | Winter, WintShld, Summer | Winter, WintShld, Summer | Winter, WintShld, Summer | Winter, WintShld, Summer | Winter, WintShld, Summer
NSR Hennepin 1,2 - SO2 Rate Annual v3.1, Unit 4245 and retrofits | 914 | 1869 | Rate Constraint in lbs/MMBtu | FALSE | L | Annual | Standard SO2 | lb/MMBtu | 1.2 | 1.2 | 1.2 | 1.2 | 1.2 | 1.2 | 1.2 | 1.2
NSR Hennepin 1,2 - SO2 Rate Annual v3.1, Unit 4245 and retrofits | 914 | 1869 | Rate Constraint in lbs/MMBtu | FALSE | L | Annual | Emissions at Affected Plants SO2 | Thousand Tons | 0 | 0 | 0 | 0 | 0 | 0 | 0 | 0
NSR Hennepin 1,2 - SO2 Rate Annual v3.1, Unit 4245 and retrofits | 914 | 1869 | Rate Constraint in lbs/MMBtu | FALSE | L | Annual | Allowances Purchased SO2 | Thousand Tons | 0 | 0 | 0 | 0 | 0 | 0 | 0 | 0
NSR Hennepin 1,2 - SO2 Rate Annual v3.1, Unit 4245 and retrofits | 914 | 1869 | Rate Constraint in lbs/MMBtu | FALSE | L | Annual | Allowances Sold SO2 | Thousand Tons | 0 | 0 | 0 | 0 | 0 | 0 | 0 | 0
NSR Hennepin 1,2 - SO2 Rate Annual v3.1, Unit 4245 and retrofits | 914 | 1869 | Rate Constraint in lbs/MMBtu | FALSE | L | Annual | Allowances Banked | Thousand Tons | 0 | 0 | 0 | 0 | 0 | 0 | 0 | 0
NSR Hennepin 1,2 - SO2 Rate Annual v3.1, Unit 4245 and retrofits | 914 | 1869 | Rate Constraint in lbs/MMBtu | FALSE | L | Annual | Allowances Withdrawn (1:1) | Thousand Tons | 0 | 0 | 0 | 0 | 0 | 0 | 0 | 0
NSR Hennepin 1,2 - SO2 Rate Annual v3.1, Unit 4245 and retrofits | 914 | 1869 | Rate Constraint in lbs/MMBtu | FALSE | L | Annual | Allowances Withdrawn (n:1) | Thousand Tons | 0 | 0 | 0 | 0 | 0 | 0 | 0 | 0
NSR Hennepin 1,2 - SO2 Rate Annual v3.1, Unit 4245 and retrofits | 914 | 1869 | Rate Constraint in lbs/MMBtu | FALSE | L | Annual | Net Emissions Allowance Position | Thousand Tons | 0 | 0 | 0 | 0 | 0 | 0 | 0 | 0
NSR Hennepin 1,2 - SO2 Rate Annual v3.1, Unit 4245 and retrofits | 914 | 1869 | Rate Constraint in lbs/MMBtu | FALSE | L | Annual | Fuel Consumed | TBtu | 0 | 0 | 0 | 0 | 0 | 0 | 0 | 0
NSR Hennepin 1,2 - SO2 Rate Annual v3.1, Unit 4245 and retrofits | 914 | 1869 | Rate Constraint in lbs/MMBtu | FALSE | L | Annual | Rate | lb/MMBtu | 0 | 0 | 0 | 0 | 0 | 0 | 0 | 0
NSR Hennepin 1,2 - SO2 Rate Annual v3.1, Unit 4245 and retrofits | 914 | 1869 | Rate Constraint in lbs/MMBtu | FALSE | L | Annual | Generation | TWh | 0 | 0 | 0 | 0 | 0 | 0 | 0 | 0
NSR Hennepin 1,2 - SO2 Rate Annual v3.1, Unit 4245 and retrofits | 914 | 1869 | Rate Constraint in lbs/MMBtu | FALSE | L | Annual | Qualifying Generation | TWh | 0 | 0 | 0 | 0 | 0 | 0 | 0 | 0
NSR Hennepin 1,2 - SO2 Rate Annual v3.1, Unit 4245 and retrofits | 914 | 1869 | Rate Constraint in lbs/MMBtu | FALSE | L | Annual | Rate | lb/MWh | 0 | 0 | 0 | 0 | 0 | 0 | 0 | 0
NSR Hennepin 1,2 - SO2 Rate Annual v3.1, Unit 4245 and retrofits | 914 | 1869 | Rate Constraint in lbs/MMBtu | FALSE | L | Annual | Constraint Shadow Price | US2016$/Ton | 0 | 0 | 0 | 0 | 0 | 0 | 0 | 0
NSR HL Spurlock 1 - NOX Rate Annual v3.1, Unit 5676 and retrofits | 915 | 1955 | Rate Constraint in lbs/MMBtu | FALSE | L | Annual | Seasons Included | Seasons | Winter, WintShld, Summer | Winter, WintShld, Summer | Winter, WintShld, Summer | Winter, WintShld, Summer | Winter, WintShld, Summer | Winter, WintShld, Summer | Winter, WintShld, Summer | Winter, WintShld, Summer
NSR HL Spurlock 1 - NOX Rate Annual v3.1, Unit 5676 and retrofits | 915 | 1955 | Rate Constraint in lbs/MMBtu | FALSE | L | Annual | Standard NOX | lb/MMBtu | 0.1 | 0.1 | 0.1 | 0.1 | 0.1 | 0.1 | 0.1 | 0.1
NSR HL Spurlock 1 - NOX Rate Annual v3.1, Unit 5676 and retrofits | 915 | 1955 | Rate Constraint in lbs/MMBtu | FALSE | L | Annual | Emissions at Affected Plants NOX | Thousand Tons | 1.0231 | 1.0231 | 1.0037 | 1.0037 | 0.87044 | 0.87044 | 0.68028 | 0.60454
NSR HL Spurlock 1 - NOX Rate Annual v3.1, Unit 5676 and retrofits | 915 | 1955 | Rate Constraint in lbs/MMBtu | FALSE | L | Annual | Allowances Purchased NOX | Thousand Tons | 0 | 0 | 0 | 0 | 0 | 0 | 0 | 0
NSR HL Spurlock 1 - NOX Rate Annual v3.1, Unit 5676 and retrofits | 915 | 1955 | Rate Constraint in lbs/MMBtu | FALSE | L | Annual | Allowances Sold NOX | Thousand Tons | 0 | 0 | 0 | 0 | 0 | 0 | 0 | 0
NSR HL Spurlock 1 - NOX Rate Annual v3.1, Unit 5676 and retrofits | 915 | 1955 | Rate Constraint in lbs/MMBtu | FALSE | L | Annual | Allowances Banked | Thousand Tons | 0 | 0 | 0 | 0 | 0 | 0 | 0 | 0
NSR HL Spurlock 1 - NOX Rate Annual v3.1, Unit 5676 and retrofits | 915 | 1955 | Rate Constraint in lbs/MMBtu | FALSE | L | Annual | Allowances Withdrawn (1:1) | Thousand Tons | 0 | 0 | 0 | 0 | 0 | 0 | 0 | 0
NSR HL Spurlock 1 - NOX Rate Annual v3.1, Unit 5676 and retrofits | 915 | 1955 | Rate Constraint in lbs/MMBtu | FALSE | L | Annual | Allowances Withdrawn (n:1) | Thousand Tons | 0 | 0 | 0 | 0 | 0 | 0 | 0 | 0
NSR HL Spurlock 1 - NOX Rate Annual v3.1, Unit 5676 and retrofits | 915 | 1955 | Rate Constraint in lbs/MMBtu | FALSE | L | Annual | Net Emissions Allowance Position | Thousand Tons | 1.0231 | 1.0231 | 1.0037 | 1.0037 | 0.87044 | 0.87044 | 0.68028 | 0.60454
NSR HL Spurlock 1 - NOX Rate Annual v3.1, Unit 5676 and retrofits | 915 | 1955 | Rate Constraint in lbs/MMBtu | FALSE | L | Annual | Fuel Consumed | TBtu | 22.5161 | 22.5161 | 22.0883 | 22.0883 | 19.1559 | 19.1559 | 14.9709 | 13.3041
NSR HL Spurlock 1 - NOX Rate Annual v3.1, Unit 5676 and retrofits | 915 | 1955 | Rate Constraint in lbs/MMBtu | FALSE | L | Annual | Rate | lb/MMBtu | 0.09088 | 0.09088 | 0.09088 | 0.09088 | 0.09088 | 0.09088 | 0.09088 | 0.09088
NSR HL Spurlock 1 - NOX Rate Annual v3.1, Unit 5676 and retrofits | 915 | 1955 | Rate Constraint in lbs/MMBtu | FALSE | L | Annual | Generation | TWh | 2.1526 | 2.1526 | 2.1526 | 2.1526 | 1.8668 | 1.8668 | 1.459 | 1.2965
NSR HL Spurlock 1 - NOX Rate Annual v3.1, Unit 5676 and retrofits | 915 | 1955 | Rate Constraint in lbs/MMBtu | FALSE | L | Annual | Qualifying Generation | TWh | 2.1526 | 2.1526 | 2.1526 | 2.1526 | 1.8668 | 1.8668 | 1.459 | 1.2965
NSR HL Spurlock 1 - NOX Rate Annual v3.1, Unit 5676 and retrofits | 915 | 1955 | Rate Constraint in lbs/MMBtu | FALSE | L | Annual | Rate | lb/MWh | 0.9506 | 0.9506 | 0.93254 | 0.93254 | 0.93254 | 0.93254 | 0.93254 | 0.93254
NSR HL Spurlock 1 - NOX Rate Annual v3.1, Unit 5676 and retrofits | 915 | 1955 | Rate Constraint in lbs/MMBtu | FALSE | L | Annual | Constraint Shadow Price | US2016$/Ton | 0 | 0 | 0 | 0 | 0 | 0 | 0 | 0
NSR HL Spurlock 2 - NOX Rate Annual v3.1, Unit 5677 and retrofits | 916 | 1956 | Rate Constraint in lbs/MMBtu | FALSE | L | Annual | Seasons Included | Seasons | Winter, WintShld, Summer | Winter, WintShld, Summer | Winter, WintShld, Summer | Winter, WintShld, Summer | Winter, WintShld, Summer | Winter, WintShld, Summer | Winter, WintShld, Summer | Winter, WintShld, Summer
NSR HL Spurlock 2 - NOX Rate Annual v3.1, Unit 5677 and retrofits | 916 | 1956 | Rate Constraint in lbs/MMBtu | FALSE | L | Annual | Standard NOX | lb/MMBtu | 0.1 | 0.1 | 0.1 | 0.1 | 0.1 | 0.1 | 0.1 | 0.1
NSR HL Spurlock 2 - NOX Rate Annual v3.1, Unit 5677 and retrofits | 916 | 1956 | Rate Constraint in lbs/MMBtu | FALSE | L | Annual | Emissions at Affected Plants NOX | Thousand Tons | 0 | 0 | 0 | 0 | 0 | 0 | 0 | 0
NSR HL Spurlock 2 - NOX Rate Annual v3.1, Unit 5677 and retrofits | 916 | 1956 | Rate Constraint in lbs/MMBtu | FALSE | L | Annual | Allowances Purchased NOX | Thousand Tons | 0 | 0 | 0 | 0 | 0 | 0 | 0 | 0
NSR HL Spurlock 2 - NOX Rate Annual v3.1, Unit 5677 and retrofits | 916 | 1956 | Rate Constraint in lbs/MMBtu | FALSE | L | Annual | Allowances Sold NOX | Thousand Tons | 0 | 0 | 0 | 0 | 0 | 0 | 0 | 0
NSR HL Spurlock 2 - NOX Rate Annual v3.1, Unit 5677 and retrofits | 916 | 1956 | Rate Constraint in lbs/MMBtu | FALSE | L | Annual | Allowances Banked | Thousand Tons | 0 | 0 | 0 | 0 | 0 | 0 | 0 | 0
NSR HL Spurlock 2 - NOX Rate Annual v3.1, Unit 5677 and retrofits | 916 | 1956 | Rate Constraint in lbs/MMBtu | FALSE | L | Annual | Allowances Withdrawn (1:1) | Thousand Tons | 0 | 0 | 0 | 0 | 0 | 0 | 0 | 0
NSR HL Spurlock 2 - NOX Rate Annual v3.1, Unit 5677 and retrofits | 916 | 1956 | Rate Constraint in lbs/MMBtu | FALSE | L | Annual | Allowances Withdrawn (n:1) | Thousand Tons | 0 | 0 | 0 | 0 | 0 | 0 | 0 | 0
NSR HL Spurlock 2 - NOX Rate Annual v3.1, Unit 5677 and retrofits | 916 | 1956 | Rate Constraint in lbs/MMBtu | FALSE | L | Annual | Net Emissions Allowance Position | Thousand Tons | 0 | 0 | 0 | 0 | 0 | 0 | 0 | 0
NSR HL Spurlock 2 - NOX Rate Annual v3.1, Unit 5677 and retrofits | 916 | 1956 | Rate Constraint in lbs/MMBtu | FALSE | L | Annual | Fuel Consumed | TBtu | 0 | 0 | 0 | 0 | 0 | 0 | 0 | 0
NSR HL Spurlock 2 - NOX Rate Annual v3.1, Unit 5677 and retrofits | 916 | 1956 | Rate Constraint in lbs/MMBtu | FALSE | L | Annual | Rate | lb/MMBtu | 0 | 0 | 0 | 0 | 0 | 0 | 0 | 0
NSR HL Spurlock 2 - NOX Rate Annual v3.1, Unit 5677 and retrofits | 916 | 1956 | Rate Constraint in lbs/MMBtu | FALSE | L | Annual | Generation | TWh | 0 | 0 | 0 | 0 | 0 | 0 | 0 | 0
NSR HL Spurlock 2 - NOX Rate Annual v3.1, Unit 5677 and retrofits | 916 | 1956 | Rate Constraint in lbs/MMBtu | FALSE | L | Annual | Qualifying Generation | TWh | 0 | 0 | 0 | 0 | 0 | 0 | 0 | 0
NSR HL Spurlock 2 - NOX Rate Annual v3.1, Unit 5677 and retrofits | 916 | 1956 | Rate Constraint in lbs/MMBtu | FALSE | L | Annual | Rate | lb/MWh | 0 | 0 | 0 | 0 | 0 | 0 | 0 | 0
NSR HL Spurlock 2 - NOX Rate Annual v3.1, Unit 5677 and retrofits | 916 | 1956 | Rate Constraint in lbs/MMBtu | FALSE | L | Annual | Constraint Shadow Price | US2016$/Ton | 0 | 0 | 0 | 0 | 0 | 0 | 0 | 0
NSR HL Spurlock 2 - SO2 Rate Annual v3.1, Unit 5677 and retrofits | 917 | 1959 | Rate Constraint in lbs/MMBtu | FALSE | L | Annual | Seasons Included | Seasons | Winter, WintShld, Summer | Winter, WintShld, Summer | Winter, WintShld, Summer | Winter, WintShld, Summer | Winter, WintShld, Summer | Winter, WintShld, Summer | Winter, WintShld, Summer | Winter, WintShld, Summer
NSR HL Spurlock 2 - SO2 Rate Annual v3.1, Unit 5677 and retrofits | 917 | 1959 | Rate Constraint in lbs/MMBtu | FALSE | L | Annual | Standard SO2 | lb/MMBtu | 0.1 | 0.1 | 0.1 | 0.1 | 0.1 | 0.1 | 0.1 | 0.1
NSR HL Spurlock 2 - SO2 Rate Annual v3.1, Unit 5677 and retrofits | 917 | 1959 | Rate Constraint in lbs/MMBtu | FALSE | L | Annual | Emissions at Affected Plants SO2 | Thousand Tons | 0 | 0 | 0 | 0 | 0 | 0 | 0 | 0
NSR HL Spurlock 2 - SO2 Rate Annual v3.1, Unit 5677 and retrofits | 917 | 1959 | Rate Constraint in lbs/MMBtu | FALSE | L | Annual | Allowances Purchased SO2 | Thousand Tons | 0 | 0 | 0 | 0 | 0 | 0 | 0 | 0
NSR HL Spurlock 2 - SO2 Rate Annual v3.1, Unit 5677 and retrofits | 917 | 1959 | Rate Constraint in lbs/MMBtu | FALSE | L | Annual | Allowances Sold SO2 | Thousand Tons | 0 | 0 | 0 | 0 | 0 | 0 | 0 | 0
NSR HL Spurlock 2 - SO2 Rate Annual v3.1, Unit 5677 and retrofits | 917 | 1959 | Rate Constraint in lbs/MMBtu | FALSE | L | Annual | Allowances Banked | Thousand Tons | 0 | 0 | 0 | 0 | 0 | 0 | 0 | 0
NSR HL Spurlock 2 - SO2 Rate Annual v3.1, Unit 5677 and retrofits | 917 | 1959 | Rate Constraint in lbs/MMBtu | FALSE | L | Annual | Allowances Withdrawn (1:1) | Thousand Tons | 0 | 0 | 0 | 0 | 0 | 0 | 0 | 0
NSR HL Spurlock 2 - SO2 Rate Annual v3.1, Unit 5677 and retrofits | 917 | 1959 | Rate Constraint in lbs/MMBtu | FALSE | L | Annual | Allowances Withdrawn (n:1) | Thousand Tons | 0 | 0 | 0 | 0 | 0 | 0 | 0 | 0
NSR HL Spurlock 2 - SO2 Rate Annual v3.1, Unit 5677 and retrofits | 917 | 1959 | Rate Constraint in lbs/MMBtu | FALSE | L | Annual | Net Emissions Allowance Position | Thousand Tons | 0 | 0 | 0 | 0 | 0 | 0 | 0 | 0
NSR HL Spurlock 2 - SO2 Rate Annual v3.1, Unit 5677 and retrofits | 917 | 1959 | Rate Constraint in lbs/MMBtu | FALSE | L | Annual | Fuel Consumed | TBtu | 0 | 0 | 0 | 0 | 0 | 0 | 0 | 0
NSR HL Spurlock 2 - SO2 Rate Annual v3.1, Unit 5677 and retrofits | 917 | 1959 | Rate Constraint in lbs/MMBtu | FALSE | L | Annual | Rate | lb/MMBtu | 0 | 0 | 0 | 0 | 0 | 0 | 0 | 0
NSR HL Spurlock 2 - SO2 Rate Annual v3.1, Unit 5677 and retrofits | 917 | 1959 | Rate Constraint in lbs/MMBtu | FALSE | L | Annual | Generation | TWh | 0 | 0 | 0 | 0 | 0 | 0 | 0 | 0
NSR HL Spurlock 2 - SO2 Rate Annual v3.1, Unit 5677 and retrofits | 917 | 1959 | Rate Constraint in lbs/MMBtu | FALSE | L | Annual | Qualifying Generation | TWh | 0 | 0 | 0 | 0 | 0 | 0 | 0 | 0
NSR HL Spurlock 2 - SO2 Rate Annual v3.1, Unit 5677 and retrofits | 917 | 1959 | Rate Constraint in lbs/MMBtu | FALSE | L | Annual | Rate | lb/MWh | 0 | 0 | 0 | 0 | 0 | 0 | 0 | 0
NSR HL Spurlock 2 - SO2 Rate Annual v3.1, Unit 5677 and retrofits | 917 | 1959 | Rate Constraint in lbs/MMBtu | FALSE | L | Annual | Constraint Shadow Price | US2016$/Ton | 25193.671 | 18332.4607 | 15024.5922 | 15398.4517 | 18034.7946 | 18196.5115 | 19403.7786 | 19820.164
NSR Hoosier - NOX Cap Annual v4.10 Final | 918 | 2415 | Rate Constraint in MTons | FALSE | L | Annual | Seasons Included | Seasons | Winter, WintShld, Summer | Winter, WintShld, Summer | Winter, WintShld, Summer | Winter, WintShld, Summer | Winter, WintShld, Summer | Winter, WintShld, Summer | Winter, WintShld, Summer | Winter, WintShld, Summer
NSR Hoosier - NOX Cap Annual v4.10 Final | 918 | 2415 | Rate Constraint in MTons | FALSE | L | Annual | Standard NOX | Thousand Tons | 4.8 | 4.8 | 4.8 | 4.8 | 4.8 | 4.8 | 4.8 | 4.8
NSR Hoosier - NOX Cap Annual v4.10 Final | 918 | 2415 | Rate Constraint in MTons | FALSE | L | Annual | Emissions at Affected Plants NOX | Thousand Tons | 0 | 0 | 0 | 0 | 0 | 0 | 0 | 0
NSR Hoosier - NOX Cap Annual v4.10 Final | 918 | 2415 | Rate Constraint in MTons | FALSE | L | Annual | Allowances Purchased NOX | Thousand Tons | 0 | 0 | 0 | 0 | 0 | 0 | 0 | 0
NSR Hoosier - NOX Cap Annual v4.10 Final | 918 | 2415 | Rate Constraint in MTons | FALSE | L | Annual | Allowances Sold NOX | Thousand Tons | 0 | 0 | 0 | 0 | 0 | 0 | 0 | 0
NSR Hoosier - NOX Cap Annual v4.10 Final | 918 | 2415 | Rate Constraint in MTons | FALSE | L | Annual | Allowances Banked | Thousand Tons | 0 | 0 | 0 | 0 | 0 | 0 | 0 | 0
NSR Hoosier - NOX Cap Annual v4.10 Final | 918 | 2415 | Rate Constraint in MTons | FALSE | L | Annual | Allowances Withdrawn (1:1) | Thousand Tons | 0 | 0 | 0 | 0 | 0 | 0 | 0 | 0
NSR Hoosier - NOX Cap Annual v4.10 Final | 918 | 2415 | Rate Constraint in MTons | FALSE | L | Annual | Allowances Withdrawn (n:1) | Thousand Tons | 0 | 0 | 0 | 0 | 0 | 0 | 0 | 0
NSR Hoosier - NOX Cap Annual v4.10 Final | 918 | 2415 | Rate Constraint in MTons | FALSE | L | Annual | Net Emissions Allowance Position | Thousand Tons | 0 | 0 | 0 | 0 | 0 | 0 | 0 | 0
NSR Hoosier - NOX Cap Annual v4.10 Final | 918 | 2415 | Rate Constraint in MTons | FALSE | L | Annual | Fuel Consumed | TBtu | 0 | 0 | 0 | 0 | 0 | 0 | 0 | 0
NSR Hoosier - NOX Cap Annual v4.10 Final | 918 | 2415 | Rate Constraint in MTons | FALSE | L | Annual | Rate | lb/MMBtu | 0 | 0 | 0 | 0 | 0 | 0 | 0 | 0
NSR Hoosier - NOX Cap Annual v4.10 Final | 918 | 2415 | Rate Constraint in MTons | FALSE | L | Annual | Generation | TWh | 0 | 0 | 0 | 0 | 0 | 0 | 0 | 0
NSR Hoosier - NOX Cap Annual v4.10 Final | 918 | 2415 | Rate Constraint in MTons | FALSE | L | Annual | Qualifying Generation | TWh | 0 | 0 | 0 | 0 | 0 | 0 | 0 | 0
NSR Hoosier - NOX Cap Annual v4.10 Final | 918 | 2415 | Rate Constraint in MTons | FALSE | L | Annual | Rate | lb/MWh | 0 | 0 | 0 | 0 | 0 | 0 | 0 | 0
NSR Hoosier - NOX Cap Annual v4.10 Final | 918 | 2415 | Rate Constraint in MTons | FALSE | L | Annual | Constraint Shadow Price | US2016$/Ton | 0 | 0 | 0 | 0 | 0 | 0 | 0 | 0
NSR Hoosier System - SO2 Cap Annual v4.10 Final | 919 | 2417 | Rate Constraint in MTons | FALSE | L | Annual | Seasons Included | Seasons | Winter, WintShld, Summer | Winter, WintShld, Summer | Winter, WintShld, Summer | Winter, WintShld, Summer | Winter, WintShld, Summer | Winter, WintShld, Summer | Winter, WintShld, Summer | Winter, WintShld, Summer
NSR Hoosier System - SO2 Cap Annual v4.10 Final | 919 | 2417 | Rate Constraint in MTons | FALSE | L | Annual | Standard SO2 | Thousand Tons | 18.75 | 18.75 | 18.75 | 18.75 | 18.75 | 18.75 | 18.75 | 18.75
NSR Hoosier System - SO2 Cap Annual v4.10 Final | 919 | 2417 | Rate Constraint in MTons | FALSE | L | Annual | Emissions at Affected Plants SO2 | Thousand Tons | 0 | 0 | 0 | 0 | 0 | 0 | 0 | 0
NSR Hoosier System - SO2 Cap Annual v4.10 Final | 919 | 2417 | Rate Constraint in MTons | FALSE | L | Annual | Allowances Purchased SO2 | Thousand Tons | 0 | 0 | 0 | 0 | 0 | 0 | 0 | 0
NSR Hoosier System - SO2 Cap Annual v4.10 Final | 919 | 2417 | Rate Constraint in MTons | FALSE | L | Annual | Allowances Sold SO2 | Thousand Tons | 0 | 0 | 0 | 0 | 0 | 0 | 0 | 0
NSR Hoosier System - SO2 Cap Annual v4.10 Final | 919 | 2417 | Rate Constraint in MTons | FALSE | L | Annual | Allowances Banked | Thousand Tons | 0 | 0 | 0 | 0 | 0 | 0 | 0 | 0
NSR Hoosier System - SO2 Cap Annual v4.10 Final | 919 | 2417 | Rate Constraint in MTons | FALSE | L | Annual | Allowances Withdrawn (1:1) | Thousand Tons | 0 | 0 | 0 | 0 | 0 | 0 | 0 | 0
NSR Hoosier System - SO2 Cap Annual v4.10 Final | 919 | 2417 | Rate Constraint in MTons | FALSE | L | Annual | Allowances Withdrawn (n:1) | Thousand Tons | 0 | 0 | 0 | 0 | 0 | 0 | 0 | 0
NSR Hoosier System - SO2 Cap Annual v4.10 Final | 919 | 2417 | Rate Constraint in MTons | FALSE | L | Annual | Net Emissions Allowance Position | Thousand Tons | 0 | 0 | 0 | 0 | 0 | 0 | 0 | 0
NSR Hoosier System - SO2 Cap Annual v4.10 Final | 919 | 2417 | Rate Constraint in MTons | FALSE | L | Annual | Fuel Consumed | TBtu | 0 | 0 | 0 | 0 | 0 | 0 | 0 | 0
NSR Hoosier System - SO2 Cap Annual v4.10 Final | 919 | 2417 | Rate Constraint in MTons | FALSE | L | Annual | Rate | lb/MMBtu | 0 | 0 | 0 | 0 | 0 | 0 | 0 | 0
NSR Hoosier System - SO2 Cap Annual v4.10 Final | 919 | 2417 | Rate Constraint in MTons | FALSE | L | Annual | Generation | TWh | 0 | 0 | 0 | 0 | 0 | 0 | 0 | 0
NSR Hoosier System - SO2 Cap Annual v4.10 Final | 919 | 2417 | Rate Constraint in MTons | FALSE | L | Annual | Qualifying Generation | TWh | 0 | 0 | 0 | 0 | 0 | 0 | 0 | 0
NSR Hoosier System - SO2 Cap Annual v4.10 Final | 919 | 2417 | Rate Constraint in MTons | FALSE | L | Annual | Rate | lb/MWh | 0 | 0 | 0 | 0 | 0 | 0 | 0 | 0
NSR Hoosier System - SO2 Cap Annual v4.10 Final | 919 | 2417 | Rate Constraint in MTons | FALSE | L | Annual | Constraint Shadow Price | US2016$/Ton | 0 | 0 | 0 | 0 | 0 | 0 | 0 | 0
NSR IL Power - NOX Cap Annual v3.1 | 920 | 1844 | Rate Constraint in MTons | FALSE | L | Annual | Seasons Included | Seasons | Winter, WintShld, Summer | Winter, WintShld, Summer | Winter, WintShld, Summer | Winter, WintShld, Summer | Winter, WintShld, Summer | Winter, WintShld, Summer | Winter, WintShld, Summer | Winter, WintShld, Summer
NSR IL Power - NOX Cap Annual v3.1 | 920 | 1844 | Rate Constraint in MTons | FALSE | L | Annual | Standard NOX | Thousand Tons | 13.8 | 13.8 | 13.8 | 13.8 | 13.8 | 13.8 | 13.8 | 13.8
NSR IL Power - NOX Cap Annual v3.1 | 920 | 1844 | Rate Constraint in MTons | FALSE | L | Annual | Emissions at Affected Plants NOX | Thousand Tons | 4.8037 | 5.2719 | 4.8122 | 4.8745 | 4.3743 | 4.4903 | 3.2846 | 3.0428
NSR IL Power - NOX Cap Annual v3.1 | 920 | 1844 | Rate Constraint in MTons | FALSE | L | Annual | Allowances Purchased NOX | Thousand Tons | 0 | 0 | 0 | 0 | 0 | 0 | 0 | 0
NSR IL Power - NOX Cap Annual v3.1 | 920 | 1844 | Rate Constraint in MTons | FALSE | L | Annual | Allowances Sold NOX | Thousand Tons | 0 | 0 | 0 | 0 | 0 | 0 | 0 | 0
NSR IL Power - NOX Cap Annual v3.1 | 920 | 1844 | Rate Constraint in MTons | FALSE | L | Annual | Allowances Banked | Thousand Tons | 0 | 0 | 0 | 0 | 0 | 0 | 0 | 0
NSR IL Power - NOX Cap Annual v3.1 | 920 | 1844 | Rate Constraint in MTons | FALSE | L | Annual | Allowances Withdrawn (1:1) | Thousand Tons | 0 | 0 | 0 | 0 | 0 | 0 | 0 | 0
NSR IL Power - NOX Cap Annual v3.1 | 920 | 1844 | Rate Constraint in MTons | FALSE | L | Annual | Allowances Withdrawn (n:1) | Thousand Tons | 0 | 0 | 0 | 0 | 0 | 0 | 0 | 0
NSR IL Power - NOX Cap Annual v3.1 | 920 | 1844 | Rate Constraint in MTons | FALSE | L | Annual | Net Emissions Allowance Position | Thousand Tons | 4.8037 | 5.2719 | 4.8122 | 4.8745 | 4.3743 | 4.4903 | 3.2846 | 3.0428
NSR IL Power - NOX Cap Annual v3.1 | 920 | 1844 | Rate Constraint in MTons | FALSE | L | Annual | Fuel Consumed | TBtu | 118.4053 | 129.9466 | 118.6135 | 120.1503 | 107.8213 | 110.6811 | 80.9603 | 75.0012
NSR IL Power - NOX Cap Annual v3.1 | 920 | 1844 | Rate Constraint in MTons | FALSE | L | Annual | Rate | lb/MMBtu | 0.08114 | 0.08114 | 0.08114 | 0.08114 | 0.08114 | 0.08114 | 0.08114 | 0.08114
NSR IL Power - NOX Cap Annual v3.1 | 920 | 1844 | Rate Constraint in MTons | FALSE | L | Annual | Generation | TWh | 11.6828 | 12.8216 | 11.7977 | 11.9506 | 10.7243 | 11.0088 | 8.0526 | 7.4599
NSR IL Power - NOX Cap Annual v3.1 | 920 | 1844 | Rate Constraint in MTons | FALSE | L | Annual | Qualifying Generation | TWh | 11.6828 | 12.8216 | 11.7977 | 11.9506 | 10.7243 | 11.0088 | 8.0526 | 7.4599
NSR IL Power - NOX Cap Annual v3.1 | 920 | 1844 | Rate Constraint in MTons | FALSE | L | Annual | Rate | lb/MWh | 0.82235 | 0.82235 | 0.81578 | 0.81578 | 0.81578 | 0.81578 | 0.81578 | 0.81578
NSR IL Power - NOX Cap Annual v3.1 | 920 | 1844 | Rate Constraint in MTons | FALSE | L | Annual | Constraint Shadow Price | US2016$/Ton | 0 | 0 | 0 | 0 | 0 | 0 | 0 | 0
NSR IL Power - SO2 Cap Annual v3.1 | 921 | 1845 | Rate Constraint in MTons | FALSE | L | Annual | Seasons Included | Seasons | Winter, WintShld, Summer | Winter, WintShld, Summer | Winter, WintShld, Summer | Winter, WintShld, Summer | Winter, WintShld, Summer | Winter, WintShld, Summer | Winter, WintShld, Summer | Winter, WintShld, Summer
NSR IL Power - SO2 Cap Annual v3.1 | 921 | 1845 | Rate Constraint in MTons | FALSE | L | Annual | Standard SO2 | Thousand Tons | 29 | 29 | 29 | 29 | 29 | 29 | 29 | 29
NSR IL Power - SO2 Cap Annual v3.1 | 921 | 1845 | Rate Constraint in MTons | FALSE | L | Annual | Emissions at Affected Plants SO2 | Thousand Tons | 4.1408 | 4.5444 | 4.148 | 4.2018 | 3.7706 | 3.8706 | 2.8594 | 2.649
NSR IL Power - SO2 Cap Annual v3.1 | 921 | 1845 | Rate Constraint in MTons | FALSE | L | Annual | Allowances Purchased SO2 | Thousand Tons | 0 | 0 | 0 | 0 | 0 | 0 | 0 | 0
NSR IL Power - SO2 Cap Annual v3.1 | 921 | 1845 | Rate Constraint in MTons | FALSE | L | Annual | Allowances Sold SO2 | Thousand Tons | 0 | 0 | 0 | 0 | 0 | 0 | 0 | 0
NSR IL Power - SO2 Cap Annual v3.1 | 921 | 1845 | Rate Constraint in MTons | FALSE | L | Annual | Allowances Banked | Thousand Tons | 0 | 0 | 0 | 0 | 0 | 0 | 0 | 0
NSR IL Power - SO2 Cap Annual v3.1 | 921 | 1845 | Rate Constraint in MTons | FALSE | L | Annual | Allowances Withdrawn (1:1) | Thousand Tons | 0 | 0 | 0 | 0 | 0 | 0 | 0 | 0
NSR IL Power - SO2 Cap Annual v3.1 | 921 | 1845 | Rate Constraint in MTons | FALSE | L | Annual | Allowances Withdrawn (n:1) | Thousand Tons | 0 | 0 | 0 | 0 | 0 | 0 | 0 | 0
NSR IL Power - SO2 Cap Annual v3.1 | 921 | 1845 | Rate Constraint in MTons | FALSE | L | Annual | Net Emissions Allowance Position | Thousand Tons | 4.1408 | 4.5444 | 4.148 | 4.2018 | 3.7706 | 3.8706 | 2.8594 | 2.649
NSR IL Power - SO2 Cap Annual v3.1 | 921 | 1845 | Rate Constraint in MTons | FALSE | L | Annual | Fuel Consumed | TBtu | 118.4053 | 129.9466 | 118.6135 | 120.1503 | 107.8213 | 110.6811 | 80.9603 | 75.0012
NSR IL Power - SO2 Cap Annual v3.1 | 921 | 1845 | Rate Constraint in MTons | FALSE | L | Annual | Rate | lb/MMBtu | 0.069942 | 0.069942 | 0.069942 | 0.069942 | 0.069942 | 0.069942 | 0.070638 | 0.070638
NSR IL Power - SO2 Cap Annual v3.1 | 921 | 1845 | Rate Constraint in MTons | FALSE | L | Annual | Generation | TWh | 11.6828 | 12.8216 | 11.7977 | 11.9506 | 10.7243 | 11.0088 | 8.0526 | 7.4599
NSR IL Power - SO2 Cap Annual v3.1 | 921 | 1845 | Rate Constraint in MTons | FALSE | L | Annual | Qualifying Generation | TWh | 11.6828 | 12.8216 | 11.7977 | 11.9506 | 10.7243 | 11.0088 | 8.0526 | 7.4599
NSR IL Power - SO2 Cap Annual v3.1 | 921 | 1845 | Rate Constraint in MTons | FALSE | L | Annual | Rate | lb/MWh | 0.70886 | 0.70886 | 0.70319 | 0.70319 | 0.70319 | 0.70319 | 0.71019 | 0.71019
NSR IL Power - SO2 Cap Annual v3.1 | 921 | 1845 | Rate Constraint in MTons | FALSE | L | Annual | Constraint Shadow Price | US2016$/Ton | 0 | 0 | 0 | 0 | 0 | 0 | 0 | 0
NSR Interstate System-Wide NOX Cap v5.16 | 922 | 6616 | Rate Constraint in MTons | FALSE | L | Annual | Seasons Included | Seasons | Winter, WintShld, Summer | Winter, WintShld, Summer | Winter, WintShld, Summer | Winter, WintShld, Summer | Winter, WintShld, Summer | Winter, WintShld, Summer | Winter, WintShld, Summer | Winter, WintShld, Summer
NSR Interstate System-Wide NOX Cap v5.16 | 922 | 6616 | Rate Constraint in MTons | FALSE | L | Annual | Standard NOX | Thousand Tons | 7.25 | 6.8 | 6.8 | 6.8 | 6.8 | 6.8 | 6.8 | 6.8
NSR Interstate System-Wide NOX Cap v5.16 | 922 | 6616 | Rate Constraint in MTons | FALSE | L | Annual | Emissions at Affected Plants NOX | Thousand Tons | 3.1666 | 2.5509 | 2.211 | 2.0748 | 1.9999 | 1.9702 | 1.3429 | 1.1038
NSR Interstate System-Wide NOX Cap v5.16 | 922 | 6616 | Rate Constraint in MTons | FALSE | L | Annual | Allowances Purchased NOX | Thousand Tons | 0 | 0 | 0 | 0 | 0 | 0 | 0 | 0
NSR Interstate System-Wide NOX Cap v5.16 | 922 | 6616 | Rate Constraint in MTons | FALSE | L | Annual | Allowances Sold NOX | Thousand Tons | 0 | 0 | 0 | 0 | 0 | 0 | 0 | 0
NSR Interstate System-Wide NOX Cap v5.16 | 922 | 6616 | Rate Constraint in MTons | FALSE | L | Annual | Allowances Banked | Thousand Tons | 0 | 0 | 0 | 0 | 0 | 0 | 0 | 0
NSR Interstate System-Wide NOX Cap v5.16 | 922 | 6616 | Rate Constraint in MTons | FALSE | L | Annual | Allowances Withdrawn (1:1) | Thousand Tons | 0 | 0 | 0 | 0 | 0 | 0 | 0 | 0
NSR Interstate System-Wide NOX Cap v5.16 | 922 | 6616 | Rate Constraint in MTons | FALSE | L | Annual | Allowances Withdrawn (n:1) | Thousand Tons | 0 | 0 | 0 | 0 | 0 | 0 | 0 | 0
NSR Interstate System-Wide NOX Cap v5.16 | 922 | 6616 | Rate Constraint in MTons | FALSE | L | Annual | Net Emissions Allowance Position | Thousand Tons | 3.1666 | 2.5509 | 2.211 | 2.0748 | 1.9999 | 1.9702 | 1.3429 | 1.1038
NSR Interstate System-Wide NOX Cap v5.16 | 922 | 6616 | Rate Constraint in MTons | FALSE | L | Annual | Fuel Consumed | TBtu | 66.1004 | 58.1947 | 54.7048 | 51.3004 | 49.427 | 49.2548 | 33.573 | 27.5947
NSR Interstate System-Wide NOX Cap v5.16 | 922 | 6616 | Rate Constraint in MTons | FALSE | L | Annual | Rate | lb/MMBtu | 0.095811 | 0.087666 | 0.080833 | 0.080889 | 0.080922 | 0.08 | 0.08 | 0.08
NSR Interstate System-Wide NOX Cap v5.16 | 922 | 6616 | Rate Constraint in MTons | FALSE | L | Annual | Generation | TWh | 6.1183 | 5.3783 | 5.1808 | 4.8581 | 4.6806 | 4.6684 | 3.1821 | 2.6155
NSR Interstate System-Wide NOX Cap v5.16 | 922 | 6616 | Rate Constraint in MTons | FALSE | L | Annual | Qualifying Generation | TWh | 6.1183 | 5.3783 | 5.1808 | 4.8581 | 4.6806 | 4.6684 | 3.1821 | 2.6155
NSR Interstate System-Wide NOX Cap v5.16 | 922 | 6616 | Rate Constraint in MTons | FALSE | L | Annual | Rate | lb/MWh | 1.0351 | 0.94857 | 0.85353 | 0.85416 | 0.85455 | 0.84405 | 0.84405 | 0.84405
NSR Interstate System-Wide NOX Cap v5.16 | 922 | 6616 | Rate Constraint in MTons | FALSE | L | Annual | Constraint Shadow Price | US2016$/Ton | 0 | 0 | 0 | 0 | 0 | 0 | 0 | 0
NSR Interstate System-Wide SO2 Cap v5.16 | 923 | 6625 | Rate Constraint in MTons | FALSE | L | Annual | Seasons Included | Seasons | Winter, WintShld, Summer | Winter, WintShld, Summer | Winter, WintShld, Summer | Winter, WintShld, Summer | Winter, WintShld, Summer | Winter, WintShld, Summer | Winter, WintShld, Summer | Winter, WintShld, Summer
NSR Interstate System-Wide SO2 Cap v5.16 | 923 | 6625 | Rate Constraint in MTons | FALSE | L | Annual | Standard SO2 | Thousand Tons | 11 | 6 | 6 | 3.25 | 3.25 | 3.25 | 3.25 | 3.25
NSR Interstate System-Wide SO2 Cap v5.16 | 923 | 6625 | Rate Constraint in MTons | FALSE | L | Annual | Emissions at Affected Plants SO2 | Thousand Tons | 7.5034 | 2.4676 | 1.9742 | 1.854 | 1.7878 | 1.7396 | 1.1858 | 0.97462
NSR Interstate System-Wide SO2 Cap v5.16 | 923 | 6625 | Rate Constraint in MTons | FALSE | L | Annual | Allowances Purchased SO2 | Thousand Tons | 0 | 0 | 0 | 0 | 0 | 0 | 0 | 0
NSR Interstate System-Wide SO2 Cap v5.16 | 923 | 6625 | Rate Constraint in MTons | FALSE | L | Annual | Allowances Sold SO2 | Thousand Tons | 0 | 0 | 0 | 0 | 0 | 0 | 0 | 0
NSR Interstate System-Wide SO2 Cap v5.16 | 923 | 6625 | Rate Constraint in MTons | FALSE | L | Annual | Allowances Banked | Thousand Tons | 0 | 0 | 0 | 0 | 0 | 0 | 0 | 0
NSR Interstate System-Wide SO2 Cap v5.16 | 923 | 6625 | Rate Constraint in MTons | FALSE | L | Annual | Allowances Withdrawn (1:1) | Thousand Tons | 0 | 0 | 0 | 0 | 0 | 0 | 0 | 0
NSR Interstate System-Wide SO2 Cap v5.16 | 923 | 6625 | Rate Constraint in MTons | FALSE | L | Annual | Allowances Withdrawn (n:1) | Thousand Tons | 0 | 0 | 0 | 0 | 0 | 0 | 0 | 0
NSR Interstate System-Wide SO2 Cap v5.16 | 923 | 6625 | Rate Constraint in MTons | FALSE | L | Annual | Net Emissions Allowance Position | Thousand Tons | 7.5034 | 2.4676 | 1.9742 | 1.854 | 1.7878 | 1.7396 | 1.1858 | 0.97462
NSR Interstate System-Wide SO2 Cap v5.16 | 923 | 6625 | Rate Constraint in MTons | FALSE | L | Annual | Fuel Consumed | TBtu | 66.1004 | 58.1947 | 54.7048 | 51.3004 | 49.427 | 49.2548 | 33.573 | 27.5947
NSR Interstate System-Wide SO2 Cap v5.16 | 923 | 6625 | Rate Constraint in MTons | FALSE | L | Annual | Rate | lb/MMBtu | 0.22703 | 0.084804 | 0.072178 | 0.07228 | 0.072343 | 0.070638 | 0.070638 | 0.070638
NSR Interstate System-Wide SO2 Cap v5.16 | 923 | 6625 | Rate Constraint in MTons | FALSE | L | Annual | Generation | TWh | 6.1183 | 5.3783 | 5.1808 | 4.8581 | 4.6806 | 4.6684 | 3.1821 | 2.6155
NSR Interstate System-Wide SO2 Cap v5.16 | 923 | 6625 | Rate Constraint in MTons | FALSE | L | Annual | Qualifying Generation | TWh | 6.1183 | 5.3783 | 5.1808 | 4.8581 | 4.6806 | 4.6684 | 3.1821 | 2.6155
NSR Interstate System-Wide SO2 Cap v5.16 | 923 | 6625 | Rate Constraint in MTons | FALSE | L | Annual | Rate | lb/MWh | 2.4528 | 0.91759 | 0.76214 | 0.76326 | 0.76394 | 0.74527 | 0.74527 | 0.74527
NSR Interstate System-Wide SO2 Cap v5.16 | 923 | 6625 | Rate Constraint in MTons | FALSE | L | Annual | Constraint Shadow Price | US2016$/Ton | 0 | 0 | 0 | 0 | 0 | 0 | 0 | 0
NSR J P Madgett 1 - Hg Rate Annual v5.13 | 924 | 5963 | Rate Constraint in lbs/MMBtu | FALSE | L | Annual | Seasons Included | Seasons | Winter, WintShld, Summer | Winter, WintShld, Summer | Winter, WintShld, Summer | Winter, WintShld, Summer | Winter, WintShld, Summer | Winter, WintShld, Summer | Winter, WintShld, Summer | Winter, WintShld, Summer
NSR J P Madgett 1 - Hg Rate Annual v5.13 | 924 | 5963 | Rate Constraint in lbs/MMBtu | FALSE | L | Annual | Standard MER | lb/MMBtu | 0.015 | 0.015 | 0.015 | 0.015 | 0.015 | 0.015 | 0.015 | 0.015
NSR J P Madgett 1 - Hg Rate Annual v5.13 | 924 | 5963 | Rate Constraint in lbs/MMBtu | FALSE | L | Annual | Emissions at Affected Plants MER | lbs | 12.1664 | 12.9241 | 12.3613 | 10.8269 | 8.7539 | 10.0545 | 8.7539 | 6.0433
NSR J P Madgett 1 - Hg Rate Annual v5.13 | 924 | 5963 | Rate Constraint in lbs/MMBtu | FALSE | L | Annual | Allowances Purchased MER | lbs | 0 | 0 | 0 | 0 | 0 | 0 | 0 | 0
NSR J P Madgett 1 - Hg Rate Annual v5.13 | 924 | 5963 | Rate Constraint in lbs/MMBtu | FALSE | L | Annual | Allowances Sold MER | lbs | 0 | 0 | 0 | 0 | 0 | 0 | 0 | 0
NSR J P Madgett 1 - Hg Rate Annual v5.13 | 924 | 5963 | Rate Constraint in lbs/MMBtu | FALSE | L | Annual | Allowances Banked | lbs | 0 | 0 | 0 | 0 | 0 | 0 | 0 | 0
NSR J P Madgett 1 - Hg Rate Annual v5.13 | 924 | 5963 | Rate Constraint in lbs/MMBtu | FALSE | L | Annual | Allowances Withdrawn (1:1) | lbs | 0 | 0 | 0 | 0 | 0 | 0 | 0 | 0
NSR J P Madgett 1 - Hg Rate Annual v5.13 | 924 | 5963 | Rate Constraint in lbs/MMBtu | FALSE | L | Annual | Allowances Withdrawn (n:1) | lbs | 0 | 0 | 0 | 0 | 0 | 0 | 0 | 0
NSR J P Madgett 1 - Hg Rate Annual v5.13 | 924 | 5963 | Rate Constraint in lbs/MMBtu | FALSE | L | Annual | Net Emissions Allowance Position | lbs | 12.1664 | 12.9241 | 12.3613 | 10.8269 | 8.7539 | 10.0545 | 8.7539 | 6.0433
NSR J P Madgett 1 - Hg Rate Annual v5.13 | 924 | 5963 | Rate Constraint in lbs/MMBtu | FALSE | L | Annual | Fuel Consumed | TBtu | 21.6822 | 23.0325 | 22.0296 | 19.2949 | 15.6005 | 17.9185 | 15.6005 | 10.77
NSR J P Madgett 1 - Hg Rate Annual v5.13 | 924 | 5963 | Rate Constraint in lbs/MMBtu | FALSE | L | Annual | Rate | lb/MMBtu | 5.6112e-07 | 5.6112e-07 | 5.6112e-07 | 5.6112e-07 | 5.6112e-07 | 5.6112e-07 | 5.6112e-07 | 5.6112e-07
NSR J P Madgett 1 - Hg Rate Annual v5.13 | 924 | 5963 | Rate Constraint in lbs/MMBtu | FALSE | L | Annual | Generation | TWh | 1.928 | 2.0481 | 2.0174 | 1.767 | 1.4286 | 1.6409 | 1.4286 | 0.98627
NSR J P Madgett 1 - Hg Rate Annual v5.13 | 924 | 5963 | Rate Constraint in lbs/MMBtu | FALSE | L | Annual | Qualifying Generation | TWh | 1.928 | 2.0481 | 2.0174 | 1.767 | 1.4286 | 1.6409 | 1.4286 | 0.98627
NSR J P Madgett 1 - Hg Rate Annual v5.13 | 924 | 5963 | Rate Constraint in lbs/MMBtu | FALSE | L | Annual | Rate | lb/MWh | 6.3104e-06 | 6.3104e-06 | 6.1274e-06 | 6.1274e-06 | 6.1274e-06 | 6.1274e-06 | 6.1274e-06 | 6.1274e-06
NSR J P Madgett 1 - Hg Rate Annual v5.13 | 924 | 5963 | Rate Constraint in lbs/MMBtu | FALSE | L | Annual | Constraint Shadow Price | US2016$/Lb | 0 | 0 | 0 | 0 | 0 | 0 | 0 | 0
NSR J P Madgett 1 - NOx Rate Annual v5.13 | 925 | 5962 | Rate Constraint in lbs/MMBtu | FALSE | L | Annual | Seasons Included | Seasons | Winter, WintShld, Summer | Winter, WintShld, Summer | Winter, WintShld, Summer | Winter, WintShld, Summer | Winter, WintShld, Summer | Winter, WintShld, Summer | Winter, WintShld, Summer | Winter, WintShld, Summer
NSR J P Madgett 1 - NOx Rate Annual v5.13 | 925 | 5962 | Rate Constraint in lbs/MMBtu | FALSE | L | Annual | Standard NOX | lb/MMBtu | 0.08 | 0.08 | 0.08 | 0.08 | 0.08 | 0.08 | 0.08 | 0.08
NSR J P Madgett 1 - NOx Rate Annual v5.13 | 925 | 5962 | Rate Constraint in lbs/MMBtu | FALSE | L | Annual | Emissions at Affected Plants NOX | Thousand Tons | 0.78804 | 0.83711 | 0.80066 | 0.70127 | 0.567 | 0.65125 | 0.567 | 0.39143
NSR J P Madgett 1 - NOx Rate Annual v5.13 | 925 | 5962 | Rate Constraint in lbs/MMBtu | FALSE | L | Annual | Allowances Purchased NOX | Thousand Tons | 0 | 0 | 0 | 0 | 0 | 0 | 0 | 0
NSR J P Madgett 1 - NOx Rate Annual v5.13 | 925 | 5962 | Rate Constraint in lbs/MMBtu | FALSE | L | Annual | Allowances Sold NOX | Thousand Tons | 0 | 0 | 0 | 0 | 0 | 0 | 0 | 0
NSR J P Madgett 1 - NOx Rate Annual v5.13 | 925 | 5962 | Rate Constraint in lbs/MMBtu | FALSE | L | Annual | Allowances Banked | Thousand Tons | 0 | 0 | 0 | 0 | 0 | 0 | 0 | 0
NSR J P Madgett 1 - NOx Rate Annual v5.13 | 925 | 5962 | Rate Constraint in lbs/MMBtu | FALSE | L | Annual | Allowances Withdrawn (1:1) | Thousand Tons | 0 | 0 | 0 | 0 | 0 | 0 | 0 | 0
NSR J P Madgett 1 - NOx Rate Annual v5.13 | 925 | 5962 | Rate Constraint in lbs/MMBtu | FALSE | L | Annual | Allowances Withdrawn (n:1) | Thousand Tons | 0 | 0 | 0 | 0 | 0 | 0 | 0 | 0
NSR J P Madgett 1 - NOx Rate Annual v5.13 | 925 | 5962 | Rate Constraint in lbs/MMBtu | FALSE | L | Annual | Net Emissions Allowance Position | Thousand Tons | 0.78804 | 0.83711 | 0.80066 | 0.70127 | 0.567 | 0.65125 | 0.567 | 0.39143
NSR J P Madgett 1 - NOx Rate Annual v5.13 | 925 | 5962 | Rate Constraint in lbs/MMBtu | FALSE | L | Annual | Fuel Consumed | TBtu | 21.6822 | 23.0325 | 22.0296 | 19.2949 | 15.6005 | 17.9185 | 15.6005 | 10.77
NSR J P Madgett 1 - NOx Rate Annual v5.13 | 925 | 5962 | Rate Constraint in lbs/MMBtu | FALSE | L | Annual | Rate | lb/MMBtu | 0.07269 | 0.07269 | 0.07269 | 0.07269 | 0.07269 | 0.07269 | 0.07269 | 0.07269
NSR J P Madgett 1 - NOx Rate Annual v5.13 | 925 | 5962 | Rate Constraint in lbs/MMBtu | FALSE | L | Annual | Generation | TWh | 1.928 | 2.0481 | 2.0174 | 1.767 | 1.4286 | 1.6409 | 1.4286 | 0.98627
NSR J P Madgett 1 - NOx Rate Annual v5.13 | 925 | 5962 | Rate Constraint in lbs/MMBtu | FALSE | L | Annual | Qualifying Generation | TWh | 1.928 | 2.0481 | 2.0174 | 1.767 | 1.4286 | 1.6409 | 1.4286 | 0.98627
NSR J P Madgett 1 - NOx Rate Annual v5.13 | 925 | 5962 | Rate Constraint in lbs/MMBtu | FALSE | L | Annual | Rate | lb/MWh | 0.81747 | 0.81747 | 0.79377 | 0.79377 | 0.79377 | 0.79377 | 0.79377 | 0.79377
NSR J P Madgett 1 - NOx Rate Annual v5.13 | 925 | 5962 | Rate Constraint in lbs/MMBtu | FALSE | L | Annual | Constraint Shadow Price | US2016$/Ton | 0 | 0 | 0 | 0 | 0 | 0 | 0 | 0
NSR J P Madgett 1 - SO2 Rate Annual v5.13 | 926 | 5961 | Rate Constraint in lbs/MMBtu | FALSE | L | Annual | Seasons Included | Seasons | Winter, WintShld, Summer | Winter, WintShld, Summer | Winter, WintShld, Summer | Winter, WintShld, Summer | Winter, WintShld, Summer | Winter, WintShld, Summer | Winter, WintShld, Summer | Winter, WintShld, Summer
NSR J P Madgett 1 - SO2 Rate Annual v5.13 | 926 | 5961 | Rate Constraint in lbs/MMBtu | FALSE | L | Annual | Standard SO2 | lb/MMBtu | 0.09 | 0.09 | 0.09 | 0.09 | 0.09 | 0.09 | 0.09 | 0.09
NSR J P Madgett 1 - SO2 Rate Annual v5.13 | 926 | 5961 | Rate Constraint in lbs/MMBtu | FALSE | L | Annual | Emissions at Affected Plants SO2 | Thousand Tons | 0.906 | 0.96242 | 0.92052 | 0.86827 | 0.70202 | 0.80633 | 0.70202 | 0.48465
NSR J P Madgett 1 - SO2 Rate Annual v5.13 | 926 | 5961 | Rate Constraint in lbs/MMBtu | FALSE | L | Annual | Allowances Purchased SO2 | Thousand Tons | 0 | 0 | 0 | 0 | 0 | 0 | 0 | 0
NSR J P Madgett 1 - SO2 Rate Annual v5.13 | 926 | 5961 | Rate Constraint in lbs/MMBtu | FALSE | L | Annual | Allowances Sold SO2 | Thousand Tons | 0 | 0 | 0 | 0 | 0 | 0 | 0 | 0
NSR J P Madgett 1 - SO2 Rate Annual v5.13 | 926 | 5961 | Rate Constraint in lbs/MMBtu | FALSE | L | Annual | Allowances Banked | Thousand Tons | 0 | 0 | 0 | 0 | 0 | 0 | 0 | 0
NSR J P Madgett 1 - SO2 Rate Annual v5.13 | 926 | 5961 | Rate Constraint in lbs/MMBtu | FALSE | L | Annual | Allowances Withdrawn (1:1) | Thousand Tons | 0 | 0 | 0 | 0 | 0 | 0 | 0 | 0
NSR J P Madgett 1 - SO2 Rate Annual v5.13 | 926 | 5961 | Rate Constraint in lbs/MMBtu | FALSE | L | Annual | Allowances Withdrawn (n:1) | Thousand Tons | 0 | 0 | 0 | 0 | 0 | 0 | 0 | 0
NSR J P Madgett 1 - SO2 Rate Annual v5.13 | 926 | 5961 | Rate Constraint in lbs/MMBtu | FALSE | L | Annual | Net Emissions Allowance Position | Thousand Tons | 0.906 | 0.96242 | 0.92052 | 0.86827 | 0.70202 | 0.80633 | 0.70202 | 0.48465
NSR J P Madgett 1 - SO2 Rate Annual v5.13 | 926 | 5961 | Rate Constraint in lbs/MMBtu | FALSE | L | Annual | Fuel Consumed | TBtu | 21.6822 | 23.0325 | 22.0296 | 19.2949 | 15.6005 | 17.9185 | 15.6005 | 10.77
NSR J P Madgett 1 - SO2 Rate Annual v5.13 | 926 | 5961 | Rate Constraint in lbs/MMBtu | FALSE | L | Annual | Rate | lb/MMBtu | 0.083571 | 0.083571 | 0.083571 | 0.09 | 0.09 | 0.09 | 0.09 | 0.09
NSR J P Madgett 1 - SO2 Rate Annual v5.13 | 926 | 5961 | Rate Constraint in lbs/MMBtu | FALSE | L | Annual | Generation | TWh | 1.928 | 2.0481 | 2.0174 | 1.767 | 1.4286 | 1.6409 | 1.4286 | 0.98627
NSR J P Madgett 1 - SO2 Rate Annual v5.13 | 926 | 5961 | Rate Constraint in lbs/MMBtu | FALSE | L | Annual | Qualifying Generation | TWh | 1.928 | 2.0481 | 2.0174 | 1.767 | 1.4286 | 1.6409 | 1.4286 | 0.98627
NSR J P Madgett 1 - SO2 Rate Annual v5.13 | 926 | 5961 | Rate Constraint in lbs/MMBtu | FALSE | L | Annual | Rate | lb/MWh | 0.93984 | 0.93984 | 0.91258 | 0.98279 | 0.98279 | 0.98279 | 0.98279 | 0.98279
NSR J P Madgett 1 - SO2 Rate Annual v5.13 | 926 | 5961 | Rate Constraint in lbs/MMBtu | FALSE | L | Annual | Constraint Shadow Price | US2016$/Ton | 0 | 0 | 0 | 102.3745 | 309.8124 | 178.879 | 462.5133 | 628.8464
NSR James Miller 3,4 - NOX Rate Annual v3.1, Unit 4088 and retrofits | 927 | 1871 | Rate Constraint in lbs/MMBtu | FALSE | L | Annual | Seasons Included | Seasons | Winter, WintShld, Summer | Winter, WintShld, Summer | Winter, WintShld, Summer | Winter, WintShld, Summer | Winter, WintShld, Summer | Winter, WintShld, Summer | Winter, WintShld, Summer | Winter, WintShld, Summer
NSR James Miller 3,4 - NOX Rate Annual v3.1, Unit 4088 and retrofits | 927 | 1871 | Rate Constraint in lbs/MMBtu | FALSE | L | Annual | Standard NOX | lb/MMBtu | 0.1 | 0.1 | 0.1 | 0.1 | 0.1 | 0.1 | 0.1 | 0.1
NSR James Miller 3,4 - NOX Rate Annual v3.1, Unit 4088 and retrofits | 927 | 1871 | Rate Constraint in lbs/MMBtu | FALSE | L | Annual | Emissions at Affected Plants NOX | Thousand Tons | 1.1573 | 1.1515 | 1.1466 | 1.4563 | 1.131 | 1.2391 | 1.2391 | 1.131
NSR James Miller 3,4 - NOX Rate Annual v3.1, Unit 4088 and retrofits | 927 | 1871 | Rate Constraint in lbs/MMBtu | FALSE | L | Annual | Allowances Purchased NOX | Thousand Tons | 0 | 0 | 0 | 0 | 0 | 0 | 0 | 0
NSR James Miller 3,4 - NOX Rate Annual v3.1, Unit 4088 and retrofits | 927 | 1871 | Rate Constraint in lbs/MMBtu | FALSE | L | Annual | Allowances Sold NOX | Thousand Tons | 0 | 0 | 0 | 0 | 0 | 0 | 0 | 0
NSR James Miller 3,4 - NOX Rate Annual v3.1, Unit 4088 and retrofits | 927 | 1871 | Rate Constraint in lbs/MMBtu | FALSE | L | Annual | Allowances Banked | Thousand Tons | 0 | 0 | 0 | 0 | 0 | 0 | 0 | 0
NSR James Miller 3,4 - NOX Rate Annual v3.1, Unit 4088 and retrofits | 927 | 1871 | Rate Constraint in lbs/MMBtu | FALSE | L | Annual | Allowances Withdrawn (1:1) | Thousand Tons | 0 | 0 | 0 | 0 | 0 | 0 | 0 | 0
NSR James Miller 3,4 - NOX Rate Annual v3.1, Unit 4088 and retrofits | 927 | 1871 | Rate Constraint in lbs/MMBtu | FALSE | L | Annual | Allowances Withdrawn (n:1) | Thousand Tons | 0 | 0 | 0 | 0 | 0 | 0 | 0 | 0
NSR James Miller 3,4 - NOX Rate Annual v3.1, Unit 4088 and retrofits | 927 | 1871 | Rate Constraint in lbs/MMBtu | FALSE | L | Annual | Net Emissions Allowance Position | Thousand Tons | 1.1573 | 1.1515 | 1.1466 | 1.4563 | 1.131 | 1.2391 | 1.2391 | 1.131
NSR James Miller 3,4 - NOX Rate Annual v3.1, Unit 4088 and retrofits | 927 | 1871 | Rate Constraint in lbs/MMBtu | FALSE | L | Annual | Fuel Consumed | TBtu | 31.4663 | 31.3066 | 31.1737 | 39.5941 | 30.7501 | 33.6904 | 33.6904 | 30.7501
NSR James Miller 3,4 - NOX Rate Annual v3.1, Unit 4088 and retrofits | 927 | 1871 | Rate Constraint in lbs/MMBtu | FALSE | L | Annual | Rate | lb/MMBtu | 0.07356 | 0.07356 | 0.07356 | 0.07356 | 0.07356 | 0.07356 | 0.07356 | 0.07356
NSR James Miller 3,4 - NOX Rate Annual v3.1, Unit 4088 and retrofits | 927 | 1871 | Rate Constraint in lbs/MMBtu | FALSE | L | Annual | Generation | TWh | 3.0645 | 3.0489 | 3.0605 | 3.8872 | 3.0189 | 3.3076 | 3.3076 | 3.0189
NSR James Miller 3,4 - NOX Rate Annual v3.1, Unit 4088 and retrofits | 927 | 1871 | Rate Constraint in lbs/MMBtu | FALSE | L | Annual | Qualifying Generation | TWh | 3.0645 | 3.0489 | 3.0605 | 3.8872 | 3.0189 | 3.3076 | 3.3076 | 3.0189
NSR James Miller 3,4 - NOX Rate Annual v3.1, Unit 4088 and retrofits | 927 | 1871 | Rate Constraint in lbs/MMBtu | FALSE | L | Annual | Rate | lb/MWh | 0.75531 | 0.75531 | 0.74927 | 0.74927 | 0.74927 | 0.74927 | 0.74927 | 0.74927
NSR James Miller 3,4 - NOX Rate Annual v3.1, Unit 4088 and retrofits | 927 | 1871 | Rate Constraint in lbs/MMBtu | FALSE | L | Annual | Constraint Shadow Price | US2016$/Ton | 0 | 0 | 0 | 0 | 0 | 0 | 0 | 0
NSR James Miller 3,4 - NOX Rate Annual v3.1, Unit 4089 and retrofits | 928 | 1871 | Rate Constraint in lbs/MMBtu | FALSE | L | Annual | Seasons Included | Seasons | Winter, WintShld, Summer | Winter, WintShld, Summer | Winter, WintShld, Summer | Winter, WintShld, Summer | Winter, WintShld, Summer | Winter, WintShld, Summer | Winter, WintShld, Summer | Winter, WintShld, Summer
NSR James Miller 3,4 - NOX Rate Annual v3.1, Unit 4089 and retrofits | 928 | 1871 | Rate Constraint in lbs/MMBtu | FALSE | L | Annual | Standard NOX | lb/MMBtu | 0.1 | 0.1 | 0.1 | 0.1 | 0.1 | 0.1 | 0.1 | 0.1
NSR James Miller 3,4 - NOX Rate Annual v3.1, Unit 4089 and retrofits | 928 | 1871 | Rate Constraint in lbs/MMBtu | FALSE | L | Annual | Emissions at Affected Plants NOX | Thousand Tons | 1.0076 | 1.0076 | 0.99956 | 1.2598 | 0.97839 | 1.0719 | 1.0719 | 0.97839
NSR James Miller 3,4 - NOX Rate Annual v3.1, Unit 4089 and retrofits | 928 | 1871 | Rate Constraint in lbs/MMBtu | FALSE | L | Annual | Allowances Purchased NOX | Thousand Tons | 0 | 0 | 0 | 0 | 0 | 0 | 0 | 0
NSR James Miller 3,4 - NOX Rate Annual v3.1, Unit 4089 and retrofits | 928 | 1871 | Rate Constraint in lbs/MMBtu | FALSE | L | Annual | Allowances Sold NOX | Thousand Tons | 0 | 0 | 0 | 0 | 0 | 0 | 0 | 0
NSR James Miller 3,4 - NOX Rate Annual v3.1, Unit 4089 and retrofits | 928 | 1871 | Rate Constraint in lbs/MMBtu | FALSE | L | Annual | Allowances Banked | Thousand Tons | 0 | 0 | 0 | 0 | 0 | 0 | 0 | 0
NSR James Miller 3,4 - NOX Rate Annual v3.1, Unit 4089 and retrofits | 928 | 1871 | Rate Constraint in lbs/MMBtu | FALSE | L | Annual | Allowances Withdrawn (1:1) | Thousand Tons | 0 | 0 | 0 | 0 | 0 | 0 | 0 | 0
NSR James Miller 3,4 - NOX Rate Annual v3.1, Unit 4089 and retrofits | 928 | 1871 | Rate Constraint in lbs/MMBtu | FALSE | L | Annual | Allowances Withdrawn (n:1) | Thousand Tons | 0 | 0 | 0 | 0 | 0 | 0 | 0 | 0
NSR James Miller 3,4 - NOX Rate Annual v3.1, Unit 4089 and retrofits | 928 | 1871 | Rate Constraint in lbs/MMBtu | FALSE | L | Annual | Net Emissions Allowance Position | Thousand Tons | 1.0076 | 1.0076 | 0.99956 | 1.2598 | 0.97839 | 1.0719 | 1.0719 | 0.97839
NSR James Miller 3,4 - NOX Rate Annual v3.1, Unit 4089 and retrofits | 928 | 1871 | Rate Constraint in lbs/MMBtu | FALSE | L | Annual | Fuel Consumed | TBtu | 31.6562 | 31.6562 | 31.4029 | 39.5787 | 30.7381 | 33.6773 | 33.6773 | 30.7381
NSR James Miller 3,4 - NOX Rate Annual v3.1, Unit 4089 and retrofits | 928 | 1871 | Rate Constraint in lbs/MMBtu | FALSE | L | Annual | Rate | lb/MMBtu | 0.06366 | 0.06366 | 0.06366 | 0.06366 | 0.06366 | 0.06366 | 0.06366 | 0.06366
NSR James Miller 3,4 - NOX Rate Annual v3.1, Unit 4089 and retrofits | 928 | 1871 | Rate Constraint in lbs/MMBtu | FALSE | L | Annual | Generation | TWh | 3.0842 | 3.0842 | 3.0842 | 3.8872 | 3.0189 | 3.3076 | 3.3076 | 3.0189
NSR James Miller 3,4 - NOX Rate Annual v3.1, Unit 4089 and retrofits | 928 | 1871 | Rate Constraint in lbs/MMBtu | FALSE | L | Annual | Qualifying Generation | TWh | 3.0842 | 3.0842 | 3.0842 | 3.8872 | 3.0189 | 3.3076 | 3.3076 | 3.0189
NSR James Miller 3,4 - NOX Rate Annual v3.1, Unit 4089 and retrofits | 928 | 1871 | Rate Constraint in lbs/MMBtu | FALSE | L | Annual | Rate | lb/MWh | 0.65341 | 0.65341 | 0.64818 | 0.64818 | 0.64818 | 0.64818 | 0.64818 | 0.64818
NSR James Miller 3,4 - NOX Rate Annual v3.1, Unit 4089 and retrofits | 928 | 1871 | Rate Constraint in lbs/MMBtu | FALSE | L | Annual | Constraint Shadow Price | US2016$/Ton | 0 | 0 | 0 | 0 | 0 | 0 | 0 | 0
NSR Karn 1,2 - NOX Rate Annual v5.16 | 929 | 6639 | Rate Constraint in lbs/MMBtu | FALSE | L | Annual | Seasons Included | Seasons | Winter, WintShld, Summer | Winter, WintShld, Summer | Winter, WintShld, Summer | Winter, WintShld, Summer | Winter, WintShld, Summer | Winter, WintShld, Summer | Winter, WintShld, Summer | Winter, WintShld, Summer
NSR Karn 1,2 - NOX Rate Annual v5.16 | 929 | 6639 | Rate Constraint in lbs/MMBtu | FALSE | L | Annual | Standard NOX | lb/MMBtu | 0.08 | 0.08 | 0.08 | 0.08 | 0.08 | 0.08 | 0.08 | 0.08
NSR Karn 1,2 - NOX Rate Annual v5.16 | 929 | 6639 | Rate Constraint in lbs/MMBtu | FALSE | L | Annual | Emissions at Affected Plants NOX | Thousand Tons | 0 | 0 | 0 | 0 | 0 | 0 | 0 | 0
NSR Karn 1,2 - NOX Rate Annual v5.16 | 929 | 6639 | Rate Constraint in lbs/MMBtu | FALSE | L | Annual | Allowances Purchased NOX | Thousand Tons | 0 | 0 | 0 | 0 | 0 | 0 | 0 | 0
NSR Karn 1,2 - NOX Rate Annual v5.16 | 929 | 6639 | Rate Constraint in lbs/MMBtu | FALSE | L | Annual | Allowances Sold NOX | Thousand Tons | 0 | 0 | 0 | 0 | 0 | 0 | 0 | 0
NSR Karn 1,2 - NOX Rate Annual v5.16 | 929 | 6639 | Rate Constraint in lbs/MMBtu | FALSE | L | Annual | Allowances Banked | Thousand Tons | 0 | 0 | 0 | 0 | 0 | 0 | 0 | 0
NSR Karn 1,2 - NOX Rate Annual v5.16 | 929 | 6639 | Rate Constraint in lbs/MMBtu | FALSE | L | Annual | Allowances Withdrawn (1:1) | Thousand Tons | 0 | 0 | 0 | 0 | 0 | 0 | 0 | 0
NSR Karn 1,2 - NOX Rate Annual v5.16 | 929 | 6639 | Rate Constraint in lbs/MMBtu | FALSE | L | Annual | Allowances Withdrawn (n:1) | Thousand Tons | 0 | 0 | 0 | 0 | 0 | 0 | 0 | 0
NSR Karn 1,2 - NOX Rate Annual v5.16 | 929 | 6639 | Rate Constraint in lbs/MMBtu | FALSE | L | Annual | Net Emissions Allowance Position | Thousand Tons | 0 | 0 | 0 | 0 | 0 | 0 | 0 | 0
NSR Karn 1,2 - NOX Rate Annual v5.16 | 929 | 6639 | Rate Constraint in lbs/MMBtu | FALSE | L | Annual | Fuel Consumed | TBtu | 0 | 0 | 0 | 0 | 0 | 0 | 0 | 0
NSR Karn 1,2 - NOX Rate Annual v5.16 | 929 | 6639 | Rate Constraint in lbs/MMBtu | FALSE | L | Annual | Rate | lb/MMBtu | 0 | 0 | 0 | 0 | 0 | 0 | 0 | 0
NSR Karn 1,2 - NOX Rate Annual v5.16 | 929 | 6639 | Rate Constraint in lbs/MMBtu | FALSE | L | Annual | Generation | TWh | 0 | 0 | 0 | 0 | 0 | 0 | 0 | 0
NSR Karn 1,2 - NOX Rate Annual v5.16 | 929 | 6639 | Rate Constraint in lbs/MMBtu | FALSE | L | Annual | Qualifying Generation | TWh | 0 | 0 | 0 | 0 | 0 | 0 | 0 | 0
NSR Karn 1,2 - NOX Rate Annual v5.16 | 929 | 6639 | Rate Constraint in lbs/MMBtu | FALSE | L | Annual | Rate | lb/MWh | 0 | 0 | 0 | 0 | 0 | 0 | 0 | 0
NSR Karn 1,2 - NOX Rate Annual v5.16 | 929 | 6639 | Rate Constraint in lbs/MMBtu | FALSE | L | Annual | Constraint Shadow Price | US2016$/Ton | 0 | 0 | 0 | 0 | 0 | 0 | 0 | 0
NSR Karn 1,2 - SO2 Rate Annual v5.14 | 930 | 6143 | Rate Constraint in lbs/MMBtu | FALSE | L | Annual | Seasons Included | Seasons | Winter, WintShld, Summer | Winter, WintShld, Summer | Winter, WintShld, Summer | Winter, WintShld, Summer | Winter, WintShld, Summer | Winter, WintShld, Summer | Winter, WintShld, Summer | Winter, WintShld, Summer
NSR Karn 1,2 - SO2 Rate Annual v5.14 | 930 | 6143 | Rate Constraint in lbs/MMBtu | FALSE | L | Annual | Standard SO2 | lb/MMBtu | 0.075 | 0.075 | 0.075 | 0.075 | 0.075 | 0.075 | 0.075 | 0.075
NSR Karn 1,2 - SO2 Rate Annual v5.14 | 930 | 6143 | Rate Constraint in lbs/MMBtu | FALSE | L | Annual | Emissions at Affected Plants SO2 | Thousand Tons | 0 | 0 | 0 | 0 | 0 | 0 | 0 | 0
NSR Karn 1,2 - SO2 Rate Annual v5.14 | 930 | 6143 | Rate Constraint in lbs/MMBtu | FALSE | L | Annual | Allowances Purchased SO2 | Thousand Tons | 0 | 0 | 0 | 0 | 0 | 0 | 0 | 0
NSR Karn 1,2 - SO2 Rate Annual v5.14 | 930 | 6143 | Rate Constraint in lbs/MMBtu | FALSE | L | Annual | Allowances Sold SO2 | Thousand Tons | 0 | 0 | 0 | 0 | 0 | 0 | 0 | 0
NSR Karn 1,2 - SO2 Rate Annual v5.14 | 930 | 6143 | Rate Constraint in lbs/MMBtu | FALSE | L | Annual | Allowances Banked | Thousand Tons | 0 | 0 | 0 | 0 | 0 | 0 | 0 | 0
NSR Karn 1,2 - SO2 Rate Annual v5.14 | 930 | 6143 | Rate Constraint in lbs/MMBtu | FALSE | L | Annual | Allowances Withdrawn (1:1) | Thousand Tons | 0 | 0 | 0 | 0 | 0 | 0 | 0 | 0
NSR Karn 1,2 - SO2 Rate Annual v5.14 | 930 | 6143 | Rate Constraint in lbs/MMBtu | FALSE | L | Annual | Allowances Withdrawn (n:1) | Thousand Tons | 0 | 0 | 0 | 0 | 0 | 0 | 0 | 0
NSR Karn 1,2 - SO2 Rate Annual v5.14 | 930 | 6143 | Rate Constraint in lbs/MMBtu | FALSE | L | Annual | Net Emissions Allowance Position | Thousand Tons | 0 | 0 | 0 | 0 | 0 | 0 | 0 | 0
NSR Karn 1,2 - SO2 Rate Annual v5.14 | 930 | 6143 | Rate Constraint in lbs/MMBtu | FALSE | L | Annual | Fuel Consumed | TBtu | 0 | 0 | 0 | 0 | 0 | 0 | 0 | 0
NSR Karn 1,2 - SO2 Rate Annual v5.14 | 930 | 6143 | Rate Constraint in lbs/MMBtu | FALSE | L | Annual | Rate | lb/MMBtu | 0 | 0 | 0 | 0 | 0 | 0 | 0 | 0
NSR Karn 1,2 - SO2 Rate Annual v5.14 | 930 | 6143 | Rate Constraint in lbs/MMBtu | FALSE | L | Annual | Generation | TWh | 0 | 0 | 0 | 0 | 0 | 0 | 0 | 0
NSR Karn 1,2 - SO2 Rate Annual v5.14 | 930 | 6143 | Rate Constraint in lbs/MMBtu | FALSE | L | Annual | Qualifying Generation | TWh | 0 | 0 | 0 | 0 | 0 | 0 | 0 | 0
NSR Karn 1,2 - SO2 Rate Annual v5.14 | 930 | 6143 | Rate Constraint in lbs/MMBtu | FALSE | L | Annual | Rate | lb/MWh | 0 | 0 | 0 | 0 | 0 | 0 | 0 | 0
NSR Karn 1,2 - SO2 Rate Annual v5.14 | 930 | 6143 | Rate Constraint in lbs/MMBtu | FALSE | L | Annual | Constraint Shadow Price | US2016$/Ton | 0 | 0 | 0 | 0 | 0 | 0 | 0 | 0
NSR Kincaid 1 & 2- Hg Rate Annual v5.13 | 931 | 5982 | Rate Constraint in lbs/MMBtu | FALSE | L | Annual | Seasons Included | Seasons | Winter, WintShld, Summer | Winter, WintShld, Summer | Winter, WintShld, Summer | Winter, WintShld, Summer | Winter, WintShld, Summer | Winter, WintShld, Summer | Winter, WintShld, Summer | Winter, WintShld, Summer
NSR Kincaid 1 & 2- Hg Rate Annual v5.13 | 931 | 5982 | Rate Constraint in lbs/MMBtu | FALSE | L | Annual | Standard MER | lb/MMBtu | 0.015 | 0.015 | 0.015 | 0.015 | 0.015 | 0.015 | 0.015 | 0.015
NSR Kincaid 1 & 2- Hg Rate Annual v5.13 | 931 | 5982 | Rate Constraint in lbs/MMBtu | FALSE | L | Annual | Emissions at Affected Plants MER | lbs | 0 | 0 | 0 | 0 | 0 | 0 | 0 | 0
NSR Kincaid 1 & 2- Hg Rate Annual v5.13 | 931 | 5982 | Rate Constraint in lbs/MMBtu | FALSE | L | Annual | Allowances Purchased MER | lbs | 0 | 0 | 0 | 0 | 0 | 0 | 0 | 0
NSR Kincaid 1 & 2- Hg Rate Annual v5.13 | 931 | 5982 | Rate Constraint in lbs/MMBtu | FALSE | L | Annual | Allowances Sold MER | lbs | 0 | 0 | 0 | 0 | 0 | 0 | 0 | 0
NSR Kincaid 1 & 2- Hg Rate Annual v5.13 | 931 | 5982 | Rate Constraint in lbs/MMBtu | FALSE | L | Annual | Allowances Banked | lbs | 0 | 0 | 0 | 0 | 0 | 0 | 0 | 0
NSR Kincaid 1 & 2- Hg Rate Annual v5.13 | 931 | 5982 | Rate Constraint in lbs/MMBtu | FALSE | L | Annual | Allowances Withdrawn (1:1) | lbs | 0 | 0 | 0 | 0 | 0 | 0 | 0 | 0
NSR Kincaid 1 & 2- Hg Rate Annual v5.13 | 931 | 5982 | Rate Constraint in lbs/MMBtu | FALSE | L | Annual | Allowances Withdrawn (n:1) | lbs | 0 | 0 | 0 | 0 | 0 | 0 | 0 | 0
NSR Kincaid 1 & 2- Hg Rate Annual v5.13 | 931 | 5982 | Rate Constraint in lbs/MMBtu | FALSE | L | Annual | Net Emissions Allowance Position | lbs | 0 | 0 | 0 | 0 | 0 | 0 | 0 | 0
NSR Kincaid 1 & 2- Hg Rate Annual v5.13 | 931 | 5982 | Rate Constraint in lbs/MMBtu | FALSE | L | Annual | Fuel Consumed | TBtu | 0 | 0 | 0 | 0 | 0 | 0 | 0 | 0
NSR Kincaid 1 & 2- Hg Rate Annual v5.13 | 931 | 5982 | Rate Constraint in lbs/MMBtu | FALSE | L | Annual | Rate | lb/MMBtu | 0 | 0 | 0 | 0 | 0 | 0 | 0 | 0
NSR Kincaid 1 & 2- Hg Rate Annual v5.13 | 931 | 5982 | Rate Constraint in lbs/MMBtu | FALSE | L | Annual | Generation | TWh | 0 | 0 | 0 | 0 | 0 | 0 | 0 | 0
NSR Kincaid 1 & 2- Hg Rate Annual v5.13 | 931 | 5982 | Rate Constraint in lbs/MMBtu | FALSE | L | Annual | Qualifying Generation | TWh | 0 | 0 | 0 | 0 | 0 | 0 | 0 | 0
NSR Kincaid 1 & 2- Hg Rate Annual v5.13 | 931 | 5982 | Rate Constraint in lbs/MMBtu | FALSE | L | Annual | Rate | lb/MWh | 0 | 0 | 0 | 0 | 0 | 0 | 0 | 0
NSR Kincaid 1 & 2- Hg Rate Annual v5.13 | 931 | 5982 | Rate Constraint in lbs/MMBtu | FALSE | L | Annual | Constraint Shadow Price | US2016$/Lb | 0 | 0 | 0 | 0 | 0 | 0 | 0 | 0
NSR Kincaid 1 & 2- NOx Cap Annual v5.13 | 932 | 5981 | Rate Constraint in MTons | FALSE | L | Annual | Seasons Included | Seasons | Winter, WintShld, Summer | Winter, WintShld, Summer | Winter, WintShld, Summer | Winter, WintShld, Summer | Winter, WintShld, Summer | Winter, WintShld, Summer | Winter, WintShld, Summer | Winter, WintShld, Summer
NSR Kincaid 1 & 2- NOx Cap Annual v5.13 | 932 | 5981 | Rate Constraint in MTons | FALSE | L | Annual | Standard NOX | Thousand Tons | 3.5 | 3.5 | 3.5 | 3.5 | 3.5 | 3.5 | 3.5 | 3.5
NSR Kincaid 1 & 2- NOx Cap Annual v5.13 | 932 | 5981 | Rate Constraint in MTons | FALSE | L | Annual | Emissions at Affected Plants NOX | Thousand Tons | 0 | 0 | 0 | 0 | 0 | 0 | 0 | 0
NSR Kincaid 1 & 2- NOx Cap Annual v5.13 | 932 | 5981 | Rate Constraint in MTons | FALSE | L | Annual | Allowances Purchased NOX | Thousand Tons | 0 | 0 | 0 | 0 | 0 | 0 | 0 | 0
NSR Kincaid 1 & 2- NOx Cap Annual v5.13 | 932 | 5981 | Rate Constraint in MTons | FALSE | L | Annual | Allowances Sold NOX | Thousand Tons | 0 | 0 | 0 | 0 | 0 | 0 | 0 | 0
NSR Kincaid 1 & 2- NOx Cap Annual v5.13 | 932 | 5981 | Rate Constraint in MTons | FALSE | L | Annual | Allowances Banked | Thousand Tons | 0 | 0 | 0 | 0 | 0 | 0 | 0 | 0
NSR Kincaid 1 & 2- NOx Cap Annual v5.13 | 932 | 5981 | Rate Constraint in MTons | FALSE | L | Annual | Allowances Withdrawn (1:1) | Thousand Tons | 0 | 0 | 0 | 0 | 0 | 0 | 0 | 0
NSR Kincaid 1 & 2- NOx Cap Annual v5.13 | 932 | 5981 | Rate Constraint in MTons | FALSE | L | Annual | Allowances Withdrawn (n:1) | Thousand Tons | 0 | 0 | 0 | 0 | 0 | 0 | 0 | 0
NSR Kincaid 1 & 2- NOx Cap Annual v5.13 | 932 | 5981 | Rate Constraint in MTons | FALSE | L | Annual | Net Emissions Allowance Position | Thousand Tons | 0 | 0 | 0 | 0 | 0 | 0 | 0 | 0
NSR Kincaid 1 & 2- NOx Cap Annual v5.13 | 932 | 5981 | Rate Constraint in MTons | FALSE | L | Annual | Fuel Consumed | TBtu | 0 | 0 | 0 | 0 | 0 | 0 | 0 | 0
NSR Kincaid 1 & 2- NOx Cap Annual v5.13 | 932 | 5981 | Rate Constraint in MTons | FALSE | L | Annual | Rate | lb/MMBtu | 0 | 0 | 0 | 0 | 0 | 0 | 0 | 0
NSR Kincaid 1 & 2- NOx Cap Annual v5.13 | 932 | 5981 | Rate Constraint in MTons | FALSE | L | Annual | Generation | TWh | 0 | 0 | 0 | 0 | 0 | 0 | 0 | 0
NSR Kincaid 1 & 2- NOx Cap Annual v5.13 | 932 | 5981 | Rate Constraint in MTons | FALSE | L | Annual | Qualifying Generation | TWh | 0 | 0 | 0 | 0 | 0 | 0 | 0 | 0
NSR Kincaid 1 & 2- NOx Cap Annual v5.13 | 932 | 5981 | Rate Constraint in MTons | FALSE | L | Annual | Rate | lb/MWh | 0 | 0 | 0 | 0 | 0 | 0 | 0 | 0
NSR Kincaid 1 & 2- NOx Cap Annual v5.13 | 932 | 5981 | Rate Constraint in MTons | FALSE | L | Annual | Constraint Shadow Price | US2016$/Ton | 0 | 0 | 0 | 0 | 0 | 0 | 0 | 0
NSR Kincaid 1 & 2- NOx Rate Annual v5.13 | 933 | 5980 | Rate Constraint in lbs/MMBtu | FALSE | L | Annual | Seasons Included | Seasons | Winter, WintShld, Summer | Winter, WintShld, Summer | Winter, WintShld, Summer | Winter, WintShld, Summer | Winter, WintShld, Summer | Winter, WintShld, Summer | Winter, WintShld, Summer | Winter, WintShld, Summer
NSR Kincaid 1 & 2- NOx Rate Annual v5.13 | 933 | 5980 | Rate Constraint in lbs/MMBtu | FALSE | L | Annual | Standard NOX | lb/MMBtu | 0.08 | 0.08 | 0.08 | 0.08 | 0.08 | 0.08 | 0.08 | 0.08
NSR Kincaid 1 & 2- NOx Rate Annual v5.13 | 933 | 5980 | Rate Constraint in lbs/MMBtu | FALSE | L | Annual | Emissions at Affected Plants NOX | Thousand Tons | 0 | 0 | 0 | 0 | 0 | 0 | 0 | 0
NSR Kincaid 1 & 2- NOx Rate Annual v5.13 | 933 | 5980 | Rate Constraint in lbs/MMBtu | FALSE | L | Annual | Allowances Purchased NOX | Thousand Tons | 0 | 0 | 0 | 0 | 0 | 0 | 0 | 0
NSR Kincaid 1 & 2- NOx Rate Annual v5.13 | 933 | 5980 | Rate Constraint in lbs/MMBtu | FALSE | L | Annual | Allowances Sold NOX | Thousand Tons | 0 | 0 | 0 | 0 | 0 | 0 | 0 | 0
NSR Kincaid 1 & 2- NOx Rate Annual v5.13 | 933 | 5980 | Rate Constraint in lbs/MMBtu | FALSE | L | Annual | Allowances Banked | Thousand Tons | 0 | 0 | 0 | 0 | 0 | 0 | 0 | 0
NSR Kincaid 1 & 2- NOx Rate Annual v5.13 | 933 | 5980 | Rate Constraint in lbs/MMBtu | FALSE | L | Annual | Allowances Withdrawn (1:1) | Thousand Tons | 0 | 0 | 0 | 0 | 0 | 0 | 0 | 0
NSR Kincaid 1 & 2- NOx Rate Annual v5.13 | 933 | 5980 | Rate Constraint in lbs/MMBtu | FALSE | L | Annual | Allowances Withdrawn (n:1) | Thousand Tons | 0 | 0 | 0 | 0 | 0 | 0 | 0 | 0
NSR Kincaid 1 & 2- NOx Rate Annual v5.13 | 933 | 5980 | Rate Constraint in lbs/MMBtu | FALSE | L | Annual | Net Emissions Allowance Position | Thousand Tons | 0 | 0 | 0 | 0 | 0 | 0 | 0 | 0
NSR Kincaid 1 & 2- NOx Rate Annual v5.13 | 933 | 5980 | Rate Constraint in lbs/MMBtu | FALSE | L | Annual | Fuel Consumed | TBtu | 0 | 0 | 0 | 0 | 0 | 0 | 0 | 0
NSR Kincaid 1 & 2- NOx Rate Annual v5.13 | 933 | 5980 | Rate Constraint in lbs/MMBtu | FALSE | L | Annual | Rate | lb/MMBtu | 0 | 0 | 0 | 0 | 0 | 0 | 0 | 0
NSR Kincaid 1 & 2- NOx Rate Annual v5.13 | 933 | 5980 | Rate Constraint in lbs/MMBtu | FALSE | L | Annual | Generation | TWh | 0 | 0 | 0 | 0 | 0 | 0 | 0 | 0
NSR Kincaid 1 & 2- NOx Rate Annual v5.13 | 933 | 5980 | Rate Constraint in lbs/MMBtu | FALSE | L | Annual | Qualifying Generation | TWh | 0 | 0 | 0 | 0 | 0 | 0 | 0 | 0
NSR Kincaid 1 & 2- NOx Rate Annual v5.13 | 933 | 5980 | Rate Constraint in lbs/MMBtu | FALSE | L | Annual | Rate | lb/MWh | 0 | 0 | 0 | 0 | 0 | 0 | 0 | 0
NSR Kincaid 1 & 2- NOx Rate Annual v5.13 | 933 | 5980 | Rate Constraint in lbs/MMBtu | FALSE | L | Annual | Constraint Shadow Price | US2016$/Ton | 0 | 0 | 0 | 0 | 0 | 0 | 0 | 0
NSR Kincaid 1 & 2- SO2 Cap Annual v5.13 | 934 | 5979 | Rate Constraint in MTons | FALSE | L | Annual | Seasons Included | Seasons | Winter, WintShld, Summer | Winter, WintShld, Summer | Winter, WintShld, Summer | Winter, WintShld, Summer | Winter, WintShld, Summer | Winter, WintShld, Summer | Winter, WintShld, Summer | Winter, WintShld, Summer
NSR Kincaid 1 & 2- SO2 Cap Annual v5.13 | 934 | 5979 | Rate Constraint in MTons | FALSE | L | Annual | Standard SO2 | Thousand Tons | 4.4 | 4.4 | 4.4 | 4.4 | 4.4 | 4.4 | 4.4 | 4.4
NSR Kincaid 1 & 2- SO2 Cap Annual v5.13 | 934 | 5979 | Rate Constraint in MTons | FALSE | L | Annual | Emissions at Affected Plants SO2 | Thousand Tons | 0 | 0 | 0 | 0 | 0 | 0 | 0 | 0
NSR Kincaid 1 & 2- SO2 Cap Annual v5.13 | 934 | 5979 | Rate Constraint in MTons | FALSE | L | Annual | Allowances Purchased SO2 | Thousand Tons | 0 | 0 | 0 | 0 | 0 | 0 | 0 | 0
NSR Kincaid 1 & 2- SO2 Cap Annual v5.13 | 934 | 5979 | Rate Constraint in MTons | FALSE | L | Annual | Allowances Sold SO2 | Thousand Tons | 0 | 0 | 0 | 0 | 0 | 0 | 0 | 0
NSR Kincaid 1 & 2- SO2 Cap Annual v5.13 | 934 | 5979 | Rate Constraint in MTons | FALSE | L | Annual | Allowances Banked | Thousand Tons | 0 | 0 | 0 | 0 | 0 | 0 | 0 | 0
NSR Kincaid 1 & 2- SO2 Cap Annual v5.13 | 934 | 5979 | Rate Constraint in MTons | FALSE | L | Annual | Allowances Withdrawn (1:1) | Thousand Tons | 0 | 0 | 0 | 0 | 0 | 0 | 0 | 0
NSR Kincaid 1 & 2- SO2 Cap Annual v5.13 | 934 | 5979 | Rate Constraint in MTons | FALSE | L | Annual | Allowances Withdrawn (n:1) | Thousand Tons | 0 | 0 | 0 | 0 | 0 | 0 | 0 | 0
NSR Kincaid 1 & 2- SO2 Cap Annual v5.13 | 934 | 5979 | Rate Constraint in MTons | FALSE | L | Annual | Net Emissions Allowance Position | Thousand Tons | 0 | 0 | 0 | 0 | 0 | 0 | 0 | 0
NSR Kincaid 1 & 2- SO2 Cap Annual v5.13 | 934 | 5979 | Rate Constraint in MTons | FALSE | L | Annual | Fuel Consumed | TBtu | 0 | 0 | 0 | 0 | 0 | 0 | 0 | 0
NSR Kincaid 1 & 2- SO2 Cap Annual v5.13 | 934 | 5979 | Rate Constraint in MTons | FALSE | L | Annual | Rate | lb/MMBtu | 0 | 0 | 0 | 0 | 0 | 0 | 0 | 0
NSR Kincaid 1 & 2- SO2 Cap Annual v5.13 | 934 | 5979 | Rate Constraint in MTons | FALSE | L | Annual | Generation | TWh | 0 | 0 | 0 | 0 | 0 | 0 | 0 | 0
NSR Kincaid 1 & 2- SO2 Cap Annual v5.13 | 934 | 5979 | Rate Constraint in MTons | FALSE | L | Annual | Qualifying Generation | TWh | 0 | 0 | 0 | 0 | 0 | 0 | 0 | 0
NSR Kincaid 1 & 2- SO2 Cap Annual v5.13 | 934 | 5979 | Rate Constraint in MTons | FALSE | L | Annual | Rate | lb/MWh | 0 | 0 | 0 | 0 | 0 | 0 | 0 | 0
NSR Kincaid 1 & 2- SO2 Cap Annual v5.13 | 934 | 5979 | Rate Constraint in MTons | FALSE | L | Annual | Constraint Shadow Price | US2016$/Ton | 0 | 0 | 0 | 0 | 0 | 0 | 0 | 0
NSR Kincaid 1 & 2- SO2 Rate Annual v5.13 | 935 | 5978 | Rate Constraint in lbs/MMBtu | FALSE | L | Annual | Seasons Included | Seasons | Winter, WintShld, Summer | Winter, WintShld, Summer | Winter, WintShld, Summer | Winter, WintShld, Summer | Winter, WintShld, Summer | Winter, WintShld, Summer | Winter, WintShld, Summer | Winter, WintShld, Summer
NSR Kincaid 1 & 2- SO2 Rate Annual v5.13 | 935 | 5978 | Rate Constraint in lbs/MMBtu | FALSE | L | Annual | Standard SO2 | lb/MMBtu | 0.1 | 0.1 | 0.1 | 0.1 | 0.1 | 0.1 | 0.1 | 0.1
NSR Kincaid 1 & 2- SO2 Rate Annual v5.13 | 935 | 5978 | Rate Constraint in lbs/MMBtu | FALSE | L | Annual | Emissions at Affected Plants SO2 | Thousand Tons | 0 | 0 | 0 | 0 | 0 | 0 | 0 | 0
NSR Kincaid 1 & 2- SO2 Rate Annual v5.13 | 935 | 5978 | Rate Constraint in lbs/MMBtu | FALSE | L | Annual | Allowances Purchased SO2 | Thousand Tons | 0 | 0 | 0 | 0 | 0 | 0 | 0 | 0
NSR Kincaid 1 & 2- SO2 Rate Annual v5.13 | 935 | 5978 | Rate Constraint in lbs/MMBtu | FALSE | L | Annual | Allowances Sold SO2 | Thousand Tons | 0 | 0 | 0 | 0 | 0 | 0 | 0 | 0
NSR Kincaid 1 & 2- SO2 Rate Annual v5.13 | 935 | 5978 | Rate Constraint in lbs/MMBtu | FALSE | L | Annual | Allowances Banked | Thousand Tons | 0 | 0 | 0 | 0 | 0 | 0 | 0 | 0
NSR Kincaid 1 & 2- SO2 Rate Annual v5.13 | 935 | 5978 | Rate Constraint in lbs/MMBtu | FALSE | L | Annual | Allowances Withdrawn (1:1) | Thousand Tons | 0 | 0 | 0 | 0 | 0 | 0 | 0 | 0
NSR Kincaid 1 & 2- SO2 Rate Annual v5.13 | 935 | 5978 | Rate Constraint in lbs/MMBtu | FALSE | L | Annual | Allowances Withdrawn (n:1) | Thousand Tons | 0 | 0 | 0 | 0 | 0 | 0 | 0 | 0
NSR Kincaid 1 & 2- SO2 Rate Annual v5.13 | 935 | 5978 | Rate Constraint in lbs/MMBtu | FALSE | L | Annual | Net Emissions Allowance Position | Thousand Tons | 0 | 0 | 0 | 0 | 0 | 0 | 0 | 0
NSR Kincaid 1 & 2- SO2 Rate Annual v5.13 | 935 | 5978 | Rate Constraint in lbs/MMBtu | FALSE | L | Annual | Fuel Consumed | TBtu | 0 | 0 | 0 | 0 | 0 | 0 | 0 | 0
NSR Kincaid 1 & 2- SO2 Rate Annual v5.13 | 935 | 5978 | Rate Constraint in lbs/MMBtu | FALSE | L | Annual | Rate | lb/MMBtu | 0 | 0 | 0 | 0 | 0 | 0 | 0 | 0
NSR Kincaid 1 & 2- SO2 Rate Annual v5.13 | 935 | 5978 | Rate Constraint in lbs/MMBtu | FALSE | L | Annual | Generation | TWh | 0 | 0 | 0 | 0 | 0 | 0 | 0 | 0
NSR Kincaid 1 & 2- SO2 Rate Annual v5.13 | 935 | 5978 | Rate Constraint in lbs/MMBtu | FALSE | L | Annual | Qualifying Generation | TWh | 0 | 0 | 0 | 0 | 0 | 0 | 0 | 0
NSR Kincaid 1 & 2- SO2 Rate Annual v5.13 | 935 | 5978 | Rate Constraint in lbs/MMBtu | FALSE | L | Annual | Rate | lb/MWh | 0 | 0 | 0 | 0 | 0 | 0 | 0 | 0
NSR Kincaid 1 & 2- SO2 Rate Annual v5.13 | 935 | 5978 | Rate Constraint in lbs/MMBtu | FALSE | L | Annual | Constraint Shadow Price | US2016$/Ton | 0 | 0 | 0 | 0 | 0 | 0 | 0 | 0
NSR KU Brown Unit 3 - SO2 Cap Annual v3.1 | 936 | 2113 | Rate Constraint in MTons | FALSE | L | Annual | Seasons Included | Seasons | Winter, WintShld, Summer | Winter, WintShld, Summer | Winter, WintShld, Summer | Winter, WintShld, Summer | Winter, WintShld, Summer | Winter, WintShld, Summer | Winter, WintShld, Summer | Winter, WintShld, Summer
NSR KU Brown Unit 3 - SO2 Cap Annual v3.1 | 936 | 2113 | Rate Constraint in MTons | FALSE | L | Annual | Standard SO2 | Thousand Tons | 2.3 | 2.3 | 2.3 | 2.3 | 2.3 | 2.3 | 2.3 | 2.3
NSR KU Brown Unit 3 - SO2 Cap Annual v3.1 | 936 | 2113 | Rate Constraint in MTons | FALSE | L | Annual | Emissions at Affected Plants SO2 | Thousand Tons | 0 | 0 | 0 | 0 | 0 | 0 | 0 | 0
NSR KU Brown Unit 3 - SO2 Cap Annual v3.1 | 936 | 2113 | Rate Constraint in MTons | FALSE | L | Annual | Allowances Purchased SO2 | Thousand Tons | 0 | 0 | 0 | 0 | 0 | 0 | 0 | 0
NSR KU Brown Unit 3 - SO2 Cap Annual v3.1 | 936 | 2113 | Rate Constraint in MTons | FALSE | L | Annual | Allowances Sold SO2 | Thousand Tons | 0 | 0 | 0 | 0 | 0 | 0 | 0 | 0
NSR KU Brown Unit 3 - SO2 Cap Annual v3.1 | 936 | 2113 | Rate Constraint in MTons | FALSE | L | Annual | Allowances Banked | Thousand Tons | 0 | 0 | 0 | 0 | 0 | 0 | 0 | 0
NSR KU Brown Unit 3 - SO2 Cap Annual v3.1 | 936 | 2113 | Rate Constraint in MTons | FALSE | L | Annual | Allowances Withdrawn (1:1) | Thousand Tons | 0 | 0 | 0 | 0 | 0 | 0 | 0 | 0
NSR KU Brown Unit 3 - SO2 Cap Annual v3.1 | 936 | 2113 | Rate Constraint in MTons | FALSE | L | Annual | Allowances Withdrawn (n:1) | Thousand Tons | 0 | 0 | 0 | 0 | 0 | 0 | 0 | 0
NSR KU Brown Unit 3 - SO2 Cap Annual v3.1 | 936 | 2113 | Rate Constraint in MTons | FALSE | L | Annual | Net Emissions Allowance Position | Thousand Tons | 0 | 0 | 0 | 0 | 0 | 0 | 0 | 0
NSR KU Brown Unit 3 - SO2 Cap Annual v3.1 | 936 | 2113 | Rate Constraint in MTons | FALSE | L | Annual | Fuel Consumed | TBtu | 0 | 0 | 0 | 0 | 0 | 0 | 0 | 0
NSR KU Brown Unit 3 - SO2 Cap Annual v3.1 | 936 | 2113 | Rate Constraint in MTons | FALSE | L | Annual | Rate | lb/MMBtu | 0 | 0 | 0 | 0 | 0 | 0 | 0 | 0
NSR KU Brown Unit 3 - SO2 Cap Annual v3.1 | 936 | 2113 | Rate Constraint in MTons | FALSE | L | Annual | Generation | TWh | 0 | 0 | 0 | 0 | 0 | 0 | 0 | 0
NSR KU Brown Unit 3 - SO2 Cap Annual v3.1 | 936 | 2113 | Rate Constraint in MTons | FALSE | L | Annual | Qualifying Generation | TWh | 0 | 0 | 0 | 0 | 0 | 0 | 0 | 0
NSR KU Brown Unit 3 - SO2 Cap Annual v3.1 | 936 | 2113 | Rate Constraint in MTons | FALSE | L | Annual | Rate | lb/MWh | 0 | 0 | 0 | 0 | 0 | 0 | 0 | 0
NSR KU Brown Unit 3 - SO2 Cap Annual v3.1 | 936 | 2113 | Rate Constraint in MTons | FALSE | L | Annual | Constraint Shadow Price | US2016$/Ton | 0 | 0 | 0 | 0 | 0 | 0 | 0 | 0
NSR KU Brown Unit 3 - SO2 Rate Annual v3.1 | 937 | 2114 | Rate Constraint in lbs/MMBtu | FALSE | L | Annual | Seasons Included | Seasons | Winter, WintShld, Summer | Winter, WintShld, Summer | Winter, WintShld, Summer | Winter, WintShld, Summer | Winter, WintShld, Summer | Winter, WintShld, Summer | Winter, WintShld, Summer | Winter, WintShld, Summer
NSR KU Brown Unit 3 - SO2 Rate Annual v3.1 | 937 | 2114 | Rate Constraint in lbs/MMBtu | FALSE | L | Annual | Standard SO2 | lb/MMBtu | 0.1 | 0.1 | 0.1 | 0.1 | 0.1 | 0.1 | 0.1 | 0.1
NSR KU Brown Unit 3 - SO2 Rate Annual v3.1 | 937 | 2114 | Rate Constraint in lbs/MMBtu | FALSE | L | Annual | Emissions at Affected Plants SO2 | Thousand Tons | 0 | 0 | 0 | 0 | 0 | 0 | 0 | 0
NSR KU Brown Unit 3 - SO2 Rate Annual v3.1 | 937 | 2114 | Rate Constraint in lbs/MMBtu | FALSE | L | Annual | Allowances Purchased SO2 | Thousand Tons | 0 | 0 | 0 | 0 | 0 | 0 | 0 | 0
NSR KU Brown Unit 3 - SO2 Rate Annual v3.1 | 937 | 2114 | Rate Constraint in lbs/MMBtu | FALSE | L | Annual | Allowances Sold SO2 | Thousand Tons | 0 | 0 | 0 | 0 | 0 | 0 | 0 | 0
NSR KU Brown Unit 3 - SO2 Rate Annual v3.1 | 937 | 2114 | Rate Constraint in lbs/MMBtu | FALSE | L | Annual | Allowances Banked | Thousand Tons | 0 | 0 | 0 | 0 | 0 | 0 | 0 | 0
NSR KU Brown Unit 3 - SO2 Rate Annual v3.1 | 937 | 2114 | Rate Constraint in lbs/MMBtu | FALSE | L | Annual | Allowances Withdrawn (1:1) | Thousand Tons | 0 | 0 | 0 | 0 | 0 | 0 | 0 | 0
NSR KU Brown Unit 3 - SO2 Rate Annual v3.1 | 937 | 2114 | Rate Constraint in lbs/MMBtu | FALSE | L | Annual | Allowances Withdrawn (n:1) | Thousand Tons | 0 | 0 | 0 | 0 | 0 | 0 | 0 | 0
NSR KU Brown Unit 3 - SO2 Rate Annual v3.1 | 937 | 2114 | Rate Constraint in lbs/MMBtu | FALSE | L | Annual | Net Emissions Allowance Position | Thousand Tons | 0 | 0 | 0 | 0 | 0 | 0 | 0 | 0
NSR KU Brown Unit 3 - SO2 Rate Annual v3.1 | 937 | 2114 | Rate Constraint in lbs/MMBtu | FALSE | L | Annual | Fuel Consumed | TBtu | 0 | 0 | 0 | 0 | 0 | 0 | 0 | 0
NSR KU Brown Unit 3 - SO2 Rate Annual v3.1 | 937 | 2114 | Rate Constraint in lbs/MMBtu | FALSE | L | Annual | Rate | lb/MMBtu | 0 | 0 | 0 | 0 | 0 | 0 | 0 | 0
NSR KU Brown Unit 3 - SO2 Rate Annual v3.1 | 937 | 2114 | Rate Constraint in lbs/MMBtu | FALSE | L | Annual | Generation | TWh | 0 | 0 | 0 | 0 | 0 | 0 | 0 | 0
NSR KU Brown Unit 3 - SO2 Rate Annual v3.1 | 937 | 2114 | Rate Constraint in lbs/MMBtu | FALSE | L | Annual | Qualifying Generation | TWh | 0 | 0 | 0 | 0 | 0 | 0 | 0 | 0
NSR KU Brown Unit 3 - SO2 Rate Annual v3.1 | 937 | 2114 | Rate Constraint in lbs/MMBtu | FALSE | L | Annual | Rate | lb/MWh | 0 | 0 | 0 | 0 | 0 | 0 | 0 | 0
NSR KU Brown Unit 3 - SO2 Rate Annual v3.1 | 937 | 2114 | Rate Constraint in lbs/MMBtu | FALSE | L | Annual | Constraint Shadow Price | US2016$/Ton | 0 | 0 | 0 | 0 | 0 | 0 | 0 | 0
NSR Lansing Unit 4 NOX Rate v5.16 | 938 | 6660 | Rate Constraint in lbs/MMBtu | FALSE | L | Annual | Seasons Included | Seasons | Winter, WintShld, Summer | Winter, WintShld, Summer | Winter, WintShld, Summer | Winter, WintShld, Summer | Winter, WintShld, Summer | Winter, WintShld, Summer | Winter, WintShld, Summer | Winter, WintShld, Summer
NSR Lansing Unit 4 NOX Rate v5.16 | 938 | 6660 | Rate Constraint in lbs/MMBtu | FALSE | L | Annual | Standard NOX | lb/MMBtu | 0.08 | 0.08 | 0.08 | 0.08 | 0.08 | 0.08 | 0.08 | 0.08
NSR Lansing Unit 4 NOX Rate v5.16 | 938 | 6660 | Rate Constraint in lbs/MMBtu | FALSE | L | Annual | Emissions at Affected Plants NOX | Thousand Tons | 0 | 0 | 0 | 0 | 0 | 0 | 0 | 0
NSR Lansing Unit 4 NOX Rate v5.16 | 938 | 6660 | Rate Constraint in lbs/MMBtu | FALSE | L | Annual | Allowances Purchased NOX | Thousand Tons | 0 | 0 | 0 | 0 | 0 | 0 | 0 | 0
NSR Lansing Unit 4 NOX Rate v5.16 | 938 | 6660 | Rate Constraint in lbs/MMBtu | FALSE | L | Annual | Allowances Sold NOX | Thousand Tons | 0 | 0 | 0 | 0 | 0 | 0 | 0 | 0
NSR Lansing Unit 4 NOX Rate v5.16 | 938 | 6660 | Rate Constraint in lbs/MMBtu | FALSE | L | Annual | Allowances Banked | Thousand Tons | 0 | 0 | 0 | 0 | 0 | 0 | 0 | 0
NSR Lansing Unit 4 NOX Rate v5.16 | 938 | 6660 | Rate Constraint in lbs/MMBtu | FALSE | L | Annual | Allowances Withdrawn (1:1) | Thousand Tons | 0 | 0 | 0 | 0 | 0 | 0 | 0 | 0
NSR Lansing Unit 4 NOX Rate v5.16 | 938 | 6660 | Rate Constraint in lbs/MMBtu | FALSE | L | Annual | Allowances Withdrawn (n:1) | Thousand Tons | 0 | 0 | 0 | 0 | 0 | 0 | 0 | 0
NSR Lansing Unit 4 NOX Rate v5.16 | 938 | 6660 | Rate Constraint in lbs/MMBtu | FALSE | L | Annual | Net Emissions Allowance Position | Thousand Tons | 0 | 0 | 0 | 0 | 0 | 0 | 0 | 0
NSR Lansing Unit 4 NOX Rate v5.16 | 938 | 6660 | Rate Constraint in lbs/MMBtu | FALSE | L | Annual | Fuel Consumed | TBtu | 0 | 0 | 0 | 0 | 0 | 0 | 0 | 0
NSR Lansing Unit 4 NOX Rate v5.16 | 938 | 6660 | Rate Constraint in lbs/MMBtu | FALSE | L | Annual | Rate | lb/MMBtu | 0 | 0 | 0 | 0 | 0 | 0 | 0 | 0
NSR Lansing Unit 4 NOX Rate v5.16 | 938 | 6660 | Rate Constraint in lbs/MMBtu | FALSE | L | Annual | Generation | TWh | 0 | 0 | 0 | 0 | 0 | 0 | 0 | 0
NSR Lansing Unit 4 NOX Rate v5.16 | 938 | 6660 | Rate Constraint in lbs/MMBtu | FALSE | L | Annual | Qualifying Generation | TWh | 0 | 0 | 0 | 0 | 0 | 0 | 0 | 0
NSR Lansing Unit 4 NOX Rate v5.16 | 938 | 6660 | Rate Constraint in lbs/MMBtu | FALSE | L | Annual | Rate | lb/MWh | 0 | 0 | 0 | 0 | 0 | 0 | 0 | 0
NSR Lansing Unit 4 NOX Rate v5.16 | 938 | 6660 | Rate Constraint in lbs/MMBtu | FALSE | L | Annual | Constraint Shadow Price | US2016$/Ton | 0 | 0 | 0 | 0 | 0 | 0 | 0 | 0
NSR Lansing Unit 4 SO2 Rate v5.16 | 939 | 6618 | Rate Constraint in lbs/MMBtu | FALSE | L | Annual | Seasons Included | Seasons | Winter, WintShld, Summer | Winter, WintShld, Summer | Winter, WintShld, Summer | Winter, WintShld, Summer | Winter, WintShld, Summer | Winter, WintShld, Summer | Winter, WintShld, Summer | Winter, WintShld, Summer
NSR Lansing Unit 4 SO2 Rate v5.16 | 939 | 6618 | Rate Constraint in lbs/MMBtu | FALSE | L | Annual | Standard SO2 | lb/MMBtu | 0.075 | 0.075 | 0.075 | 0.075 | 0.075 | 0.075 | 0.075 | 0.075
NSR Lansing Unit 4 SO2 Rate v5.16 | 939 | 6618 | Rate Constraint in lbs/MMBtu | FALSE | L | Annual | Emissions at Affected Plants SO2 | Thousand Tons | 0 | 0 | 0 | 0 | 0 | 0 | 0 | 0
NSR Lansing Unit 4 SO2 Rate v5.16 | 939 | 6618 | Rate Constraint in lbs/MMBtu | FALSE | L | Annual | Allowances Purchased SO2 | Thousand Tons | 0 | 0 | 0 | 0 | 0 | 0 | 0 | 0
NSR Lansing Unit 4 SO2 Rate v5.16 | 939 | 6618 | Rate Constraint in lbs/MMBtu | FALSE | L | Annual | Allowances Sold SO2 | Thousand Tons | 0 | 0 | 0 | 0 | 0 | 0 | 0 | 0
NSR Lansing Unit 4 SO2 Rate v5.16 | 939 | 6618 | Rate Constraint in lbs/MMBtu | FALSE | L | Annual | Allowances Banked | Thousand Tons | 0 | 0 | 0 | 0 | 0 | 0 | 0 | 0
NSR Lansing Unit 4 SO2 Rate v5.16 | 939 | 6618 | Rate Constraint in lbs/MMBtu | FALSE | L | Annual | Allowances Withdrawn (1:1) | Thousand Tons | 0 | 0 | 0 | 0 | 0 | 0 | 0 | 0
NSR Lansing Unit 4 SO2 Rate v5.16 | 939 | 6618 | Rate Constraint in lbs/MMBtu | FALSE | L | Annual | Allowances Withdrawn (n:1) | Thousand Tons | 0 | 0 | 0 | 0 | 0 | 0 | 0 | 0
NSR Lansing Unit 4 SO2 Rate v5.16 | 939 | 6618 | Rate Constraint in lbs/MMBtu | FALSE | L | Annual | Net Emissions Allowance Position | Thousand Tons | 0 | 0 | 0 | 0 | 0 | 0 | 0 | 0
NSR Lansing Unit 4 SO2 Rate v5.16 | 939 | 6618 | Rate Constraint in lbs/MMBtu | FALSE | L | Annual | Fuel Consumed | TBtu | 0 | 0 | 0 | 0 | 0 | 0 | 0 | 0
NSR Lansing Unit 4 SO2 Rate v5.16 | 939 | 6618 | Rate Constraint in lbs/MMBtu | FALSE | L | Annual | Rate | lb/MMBtu | 0 | 0 | 0 | 0 | 0 | 0 | 0 | 0
NSR Lansing Unit 4 SO2 Rate v5.16 | 939 | 6618 | Rate Constraint in lbs/MMBtu | FALSE | L | Annual | Generation | TWh | 0 | 0 | 0 | 0 | 0 | 0 | 0 | 0
NSR Lansing Unit 4 SO2 Rate v5.16 | 939 | 6618 | Rate Constraint in lbs/MMBtu | FALSE | L | Annual | Qualifying Generation | TWh | 0 | 0 | 0 | 0 | 0 | 0 | 0 | 0
NSR Lansing Unit 4 SO2 Rate v5.16 | 939 | 6618 | Rate Constraint in lbs/MMBtu | FALSE | L | Annual | Rate | lb/MWh | 0 | 0 | 0 | 0 | 0 | 0 | 0 | 0
NSR Lansing Unit 4 SO2 Rate v5.16 | 939 | 6618 | Rate Constraint in lbs/MMBtu | FALSE | L | Annual | Constraint Shadow Price | US2016$/Ton | 0 | 0 | 0 | 0 | 0 | 0 | 0 | 0
NSR Laskin 1,2 - NOX Rate Annual v5.14 | 940 | 6138 | Rate Constraint in lbs/MMBtu | FALSE | L | Annual | Seasons Included | Seasons | Winter, WintShld, Summer | Winter, WintShld, Summer | Winter, WintShld, Summer | Winter, WintShld, Summer | Winter, WintShld, Summer | Winter, WintShld, Summer | Winter, WintShld, Summer | Winter, WintShld, Summer
NSR Laskin 1,2 - NOX Rate Annual v5.14 | 940 | 6138 | Rate Constraint in lbs/MMBtu | FALSE | L | Annual | Standard NOX | lb/MMBtu | 0.19 | 0.19 | 0.19 | 0.19 | 0.19 | 0.19 | 0.19 | 0.19
NSR Laskin 1,2 - NOX Rate Annual v5.14 | 940 | 6138 | Rate Constraint in lbs/MMBtu | FALSE | L | Annual | Emissions at Affected Plants NOX | Thousand Tons | 0 | 0 | 0 | 0 | 0 | 0 | 0 | 0
NSR Laskin 1,2 - NOX Rate Annual v5.14 | 940 | 6138 | Rate Constraint in lbs/MMBtu | FALSE | L | Annual | Allowances Purchased NOX | Thousand Tons | 0 | 0 | 0 | 0 | 0 | 0 | 0 | 0
NSR Laskin 1,2 - NOX Rate Annual v5.14 | 940 | 6138 | Rate Constraint in lbs/MMBtu | FALSE | L | Annual | Allowances Sold NOX | Thousand Tons | 0 | 0 | 0 | 0 | 0 | 0 | 0 | 0
NSR Laskin 1,2 - NOX Rate Annual v5.14 | 940 | 6138 | Rate Constraint in lbs/MMBtu | FALSE | L | Annual | Allowances Banked | Thousand Tons | 0 | 0 | 0 | 0 | 0 | 0 | 0 | 0
NSR Laskin 1,2 - NOX Rate Annual v5.14 | 940 | 6138 | Rate Constraint in lbs/MMBtu | FALSE | L | Annual | Allowances Withdrawn (1:1) | Thousand Tons | 0 | 0 | 0 | 0 | 0 | 0 | 0 | 0
NSR Laskin 1,2 - NOX Rate Annual v5.14 | 940 | 6138 | Rate Constraint in lbs/MMBtu | FALSE | L | Annual | Allowances Withdrawn (n:1) | Thousand Tons | 0 | 0 | 0 | 0 | 0 | 0 | 0 | 0
NSR Laskin 1,2 - NOX Rate Annual v5.14 | 940 | 6138 | Rate Constraint in lbs/MMBtu | FALSE | L | Annual | Net Emissions Allowance Position | Thousand Tons | 0 | 0 | 0 | 0 | 0 | 0 | 0 | 0
NSR Laskin 1,2 - NOX Rate Annual v5.14 | 940 | 6138 | Rate Constraint in lbs/MMBtu | FALSE | L | Annual | Fuel Consumed | TBtu | 0 | 0 | 0 | 0 | 0 | 0 | 0 | 0
NSR Laskin 1,2 - NOX Rate Annual v5.14 | 940 | 6138 | Rate Constraint in lbs/MMBtu | FALSE | L | Annual | Rate | lb/MMBtu | 0 | 0 | 0 | 0 | 0 | 0 | 0 | 0
NSR Laskin 1,2 - NOX Rate Annual v5.14 | 940 | 6138 | Rate Constraint in lbs/MMBtu | FALSE | L | Annual | Generation | TWh | 0 | 0 | 0 | 0 | 0 | 0 | 0 | 0
NSR Laskin 1,2 - NOX Rate Annual v5.14 | 940 | 6138 | Rate Constraint in lbs/MMBtu | FALSE | L | Annual | Qualifying Generation | TWh | 0 | 0 | 0 | 0 | 0 | 0 | 0 | 0
NSR Laskin 1,2 - NOX Rate Annual v5.14 | 940 | 6138 | Rate Constraint in lbs/MMBtu | FALSE | L | Annual | Rate | lb/MWh | 0 | 0 | 0 | 0 | 0 | 0 | 0 | 0
NSR Laskin 1,2 - NOX Rate Annual v5.14 | 940 | 6138 | Rate Constraint in lbs/MMBtu | FALSE | L | Annual | Constraint Shadow Price | US2016$/Ton | 0 | 0 | 0 | 0 | 0 | 0 | 0 | 0
NSR Laskin 1,2 - SO2 Rate Annual v5.14 | 941 | 6137 | Rate Constraint in lbs/MMBtu | FALSE | L | Annual | Seasons Included | Seasons | Winter, WintShld, Summer | Winter, WintShld, Summer | Winter, WintShld, Summer | Winter, WintShld, Summer | Winter, WintShld, Summer | Winter, WintShld, Summer | Winter, WintShld, Summer | Winter, WintShld, Summer
NSR Laskin 1,2 - SO2 Rate Annual v5.14 | 941 | 6137 | Rate Constraint in lbs/MMBtu | FALSE | L | Annual | Standard SO2 | lb/MMBtu | 0.2 | 0.2 | 0.2 | 0.2 | 0.2 | 0.2 | 0.2 | 0.2
NSR Laskin 1,2 - SO2 Rate Annual v5.14 | 941 | 6137 | Rate Constraint in lbs/MMBtu | FALSE | L | Annual | Emissions at Affected Plants SO2 | Thousand Tons | 0 | 0 | 0 | 0 | 0 | 0 | 0 | 0
NSR Laskin 1,2 - SO2 Rate Annual v5.14 | 941 | 6137 | Rate Constraint in lbs/MMBtu | FALSE | L | Annual | Allowances Purchased SO2 | Thousand Tons | 0 | 0 | 0 | 0 | 0 | 0 | 0 | 0
NSR Laskin 1,2 - SO2 Rate Annual v5.14 | 941 | 6137 | Rate Constraint in lbs/MMBtu | FALSE | L | Annual | Allowances Sold SO2 | Thousand Tons | 0 | 0 | 0 | 0 | 0 | 0 | 0 | 0
NSR Laskin 1,2 - SO2 Rate Annual v5.14 | 941 | 6137 | Rate Constraint in lbs/MMBtu | FALSE | L | Annual | Allowances Banked | Thousand Tons | 0 | 0 | 0 | 0 | 0 | 0 | 0 | 0
NSR Laskin 1,2 - SO2 Rate Annual v5.14 | 941 | 6137 | Rate Constraint in lbs/MMBtu | FALSE | L | Annual | Allowances Withdrawn (1:1) | Thousand Tons | 0 | 0 | 0 | 0 | 0 | 0 | 0 | 0
NSR Laskin 1,2 - SO2 Rate Annual v5.14 | 941 | 6137 | Rate Constraint in lbs/MMBtu | FALSE | L | Annual | Allowances Withdrawn (n:1) | Thousand Tons | 0 | 0 | 0 | 0 | 0 | 0 | 0 | 0
NSR Laskin 1,2 - SO2 Rate Annual v5.14 | 941 | 6137 | Rate Constraint in lbs/MMBtu | FALSE | L | Annual | Net Emissions Allowance Position | Thousand Tons | 0 | 0 | 0 | 0 | 0 | 0 | 0 | 0
NSR Laskin 1,2 - SO2 Rate Annual v5.14 | 941 | 6137 | Rate Constraint in lbs/MMBtu | FALSE | L | Annual | Fuel Consumed | TBtu | 0 | 0 | 0 | 0 | 0 | 0 | 0 | 0
NSR Laskin 1,2 - SO2 Rate Annual v5.14 | 941 | 6137 | Rate Constraint in lbs/MMBtu | FALSE | L | Annual | Rate | lb/MMBtu | 0 | 0 | 0 | 0 | 0 | 0 | 0 | 0
NSR Laskin 1,2 - SO2 Rate Annual v5.14 | 941 | 6137 | Rate Constraint in lbs/MMBtu | FALSE | L | Annual | Generation | TWh | 0 | 0 | 0 | 0 | 0 | 0 | 0 | 0
NSR Laskin 1,2 - SO2 Rate Annual v5.14 | 941 | 6137 | Rate Constraint in lbs/MMBtu | FALSE | L | Annual | Qualifying Generation | TWh | 0 | 0 | 0 | 0 | 0 | 0 | 0 | 0
NSR Laskin 1,2 - SO2 Rate Annual v5.14 | 941 | 6137 | Rate Constraint in lbs/MMBtu | FALSE | L | Annual | Rate | lb/MWh | 0 | 0 | 0 | 0 | 0 | 0 | 0 | 0
NSR Laskin 1,2 - SO2 Rate Annual v5.14 | 941 | 6137 | Rate Constraint in lbs/MMBtu | FALSE | L | Annual | Constraint Shadow Price | US2016$/Ton | 0 | 0 | 0 | 0 | 0 | 0 | 0 | 0
NSR Level Havana 9 - SO2 Rate Annual v3.1, Unit 4168 and retrofits | 942 | 1868 | Rate Constraint in lbs/MMBtu | FALSE | L | Annual | Seasons Included | Seasons | Winter, WintShld, Summer | Winter, WintShld, Summer | Winter, WintShld, Summer | Winter, WintShld, Summer | Winter, WintShld, Summer | Winter, WintShld, Summer | Winter, WintShld, Summer | Winter, WintShld, Summer
NSR Level Havana 9 - SO2 Rate Annual v3.1, Unit 4168 and retrofits | 942 | 1868 | Rate Constraint in lbs/MMBtu | FALSE | L | Annual | Standard SO2 | lb/MMBtu | 0.1 | 0.1 | 0.1 | 0.1 | 0.1 | 0.1 | 0.1 | 0.1
NSR Level Havana 9 - SO2 Rate Annual v3.1, Unit 4168 and retrofits | 942 | 1868 | Rate Constraint in lbs/MMBtu | FALSE | L | Annual | Emissions at Affected Plants SO2 | Thousand Tons | 0 | 0 | 0 | 0 | 0 | 0 | 0 | 0
NSR Level Havana 9 - SO2 Rate Annual v3.1, Unit 4168 and retrofits | 942 | 1868 | Rate Constraint in lbs/MMBtu | FALSE | L | Annual | Allowances Purchased SO2 | Thousand Tons | 0 | 0 | 0 | 0 | 0 | 0 | 0 | 0
NSR Level Havana 9 - SO2 Rate Annual v3.1, Unit 4168 and retrofits | 942 | 1868 | Rate Constraint in lbs/MMBtu | FALSE | L | Annual | Allowances Sold SO2 | Thousand Tons | 0 | 0 | 0 | 0 | 0 | 0 | 0 | 0
NSR Level Havana 9 - SO2 Rate Annual v3.1, Unit 4168 and retrofits | 942 | 1868 | Rate Constraint in lbs/MMBtu | FALSE | L | Annual | Allowances Banked | Thousand Tons | 0 | 0 | 0 | 0 | 0 | 0 | 0 | 0
NSR Level Havana 9 - SO2 Rate Annual v3.1, Unit 4168 and retrofits | 942 | 1868 | Rate Constraint in lbs/MMBtu | FALSE | L | Annual | Allowances Withdrawn (1:1) | Thousand Tons | 0 | 0 | 0 | 0 | 0 | 0 | 0 | 0
NSR Level Havana 9 - SO2 Rate Annual v3.1, Unit 4168 and retrofits | 942 | 1868 | Rate Constraint in lbs/MMBtu | FALSE | L | Annual | Allowances Withdrawn (n:1) | Thousand Tons | 0 | 0 | 0 | 0 | 0 | 0 | 0 | 0
NSR Level Havana 9 - SO2 Rate Annual v3.1, Unit 4168 and retrofits | 942 | 1868 | Rate Constraint in lbs/MMBtu | FALSE | L | Annual | Net Emissions Allowance Position | Thousand Tons | 0 | 0 | 0 | 0 | 0 | 0 | 0 | 0
NSR Level Havana 9 - SO2 Rate Annual v3.1, Unit 4168 and retrofits | 942 | 1868 | Rate Constraint in lbs/MMBtu | FALSE | L | Annual | Fuel Consumed | TBtu | 0 | 0 | 0 | 0 | 0 | 0 | 0 | 0
NSR Level Havana 9 - SO2 Rate Annual v3.1, Unit 4168 and retrofits | 942 | 1868 | Rate Constraint in lbs/MMBtu | FALSE | L | Annual | Rate | lb/MMBtu | 0 | 0 | 0 | 0 | 0 | 0 | 0 | 0
NSR Level Havana 9 - SO2 Rate Annual v3.1, Unit 4168 and retrofits | 942 | 1868 | Rate Constraint in lbs/MMBtu | FALSE | L | Annual | Generation | TWh | 0 | 0 | 0 | 0 | 0 | 0 | 0 | 0
NSR Level Havana 9 - SO2 Rate Annual v3.1, Unit 4168 and retrofits | 942 | 1868 | Rate Constraint in lbs/MMBtu | FALSE | L | Annual | Qualifying Generation | TWh | 0 | 0 | 0 | 0 | 0 | 0 | 0 | 0
NSR Level Havana 9 - SO2 Rate Annual v3.1, Unit 4168 and retrofits | 942 | 1868 | Rate Constraint in lbs/MMBtu | FALSE | L | Annual | Rate | lb/MWh | 0 | 0 | 0 | 0 | 0 | 0 | 0 | 0
NSR Level Havana 9 - SO2 Rate Annual v3.1, Unit 4168 and retrofits | 942 | 1868 | Rate Constraint in lbs/MMBtu | FALSE | L | Annual | Constraint Shadow Price | US2016$/Ton | 0 | 0 | 0 | 0 | 0 | 0 | 0 | 0
NSR M.L. Kapp Unit 2 SO2 Rate v5.16 | 943 | 6619 | Rate Constraint in lbs/MMBtu | FALSE | L | Annual | Seasons Included | Seasons | Winter, WintShld, Summer | Winter, WintShld, Summer | Winter, WintShld, Summer | Winter, WintShld, Summer | Winter, WintShld, Summer | Winter, WintShld, Summer | Winter, WintShld, Summer | Winter, WintShld, Summer
NSR M.L. Kapp Unit 2 SO2 Rate v5.16 | 943 | 6619 | Rate Constraint in lbs/MMBtu | FALSE | L | Annual | Standard SO2 | lb/MMBtu | 0.75 | 0.75 | 0.75 | 0.75 | 0.75 | 0.75 | 0.75 | 0.75
NSR M.L. Kapp Unit 2 SO2 Rate v5.16 | 943 | 6619 | Rate Constraint in lbs/MMBtu | FALSE | L | Annual | Emissions at Affected Plants SO2 | Thousand Tons | 0 | 0 | 0 | 0 | 0 | 0 | 0 | 0
NSR M.L. Kapp Unit 2 SO2 Rate v5.16 | 943 | 6619 | Rate Constraint in lbs/MMBtu | FALSE | L | Annual | Allowances Purchased SO2 | Thousand Tons | 0 | 0 | 0 | 0 | 0 | 0 | 0 | 0
NSR M.L. Kapp Unit 2 SO2 Rate v5.16 | 943 | 6619 | Rate Constraint in lbs/MMBtu | FALSE | L | Annual | Allowances Sold SO2 | Thousand Tons | 0 | 0 | 0 | 0 | 0 | 0 | 0 | 0
NSR M.L. Kapp Unit 2 SO2 Rate v5.16 | 943 | 6619 | Rate Constraint in lbs/MMBtu | FALSE | L | Annual | Allowances Banked | Thousand Tons | 0 | 0 | 0 | 0 | 0 | 0 | 0 | 0
NSR M.L. Kapp Unit 2 SO2 Rate v5.16 | 943 | 6619 | Rate Constraint in lbs/MMBtu | FALSE | L | Annual | Allowances Withdrawn (1:1) | Thousand Tons | 0 | 0 | 0 | 0 | 0 | 0 | 0 | 0
NSR M.L. Kapp Unit 2 SO2 Rate v5.16 | 943 | 6619 | Rate Constraint in lbs/MMBtu | FALSE | L | Annual | Allowances Withdrawn (n:1) | Thousand Tons | 0 | 0 | 0 | 0 | 0 | 0 | 0 | 0
NSR M.L. Kapp Unit 2 SO2 Rate v5.16 | 943 | 6619 | Rate Constraint in lbs/MMBtu | FALSE | L | Annual | Net Emissions Allowance Position | Thousand Tons | 0 | 0 | 0 | 0 | 0 | 0 | 0 | 0
NSR M.L. Kapp Unit 2 SO2 Rate v5.16 | 943 | 6619 | Rate Constraint in lbs/MMBtu | FALSE | L | Annual | Fuel Consumed | TBtu | 0 | 0 | 0 | 0 | 0 | 0 | 0 | 0
NSR M.L. Kapp Unit 2 SO2 Rate v5.16 | 943 | 6619 | Rate Constraint in lbs/MMBtu | FALSE | L | Annual | Rate | lb/MMBtu | 0 | 0 | 0 | 0 | 0 | 0 | 0 | 0
NSR M.L. Kapp Unit 2 SO2 Rate v5.16 | 943 | 6619 | Rate Constraint in lbs/MMBtu | FALSE | L | Annual | Generation | TWh | 0 | 0 | 0 | 0 | 0 | 0 | 0 | 0
NSR M.L. Kapp Unit 2 SO2 Rate v5.16 | 943 | 6619 | Rate Constraint in lbs/MMBtu | FALSE | L | Annual | Qualifying Generation | TWh | 0 | 0 | 0 | 0 | 0 | 0 | 0 | 0
NSR M.L. Kapp Unit 2 SO2 Rate v5.16 | 943 | 6619 | Rate Constraint in lbs/MMBtu | FALSE | L | Annual | Rate | lb/MWh | 0 | 0 | 0 | 0 | 0 | 0 | 0 | 0
NSR M.L. Kapp Unit 2 SO2 Rate v5.16 | 943 | 6619 | Rate Constraint in lbs/MMBtu | FALSE | L | Annual | Constraint Shadow Price | US2016$/Ton | 0 | 0 | 0 | 0 | 0 | 0 | 0 | 0
NSR Michigan City 12 - NOX Rate Annual v4.11, Unit 5470 and retrofits | 944 | 2303 | Rate Constraint in lbs/MMBtu | FALSE | L | Annual | Seasons Included | Seasons | Winter, WintShld, Summer | Winter, WintShld, Summer | Winter, WintShld, Summer | Winter, WintShld, Summer | Winter, WintShld, Summer | Winter, WintShld, Summer | Winter, WintShld, Summer | Winter, WintShld, Summer
NSR Michigan City 12 - NOX Rate Annual v4.11, Unit 5470 and retrofits | 944 | 2303 | Rate Constraint in lbs/MMBtu | FALSE | L | Annual | Standard NOX | lb/MMBtu | 0.1 | 0.1 | 0.1 | 0.1 | 0.1 | 0.1 | 0.1 | 0.1
NSR Michigan City 12 - NOX Rate Annual v4.11, Unit 5470 and retrofits | 944 | 2303 | Rate Constraint in lbs/MMBtu | FALSE | L | Annual | Emissions at Affected Plants NOX | Thousand Tons | 0.96026 | 1.0099 | 1.0099 | 0.96131 | 0.96131 | 0.96131 | 0.93082 | 0.89344
NSR Michigan City 12 - NOX Rate Annual v4.11, Unit 5470 and retrofits | 944 | 2303 | Rate Constraint in lbs/MMBtu | FALSE | L | Annual | Allowances Purchased NOX | Thousand Tons | 0 | 0 | 0 | 0 | 0 | 0 | 0 | 0
NSR Michigan City 12 - NOX Rate Annual v4.11, Unit 5470 and retrofits | 944 | 2303 | Rate Constraint in lbs/MMBtu | FALSE | L | Annual | Allowances Sold NOX | Thousand Tons | 0 | 0 | 0 | 0 | 0 | 0 | 0 | 0
NSR Michigan City 12 - NOX Rate Annual v4.11, Unit 5470 and retrofits | 944 | 2303 | Rate Constraint in lbs/MMBtu | FALSE | L | Annual | Allowances Banked | Thousand Tons | 0 | 0 | 0 | 0 | 0 | 0 | 0 | 0
NSR Michigan City 12 - NOX Rate Annual v4.11, Unit 5470 and retrofits | 944 | 2303 | Rate Constraint in lbs/MMBtu | FALSE | L | Annual | Allowances Withdrawn (1:1) | Thousand Tons | 0 | 0 | 0 | 0 | 0 | 0 | 0 | 0
NSR Michigan City 12 - NOX Rate Annual v4.11, Unit 5470 and retrofits | 944 | 2303 | Rate Constraint in lbs/MMBtu | FALSE | L | Annual | Allowances Withdrawn (n:1) | Thousand Tons | 0 | 0 | 0 | 0 | 0 | 0 | 0 | 0
NSR Michigan City 12 - NOX Rate Annual v4.11, Unit 5470 and retrofits | 944 | 2303 | Rate Constraint in lbs/MMBtu | FALSE | L | Annual | Net Emissions Allowance Position | Thousand Tons | 0.96026 | 1.0099 | 1.0099 | 0.96131 | 0.96131 | 0.96131 | 0.93082 | 0.89344
NSR Michigan City 12 - NOX Rate Annual v4.11, Unit 5470 and retrofits | 944 | 2303 | Rate Constraint in lbs/MMBtu | FALSE | L | Annual | Fuel Consumed | TBtu | 21.6958 | 22.8168 | 22.8168 | 21.7196 | 21.7196 | 21.7196 | 21.0308 | 20.1862
NSR Michigan City 12 - NOX Rate Annual v4.11, Unit 5470 and retrofits | 944 | 2303 | Rate Constraint in lbs/MMBtu | FALSE | L | Annual | Rate | lb/MMBtu | 0.08852 | 0.08852 | 0.08852 | 0.08852 | 0.08852 | 0.08852 | 0.08852 | 0.08852
NSR Michigan City 12 - NOX Rate Annual v4.11, Unit 5470 and retrofits | 944 | 2303 | Rate Constraint in lbs/MMBtu | FALSE | L | Annual | Generation | TWh | 1.9728 | 2.0747 | 2.1149 | 2.0132 | 2.0132 | 2.0132 | 1.9493 | 1.871
NSR Michigan City 12 - NOX Rate Annual v4.11, Unit 5470 and retrofits | 944 | 2303 | Rate Constraint in lbs/MMBtu | FALSE | L | Annual | Qualifying Generation | TWh | 1.9728 | 2.0747 | 2.1149 | 2.0132 | 2.0132 | 2.0132 | 1.9493 | 1.871
NSR Michigan City 12 - NOX Rate Annual v4.11, Unit 5470 and retrofits | 944 | 2303 | Rate Constraint in lbs/MMBtu | FALSE | L | Annual | Rate | lb/MWh | 0.97352 | 0.97352 | 0.95502 | 0.95502 | 0.95502 | 0.95502 | 0.95502 | 0.95502
NSR Michigan City 12 - NOX Rate Annual v4.11, Unit 5470 and retrofits | 944 | 2303 | Rate Constraint in lbs/MMBtu | FALSE | L | Annual | Constraint Shadow Price | US2016$/Ton | 0 | 0 | 0 | 0 | 0 | 0 | 0 | 0
NSR Michigan City 12 - SO2 Rate Annual v4.11, Unit 5470 and retrofits | 945 | 2297 | Rate Constraint in lbs/MMBtu | FALSE | L | Annual | Seasons Included | Seasons | Winter, WintShld, Summer | Winter, WintShld, Summer | Winter, WintShld, Summer | Winter, WintShld, Summer | Winter, WintShld, Summer | Winter, WintShld, Summer | Winter, WintShld, Summer | Winter, WintShld, Summer
NSR Michigan City 12 - SO2 Rate Annual v4.11, Unit 5470 and retrofits | 945 | 2297 | Rate Constraint in lbs/MMBtu | FALSE | L | Annual | Standard SO2 | lb/MMBtu | 0.1 | 0.1 | 0.1 | 0.1 | 0.1 | 0.1 | 0.1 | 0.1
NSR Michigan City 12 - SO2 Rate Annual v4.11, Unit 5470 and retrofits | 945 | 2297 | Rate Constraint in lbs/MMBtu | FALSE | L | Annual | Emissions at Affected Plants SO2 | Thousand Tons | 0.82651 | 0.86921 | 0.86921 | 0.82741 | 0.82741 | 0.82741 | 0.80117 | 0.769
NSR Michigan City 12 - SO2 Rate Annual v4.11, Unit 5470 and retrofits | 945 | 2297 | Rate Constraint in lbs/MMBtu | FALSE | L | Annual | Allowances Purchased SO2 | Thousand Tons | 0 | 0 | 0 | 0 | 0 | 0 | 0 | 0
NSR Michigan City 12 - SO2 Rate Annual v4.11, Unit 5470 and retrofits | 945 | 2297 | Rate Constraint in lbs/MMBtu | FALSE | L | Annual | Allowances Sold SO2 | Thousand Tons | 0 | 0 | 0 | 0 | 0 | 0 | 0 | 0
NSR Michigan City 12 - SO2 Rate Annual v4.11, Unit 5470 and retrofits | 945 | 2297 | Rate Constraint in lbs/MMBtu | FALSE | L | Annual | Allowances Banked | Thousand Tons | 0 | 0 | 0 | 0 | 0 | 0 | 0 | 0
NSR Michigan City 12 - SO2 Rate Annual v4.11, Unit 5470 and retrofits | 945 | 2297 | Rate Constraint in lbs/MMBtu | FALSE | L | Annual | Allowances Withdrawn (1:1) | Thousand Tons | 0 | 0 | 0 | 0 | 0 | 0 | 0 | 0
NSR Michigan City 12 - SO2 Rate Annual v4.11, Unit 5470 and retrofits | 945 | 2297 | Rate Constraint in lbs/MMBtu | FALSE | L | Annual | Allowances Withdrawn (n:1) | Thousand Tons | 0 | 0 | 0 | 0 | 0 | 0 | 0 | 0
NSR Michigan City 12 - SO2 Rate Annual v4.11, Unit 5470 and retrofits | 945 | 2297 | Rate Constraint in lbs/MMBtu | FALSE | L | Annual | Net Emissions Allowance Position | Thousand Tons | 0.82651 | 0.86921 | 0.86921 | 0.82741 | 0.82741 | 0.82741 | 0.80117 | 0.769
NSR Michigan City 12 - SO2 Rate Annual v4.11, Unit 5470 and retrofits | 945 | 2297 | Rate Constraint in lbs/MMBtu | FALSE | L | Annual | Fuel Consumed | TBtu | 21.6958 | 22.8168 | 22.8168 | 21.7196 | 21.7196 | 21.7196 | 21.0308 | 20.1862
NSR Michigan City 12 - SO2 Rate Annual v4.11, Unit 5470 and retrofits | 945 | 2297 | Rate Constraint in lbs/MMBtu | FALSE | L | Annual | Rate | lb/MMBtu | 0.07619 | 0.07619 | 0.07619 | 0.07619 | 0.07619 | 0.07619 | 0.07619 | 0.07619
NSR Michigan City 12 - SO2 Rate Annual v4.11, Unit 5470 and retrofits | 945 | 2297 | Rate Constraint in lbs/MMBtu | FALSE | L | Annual | Generation | TWh | 1.9728 | 2.0747 | 2.1149 | 2.0132 | 2.0132 | 2.0132 | 1.9493 | 1.871
NSR Michigan City 12 - SO2 Rate Annual v4.11, Unit 5470 and retrofits | 945 | 2297 | Rate Constraint in lbs/MMBtu | FALSE | L | Annual | Qualifying Generation | TWh | 1.9728 | 2.0747 | 2.1149 | 2.0132 | 2.0132 | 2.0132 | 1.9493 | 1.871
NSR Michigan City 12 - SO2 Rate Annual v4.11, Unit 5470 and retrofits | 945 | 2297 | Rate Constraint in lbs/MMBtu | FALSE | L | Annual | Rate | lb/MWh | 0.83792 | 0.83792 | 0.822 | 0.822 | 0.822 | 0.822 | 0.822 | 0.822
NSR Michigan City 12 - SO2 Rate Annual v4.11, Unit 5470 and retrofits | 945 | 2297 | Rate Constraint in lbs/MMBtu | FALSE | L | Annual | Constraint Shadow Price | US2016$/Ton | 0 | 0 | 0 | 0 | 0 | 0 | 0 | 0
NSR Milton Young 1,2 - NOX Rate Annual v3.1, Unit 4115 and retrofits | 946 | 1873 | Rate Constraint in lbs/MMBtu | FALSE | L | Annual | Seasons Included | Seasons | Winter, WintShld, Summer | Winter, WintShld, Summer | Winter, WintShld, Summer | Winter, WintShld, Summer | Winter, WintShld, Summer | Winter, WintShld, Summer | Winter, WintShld, Summer | Winter, WintShld, Summer
NSR Milton Young 1,2 - NOX Rate Annual v3.1, Unit 4115 and retrofits | 946 | 1873 | Rate Constraint in lbs/MMBtu | FALSE | L | Annual | Standard NOX | lb/MMBtu | 0.36 | 0.36 | 0.36 | 0.36 | 0.36 | 0.36 | 0.36 | 0.36
NSR Milton Young 1,2 - NOX Rate Annual v3.1, Unit 4115 and retrofits | 946 | 1873 | Rate Constraint in lbs/MMBtu | FALSE | L | Annual | Emissions at Affected Plants NOX | Thousand Tons | 3.595 | 5.1012 | 4.9455 | 4.801 | 4.4462 | 4.5939 | 4.1886 | 4.1222
NSR Milton Young 1,2 - NOX Rate Annual v3.1, Unit 4115 and retrofits | 946 | 1873 | Rate Constraint in lbs/MMBtu | FALSE | L | Annual | Allowances Purchased NOX | Thousand Tons | 0 | 0 | 0 | 0 | 0 | 0 | 0 | 0
NSR Milton Young 1,2 - NOX Rate Annual v3.1, Unit 4115 and retrofits | 946 | 1873 | Rate Constraint in lbs/MMBtu | FALSE | L | Annual | Allowances Sold NOX | Thousand Tons | 0 | 0 | 0 | 0 | 0 | 0 | 0 | 0
NSR Milton Young 1,2 - NOX Rate Annual v3.1, Unit 4115 and retrofits | 946 | 1873 | Rate Constraint in lbs/MMBtu | FALSE | L | Annual | Allowances Banked | Thousand Tons | 0 | 0 | 0 | 0 | 0 | 0 | 0 | 0
NSR Milton Young 1,2 - NOX Rate Annual v3.1, Unit 4115 and retrofits | 946 | 1873 | Rate Constraint in lbs/MMBtu | FALSE | L | Annual | Allowances Withdrawn (1:1) | Thousand Tons | 0 | 0 | 0 | 0 | 0 | 0 | 0 | 0
NSR Milton Young 1,2 - NOX Rate Annual v3.1, Unit 4115 and retrofits | 946 | 1873 | Rate Constraint in lbs/MMBtu | FALSE | L | Annual | Allowances Withdrawn (n:1) | Thousand Tons | 0 | 0 | 0 | 0 | 0 | 0 | 0 | 0
NSR Milton Young 1,2 - NOX Rate Annual v3.1, Unit 4115 and retrofits | 946 | 1873 | Rate Constraint in lbs/MMBtu | FALSE | L | Annual | Net Emissions Allowance Position | Thousand Tons | 3.595 | 5.1012 | 4.9455 | 4.801 | 4.4462 | 4.5939 | 4.1886 | 4.1222
NSR Milton Young 1,2 - NOX Rate Annual v3.1, Unit 4115 and retrofits | 946 | 1873 | Rate Constraint in lbs/MMBtu | FALSE | L | Annual | Fuel Consumed | TBtu | 25.4544 | 36.1188 | 35.016 | 33.9926 | 31.4809 | 32.527 | 29.657 | 29.1866
NSR Milton Young 1,2 - NOX Rate Annual v3.1, Unit 4115 and retrofits | 946 | 1873 | Rate Constraint in lbs/MMBtu | FALSE | L | Annual | Rate | lb/MMBtu | 0.28247 | 0.28247 | 0.28247 | 0.28247 | 0.28247 | 0.28247 | 0.28247 | 0.28247
NSR Milton Young 1,2 - NOX Rate Annual v3.1, Unit 4115 and retrofits | 946 | 1873 | Rate Constraint in lbs/MMBtu | FALSE | L | Annual | Generation | TWh | 2.2606 | 3.2077 | 2.4267 | 2.3331 | 2.1034 | 2.1991 | 1.9366 | 1.8935
NSR Milton Young 1,2 - NOX Rate Annual v3.1, Unit 4115 and retrofits | 946 | 1873 | Rate Constraint in lbs/MMBtu | FALSE | L | Annual | Qualifying Generation | TWh | 2.2606 | 3.2077 | 2.4267 | 2.3331 | 2.1034 | 2.1991 | 1.9366 | 1.8935
NSR Milton Young 1,2 - NOX Rate Annual v3.1, Unit 4115 and retrofits | 946 | 1873 | Rate Constraint in lbs/MMBtu | FALSE | L | Annual | Rate | lb/MWh | 3.1806 | 3.1806 | 4.0759 | 4.1155 | 4.2277 | 4.1781 | 4.3258 | 4.3539
NSR Milton Young 1,2 - NOX Rate Annual v3.1, Unit 4115 and retrofits | 946 | 1873 | Rate Constraint in lbs/MMBtu | FALSE | L | Annual | Constraint Shadow Price | US2016$/Ton | 0 | 0 | 0 | 0 | 0 | 0 | 0 | 0
NSR Milton Young 1,2 - NOX Rate Annual v3.1, Unit 4116 and retrofits | 947 | 1873 | Rate Constraint in lbs/MMBtu | FALSE | L | Annual | Seasons Included | Seasons | Winter, WintShld, Summer | Winter, WintShld, Summer | Winter, WintShld, Summer | Winter, WintShld, Summer | Winter, WintShld, Summer | Winter, WintShld, Summer | Winter, WintShld, Summer | Winter, WintShld, Summer
NSR Milton Young 1,2 - NOX Rate Annual v3.1, Unit 4116 and retrofits | 947 | 1873 | Rate Constraint in lbs/MMBtu | FALSE | L | Annual | Standard NOX | lb/MMBtu | 0.36 | 0.36 | 0.36 | 0.36 | 0.36 | 0.36 | 0.36 | 0.36
NSR Milton Young 1,2 - NOX Rate Annual v3.1, Unit 4116 and retrofits | 947 | 1873 | Rate Constraint in lbs/MMBtu | FALSE | L | Annual | Emissions at Affected Plants NOX | Thousand Tons | 1.926 | 2.5608 | 2.4866 | 1.6665 | 1.5773 | 1.6665 | 1.5513 | 0
NSR Milton Young 1,2 - NOX Rate Annual v3.1, Unit 4116 and retrofits | 947 | 1873 | Rate Constraint in lbs/MMBtu | FALSE | L | Annual | Allowances Purchased NOX | Thousand Tons | 0 | 0 | 0 | 0 | 0 | 0 | 0 | 0
NSR Milton Young 1,2 - NOX Rate Annual v3.1, Unit 4116 and retrofits | 947 | 1873 | Rate Constraint in lbs/MMBtu | FALSE | L | Annual | Allowances Sold NOX | Thousand Tons | 0 | 0 | 0 | 0 | 0 | 0 | 0 | 0
NSR Milton Young 1,2 - NOX Rate Annual v3.1, Unit 4116 and retrofits | 947 | 1873 | Rate Constraint in lbs/MMBtu | FALSE | L | Annual | Allowances Banked | Thousand Tons | 0 | 0 | 0 | 0 | 0 | 0 | 0 | 0
NSR Milton Young 1,2 - NOX Rate Annual v3.1, Unit 4116 and retrofits | 947 | 1873 | Rate Constraint in lbs/MMBtu | FALSE | L | Annual | Allowances Withdrawn (1:1) | Thousand Tons | 0 | 0 | 0 | 0 | 0 | 0 | 0 | 0
NSR Milton Young 1,2 - NOX Rate Annual v3.1, Unit 4116 and retrofits | 947 | 1873 | Rate Constraint in lbs/MMBtu | FALSE | L | Annual | Allowances Withdrawn (n:1) | Thousand Tons | 0 | 0 | 0 | 0 | 0 | 0 | 0 | 0
NSR Milton Young 1,2 - NOX Rate Annual v3.1, Unit 4116 and retrofits | 947 | 1873 | Rate Constraint in lbs/MMBtu | FALSE | L | Annual | Net Emissions Allowance Position | Thousand Tons | 1.926 | 2.5608 | 2.4866 | 1.6665 | 1.5773 | 1.6665 | 1.5513 | 0
NSR Milton Young 1,2 - NOX Rate Annual v3.1, Unit 4116 and retrofits | 947 | 1873 | Rate Constraint in lbs/MMBtu | FALSE | L | Annual | Fuel Consumed | TBtu | 14.5492 | 19.3446 | 18.7836 | 12.5887 | 11.9147 | 12.5887 | 11.7182 | 0
NSR Milton Young 1,2 - NOX Rate Annual v3.1, Unit 4116 and retrofits | 947 | 1873 | Rate Constraint in lbs/MMBtu | FALSE | L | Annual | Rate | lb/MMBtu | 0.26476 | 0.26476 | 0.26476 | 0.26476 | 0.26476 | 0.26476 | 0.26476 | 0
NSR Milton Young 1,2 - NOX Rate Annual v3.1, Unit 4116 and retrofits | 947 | 1873 | Rate Constraint in lbs/MMBtu | FALSE | L | Annual | Generation | TWh | 1.2666 | 1.684 | 1.684 | 1.1286 | 1.0682 | 1.1286 | 1.0506 | 0
NSR Milton Young 1,2 - NOX Rate Annual v3.1, Unit 4116 and retrofits | 947 | 1873 | Rate Constraint in lbs/MMBtu | FALSE | L | Annual | Qualifying Generation | TWh | 1.2666 | 1.684 | 1.684 | 1.1286 | 1.0682 | 1.1286 | 1.0506 | 0
NSR Milton Young 1,2 - NOX Rate Annual v3.1, Unit 4116 and retrofits | 947 | 1873 | Rate Constraint in lbs/MMBtu | FALSE | L | Annual | Rate | lb/MWh | 3.0413 | 3.0413 | 2.9531 | 2.9531 | 2.9531 | 2.9531 | 2.9531 | 0
NSR Milton Young 1,2 - NOX Rate Annual v3.1, Unit 4116 and retrofits | 947 | 1873 | Rate Constraint in lbs/MMBtu | FALSE | L | Annual | Constraint Shadow Price | US2016$/Ton | 0 | 0 | 0 | 0 | 0 | 0 | 0 | 0
NSR Minnkota Power - SO2 Cap Annual v3.1 | 948 | 1846 | Rate Constraint in MTons | FALSE | L | Annual | Seasons Included | Seasons | Winter, WintShld, Summer | Winter, WintShld, Summer | Winter, WintShld, Summer | Winter, WintShld, Summer | Winter, WintShld, Summer | Winter, WintShld, Summer | Winter, WintShld, Summer | Winter, WintShld, Summer
NSR Minnkota Power - SO2 Cap Annual v3.1 | 948 | 1846 | Rate Constraint in MTons | FALSE | L | Annual | Standard SO2 | Thousand Tons | 8.5 | 8.5 | 8.5 | 8.5 | 8.5 | 8.5 | 8.5 | 8.5
NSR Minnkota Power - SO2 Cap Annual v3.1 | 948 | 1846 | Rate Constraint in MTons | FALSE | L | Annual | Emissions at Affected Plants SO2 | Thousand Tons | 1.4414 | 2.0005 | 1.9404 | 1.6888 | 1.5729 | 1.6347 | 1.4988 | 1.0769
NSR Minnkota Power - SO2 Cap Annual v3.1 | 948 | 1846 | Rate Constraint in MTons | FALSE | L | Annual | Allowances Purchased SO2 | Thousand Tons | 0 | 0 | 0 | 0 | 0 | 0 | 0 | 0
NSR Minnkota Power - SO2 Cap Annual v3.1 | 948 | 1846 | Rate Constraint in MTons | FALSE | L | Annual | Allowances Sold SO2 | Thousand Tons | 0 | 0 | 0 | 0 | 0 | 0 | 0 | 0
NSR Minnkota Power - SO2 Cap Annual v3.1 | 948 | 1846 | Rate Constraint in MTons | FALSE | L | Annual | Allowances Banked | Thousand Tons | 0 | 0 | 0 | 0 | 0 | 0 | 0 | 0
NSR Minnkota Power - SO2 Cap Annual v3.1 | 948 | 1846 | Rate Constraint in MTons | FALSE | L | Annual | Allowances Withdrawn (1:1) | Thousand Tons | 0 | 0 | 0 | 0 | 0 | 0 | 0 | 0
NSR Minnkota Power - SO2 Cap Annual v3.1 | 948 | 1846 | Rate Constraint in MTons | FALSE | L | Annual | Allowances Withdrawn (n:1) | Thousand Tons | 0 | 0 | 0 | 0 | 0 | 0 | 0 | 0
NSR Minnkota Power - SO2 Cap Annual v3.1 | 948 | 1846 | Rate Constraint in MTons | FALSE | L | Annual | Net Emissions Allowance Position | Thousand Tons | 1.4414 | 2.0005 | 1.9404 | 1.6888 | 1.5729 | 1.6347 | 1.4988 | 1.0769
NSR Minnkota Power - SO2 Cap Annual v3.1 | 948 | 1846 | Rate Constraint in MTons | FALSE | L | Annual | Fuel Consumed | TBtu | 40.0035 | 55.4635 | 53.7997 | 46.5814 | 43.3956 | 45.1157 | 41.3752 | 29.1866
NSR Minnkota Power - SO2 Cap Annual v3.1 | 948 | 1846 | Rate Constraint in MTons | FALSE | L | Annual | Rate | lb/MMBtu | 0.072066 | 0.072137 | 0.072135 | 0.07251 | 0.07249 | 0.072469 | 0.072449 | 0.073797
NSR Minnkota Power - SO2 Cap Annual v3.1 | 948 | 1846 | Rate Constraint in MTons | FALSE | L | Annual | Generation | TWh | 3.5272 | 4.8918 | 4.1108 | 3.4618 | 3.1716 | 3.3277 | 2.9872 | 1.8935
NSR Minnkota Power - SO2 Cap Annual v3.1 | 948 | 1846 | Rate Constraint in MTons | FALSE | L | Annual | Qualifying Generation | TWh | 3.5272 | 4.8918 | 4.1108 | 3.4618 | 3.1716 | 3.3277 | 2.9872 | 1.8935
NSR Minnkota Power - SO2 Cap Annual v3.1 | 948 | 1846 | Rate Constraint in MTons | FALSE | L | Annual | Rate | lb/MWh | 0.81733 | 0.8179 | 0.94406 | 0.9757 | 0.99185 | 0.9825 | 1.0035 | 1.1375
NSR Minnkota Power - SO2 Cap Annual v3.1 | 948 | 1846 | Rate Constraint in MTons | FALSE | L | Annual | Constraint Shadow Price | US2016$/Ton | 0 | 0 | 0 | 0 | 0 | 0 | 0 | 0
NSR Mirant Settlement - NOX Cap Annual v3.1 | 949 | 1847 | Rate Constraint in MTons | FALSE | L | Annual | Seasons Included | Seasons | Winter, WintShld, Summer | Winter, WintShld, Summer | Winter, WintShld, Summer | Winter, WintShld, Summer | Winter, WintShld, Summer | Winter, WintShld, Summer | Winter, WintShld, Summer | Winter, WintShld, Summer
NSR Mirant Settlement - NOX Cap Annual v3.1 | 949 | 1847 | Rate Constraint in MTons | FALSE | L | Annual | Standard NOX | Thousand Tons | 16 | 16 | 16 | 16 | 16 | 16 | 16 | 16
NSR Mirant Settlement - NOX Cap Annual v3.1 | 949 | 1847 | Rate Constraint in MTons | FALSE | L | Annual | Emissions at Affected Plants NOX | Thousand Tons | 0.090278 | 0.61415 | 0.55482 | 0.55482 | 0 | 1.5413 | 1.2572 | 0.36244
NSR Mirant Settlement - NOX Cap Annual v3.1 | 949 | 1847 | Rate Constraint in MTons | FALSE | L | Annual | Allowances Purchased NOX | Thousand Tons | 0 | 0 | 0 | 0 | 0 | 0 | 0 | 0
NSR Mirant Settlement - NOX Cap Annual v3.1 | 949 | 1847 | Rate Constraint in MTons | FALSE | L | Annual | Allowances Sold NOX | Thousand Tons | 0 | 0 | 0 | 0 | 0 | 0 | 0 | 0
NSR Mirant Settlement - NOX Cap Annual v3.1 | 949 | 1847 | Rate Constraint in MTons | FALSE | L | Annual | Allowances Banked | Thousand Tons | 0 | 0 | 0 | 0 | 0 | 0 | 0 | 0
NSR Mirant Settlement - NOX Cap Annual v3.1 | 949 | 1847 | Rate Constraint in MTons | FALSE | L | Annual | Allowances Withdrawn (1:1) | Thousand Tons | 0 | 0 | 0 | 0 | 0 | 0 | 0 | 0
NSR Mirant Settlement - NOX Cap Annual v3.1 | 949 | 1847 | Rate Constraint in MTons | FALSE | L | Annual | Allowances Withdrawn (n:1) | Thousand Tons | 0 | 0 | 0 | 0 | 0 | 0 | 0 | 0
NSR Mirant Settlement - NOX Cap Annual v3.1 | 949 | 1847 | Rate Constraint in MTons | FALSE | L | Annual | Net Emissions Allowance Position | Thousand Tons | 0.090278 | 0.61415 | 0.55482 | 0.55482 | 0 | 1.5413 | 1.2572 | 0.36244
NSR Mirant Settlement - NOX Cap Annual v3.1 | 949 | 1847 | Rate Constraint in MTons | FALSE | L | Annual | Fuel Consumed | TBtu | 4.6356 | 31.3331 | 28.2885 | 28.2885 | 0 | 46.2187 | 41.3509 | 18.6105
NSR Mirant Settlement - NOX Cap Annual v3.1 | 949 | 1847 | Rate Constraint in MTons | FALSE | L | Annual | Rate | lb/MMBtu | 0.03895 | 0.039201 | 0.039226 | 0.039226 | 0 | 0.066696 | 0.060808 | 0.03895
NSR Mirant Settlement - NOX Cap Annual v3.1 | 949 | 1847 | Rate Constraint in MTons | FALSE | L | Annual | Generation | TWh | 0.46777 | 3.1501 | 2.8659 | 2.8659 | 0 | 4.609 | 4.1601 | 1.8931
NSR Mirant Settlement - NOX Cap Annual v3.1 | 949 | 1847 | Rate Constraint in MTons | FALSE | L | Annual | Qualifying Generation | TWh | 0.46777 | 3.1501 | 2.8659 | 2.8659 | 0 | 4.609 | 4.1601 | 1.8931
NSR Mirant Settlement - NOX Cap Annual v3.1 | 949 | 1847 | Rate Constraint in MTons | FALSE | L | Annual | Rate | lb/MWh | 0.38599 | 0.38992 | 0.38719 | 0.38719 | 0 | 0.66882 | 0.60443 | 0.38291
NSR Mirant Settlement - NOX Cap Annual v3.1 | 949 | 1847 | Rate Constraint in MTons | FALSE | L | Annual | Constraint Shadow Price | US2016$/Ton | 0 | 0 | 0 | 0 | 0 | 0 | 0 | 0
NSR Mirant Settlement - NOX Cap Summer v3.1 | 950 | 1848 | Rate Constraint in MTons | FALSE | L | Annual | Seasons Included | Seasons | Summer | Summer | Summer | Summer | Summer | Summer | Summer | Summer
NSR Mirant Settlement - NOX Cap Summer v3.1 | 950 | 1848 | Rate Constraint in MTons | FALSE | L | Annual | Standard NOX | Thousand Tons | 5.2 | 5.2 | 5.2 | 5.2 | 5.2 | 5.2 | 5.2 | 5.2
NSR Mirant Settlement - NOX Cap Summer v3.1 | 950 | 1848 | Rate Constraint in MTons | FALSE | L | Annual | Emissions at Affected Plants NOX | Thousand Tons | 0 | 0.40954 | 0.35308 | 0.35308 | 0 | 0.48787 | 0.46045 | 0.23091
NSR Mirant Settlement - NOX Cap Summer v3.1 | 950 | 1848 | Rate Constraint in MTons | FALSE | L | Annual | Allowances Purchased NOX | Thousand Tons | 0 | 0 | 0 | 0 | 0 | 0 | 0 | 0
NSR Mirant Settlement - NOX Cap Summer v3.1 | 950 | 1848 | Rate Constraint in MTons | FALSE | L | Annual | Allowances Sold NOX | Thousand Tons | 0 | 0 | 0 | 0 | 0 | 0 | 0 | 0
NSR Mirant Settlement - NOX Cap Summer v3.1 | 950 | 1848 | Rate Constraint in MTons | FALSE | L | Annual | Allowances Banked | Thousand Tons | 0 | 0 | 0 | 0 | 0 | 0 | 0 | 0
NSR Mirant Settlement - NOX Cap Summer v3.1 | 950 | 1848 | Rate Constraint in MTons | FALSE | L | Annual | Allowances Withdrawn (1:1) | Thousand Tons | 0 | 0 | 0 | 0 | 0 | 0 | 0 | 0
NSR Mirant Settlement - NOX Cap Summer v3.1 | 950 | 1848 | Rate Constraint in MTons | FALSE | L | Annual | Allowances Withdrawn (n:1) | Thousand Tons | 0 | 0 | 0 | 0 | 0 | 0 | 0 | 0
NSR Mirant Settlement - NOX Cap Summer v3.1 | 950 | 1848 | Rate Constraint in MTons | FALSE | L | Annual | Net Emissions Allowance Position | Thousand Tons | 0 | 0.40954 | 0.35308 | 0.35308 | 0 | 0.48787 | 0.46045 | 0.23091
NSR Mirant Settlement - NOX Cap Summer v3.1 | 950 | 1848 | Rate Constraint in MTons | FALSE | L | Annual | Fuel Consumed | TBtu | 0 | 20.9004 | 18.0021 | 18.0021 | 0 | 24.2071 | 23.476 | 11.8567
NSR Mirant Settlement - NOX Cap Summer v3.1 | 950 | 1848 | Rate Constraint in MTons | FALSE | L | Annual | Rate | lb/MMBtu | 0 | 0.03919 | 0.039226 | 0.039226 | 0 | 0.040308 | 0.039227 | 0.03895
NSR Mirant Settlement - NOX Cap Summer v3.1 | 950 | 1848 | Rate Constraint in MTons | FALSE | L | Annual | Generation | TWh | 0 | 2.1016 | 1.8238 | 1.8238 | 0 | 2.4462 | 2.3783 | 1.2061
NSR Mirant Settlement - NOX Cap Summer v3.1 | 950 | 1848 | Rate Constraint in MTons | FALSE | L | Annual | Qualifying Generation | TWh | 0 | 2.1016 | 1.8238 | 1.8238 | 0 | 2.4462 | 2.3783 | 1.2061
NSR Mirant Settlement - NOX Cap Summer v3.1 | 950 | 1848 | Rate Constraint in MTons | FALSE | L | Annual | Rate | lb/MWh | 0 | 0.38974 | 0.38719 | 0.38719 | 0 | 0.39888 | 0.3872 | 0.38291
NSR Mirant Settlement - NOX Cap Summer v3.1 | 950 | 1848 | Rate Constraint in MTons | FALSE | L | Annual | Constraint Shadow Price | US2016$/Ton | 0 | 0 | 0 | 0 | 0 | 0 | 0 | 0
NSR Mirant Settlement - NOX Rate Summer v3.1 | 951 | 1849 | Rate Constraint in lbs/MMBtu | FALSE | L | Annual | Seasons Included | Seasons | Summer | Summer | Summer | Summer | Summer | Summer | Summer | Summer
NSR Mirant Settlement - NOX Rate Summer v3.1 | 951 | 1849 | Rate Constraint in lbs/MMBtu | FALSE | L | Annual | Standard NOX | lb/MMBtu | 0.15 | 0.15 | 0.15 | 0.15 | 0.15 | 0.15 | 0.15 | 0.15
NSR Mirant Settlement - NOX Rate Summer v3.1 | 951 | 1849 | Rate Constraint in lbs/MMBtu | FALSE | L | Annual | Emissions at Affected Plants NOX | Thousand Tons | 0 | 0.40954 | 0.35308 | 0.35308 | 0 | 0.48787 | 0.46045 | 0.23091
NSR Mirant Settlement - NOX Rate Summer v3.1 | 951 | 1849 | Rate Constraint in lbs/MMBtu | FALSE | L | Annual | Allowances Purchased NOX | Thousand Tons | 0 | 0 | 0 | 0 | 0 | 0 | 0 | 0
NSR Mirant Settlement - NOX Rate Summer v3.1 | 951 | 1849 | Rate Constraint in lbs/MMBtu | FALSE | L | Annual | Allowances Sold NOX | Thousand Tons | 0 | 0 | 0 | 0 | 0 | 0 | 0 | 0
NSR Mirant Settlement - NOX Rate Summer v3.1 | 951 | 1849 | Rate Constraint in lbs/MMBtu | FALSE | L | Annual | Allowances Banked | Thousand Tons | 0 | 0 | 0 | 0 | 0 | 0 | 0 | 0
NSR Mirant Settlement - NOX Rate Summer v3.1 | 951 | 1849 | Rate Constraint in lbs/MMBtu | FALSE | L | Annual | Allowances Withdrawn (1:1) | Thousand Tons | 0 | 0 | 0 | 0 | 0 | 0 | 0 | 0
NSR Mirant Settlement - NOX Rate Summer v3.1 | 951 | 1849 | Rate Constraint in lbs/MMBtu | FALSE | L | Annual | Allowances Withdrawn (n:1) | Thousand Tons | 0 | 0 | 0 | 0 | 0 | 0 | 0 | 0
NSR Mirant Settlement - NOX Rate Summer v3.1 | 951 | 1849 | Rate Constraint in lbs/MMBtu | FALSE | L | Annual | Net Emissions Allowance Position | Thousand Tons | 0 | 0.40954 | 0.35308 | 0.35308 | 0 | 0.48787 | 0.46045 | 0.23091
NSR Mirant Settlement - NOX Rate Summer v3.1 | 951 | 1849 | Rate Constraint in lbs/MMBtu | FALSE | L | Annual | Fuel Consumed | TBtu | 0 | 20.9004 | 18.0021 | 18.0021 | 0 | 24.2071 | 23.476 | 11.8567
NSR Mirant Settlement - NOX Rate Summer v3.1 | 951 | 1849 | Rate Constraint in lbs/MMBtu | FALSE | L | Annual | Rate | lb/MMBtu | 0 | 0.03919 | 0.039226 | 0.039226 | 0 | 0.040308 | 0.039227 | 0.03895
NSR Mirant Settlement - NOX Rate Summer v3.1 | 951 | 1849 | Rate Constraint in lbs/MMBtu | FALSE | L | Annual | Generation | TWh | 0 | 2.1016 | 1.8238 | 1.8238 | 0 | 2.4462 | 2.3783 | 1.2061
NSR Mirant Settlement - NOX Rate Summer v3.1 | 951 | 1849 | Rate Constraint in lbs/MMBtu | FALSE | L | Annual | Qualifying Generation | TWh | 0 | 2.1016 | 1.8238 | 1.8238 | 0 | 2.4462 | 2.3783 | 1.2061
NSR Mirant Settlement - NOX Rate Summer v3.1 | 951 | 1849 | Rate Constraint in lbs/MMBtu | FALSE | L | Annual | Rate | lb/MWh | 0 | 0.38974 | 0.38719 | 0.38719 | 0 | 0.39888 | 0.3872 | 0.38291
NSR Mirant Settlement - NOX Rate Summer v3.1 | 951 | 1849 | Rate Constraint in lbs/MMBtu | FALSE | L | Annual | Constraint Shadow Price | US2016$/Ton | 0 | 0 | 0 | 0 | 0 | 0 | 0 | 0
NSR Morgantown G P 1,2 - NOX Rate Annual v3.1, Unit 5648 and retrofits | 952 | 1954 | Rate Constraint in lbs/MMBtu | FALSE | L | Annual | Seasons Included | Seasons | Winter, WintShld, Summer | Winter, WintShld, Summer | Winter, WintShld, Summer | Winter, WintShld, Summer | Winter, WintShld, Summer | Winter, WintShld, Summer | Winter, WintShld, Summer | Winter, WintShld, Summer
NSR Morgantown G P 1,2 - NOX Rate Annual v3.1, Unit 5648 and retrofits | 952 | 1954 | Rate Constraint in lbs/MMBtu | FALSE | L | Annual | Standard NOX | lb/MMBtu | 0.1 | 0.1 | 0.1 | 0.1 | 0.1 | 0.1 | 0.1 | 0.1
NSR Morgantown G P 1,2 - NOX Rate Annual v3.1, Unit 5648 and retrofits | 952 | 1954 | Rate Constraint in lbs/MMBtu | FALSE | L | Annual | Emissions at Affected Plants NOX | Thousand Tons | 0.090278 | 0.33642 | 0.27932 | 0.27932 | 0 | 0.36244 | 0.36244 | 0.36244
NSR Morgantown G P 1,2 - NOX Rate Annual v3.1, Unit 5648 and retrofits | 952 | 1954 | Rate Constraint in lbs/MMBtu | FALSE | L | Annual | Allowances Purchased NOX | Thousand Tons | 0 | 0 | 0 | 0 | 0 | 0 | 0 | 0
NSR Morgantown G P 1,2 - NOX Rate Annual v3.1, Unit 5648 and retrofits | 952 | 1954 | Rate Constraint in lbs/MMBtu | FALSE | L | Annual | Allowances Sold NOX | Thousand Tons | 0 | 0 | 0 | 0 | 0 | 0 | 0 | 0
NSR Morgantown G P 1,2 - NOX Rate Annual v3.1, Unit 5648 and retrofits | 952 | 1954 | Rate Constraint in lbs/MMBtu | FALSE | L | Annual | Allowances Banked | Thousand Tons | 0 | 0 | 0 | 0 | 0 | 0 | 0 | 0
NSR Morgantown G P 1,2 - NOX Rate Annual v3.1, Unit 5648 and retrofits | 952 | 1954 | Rate Constraint in lbs/MMBtu | FALSE | L | Annual | Allowances Withdrawn (1:1) | Thousand Tons | 0 | 0 | 0 | 0 | 0 | 0 | 0 | 0
NSR Morgantown G P 1,2 - NOX Rate Annual v3.1, Unit 5648 and retrofits | 952 | 1954 | Rate Constraint in lbs/MMBtu | FALSE | L | Annual | Allowances Withdrawn (n:1) | Thousand Tons | 0 | 0 | 0 | 0 | 0 | 0 | 0 | 0
NSR Morgantown G P 1,2 - NOX Rate Annual v3.1, Unit 5648 and retrofits | 952 | 1954 | Rate Constraint in lbs/MMBtu | FALSE | L | Annual | Net Emissions Allowance Position | Thousand Tons | 0.090278 | 0.33642 | 0.27932 | 0.27932 | 0 | 0.36244 | 0.36244 | 0.36244
NSR Morgantown G P 1,2 - NOX Rate Annual v3.1, Unit 5648 and retrofits | 952 | 1954 | Rate Constraint in lbs/MMBtu | FALSE | L | Annual | Fuel Consumed | TBtu | 4.6356 | 17.2746 | 14.3426 | 14.3426 | 0 | 18.6105 | 18.6105 | 18.6105
NSR Morgantown G P 1,2 - NOX Rate Annual v3.1, Unit 5648 and retrofits | 952 | 1954 | Rate Constraint in lbs/MMBtu | FALSE | L | Annual | Rate | lb/MMBtu | 0.03895 | 0.03895 | 0.03895 | 0.03895 | 0 | 0.03895 | 0.03895 | 0.03895
NSR Morgantown G P 1,2 - NOX Rate Annual v3.1, Unit 5648 and retrofits | 952 | 1954 | Rate Constraint in lbs/MMBtu | FALSE | L | Annual | Generation | TWh | 0.46777 | 1.7432 | 1.459 | 1.459 | 0 | 1.8931 | 1.8931 | 1.8931
NSR Morgantown G P 1,2 - NOX Rate Annual v3.1, Unit 5648 and retrofits | 952 | 1954 | Rate Constraint in lbs/MMBtu | FALSE | L | Annual | Qualifying Generation | TWh | 0.46777 | 1.7432 | 1.459 | 1.459 | 0 | 1.8931 | 1.8931 | 1.8931
NSR Morgantown G P 1,2 - NOX Rate Annual v3.1, Unit 5648 and retrofits | 952 | 1954 | Rate Constraint in lbs/MMBtu | FALSE | L | Annual | Rate | lb/MWh | 0.38599 | 0.38599 | 0.38291 | 0.38291 | 0 | 0.38291 | 0.38291 | 0.38291
NSR Morgantown G P 1,2 - NOX Rate Annual v3.1, Unit 5648 and retrofits | 952 | 1954 | Rate Constraint in lbs/MMBtu | FALSE | L | Annual | Constraint Shadow Price | US2016$/Ton | 0 | 0 | 0 | 0 | 0 | 0 | 0 | 0
NSR Morgantown G P 1,2 - NOX Rate Annual v3.1, Unit 5649 and retrofits | 953 | 1954 | Rate Constraint in lbs/MMBtu | FALSE | L | Annual | Seasons Included | Seasons | Winter, WintShld, Summer | Winter, WintShld, Summer | Winter, WintShld, Summer | Winter, WintShld, Summer | Winter, WintShld, Summer | Winter, WintShld, Summer | Winter, WintShld, Summer | Winter, WintShld, Summer
NSR Morgantown G P 1,2 - NOX Rate Annual v3.1, Unit 5649 and retrofits | 953 | 1954 | Rate Constraint in lbs/MMBtu | FALSE | L | Annual | Standard NOX | lb/MMBtu | 0.1 | 0.1 | 0.1 | 0.1 | 0.1 | 0.1 | 0.1 | 0.1
NSR Morgantown G P 1,2 - NOX Rate Annual v3.1, Unit 5649 and retrofits | 953 | 1954 | Rate Constraint in lbs/MMBtu | FALSE | L | Annual | Emissions at Affected Plants NOX | Thousand Tons | 0 | 0.27772 | 0.2755 | 0.2755 | 0 | 0.3601 | 0.3601 | 0
NSR Morgantown G P 1,2 - NOX Rate Annual v3.1, Unit 5649 and retrofits | 953 | 1954 | Rate Constraint in lbs/MMBtu | FALSE | L | Annual | Allowances Purchased NOX | Thousand Tons | 0 | 0 | 0 | 0 | 0 | 0 | 0 | 0
NSR Morgantown G P 1,2 - NOX Rate Annual v3.1, Unit 5649 and retrofits | 953 | 1954 | Rate Constraint in lbs/MMBtu | FALSE | L | Annual | Allowances Sold NOX | Thousand Tons | 0 | 0 | 0 | 0 | 0 | 0 | 0 | 0
NSR Morgantown G P 1,2 - NOX Rate Annual v3.1, Unit 5649 and retrofits | 953 | 1954 | Rate Constraint in lbs/MMBtu | FALSE | L | Annual | Allowances Banked | Thousand Tons | 0 | 0 | 0 | 0 | 0 | 0 | 0 | 0
NSR Morgantown G P 1,2 - NOX Rate Annual v3.1, Unit 5649 and retrofits | 953 | 1954 | Rate Constraint in lbs/MMBtu | FALSE | L | Annual | Allowances Withdrawn (1:1) | Thousand Tons | 0 | 0 | 0 | 0 | 0 | 0 | 0 | 0
NSR Morgantown G P 1,2 - NOX Rate Annual v3.1, Unit 5649 and retrofits | 953 | 1954 | Rate Constraint in lbs/MMBtu | FALSE | L | Annual | Allowances Withdrawn (n:1) | Thousand Tons | 0 | 0 | 0 | 0 | 0 | 0 | 0 | 0
NSR Morgantown G P 1,2 - NOX Rate Annual v3.1, Unit 5649 and retrofits | 953 | 1954 | Rate Constraint in lbs/MMBtu | FALSE | L | Annual | Net Emissions Allowance Position | Thousand Tons | 0 | 0.27772 | 0.2755 | 0.2755 | 0 | 0.3601 | 0.3601 | 0
NSR Morgantown G P 1,2 - NOX Rate Annual v3.1, Unit 5649 and retrofits | 953 | 1954 | Rate Constraint in lbs/MMBtu | FALSE | L | Annual | Fuel Consumed | TBtu | 0 | 14.0585 | 13.946 | 13.946 | 0 | 18.2281 | 18.2281 | 0
NSR Morgantown G P 1,2 - NOX Rate Annual v3.1, Unit 5649 and retrofits | 953 | 1954 | Rate Constraint in lbs/MMBtu | FALSE | L | Annual | Rate | lb/MMBtu | 0 | 0.03951 | 0.03951 | 0.03951 | 0 | 0.03951 | 0.03951 | 0
NSR Morgantown G P 1,2 - NOX Rate Annual v3.1, Unit 5649 and retrofits | 953 | 1954 | Rate Constraint in lbs/MMBtu | FALSE | L | Annual | Generation | TWh | 0 | 1.407 | 1.407 | 1.407 | 0 | 1.839 | 1.839 | 0
NSR Morgantown G P 1,2 - NOX Rate Annual v3.1, Unit 5649 and retrofits | 953 | 1954 | Rate Constraint in lbs/MMBtu | FALSE | L | Annual | Qualifying Generation | TWh | 0 | 1.407 | 1.407 | 1.407 | 0 | 1.839 | 1.839 | 0
NSR Morgantown G P 1,2 - NOX Rate Annual v3.1, Unit 5649 and retrofits | 953 | 1954 | Rate Constraint in lbs/MMBtu | FALSE | L | Annual | Rate | lb/MWh | 0 | 0.39478 | 0.39163 | 0.39163 | 0 | 0.39163 | 0.39163 | 0
NSR Morgantown G P 1,2 - NOX Rate Annual v3.1, Unit 5649 and retrofits | 953 | 1954 | Rate Constraint in lbs/MMBtu | FALSE | L | Annual | Constraint Shadow Price | US2016$/Ton | 0 | 0 | 0 | 0 | 0 | 0 | 0 | 0
NSR Mt Storm 1-3 - NOX Rate Annual v3.1, Unit 5733 and retrofits | 954 | 1948 | Rate Constraint in lbs/MMBtu | FALSE | L | Annual | Seasons Included | Seasons | Winter, WintShld, Summer | Winter, WintShld, Summer | Winter, WintShld, Summer | Winter, WintShld, Summer | Winter, WintShld, Summer | Winter, WintShld, Summer | Winter, WintShld, Summer | Winter, WintShld, Summer
NSR Mt Storm 1-3 - NOX Rate Annual v3.1, Unit 5733 and retrofits | 954 | 1948 | Rate Constraint in lbs/MMBtu | FALSE | L | Annual | Standard NOX | lb/MMBtu | 0.11 | 0.11 | 0.11 | 0.11 | 0.11 | 0.11 | 0.11 | 0.11
NSR Mt Storm 1-3 - NOX Rate Annual v3.1, Unit 5733 and retrofits | 954 | 1948 | Rate Constraint in lbs/MMBtu | FALSE | L | Annual | Emissions at Affected Plants NOX | Thousand Tons | 0.79598 | 1.1215 | 0.78961 | 0.7844 | 0 | 0 | 0 | 0
NSR Mt Storm 1-3 - NOX Rate Annual v3.1, Unit 5733 and retrofits | 954 | 1948 | Rate Constraint in lbs/MMBtu | FALSE | L | Annual | Allowances Purchased NOX | Thousand Tons | 0 | 0 | 0 | 0 | 0 | 0 | 0 | 0
NSR Mt Storm 1-3 - NOX Rate Annual v3.1, Unit 5733 and retrofits | 954 | 1948 | Rate Constraint in lbs/MMBtu | FALSE | L | Annual | Allowances Sold NOX | Thousand Tons | 0 | 0 | 0 | 0 | 0 | 0 | 0 | 0
NSR Mt Storm 1-3 - NOX Rate Annual v3.1, Unit 5733 and retrofits | 954 | 1948 | Rate Constraint in lbs/MMBtu | FALSE | L | Annual | Allowances Banked | Thousand Tons | 0 | 0 | 0 | 0 | 0 | 0 | 0 | 0
NSR Mt Storm 1-3 - NOX Rate Annual v3.1, Unit 5733 and retrofits | 954 | 1948 | Rate Constraint in lbs/MMBtu | FALSE | L | Annual | Allowances Withdrawn (1:1) | Thousand Tons | 0 | 0 | 0 | 0 | 0 | 0 | 0 | 0
NSR Mt Storm 1-3 - NOX Rate Annual v3.1, Unit 5733 and retrofits | 954 | 1948 | Rate Constraint in lbs/MMBtu | FALSE | L | Annual | Allowances Withdrawn (n:1) | Thousand Tons | 0 | 0 | 0 | 0 | 0 | 0 | 0 | 0
NSR Mt Storm 1-3 - NOX Rate Annual v3.1, Unit 5733 and retrofits | 954 | 1948 | Rate Constraint in lbs/MMBtu | FALSE | L | Annual | Net Emissions Allowance Position | Thousand Tons | 0.79598 | 1.1215 | 0.78961 | 0.7844 | 0 | 0 | 0 | 0
NSR Mt Storm 1-3 - NOX Rate Annual v3.1, Unit 5733 and retrofits | 954 | 1948 | Rate Constraint in lbs/MMBtu | FALSE | L | Annual | Fuel Consumed | TBtu | 22.7292 | 32.0237 | 22.5474 | 22.3988 | 0 | 0 | 0 | 0
NSR Mt Storm 1-3 - NOX Rate Annual v3.1, Unit 5733 and retrofits | 954 | 1948 | Rate Constraint in lbs/MMBtu | FALSE | L | Annual | Rate | lb/MMBtu | 0.07004 | 0.07004 | 0.07004 | 0.07004 | 0 | 0 | 0 | 0
NSR Mt Storm 1-3 - NOX Rate Annual v3.1, Unit 5733 and retrofits | 954 | 1948 | Rate Constraint in lbs/MMBtu | FALSE | L | Annual | Generation | TWh | 2.2779 | 3.2094 | 2.2779 | 2.2629 | 0 | 0 | 0 | 0
NSR Mt Storm 1-3 - NOX Rate Annual v3.1, Unit 5733 and retrofits | 954 | 1948 | Rate Constraint in lbs/MMBtu | FALSE | L | Annual | Qualifying Generation | TWh | 2.2779 | 3.2094 | 2.2779 | 2.2629 | 0 | 0 | 0 | 0
NSR Mt Storm 1-3 - NOX Rate Annual v3.1, Unit 5733 and retrofits | 954 | 1948 | Rate Constraint in lbs/MMBtu | FALSE | L | Annual | Rate | lb/MWh | 0.69886 | 0.69886 | 0.69327 | 0.69327 | 0 | 0 | 0 | 0
NSR Mt Storm 1-3 - NOX Rate Annual v3.1, Unit 5733 and retrofits | 954 | 1948 | Rate Constraint in lbs/MMBtu | FALSE | L | Annual | Constraint Shadow Price | US2016$/Ton | 0 | 0 | 0 | 0 | 0 | 0 | 0 | 0
NSR Mt Storm 1-3 - NOX Rate Annual v3.1, Unit 5734 and retrofits | 955 | 1948 | Rate Constraint in lbs/MMBtu | FALSE | L | Annual | Seasons Included | Seasons | Winter, WintShld, Summer | Winter, WintShld, Summer | Winter, WintShld, Summer | Winter, WintShld, Summer | Winter, WintShld, Summer | Winter, WintShld, Summer | Winter, WintShld, Summer | Winter, WintShld, Summer
NSR Mt Storm 1-3 - NOX Rate Annual v3.1, Unit 5734 and retrofits | 955 | 1948 | Rate Constraint in lbs/MMBtu | FALSE | L | Annual | Standard NOX | lb/MMBtu | 0.11 | 0.11 | 0.11 | 0.11 | 0.11 | 0.11 | 0.11 | 0.11
NSR Mt Storm 1-3 - NOX Rate Annual v3.1, Unit 5734 and retrofits | 955 | 1948 | Rate Constraint in lbs/MMBtu | FALSE | L | Annual | Emissions at Affected Plants NOX | Thousand Tons | 0.91991 | 1.336 | 0.91255 | 0.90624 | 0 | 0 | 0 | 0
NSR Mt Storm 1-3 - NOX Rate Annual v3.1, Unit 5734 and retrofits | 955 | 1948 | Rate Constraint in lbs/MMBtu | FALSE | L | Annual | Allowances Purchased NOX | Thousand Tons | 0 | 0 | 0 | 0 | 0 | 0 | 0 | 0
NSR Mt Storm 1-3 - NOX Rate Annual v3.1, Unit 5734 and retrofits | 955 | 1948 | Rate Constraint in lbs/MMBtu | FALSE | L | Annual | Allowances Sold NOX | Thousand Tons | 0 | 0 | 0 | 0 | 0 | 0 | 0 | 0
NSR Mt Storm 1-3 - NOX Rate Annual v3.1, Unit 5734 and retrofits | 955 | 1948 | Rate Constraint in lbs/MMBtu | FALSE | L | Annual | Allowances Banked | Thousand Tons | 0 | 0 | 0 | 0 | 0 | 0 | 0 | 0
NSR Mt Storm 1-3 - NOX Rate Annual v3.1, Unit 5734 and retrofits | 955 | 1948 | Rate Constraint in lbs/MMBtu | FALSE | L | Annual | Allowances Withdrawn (1:1) | Thousand Tons | 0 | 0 | 0 | 0 | 0 | 0 | 0 | 0
NSR Mt Storm 1-3 - NOX Rate Annual v3.1, Unit 5734 and retrofits | 955 | 1948 | Rate Constraint in lbs/MMBtu | FALSE | L | Annual | Allowances Withdrawn (n:1) | Thousand Tons | 0 | 0 | 0 | 0 | 0 | 0 | 0 | 0
NSR Mt Storm 1-3 - NOX Rate Annual v3.1, Unit 5734 and retrofits | 955 | 1948 | Rate Constraint in lbs/MMBtu | FALSE | L | Annual | Net Emissions Allowance Position | Thousand Tons | 0.91991 | 1.336 | 0.91255 | 0.90624 | 0 | 0 | 0 | 0
NSR Mt Storm 1-3 - NOX Rate Annual v3.1, Unit 5734 and retrofits | 955 | 1948 | Rate Constraint in lbs/MMBtu | FALSE | L | Annual | Fuel Consumed | TBtu | 22.5606 | 32.7645 | 22.3801 | 22.2253 | 0 | 0 | 0 | 0
NSR Mt Storm 1-3 - NOX Rate Annual v3.1, Unit 5734 and retrofits | 955 | 1948 | Rate Constraint in lbs/MMBtu | FALSE | L | Annual | Rate | lb/MMBtu | 0.08155 | 0.08155 | 0.08155 | 0.08155 | 0 | 0 | 0 | 0
NSR Mt Storm 1-3 - NOX Rate Annual v3.1, Unit 5734 and retrofits | 955 | 1948 | Rate Constraint in lbs/MMBtu | FALSE | L | Annual | Generation | TWh | 2.2642 | 3.2883 | 2.2642 | 2.2485 | 0 | 0 | 0 | 0
NSR Mt Storm 1-3 - NOX Rate Annual v3.1, Unit 5734 and retrofits | 955 | 1948 | Rate Constraint in lbs/MMBtu | FALSE | L | Annual | Qualifying Generation | TWh | 2.2642 | 3.2883 | 2.2642 | 2.2485 | 0 | 0 | 0 | 0
NSR Mt Storm 1-3 - NOX Rate Annual v3.1, Unit 5734 and retrofits | 955 | 1948 | Rate Constraint in lbs/MMBtu | FALSE | L | Annual | Rate | lb/MWh | 0.81256 | 0.81256 | 0.80606 | 0.80606 | 0 | 0 | 0 | 0
NSR Mt Storm 1-3 - NOX Rate Annual v3.1, Unit 5734 and retrofits | 955 | 1948 | Rate Constraint in lbs/MMBtu | FALSE | L | Annual | Constraint Shadow Price | US2016$/Ton | 0 | 0 | 0 | 0 | 0 | 0 | 0 | 0
NSR Mt Storm 1-3 - NOX Rate Annual v3.1, Unit 5735 and retrofits | 956 | 1948 | Rate Constraint in lbs/MMBtu | FALSE | L | Annual | Seasons Included | Seasons | Winter, WintShld, Summer | Winter, WintShld, Summer | Winter, WintShld, Summer | Winter, WintShld, Summer | Winter, WintShld, Summer | Winter, WintShld, Summer | Winter, WintShld, Summer | Winter, WintShld, Summer
NSR Mt Storm 1-3 - NOX Rate Annual v3.1, Unit 5735 and retrofits | 956 | 1948 | Rate Constraint in lbs/MMBtu | FALSE | L | Annual | Standard NOX | lb/MMBtu | 0.11 | 0.11 | 0.11 | 0.11 | 0.11 | 0.11 | 0.11 | 0.11
NSR Mt Storm 1-3 - NOX Rate Annual v3.1, Unit 5735 and retrofits | 956 | 1948 | Rate Constraint in lbs/MMBtu | FALSE | L | Annual | Emissions at Affected Plants NOX | Thousand Tons | 0 | 0.29116 | 0.28883 | 0.0071895 | 0 | 0 | 0 | 0
NSR Mt Storm 1-3 - NOX Rate Annual v3.1, Unit 5735 and retrofits | 956 | 1948 | Rate Constraint in lbs/MMBtu | FALSE | L | Annual | Allowances Purchased NOX | Thousand Tons | 0 | 0 | 0 | 0 | 0 | 0 | 0 | 0
NSR Mt Storm 1-3 - NOX Rate Annual v3.1, Unit 5735 and retrofits | 956 | 1948 | Rate Constraint in lbs/MMBtu | FALSE | L | Annual | Allowances Sold NOX | Thousand Tons | 0 | 0 | 0 | 0 | 0 | 0 | 0 | 0
NSR Mt Storm 1-3 - NOX Rate Annual v3.1, Unit 5735 and retrofits | 956 | 1948 | Rate Constraint in lbs/MMBtu | FALSE | L | Annual | Allowances Banked | Thousand Tons | 0 | 0 | 0 | 0 | 0 | 0 | 0 | 0
NSR Mt Storm 1-3 - NOX Rate Annual v3.1, Unit 5735 and retrofits | 956 | 1948 | Rate Constraint in lbs/MMBtu | FALSE | L | Annual | Allowances Withdrawn (1:1) | Thousand Tons | 0 | 0 | 0 | 0 | 0 | 0 | 0 | 0
NSR Mt Storm 1-3 - NOX Rate Annual v3.1, Unit 5735 and retrofits | 956 | 1948 | Rate Constraint in lbs/MMBtu | FALSE | L | Annual | Allowances Withdrawn (n:1) | Thousand Tons | 0 | 0 | 0 | 0 | 0 | 0 | 0 | 0
NSR Mt Storm 1-3 - NOX Rate Annual v3.1, Unit 5735 and retrofits | 956 | 1948 | Rate Constraint in lbs/MMBtu | FALSE | L | Annual | Net Emissions Allowance Position | Thousand Tons | 0 | 0.29116 | 0.28883 | 0.0071895 | 0 | 0 | 0 | 0
NSR Mt Storm 1-3 - NOX Rate Annual v3.1, Unit 5735 and retrofits | 956 | 1948 | Rate Constraint in lbs/MMBtu | FALSE | L | Annual | Fuel Consumed | TBtu | 0 | 6.974 | 6.9182 | 0.1722 | 0 | 0 | 0 | 0
NSR Mt Storm 1-3 - NOX Rate Annual v3.1, Unit 5735 and retrofits | 956 | 1948 | Rate Constraint in lbs/MMBtu | FALSE | L | Annual | Rate | lb/MMBtu | 0 | 0.0835 | 0.0835 | 0.0835 | 0 | 0 | 0 | 0
NSR Mt Storm 1-3 - NOX Rate Annual v3.1, Unit 5735 and retrofits | 956 | 1948 | Rate Constraint in lbs/MMBtu | FALSE | L | Annual | Generation | TWh | 0 | 0.67656 | 0.67656 | 0.01684 | 0 | 0 | 0 | 0
NSR Mt Storm 1-3 - NOX Rate Annual v3.1, Unit 5735 and retrofits | 956 | 1948 | Rate Constraint in lbs/MMBtu | FALSE | L | Annual | Qualifying Generation | TWh | 0 | 0.67656 | 0.67656 | 0.01684 | 0 | 0 | 0 | 0
NSR Mt Storm 1-3 - NOX Rate Annual v3.1, Unit 5735 and retrofits | 956 | 1948 | Rate Constraint in lbs/MMBtu | FALSE | L | Annual | Rate | lb/MWh | 0 | 0.86072 | 0.85383 | 0.85383 | 0 | 0 | 0 | 0
NSR Mt Storm 1-3 - NOX Rate Annual v3.1, Unit 5735 and retrofits | 956 | 1948 | Rate Constraint in lbs/MMBtu | FALSE | L | Annual | Constraint Shadow Price | US2016$/Ton | 0 | 0 | 0 | 0 | 0 | 0 | 0 | 0
NSR NIPSCO System - SO2 Cap Annual v4.11 | 957 | 2301 | Rate Constraint in MTons | FALSE | L | Annual | Seasons Included | Seasons | Winter, WintShld, Summer | Winter, WintShld, Summer | Winter, WintShld, Summer | Winter, WintShld, Summer | Winter, WintShld, Summer | Winter, WintShld, Summer | Winter, WintShld, Summer | Winter, WintShld, Summer
NSR NIPSCO System - SO2 Cap Annual v4.11 | 957 | 2301 | Rate Constraint in MTons | FALSE | L | Annual | Standard SO2 | Thousand Tons | 11.6 | 11.6 | 11.6 | 11.6 | 11.6 | 11.6 | 11.6 | 11.6
NSR NIPSCO System - SO2 Cap Annual v4.11 | 957 | 2301 | Rate Constraint in MTons | FALSE | L | Annual | Emissions at Affected Plants SO2 | Thousand Tons | 2.6713 | 1.0394 | 1.0344 | 0.98456 | 0.98014 | 0.98014 | 0.94254 | 0.87285
NSR NIPSCO System - SO2 Cap Annual v4.11 | 957 | 2301 | Rate Constraint in MTons | FALSE | L | Annual | Allowances Purchased SO2 | Thousand Tons | 0 | 0 | 0 | 0 | 0 | 0 | 0 | 0
NSR NIPSCO System - SO2 Cap Annual v4.11 | 957 | 2301 | Rate Constraint in MTons | FALSE | L | Annual | Allowances Sold SO2 | Thousand Tons | 0 | 0 | 0 | 0 | 0 | 0 | 0 | 0
NSR NIPSCO System - SO2 Cap Annual v4.11 | 957 | 2301 | Rate Constraint in MTons | FALSE | L | Annual | Allowances Banked | Thousand Tons | 0 | 0 | 0 | 0 | 0 | 0 | 0 | 0
NSR NIPSCO System - SO2 Cap Annual v4.11 | 957 | 2301 | Rate Constraint in MTons | FALSE | L | Annual | Allowances Withdrawn (1:1) | Thousand Tons | 0 | 0 | 0 | 0 | 0 | 0 | 0 | 0
NSR NIPSCO System - SO2 Cap Annual v4.11 | 957 | 2301 | Rate Constraint in MTons | FALSE | L | Annual | Allowances Withdrawn (n:1) | Thousand Tons | 0 | 0 | 0 | 0 | 0 | 0 | 0 | 0
NSR NIPSCO System - SO2 Cap Annual v4.11 | 957 | 2301 | Rate Constraint in MTons | FALSE | L | Annual | Net Emissions Allowance Position | Thousand Tons | 2.6713 | 1.0394 | 1.0344 | 0.98456 | 0.98014 | 0.98014 | 0.94254 | 0.87285
NSR NIPSCO System - SO2 Cap Annual v4.11 | 957 | 2301 | Rate Constraint in MTons | FALSE | L | Annual | Fuel Consumed | TBtu | 73.9092 | 52.6184 | 51.7542 | 49.2434 | 48.4706 | 48.4706 | 45.7909 | 38.3751
NSR NIPSCO System - SO2 Cap Annual v4.11 | 957 | 2301 | Rate Constraint in MTons | FALSE | L | Annual | Rate | lb/MMBtu | 0.072286 | 0.039506 | 0.039975 | 0.039987 | 0.040443 | 0.040443 | 0.041167 | 0.04549
NSR NIPSCO System - SO2 Cap Annual v4.11 | 957 | 2301 | Rate Constraint in MTons | FALSE | L | Annual | Generation | TWh | 6.5679 | 4.7252 | 4.7654 | 4.5342 | 4.4634 | 4.4634 | 4.2172 | 3.537
NSR NIPSCO System - SO2 Cap Annual v4.11 | 957 | 2301 | Rate Constraint in MTons | FALSE | L | Annual | Qualifying Generation | TWh | 6.5679 | 4.7252 | 4.7654 | 4.5342 | 4.4634 | 4.4634 | 4.2172 | 3.537
NSR NIPSCO System - SO2 Cap Annual v4.11 | 957 | 2301 | Rate Constraint in MTons | FALSE | L | Annual | Rate | lb/MWh | 0.81344 | 0.43992 | 0.43414 | 0.43428 | 0.43919 | 0.43919 | 0.44699 | 0.49354
NSR NIPSCO System - SO2 Cap Annual v4.11 | 957 | 2301 | Rate Constraint in MTons | FALSE | L | Annual | Constraint Shadow Price | US2016$/Ton | 0 | 0 | 0 | 0 | 0 | 0 | 0 | 0
NSR NIPSCO System - NOx Cap Annual 4.11 | 958 | 2300 | Rate Constraint in MTons | FALSE | L | Annual | Seasons Included | Seasons | Winter, WintShld, Summer | Winter, WintShld, Summer | Winter, WintShld, Summer | Winter, WintShld, Summer | Winter, WintShld, Summer | Winter, WintShld, Summer | Winter, WintShld, Summer | Winter, WintShld, Summer
NSR NIPSCO System - NOx Cap Annual 4.11 | 958 | 2300 | Rate Constraint in MTons | FALSE | L | Annual | Standard NOX | Thousand Tons | 11.704 | 11.704 | 11.704 | 11.704 | 11.704 | 11.704 | 11.704 | 11.704
NSR NIPSCO System - NOx Cap Annual 4.11 | 958 | 2300 | Rate Constraint in MTons | FALSE | L | Annual | Emissions at Affected Plants NOX | Thousand Tons | 4.2738 | 2.2019 | 2.1674 | 2.0623 | 2.0314 | 2.0314 | 1.9212 | 1.621
NSR NIPSCO System - NOx Cap Annual 4.11 | 958 | 2300 | Rate Constraint in MTons | FALSE | L | Annual | Allowances Purchased NOX | Thousand Tons | 0 | 0 | 0 | 0 | 0 | 0 | 0 | 0
NSR NIPSCO System - NOx Cap Annual 4.11 | 958 | 2300 | Rate Constraint in MTons | FALSE | L | Annual | Allowances Sold NOX | Thousand Tons | 0 | 0 | 0 | 0 | 0 | 0 | 0 | 0
NSR NIPSCO System - NOx Cap Annual 4.11 | 958 | 2300 | Rate Constraint in MTons | FALSE | L | Annual | Allowances Banked | Thousand Tons | 0 | 0 | 0 | 0 | 0 | 0 | 0 | 0
NSR NIPSCO System - NOx Cap Annual 4.11 | 958 | 2300 | Rate Constraint in MTons | FALSE | L | Annual | Allowances Withdrawn (1:1) | Thousand Tons | 0 | 0 | 0 | 0 | 0 | 0 | 0 | 0
NSR NIPSCO System - NOx Cap Annual 4.11 | 958 | 2300 | Rate Constraint in MTons | FALSE | L | Annual | Allowances Withdrawn (n:1) | Thousand Tons | 0 | 0 | 0 | 0 | 0 | 0 | 0 | 0
NSR NIPSCO System - NOx Cap Annual 4.11 | 958 | 2300 | Rate Constraint in MTons | FALSE | L | Annual | Net Emissions Allowance Position | Thousand Tons | 4.2738 | 2.2019 | 2.1674 | 2.0623 | 2.0314 | 2.0314 | 1.9212 | 1.621
NSR NIPSCO System - NOx Cap Annual 4.11 | 958 | 2300 | Rate Constraint in MTons | FALSE | L | Annual | Fuel Consumed | TBtu | 73.9092 | 52.6184 | 51.7542 | 49.2434 | 48.4706 | 48.4706 | 45.7909 | 38.3751
NSR NIPSCO System - NOx Cap Annual 4.11 | 958 | 2300 | Rate Constraint in MTons | FALSE | L | Annual | Rate | lb/MMBtu | 0.11565 | 0.083695 | 0.083756 | 0.083758 | 0.083818 | 0.083818 | 0.083913 | 0.084482
NSR NIPSCO System - NOx Cap Annual 4.11 | 958 | 2300 | Rate Constraint in MTons | FALSE | L | Annual | Generation | TWh | 6.5679 | 4.7252 | 4.7654 | 4.5342 | 4.4634 | 4.4634 | 4.2172 | 3.537
NSR NIPSCO System - NOx Cap Annual 4.11 | 958 | 2300 | Rate Constraint in MTons | FALSE | L | Annual | Qualifying Generation | TWh | 6.5679 | 4.7252 | 4.7654 | 4.5342 | 4.4634 | 4.4634 | 4.2172 | 3.537
NSR NIPSCO System - NOx Cap Annual 4.11 | 958 | 2300 | Rate Constraint in MTons | FALSE | L | Annual | Rate | lb/MWh | 1.3014 | 0.932 | 0.90963 | 0.90965 | 0.91022 | 0.91022 | 0.91113 | 0.91658
NSR NIPSCO System - NOx Cap Annual 4.11 | 958 | 2300 | Rate Constraint in MTons | FALSE | L | Annual | Constraint Shadow Price | US2016$/Ton | 0 | 0 | 0 | 0 | 0 | 0 | 0 | 0
NSR NV Power Consent - NOX Cap Annual v3.1 | 959 | 1852 | Rate Constraint in MTons | FALSE | L | Annual | Seasons Included | Seasons | Winter, WintShld, Summer | Winter, WintShld, Summer | Winter, WintShld, Summer | Winter, WintShld, Summer | Winter, WintShld, Summer | Winter, WintShld, Summer | Winter, WintShld, Summer | Winter, WintShld, Summer
NSR NV Power Consent - NOX Cap Annual v3.1 | 959 | 1852 | Rate Constraint in MTons | FALSE | L | Annual | Standard NOX | Thousand Tons | 0.36 | 0.36 | 0.36 | 0.36 | 0.36 | 0.36 | 0.36 | 0.36
NSR NV Power Consent - NOX Cap Annual v3.1 | 959 | 1852 | Rate Constraint in MTons | FALSE | L | Annual | Emissions at Affected Plants NOX | Thousand Tons | 0.0050898 | 0.0050898 | 0.0050898 | 0.089652 | 0.102 | 0.081841 | 0.28786 | 0.063277
NSR NV Power Consent - NOX Cap Annual v3.1 | 959 | 1852 | Rate Constraint in MTons | FALSE | L | Annual | Allowances Purchased NOX | Thousand Tons | 0 | 0 | 0 | 0 | 0 | 0 | 0 | 0
NSR NV Power Consent - NOX Cap Annual v3.1 | 959 | 1852 | Rate Constraint in MTons | FALSE | L | Annual | Allowances Sold NOX | Thousand Tons | 0 | 0 | 0 | 0 | 0 | 0 | 0 | 0
NSR NV Power Consent - NOX Cap Annual v3.1 | 959 | 1852 | Rate Constraint in MTons | FALSE | L | Annual | Allowances Banked | Thousand Tons | 0 | 0 | 0 | 0 | 0 | 0 | 0 | 0
NSR NV Power Consent - NOX Cap Annual v3.1 | 959 | 1852 | Rate Constraint in MTons | FALSE | L | Annual | Allowances Withdrawn (1:1) | Thousand Tons | 0 | 0 | 0 | 0 | 0 | 0 | 0 | 0
NSR NV Power Consent - NOX Cap Annual v3.1 | 959 | 1852 | Rate Constraint in MTons | FALSE | L | Annual | Allowances Withdrawn (n:1) | Thousand Tons | 0 | 0 | 0 | 0 | 0 | 0 | 0 | 0
NSR NV Power Consent - NOX Cap Annual v3.1 | 959 | 1852 | Rate Constraint in MTons | FALSE | L | Annual | Net Emissions Allowance Position | Thousand Tons | 0.0050898 | 0.0050898 | 0.0050898 | 0.089652 | 0.102 | 0.081841 | 0.28786 | 0.063277
NSR NV Power Consent - NOX Cap Annual v3.1 | 959 | 1852 | Rate Constraint in MTons | FALSE | L | Annual | Fuel Consumed | TBtu | 0.10962 | 0.10962 | 0.10962 | 1.9309 | 2.1968 | 1.7627 | 6.1998 | 1.3629
NSR NV Power Consent - NOX Cap Annual v3.1 | 959 | 1852 | Rate Constraint in MTons | FALSE | L | Annual | Rate | lb/MMBtu | 0.09286 | 0.09286 | 0.09286 | 0.09286 | 0.09286 | 0.09286 | 0.09286 | 0.09286
NSR NV Power Consent - NOX Cap Annual v3.1 | 959 | 1852 | Rate Constraint in MTons | FALSE | L | Annual | Generation | TWh | 0.011838 | 0.011838 | 0.011838 | 0.20852 | 0.23724 | 0.19035 | 0.66952 | 0.14718
NSR NV Power Consent - NOX Cap Annual v3.1 | 959 | 1852 | Rate Constraint in MTons | FALSE | L | Annual | Qualifying Generation | TWh | 0.011838 | 0.011838 | 0.011838 | 0.20852 | 0.23724 | 0.19035 | 0.66952 | 0.14718
NSR NV Power Consent - NOX Cap Annual v3.1 | 959 | 1852 | Rate Constraint in MTons | FALSE | L | Annual | Rate | lb/MWh | 0.85988 | 0.85988 | 0.85988 | 0.85988 | 0.85988 | 0.85988 | 0.85988 | 0.85988
NSR NV Power Consent - NOX Cap Annual v3.1 | 959 | 1852 | Rate Constraint in MTons | FALSE | L | Annual | Constraint Shadow Price | US2016$/Ton | 0 | 0 | 0 | 0 | 0 | 0 | 0 | 0
NSR Oak Creek 5-8 - NOX Rate Annual v3.1, Unit 5717 and retrofits | 960 | 1874 | Rate Constraint in lbs/MMBtu | FALSE | L | Annual | Seasons Included | Seasons | Winter, WintShld, Summer | Winter, WintShld, Summer | Winter, WintShld, Summer | Winter, WintShld, Summer | Winter, WintShld, Summer | Winter, WintShld, Summer | Winter, WintShld, Summer | Winter, WintShld, Summer
NSR Oak Creek 5-8 - NOX Rate Annual v3.1, Unit 5717 and retrofits | 960 | 1874 | Rate Constraint in lbs/MMBtu | FALSE | L | Annual | Standard NOX | lb/MMBtu | 0.08 | 0.08 | 0.08 | 0.08 | 0.08 | 0.08 | 0.08 | 0.08
NSR Oak Creek 5-8 - NOX Rate Annual v3.1, Unit 5717 and retrofits | 960 | 1874 | Rate Constraint in lbs/MMBtu | FALSE | L | Annual | Emissions at Affected Plants NOX | Thousand Tons | 0.4289 | 0.47853 | 0.45592 | 0.39891 | 0.30692 | 0.34132 | 0.30692 | 0
NSR Oak Creek 5-8 - NOX Rate Annual v3.1, Unit 5717 and retrofits | 960 | 1874 | Rate Constraint in lbs/MMBtu | FALSE | L | Annual | Allowances Purchased NOX | Thousand Tons | 0 | 0 | 0 | 0 | 0 | 0 | 0 | 0
NSR Oak Creek 5-8 - NOX Rate Annual v3.1, Unit 5717 and retrofits | 960 | 1874 | Rate Constraint in lbs/MMBtu | FALSE | L | Annual | Allowances Sold NOX | Thousand Tons | 0 | 0 | 0 | 0 | 0 | 0 | 0 | 0
NSR Oak Creek 5-8 - NOX Rate Annual v3.1, Unit 5717 and retrofits | 960 | 1874 | Rate Constraint in lbs/MMBtu | FALSE | L | Annual | Allowances Banked | Thousand Tons | 0 | 0 | 0 | 0 | 0 | 0 | 0 | 0
NSR Oak Creek 5-8 - NOX Rate Annual v3.1, Unit 5717 and retrofits | 960 | 1874 | Rate Constraint in lbs/MMBtu | FALSE | L | Annual | Allowances Withdrawn (1:1) | Thousand Tons | 0 | 0 | 0 | 0 | 0 | 0 | 0 | 0
NSR Oak Creek 5-8 - NOX Rate Annual v3.1, Unit 5717 and retrofits | 960 | 1874 | Rate Constraint in lbs/MMBtu | FALSE | L | Annual | Allowances Withdrawn (n:1) | Thousand Tons | 0 | 0 | 0 | 0 | 0 | 0 | 0 | 0
NSR Oak Creek 5-8 - NOX Rate Annual v3.1, Unit 5717 and retrofits | 960 | 1874 | Rate Constraint in lbs/MMBtu | FALSE | L | Annual | Net Emissions Allowance Position | Thousand Tons | 0.4289 | 0.47853 | 0.45592 | 0.39891 | 0.30692 | 0.34132 | 0.30692 | 0
NSR Oak Creek 5-8 - NOX Rate Annual v3.1, Unit 5717 and retrofits | 960 | 1874 | Rate Constraint in lbs/MMBtu | FALSE | L | Annual | Fuel Consumed | TBtu | 14.4339 | 16.1041 | 15.3432 | 13.4245 | 10.3289 | 11.4866 | 10.3289 | 0
NSR Oak Creek 5-8 - NOX Rate Annual v3.1, Unit 5717 and retrofits | 960 | 1874 | Rate Constraint in lbs/MMBtu | FALSE | L | Annual | Rate | lb/MMBtu | 0.05943 | 0.05943 | 0.05943 | 0.05943 | 0.05943 | 0.05943 | 0.05943 | 0
NSR Oak Creek 5-8 - NOX Rate Annual v3.1, Unit 5717 and retrofits | 960 | 1874 | Rate Constraint in lbs/MMBtu | FALSE | L | Annual | Generation | TWh | 1.4292 | 1.5946 | 1.5315 | 1.34 | 1.031 | 1.1466 | 1.031 | 0
NSR Oak Creek 5-8 - NOX Rate Annual v3.1, Unit 5717 and retrofits | 960 | 1874 | Rate Constraint in lbs/MMBtu | FALSE | L | Annual | Qualifying Generation | TWh | 1.4292 | 1.5946 | 1.5315 | 1.34 | 1.031 | 1.1466 | 1.031 | 0
NSR Oak Creek 5-8 - NOX Rate Annual v3.1, Unit 5717 and retrofits | 960 | 1874 | Rate Constraint in lbs/MMBtu | FALSE | L | Annual | Rate | lb/MWh | 0.60018 | 0.60018 | 0.59538 | 0.59538 | 0.59538 | 0.59538 | 0.59538 | 0
NSR Oak Creek 5-8 - NOX Rate Annual v3.1, Unit 5717 and retrofits | 960 | 1874 | Rate Constraint in lbs/MMBtu | FALSE | L | Annual | Constraint Shadow Price | US2016$/Ton | 0 | 0 | 0 | 0 | 0 | 0 | 0 | 0
NSR Oak Creek 5-8 - NOX Rate Annual v3.1, Unit 5718 and retrofits | 961 | 1874 | Rate Constraint in lbs/MMBtu | FALSE | L | Annual | Seasons Included | Seasons | Winter, WintShld, Summer | Winter, WintShld, Summer | Winter, WintShld, Summer | Winter, WintShld, Summer | Winter, WintShld, Summer | Winter, WintShld, Summer | Winter, WintShld, Summer | Winter, WintShld, Summer
NSR Oak Creek 5-8 - NOX Rate Annual v3.1, Unit 5718 and retrofits | 961 | 1874 | Rate Constraint in lbs/MMBtu | FALSE | L | Annual | Standard NOX | lb/MMBtu | 0.08 | 0.08 | 0.08 | 0.08 | 0.08 | 0.08 | 0.08 | 0.08
NSR Oak Creek 5-8 - NOX Rate Annual v3.1, Unit 5718 and retrofits | 961 | 1874 | Rate Constraint in lbs/MMBtu | FALSE | L | Annual | Emissions at Affected Plants NOX | Thousand Tons | 0.42898 | 0.4726 | 0.45714 | 0.31962 | 0.31962 | 0.31962 | 0.31962 | 0
NSR Oak Creek 5-8 - NOX Rate Annual v3.1, Unit 5718 and retrofits | 961 | 1874 | Rate Constraint in lbs/MMBtu | FALSE | L | Annual | Allowances Purchased NOX | Thousand Tons | 0 | 0 | 0 | 0 | 0 | 0 | 0 | 0
NSR Oak Creek 5-8 - NOX Rate Annual v3.1, Unit 5718 and retrofits | 961 | 1874 | Rate Constraint in lbs/MMBtu | FALSE | L | Annual | Allowances Sold NOX | Thousand Tons | 0 | 0 | 0 | 0 | 0 | 0 | 0 | 0
NSR Oak Creek 5-8 - NOX Rate Annual v3.1, Unit 5718 and retrofits | 961 | 1874 | Rate Constraint in lbs/MMBtu | FALSE | L | Annual | Allowances Banked | Thousand Tons | 0 | 0 | 0 | 0 | 0 | 0 | 0 | 0
NSR Oak Creek 5-8 - NOX Rate Annual v3.1, Unit 5718 and retrofits | 961 | 1874 | Rate Constraint in lbs/MMBtu | FALSE | L | Annual | Allowances Withdrawn (1:1) | Thousand Tons | 0 | 0 | 0 | 0 | 0 | 0 | 0 | 0
NSR Oak Creek 5-8 - NOX Rate Annual v3.1, Unit 5718 and retrofits | 961 | 1874 | Rate Constraint in lbs/MMBtu | FALSE | L | Annual | Allowances Withdrawn (n:1) | Thousand Tons | 0 | 0 | 0 | 0 | 0 | 0 | 0 | 0
NSR Oak Creek 5-8 - NOX Rate Annual v3.1, Unit 5718 and retrofits | 961 | 1874 | Rate Constraint in lbs/MMBtu | FALSE | L | Annual | Net Emissions Allowance Position | Thousand Tons | 0.42898 | 0.4726 | 0.45714 | 0.31962 | 0.31962 | 0.31962 | 0.31962 | 0
NSR Oak Creek 5-8 - NOX Rate Annual v3.1, Unit 5718 and retrofits | 961 | 1874 | Rate Constraint in lbs/MMBtu | FALSE | L | Annual | Fuel Consumed | TBtu | 14.4121 | 15.8777 | 15.3585 | 10.738 | 10.738 | 10.738 | 10.738 | 0
NSR Oak Creek 5-8 - NOX Rate Annual v3.1, Unit 5718 and retrofits | 961 | 1874 | Rate Constraint in lbs/MMBtu | FALSE | L | Annual | Rate | lb/MMBtu | 0.05953 | 0.05953 | 0.05953 | 0.05953 | 0.05953 | 0.05953 | 0.05953 | 0
NSR Oak Creek 5-8 - NOX Rate Annual v3.1, Unit 5718 and retrofits | 961 | 1874 | Rate Constraint in lbs/MMBtu | FALSE | L | Annual | Generation | TWh | 1.4095 | 1.5528 | 1.5142 | 1.0586 | 1.0586 | 1.0586 | 1.0586 | 0
NSR Oak Creek 5-8 - NOX Rate Annual v3.1, Unit 5718 and retrofits | 961 | 1874 | Rate Constraint in lbs/MMBtu | FALSE | L | Annual | Qualifying Generation | TWh | 1.4095 | 1.5528 | 1.5142 | 1.0586 | 1.0586 | 1.0586 | 1.0586 | 0
NSR Oak Creek 5-8 - NOX Rate Annual v3.1, Unit 5718 and retrofits | 961 | 1874 | Rate Constraint in lbs/MMBtu | FALSE | L | Annual | Rate | lb/MWh | 0.60869 | 0.60869 | 0.60382 | 0.60382 | 0.60382 | 0.60382 | 0.60382 | 0
NSR Oak Creek 5-8 - NOX Rate Annual v3.1, Unit 5718 and retrofits | 961 | 1874 | Rate Constraint in lbs/MMBtu | FALSE | L | Annual | Constraint Shadow Price | US2016$/Ton | 0 | 0 | 0 | 0 | 0 | 0 | 0 | 0
NSR Oak Creek 5-8 - NOX Rate Annual v3.1, Unit 5719 and retrofits | 962 | 1874 | Rate Constraint in lbs/MMBtu | FALSE | L | Annual | Seasons Included | Seasons | Winter, WintShld, Summer | Winter, WintShld, Summer | Winter, WintShld, Summer | Winter, WintShld, Summer | Winter, WintShld, Summer | Winter, WintShld, Summer | Winter, WintShld, Summer | Winter, WintShld, Summer
NSR Oak Creek 5-8 - NOX Rate Annual v3.1, Unit 5719 and retrofits | 962 | 1874 | Rate Constraint in lbs/MMBtu | FALSE | L | Annual | Standard NOX | lb/MMBtu | 0.08 | 0.08 | 0.08 | 0.08 | 0.08 | 0.08 | 0.08 | 0.08
NSR Oak Creek 5-8 - NOX Rate Annual v3.1, Unit 5719 and retrofits | 962 | 1874 | Rate Constraint in lbs/MMBtu | FALSE | L | Annual | Emissions at Affected Plants NOX | Thousand Tons | 0.38765 | 0.47795 | 0.42577 | 0.41021 | 0.34109 | 0.43779 | 0 | 0
NSR Oak Creek 5-8 - NOX Rate Annual v3.1, Unit 5719 and retrofits | 962 | 1874 | Rate Constraint in lbs/MMBtu | FALSE | L | Annual | Allowances Purchased NOX | Thousand Tons | 0 | 0 | 0 | 0 | 0 | 0 | 0 | 0
NSR Oak Creek 5-8 - NOX Rate Annual v3.1, Unit 5719 and retrofits | 962 | 1874 | Rate Constraint in lbs/MMBtu | FALSE | L | Annual | Allowances Sold NOX | Thousand Tons | 0 | 0 | 0 | 0 | 0 | 0 | 0 | 0
NSR Oak Creek 5-8 - NOX Rate Annual v3.1, Unit 5719 and retrofits | 962 | 1874 | Rate Constraint in lbs/MMBtu | FALSE | L | Annual | Allowances Banked | Thousand Tons | 0 | 0 | 0 | 0 | 0 | 0 | 0 | 0
NSR Oak Creek 5-8 - NOX Rate Annual v3.1, Unit 5719 and retrofits | 962 | 1874 | Rate Constraint in lbs/MMBtu | FALSE | L | Annual | Allowances Withdrawn (1:1) | Thousand Tons | 0 | 0 | 0 | 0 | 0 | 0 | 0 | 0
NSR Oak Creek 5-8 - NOX Rate Annual v3.1, Unit 5719 and retrofits | 962 | 1874 | Rate Constraint in lbs/MMBtu | FALSE | L | Annual | Allowances Withdrawn (n:1) | Thousand Tons | 0 | 0 | 0 | 0 | 0 | 0 | 0 | 0
NSR Oak Creek 5-8 - NOX Rate Annual v3.1, Unit 5719 and retrofits | 962 | 1874 | Rate Constraint in lbs/MMBtu | FALSE | L | Annual | Net Emissions Allowance Position | Thousand Tons | 0.38765 | 0.47795 | 0.42577 | 0.41021 | 0.34109 | 0.43779 | 0 | 0
NSR Oak Creek 5-8 - NOX Rate Annual v3.1, Unit 5719 and retrofits | 962 | 1874 | Rate Constraint in lbs/MMBtu | FALSE | L | Annual | Fuel Consumed | TBtu | 12.4147 | 15.3067 | 13.6354 | 13.1373 | 10.9237 | 14.0204 | 0 | 0
NSR Oak Creek 5-8 - NOX Rate Annual v3.1, Unit 5719 and retrofits | 962 | 1874 | Rate Constraint in lbs/MMBtu | FALSE | L | Annual | Rate | lb/MMBtu | 0.06245 | 0.06245 | 0.06245 | 0.06245 | 0.06245 | 0.06245 | 0 | 0
NSR Oak Creek 5-8 - NOX Rate Annual v3.1, Unit 5719 and retrofits | 962 | 1874 | Rate Constraint in lbs/MMBtu | FALSE | L | Annual | Generation | TWh | 1.2447 | 1.5347 | 1.3781 | 1.3278 | 1.1041 | 1.417 | 0 | 0
NSR Oak Creek 5-8 - NOX Rate Annual v3.1, Unit 5719 and retrofits | 962 | 1874 | Rate Constraint in lbs/MMBtu | FALSE | L | Annual | Qualifying Generation | TWh | 1.2447 | 1.5347 | 1.3781 | 1.3278 | 1.1041 | 1.417 | 0 | 0
NSR Oak Creek 5-8 - NOX Rate Annual v3.1, Unit 5719 and retrofits | 962 | 1874 | Rate Constraint in lbs/MMBtu | FALSE | L | Annual | Rate | lb/MWh | 0.62288 | 0.62288 | 0.61789 | 0.61789 | 0.61789 | 0.61789 | 0 | 0
NSR Oak Creek 5-8 - NOX Rate Annual v3.1, Unit 5719 and retrofits | 962 | 1874 | Rate Constraint in lbs/MMBtu | FALSE | L | Annual | Constraint Shadow Price | US2016$/Ton | 0 | 0 | 0 | 0 | 0 | 0 | 0 | 0
NSR Oak Creek 5-8 - NOX Rate Annual v3.1, Unit 5720 and retrofits | 963 | 1874 | Rate Constraint in lbs/MMBtu | FALSE | L | Annual | Seasons Included | Seasons | Winter, WintShld, Summer | Winter, WintShld, Summer | Winter, WintShld, Summer | Winter, WintShld, Summer | Winter, WintShld, Summer | Winter, WintShld, Summer | Winter, WintShld, Summer | Winter, WintShld, Summer
NSR Oak Creek 5-8 - NOX Rate Annual v3.1, Unit 5720 and retrofits | 963 | 1874 | Rate Constraint in lbs/MMBtu | FALSE | L | Annual | Standard NOX | lb/MMBtu | 0.08 | 0.08 | 0.08 | 0.08 | 0.08 | 0.08 | 0.08 | 0.08
NSR Oak Creek 5-8 - NOX Rate Annual v3.1, Unit 5720 and retrofits | 963 | 1874 | Rate Constraint in lbs/MMBtu | FALSE | L | Annual | Emissions at Affected Plants NOX | Thousand Tons | 0.36606 | 0.44449 | 0.41454 | 0.38149 | 0.31722 | 0.40714 | 0 | 0
NSR Oak Creek 5-8 - NOX Rate Annual v3.1, Unit 5720 and retrofits | 963 | 1874 | Rate Constraint in lbs/MMBtu | FALSE | L | Annual | Allowances Purchased NOX | Thousand Tons | 0 | 0 | 0 | 0 | 0 | 0 | 0 | 0
NSR Oak Creek 5-8 - NOX Rate Annual v3.1, Unit 5720 and retrofits | 963 | 1874 | Rate Constraint in lbs/MMBtu | FALSE | L | Annual | Allowances Sold NOX | Thousand Tons | 0 | 0 | 0 | 0 | 0 | 0 | 0 | 0
NSR Oak Creek 5-8 - NOX Rate Annual v3.1, Unit 5720 and retrofits | 963 | 1874 | Rate Constraint in lbs/MMBtu | FALSE | L | Annual | Allowances Banked | Thousand Tons | 0 | 0 | 0 | 0 | 0 | 0 | 0 | 0
NSR Oak Creek 5-8 - NOX Rate Annual v3.1, Unit 5720 and retrofits | 963 | 1874 | Rate Constraint in lbs/MMBtu | FALSE | L | Annual | Allowances Withdrawn (1:1) | Thousand Tons | 0 | 0 | 0 | 0 | 0 | 0 | 0 | 0
NSR Oak Creek 5-8 - NOX Rate Annual v3.1, Unit 5720 and retrofits | 963 | 1874 | Rate Constraint in lbs/MMBtu | FALSE | L | Annual | Allowances Withdrawn (n:1) | Thousand Tons | 0 | 0 | 0 | 0 | 0 | 0 | 0 | 0
NSR Oak Creek 5-8 - NOX Rate Annual v3.1, Unit 5720 and retrofits | 963 | 1874 | Rate Constraint in lbs/MMBtu | FALSE | L | Annual | Net Emissions Allowance Position | Thousand Tons | 0.36606 | 0.44449 | 0.41454 | 0.38149 | 0.31722 | 0.40714 | 0 | 0
NSR Oak Creek 5-8 - NOX Rate Annual v3.1, Unit 5720 and retrofits | 963 | 1874 | Rate Constraint in lbs/MMBtu | FALSE | L | Annual | Fuel Consumed | TBtu | 12.3171 | 14.956 | 13.9481 | 12.8363 | 10.6735 | 13.6992 | 0 | 0
NSR Oak Creek 5-8 - NOX Rate Annual v3.1, Unit 5720 and retrofits | 963 | 1874 | Rate Constraint in lbs/MMBtu | FALSE | L | Annual | Rate | lb/MMBtu | 0.05944 | 0.05944 | 0.05944 | 0.05944 | 0.05944 | 0.05944 | 0 | 0
NSR Oak Creek 5-8 - NOX Rate Annual v3.1, Unit 5720 and retrofits | 963 | 1874 | Rate Constraint in lbs/MMBtu | FALSE | L | Annual | Generation | TWh | 1.2358 | 1.5006 | 1.4107 | 1.2983 | 1.0795 | 1.3855 | 0 | 0
NSR Oak Creek 5-8 - NOX Rate Annual v3.1, Unit 5720 and retrofits | 963 | 1874 | Rate Constraint in lbs/MMBtu | FALSE | L | Annual | Qualifying Generation | TWh | 1.2358 | 1.5006 | 1.4107 | 1.2983 | 1.0795 | 1.3855 | 0 | 0
NSR Oak Creek 5-8 - NOX Rate Annual v3.1, Unit 5720 and retrofits | 963 | 1874 | Rate Constraint in lbs/MMBtu | FALSE | L | Annual | Rate | lb/MWh | 0.59244 | 0.59244 | 0.5877 | 0.5877 | 0.5877 | 0.5877 | 0 | 0
NSR Oak Creek 5-8 - NOX Rate Annual v3.1, Unit 5720 and retrofits | 963 | 1874 | Rate Constraint in lbs/MMBtu | FALSE | L | Annual | Constraint Shadow Price | US2016$/Ton | 0 | 0 | 0 | 0 | 0 | 0 | 0 | 0
NSR Oak Creek 5-8 - SO2 Rate Annual v5.16 | 964 | 6628 | Rate Constraint in lbs/MMBtu | FALSE | L | Annual | Seasons Included | Seasons | Winter, WintShld, Summer | Winter, WintShld, Summer | Winter, WintShld, Summer | Winter, WintShld, Summer | Winter, WintShld, Summer | Winter, WintShld, Summer | Winter, WintShld, Summer | Winter, WintShld, Summer
NSR Oak Creek 5-8 - SO2 Rate Annual v5.16 | 964 | 6628 | Rate Constraint in lbs/MMBtu | FALSE | L | Annual | Standard SO2 | lb/MMBtu | 0.08 | 0.08 | 0.08 | 0.08 | 0.08 | 0.08 | 0.08 | 0.08
NSR Oak Creek 5-8 - SO2 Rate Annual v5.16 | 964 | 6628 | Rate Constraint in lbs/MMBtu | FALSE | L | Annual | Emissions at Affected Plants SO2 | Thousand Tons | 0.69962 | 0.81279 | 0.76109 | 0.65467 | 0.55711 | 0.65217 | 0.27509 | 0
NSR Oak Creek 5-8 - SO2 Rate Annual v5.16 | 964 | 6628 | Rate Constraint in lbs/MMBtu | FALSE | L | Annual | Allowances Purchased SO2 | Thousand Tons | 0 | 0 | 0 | 0 | 0 | 0 | 0 | 0
NSR Oak Creek 5-8 - SO2 Rate Annual v5.16 | 964 | 6628 | Rate Constraint in lbs/MMBtu | FALSE | L | Annual | Allowances Sold SO2 | Thousand Tons | 0 | 0 | 0 | 0 | 0 | 0 | 0 | 0
NSR Oak Creek 5-8 - SO2 Rate Annual v5.16 | 964 | 6628 | Rate Constraint in lbs/MMBtu | FALSE | L | Annual | Allowances Banked | Thousand Tons | 0 | 0 | 0 | 0 | 0 | 0 | 0 | 0
NSR Oak Creek 5-8 - SO2 Rate Annual v5.16 | 964 | 6628 | Rate Constraint in lbs/MMBtu | FALSE | L | Annual | Allowances Withdrawn (1:1) | Thousand Tons | 0 | 0 | 0 | 0 | 0 | 0 | 0 | 0
NSR Oak Creek 5-8 - SO2 Rate Annual v5.16 | 964 | 6628 | Rate Constraint in lbs/MMBtu | FALSE | L | Annual | Allowances Withdrawn (n:1) | Thousand Tons | 0 | 0 | 0 | 0 | 0 | 0 | 0 | 0
NSR Oak Creek 5-8 - SO2 Rate Annual v5.16 | 964 | 6628 | Rate Constraint in lbs/MMBtu | FALSE | L | Annual | Net Emissions Allowance Position | Thousand Tons | 0.69962 | 0.81279 | 0.76109 | 0.65467 | 0.55711 | 0.65217 | 0.27509 | 0
NSR Oak Creek 5-8 - SO2 Rate Annual v5.16 | 964 | 6628 | Rate Constraint in lbs/MMBtu | FALSE | L | Annual | Fuel Consumed | TBtu | 53.5779 | 62.2445 | 58.2852 | 50.1361 | 42.6641 | 49.9442 | 21.0669 | 0
NSR Oak Creek 5-8 - SO2 Rate Annual v5.16 | 964 | 6628 | Rate Constraint in lbs/MMBtu | FALSE | L | Annual | Rate | lb/MMBtu | 0.026116 | 0.026116 | 0.026116 | 0.026116 | 0.026116 | 0.026116 | 0.026116 | 0
NSR Oak Creek 5-8 - SO2 Rate Annual v5.16 | 964 | 6628 | Rate Constraint in lbs/MMBtu | FALSE | L | Annual | Generation | TWh | 5.3192 | 6.1827 | 5.8345 | 5.0247 | 4.2732 | 5.0078 | 2.0897 | 0
NSR Oak Creek 5-8 - SO2 Rate Annual v5.16 | 964 | 6628 | Rate Constraint in lbs/MMBtu | FALSE | L | Annual | Qualifying Generation | TWh | 5.3192 | 6.1827 | 5.8345 | 5.0247 | 4.2732 | 5.0078 | 2.0897 | 0
NSR Oak Creek 5-8 - SO2 Rate Annual v5.16 | 964 | 6628 | Rate Constraint in lbs/MMBtu | FALSE | L | Annual | Rate | lb/MWh | 0.26305 | 0.26292 | 0.26089 | 0.26058 | 0.26074 | 0.26046 | 0.26329 | 0
NSR Oak Creek 5-8 - SO2 Rate Annual v5.16 | 964 | 6628 | Rate Constraint in lbs/MMBtu | FALSE | L | Annual | Constraint Shadow Price | US2016$/Ton | 0 | 0 | 0 | 0 | 0 | 0 | 0 | 0
NSR OH Edison - NOX Cap Annual v3.1 | 965 | 1853 | Rate Constraint in MTons | FALSE | L | Annual | Seasons Included | Seasons | Winter, WintShld, Summer | Winter, WintShld, Summer | Winter, WintShld, Summer | Winter, WintShld, Summer | Winter, WintShld, Summer | Winter, WintShld, Summer | Winter, WintShld, Summer | Winter, WintShld, Summer
NSR OH Edison - NOX Cap Annual v3.1 | 965 | 1853 | Rate Constraint in MTons | FALSE | L | Annual | Standard NOX | Thousand Tons | 11.86 | 11.86 | 11.86 | 11.86 | 11.86 | 11.86 | 11.86 | 11.86
NSR OH Edison - NOX Cap Annual v3.1 | 965 | 1853 | Rate Constraint in MTons | FALSE | L | Annual | Emissions at Affected Plants NOX | Thousand Tons | 5.7372 | 6.1083 | 5.896 | 4.9293 | 3.9461 | 3.9359 | 3.5188 | 0
NSR OH Edison - NOX Cap Annual v3.1 | 965 | 1853 | Rate Constraint in MTons | FALSE | L | Annual | Allowances Purchased NOX | Thousand Tons | 0 | 0 | 0 | 0 | 0 | 0 | 0 | 0
NSR OH Edison - NOX Cap Annual v3.1 | 965 | 1853 | Rate Constraint in MTons | FALSE | L | Annual | Allowances Sold NOX | Thousand Tons | 0 | 0 | 0 | 0 | 0 | 0 | 0 | 0
NSR OH Edison - NOX Cap Annual v3.1 | 965 | 1853 | Rate Constraint in MTons | FALSE | L | Annual | Allowances Banked | Thousand Tons | 0 | 0 | 0 | 0 | 0 | 0 | 0 | 0
NSR OH Edison - NOX Cap Annual v3.1 | 965 | 1853 | Rate Constraint in MTons | FALSE | L | Annual | Allowances Withdrawn (1:1) | Thousand Tons | 0 | 0 | 0 | 0 | 0 | 0 | 0 | 0
NSR OH Edison - NOX Cap Annual v3.1 | 965 | 1853 | Rate Constraint in MTons | FALSE | L | Annual | Allowances Withdrawn (n:1) | Thousand Tons | 0 | 0 | 0 | 0 | 0 | 0 | 0 | 0
NSR OH Edison - NOX Cap Annual v3.1 | 965 | 1853 | Rate Constraint in MTons | FALSE | L | Annual | Net Emissions Allowance Position | Thousand Tons | 5.7372 | 6.1083 | 5.896 | 4.9293 | 3.9461 | 3.9359 | 3.5188 | 0
NSR OH Edison - NOX Cap Annual v3.1 | 965 | 1853 | Rate Constraint in MTons | FALSE | L | Annual | Fuel Consumed | TBtu | 105.4585 | 112.4202 | 108.7896 | 95.7217 | 72.0596 | 71.8906 | 64.7271 | 0
NSR OH Edison - NOX Cap Annual v3.1 | 965 | 1853 | Rate Constraint in MTons | FALSE | L | Annual | Rate | lb/MMBtu | 0.10881 | 0.10867 | 0.10839 | 0.10299 | 0.10952 | 0.1095 | 0.10873 | 0
NSR OH Edison - NOX Cap Annual v3.1 | 965 | 1853 | Rate Constraint in MTons | FALSE | L | Annual | Generation | TWh | 9.6355 | 10.2717 | 10.143 | 8.9311 | 6.7175 | 6.7017 | 6.0338 | 0
NSR OH Edison - NOX Cap Annual v3.1 | 965 | 1853 | Rate Constraint in MTons | FALSE | L | Annual | Qualifying Generation | TWh | 9.6355 | 10.2717 | 10.143 | 8.9311 | 6.7175 | 6.7017 | 6.0338 | 0
NSR OH Edison - NOX Cap Annual v3.1 | 965 | 1853 | Rate Constraint in MTons | FALSE | L | Annual | Rate | lb/MWh | 1.1909 | 1.1893 | 1.1626 | 1.1038 | 1.1749 | 1.1746 | 1.1664 | 0
NSR OH Edison - NOX Cap Annual v3.1 | 965 | 1853 | Rate Constraint in MTons | FALSE | L | Annual | Constraint Shadow Price | US2016$/Ton | 0 | 0 | 0 | 0 | 0 | 0 | 0 | 0
NSR OH Edison - SO2 Cap Annual v3.1 | 966 | 1854 | Rate Constraint in MTons | FALSE | L | Annual | Seasons Included | Seasons | Winter, WintShld, Summer | Winter, WintShld, Summer | Winter, WintShld, Summer | Winter, WintShld, Summer | Winter, WintShld, Summer | Winter, WintShld, Summer | Winter, WintShld, Summer | Winter, WintShld, Summer
NSR OH Edison - SO2 Cap Annual v3.1 | 966 | 1854 | Rate Constraint in MTons | FALSE | L | Annual | Standard SO2 | Thousand Tons | 29.9 | 29.9 | 29.9 | 29.9 | 29.9 | 29.9 | 29.9 | 29.9
NSR OH Edison - SO2 Cap Annual v3.1 | 966 | 1854 | Rate Constraint in MTons | FALSE | L | Annual | Emissions at Affected Plants SO2 | Thousand Tons | 5.345 | 6.4047 | 6.1414 | 5.6023 | 3.1711 | 3.5288 | 2.5736 | 0
NSR OH Edison - SO2 Cap Annual v3.1 | 966 | 1854 | Rate Constraint in MTons | FALSE | L | Annual | Allowances Purchased SO2 | Thousand Tons | 0 | 0 | 0 | 0 | 0 | 0 | 0 | 0
NSR OH Edison - SO2 Cap Annual v3.1 | 966 | 1854 | Rate Constraint in MTons | FALSE | L | Annual | Allowances Sold SO2 | Thousand Tons | 0 | 0 | 0 | 0 | 0 | 0 | 0 | 0
NSR OH Edison - SO2 Cap Annual v3.1 | 966 | 1854 | Rate Constraint in MTons | FALSE | L | Annual | Allowances Banked | Thousand Tons | 0 | 0 | 0 | 0 | 0 | 0 | 0 | 0
NSR OH Edison - SO2 Cap Annual v3.1 | 966 | 1854 | Rate Constraint in MTons | FALSE | L | Annual | Allowances Withdrawn (1:1) | Thousand Tons | 0 | 0 | 0 | 0 | 0 | 0 | 0 | 0
NSR OH Edison - SO2 Cap Annual v3.1 | 966 | 1854 | Rate Constraint in MTons | FALSE | L | Annual | Allowances Withdrawn (n:1) | Thousand Tons | 0 | 0 | 0 | 0 | 0 | 0 | 0 | 0
NSR OH Edison - SO2 Cap Annual v3.1 | 966 | 1854 | Rate Constraint in MTons | FALSE | L | Annual | Net Emissions Allowance Position | Thousand Tons | 5.345 | 6.4047 | 6.1414 | 5.6023 | 3.1711 | 3.5288 | 2.5736 | 0
NSR OH Edison - SO2 Cap Annual v3.1 | 966 | 1854 | Rate Constraint in MTons | FALSE | L | Annual | Fuel Consumed | TBtu | 105.4585 | 112.4202 | 108.7896 | 95.7217 | 72.0596 | 71.8906 | 64.7271 | 0
NSR OH Edison - SO2 Cap Annual v3.1 | 966 | 1854 | Rate Constraint in MTons | FALSE | L | Annual | Rate | lb/MMBtu | 0.10137 | 0.11394 | 0.1129 | 0.11705 | 0.088014 | 0.098171 | 0.079521 | 0
NSR OH Edison - SO2 Cap Annual v3.1 | 966 | 1854 | Rate Constraint in MTons | FALSE | L | Annual | Generation | TWh | 9.6355 | 10.2717 | 10.143 | 8.9311 | 6.7175 | 6.7017 | 6.0338 | 0
NSR OH Edison - SO2 Cap Annual v3.1 | 966 | 1854 | Rate Constraint in MTons | FALSE | L | Annual | Qualifying Generation | TWh | 9.6355 | 10.2717 | 10.143 | 8.9311 | 6.7175 | 6.7017 | 6.0338 | 0
NSR OH Edison - SO2 Cap Annual v3.1 | 966 | 1854 | Rate Constraint in MTons | FALSE | L | Annual | Rate | lb/MWh | 1.1094 | 1.247 | 1.211 | 1.2546 | 0.94414 | 1.0531 | 0.85306 | 0
NSR OH Edison - SO2 Cap Annual v3.1 | 966 | 1854 | Rate Constraint in MTons | FALSE | L | Annual | Constraint Shadow Price | US2016$/Ton | 0 | 0 | 0 | 0 | 0 | 0 | 0 | 0
NSR Ottumwa Unit 1 NOX Rate v5.16 | 967 | 6659 | Rate Constraint in lbs/MMBtu | FALSE | L | Annual | Seasons Included | Seasons | Winter, WintShld, Summer | Winter, WintShld, Summer | Winter, WintShld, Summer | Winter, WintShld, Summer | Winter, WintShld, Summer | Winter, WintShld, Summer | Winter, WintShld, Summer | Winter, WintShld, Summer
NSR Ottumwa Unit 1 NOX Rate v5.16 | 967 | 6659 | Rate Constraint in lbs/MMBtu | FALSE | L | Annual | Standard NOX | lb/MMBtu | 0.08 | 0.08 | 0.08 | 0.08 | 0.08 | 0.08 | 0.08 | 0.08
NSR Ottumwa Unit 1 NOX Rate v5.16 | 967 | 6659 | Rate Constraint in lbs/MMBtu | FALSE | L | Annual | Emissions at Affected Plants NOX | Thousand Tons | 1.9936 | 2.2604 | 2.1813 | 2.0451 | 1.9702 | 1.9702 | 1.3429 | 1.1038
NSR Ottumwa Unit 1 NOX Rate v5.16 | 967 | 6659 | Rate Constraint in lbs/MMBtu | FALSE | L | Annual | Allowances Purchased NOX | Thousand Tons | 0 | 0 | 0 | 0 | 0 | 0 | 0 | 0
NSR Ottumwa Unit 1 NOX Rate v5.16 | 967 | 6659 | Rate Constraint in lbs/MMBtu | FALSE | L | Annual | Allowances Sold NOX | Thousand Tons | 0 | 0 | 0 | 0 | 0 | 0 | 0 | 0
NSR Ottumwa Unit 1 NOX Rate v5.16 | 967 | 6659 | Rate Constraint in lbs/MMBtu | FALSE | L | Annual | Allowances Banked | Thousand Tons | 0 | 0 | 0 | 0 | 0 | 0 | 0 | 0
NSR Ottumwa Unit 1 NOX Rate v5.16 | 967 | 6659 | Rate Constraint in lbs/MMBtu | FALSE | L | Annual | Allowances Withdrawn (1:1) | Thousand Tons | 0 | 0 | 0 | 0 | 0 | 0 | 0 | 0
NSR Ottumwa Unit 1 NOX Rate v5.16 | 967 | 6659 | Rate Constraint in lbs/MMBtu | FALSE | L | Annual | Allowances Withdrawn (n:1) | Thousand Tons | 0 | 0 | 0 | 0 | 0 | 0 | 0 | 0
NSR Ottumwa Unit 1 NOX Rate v5.16 | 967 | 6659 | Rate Constraint in lbs/MMBtu | FALSE | L | Annual | Net Emissions Allowance Position | Thousand Tons | 1.9936 | 2.2604 | 2.1813 | 2.0451 | 1.9702 | 1.9702 | 1.3429 | 1.1038
NSR Ottumwa Unit 1 NOX Rate v5.16 | 967 | 6659 | Rate Constraint in lbs/MMBtu | FALSE | L | Annual | Fuel Consumed | TBtu | 49.8396 | 56.5105 | 54.5327 | 51.1282 | 49.2548 | 49.2548 | 33.573 | 27.5947
NSR Ottumwa Unit 1 NOX Rate v5.16 | 967 | 6659 | Rate Constraint in lbs/MMBtu | FALSE | L | Annual | Rate | lb/MMBtu | 0.08 | 0.08 | 0.08 | 0.08 | 0.08 | 0.08 | 0.08 | 0.08
NSR Ottumwa Unit 1 NOX Rate v5.16 | 967 | 6659 | Rate Constraint in lbs/MMBtu | FALSE | L | Annual | Generation | TWh | 4.6388 | 5.2597 | 5.1687 | 4.846 | 4.6684 | 4.6684 | 3.1821 | 2.6155
NSR Ottumwa Unit 1 NOX Rate v5.16 | 967 | 6659 | Rate Constraint in lbs/MMBtu | FALSE | L | Annual | Qualifying Generation | TWh | 4.6388 | 5.2597 | 5.1687 | 4.846 | 4.6684 | 4.6684 | 3.1821 | 2.6155
NSR Ottumwa Unit 1 NOX Rate v5.16 | 967 | 6659 | Rate Constraint in lbs/MMBtu | FALSE | L | Annual | Rate | lb/MWh | 0.85952 | 0.85952 | 0.84405 | 0.84405 | 0.84405 | 0.84405 | 0.84405 | 0.84405
NSR Ottumwa Unit 1 NOX Rate v5.16 | 967 | 6659 | Rate Constraint in lbs/MMBtu | FALSE | L | Annual | Constraint Shadow Price | US2016$/Ton | 0 | 0 | 0 | 0 | 0 | 0 | 0 | 0
NSR Ottumwa Unit 1 SO2 Rate v5.16 | 968 | 6617 | Rate Constraint in lbs/MMBtu | FALSE | L | Annual | Seasons Included | Seasons | Winter, WintShld, Summer | Winter, WintShld, Summer | Winter, WintShld, Summer | Winter, WintShld, Summer | Winter, WintShld, Summer | Winter, WintShld, Summer | Winter, WintShld, Summer | Winter, WintShld, Summer
NSR Ottumwa Unit 1 SO2 Rate v5.16 | 968 | 6617 | Rate Constraint in lbs/MMBtu | FALSE | L | Annual | Standard SO2 | lb/MMBtu | 0.075 | 0.075 | 0.075 | 0.075 | 0.075 | 0.075 | 0.075 | 0.075
NSR Ottumwa Unit 1 SO2 Rate v5.16 | 968 | 6617 | Rate Constraint in lbs/MMBtu | FALSE | L | Annual | Emissions at Affected Plants SO2 | Thousand Tons | 1.7603 | 1.9959 | 1.926 | 1.8058 | 1.7396 | 1.7396 | 1.1858 | 0.97462
NSR Ottumwa Unit 1 SO2 Rate v5.16 | 968 | 6617 | Rate Constraint in lbs/MMBtu | FALSE | L | Annual | Allowances Purchased SO2 | Thousand Tons | 0 | 0 | 0 | 0 | 0 | 0 | 0 | 0
NSR Ottumwa Unit 1 SO2 Rate v5.16 | 968 | 6617 | Rate Constraint in lbs/MMBtu | FALSE | L | Annual | Allowances Sold SO2 | Thousand Tons | 0 | 0 | 0 | 0 | 0 | 0 | 0 | 0
NSR Ottumwa Unit 1 SO2 Rate v5.16 | 968 | 6617 | Rate Constraint in lbs/MMBtu | FALSE | L | Annual | Allowances Banked | Thousand Tons | 0 | 0 | 0 | 0 | 0 | 0 | 0 | 0
NSR Ottumwa Unit 1 SO2 Rate v5.16 | 968 | 6617 | Rate Constraint in lbs/MMBtu | FALSE | L | Annual | Allowances Withdrawn (1:1) | Thousand Tons | 0 | 0 | 0 | 0 | 0 | 0 | 0 | 0
NSR Ottumwa Unit 1 SO2 Rate v5.16 | 968 | 6617 | Rate Constraint in lbs/MMBtu | FALSE | L | Annual | Allowances Withdrawn (n:1) | Thousand Tons | 0 | 0 | 0 | 0 | 0 | 0 | 0 | 0
NSR Ottumwa Unit 1 SO2 Rate v5.16 | 968 | 6617 | Rate Constraint in lbs/MMBtu | FALSE | L | Annual | Net Emissions Allowance Position | Thousand Tons | 1.7603 | 1.9959 | 1.926 | 1.8058 | 1.7396 | 1.7396 | 1.1858 | 0.97462
NSR Ottumwa Unit 1 SO2 Rate v5.16 | 968 | 6617 | Rate Constraint in lbs/MMBtu | FALSE | L | Annual | Fuel Consumed | TBtu | 49.8396 | 56.5105 | 54.5327 | 51.1282 | 49.2548 | 49.2548 | 33.573 | 27.5947
NSR Ottumwa Unit 1 SO2 Rate v5.16 | 968 | 6617 | Rate Constraint in lbs/MMBtu | FALSE | L | Annual | Rate | lb/MMBtu | 0.070638 | 0.070638 | 0.070638 | 0.070638 | 0.070638 | 0.070638 | 0.070638 | 0.070638
NSR Ottumwa Unit 1 SO2 Rate v5.16 | 968 | 6617 | Rate Constraint in lbs/MMBtu | FALSE | L | Annual | Generation | TWh | 4.6388 | 5.2597 | 5.1687 | 4.846 | 4.6684 | 4.6684 | 3.1821 | 2.6155
NSR Ottumwa Unit 1 SO2 Rate v5.16 | 968 | 6617 | Rate Constraint in lbs/MMBtu | FALSE | L | Annual | Qualifying Generation | TWh | 4.6388 | 5.2597 | 5.1687 | 4.846 | 4.6684 | 4.6684 | 3.1821 | 2.6155
NSR Ottumwa Unit 1 SO2 Rate v5.16 | 968 | 6617 | Rate Constraint in lbs/MMBtu | FALSE | L | Annual | Rate | lb/MWh | 0.75893 | 0.75893 | 0.74527 | 0.74527 | 0.74527 | 0.74527 | 0.74527 | 0.74527
NSR Ottumwa Unit 1 SO2 Rate v5.16 | 968 | 6617 | Rate Constraint in lbs/MMBtu | FALSE | L | Annual | Constraint Shadow Price | US2016$/Ton | 0 | 0 | 0 | 0 | 0 | 0 | 0 | 0
NSR Pleasant Prairie 1,2 - NOX Rate Annual v3.1, Unit 4105 and retrofits | 969 | 1947 | Rate Constraint in lbs/MMBtu | FALSE | L | Annual | Seasons Included | Seasons | Winter, WintShld, Summer | Winter, WintShld, Summer | Winter, WintShld, Summer | Winter, WintShld, Summer | Winter, WintShld, Summer | Winter, WintShld, Summer | Winter, WintShld, Summer | Winter, WintShld, Summer
NSR Pleasant Prairie 1,2 - NOX Rate Annual v3.1, Unit 4105 and retrofits | 969 | 1947 | Rate Constraint in lbs/MMBtu | FALSE | L | Annual | Standard NOX | lb/MMBtu | 0.08 | 0.08 | 0.08 | 0.08 | 0.08 | 0.08 | 0.08 | 0.08
NSR Pleasant Prairie 1,2 - NOX Rate Annual v3.1, Unit 4105 and retrofits | 969 | 1947 | Rate Constraint in lbs/MMBtu | FALSE | L | Annual | Emissions at Affected Plants NOX | Thousand Tons | 0 | 0 | 0 | 0 | 0 | 0 | 0 | 0
NSR Pleasant Prairie 1,2 - NOX Rate Annual v3.1, Unit 4105 and retrofits | 969 | 1947 | Rate Constraint in lbs/MMBtu | FALSE | L | Annual | Allowances Purchased NOX | Thousand Tons | 0 | 0 | 0 | 0 | 0 | 0 | 0 | 0
NSR Pleasant Prairie 1,2 - NOX Rate Annual v3.1, Unit 4105 and retrofits | 969 | 1947 | Rate Constraint in lbs/MMBtu | FALSE | L | Annual | Allowances Sold NOX | Thousand Tons | 0 | 0 | 0 | 0 | 0 | 0 | 0 | 0
NSR Pleasant Prairie 1,2 - NOX Rate Annual v3.1, Unit 4105 and retrofits | 969 | 1947 | Rate Constraint in lbs/MMBtu | FALSE | L | Annual | Allowances Banked | Thousand Tons | 0 | 0 | 0 | 0 | 0 | 0 | 0 | 0
NSR Pleasant Prairie 1,2 - NOX Rate Annual v3.1, Unit 4105 and retrofits | 969 | 1947 | Rate Constraint in lbs/MMBtu | FALSE | L | Annual | Allowances Withdrawn (1:1) | Thousand Tons | 0 | 0 | 0 | 0 | 0 | 0 | 0 | 0
NSR Pleasant Prairie 1,2 - NOX Rate Annual v3.1, Unit 4105 and retrofits | 969 | 1947 | Rate Constraint in lbs/MMBtu | FALSE | L | Annual | Allowances Withdrawn (n:1) | Thousand Tons | 0 | 0 | 0 | 0 | 0 | 0 | 0 | 0
NSR Pleasant Prairie 1,2 - NOX Rate Annual v3.1, Unit 4105 and retrofits | 969 | 1947 | Rate Constraint in lbs/MMBtu | FALSE | L | Annual | Net Emissions Allowance Position | Thousand Tons | 0 | 0 | 0 | 0 | 0 | 0 | 0 | 0
NSR Pleasant Prairie 1,2 - NOX Rate Annual v3.1, Unit 4105 and retrofits | 969 | 1947 | Rate Constraint in lbs/MMBtu | FALSE | L | Annual | Fuel Consumed | TBtu | 0 | 0 | 0 | 0 | 0 | 0 | 0 | 0
NSR Pleasant Prairie 1,2 - NOX Rate Annual v3.1, Unit 4105 and retrofits | 969 | 1947 | Rate Constraint in lbs/MMBtu | FALSE | L | Annual | Rate | lb/MMBtu | 0 | 0 | 0 | 0 | 0 | 0 | 0 | 0
NSR Pleasant Prairie 1,2 - NOX Rate Annual v3.1, Unit 4105 and retrofits | 969 | 1947 | Rate Constraint in lbs/MMBtu | FALSE | L | Annual | Generation | TWh | 0 | 0 | 0 | 0 | 0 | 0 | 0 | 0
NSR Pleasant Prairie 1,2 - NOX Rate Annual v3.1, Unit 4105 and retrofits | 969 | 1947 | Rate Constraint in lbs/MMBtu | FALSE | L | Annual | Qualifying Generation | TWh | 0 | 0 | 0 | 0 | 0 | 0 | 0 | 0
NSR Pleasant Prairie 1,2 - NOX Rate Annual v3.1, Unit 4105 and retrofits | 969 | 1947 | Rate Constraint in lbs/MMBtu | FALSE | L | Annual | Rate | lb/MWh | 0 | 0 | 0 | 0 | 0 | 0 | 0 | 0
NSR Pleasant Prairie 1,2 - NOX Rate Annual v3.1, Unit 4105 and retrofits | 969 | 1947 | Rate Constraint in lbs/MMBtu | FALSE | L | Annual | Constraint Shadow Price | US2016$/Ton | 0 | 0 | 0 | 0 | 0 | 0 | 0 | 0
NSR Pleasant Prairie 1,2 - NOX Rate Annual v3.1, Unit 4106 and retrofits | 970 | 1947 | Rate Constraint in lbs/MMBtu | FALSE | L | Annual | Seasons Included | Seasons | Winter, WintShld, Summer | Winter, WintShld, Summer | Winter, WintShld, Summer | Winter, WintShld, Summer | Winter, WintShld, Summer | Winter, WintShld, Summer | Winter, WintShld, Summer | Winter, WintShld, Summer
NSR Pleasant Prairie 1,2 - NOX Rate Annual v3.1, Unit 4106 and retrofits | 970 | 1947 | Rate Constraint in lbs/MMBtu | FALSE | L | Annual | Standard NOX | lb/MMBtu | 0.08 | 0.08 | 0.08 | 0.08 | 0.08 | 0.08 | 0.08 | 0.08
NSR Pleasant Prairie 1,2 - NOX Rate Annual v3.1, Unit 4106 and retrofits | 970 | 1947 | Rate Constraint in lbs/MMBtu | FALSE | L | Annual | Emissions at Affected Plants NOX | Thousand Tons | 0 | 0 | 0 | 0 | 0 | 0 | 0 | 0
NSR Pleasant Prairie 1,2 - NOX Rate Annual v3.1, Unit 4106 and retrofits | 970 | 1947 | Rate Constraint in lbs/MMBtu | FALSE | L | Annual | Allowances Purchased NOX | Thousand Tons | 0 | 0 | 0 | 0 | 0 | 0 | 0 | 0
NSR Pleasant Prairie 1,2 - NOX Rate Annual v3.1, Unit 4106 and retrofits | 970 | 1947 | Rate Constraint in lbs/MMBtu | FALSE | L | Annual | Allowances Sold NOX | Thousand Tons | 0 | 0 | 0 | 0 | 0 | 0 | 0 | 0
NSR Pleasant Prairie 1,2 - NOX Rate Annual v3.1, Unit 4106 and retrofits | 970 | 1947 | Rate Constraint in lbs/MMBtu | FALSE | L | Annual | Allowances Banked | Thousand Tons | 0 | 0 | 0 | 0 | 0 | 0 | 0 | 0
NSR Pleasant Prairie 1,2 - NOX Rate Annual v3.1, Unit 4106 and retrofits | 970 | 1947 | Rate Constraint in lbs/MMBtu | FALSE | L | Annual | Allowances Withdrawn (1:1) | Thousand Tons | 0 | 0 | 0 | 0 | 0 | 0 | 0 | 0
NSR Pleasant Prairie 1,2 - NOX Rate Annual v3.1, Unit 4106 and retrofits | 970 | 1947 | Rate Constraint in lbs/MMBtu | FALSE | L | Annual | Allowances Withdrawn (n:1) | Thousand Tons | 0 | 0 | 0 | 0 | 0 | 0 | 0 | 0
NSR Pleasant Prairie 1,2 - NOX Rate Annual v3.1, Unit 4106 and retrofits | 970 | 1947 | Rate Constraint in lbs/MMBtu | FALSE | L | Annual | Net Emissions Allowance Position | Thousand Tons | 0 | 0 | 0 | 0 | 0 | 0 | 0 | 0
NSR Pleasant Prairie 1,2 - NOX Rate Annual v3.1, Unit 4106 and retrofits | 970 | 1947 | Rate Constraint in lbs/MMBtu | FALSE | L | Annual | Fuel Consumed | TBtu | 0 | 0 | 0 | 0 | 0 | 0 | 0 | 0
NSR Pleasant Prairie 1,2 - NOX Rate Annual v3.1, Unit 4106 and retrofits | 970 | 1947 | Rate Constraint in lbs/MMBtu | FALSE | L | Annual | Rate | lb/MMBtu | 0 | 0 | 0 | 0 | 0 | 0 | 0 | 0
NSR Pleasant Prairie 1,2 - NOX Rate Annual v3.1, Unit 4106 and retrofits | 970 | 1947 | Rate Constraint in lbs/MMBtu | FALSE | L | Annual | Generation | TWh | 0 | 0 | 0 | 0 | 0 | 0 | 0 | 0
NSR Pleasant Prairie 1,2 - NOX Rate Annual v3.1, Unit 4106 and retrofits | 970 | 1947 | Rate Constraint in lbs/MMBtu | FALSE | L | Annual | Qualifying Generation | TWh | 0 | 0 | 0 | 0 | 0 | 0 | 0 | 0
NSR Pleasant Prairie 1,2 - NOX Rate Annual v3.1, Unit 4106 and retrofits | 970 | 1947 | Rate Constraint in lbs/MMBtu | FALSE | L | Annual | Rate | lb/MWh | 0 | 0 | 0 | 0 | 0 | 0 | 0 | 0
NSR Pleasant Prairie 1,2 - NOX Rate Annual v3.1, Unit 4106 and retrofits | 970 | 1947 | Rate Constraint in lbs/MMBtu | FALSE | L | Annual | Constraint Shadow Price | US2016$/Ton | 0 | 0 | 0 | 0 | 0 | 0 | 0 | 0
NSR Pleasant Prairie 1,2 - SO2 Rate Annual v5.16 | 971 | 6627 | Rate Constraint in lbs/MMBtu | FALSE | L | Annual | Seasons Included | Seasons | Winter, WintShld, Summer | Winter, WintShld, Summer | Winter, WintShld, Summer | Winter, WintShld, Summer | Winter, WintShld, Summer | Winter, WintShld, Summer | Winter, WintShld, Summer | Winter, WintShld, Summer
NSR Pleasant Prairie 1,2 - SO2 Rate Annual v5.16 | 971 | 6627 | Rate Constraint in lbs/MMBtu | FALSE | L | Annual | Standard SO2 | lb/MMBtu | 0.08 | 0.08 | 0.08 | 0.08 | 0.08 | 0.08 | 0.08 | 0.08
NSR Pleasant Prairie 1,2 - SO2 Rate Annual v5.16 | 971 | 6627 | Rate Constraint in lbs/MMBtu | FALSE | L | Annual | Emissions at Affected Plants SO2 | Thousand Tons | 0 | 0 | 0 | 0 | 0 | 0 | 0 | 0
NSR Pleasant Prairie 1,2 - SO2 Rate Annual v5.16 | 971 | 6627 | Rate Constraint in lbs/MMBtu | FALSE | L | Annual | Allowances Purchased SO2 | Thousand Tons | 0 | 0 | 0 | 0 | 0 | 0 | 0 | 0
NSR Pleasant Prairie 1,2 - SO2 Rate Annual v5.16 | 971 | 6627 | Rate Constraint in lbs/MMBtu | FALSE | L | Annual | Allowances Sold SO2 | Thousand Tons | 0 | 0 | 0 | 0 | 0 | 0 | 0 | 0
NSR Pleasant Prairie 1,2 - SO2 Rate Annual v5.16 | 971 | 6627 | Rate Constraint in lbs/MMBtu | FALSE | L | Annual | Allowances Banked | Thousand Tons | 0 | 0 | 0 | 0 | 0 | 0 | 0 | 0
NSR Pleasant Prairie 1,2 - SO2 Rate Annual v5.16 | 971 | 6627 | Rate Constraint in lbs/MMBtu | FALSE | L | Annual | Allowances Withdrawn (1:1) | Thousand Tons | 0 | 0 | 0 | 0 | 0 | 0 | 0 | 0
NSR Pleasant Prairie 1,2 - SO2 Rate Annual v5.16 | 971 | 6627 | Rate Constraint in lbs/MMBtu | FALSE | L | Annual | Allowances Withdrawn (n:1) | Thousand Tons | 0 | 0 | 0 | 0 | 0 | 0 | 0 | 0
NSR Pleasant Prairie 1,2 - SO2 Rate Annual v5.16 | 971 | 6627 | Rate Constraint in lbs/MMBtu | FALSE | L | Annual | Net Emissions Allowance Position | Thousand Tons | 0 | 0 | 0 | 0 | 0 | 0 | 0 | 0
NSR Pleasant Prairie 1,2 - SO2 Rate Annual v5.16 | 971 | 6627 | Rate Constraint in lbs/MMBtu | FALSE | L | Annual | Fuel Consumed | TBtu | 0 | 0 | 0 | 0 | 0 | 0 | 0 | 0
NSR Pleasant Prairie 1,2 - SO2 Rate Annual v5.16 | 971 | 6627 | Rate Constraint in lbs/MMBtu | FALSE | L | Annual | Rate | lb/MMBtu | 0 | 0 | 0 | 0 | 0 | 0 | 0 | 0
NSR Pleasant Prairie 1,2 - SO2 Rate Annual v5.16 | 971 | 6627 | Rate Constraint in lbs/MMBtu | FALSE | L | Annual | Generation | TWh | 0 | 0 | 0 | 0 | 0 | 0 | 0 | 0
NSR Pleasant Prairie 1,2 - SO2 Rate Annual v5.16 | 971 | 6627 | Rate Constraint in lbs/MMBtu | FALSE | L | Annual | Qualifying Generation | TWh | 0 | 0 | 0 | 0 | 0 | 0 | 0 | 0
NSR Pleasant Prairie 1,2 - SO2 Rate Annual v5.16 | 971 | 6627 | Rate Constraint in lbs/MMBtu | FALSE | L | Annual | Rate | lb/MWh | 0 | 0 | 0 | 0 | 0 | 0 | 0 | 0
NSR Pleasant Prairie 1,2 - SO2 Rate Annual v5.16 | 971 | 6627 | Rate Constraint in lbs/MMBtu | FALSE | L | Annual | Constraint Shadow Price | US2016$/Ton | 0 | 0 | 0 | 0 | 0 | 0 | 0 | 0
NSR Pleasants 1-3 - NOX Rate Annual v5.16 | 972 | 6633 | Rate Constraint in lbs/MMBtu | FALSE | L | Annual | Seasons Included | Seasons | Winter, WintShld, Summer | Winter, WintShld, Summer | Winter, WintShld, Summer | Winter, WintShld, Summer | Winter, WintShld, Summer | Winter, WintShld, Summer | Winter, WintShld, Summer | Winter, WintShld, Summer
NSR Pleasants 1-3 - NOX Rate Annual v5.16 | 972 | 6633 | Rate Constraint in lbs/MMBtu | FALSE | L | Annual | Standard NOX | lb/MMBtu | 0.25 | 0.25 | 0.25 | 0.25 | 0.25 | 0.25 | 0.25 | 0.25
NSR Pleasants 1-3 - NOX Rate Annual v5.16 | 972 | 6633 | Rate Constraint in lbs/MMBtu | FALSE | L | Annual | Emissions at Affected Plants NOX | Thousand Tons | 6.922 | 0 | 0 | 0 | 0 | 0 | 0 | 0
NSR Pleasants 1-3 - NOX Rate Annual v5.16 | 972 | 6633 | Rate Constraint in lbs/MMBtu | FALSE | L | Annual | Allowances Purchased NOX | Thousand Tons | 0 | 0 | 0 | 0 | 0 | 0 | 0 | 0
NSR Pleasants 1-3 - NOX Rate Annual v5.16 | 972 | 6633 | Rate Constraint in lbs/MMBtu | FALSE | L | Annual | Allowances Sold NOX | Thousand Tons | 0 | 0 | 0 | 0 | 0 | 0 | 0 | 0
NSR Pleasants 1-3 - NOX Rate Annual v5.16 | 972 | 6633 | Rate Constraint in lbs/MMBtu | FALSE | L | Annual | Allowances Banked | Thousand Tons | 0 | 0 | 0 | 0 | 0 | 0 | 0 | 0
NSR Pleasants 1-3 - NOX Rate Annual v5.16 | 972 | 6633 | Rate Constraint in lbs/MMBtu | FALSE | L | Annual | Allowances Withdrawn (1:1) | Thousand Tons | 0 | 0 | 0 | 0 | 0 | 0 | 0 | 0
NSR Pleasants 1-3 - NOX Rate Annual v5.16 | 972 | 6633 | Rate Constraint in lbs/MMBtu | FALSE | L | Annual | Allowances Withdrawn (n:1) | Thousand Tons | 0 | 0 | 0 | 0 | 0 | 0 | 0 | 0
NSR Pleasants 1-3 - NOX Rate Annual v5.16 | 972 | 6633 | Rate Constraint in lbs/MMBtu | FALSE | L | Annual | Net Emissions Allowance Position | Thousand Tons | 6.922 | 0 | 0 | 0 | 0 | 0 | 0 | 0
NSR Pleasants 1-3 - NOX Rate Annual v5.16 | 972 | 6633 | Rate Constraint in lbs/MMBtu | FALSE | L | Annual | Fuel Consumed | TBtu | 89.4262 | 0 | 0 | 0 | 0 | 0 | 0 | 0
NSR Pleasants 1-3 - NOX Rate Annual v5.16 | 972 | 6633 | Rate Constraint in lbs/MMBtu | FALSE | L | Annual | Rate | lb/MMBtu | 0.15481 | 0 | 0 | 0 | 0 | 0 | 0 | 0
NSR Pleasants 1-3 - NOX Rate Annual v5.16 | 972 | 6633 | Rate Constraint in lbs/MMBtu | FALSE | L | Annual | Generation | TWh | 8.654 | 0 | 0 | 0 | 0 | 0 | 0 | 0
NSR Pleasants 1-3 - NOX Rate Annual v5.16 | 972 | 6633 | Rate Constraint in lbs/MMBtu | FALSE | L | Annual | Qualifying Generation | TWh | 8.654 | 0 | 0 | 0 | 0 | 0 | 0 | 0
NSR Pleasants 1-3 - NOX Rate Annual v5.16 | 972 | 6633 | Rate Constraint in lbs/MMBtu | FALSE | L | Annual | Rate | lb/MWh | 1.5997 | 0 | 0 | 0 | 0 | 0 | 0 | 0
NSR Pleasants 1-3 - NOX Rate Annual v5.16 | 972 | 6633 | Rate Constraint in lbs/MMBtu | FALSE | L | Annual | Constraint Shadow Price | US2016$/Ton | 0 | 0 | 0 | 0 | 0 | 0 | 0 | 0
NSR Pleasants 1-3 - NOX Rate Summer v5.16 | 973 | 6634 | Rate Constraint in lbs/MMBtu | FALSE | L | Annual | Seasons Included | Seasons | Summer | Summer | Summer | Summer | Summer | Summer | Summer | Summer
NSR Pleasants 1-3 - NOX Rate Summer v5.16 | 973 | 6634 | Rate Constraint in lbs/MMBtu | FALSE | L | Annual | Standard NOX | lb/MMBtu | 0.2 | 0.2 | 0.2 | 0.2 | 0.2 | 0.2 | 0.2 | 0.2
NSR Pleasants 1-3 - NOX Rate Summer v5.16 | 973 | 6634 | Rate Constraint in lbs/MMBtu | FALSE | L | Annual | Emissions at Affected Plants NOX | Thousand Tons | 2.7163 | 0 | 0 | 0 | 0 | 0 | 0 | 0
NSR Pleasants 1-3 - NOX Rate Summer v5.16 | 973 | 6634 | Rate Constraint in lbs/MMBtu | FALSE | L | Annual | Allowances Purchased NOX | Thousand Tons | 0 | 0 | 0 | 0 | 0 | 0 | 0 | 0
NSR Pleasants 1-3 - NOX Rate Summer v5.16 | 973 | 6634 | Rate Constraint in lbs/MMBtu | FALSE | L | Annual | Allowances Sold NOX | Thousand Tons | 0 | 0 | 0 | 0 | 0 | 0 | 0 | 0
NSR Pleasants 1-3 - NOX Rate Summer v5.16 | 973 | 6634 | Rate Constraint in lbs/MMBtu | FALSE | L | Annual | Allowances Banked | Thousand Tons | 0 | 0 | 0 | 0 | 0 | 0 | 0 | 0
NSR Pleasants 1-3 - NOX Rate Summer v5.16 | 973 | 6634 | Rate Constraint in lbs/MMBtu | FALSE | L | Annual | Allowances Withdrawn (1:1) | Thousand Tons | 0 | 0 | 0 | 0 | 0 | 0 | 0 | 0
NSR Pleasants 1-3 - NOX Rate Summer v5.16 | 973 | 6634 | Rate Constraint in lbs/MMBtu | FALSE | L | Annual | Allowances Withdrawn (n:1) | Thousand Tons | 0 | 0 | 0 | 0 | 0 | 0 | 0 | 0
NSR Pleasants 1-3 - NOX Rate Summer v5.16 | 973 | 6634 | Rate Constraint in lbs/MMBtu | FALSE | L | Annual | Net Emissions Allowance Position | Thousand Tons | 2.7163 | 0 | 0 | 0 | 0 | 0 | 0 | 0
NSR Pleasants 1-3 - NOX Rate Summer v5.16 | 973 | 6634 | Rate Constraint in lbs/MMBtu | FALSE | L | Annual | Fuel Consumed | TBtu | 35.0914 | 0 | 0 | 0 | 0 | 0 | 0 | 0
NSR Pleasants 1-3 - NOX Rate Summer v5.16 | 973 | 6634 | Rate Constraint in lbs/MMBtu | FALSE | L | Annual | Rate | lb/MMBtu | 0.15481 | 0 | 0 | 0 | 0 | 0 | 0 | 0
NSR Pleasants 1-3 - NOX Rate Summer v5.16 | 973 | 6634 | Rate Constraint in lbs/MMBtu | FALSE | L | Annual | Generation | TWh | 3.3959 | 0 | 0 | 0 | 0 | 0 | 0 | 0
NSR Pleasants 1-3 - NOX Rate Summer v5.16 | 973 | 6634 | Rate Constraint in lbs/MMBtu | FALSE | L | Annual | Qualifying Generation | TWh | 3.3959 | 0 | 0 | 0 | 0 | 0 | 0 | 0
NSR Pleasants 1-3 - NOX Rate Summer v5.16 | 973 | 6634 | Rate Constraint in lbs/MMBtu | FALSE | L | Annual | Rate | lb/MWh | 1.5997 | 0 | 0 | 0 | 0 | 0 | 0 | 0
NSR Pleasants 1-3 - NOX Rate Summer v5.16 | 973 | 6634 | Rate Constraint in lbs/MMBtu | FALSE | L | Annual | Constraint Shadow Price | US2016$/Ton | 0 | 0 | 0 | 0 | 0 | 0 | 0 | 0
NSR Prairie Creek NOX Cap v5.16 | 974 | 6615 | Rate Constraint in MTons | FALSE | L | Annual | Seasons Included | Seasons | Winter, WintShld, Summer | Winter, WintShld, Summer | Winter, WintShld, Summer | Winter, WintShld, Summer | Winter, WintShld, Summer | Winter, WintShld, Summer | Winter, WintShld, Summer | Winter, WintShld, Summer
NSR Prairie Creek NOX Cap v5.16 | 974 | 6615 | Rate Constraint in MTons | FALSE | L | Annual | Standard NOX | Thousand Tons | 2.65 | 2.65 | 2.65 | 1.5 | 1.5 | 1.5 | 1.5 | 1.5
NSR Prairie Creek NOX Cap v5.16 | 974 | 6615 | Rate Constraint in MTons | FALSE | L | Annual | Emissions at Affected Plants NOX | Thousand Tons | 0 | 0.29045 | 0.029683 | 0.029683 | 0.029683 | 0 | 0 | 0
NSR Prairie Creek NOX Cap v5.16 | 974 | 6615 | Rate Constraint in MTons | FALSE | L | Annual | Allowances Purchased NOX | Thousand Tons | 0 | 0 | 0 | 0 | 0 | 0 | 0 | 0
NSR Prairie Creek NOX Cap v5.16 | 974 | 6615 | Rate Constraint in MTons | FALSE | L | Annual | Allowances Sold NOX | Thousand Tons | 0 | 0 | 0 | 0 | 0 | 0 | 0 | 0
NSR Prairie Creek NOX Cap v5.16 | 974 | 6615 | Rate Constraint in MTons | FALSE | L | Annual | Allowances Banked | Thousand Tons | 0 | 0 | 0 | 0 | 0 | 0 | 0 | 0
NSR Prairie Creek NOX Cap v5.16 | 974 | 6615 | Rate Constraint in MTons | FALSE | L | Annual | Allowances Withdrawn (1:1) | Thousand Tons | 0 | 0 | 0 | 0 | 0 | 0 | 0 | 0
NSR Prairie Creek NOX Cap v5.16 | 974 | 6615 | Rate Constraint in MTons | FALSE | L | Annual | Allowances Withdrawn (n:1) | Thousand Tons | 0 | 0 | 0 | 0 | 0 | 0 | 0 | 0
NSR Prairie Creek NOX Cap v5.16 | 974 | 6615 | Rate Constraint in MTons | FALSE | L | Annual | Net Emissions Allowance Position | Thousand Tons | 0 | 0.29045 | 0.029683 | 0.029683 | 0.029683 | 0 | 0 | 0
NSR Prairie Creek NOX Cap v5.16 | 974 | 6615 | Rate Constraint in MTons | FALSE | L | Annual | Fuel Consumed | TBtu | 0 | 1.6843 | 0.17213 | 0.17213 | 0.17213 | 0 | 0 | 0
NSR Prairie Creek NOX Cap v5.16 | 974 | 6615 | Rate Constraint in MTons | FALSE | L | Annual | Rate | lb/MMBtu | 0 | 0.34489 | 0.34489 | 0.34489 | 0.34489 | 0 | 0 | 0
NSR Prairie Creek NOX Cap v5.16 | 974 | 6615 | Rate Constraint in MTons | FALSE | L | Annual | Generation | TWh | 0 | 0.11863 | 0.012123 | 0.012123 | 0.012123 | 0 | 0 | 0
NSR Prairie Creek NOX Cap v5.16 | 974 | 6615 | Rate Constraint in MTons | FALSE | L | Annual | Qualifying Generation | TWh | 0 | 0.11863 | 0.012123 | 0.012123 | 0.012123 | 0 | 0 | 0
NSR Prairie Creek NOX Cap v5.16 | 974 | 6615 | Rate Constraint in MTons | FALSE | L | Annual | Rate | lb/MWh | 0 | 4.8968 | 4.8968 | 4.8968 | 4.8968 | 0 | 0 | 0
NSR Prairie Creek NOX Cap v5.16 | 974 | 6615 | Rate Constraint in MTons | FALSE | L | Annual | Constraint Shadow Price | US2016$/Ton | 0 | 0 | 0 | 0 | 0 | 0 | 0 | 0
NSR Prairie Creek SO2 Cap v5.16 | 975 | 6624 | Rate Constraint in MTons | FALSE | L | Annual | Seasons Included | Seasons | Winter, WintShld, Summer | Winter, WintShld, Summer | Winter, WintShld, Summer | Winter, WintShld, Summer | Winter, WintShld, Summer | Winter, WintShld, Summer | Winter, WintShld, Summer | Winter, WintShld, Summer
NSR Prairie Creek SO2 Cap v5.16 | 975 | 6624 | Rate Constraint in MTons | FALSE | L | Annual | Standard SO2 | Thousand Tons | 3 | 3 | 3 | 0.1 | 0.1 | 0.1 | 0.1 | 0.1
NSR Prairie Creek SO2 Cap v5.16 | 975 | 6624 | Rate Constraint in MTons | FALSE | L | Annual | Emissions at Affected Plants SO2 | Thousand Tons | 0 | 0.47168 | 0.048204 | 0.048204 | 0.048204 | 0 | 0 | 0
NSR Prairie Creek SO2 Cap v5.16 | 975 | 6624 | Rate Constraint in MTons | FALSE | L | Annual | Allowances Purchased SO2 | Thousand Tons | 0 | 0 | 0 | 0 | 0 | 0 | 0 | 0
NSR Prairie Creek SO2 Cap v5.16 | 975 | 6624 | Rate Constraint in MTons | FALSE | L | Annual | Allowances Sold SO2 | Thousand Tons | 0 | 0 | 0 | 0 | 0 | 0 | 0 | 0
NSR Prairie Creek SO2 Cap v5.16 | 975 | 6624 | Rate Constraint in MTons | FALSE | L | Annual | Allowances Banked | Thousand Tons | 0 | 0 | 0 | 0 | 0 | 0 | 0 | 0
NSR Prairie Creek SO2 Cap v5.16 | 975 | 6624 | Rate Constraint in MTons | FALSE | L | Annual | Allowances Withdrawn (1:1) | Thousand Tons | 0 | 0 | 0 | 0 | 0 | 0 | 0 | 0
NSR Prairie Creek SO2 Cap v5.16 | 975 | 6624 | Rate Constraint in MTons | FALSE | L | Annual | Allowances Withdrawn (n:1) | Thousand Tons | 0 | 0 | 0 | 0 | 0 | 0 | 0 | 0
NSR Prairie Creek SO2 Cap v5.16 | 975 | 6624 | Rate Constraint in MTons | FALSE | L | Annual | Net Emissions Allowance Position | Thousand Tons | 0 | 0.47168 | 0.048204 | 0.048204 | 0.048204 | 0 | 0 | 0
NSR Prairie Creek SO2 Cap v5.16 | 975 | 6624 | Rate Constraint in MTons | FALSE | L | Annual | Fuel Consumed | TBtu | 0 | 1.6843 | 0.17213 | 0.17213 | 0.17213 | 0 | 0 | 0
NSR Prairie Creek SO2 Cap v5.16 | 975 | 6624 | Rate Constraint in MTons | FALSE | L | Annual | Rate | lb/MMBtu | 0 | 0.5601 | 0.5601 | 0.5601 | 0.5601 | 0 | 0 | 0
NSR Prairie Creek SO2 Cap v5.16 | 975 | 6624 | Rate Constraint in MTons | FALSE | L | Annual | Generation | TWh | 0 | 0.11863 | 0.012123 | 0.012123 | 0.012123 | 0 | 0 | 0
NSR Prairie Creek SO2 Cap v5.16 | 975 | 6624 | Rate Constraint in MTons | FALSE | L | Annual | Qualifying Generation | TWh | 0 | 0.11863 | 0.012123 | 0.012123 | 0.012123 | 0 | 0 | 0
NSR Prairie Creek SO2 Cap v5.16 | 975 | 6624 | Rate Constraint in MTons | FALSE | L | Annual | Rate | lb/MWh | 0 | 7.9523 | 7.9523 | 7.9523 | 7.9523 | 0 | 0 | 0
NSR Prairie Creek SO2 Cap v5.16 | 975 | 6624 | Rate Constraint in MTons | FALSE | L | Annual | Constraint Shadow Price | US2016$/Ton | 0 | 0 | 0 | 0 | 0 | 0 | 0 | 0
NSR Prairie Creek Unit 3 SO2 Rate v5.16 | 976 | 6622 | Rate Constraint in lbs/MMBtu | FALSE | L | Annual | Seasons Included | Seasons | Winter, WintShld, Summer | Winter, WintShld, Summer | Winter, WintShld, Summer | Winter, WintShld, Summer | Winter, WintShld, Summer | Winter, WintShld, Summer | Winter, WintShld, Summer | Winter, WintShld, Summer
NSR Prairie Creek Unit 3 SO2 Rate v5.16 | 976 | 6622 | Rate Constraint in lbs/MMBtu | FALSE | L | Annual | Standard SO2 | lb/MMBtu | 0.7 | 0.7 | 0.7 | 0.7 | 0.7 | 0.7 | 0.7 | 0.7
NSR Prairie Creek Unit 3 SO2 Rate v5.16 | 976 | 6622 | Rate Constraint in lbs/MMBtu | FALSE | L | Annual | Emissions at Affected Plants SO2 | Thousand Tons | 0 | 0.47168 | 0.048204 | 0.048204 | 0.048204 | 0 | 0 | 0
NSR Prairie Creek Unit 3 SO2 Rate v5.16 | 976 | 6622 | Rate Constraint in lbs/MMBtu | FALSE | L | Annual | Allowances Purchased SO2 | Thousand Tons | 0 | 0 | 0 | 0 | 0 | 0 | 0 | 0
NSR Prairie Creek Unit 3 SO2 Rate v5.16 | 976 | 6622 | Rate Constraint in lbs/MMBtu | FALSE | L | Annual | Allowances Sold SO2 | Thousand Tons | 0 | 0 | 0 | 0 | 0 | 0 | 0 | 0
NSR Prairie Creek Unit 3 SO2 Rate v5.16 | 976 | 6622 | Rate Constraint in lbs/MMBtu | FALSE | L | Annual | Allowances Banked | Thousand Tons | 0 | 0 | 0 | 0 | 0 | 0 | 0 | 0
NSR Prairie Creek Unit 3 SO2 Rate v5.16 | 976 | 6622 | Rate Constraint in lbs/MMBtu | FALSE | L | Annual | Allowances Withdrawn (1:1) | Thousand Tons | 0 | 0 | 0 | 0 | 0 | 0 | 0 | 0
NSR Prairie Creek Unit 3 SO2 Rate v5.16 | 976 | 6622 | Rate Constraint in lbs/MMBtu | FALSE | L | Annual | Allowances Withdrawn (n:1) | Thousand Tons | 0 | 0 | 0 | 0 | 0 | 0 | 0 | 0
NSR Prairie Creek Unit 3 SO2 Rate v5.16 | 976 | 6622 | Rate Constraint in lbs/MMBtu | FALSE | L | Annual | Net Emissions Allowance Position | Thousand Tons | 0 | 0.47168 | 0.048204 | 0.048204 | 0.048204 | 0 | 0 | 0
NSR Prairie Creek Unit 3 SO2 Rate v5.16 | 976 | 6622 | Rate Constraint in lbs/MMBtu | FALSE | L | Annual | Fuel Consumed | TBtu | 0 | 1.6843 | 0.17213 | 0.17213 | 0.17213 | 0 | 0 | 0
NSR Prairie Creek Unit 3 SO2 Rate v5.16 | 976 | 6622 | Rate Constraint in lbs/MMBtu | FALSE | L | Annual | Rate | lb/MMBtu | 0 | 0.5601 | 0.5601 | 0.5601 | 0.5601 | 0 | 0 | 0
NSR Prairie Creek Unit 3 SO2 Rate v5.16 | 976 | 6622 | Rate Constraint in lbs/MMBtu | FALSE | L | Annual | Generation | TWh | 0 | 0.11863 | 0.012123 | 0.012123 | 0.012123 | 0 | 0 | 0
NSR Prairie Creek Unit 3 SO2 Rate v5.16 | 976 | 6622 | Rate Constraint in lbs/MMBtu | FALSE | L | Annual | Qualifying Generation | TWh | 0 | 0.11863 | 0.012123 | 0.012123 | 0.012123 | 0 | 0 | 0
NSR Prairie Creek Unit 3 SO2 Rate v5.16 | 976 | 6622 | Rate Constraint in lbs/MMBtu | FALSE | L | Annual | Rate | lb/MWh | 0 | 7.9523 | 7.9523 | 7.9523 | 7.9523 | 0 | 0 | 0
NSR Prairie Creek Unit 3 SO2 Rate v5.16 | 976 | 6622 | Rate Constraint in lbs/MMBtu | FALSE | L | Annual | Constraint Shadow Price | US2016$/Ton | 0 | 0 | 0 | 0 | 0 | 0 | 0 | 0
NSR Prairie Creek Unit 4 SO2 Rate v5.16 | 977 | 6623 | Rate Constraint in lbs/MMBtu | FALSE | L | Annual | Seasons Included | Seasons | Winter, WintShld, Summer | Winter, WintShld, Summer | Winter, WintShld, Summer | Winter, WintShld, Summer | Winter, WintShld, Summer | Winter, WintShld, Summer | Winter, WintShld, Summer | Winter, WintShld, Summer
NSR Prairie Creek Unit 4 SO2 Rate v5.16 | 977 | 6623 | Rate Constraint in lbs/MMBtu | FALSE | L | Annual | Standard SO2 | lb/MMBtu | 0.7 | 0.7 | 0.7 | 0.7 | 0.7 | 0.7 | 0.7 | 0.7
NSR Prairie Creek Unit 4 SO2 Rate v5.16 | 977 | 6623 | Rate Constraint in lbs/MMBtu | FALSE | L | Annual | Emissions at Affected Plants SO2 | Thousand Tons | 0 | 0 | 0 | 0 | 0 | 0 | 0 | 0
NSR Prairie Creek Unit 4 SO2 Rate v5.16 | 977 | 6623 | Rate Constraint in lbs/MMBtu | FALSE | L | Annual | Allowances Purchased SO2 | Thousand Tons | 0 | 0 | 0 | 0 | 0 | 0 | 0 | 0
NSR Prairie Creek Unit 4 SO2 Rate v5.16 | 977 | 6623 | Rate Constraint in lbs/MMBtu | FALSE | L | Annual | Allowances Sold SO2 | Thousand Tons | 0 | 0 | 0 | 0 | 0 | 0 | 0 | 0
NSR Prairie Creek Unit 4 SO2 Rate v5.16 | 977 | 6623 | Rate Constraint in lbs/MMBtu | FALSE | L | Annual | Allowances Banked | Thousand Tons | 0 | 0 | 0 | 0 | 0 | 0 | 0 | 0
NSR Prairie Creek Unit 4 SO2 Rate v5.16 | 977 | 6623 | Rate Constraint in lbs/MMBtu | FALSE | L | Annual | Allowances Withdrawn (1:1) | Thousand Tons | 0 | 0 | 0 | 0 | 0 | 0 | 0 | 0
NSR Prairie Creek Unit 4 SO2 Rate v5.16 | 977 | 6623 | Rate Constraint in lbs/MMBtu | FALSE | L | Annual | Allowances Withdrawn (n:1) | Thousand Tons | 0 | 0 | 0 | 0 | 0 | 0 | 0 | 0
NSR Prairie Creek Unit 4 SO2 Rate v5.16 | 977 | 6623 | Rate Constraint in lbs/MMBtu | FALSE | L | Annual | Net Emissions Allowance Position | Thousand Tons | 0 | 0 | 0 | 0 | 0 | 0 | 0 | 0
NSR Prairie Creek Unit 4 SO2 Rate v5.16 | 977 | 6623 | Rate Constraint in lbs/MMBtu | FALSE | L | Annual | Fuel Consumed | TBtu | 0 | 0 | 0 | 0 | 0 | 0 | 0 | 0
NSR Prairie Creek Unit 4 SO2 Rate v5.16 | 977 | 6623 | Rate Constraint in lbs/MMBtu | FALSE | L | Annual | Rate | lb/MMBtu | 0 | 0 | 0 | 0 | 0 | 0 | 0 | 0
NSR Prairie Creek Unit 4 SO2 Rate v5.16 | 977 | 6623 | Rate Constraint in lbs/MMBtu | FALSE | L | Annual | Generation | TWh | 0 | 0 | 0 | 0 | 0 | 0 | 0 | 0
NSR Prairie Creek Unit 4 SO2 Rate v5.16 | 977 | 6623 | Rate Constraint in lbs/MMBtu | FALSE | L | Annual | Qualifying Generation | TWh | 0 | 0 | 0 | 0 | 0 | 0 | 0 | 0
NSR Prairie Creek Unit 4 SO2 Rate v5.16 | 977 | 6623 | Rate Constraint in lbs/MMBtu | FALSE | L | Annual | Rate | lb/MWh | 0 | 0 | 0 | 0 | 0 | 0 | 0 | 0
NSR Prairie Creek Unit 4 SO2 Rate v5.16 | 977 | 6623 | Rate Constraint in lbs/MMBtu | FALSE | L | Annual | Constraint Shadow Price | US2016$/Ton | 0 | 0 | 0 | 0 | 0 | 0 | 0 | 0
NSR Rapids 5,6 - NOX Rate Annual v5.14 | 978 | 6974 | Rate Constraint in lbs/MMBtu | FALSE | L | Annual | Seasons Included | Seasons | Winter, WintShld, Summer | Winter, WintShld, Summer | Winter, WintShld, Summer | Winter, WintShld, Summer | Winter, WintShld, Summer | Winter, WintShld, Summer | Winter, WintShld, Summer | Winter, WintShld, Summer
NSR Rapids 5,6 - NOX Rate Annual v5.14 | 978 | 6974 | Rate Constraint in lbs/MMBtu | FALSE | L | Annual | Standard NOX | lb/MMBtu | 0.44927 | 0.44927 | 0.44927 | 0.44927 | 0.44927 | 0.44927 | 0.44927 | 0.44927
NSR Rapids 5,6 - NOX Rate Annual v5.14 | 978 | 6974 | Rate Constraint in lbs/MMBtu | FALSE | L | Annual | Emissions at Affected Plants NOX | Thousand Tons | 0 | 0 | 0 | 0 | 0 | 0 | 0 | 0
NSR Rapids 5,6 - NOX Rate Annual v5.14 | 978 | 6974 | Rate Constraint in lbs/MMBtu | FALSE | L | Annual | Allowances Purchased NOX | Thousand Tons | 0 | 0 | 0 | 0 | 0 | 0 | 0 | 0
NSR Rapids 5,6 - NOX Rate Annual v5.14 | 978 | 6974 | Rate Constraint in lbs/MMBtu | FALSE | L | Annual | Allowances Sold NOX | Thousand Tons | 0 | 0 | 0 | 0 | 0 | 0 | 0 | 0
NSR Rapids 5,6 - NOX Rate Annual v5.14 | 978 | 6974 | Rate Constraint in lbs/MMBtu | FALSE | L | Annual | Allowances Banked | Thousand Tons | 0 | 0 | 0 | 0 | 0 | 0 | 0 | 0
NSR Rapids 5,6 - NOX Rate Annual v5.14 | 978 | 6974 | Rate Constraint in lbs/MMBtu | FALSE | L | Annual | Allowances Withdrawn (1:1) | Thousand Tons | 0 | 0 | 0 | 0 | 0 | 0 | 0 | 0
NSR Rapids 5,6 - NOX Rate Annual v5.14 | 978 | 6974 | Rate Constraint in lbs/MMBtu | FALSE | L | Annual | Allowances Withdrawn (n:1) | Thousand Tons | 0 | 0 | 0 | 0 | 0 | 0 | 0 | 0
NSR Rapids 5,6 - NOX Rate Annual v5.14 | 978 | 6974 | Rate Constraint in lbs/MMBtu | FALSE | L | Annual | Net Emissions Allowance Position | Thousand Tons | 0 | 0 | 0 | 0 | 0 | 0 | 0 | 0
NSR Rapids 5,6 - NOX Rate Annual v5.14 | 978 | 6974 | Rate Constraint in lbs/MMBtu | FALSE | L | Annual | Fuel Consumed | TBtu | 0 | 0 | 0 | 0 | 0 | 0 | 0 | 0
NSR Rapids 5,6 - NOX Rate Annual v5.14 | 978 | 6974 | Rate Constraint in lbs/MMBtu | FALSE | L | Annual | Rate | lb/MMBtu | 0 | 0 | 0 | 0 | 0 | 0 | 0 | 0
NSR Rapids 5,6 - NOX Rate Annual v5.14 | 978 | 6974 | Rate Constraint in lbs/MMBtu | FALSE | L | Annual | Generation | TWh | 0 | 0 | 0 | 0 | 0 | 0 | 0 | 0
NSR Rapids 5,6 - NOX Rate Annual v5.14 | 978 | 6974 | Rate Constraint in lbs/MMBtu | FALSE | L | Annual | Qualifying Generation | TWh | 0 | 0 | 0 | 0 | 0 | 0 | 0 | 0
NSR Rapids 5,6 - NOX Rate Annual v5.14 | 978 | 6974 | Rate Constraint in lbs/MMBtu | FALSE | L | Annual | Rate | lb/MWh | 0 | 0 | 0 | 0 | 0 | 0 | 0 | 0
NSR Rapids 5,6 - NOX Rate Annual v5.14 | 978 | 6974 | Rate Constraint in lbs/MMBtu | FALSE | L | Annual | Constraint Shadow Price | US2016$/Ton | 0 | 0 | 0 | 0 | 0 | 0 | 0 | 0
NSR Rapids 5,6 - SO2 Rate Annual v5.14 | 979 | 6975 | Rate Constraint in lbs/MMBtu | FALSE | L | Annual | Seasons Included | Seasons | Winter, WintShld, Summer | Winter, WintShld, Summer | Winter, WintShld, Summer | Winter, WintShld, Summer | Winter, WintShld, Summer | Winter, WintShld, Summer | Winter, WintShld, Summer | Winter, WintShld, Summer
NSR Rapids 5,6 - SO2 Rate Annual v5.14 | 979 | 6975 | Rate Constraint in lbs/MMBtu | FALSE | L | Annual | Standard SO2 | lb/MMBtu | 0.15 | 0.15 | 0.15 | 0.15 | 0.15 | 0.15 | 0.15 | 0.15
NSR Rapids 5,6 - SO2 Rate Annual v5.14 | 979 | 6975 | Rate Constraint in lbs/MMBtu | FALSE | L | Annual | Emissions at Affected Plants SO2 | Thousand Tons | 0 | 0 | 0 | 0 | 0 | 0 | 0 | 0
NSR Rapids 5,6 - SO2 Rate Annual v5.14 | 979 | 6975 | Rate Constraint in lbs/MMBtu | FALSE | L | Annual | Allowances Purchased SO2 | Thousand Tons | 0 | 0 | 0 | 0 | 0 | 0 | 0 | 0
NSR Rapids 5,6 - SO2 Rate Annual v5.14 | 979 | 6975 | Rate Constraint in lbs/MMBtu | FALSE | L | Annual | Allowances Sold SO2 | Thousand Tons | 0 | 0 | 0 | 0 | 0 | 0 | 0 | 0
NSR Rapids 5,6 - SO2 Rate Annual v5.14 | 979 | 6975 | Rate Constraint in lbs/MMBtu | FALSE | L | Annual | Allowances Banked | Thousand Tons | 0 | 0 | 0 | 0 | 0 | 0 | 0 | 0
NSR Rapids 5,6 - SO2 Rate Annual v5.14 | 979 | 6975 | Rate Constraint in lbs/MMBtu | FALSE | L | Annual | Allowances Withdrawn (1:1) | Thousand Tons | 0 | 0 | 0 | 0 | 0 | 0 | 0 | 0
NSR Rapids 5,6 - SO2 Rate Annual v5.14 | 979 | 6975 | Rate Constraint in lbs/MMBtu | FALSE | L | Annual | Allowances Withdrawn (n:1) | Thousand Tons | 0 | 0 | 0 | 0 | 0 | 0 | 0 | 0
NSR Rapids 5,6 - SO2 Rate Annual v5.14 | 979 | 6975 | Rate Constraint in lbs/MMBtu | FALSE | L | Annual | Net Emissions Allowance Position | Thousand Tons | 0 | 0 | 0 | 0 | 0 | 0 | 0 | 0
NSR Rapids 5,6 - SO2 Rate Annual v5.14 | 979 | 6975 | Rate Constraint in lbs/MMBtu | FALSE | L | Annual | Fuel Consumed | TBtu | 0 | 0 | 0 | 0 | 0 | 0 | 0 | 0
NSR Rapids 5,6 - SO2 Rate Annual v5.14 | 979 | 6975 | Rate Constraint in lbs/MMBtu | FALSE | L | Annual | Rate | lb/MMBtu | 0 | 0 | 0 | 0 | 0 | 0 | 0 | 0
NSR Rapids 5,6 - SO2 Rate Annual v5.14 | 979 | 6975 | Rate Constraint in lbs/MMBtu | FALSE | L | Annual | Generation | TWh | 0 | 0 | 0 | 0 | 0 | 0 | 0 | 0
NSR Rapids 5,6 - SO2 Rate Annual v5.14 | 979 | 6975 | Rate Constraint in lbs/MMBtu | FALSE | L | Annual | Qualifying Generation | TWh | 0 | 0 | 0 | 0 | 0 | 0 | 0 | 0
NSR Rapids 5,6 - SO2 Rate Annual v5.14 | 979 | 6975 | Rate Constraint in lbs/MMBtu | FALSE | L | Annual | Rate | lb/MWh | 0 | 0 | 0 | 0 | 0 | 0 | 0 | 0
NSR Rapids 5,6 - SO2 Rate Annual v5.14 | 979 | 6975 | Rate Constraint in lbs/MMBtu | FALSE | L | Annual | Constraint Shadow Price | US2016$/Ton | 0 | 0 | 0 | 0 | 0 | 0 | 0 | 0
NSR Rockport 1 & 2 - SO2 Cap Annual v5.13 | 980 | 5898 | Rate Constraint in MTons | FALSE | L | Annual | Seasons Included | Seasons | Winter, WintShld, Summer | Winter, WintShld, Summer | Winter, WintShld, Summer | Winter, WintShld, Summer | Winter, WintShld, Summer | Winter, WintShld, Summer | Winter, WintShld, Summer | Winter, WintShld, Summer
NSR Rockport 1 & 2 - SO2 Cap Annual v5.13 | 980 | 5898 | Rate Constraint in MTons | FALSE | L | Annual | Standard SO2 | Thousand Tons | 22 | 22 | 22 | 10 | 10 | 10 | 10 | 10
NSR Rockport 1 & 2 - SO2 Cap Annual v5.13 | 980 | 5898 | Rate Constraint in MTons | FALSE | L | Annual | Emissions at Affected Plants SO2 | Thousand Tons | 0 | 2.2339 | 2.2339 | 2.2339 | 0 | 0 | 0 | 0
NSR Rockport 1 & 2 - SO2 Cap Annual v5.13 | 980 | 5898 | Rate Constraint in MTons | FALSE | L | Annual | Allowances Purchased SO2 | Thousand Tons | 0 | 0 | 0 | 0 | 0 | 0 | 0 | 0
NSR Rockport 1 & 2 - SO2 Cap Annual v5.13 | 980 | 5898 | Rate Constraint in MTons | FALSE | L | Annual | Allowances Sold SO2 | Thousand Tons | 0 | 0 | 0 | 0 | 0 | 0 | 0 | 0
NSR Rockport 1 & 2 - SO2 Cap Annual v5.13 | 980 | 5898 | Rate Constraint in MTons | FALSE | L | Annual | Allowances Banked | Thousand Tons | 0 | 0 | 0 | 0 | 0 | 0 | 0 | 0
NSR Rockport 1 & 2 - SO2 Cap Annual v5.13 | 980 | 5898 | Rate Constraint in MTons | FALSE | L | Annual | Allowances Withdrawn (1:1) | Thousand Tons | 0 | 0 | 0 | 0 | 0 | 0 | 0 | 0
NSR Rockport 1 & 2 - SO2 Cap Annual v5.13 | 980 | 5898 | Rate Constraint in MTons | FALSE | L | Annual | Allowances Withdrawn (n:1) | Thousand Tons | 0 | 0 | 0 | 0 | 0 | 0 | 0 | 0
NSR Rockport 1 & 2 - SO2 Cap Annual v5.13 | 980 | 5898 | Rate Constraint in MTons | FALSE | L | Annual | Net Emissions Allowance Position | Thousand Tons | 0 | 2.2339 | 2.2339 | 2.2339 | 0 | 0 | 0 | 0
NSR Rockport 1 & 2 - SO2 Cap Annual v5.13 | 980 | 5898 | Rate Constraint in MTons | FALSE | L | Annual | Fuel Consumed | TBtu | 0 | 33.364 | 33.364 | 33.364 | 0 | 0 | 0 | 0
NSR Rockport 1 & 2 - SO2 Cap Annual v5.13 | 980 | 5898 | Rate Constraint in MTons | FALSE | L | Annual | Rate | lb/MMBtu | 0 | 0.13391 | 0.13391 | 0.13391 | 0 | 0 | 0 | 0
NSR Rockport 1 & 2 - SO2 Cap Annual v5.13 | 980 | 5898 | Rate Constraint in MTons | FALSE | L | Annual | Generation | TWh | 0 | 3.2261 | 3.2521 | 3.2521 | 0 | 0 | 0 | 0
NSR Rockport 1 & 2 - SO2 Cap Annual v5.13 | 980 | 5898 | Rate Constraint in MTons | FALSE | L | Annual | Qualifying Generation | TWh | 0 | 3.2261 | 3.2521 | 3.2521 | 0 | 0 | 0 | 0
NSR Rockport 1 & 2 - SO2 Cap Annual v5.13 | 980 | 5898 | Rate Constraint in MTons | FALSE | L | Annual | Rate | lb/MWh | 0 | 1.3849 | 1.3739 | 1.3739 | 0 | 0 | 0 | 0
NSR Rockport 1 & 2 - SO2 Cap Annual v5.13 | 980 | 5898 | Rate Constraint in MTons | FALSE | L | Annual | Constraint Shadow Price | US2016$/Ton | 0 | 0 | 0 | 0 | 0 | 0 | 0 | 0
NSR Santee Cooper - NOX Cap Annual v3.1 | 981 | 1857 | Rate Constraint in MTons | FALSE | L | Annual | Seasons Included | Seasons | Winter, WintShld, Summer | Winter, WintShld, Summer | Winter, WintShld, Summer | Winter, WintShld, Summer | Winter, WintShld, Summer | Winter, WintShld, Summer | Winter, WintShld, Summer | Winter, WintShld, Summer
NSR Santee Cooper - NOX Cap Annual v3.1 | 981 | 1857 | Rate Constraint in MTons | FALSE | L | Annual | Standard NOX | Thousand Tons | 20 | 20 | 20 | 20 | 20 | 20 | 20 | 20
NSR Santee Cooper - NOX Cap Annual v3.1 | 981 | 1857 | Rate Constraint in MTons | FALSE | L | Annual | Emissions at Affected Plants NOX | Thousand Tons | 4.2179 | 4.4192 | 4.5315 | 3.8217 | 3.0721 | 3.3425 | 3.3506 | 3.1541
NSR Santee Cooper - NOX Cap Annual v3.1 | 981 | 1857 | Rate Constraint in MTons | FALSE | L | Annual | Allowances Purchased NOX | Thousand Tons | 0 | 0 | 0 | 0 | 0 | 0 | 0 | 0
NSR Santee Cooper - NOX Cap Annual v3.1 | 981 | 1857 | Rate Constraint in MTons | FALSE | L | Annual | Allowances Sold NOX | Thousand Tons | 0 | 0 | 0 | 0 | 0 | 0 | 0 | 0
NSR Santee Cooper - NOX Cap Annual v3.1 | 981 | 1857 | Rate Constraint in MTons | FALSE | L | Annual | Allowances Banked | Thousand Tons | 0 | 0 | 0 | 0 | 0 | 0 | 0 | 0
NSR Santee Cooper - NOX Cap Annual v3.1 | 981 | 1857 | Rate Constraint in MTons | FALSE | L | Annual | Allowances Withdrawn (1:1) | Thousand Tons | 0 | 0 | 0 | 0 | 0 | 0 | 0 | 0
NSR Santee Cooper - NOX Cap Annual v3.1 | 981 | 1857 | Rate Constraint in MTons | FALSE | L | Annual | Allowances Withdrawn (n:1) | Thousand Tons | 0 | 0 | 0 | 0 | 0 | 0 | 0 | 0
NSR Santee Cooper - NOX Cap Annual v3.1 | 981 | 1857 | Rate Constraint in MTons | FALSE | L | Annual | Net Emissions Allowance Position | Thousand Tons | 4.2179 | 4.4192 | 4.5315 | 3.8217 | 3.0721 | 3.3425 | 3.3506 | 3.1541
NSR Santee Cooper - NOX Cap Annual v3.1 | 981 | 1857 | Rate Constraint in MTons | FALSE | L | Annual | Fuel Consumed | TBtu | 118.515 | 124.4111 | 126.513 | 107.1929 | 85.1079 | 93.1162 | 93.2961 | 87.8127
NSR Santee Cooper - NOX Cap Annual v3.1 | 981 | 1857 | Rate Constraint in MTons | FALSE | L | Annual | Rate | lb/MMBtu | 0.071179 | 0.071041 | 0.071637 | 0.071305 | 0.072194 | 0.071793 | 0.071827 | 0.071837
NSR Santee Cooper - NOX Cap Annual v3.1 | 981 | 1857 | Rate Constraint in MTons | FALSE | L | Annual | Generation | TWh | 11.9343 | 12.5348 | 12.7939 | 10.866 | 8.5719 | 9.3908 | 9.4079 | 8.8591
NSR Santee Cooper - NOX Cap Annual v3.1 | 981 | 1857 | Rate Constraint in MTons | FALSE | L | Annual | Qualifying Generation | TWh | 11.9343 | 12.5348 | 12.7939 | 10.866 | 8.5719 | 9.3908 | 9.4079 | 8.8591
NSR Santee Cooper - NOX Cap Annual v3.1 | 981 | 1857 | Rate Constraint in MTons | FALSE | L | Annual | Rate | lb/MWh | 0.70685 | 0.70511 | 0.70839 | 0.70342 | 0.71679 | 0.71188 | 0.71229 | 0.71206
NSR Santee Cooper - NOX Cap Annual v3.1 | 981 | 1857 | Rate Constraint in MTons | FALSE | L | Annual | Constraint Shadow Price | US2016$/Ton | 0 | 0 | 0 | 0 | 0 | 0 | 0 | 0
NSR Santee Cooper - NOX Rate Annual v3.1 | 982 | 1858 | Rate Constraint in lbs/MMBtu | FALSE | L | Annual | Seasons Included | Seasons | Winter, WintShld, Summer | Winter, WintShld, Summer | Winter, WintShld, Summer | Winter, WintShld, Summer | Winter, WintShld, Summer | Winter, WintShld, Summer | Winter, WintShld, Summer | Winter, WintShld, Summer
NSR Santee Cooper - NOX Rate Annual v3.1 | 982 | 1858 | Rate Constraint in lbs/MMBtu | FALSE | L | Annual | Standard NOX | lb/MMBtu | 0.15 | 0.15 | 0.15 | 0.15 | 0.15 | 0.15 | 0.15 | 0.15
NSR Santee Cooper - NOX Rate Annual v3.1 | 982 | 1858 | Rate Constraint in lbs/MMBtu | FALSE | L | Annual | Emissions at Affected Plants NOX | Thousand Tons | 4.2179 | 4.4192 | 4.5315 | 3.8217 | 3.0721 | 3.3425 | 3.3506 | 3.1541
NSR Santee Cooper - NOX Rate Annual v3.1 | 982 | 1858 | Rate Constraint in lbs/MMBtu | FALSE | L | Annual | Allowances Purchased NOX | Thousand Tons | 0 | 0 | 0 | 0 | 0 | 0 | 0 | 0
NSR Santee Cooper - NOX Rate Annual v3.1 | 982 | 1858 | Rate Constraint in lbs/MMBtu | FALSE | L | Annual | Allowances Sold NOX | Thousand Tons | 0 | 0 | 0 | 0 | 0 | 0 | 0 | 0
NSR Santee Cooper - NOX Rate Annual v3.1 | 982 | 1858 | Rate Constraint in lbs/MMBtu | FALSE | L | Annual | Allowances Banked | Thousand Tons | 0 | 0 | 0 | 0 | 0 | 0 | 0 | 0
NSR Santee Cooper - NOX Rate Annual v3.1 | 982 | 1858 | Rate Constraint in lbs/MMBtu | FALSE | L | Annual | Allowances Withdrawn (1:1) | Thousand Tons | 0 | 0 | 0 | 0 | 0 | 0 | 0 | 0
NSR Santee Cooper - NOX Rate Annual v3.1 | 982 | 1858 | Rate Constraint in lbs/MMBtu | FALSE | L | Annual | Allowances Withdrawn (n:1) | Thousand Tons | 0 | 0 | 0 | 0 | 0 | 0 | 0 | 0
NSR Santee Cooper - NOX Rate Annual v3.1 | 982 | 1858 | Rate Constraint in lbs/MMBtu | FALSE | L | Annual | Net Emissions Allowance Position | Thousand Tons | 4.2179 | 4.4192 | 4.5315 | 3.8217 | 3.0721 | 3.3425 | 3.3506 | 3.1541
NSR Santee Cooper - NOX Rate Annual v3.1 | 982 | 1858 | Rate Constraint in lbs/MMBtu | FALSE | L | Annual | Fuel Consumed | TBtu | 118.515 | 124.4111 | 126.513 | 107.1929 | 85.1079 | 93.1162 | 93.2961 | 87.8127
NSR Santee Cooper - NOX Rate Annual v3.1 | 982 | 1858 | Rate Constraint in lbs/MMBtu | FALSE | L | Annual | Rate | lb/MMBtu | 0.071179 | 0.071041 | 0.071637 | 0.071305 | 0.072194 | 0.071793 | 0.071827 | 0.071837
NSR Santee Cooper - NOX Rate Annual v3.1 | 982 | 1858 | Rate Constraint in lbs/MMBtu | FALSE | L | Annual | Generation | TWh | 11.9343 | 12.5348 | 12.7939 | 10.866 | 8.5719 | 9.3908 | 9.4079 | 8.8591
NSR Santee Cooper - NOX Rate Annual v3.1 | 982 | 1858 | Rate Constraint in lbs/MMBtu | FALSE | L | Annual | Qualifying Generation | TWh | 11.9343 | 12.5348 | 12.7939 | 10.866 | 8.5719 | 9.3908 | 9.4079 | 8.8591
NSR Santee Cooper - NOX Rate Annual v3.1 | 982 | 1858 | Rate Constraint in lbs/MMBtu | FALSE | L | Annual | Rate | lb/MWh | 0.70685 | 0.70511 | 0.70839 | 0.70342 | 0.71679 | 0.71188 | 0.71229 | 0.71206
NSR Santee Cooper - NOX Rate Annual v3.1 | 982 | 1858 | Rate Constraint in lbs/MMBtu | FALSE | L | Annual | Constraint Shadow Price | US2016$/Ton | 0 | 0 | 0 | 0 | 0 | 0 | 0 | 0
NSR Santee Cooper - SO2 Cap Annual v3.1 | 983 | 1859 | Rate Constraint in MTons | FALSE | L | Annual | Seasons Included | Seasons | Winter, WintShld, Summer | Winter, WintShld, Summer | Winter, WintShld, Summer | Winter, WintShld, Summer | Winter, WintShld, Summer | Winter, WintShld, Summer | Winter, WintShld, Summer | Winter, WintShld, Summer
NSR Santee Cooper - SO2 Cap Annual v3.1 | 983 | 1859 | Rate Constraint in MTons | FALSE | L | Annual | Standard SO2 | Thousand Tons | 65 | 65 | 65 | 65 | 65 | 65 | 65 | 65
NSR Santee Cooper - SO2 Cap Annual v3.1 | 983 | 1859 | Rate Constraint in MTons | FALSE | L | Annual | Emissions at Affected Plants SO2 | Thousand Tons | 5.1993 | 6.0223 | 6.0919 | 4.9634 | 3.5219 | 3.8615 | 3.8686 | 3.7188
NSR Santee Cooper - SO2 Cap Annual v3.1 | 983 | 1859 | Rate Constraint in MTons | FALSE | L | Annual | Allowances Purchased SO2 | Thousand Tons | 0 | 0 | 0 | 0 | 0 | 0 | 0 | 0
NSR Santee Cooper - SO2 Cap Annual v3.1 | 983 | 1859 | Rate Constraint in MTons | FALSE | L | Annual | Allowances Sold SO2 | Thousand Tons | 0 | 0 | 0 | 0 | 0 | 0 | 0 | 0
NSR Santee Cooper - SO2 Cap Annual v3.1 | 983 | 1859 | Rate Constraint in MTons | FALSE | L | Annual | Allowances Banked | Thousand Tons | 0 | 0 | 0 | 0 | 0 | 0 | 0 | 0
NSR Santee Cooper - SO2 Cap Annual v3.1 | 983 | 1859 | Rate Constraint in MTons | FALSE | L | Annual | Allowances Withdrawn (1:1) | Thousand Tons | 0 | 0 | 0 | 0 | 0 | 0 | 0 | 0
NSR Santee Cooper - SO2 Cap Annual v3.1 | 983 | 1859 | Rate Constraint in MTons | FALSE | L | Annual | Allowances Withdrawn (n:1) | Thousand Tons | 0 | 0 | 0 | 0 | 0 | 0 | 0 | 0
NSR Santee Cooper - SO2 Cap Annual v3.1 | 983 | 1859 | Rate Constraint in MTons | FALSE | L | Annual | Net Emissions Allowance Position | Thousand Tons | 5.1993 | 6.0223 | 6.0919 | 4.9634 | 3.5219 | 3.8615 | 3.8686 | 3.7188
NSR Santee Cooper - SO2 Cap Annual v3.1 | 983 | 1859 | Rate Constraint in MTons | FALSE | L | Annual | Fuel Consumed | TBtu | 118.515 | 124.4111 | 126.513 | 107.1929 | 85.1079 | 93.1162 | 93.2961 | 87.8127
NSR Santee Cooper - SO2 Cap Annual v3.1 | 983 | 1859 | Rate Constraint in MTons | FALSE | L | Annual | Rate | lb/MMBtu | 0.08774 | 0.096813 | 0.096305 | 0.092608 | 0.082763 | 0.08294 | 0.082932 | 0.084699
NSR Santee Cooper - SO2 Cap Annual v3.1 | 983 | 1859 | Rate Constraint in MTons | FALSE | L | Annual | Generation | TWh | 11.9343 | 12.5348 | 12.7939 | 10.866 | 8.5719 | 9.3908 | 9.4079 | 8.8591
NSR Santee Cooper - SO2 Cap Annual v3.1 | 983 | 1859 | Rate Constraint in MTons | FALSE | L | Annual | Qualifying Generation | TWh | 11.9343 | 12.5348 | 12.7939 | 10.866 | 8.5719 | 9.3908 | 9.4079 | 8.8591
NSR Santee Cooper - SO2 Cap Annual v3.1 | 983 | 1859 | Rate Constraint in MTons | FALSE | L | Annual | Rate | lb/MWh | 0.87131 | 0.9609 | 0.95232 | 0.91357 | 0.82173 | 0.82241 | 0.82242 | 0.83955
NSR Santee Cooper - SO2 Cap Annual v3.1 | 983 | 1859 | Rate Constraint in MTons | FALSE | L | Annual | Constraint Shadow Price | US2016$/Ton | 0 | 0 | 0 | 0 | 0 | 0 | 0 | 0
NSR Santee Cooper - SO2 Rate Annual v3.1 | 984 | 1860 | Rate Constraint in lbs/MMBtu | FALSE | L | Annual | Seasons Included | Seasons | Winter, WintShld, Summer | Winter, WintShld, Summer | Winter, WintShld, Summer | Winter, WintShld, Summer | Winter, WintShld, Summer | Winter, WintShld, Summer | Winter, WintShld, Summer | Winter, WintShld, Summer
NSR Santee Cooper - SO2 Rate Annual v3.1 | 984 | 1860 | Rate Constraint in lbs/MMBtu | FALSE | L | Annual | Standard SO2 | lb/MMBtu | 0.5 | 0.5 | 0.5 | 0.5 | 0.5 | 0.5 | 0.5 | 0.5
NSR Santee Cooper - SO2 Rate Annual v3.1 | 984 | 1860 | Rate Constraint in lbs/MMBtu | FALSE | L | Annual | Emissions at Affected Plants SO2 | Thousand Tons | 5.1993 | 6.0223 | 6.0919 | 4.9634 | 3.5219 | 3.8615 | 3.8686 | 3.7188
NSR Santee Cooper - SO2 Rate Annual v3.1 | 984 | 1860 | Rate Constraint in lbs/MMBtu | FALSE | L | Annual | Allowances Purchased SO2 | Thousand Tons | 0 | 0 | 0 | 0 | 0 | 0 | 0 | 0
NSR Santee Cooper - SO2 Rate Annual v3.1 | 984 | 1860 | Rate Constraint in lbs/MMBtu | FALSE | L | Annual | Allowances Sold SO2 | Thousand Tons | 0 | 0 | 0 | 0 | 0 | 0 | 0 | 0
NSR Santee Cooper - SO2 Rate Annual v3.1 | 984 | 1860 | Rate Constraint in lbs/MMBtu | FALSE | L | Annual | Allowances Banked | Thousand Tons | 0 | 0 | 0 | 0 | 0 | 0 | 0 | 0
NSR Santee Cooper - SO2 Rate Annual v3.1 | 984 | 1860 | Rate Constraint in lbs/MMBtu | FALSE | L | Annual | Allowances Withdrawn (1:1) | Thousand Tons | 0 | 0 | 0 | 0 | 0 | 0 | 0 | 0
NSR Santee Cooper - SO2 Rate Annual v3.1 | 984 | 1860 | Rate Constraint in lbs/MMBtu | FALSE | L | Annual | Allowances Withdrawn (n:1) | Thousand Tons | 0 | 0 | 0 | 0 | 0 | 0 | 0 | 0
NSR Santee Cooper - SO2 Rate Annual v3.1 | 984 | 1860 | Rate Constraint in lbs/MMBtu | FALSE | L | Annual | Net Emissions Allowance Position | Thousand Tons | 5.1993 | 6.0223 | 6.0919 | 4.9634 | 3.5219 | 3.8615 | 3.8686 | 3.7188
NSR Santee Cooper - SO2 Rate Annual v3.1 | 984 | 1860 | Rate Constraint in lbs/MMBtu | FALSE | L | Annual | Fuel Consumed | TBtu | 118.515 | 124.4111 | 126.513 | 107.1929 | 85.1079 | 93.1162 | 93.2961 | 87.8127
NSR Santee Cooper - SO2 Rate Annual v3.1 | 984 | 1860 | Rate Constraint in lbs/MMBtu | FALSE | L | Annual | Rate | lb/MMBtu | 0.08774 | 0.096813 | 0.096305 | 0.092608 | 0.082763 | 0.08294 | 0.082932 | 0.084699
NSR Santee Cooper - SO2 Rate Annual v3.1 | 984 | 1860 | Rate Constraint in lbs/MMBtu | FALSE | L | Annual | Generation | TWh | 11.9343 | 12.5348 | 12.7939 | 10.866 | 8.5719 | 9.3908 | 9.4079 | 8.8591
NSR Santee Cooper - SO2 Rate Annual v3.1 | 984 | 1860 | Rate Constraint in lbs/MMBtu | FALSE | L | Annual | Qualifying Generation | TWh | 11.9343 | 12.5348 | 12.7939 | 10.866 | 8.5719 | 9.3908 | 9.4079 | 8.8591
NSR Santee Cooper - SO2 Rate Annual v3.1 | 984 | 1860 | Rate Constraint in lbs/MMBtu | FALSE | L | Annual | Rate | lb/MWh | 0.87131 | 0.9609 | 0.95232 | 0.91357 | 0.82173 | 0.82241 | 0.82242 | 0.83955
NSR Santee Cooper - SO2 Rate Annual v3.1 | 984 | 1860 | Rate Constraint in lbs/MMBtu | FALSE | L | Annual | Constraint Shadow Price | US2016$/Ton | 0 | 0 | 0 | 0 | 0 | 0 | 0 | 0
NSR Schahfer 14 - NOX Rate Annual v4.11, Unit 5447 and retrofits | 985 | 2304 | Rate Constraint in lbs/MMBtu | FALSE | L | Annual | Seasons Included | Seasons | Winter, WintShld, Summer | Winter, WintShld, Summer | Winter, WintShld, Summer | Winter, WintShld, Summer | Winter, WintShld, Summer | Winter, WintShld, Summer | Winter, WintShld, Summer | Winter, WintShld, Summer
NSR Schahfer 14 - NOX Rate Annual v4.11, Unit 5447 and retrofits | 985 | 2304 | Rate Constraint in lbs/MMBtu | FALSE | L | Annual | Standard NOX | lb/MMBtu | 0.1 | 0.1 | 0.1 | 0.1 | 0.1 | 0.1 | 0.1 | 0.1
NSR Schahfer 14 - NOX Rate Annual v4.11, Unit 5447 and retrofits | 985 | 2304 | Rate Constraint in lbs/MMBtu | FALSE | L | Annual | Emissions at Affected Plants NOX | Thousand Tons | 0 | 0 | 0 | 0 | 0 | 0 | 0 | 0
NSR Schahfer 14 - NOX Rate Annual v4.11, Unit 5447 and retrofits | 985 | 2304 | Rate Constraint in lbs/MMBtu | FALSE | L | Annual | Allowances Purchased NOX | Thousand Tons | 0 | 0 | 0 | 0 | 0 | 0 | 0 | 0
NSR Schahfer 14 - NOX Rate Annual v4.11, Unit 5447 and retrofits | 985 | 2304 | Rate Constraint in lbs/MMBtu | FALSE | L | Annual | Allowances Sold NOX | Thousand Tons | 0 | 0 | 0 | 0 | 0 | 0 | 0 | 0
NSR Schahfer 14 - NOX Rate Annual v4.11, Unit 5447 and retrofits | 985 | 2304 | Rate Constraint in lbs/MMBtu | FALSE | L | Annual | Allowances Banked | Thousand Tons | 0 | 0 | 0 | 0 | 0 | 0 | 0 | 0
NSR Schahfer 14 - NOX Rate Annual v4.11, Unit 5447 and retrofits | 985 | 2304 | Rate Constraint in lbs/MMBtu | FALSE | L | Annual | Allowances Withdrawn (1:1) | Thousand Tons | 0 | 0 | 0 | 0 | 0 | 0 | 0 | 0
NSR Schahfer 14 - NOX Rate Annual v4.11, Unit 5447 and retrofits | 985 | 2304 | Rate Constraint in lbs/MMBtu | FALSE | L | Annual | Allowances Withdrawn (n:1) | Thousand Tons | 0 | 0 | 0 | 0 | 0 | 0 | 0 | 0
NSR Schahfer 14 - NOX Rate Annual v4.11, Unit 5447 and retrofits | 985 | 2304 | Rate Constraint in lbs/MMBtu | FALSE | L | Annual | Net Emissions Allowance Position | Thousand Tons | 0 | 0 | 0 | 0 | 0 | 0 | 0 | 0
NSR Schahfer 14 - NOX Rate Annual v4.11, Unit 5447 and retrofits | 985 | 2304 | Rate Constraint in lbs/MMBtu | FALSE | L | Annual | Fuel Consumed | TBtu | 0 | 0 | 0 | 0 | 0 | 0 | 0 | 0
NSR Schahfer 14 - NOX Rate Annual v4.11, Unit 5447 and retrofits | 985 | 2304 | Rate Constraint in lbs/MMBtu | FALSE | L | Annual | Rate | lb/MMBtu | 0 | 0 | 0 | 0 | 0 | 0 | 0 | 0
NSR Schahfer 14 - NOX Rate Annual v4.11, Unit 5447 and retrofits | 985 | 2304 | Rate Constraint in lbs/MMBtu | FALSE | L | Annual | Generation | TWh | 0 | 0 | 0 | 0 | 0 | 0 | 0 | 0
NSR Schahfer 14 - NOX Rate Annual v4.11, Unit 5447 and retrofits | 985 | 2304 | Rate Constraint in lbs/MMBtu | FALSE | L | Annual | Qualifying Generation | TWh | 0 | 0 | 0 | 0 | 0 | 0 | 0 | 0
NSR Schahfer 14 - NOX Rate Annual v4.11, Unit 5447 and retrofits | 985 | 2304 | Rate Constraint in lbs/MMBtu | FALSE | L | Annual | Rate | lb/MWh | 0 | 0 | 0 | 0 | 0 | 0 | 0 | 0
NSR Schahfer 14 - NOX Rate Annual v4.11, Unit 5447 and retrofits | 985 | 2304 | Rate Constraint in lbs/MMBtu | FALSE | L | Annual | Constraint Shadow Price | US2016$/Ton | 0 | 0 | 0 | 0 | 0 | 0 | 0 | 0
NSR Schahfer 14 - SO2 Rate Annual v4.11, Unit 5447 and retrofits | 986 | 2298 | Rate Constraint in lbs/MMBtu | FALSE | L | Annual | Seasons Included | Seasons | Winter, WintShld, Summer | Winter, WintShld, Summer | Winter, WintShld, Summer | Winter, WintShld, Summer | Winter, WintShld, Summer | Winter, WintShld, Summer | Winter, WintShld, Summer | Winter, WintShld, Summer
NSR Schahfer 14 - SO2 Rate Annual v4.11, Unit 5447 and retrofits | 986 | 2298 | Rate Constraint in lbs/MMBtu | FALSE | L | Annual | Standard SO2 | lb/MMBtu | 0.08 | 0.08 | 0.08 | 0.08 | 0.08 | 0.08 | 0.08 | 0.08
NSR Schahfer 14 - SO2 Rate Annual v4.11, Unit 5447 and retrofits | 986 | 2298 | Rate Constraint in lbs/MMBtu | FALSE | L | Annual | Emissions at Affected Plants SO2 | Thousand Tons | 0 | 0 | 0 | 0 | 0 | 0 | 0 | 0
NSR Schahfer 14 - SO2 Rate Annual v4.11, Unit 5447 and retrofits | 986 | 2298 | Rate Constraint in lbs/MMBtu | FALSE | L | Annual | Allowances Purchased SO2 | Thousand Tons | 0 | 0 | 0 | 0 | 0 | 0 | 0 | 0
NSR Schahfer 14 - SO2 Rate Annual v4.11, Unit 5447 and retrofits | 986 | 2298 | Rate Constraint in lbs/MMBtu | FALSE | L | Annual | Allowances Sold SO2 | Thousand Tons | 0 | 0 | 0 | 0 | 0 | 0 | 0 | 0
NSR Schahfer 14 - SO2 Rate Annual v4.11, Unit 5447 and retrofits | 986 | 2298 | Rate Constraint in lbs/MMBtu | FALSE | L | Annual | Allowances Banked | Thousand Tons | 0 | 0 | 0 | 0 | 0 | 0 | 0 | 0
NSR Schahfer 14 - SO2 Rate Annual v4.11, Unit 5447 and retrofits | 986 | 2298 | Rate Constraint in lbs/MMBtu | FALSE | L | Annual | Allowances Withdrawn (1:1) | Thousand Tons | 0 | 0 | 0 | 0 | 0 | 0 | 0 | 0
NSR Schahfer 14 - SO2 Rate Annual v4.11, Unit 5447 and retrofits | 986 | 2298 | Rate Constraint in lbs/MMBtu | FALSE | L | Annual | Allowances Withdrawn (n:1) | Thousand Tons | 0 | 0 | 0 | 0 | 0 | 0 | 0 | 0
NSR Schahfer 14 - SO2 Rate Annual v4.11, Unit 5447 and retrofits | 986 | 2298 | Rate Constraint in lbs/MMBtu | FALSE | L | Annual | Net Emissions Allowance Position | Thousand Tons | 0 | 0 | 0 | 0 | 0 | 0 | 0 | 0
NSR Schahfer 14 - SO2 Rate Annual v4.11, Unit 5447 and retrofits | 986 | 2298 | Rate Constraint in lbs/MMBtu | FALSE | L | Annual | Fuel Consumed | TBtu | 0 | 0 | 0 | 0 | 0 | 0 | 0 | 0
NSR Schahfer 14 - SO2 Rate Annual v4.11, Unit 5447 and retrofits | 986 | 2298 | Rate Constraint in lbs/MMBtu | FALSE | L | Annual | Rate | lb/MMBtu | 0 | 0 | 0 | 0 | 0 | 0 | 0 | 0
NSR Schahfer 14 - SO2 Rate Annual v4.11, Unit 5447 and retrofits | 986 | 2298 | Rate Constraint in lbs/MMBtu | FALSE | L | Annual | Generation | TWh | 0 | 0 | 0 | 0 | 0 | 0 | 0 | 0
NSR Schahfer 14 - SO2 Rate Annual v4.11, Unit 5447 and retrofits | 986 | 2298 | Rate Constraint in lbs/MMBtu | FALSE | L | Annual | Qualifying Generation | TWh | 0 | 0 | 0 | 0 | 0 | 0 | 0 | 0
NSR Schahfer 14 - SO2 Rate Annual v4.11, Unit 5447 and retrofits | 986 | 2298 | Rate Constraint in lbs/MMBtu | FALSE | L | Annual | Rate | lb/MWh | 0 | 0 | 0 | 0 | 0 | 0 | 0 | 0
NSR Schahfer 14 - SO2 Rate Annual v4.11, Unit 5447 and retrofits | 986 | 2298 | Rate Constraint in lbs/MMBtu | FALSE | L | Annual | Constraint Shadow Price | US2016$/Ton | 0 | 0 | 0 | 0 | 0 | 0 | 0 | 0
NSR Schahfer 15 - NOX Rate Annual v4.11, Unit 4117 and retrofits | 987 | 2305 | Rate Constraint in lbs/MMBtu | FALSE | L | Annual | Seasons Included | Seasons | Winter, WintShld, Summer | Winter, WintShld, Summer | Winter, WintShld, Summer | Winter, WintShld, Summer | Winter, WintShld, Summer | Winter, WintShld, Summer | Winter, WintShld, Summer | Winter, WintShld, Summer
NSR Schahfer 15 - NOX Rate Annual v4.11, Unit 4117 and retrofits | 987 | 2305 | Rate Constraint in lbs/MMBtu | FALSE | L | Annual | Standard NOX | lb/MMBtu | 0.08 | 0.08 | 0.08 | 0.08 | 0.08 | 0.08 | 0.08 | 0.08
NSR Schahfer 15 - NOX Rate Annual v4.11, Unit 4117 and retrofits | 987 | 2305 | Rate Constraint in lbs/MMBtu | FALSE | L | Annual | Emissions at Affected Plants NOX | Thousand Tons | 1.0876 | 1.1921 | 1.1575 | 1.101 | 1.07 | 1.07 | 0.99041 | 0.72756
NSR Schahfer 15 - NOX Rate Annual v4.11, Unit 4117 and retrofits | 987 | 2305 | Rate Constraint in lbs/MMBtu | FALSE | L | Annual | Allowances Purchased NOX | Thousand Tons | 0 | 0 | 0 | 0 | 0 | 0 | 0 | 0
NSR Schahfer 15 - NOX Rate Annual v4.11, Unit 4117 and retrofits | 987 | 2305 | Rate Constraint in lbs/MMBtu | FALSE | L | Annual | Allowances Sold NOX | Thousand Tons | 0 | 0 | 0 | 0 | 0 | 0 | 0 | 0
NSR Schahfer 15 - NOX Rate Annual v4.11, Unit 4117 and retrofits | 987 | 2305 | Rate Constraint in lbs/MMBtu | FALSE | L | Annual | Allowances Banked | Thousand Tons | 0 | 0 | 0 | 0 | 0 | 0 | 0 | 0
NSR Schahfer 15 - NOX Rate Annual v4.11, Unit 4117 and retrofits | 987 | 2305 | Rate Constraint in lbs/MMBtu | FALSE | L | Annual | Allowances Withdrawn (1:1) | Thousand Tons | 0 | 0 | 0 | 0 | 0 | 0 | 0 | 0
NSR Schahfer 15 - NOX Rate Annual v4.11, Unit 4117 and retrofits | 987 | 2305 | Rate Constraint in lbs/MMBtu | FALSE | L | Annual | Allowances Withdrawn (n:1) | Thousand Tons | 0 | 0 | 0 | 0 | 0 | 0 | 0 | 0
NSR Schahfer 15 - NOX Rate Annual v4.11, Unit 4117 and retrofits | 987 | 2305 | Rate Constraint in lbs/MMBtu | FALSE | L | Annual | Net Emissions Allowance Position | Thousand Tons | 1.0876 | 1.1921 | 1.1575 | 1.101 | 1.07 | 1.07 | 0.99041 | 0.72756
NSR Schahfer 15 - NOX Rate Annual v4.11, Unit 4117 and retrofits | 987 | 2305 | Rate Constraint in lbs/MMBtu | FALSE | L | Annual | Fuel Consumed | TBtu | 27.1899 | 29.8016 | 28.9374 | 27.5238 | 26.7511 | 26.7511 | 24.7602 | 18.1889
NSR Schahfer 15 - NOX Rate Annual v4.11, Unit 4117 and retrofits | 987 | 2305 | Rate Constraint in lbs/MMBtu | FALSE | L | Annual | Rate | lb/MMBtu | 0.08 | 0.08 | 0.08 | 0.08 | 0.08 | 0.08 | 0.08 | 0.08
NSR Schahfer 15 - NOX Rate Annual v4.11, Unit 4117 and retrofits | 987 | 2305 | Rate Constraint in lbs/MMBtu | FALSE | L | Annual | Generation | TWh | 2.4182 | 2.6505 | 2.6505 | 2.521 | 2.4503 | 2.4503 | 2.2679 | 1.666
NSR Schahfer 15 - NOX Rate Annual v4.11, Unit 4117 and retrofits | 987 | 2305 | Rate Constraint in lbs/MMBtu | FALSE | L | Annual | Qualifying Generation | TWh | 2.4182 | 2.6505 | 2.6505 | 2.521 | 2.4503 | 2.4503 | 2.2679 | 1.666
NSR Schahfer 15 - NOX Rate Annual v4.11, Unit 4117 and retrofits | 987 | 2305 | Rate Constraint in lbs/MMBtu | FALSE | L | Annual | Rate | lb/MWh | 0.8995 | 0.8995 | 0.87341 | 0.87341 | 0.87341 | 0.87341 | 0.87341 | 0.87341
NSR Schahfer 15 - NOX Rate Annual v4.11, Unit 4117 and retrofits | 987 | 2305 | Rate Constraint in lbs/MMBtu | FALSE | L | Annual | Constraint Shadow Price | US2016$/Ton | 7248.761 | 8582.3906 | 9328.6381 | 7678.9123 | 8947.2888 | 8985.3981 | 12100.8916 | 19513.1376
NSR Schahfer 15 - SO2 Rate Annual v4.11, Unit 4117 and retrofits | 988 | 2299 | Rate Constraint in lbs/MMBtu | FALSE | L | Annual | Seasons Included | Seasons | Winter, WintShld, Summer | Winter, WintShld, Summer | Winter, WintShld, Summer | Winter, WintShld, Summer | Winter, WintShld, Summer | Winter, WintShld, Summer | Winter, WintShld, Summer | Winter, WintShld, Summer
NSR Schahfer 15 - SO2 Rate Annual v4.11, Unit 4117 and retrofits | 988 | 2299 | Rate Constraint in lbs/MMBtu | FALSE | L | Annual | Standard SO2 | lb/MMBtu | 0.08 | 0.08 | 0.08 | 0.08 | 0.08 | 0.08 | 0.08 | 0.08
NSR Schahfer 15 - SO2 Rate Annual v4.11, Unit 4117 and retrofits | 988 | 2299 | Rate Constraint in lbs/MMBtu | FALSE | L | Annual | Emissions at Affected Plants SO2 | Thousand Tons | 0.15524 | 0.17015 | 0.16522 | 0.15714 | 0.15273 | 0.15273 | 0.14137 | 0.10385
NSR Schahfer 15 - SO2 Rate Annual v4.11, Unit 4117 and retrofits | 988 | 2299 | Rate Constraint in lbs/MMBtu | FALSE | L | Annual | Allowances Purchased SO2 | Thousand Tons | 0 | 0 | 0 | 0 | 0 | 0 | 0 | 0
NSR Schahfer 15 - SO2 Rate Annual v4.11, Unit 4117 and retrofits | 988 | 2299 | Rate Constraint in lbs/MMBtu | FALSE | L | Annual | Allowances Sold SO2 | Thousand Tons | 0 | 0 | 0 | 0 | 0 | 0 | 0 | 0
NSR Schahfer 15 - SO2 Rate Annual v4.11, Unit 4117 and retrofits | 988 | 2299 | Rate Constraint in lbs/MMBtu | FALSE | L | Annual | Allowances Banked | Thousand Tons | 0 | 0 | 0 | 0 | 0 | 0 | 0 | 0
NSR Schahfer 15 - SO2 Rate Annual v4.11, Unit 4117 and retrofits | 988 | 2299 | Rate Constraint in lbs/MMBtu | FALSE | L | Annual | Allowances Withdrawn (1:1) | Thousand Tons | 0 | 0 | 0 | 0 | 0 | 0 | 0 | 0
NSR Schahfer 15 - SO2 Rate Annual v4.11, Unit 4117 and retrofits | 988 | 2299 | Rate Constraint in lbs/MMBtu | FALSE | L | Annual | Allowances Withdrawn (n:1) | Thousand Tons | 0 | 0 | 0 | 0 | 0 | 0 | 0 | 0
NSR Schahfer 15 - SO2 Rate Annual v4.11, Unit 4117 and retrofits | 988 | 2299 | Rate Constraint in lbs/MMBtu | FALSE | L | Annual | Net Emissions Allowance Position | Thousand Tons | 0.15524 | 0.17015 | 0.16522 | 0.15714 | 0.15273 | 0.15273 | 0.14137 | 0.10385
NSR Schahfer 15 - SO2 Rate Annual v4.11, Unit 4117 and retrofits | 988 | 2299 | Rate Constraint in lbs/MMBtu | FALSE | L | Annual | Fuel Consumed | TBtu | 27.1899 | 29.8016 | 28.9374 | 27.5238 | 26.7511 | 26.7511 | 24.7602 | 18.1889
NSR Schahfer 15 - SO2 Rate Annual v4.11, Unit 4117 and retrofits | 988 | 2299 | Rate Constraint in lbs/MMBtu | FALSE | L | Annual | Rate | lb/MMBtu | 0.011419 | 0.011419 | 0.011419 | 0.011419 | 0.011419 | 0.011419 | 0.011419 | 0.011419
NSR Schahfer 15 - SO2 Rate Annual v4.11, Unit 4117 and retrofits | 988 | 2299 | Rate Constraint in lbs/MMBtu | FALSE | L | Annual | Generation | TWh | 2.4182 | 2.6505 | 2.6505 | 2.521 | 2.4503 | 2.4503 | 2.2679 | 1.666
NSR Schahfer 15 - SO2 Rate Annual v4.11, Unit 4117 and retrofits | 988 | 2299 | Rate Constraint in lbs/MMBtu | FALSE | L | Annual | Qualifying Generation | TWh | 2.4182 | 2.6505 | 2.6505 | 2.521 | 2.4503 | 2.4503 | 2.2679 | 1.666
NSR Schahfer 15 - SO2 Rate Annual v4.11, Unit 4117 and retrofits | 988 | 2299 | Rate Constraint in lbs/MMBtu | FALSE | L | Annual | Rate | lb/MWh | 0.12839 | 0.12839 | 0.12467 | 0.12467 | 0.12467 | 0.12467 | 0.12467 | 0.12467
NSR Schahfer 15 - SO2 Rate Annual v4.11, Unit 4117 and retrofits | 988 | 2299 | Rate Constraint in lbs/MMBtu | FALSE | L | Annual | Constraint Shadow Price | US2016$/Ton | 0 | 0 | 0 | 0 | 0 | 0 | 0 | 0
NSR Schahfer 17 & 18 - NOX Rate Annual v4.11, Unit 5425 and retrofits | 989 | 2306 | Rate Constraint in lbs/MMBtu | FALSE | L | Annual | Seasons Included | Seasons | Winter, WintShld, Summer | Winter, WintShld, Summer | Winter, WintShld, Summer | Winter, WintShld, Summer | Winter, WintShld, Summer | Winter, WintShld, Summer | Winter, WintShld, Summer | Winter, WintShld, Summer
NSR Schahfer 17 & 18 - NOX Rate Annual v4.11, Unit 5425 and retrofits | 989 | 2306 | Rate Constraint in lbs/MMBtu | FALSE | L | Annual | Standard NOX | lb/MMBtu | 0.2 | 0.2 | 0.2 | 0.2 | 0.2 | 0.2 | 0.2 | 0.2
NSR Schahfer 17 & 18 - NOX Rate Annual v4.11, Unit 5425 and retrofits | 989 | 2306 | Rate Constraint in lbs/MMBtu | FALSE | L | Annual | Emissions at Affected Plants NOX | Thousand Tons | 0 | 0 | 0 | 0 | 0 | 0 | 0 | 0
NSR Schahfer 17 & 18 - NOX Rate Annual v4.11, Unit 5425 and retrofits | 989 | 2306 | Rate Constraint in lbs/MMBtu | FALSE | L | Annual | Allowances Purchased NOX | Thousand Tons | 0 | 0 | 0 | 0 | 0 | 0 | 0 | 0
NSR Schahfer 17 & 18 - NOX Rate Annual v4.11, Unit 5425 and retrofits | 989 | 2306 | Rate Constraint in lbs/MMBtu | FALSE | L | Annual | Allowances Sold NOX | Thousand Tons | 0 | 0 | 0 | 0 | 0 | 0 | 0 | 0
NSR Schahfer 17 & 18 - NOX Rate Annual v4.11, Unit 5425 and retrofits | 989 | 2306 | Rate Constraint in lbs/MMBtu | FALSE | L | Annual | Allowances Banked | Thousand Tons | 0 | 0 | 0 | 0 | 0 | 0 | 0 | 0
NSR Schahfer 17 & 18 - NOX Rate Annual v4.11, Unit 5425 and retrofits | 989 | 2306 | Rate Constraint in lbs/MMBtu | FALSE | L | Annual | Allowances Withdrawn (1:1) | Thousand Tons | 0 | 0 | 0 | 0 | 0 | 0 | 0 | 0
NSR Schahfer 17 & 18 - NOX Rate Annual v4.11, Unit 5425 and retrofits | 989 | 2306 | Rate Constraint in lbs/MMBtu | FALSE | L | Annual | Allowances Withdrawn (n:1) | Thousand Tons | 0 | 0 | 0 | 0 | 0 | 0 | 0 | 0
NSR Schahfer 17 & 18 - NOX Rate Annual v4.11, Unit 5425 and retrofits | 989 | 2306 | Rate Constraint in lbs/MMBtu | FALSE | L | Annual | Net Emissions Allowance Position | Thousand Tons | 0 | 0 | 0 | 0 | 0 | 0 | 0 | 0
NSR Schahfer 17 & 18 - NOX Rate Annual v4.11, Unit 5425 and retrofits | 989 | 2306 | Rate Constraint in lbs/MMBtu | FALSE | L | Annual | Fuel Consumed | TBtu | 0 | 0 | 0 | 0 | 0 | 0 | 0 | 0
NSR Schahfer 17 & 18 - NOX Rate Annual v4.11, Unit 5425 and retrofits | 989 | 2306 | Rate Constraint in lbs/MMBtu | FALSE | L | Annual | Rate | lb/MMBtu | 0 | 0 | 0 | 0 | 0 | 0 | 0 | 0
NSR Schahfer 17 & 18 - NOX Rate Annual v4.11, Unit 5425 and retrofits | 989 | 2306 | Rate Constraint in lbs/MMBtu | FALSE | L | Annual | Generation | TWh | 0 | 0 | 0 | 0 | 0 | 0 | 0 | 0
NSR Schahfer 17 & 18 - NOX Rate Annual v4.11, Unit 5425 and retrofits | 989 | 2306 | Rate Constraint in lbs/MMBtu | FALSE | L | Annual | Qualifying Generation | TWh | 0 | 0 | 0 | 0 | 0 | 0 | 0 | 0
NSR Schahfer 17 & 18 - NOX Rate Annual v4.11, Unit 5425 and retrofits | 989 | 2306 | Rate Constraint in lbs/MMBtu | FALSE | L | Annual | Rate | lb/MWh | 0 | 0 | 0 | 0 | 0 | 0 | 0 | 0
NSR Schahfer 17 & 18 - NOX Rate Annual v4.11, Unit 5425 and retrofits | 989 | 2306 | Rate Constraint in lbs/MMBtu | FALSE | L | Annual | Constraint Shadow Price | US2016$/Ton | 0 | 0 | 0 | 0 | 0 | 0 | 0 | 0
NSR Schahfer 17 & 18 - NOX Rate Annual v4.11, Unit 5426 and retrofits | 990 | 2306 | Rate Constraint in lbs/MMBtu | FALSE | L | Annual | Seasons Included | Seasons | Winter, WintShld, Summer | Winter, WintShld, Summer | Winter, WintShld, Summer | Winter, WintShld, Summer | Winter, WintShld, Summer | Winter, WintShld, Summer | Winter, WintShld, Summer | Winter, WintShld, Summer
NSR Schahfer 17 & 18 - NOX Rate Annual v4.11, Unit 5426 and retrofits | 990 | 2306 | Rate Constraint in lbs/MMBtu | FALSE | L | Annual | Standard NOX | lb/MMBtu | 0.2 | 0.2 | 0.2 | 0.2 | 0.2 | 0.2 | 0.2 | 0.2
NSR Schahfer 17 & 18 - NOX Rate Annual v4.11, Unit 5426 and retrofits | 990 | 2306 | Rate Constraint in lbs/MMBtu | FALSE | L | Annual | Emissions at Affected Plants NOX | Thousand Tons | 2.226 | 0 | 0 | 0 | 0 | 0 | 0 | 0
NSR Schahfer 17 & 18 - NOX Rate Annual v4.11, Unit 5426 and retrofits | 990 | 2306 | Rate Constraint in lbs/MMBtu | FALSE | L | Annual | Allowances Purchased NOX | Thousand Tons | 0 | 0 | 0 | 0 | 0 | 0 | 0 | 0
NSR Schahfer 17 & 18 - NOX Rate Annual v4.11, Unit 5426 and retrofits | 990 | 2306 | Rate Constraint in lbs/MMBtu | FALSE | L | Annual | Allowances Sold NOX | Thousand Tons | 0 | 0 | 0 | 0 | 0 | 0 | 0 | 0
NSR Schahfer 17 & 18 - NOX Rate Annual v4.11, Unit 5426 and retrofits | 990 | 2306 | Rate Constraint in lbs/MMBtu | FALSE | L | Annual | Allowances Banked | Thousand Tons | 0 | 0 | 0 | 0 | 0 | 0 | 0 | 0
NSR Schahfer 17 & 18 - NOX Rate Annual v4.11, Unit 5426 and retrofits | 990 | 2306 | Rate Constraint in lbs/MMBtu | FALSE | L | Annual | Allowances Withdrawn (1:1) | Thousand Tons | 0 | 0 | 0 | 0 | 0 | 0 | 0 | 0
NSR Schahfer 17 & 18 - NOX Rate Annual v4.11, Unit 5426 and retrofits | 990 | 2306 | Rate Constraint in lbs/MMBtu | FALSE | L | Annual | Allowances Withdrawn (n:1) | Thousand Tons | 0 | 0 | 0 | 0 | 0 | 0 | 0 | 0
NSR Schahfer 17 & 18 - NOX Rate Annual v4.11, Unit 5426 and retrofits | 990 | 2306 | Rate Constraint in lbs/MMBtu | FALSE | L | Annual | Net Emissions Allowance Position | Thousand Tons | 2.226 | 0 | 0 | 0 | 0 | 0 | 0 | 0
NSR Schahfer 17 & 18 - NOX Rate Annual v4.11, Unit 5426 and retrofits | 990 | 2306 | Rate Constraint in lbs/MMBtu | FALSE | L | Annual | Fuel Consumed | TBtu | 25.0235 | 0 | 0 | 0 | 0 | 0 | 0 | 0
NSR Schahfer 17 & 18 - NOX Rate Annual v4.11, Unit 5426 and retrofits | 990 | 2306 | Rate Constraint in lbs/MMBtu | FALSE | L | Annual | Rate | lb/MMBtu | 0.17791 | 0 | 0 | 0 | 0 | 0 | 0 | 0
NSR Schahfer 17 & 18 - NOX Rate Annual v4.11, Unit 5426 and retrofits | 990 | 2306 | Rate Constraint in lbs/MMBtu | FALSE | L | Annual | Generation | TWh | 2.1769 | 0 | 0 | 0 | 0 | 0 | 0 | 0
NSR Schahfer 17 & 18 - NOX Rate Annual v4.11, Unit 5426 and retrofits | 990 | 2306 | Rate Constraint in lbs/MMBtu | FALSE | L | Annual | Qualifying Generation | TWh | 2.1769 | 0 | 0 | 0 | 0 | 0 | 0 | 0
NSR Schahfer 17 & 18 - NOX Rate Annual v4.11, Unit 5426 and retrofits | 990 | 2306 | Rate Constraint in lbs/MMBtu | FALSE | L | Annual | Rate | lb/MWh | 2.0451 | 0 | 0 | 0 | 0 | 0 | 0 | 0
NSR Schahfer 17 & 18 - NOX Rate Annual v4.11, Unit 5426 and retrofits | 990 | 2306 | Rate Constraint in lbs/MMBtu | FALSE | L | Annual | Constraint Shadow Price | US2016$/Ton | 0 | 0 | 0 | 0 | 0 | 0 | 0 | 0
NSR Shawnee 1& 4 - SO2 Rate Annual v4.11 | 991 | 2437 | Rate Constraint in lbs/MMBtu | FALSE | L | Annual | Seasons Included | Seasons | Winter, WintShld, Summer | Winter, WintShld, Summer | Winter, WintShld, Summer | Winter, WintShld, Summer | Winter, WintShld, Summer | Winter, WintShld, Summer | Winter, WintShld, Summer | Winter, WintShld, Summer
NSR Shawnee 1& 4 - SO2 Rate Annual v4.11 | 991 | 2437 | Rate Constraint in lbs/MMBtu | FALSE | L | Annual | Standard SO2 | lb/MMBtu | 1.2 | 1.2 | 1.2 | 1.2 | 1.2 | 1.2 | 1.2 | 1.2
NSR Shawnee 1& 4 - SO2 Rate Annual v4.11 | 991 | 2437 | Rate Constraint in lbs/MMBtu | FALSE | L | Annual | Emissions at Affected Plants SO2 | Thousand Tons | 0.37383 | 0.39165 | 0.64865 | 0.65394 | 0.568 | 0.568 | 0.568 | 0
NSR Shawnee 1& 4 - SO2 Rate Annual v4.11 | 991 | 2437 | Rate Constraint in lbs/MMBtu | FALSE | L | Annual | Allowances Purchased SO2 | Thousand Tons | 0 | 0 | 0 | 0 | 0 | 0 | 0 | 0
NSR Shawnee 1& 4 - SO2 Rate Annual v4.11 | 991 | 2437 | Rate Constraint in lbs/MMBtu | FALSE | L | Annual | Allowances Sold SO2 | Thousand Tons | 0 | 0 | 0 | 0 | 0 | 0 | 0 | 0
NSR Shawnee 1& 4 - SO2 Rate Annual v4.11 | 991 | 2437 | Rate Constraint in lbs/MMBtu | FALSE | L | Annual | Allowances Banked | Thousand Tons | 0 | 0 | 0 | 0 | 0 | 0 | 0 | 0
NSR Shawnee 1& 4 - SO2 Rate Annual v4.11 | 991 | 2437 | Rate Constraint in lbs/MMBtu | FALSE | L | Annual | Allowances Withdrawn (1:1) | Thousand Tons | 0 | 0 | 0 | 0 | 0 | 0 | 0 | 0
NSR Shawnee 1& 4 - SO2 Rate Annual v4.11 | 991 | 2437 | Rate Constraint in lbs/MMBtu | FALSE | L | Annual | Allowances Withdrawn (n:1) | Thousand Tons | 0 | 0 | 0 | 0 | 0 | 0 | 0 | 0
NSR Shawnee 1& 4 - SO2 Rate Annual v4.11 | 991 | 2437 | Rate Constraint in lbs/MMBtu | FALSE | L | Annual | Net Emissions Allowance Position | Thousand Tons | 0.37383 | 0.39165 | 0.64865 | 0.65394 | 0.568 | 0.568 | 0.568 | 0
NSR Shawnee 1& 4 - SO2 Rate Annual v4.11 | 991 | 2437 | Rate Constraint in lbs/MMBtu | FALSE | L | Annual | Fuel Consumed | TBtu | 9.8131 | 10.2808 | 17.027 | 17.1659 | 14.9101 | 14.9101 | 14.9101 | 0
NSR Shawnee 1& 4 - SO2 Rate Annual v4.11 | 991 | 2437 | Rate Constraint in lbs/MMBtu | FALSE | L | Annual | Rate | lb/MMBtu | 0.07619 | 0.07619 | 0.07619 | 0.07619 | 0.07619 | 0.07619 | 0.07619 | 0
NSR Shawnee 1& 4 - SO2 Rate Annual v4.11 | 991 | 2437 | Rate Constraint in lbs/MMBtu | FALSE | L | Annual | Generation | TWh | 0.86463 | 0.90584 | 1.5324 | 1.5449 | 1.3419 | 1.3419 | 1.3419 | 0
NSR Shawnee 1& 4 - SO2 Rate Annual v4.11 | 991 | 2437 | Rate Constraint in lbs/MMBtu | FALSE | L | Annual | Qualifying Generation | TWh | 0.86463 | 0.90584 | 1.5324 | 1.5449 | 1.3419 | 1.3419 | 1.3419 | 0
NSR Shawnee 1& 4 - SO2 Rate Annual v4.11 | 991 | 2437 | Rate Constraint in lbs/MMBtu | FALSE | L | Annual | Rate | lb/MWh | 0.86472 | 0.86472 | 0.84656 | 0.84656 | 0.84656 | 0.84656 | 0.84656 | 0
NSR Shawnee 1& 4 - SO2 Rate Annual v4.11 | 991 | 2437 | Rate Constraint in lbs/MMBtu | FALSE | L | Annual | Constraint Shadow Price | US2016$/Ton | 0 | 0 | 0 | 0 | 0 | 0 | 0 | 0
NSR Shawnee 5-10 - SO2 Rate Annual v4.11 | 992 | 2436 | Rate Constraint in lbs/MMBtu | FALSE | L | Annual | Seasons Included | Seasons | Winter, WintShld, Summer | Winter, WintShld, Summer | Winter, WintShld, Summer | Winter, WintShld, Summer | Winter, WintShld, Summer | Winter, WintShld, Summer | Winter, WintShld, Summer | Winter, WintShld, Summer
NSR Shawnee 5-10 - SO2 Rate Annual v4.11 | 992 | 2436 | Rate Constraint in lbs/MMBtu | FALSE | L | Annual | Standard SO2 | lb/MMBtu | 1.2 | 1.2 | 1.2 | 1.2 | 1.2 | 1.2 | 1.2 | 1.2
NSR Shawnee 5-10 - SO2 Rate Annual v4.11 | 992 | 2436 | Rate Constraint in lbs/MMBtu | FALSE | L | Annual | Emissions at Affected Plants SO2 | Thousand Tons | 3.9824 | 4.3719 | 4.2801 | 4.3946 | 4.5468 | 5.7658 | 6.2116 | 0
NSR Shawnee 5-10 - SO2 Rate Annual v4.11 | 992 | 2436 | Rate Constraint in lbs/MMBtu | FALSE | L | Annual | Allowances Purchased SO2 | Thousand Tons | 0 | 0 | 0 | 0 | 0 | 0 | 0 | 0
NSR Shawnee 5-10 - SO2 Rate Annual v4.11 | 992 | 2436 | Rate Constraint in lbs/MMBtu | FALSE | L | Annual | Allowances Sold SO2 | Thousand Tons | 0 | 0 | 0 | 0 | 0 | 0 | 0 | 0
NSR Shawnee 5-10 - SO2 Rate Annual v4.11 | 992 | 2436 | Rate Constraint in lbs/MMBtu | FALSE | L | Annual | Allowances Banked | Thousand Tons | 0 | 0 | 0 | 0 | 0 | 0 | 0 | 0
NSR Shawnee 5-10 - SO2 Rate Annual v4.11 | 992 | 2436 | Rate Constraint in lbs/MMBtu | FALSE | L | Annual | Allowances Withdrawn (1:1) | Thousand Tons | 0 | 0 | 0 | 0 | 0 | 0 | 0 | 0
NSR Shawnee 5-10 - SO2 Rate Annual v4.11 | 992 | 2436 | Rate Constraint in lbs/MMBtu | FALSE | L | Annual | Allowances Withdrawn (n:1) | Thousand Tons | 0 | 0 | 0 | 0 | 0 | 0 | 0 | 0
NSR Shawnee 5-10 - SO2 Rate Annual v4.11 | 992 | 2436 | Rate Constraint in lbs/MMBtu | FALSE | L | Annual | Net Emissions Allowance Position | Thousand Tons | 3.9824 | 4.3719 | 4.2801 | 4.3946 | 4.5468 | 5.7658 | 6.2116 | 0
NSR Shawnee 5-10 - SO2 Rate Annual v4.11 | 992 | 2436 | Rate Constraint in lbs/MMBtu | FALSE | L | Annual | Fuel Consumed | TBtu | 22.5508 | 24.7564 | 24.2365 | 24.8853 | 25.7468 | 32.6498 | 35.1743 | 0
NSR Shawnee 5-10 - SO2 Rate Annual v4.11 | 992 | 2436 | Rate Constraint in lbs/MMBtu | FALSE | L | Annual | Rate | lb/MMBtu | 0.35319 | 0.35319 | 0.35319 | 0.35319 | 0.35319 | 0.35319 | 0.35319 | 0
NSR Shawnee 5-10 - SO2 Rate Annual v4.11 | 992 | 2436 | Rate Constraint in lbs/MMBtu | FALSE | L | Annual | Generation | TWh | 1.9868 | 2.1811 | 2.1811 | 2.2395 | 2.317 | 2.9383 | 3.1655 | 0
NSR Shawnee 5-10 - SO2 Rate Annual v4.11 | 992 | 2436 | Rate Constraint in lbs/MMBtu | FALSE | L | Annual | Qualifying Generation | TWh | 1.9868 | 2.1811 | 2.1811 | 2.2395 | 2.317 | 2.9383 | 3.1655 | 0
NSR Shawnee 5-10 - SO2 Rate Annual v4.11 | 992 | 2436 | Rate Constraint in lbs/MMBtu | FALSE | L | Annual | Rate | lb/MWh | 4.0088 | 4.0088 | 3.9246 | 3.9246 | 3.9246 | 3.9246 | 3.9246 | 0
NSR Shawnee 5-10 - SO2 Rate Annual v4.11 | 992 | 2436 | Rate Constraint in lbs/MMBtu | FALSE | L | Annual | Constraint Shadow Price | US2016$/Ton | 0 | 0 | 0 | 0 | 0 | 0 | 0 | 0
NSR Taconite 1,2 - NOX Rate Annual v5.14 | 993 | 6136 | Rate Constraint in lbs/MMBtu | FALSE | L | Annual | Seasons Included | Seasons | Winter, WintShld, Summer | Winter, WintShld, Summer | Winter, WintShld, Summer | Winter, WintShld, Summer | Winter, WintShld, Summer | Winter, WintShld, Summer | Winter, WintShld, Summer | Winter, WintShld, Summer
NSR Taconite 1,2 - NOX Rate Annual v5.14 | 993 | 6136 | Rate Constraint in lbs/MMBtu | FALSE | L | Annual | Standard NOX | lb/MMBtu | 0.16 | 0.16 | 0.16 | 0.16 | 0.16 | 0.16 | 0.16 | 0.16
NSR Taconite 1,2 - NOX Rate Annual v5.14 | 993 | 6136 | Rate Constraint in lbs/MMBtu | FALSE | L | Annual | Emissions at Affected Plants NOX | Thousand Tons | 0.30444 | 0.37746 | 0.59171 | 0.41454 | 0.41454 | 0.47948 | 0.41454 | 0
NSR Taconite 1,2 - NOX Rate Annual v5.14 | 993 | 6136 | Rate Constraint in lbs/MMBtu | FALSE | L | Annual | Allowances Purchased NOX | Thousand Tons | 0 | 0 | 0 | 0 | 0 | 0 | 0 | 0
NSR Taconite 1,2 - NOX Rate Annual v5.14 | 993 | 6136 | Rate Constraint in lbs/MMBtu | FALSE | L | Annual | Allowances Sold NOX | Thousand Tons | 0 | 0 | 0 | 0 | 0 | 0 | 0 | 0
NSR Taconite 1,2 - NOX Rate Annual v5.14 | 993 | 6136 | Rate Constraint in lbs/MMBtu | FALSE | L | Annual | Allowances Banked | Thousand Tons | 0 | 0 | 0 | 0 | 0 | 0 | 0 | 0
NSR Taconite 1,2 - NOX Rate Annual v5.14 | 993 | 6136 | Rate Constraint in lbs/MMBtu | FALSE | L | Annual | Allowances Withdrawn (1:1) | Thousand Tons | 0 | 0 | 0 | 0 | 0 | 0 | 0 | 0
NSR Taconite 1,2 - NOX Rate Annual v5.14 | 993 | 6136 | Rate Constraint in lbs/MMBtu | FALSE | L | Annual | Allowances Withdrawn (n:1) | Thousand Tons | 0 | 0 | 0 | 0 | 0 | 0 | 0 | 0
NSR Taconite 1,2 - NOX Rate Annual v5.14 | 993 | 6136 | Rate Constraint in lbs/MMBtu | FALSE | L | Annual | Net Emissions Allowance Position | Thousand Tons | 0.30444 | 0.37746 | 0.59171 | 0.41454 | 0.41454 | 0.47948 | 0.41454 | 0
NSR Taconite 1,2 - NOX Rate Annual v5.14 | 993 | 6136 | Rate Constraint in lbs/MMBtu | FALSE | L | Annual | Fuel Consumed | TBtu | 4.9661 | 6.1594 | 9.6566 | 6.7657 | 6.7657 | 7.8269 | 6.7657 | 0
NSR Taconite 1,2 - NOX Rate Annual v5.14 | 993 | 6136 | Rate Constraint in lbs/MMBtu | FALSE | L | Annual | Rate | lb/MMBtu | 0.12261 | 0.12256 | 0.12255 | 0.12254 | 0.12254 | 0.12252 | 0.12254 | 0
NSR Taconite 1,2 - NOX Rate Annual v5.14 | 993 | 6136 | Rate Constraint in lbs/MMBtu | FALSE | L | Annual | Generation | TWh | 0.43229 | 0.53617 | 0.86839 | 0.60841 | 0.60841 | 0.70386 | 0.60841 | 0
NSR Taconite 1,2 - NOX Rate Annual v5.14 | 993 | 6136 | Rate Constraint in lbs/MMBtu | FALSE | L | Annual | Qualifying Generation | TWh | 0.43229 | 0.53617 | 0.86839 | 0.60841 | 0.60841 | 0.70386 | 0.60841 | 0
NSR Taconite 1,2 - NOX Rate Annual v5.14 | 993 | 6136 | Rate Constraint in lbs/MMBtu | FALSE | L | Annual | Rate | lb/MWh | 1.4085 | 1.408 | 1.3628 | 1.3627 | 1.3627 | 1.3624 | 1.3627 | 0
NSR Taconite 1,2 - NOX Rate Annual v5.14 | 993 | 6136 | Rate Constraint in lbs/MMBtu | FALSE | L | Annual | Constraint Shadow Price | US2016$/Ton | 0 | 0 | 0 | 0 | 0 | 0 | 0 | 0
NSR Taconite 1,2 - SO2 Rate Annual v5.14 | 994 | 6135 | Rate Constraint in lbs/MMBtu | FALSE | L | Annual | Seasons Included | Seasons | Winter, WintShld, Summer | Winter, WintShld, Summer | Winter, WintShld, Summer | Winter, WintShld, Summer | Winter, WintShld, Summer | Winter, WintShld, Summer | Winter, WintShld, Summer | Winter, WintShld, Summer
NSR Taconite 1,2 - SO2 Rate Annual v5.14 | 994 | 6135 | Rate Constraint in lbs/MMBtu | FALSE | L | Annual | Standard SO2 | lb/MMBtu | 0.3 | 0.3 | 0.3 | 0.3 | 0.3 | 0.3 | 0.3 | 0.3
NSR Taconite 1,2 - SO2 Rate Annual v5.14 | 994 | 6135 | Rate Constraint in lbs/MMBtu | FALSE | L | Annual | Emissions at Affected Plants SO2 | Thousand Tons | 0.74492 | 0.64464 | 1.4485 | 1.0148 | 1.0148 | 1.174 | 1.0148 | 0
NSR Taconite 1,2 - SO2 Rate Annual v5.14 | 994 | 6135 | Rate Constraint in lbs/MMBtu | FALSE | L | Annual | Allowances Purchased SO2 | Thousand Tons | 0 | 0 | 0 | 0 | 0 | 0 | 0 | 0
NSR Taconite 1,2 - SO2 Rate Annual v5.14 | 994 | 6135 | Rate Constraint in lbs/MMBtu | FALSE | L | Annual | Allowances Sold SO2 | Thousand Tons | 0 | 0 | 0 | 0 | 0 | 0 | 0 | 0
NSR Taconite 1,2 - SO2 Rate Annual v5.14 | 994 | 6135 | Rate Constraint in lbs/MMBtu | FALSE | L | Annual | Allowances Banked | Thousand Tons | 0 | 0 | 0 | 0 | 0 | 0 | 0 | 0
NSR Taconite 1,2 - SO2 Rate Annual v5.14 | 994 | 6135 | Rate Constraint in lbs/MMBtu | FALSE | L | Annual | Allowances Withdrawn (1:1) | Thousand Tons | 0 | 0 | 0 | 0 | 0 | 0 | 0 | 0
NSR Taconite 1,2 - SO2 Rate Annual v5.14 | 994 | 6135 | Rate Constraint in lbs/MMBtu | FALSE | L | Annual | Allowances Withdrawn (n:1) | Thousand Tons | 0 | 0 | 0 | 0 | 0 | 0 | 0 | 0
NSR Taconite 1,2 - SO2 Rate Annual v5.14 | 994 | 6135 | Rate Constraint in lbs/MMBtu | FALSE | L | Annual | Net Emissions Allowance Position | Thousand Tons | 0.74492 | 0.64464 | 1.4485 | 1.0148 | 1.0148 | 1.174 | 1.0148 | 0
NSR Taconite 1,2 - SO2 Rate Annual v5.14 | 994 | 6135 | Rate Constraint in lbs/MMBtu | FALSE | L | Annual | Fuel Consumed | TBtu | 4.9661 | 6.1594 | 9.6566 | 6.7657 | 6.7657 | 7.8269 | 6.7657 | 0
NSR Taconite 1,2 - SO2 Rate Annual v5.14 | 994 | 6135 | Rate Constraint in lbs/MMBtu | FALSE | L | Annual | Rate | lb/MMBtu | 0.3 | 0.20932 | 0.3 | 0.3 | 0.3 | 0.3 | 0.3 | 0
NSR Taconite 1,2 - SO2 Rate Annual v5.14 | 994 | 6135 | Rate Constraint in lbs/MMBtu | FALSE | L | Annual | Generation | TWh | 0.43229 | 0.53617 | 0.86839 | 0.60841 | 0.60841 | 0.70386 | 0.60841 | 0
NSR Taconite 1,2 - SO2 Rate Annual v5.14 | 994 | 6135 | Rate Constraint in lbs/MMBtu | FALSE | L | Annual | Qualifying Generation | TWh | 0.43229 | 0.53617 | 0.86839 | 0.60841 | 0.60841 | 0.70386 | 0.60841 | 0
NSR Taconite 1,2 - SO2 Rate Annual v5.14 | 994 | 6135 | Rate Constraint in lbs/MMBtu | FALSE | L | Annual | Rate | lb/MWh | 3.4464 | 2.4046 | 3.3361 | 3.336 | 3.336 | 3.336 | 3.336 | 0
NSR Taconite 1,2 - SO2 Rate Annual v5.14 | 994 | 6135 | Rate Constraint in lbs/MMBtu | FALSE | L | Annual | Constraint Shadow Price | US2016$/Ton | 6.169 | 0 | 9.1821 | 1199.4393 | 1306.4175 | 1165.3589 | 929.1799 | 665.3811
NSR Tucson Electric - SO2 Cap Annual v4.0 | 995 | 2171 | Rate Constraint in MTons | FALSE | L | Annual | Seasons Included | Seasons | Winter, WintShld, Summer | Winter, WintShld, Summer | Winter, WintShld, Summer | Winter, WintShld, Summer | Winter, WintShld, Summer | Winter, WintShld, Summer | Winter, WintShld, Summer | Winter, WintShld, Summer
NSR Tucson Electric - SO2 Cap Annual v4.0 | 995 | 2171 | Rate Constraint in MTons | FALSE | L | Annual | Standard SO2 | Thousand Tons | 10.66 | 10.66 | 10.66 | 10.66 | 10.66 | 10.66 | 10.66 | 10.66
NSR Tucson Electric - SO2 Cap Annual v4.0 | 995 | 2171 | Rate Constraint in MTons | FALSE | L | Annual | Emissions at Affected Plants SO2 | Thousand Tons | 10.66 | 10.66 | 10.66 | 10.66 | 8.5313 | 8.5313 | 8.5313 | 8.5313
NSR Tucson Electric - SO2 Cap Annual v4.0 | 995 | 2171 | Rate Constraint in MTons | FALSE | L | Annual | Allowances Purchased SO2 | Thousand Tons | 0 | 0 | 0 | 0 | 0 | 0 | 0 | 0
NSR Tucson Electric - SO2 Cap Annual v4.0 | 995 | 2171 | Rate Constraint in MTons | FALSE | L | Annual | Allowances Sold SO2 | Thousand Tons | 0 | 0 | 0 | 0 | 0 | 0 | 0 | 0
NSR Tucson Electric - SO2 Cap Annual v4.0 | 995 | 2171 | Rate Constraint in MTons | FALSE | L | Annual | Allowances Banked | Thousand Tons | 0 | 0 | 0 | 0 | 0 | 0 | 0 | 0
NSR Tucson Electric - SO2 Cap Annual v4.0 | 995 | 2171 | Rate Constraint in MTons | FALSE | L | Annual | Allowances Withdrawn (1:1) | Thousand Tons | 0 | 0 | 0 | 0 | 0 | 0 | 0 | 0
NSR Tucson Electric - SO2 Cap Annual v4.0 | 995 | 2171 | Rate Constraint in MTons | FALSE | L | Annual | Allowances Withdrawn (n:1) | Thousand Tons | 0 | 0 | 0 | 0 | 0 | 0 | 0 | 0
NSR Tucson Electric - SO2 Cap Annual v4.0 | 995 | 2171 | Rate Constraint in MTons | FALSE | L | Annual | Net Emissions Allowance Position | Thousand Tons | 10.66 | 10.66 | 10.66 | 10.66 | 8.5313 | 8.5313 | 8.5313 | 8.5313
NSR Tucson Electric - SO2 Cap Annual v4.0 | 995 | 2171 | Rate Constraint in MTons | FALSE | L | Annual | Fuel Consumed | TBtu | 83.4766 | 83.4766 | 83.3952 | 83.3952 | 65.5027 | 65.5027 | 65.5027 | 65.5027
NSR Tucson Electric - SO2 Cap Annual v4.0 | 995 | 2171 | Rate Constraint in MTons | FALSE | L | Annual | Rate | lb/MMBtu | 0.2554 | 0.2554 | 0.25565 | 0.25565 | 0.26049 | 0.26049 | 0.26049 | 0.26049
NSR Tucson Electric - SO2 Cap Annual v4.0 | 995 | 2171 | Rate Constraint in MTons | FALSE | L | Annual | Generation | TWh | 8.1464 | 8.1435 | 8.2046 | 8.201 | 6.4426 | 6.4426 | 6.4426 | 6.4426
NSR Tucson Electric - SO2 Cap Annual v4.0 | 995 | 2171 | Rate Constraint in MTons | FALSE | L | Annual | Qualifying Generation | TWh | 8.1464 | 8.1435 | 8.2046 | 8.201 | 6.4426 | 6.4426 | 6.4426 | 6.4426
NSR Tucson Electric - SO2 Cap Annual v4.0 | 995 | 2171 | Rate Constraint in MTons | FALSE | L | Annual | Rate | lb/MWh | 2.6171 | 2.6181 | 2.5985 | 2.5997 | 2.6484 | 2.6484 | 2.6484 | 2.6484
NSR Tucson Electric - SO2 Cap Annual v4.0 | 995 | 2171 | Rate Constraint in MTons | FALSE | L | Annual | Constraint Shadow Price | US2016$/Ton | 2030.697 | 2815.0001 | 3236.6727 | 1133.0736 | 0 | 0 | 0 | 0
NSR Tucson Electric NOx Cap Annual - v4.0 | 996 | 2170 | Rate Constraint in MTons | FALSE | L | Annual | Seasons Included | Seasons | Winter, WintShld, Summer | Winter, WintShld, Summer | Winter, WintShld, Summer | Winter, WintShld, Summer | Winter, WintShld, Summer | Winter, WintShld, Summer | Winter, WintShld, Summer | Winter, WintShld, Summer
NSR Tucson Electric NOx Cap Annual - v4.0 | 996 | 2170 | Rate Constraint in MTons | FALSE | L | Annual | Standard NOX | Thousand Tons | 8.94 | 8.94 | 8.94 | 8.94 | 8.94 | 8.94 | 8.94 | 8.94
NSR Tucson Electric NOx Cap Annual - v4.0 | 996 | 2170 | Rate Constraint in MTons | FALSE | L | Annual | Emissions at Affected Plants NOX | Thousand Tons | 4.8157 | 4.8217 | 4.7998 | 4.807 | 3.6177 | 3.6177 | 3.6177 | 3.6177
NSR Tucson Electric NOx Cap Annual - v4.0 | 996 | 2170 | Rate Constraint in MTons | FALSE | L | Annual | Allowances Purchased NOX | Thousand Tons | 0 | 0 | 0 | 0 | 0 | 0 | 0 | 0
NSR Tucson Electric NOx Cap Annual - v4.0 | 996 | 2170 | Rate Constraint in MTons | FALSE | L | Annual | Allowances Sold NOX | Thousand Tons | 0 | 0 | 0 | 0 | 0 | 0 | 0 | 0
NSR Tucson Electric NOx Cap Annual - v4.0 | 996 | 2170 | Rate Constraint in MTons | FALSE | L | Annual | Allowances Banked | Thousand Tons | 0 | 0 | 0 | 0 | 0 | 0 | 0 | 0
NSR Tucson Electric NOx Cap Annual - v4.0 | 996 | 2170 | Rate Constraint in MTons | FALSE | L | Annual | Allowances Withdrawn (1:1) | Thousand Tons | 0 | 0 | 0 | 0 | 0 | 0 | 0 | 0
NSR Tucson Electric NOx Cap Annual - v4.0 | 996 | 2170 | Rate Constraint in MTons | FALSE | L | Annual | Allowances Withdrawn (n:1) | Thousand Tons | 0 | 0 | 0 | 0 | 0 | 0 | 0 | 0
NSR Tucson Electric NOx Cap Annual - v4.0 | 996 | 2170 | Rate Constraint in MTons | FALSE | L | Annual | Net Emissions Allowance Position | Thousand Tons | 4.8157 | 4.8217 | 4.7998 | 4.807 | 3.6177 | 3.6177 | 3.6177 | 3.6177
NSR Tucson Electric NOx Cap Annual - v4.0 | 996 | 2170 | Rate Constraint in MTons | FALSE | L | Annual | Fuel Consumed | TBtu | 83.4766 | 83.4766 | 83.3952 | 83.3952 | 65.5027 | 65.5027 | 65.5027 | 65.5027
NSR Tucson Electric NOx Cap Annual - v4.0 | 996 | 2170 | Rate Constraint in MTons | FALSE | L | Annual | Rate | lb/MMBtu | 0.11538 | 0.11552 | 0.11511 | 0.11528 | 0.11046 | 0.11046 | 0.11046 | 0.11046
NSR Tucson Electric NOx Cap Annual - v4.0 | 996 | 2170 | Rate Constraint in MTons | FALSE | L | Annual | Generation | TWh | 8.1464 | 8.1435 | 8.2046 | 8.201 | 6.4426 | 6.4426 | 6.4426 | 6.4426
NSR Tucson Electric NOx Cap Annual - v4.0 | 996 | 2170 | Rate Constraint in MTons | FALSE | L | Annual | Qualifying Generation | TWh | 8.1464 | 8.1435 | 8.2046 | 8.201 | 6.4426 | 6.4426 | 6.4426 | 6.4426
NSR Tucson Electric NOx Cap Annual - v4.0 | 996 | 2170 | Rate Constraint in MTons | FALSE | L | Annual | Rate | lb/MWh | 1.1823 | 1.1842 | 1.17 | 1.1723 | 1.1231 | 1.1231 | 1.1231 | 1.1231
NSR Tucson Electric NOx Cap Annual - v4.0 | 996 | 2170 | Rate Constraint in MTons | FALSE | L | Annual | Constraint Shadow Price | US2016$/Ton | 0 | 0 | 0 | 0 | 0 | 0 | 0 | 0
NSR TVA System - NOX Cap Annual v4.11 | 997 | 2308 | Rate Constraint in MTons | FALSE | L | Annual | Seasons Included | Seasons | Winter, WintShld, Summer | Winter, WintShld, Summer | Winter, WintShld, Summer | Winter, WintShld, Summer | Winter, WintShld, Summer | Winter, WintShld, Summer | Winter, WintShld, Summer | Winter, WintShld, Summer
NSR TVA System - NOX Cap Annual v4.11 | 997 | 2308 | Rate Constraint in MTons | FALSE | L | Annual | Standard NOX | Thousand Tons | 52 | 52 | 52 | 52 | 52 | 52 | 52 | 52
NSR TVA System - NOX Cap Annual v4.11 | 997 | 2308 | Rate Constraint in MTons | FALSE | L | Annual | Emissions at Affected Plants NOX | Thousand Tons | 8.2565 | 9.5187 | 9.7614 | 9.6928 | 10.1213 | 10.9277 | 9.3664 | 0
NSR TVA System - NOX Cap Annual v4.11 | 997 | 2308 | Rate Constraint in MTons | FALSE | L | Annual | Allowances Purchased NOX | Thousand Tons | 0 | 0 | 0 | 0 | 0 | 0 | 0 | 0
NSR TVA System - NOX Cap Annual v4.11 | 997 | 2308 | Rate Constraint in MTons | FALSE | L | Annual | Allowances Sold NOX | Thousand Tons | 0 | 0 | 0 | 0 | 0 | 0 | 0 | 0
NSR TVA System - NOX Cap Annual v4.11 | 997 | 2308 | Rate Constraint in MTons | FALSE | L | Annual | Allowances Banked | Thousand Tons | 0 | 0 | 0 | 0 | 0 | 0 | 0 | 0
NSR TVA System - NOX Cap Annual v4.11 | 997 | 2308 | Rate Constraint in MTons | FALSE | L | Annual | Allowances Withdrawn (1:1) | Thousand Tons | 0 | 0 | 0 | 0 | 0 | 0 | 0 | 0
NSR TVA System - NOX Cap Annual v4.11 | 997 | 2308 | Rate Constraint in MTons | FALSE | L | Annual | Allowances Withdrawn (n:1) | Thousand Tons | 0 | 0 | 0 | 0 | 0 | 0 | 0 | 0
NSR TVA System - NOX Cap Annual v4.11 | 997 | 2308 | Rate Constraint in MTons | FALSE | L | Annual | Net Emissions Allowance Position | Thousand Tons | 8.2565 | 9.5187 | 9.7614 | 9.6928 | 10.1213 | 10.9277 | 9.3664 | 0
NSR TVA System - NOX Cap Annual v4.11 | 997 | 2308 | Rate Constraint in MTons | FALSE | L | Annual | Fuel Consumed | TBtu | 128.2784 | 156.8974 | 165.0844 | 154.5181 | 161.7062 | 165.7298 | 139.1875 | 0
NSR TVA System - NOX Cap Annual v4.11 | 997 | 2308 | Rate Constraint in MTons | FALSE | L | Annual | Rate | lb/MMBtu | 0.12873 | 0.12134 | 0.11826 | 0.12546 | 0.12518 | 0.13187 | 0.13459 | 0
NSR TVA System - NOX Cap Annual v4.11 | 997 | 2308 | Rate Constraint in MTons | FALSE | L | Annual | Generation | TWh | 11.6137 | 14.2245 | 15.2362 | 14.2453 | 14.917 | 15.2649 | 12.7754 | 0
NSR TVA System - NOX Cap Annual v4.11 | 997 | 2308 | Rate Constraint in MTons | FALSE | L | Annual | Qualifying Generation | TWh | 11.6137 | 14.2245 | 15.2362 | 14.2453 | 14.917 | 15.2649 | 12.7754 | 0
NSR TVA System - NOX Cap Annual v4.11 | 997 | 2308 | Rate Constraint in MTons | FALSE | L | Annual | Rate | lb/MWh | 1.4218 | 1.3384 | 1.2813 | 1.3608 | 1.357 | 1.4317 | 1.4663 | 0
NSR TVA System - NOX Cap Annual v4.11 | 997 | 2308 | Rate Constraint in MTons | FALSE | L | Annual | Constraint Shadow Price | US2016$/Ton | 0 | 0 | 0 | 0 | 0 | 0 | 0 | 0
NSR TVA System - SO2 Cap Annual v4.11 | 998 | 2307 | Rate Constraint in MTons | FALSE | L | Annual | Seasons Included | Seasons | Winter, WintShld, Summer | Winter, WintShld, Summer | Winter, WintShld, Summer | Winter, WintShld, Summer | Winter, WintShld, Summer | Winter, WintShld, Summer | Winter, WintShld, Summer | Winter, WintShld, Summer
NSR TVA System - SO2 Cap Annual v4.11 | 998 | 2307 | Rate Constraint in MTons | FALSE | L | Annual | Standard SO2 | Thousand Tons | 100 | 100 | 100 | 100 | 100 | 100 | 100 | 100
NSR TVA System - SO2 Cap Annual v4.11 | 998 | 2307 | Rate Constraint in MTons | FALSE | L | Annual | Emissions at Affected Plants SO2 | Thousand Tons | 10.1802 | 11.9636 | 12.1845 | 10.844 | 11.1806 | 12.5645 | 12.643 | 0
NSR TVA System - SO2 Cap Annual v4.11 | 998 | 2307 | Rate Constraint in MTons | FALSE | L | Annual | Allowances Purchased SO2 | Thousand Tons | 0 | 0 | 0 | 0 | 0 | 0 | 0 | 0
NSR TVA System - SO2 Cap Annual v4.11 | 998 | 2307 | Rate Constraint in MTons | FALSE | L | Annual | Allowances Sold SO2 | Thousand Tons | 0 | 0 | 0 | 0 | 0 | 0 | 0 | 0
NSR TVA System - SO2 Cap Annual v4.11 | 998 | 2307 | Rate Constraint in MTons | FALSE | L | Annual | Allowances Banked | Thousand Tons | 0 | 0 | 0 | 0 | 0 | 0 | 0 | 0
NSR TVA System - SO2 Cap Annual v4.11 | 998 | 2307 | Rate Constraint in MTons | FALSE | L | Annual | Allowances Withdrawn (1:1) | Thousand Tons | 0 | 0 | 0 | 0 | 0 | 0 | 0 | 0
NSR TVA System - SO2 Cap Annual v4.11 | 998 | 2307 | Rate Constraint in MTons | FALSE | L | Annual | Allowances Withdrawn (n:1) | Thousand Tons | 0 | 0 | 0 | 0 | 0 | 0 | 0 | 0
NSR TVA System - SO2 Cap Annual v4.11 | 998 | 2307 | Rate Constraint in MTons | FALSE | L | Annual | Net Emissions Allowance Position | Thousand Tons | 10.1802 | 11.9636 | 12.1845 | 10.844 | 11.1806 | 12.5645 | 12.643 | 0
NSR TVA System - SO2 Cap Annual v4.11 | 998 | 2307 | Rate Constraint in MTons | FALSE | L | Annual | Fuel Consumed | TBtu | 128.2784 | 156.8974 | 165.0844 | 154.5181 | 161.7062 | 165.7298 | 139.1875 | 0
NSR TVA System - SO2 Cap Annual v4.11 | 998 | 2307 | Rate Constraint in MTons | FALSE | L | Annual | Rate | lb/MMBtu | 0.15872 | 0.1525 | 0.14762 | 0.14036 | 0.13828 | 0.15163 | 0.18167 | 0
NSR TVA System - SO2 Cap Annual v4.11 | 998 | 2307 | Rate Constraint in MTons | FALSE | L | Annual | Generation | TWh | 11.6137 | 14.2245 | 15.2362 | 14.2453 | 14.917 | 15.2649 | 12.7754 | 0
NSR TVA System - SO2 Cap Annual v4.11 | 998 | 2307 | Rate Constraint in MTons | FALSE | L | Annual | Qualifying Generation | TWh | 11.6137 | 14.2245 | 15.2362 | 14.2453 | 14.917 | 15.2649 | 12.7754 | 0
NSR TVA System - SO2 Cap Annual v4.11 | 998 | 2307 | Rate Constraint in MTons | FALSE | L | Annual | Rate | lb/MWh | 1.7531 | 1.6821 | 1.5994 | 1.5225 | 1.499 | 1.6462 | 1.9793 | 0
NSR TVA System - SO2 Cap Annual v4.11 | 998 | 2307 | Rate Constraint in MTons | FALSE | L | Annual | Constraint Shadow Price | US2016$/Ton | 0 | 0 | 0 | 0 | 0 | 0 | 0 | 0
NSR Valley 1-4 - NOX Rate Annual v5.16 | 999 | 6629 | Rate Constraint in lbs/MMBtu | FALSE | L | Annual | Seasons Included | Seasons | Winter, WintShld, Summer | Winter, WintShld, Summer | Winter, WintShld, Summer | Winter, WintShld, Summer | Winter, WintShld, Summer | Winter, WintShld, Summer | Winter, WintShld, Summer | Winter, WintShld, Summer
NSR Valley 1-4 - NOX Rate Annual v5.16 | 999 | 6629 | Rate Constraint in lbs/MMBtu | FALSE | L | Annual | Standard NOX | lb/MMBtu | 0.08 | 0.08 | 0.08 | 0.08 | 0.08 | 0.08 | 0.08 | 0.08
NSR Valley 1-4 - NOX Rate Annual v5.16 | 999 | 6629 | Rate Constraint in lbs/MMBtu | FALSE | L | Annual | Emissions at Affected Plants NOX | Thousand Tons | 0.01866 | 0.047986 | 0.059875 | 0.065013 | 0.083517 | 0.083517 | 0.067417 | 0
NSR Valley 1-4 - NOX Rate Annual v5.16 | 999 | 6629 | Rate Constraint in lbs/MMBtu | FALSE | L | Annual | Allowances Purchased NOX | Thousand Tons | 0 | 0 | 0 | 0 | 0 | 0 | 0 | 0
NSR Valley 1-4 - NOX Rate Annual v5.16 | 999 | 6629 | Rate Constraint in lbs/MMBtu | FALSE | L | Annual | Allowances Sold NOX | Thousand Tons | 0 | 0 | 0 | 0 | 0 | 0 | 0 | 0
NSR Valley 1-4 - NOX Rate Annual v5.16 | 999 | 6629 | Rate Constraint in lbs/MMBtu | FALSE | L | Annual | Allowances Banked | Thousand Tons | 0 | 0 | 0 | 0 | 0 | 0 | 0 | 0
NSR Valley 1-4 - NOX Rate Annual v5.16 | 999 | 6629 | Rate Constraint in lbs/MMBtu | FALSE | L | Annual | Allowances Withdrawn (1:1) | Thousand Tons | 0 | 0 | 0 | 0 | 0 | 0 | 0 | 0
NSR Valley 1-4 - NOX Rate Annual v5.16 | 999 | 6629 | Rate Constraint in lbs/MMBtu | FALSE | L | Annual | Allowances Withdrawn (n:1) | Thousand Tons | 0 | 0 | 0 | 0 | 0 | 0 | 0 | 0
NSR Valley 1-4 - NOX Rate Annual v5.16 | 999 | 6629 | Rate Constraint in lbs/MMBtu | FALSE | L | Annual | Net Emissions Allowance Position | Thousand Tons | 0.01866 | 0.047986 | 0.059875 | 0.065013 | 0.083517 | 0.083517 | 0.067417 | 0
NSR Valley 1-4 - NOX Rate Annual v5.16 | 999 | 6629 | Rate Constraint in lbs/MMBtu | FALSE | L | Annual | Fuel Consumed | TBtu | 0.52875 | 1.3597 | 1.6966 | 1.8421 | 2.3665 | 2.3665 | 1.9103 | 0
NSR Valley 1-4 - NOX Rate Annual v5.16 | 999 | 6629 | Rate Constraint in lbs/MMBtu | FALSE | L | Annual | Rate | lb/MMBtu | 0.070584 | 0.070584 | 0.070584 | 0.070584 | 0.070584 | 0.070584 | 0.070584 | 0
NSR Valley 1-4 - NOX Rate Annual v5.16 | 999 | 6629 | Rate Constraint in lbs/MMBtu | FALSE | L | Annual | Generation | TWh | 0.042739 | 0.10991 | 0.13714 | 0.1489 | 0.19128 | 0.19128 | 0.15441 | 0
NSR Valley 1-4 - NOX Rate Annual v5.16 | 999 | 6629 | Rate Constraint in lbs/MMBtu | FALSE | L | Annual | Qualifying Generation | TWh | 0.042739 | 0.10991 | 0.13714 | 0.1489 | 0.19128 | 0.19128 | 0.15441 | 0
NSR Valley 1-4 - NOX Rate Annual v5.16 | 999 | 6629 | Rate Constraint in lbs/MMBtu | FALSE | L | Annual | Rate | lb/MWh | 0.87322 | 0.87322 | 0.87322 | 0.87322 | 0.87322 | 0.87322 | 0.87322 | 0
NSR Valley 1-4 - NOX Rate Annual v5.16 | 999 | 6629 | Rate Constraint in lbs/MMBtu | FALSE | L | Annual | Constraint Shadow Price | US2016$/Ton | 0 | 0 | 0 | 0 | 0 | 0 | 0 | 0
NSR Valley 1-4 - SO2 Cap Annual v5.16 | 1000 | 6630 | Rate Constraint in MTons | FALSE | L | Annual | Seasons Included | Seasons | Winter, WintShld, Summer | Winter, WintShld, Summer | Winter, WintShld, Summer | Winter, WintShld, Summer | Winter, WintShld, Summer | Winter, WintShld, Summer | Winter, WintShld, Summer | Winter, WintShld, Summer
NSR Valley 1-4 - SO2 Cap Annual v5.16 | 1000 | 6630 | Rate Constraint in MTons | FALSE | L | Annual | Standard SO2 | Thousand Tons | 0.0095 | 0.0095 | 0.0095 | 0.0095 | 0.0095 | 0.0095 | 0.0095 | 0.0095
NSR Valley 1-4 - SO2 Cap Annual v5.16 | 1000 | 6630 | Rate Constraint in MTons | FALSE | L | Annual | Emissions at Affected Plants SO2 | Thousand Tons | 0 | 0 | 0 | 0 | 0 | 0 | 0 | 0
NSR Valley 1-4 - SO2 Cap Annual v5.16 | 1000 | 6630 | Rate Constraint in MTons | FALSE | L | Annual | Allowances Purchased SO2 | Thousand Tons | 0 | 0 | 0 | 0 | 0 | 0 | 0 | 0
NSR Valley 1-4 - SO2 Cap Annual v5.16 | 1000 | 6630 | Rate Constraint in MTons | FALSE | L | Annual | Allowances Sold SO2 | Thousand Tons | 0 | 0 | 0 | 0 | 0 | 0 | 0 | 0
NSR Valley 1-4 - SO2 Cap Annual v5.16 | 1000 | 6630 | Rate Constraint in MTons | FALSE | L | Annual | Allowances Banked | Thousand Tons | 0 | 0 | 0 | 0 | 0 | 0 | 0 | 0
NSR Valley 1-4 - SO2 Cap Annual v5.16 | 1000 | 6630 | Rate Constraint in MTons | FALSE | L | Annual | Allowances Withdrawn (1:1) | Thousand Tons | 0 | 0 | 0 | 0 | 0 | 0 | 0 | 0
NSR Valley 1-4 - SO2 Cap Annual v5.16 | 1000 | 6630 | Rate Constraint in MTons | FALSE | L | Annual | Allowances Withdrawn (n:1) | Thousand Tons | 0 | 0 | 0 | 0 | 0 | 0 | 0 | 0
NSR Valley 1-4 - SO2 Cap Annual v5.16 | 1000 | 6630 | Rate Constraint in MTons | FALSE | L | Annual | Net Emissions Allowance Position | Thousand Tons | 0 | 0 | 0 | 0 | 0 | 0 | 0 | 0
NSR Valley 1-4 - SO2 Cap Annual v5.16 | 1000 | 6630 | Rate Constraint in MTons | FALSE | L | Annual | Fuel Consumed | TBtu | 0.52875 | 1.3597 | 1.6966 | 1.8421 | 2.3665 | 2.3665 | 1.9103 | 0
NSR Valley 1-4 - SO2 Cap Annual v5.16 | 1000 | 6630 | Rate Constraint in MTons | FALSE | L | Annual | Rate | lb/MMBtu | 0 | 0 | 0 | 0 | 0 | 0 | 0 | 0
NSR Valley 1-4 - SO2 Cap Annual v5.16 | 1000 | 6630 | Rate Constraint in MTons | FALSE | L | Annual | Generation | TWh | 0.042739 | 0.10991 | 0.13714 | 0.1489 | 0.19128 | 0.19128 | 0.15441 | 0
NSR Valley 1-4 - SO2 Cap Annual v5.16 | 1000 | 6630 | Rate Constraint in MTons | FALSE | L | Annual | Qualifying Generation | TWh | 0.042739 | 0.10991 | 0.13714 | 0.1489 | 0.19128 | 0.19128 | 0.15441 | 0
NSR Valley 1-4 - SO2 Cap Annual v5.16 | 1000 | 6630 | Rate Constraint in MTons | FALSE | L | Annual | Rate | lb/MWh | 0 | 0 | 0 | 0 | 0 | 0 | 0 | 0
NSR Valley 1-4 - SO2 Cap Annual v5.16 | 1000 | 6630 | Rate Constraint in MTons | FALSE | L | Annual | Constraint Shadow Price | US2016$/Ton | 0 | 0 | 0 | 0 | 0 | 0 | 0 | 0
NSR W H Sammis 1-5 - SO2 Rate Annual v3.1, Unit 5747 and retrofits | 1001 | 1877 | Rate Constraint in lbs/MMBtu | FALSE | L | Annual | Seasons Included | Seasons | Winter, WintShld, Summer | Winter, WintShld, Summer | Winter, WintShld, Summer | Winter, WintShld, Summer | Winter, WintShld, Summer | Winter, WintShld, Summer | Winter, WintShld, Summer | Winter, WintShld, Summer
NSR W H Sammis 1-5 - SO2 Rate Annual v3.1, Unit 5747 and retrofits | 1001 | 1877 | Rate Constraint in lbs/MMBtu | FALSE | L | Annual | Standard SO2 | lb/MMBtu | 1.1 | 1.1 | 1.1 | 1.1 | 1.1 | 1.1 | 1.1 | 1.1
NSR W H Sammis 1-5 - SO2 Rate Annual v3.1, Unit 5747 and retrofits | 1001 | 1877 | Rate Constraint in lbs/MMBtu | FALSE | L | Annual | Emissions at Affected Plants SO2 | Thousand Tons | 0.86562 | 0.91005 | 0.81441 | 0.74613 | 0.64456 | 0.64288 | 0.47405 | 0
NSR W H Sammis 1-5 - SO2 Rate Annual v3.1, Unit 5747 and retrofits | 1001 | 1877 | Rate Constraint in lbs/MMBtu | FALSE | L | Annual | Allowances Purchased SO2 | Thousand Tons | 0 | 0 | 0 | 0 | 0 | 0 | 0 | 0
NSR W H Sammis 1-5 - SO2 Rate Annual v3.1, Unit 5747 and retrofits | 1001 | 1877 | Rate Constraint in lbs/MMBtu | FALSE | L | Annual | Allowances Sold SO2 | Thousand Tons | 0 | 0 | 0 | 0 | 0 | 0 | 0 | 0
NSR W H Sammis 1-5 - SO2 Rate Annual v3.1, Unit 5747 and retrofits | 1001 | 1877 | Rate Constraint in lbs/MMBtu | FALSE | L | Annual | Allowances Banked | Thousand Tons | 0 | 0 | 0 | 0 | 0 | 0 | 0 | 0
NSR W H Sammis 1-5 - SO2 Rate Annual v3.1, Unit 5747 and retrofits | 1001 | 1877 | Rate Constraint in lbs/MMBtu | FALSE | L | Annual | Allowances Withdrawn (1:1) | Thousand Tons | 0 | 0 | 0 | 0 | 0 | 0 | 0 | 0
NSR W H Sammis 1-5 - SO2 Rate Annual v3.1, Unit 5747 and retrofits | 1001 | 1877 | Rate Constraint in lbs/MMBtu | FALSE | L | Annual | Allowances Withdrawn (n:1) | Thousand Tons | 0 | 0 | 0 | 0 | 0 | 0 | 0 | 0
NSR W H Sammis 1-5 - SO2 Rate Annual v3.1, Unit 5747 and retrofits | 1001 | 1877 | Rate Constraint in lbs/MMBtu | FALSE | L | Annual | Net Emissions Allowance Position | Thousand Tons | 0.86562 | 0.91005 | 0.81441 | 0.74613 | 0.64456 | 0.64288 | 0.47405 | 0
NSR W H Sammis 1-5 - SO2 Rate Annual v3.1, Unit 5747 and retrofits | 1001 | 1877 | Rate Constraint in lbs/MMBtu | FALSE | L | Annual | Fuel Consumed | TBtu | 19.4705 | 20.6722 | 19.8406 | 14.6334 | 13.5869 | 13.5447 | 11.9225 | 0
NSR W H Sammis 1-5 - SO2 Rate Annual v3.1, Unit 5747 and retrofits | 1001 | 1877 | Rate Constraint in lbs/MMBtu | FALSE | L | Annual | Rate | lb/MMBtu | 0.088916 | 0.088046 | 0.082096 | 0.10198 | 0.09488 | 0.094928 | 0.079521 | 0
NSR W H Sammis 1-5 - SO2 Rate Annual v3.1, Unit 5747 and retrofits | 1001 | 1877 | Rate Constraint in lbs/MMBtu | FALSE | L | Annual | Generation | TWh | 1.737 | 1.8442 | 1.8229 | 1.3445 | 1.2483 | 1.2445 | 1.0954 | 0
NSR W H Sammis 1-5 - SO2 Rate Annual v3.1, Unit 5747 and retrofits | 1001 | 1877 | Rate Constraint in lbs/MMBtu | FALSE | L | Annual | Qualifying Generation | TWh | 1.737 | 1.8442 | 1.8229 | 1.3445 | 1.2483 | 1.2445 | 1.0954 | 0
NSR W H Sammis 1-5 - SO2 Rate Annual v3.1, Unit 5747 and retrofits | 1001 | 1877 | Rate Constraint in lbs/MMBtu | FALSE | L | Annual | Rate | lb/MWh | 0.99666 | 0.98691 | 0.89353 | 1.1099 | 1.0327 | 1.0332 | 0.86551 | 0
NSR W H Sammis 1-5 - SO2 Rate Annual v3.1, Unit 5747 and retrofits | 1001 | 1877 | Rate Constraint in lbs/MMBtu | FALSE | L | Annual | Constraint Shadow Price | US2016$/Ton | 0 | 0 | 0 | 0 | 0 | 0 | 0 | 0
NSR W H Sammis 5 - NOX Rate Annual v3.1, Unit 5747 and retrofits | 1002 | 1878 | Rate Constraint in lbs/MMBtu | FALSE | L | Annual | Seasons Included | Seasons | Winter, WintShld, Summer | Winter, WintShld, Summer | Winter, WintShld, Summer | Winter, WintShld, Summer | Winter, WintShld, Summer | Winter, WintShld, Summer | Winter, WintShld, Summer | Winter, WintShld, Summer
NSR W H Sammis 5 - NOX Rate Annual v3.1, Unit 5747 and retrofits | 1002 | 1878 | Rate Constraint in lbs/MMBtu | FALSE | L | Annual | Standard NOX | lb/MMBtu | 0.29 | 0.29 | 0.29 | 0.29 | 0.29 | 0.29 | 0.29 | 0.29
NSR W H Sammis 5 - NOX Rate Annual v3.1, Unit 5747 and retrofits | 1002 | 1878 | Rate Constraint in lbs/MMBtu | FALSE | L | Annual | Emissions at Affected Plants NOX | Thousand Tons | 2.5127 | 2.6677 | 2.5604 | 1.8884 | 1.7534 | 1.7479 | 1.5386 | 0
NSR W H Sammis 5 - NOX Rate Annual v3.1, Unit 5747 and retrofits | 1002 | 1878 | Rate Constraint in lbs/MMBtu | FALSE | L | Annual | Allowances Purchased NOX | Thousand Tons | 0 | 0 | 0 | 0 | 0 | 0 | 0 | 0
NSR W H Sammis 5 - NOX Rate Annual v3.1, Unit 5747 and retrofits | 1002 | 1878 | Rate Constraint in lbs/MMBtu | FALSE | L | Annual | Allowances Sold NOX | Thousand Tons | 0 | 0 | 0 | 0 | 0 | 0 | 0 | 0
NSR W H Sammis 5 - NOX Rate Annual v3.1, Unit 5747 and retrofits | 1002 | 1878 | Rate Constraint in lbs/MMBtu | FALSE | L | Annual | Allowances Banked | Thousand Tons | 0 | 0 | 0 | 0 | 0 | 0 | 0 | 0
NSR W H Sammis 5 - NOX Rate Annual v3.1, Unit 5747 and retrofits | 1002 | 1878 | Rate Constraint in lbs/MMBtu | FALSE | L | Annual | Allowances Withdrawn (1:1) | Thousand Tons | 0 | 0 | 0 | 0 | 0 | 0 | 0 | 0
NSR W H Sammis 5 - NOX Rate Annual v3.1, Unit 5747 and retrofits | 1002 | 1878 | Rate Constraint in lbs/MMBtu | FALSE | L | Annual | Allowances Withdrawn (n:1) | Thousand Tons | 0 | 0 | 0 | 0 | 0 | 0 | 0 | 0
NSR W H Sammis 5 - NOX Rate Annual v3.1, Unit 5747 and retrofits | 1002 | 1878 | Rate Constraint in lbs/MMBtu | FALSE | L | Annual | Net Emissions Allowance Position | Thousand Tons | 2.5127 | 2.6677 | 2.5604 | 1.8884 | 1.7534 | 1.7479 | 1.5386 | 0
NSR W H Sammis 5 - NOX Rate Annual v3.1, Unit 5747 and retrofits | 1002 | 1878 | Rate Constraint in lbs/MMBtu | FALSE | L | Annual | Fuel Consumed | TBtu | 19.4705 | 20.6722 | 19.8406 | 14.6334 | 13.5869 | 13.5447 | 11.9225 | 0
NSR W H Sammis 5 - NOX Rate Annual v3.1, Unit 5747 and retrofits | 1002 | 1878 | Rate Constraint in lbs/MMBtu | FALSE | L | Annual | Rate | lb/MMBtu | 0.2581 | 0.2581 | 0.2581 | 0.2581 | 0.2581 | 0.2581 | 0.2581 | 0
NSR W H Sammis 5 - NOX Rate Annual v3.1, Unit 5747 and retrofits | 1002 | 1878 | Rate Constraint in lbs/MMBtu | FALSE | L | Annual | Generation | TWh | 1.737 | 1.8442 | 1.8229 | 1.3445 | 1.2483 | 1.2445 | 1.0954 | 0
NSR W H Sammis 5 - NOX Rate Annual v3.1, Unit 5747 and retrofits | 1002 | 1878 | Rate Constraint in lbs/MMBtu | FALSE | L | Annual | Qualifying Generation | TWh | 1.737 | 1.8442 | 1.8229 | 1.3445 | 1.2483 | 1.2445 | 1.0954 | 0
NSR W H Sammis 5 - NOX Rate Annual v3.1, Unit 5747 and retrofits | 1002 | 1878 | Rate Constraint in lbs/MMBtu | FALSE | L | Annual | Rate | lb/MWh | 2.893 | 2.893 | 2.8091 | 2.8091 | 2.8091 | 2.8091 | 2.8091 | 0
NSR W H Sammis 5 - NOX Rate Annual v3.1, Unit 5747 and retrofits | 1002 | 1878 | Rate Constraint in lbs/MMBtu | FALSE | L | Annual | Constraint Shadow Price | US2016$/Ton | 0 | 0 | 0 | 0 | 0 | 0 | 0 | 0
NSR W H Sammis 6 - SO2 Rate Annual v3.1, Unit 5731 and retrofits | 1003 | 1879 | Rate Constraint in lbs/MMBtu | FALSE | L | Annual | Seasons Included | Seasons | Winter, WintShld, Summer | Winter, WintShld, Summer | Winter, WintShld, Summer | Winter, WintShld, Summer | Winter, WintShld, Summer | Winter, WintShld, Summer | Winter, WintShld, Summer | Winter, WintShld, Summer
NSR W H Sammis 6 - SO2 Rate Annual v3.1, Unit 5731 and retrofits | 1003 | 1879 | Rate Constraint in lbs/MMBtu | FALSE | L | Annual | Standard SO2 | lb/MMBtu | 0.13 | 0.13 | 0.13 | 0.13 | 0.13 | 0.13 | 0.13 | 0.13
NSR W H Sammis 6 - SO2 Rate Annual v3.1, Unit 5731 and retrofits | 1003 | 1879 | Rate Constraint in lbs/MMBtu | FALSE | L | Annual | Emissions at Affected Plants SO2 | Thousand Tons | 2.2336 | 2.7176 | 2.6307 | 2.5214 | 1.1376 | 1.5503 | 0.99857 | 0
NSR W H Sammis 6 - SO2 Rate Annual v3.1, Unit 5731 and retrofits | 1003 | 1879 | Rate Constraint in lbs/MMBtu | FALSE | L | Annual | Allowances Purchased SO2 | Thousand Tons | 0 | 0 | 0 | 0 | 0 | 0 | 0 | 0
NSR W H Sammis 6 - SO2 Rate Annual v3.1, Unit 5731 and retrofits | 1003 | 1879 | Rate Constraint in lbs/MMBtu | FALSE | L | Annual | Allowances Sold SO2 | Thousand Tons | 0 | 0 | 0 | 0 | 0 | 0 | 0 | 0
NSR W H Sammis 6 - SO2 Rate Annual v3.1, Unit 5731 and retrofits | 1003 | 1879 | Rate Constraint in lbs/MMBtu | FALSE | L | Annual | Allowances Banked | Thousand Tons | 0 | 0 | 0 | 0 | 0 | 0 | 0 | 0
NSR W H Sammis 6 - SO2 Rate Annual v3.1, Unit 5731 and retrofits | 1003 | 1879 | Rate Constraint in lbs/MMBtu | FALSE | L | Annual | Allowances Withdrawn (1:1) | Thousand Tons | 0 | 0 | 0 | 0 | 0 | 0 | 0 | 0
NSR W H Sammis 6 - SO2 Rate Annual v3.1, Unit 5731 and retrofits | 1003 | 1879 | Rate Constraint in lbs/MMBtu | FALSE | L | Annual | Allowances Withdrawn (n:1) | Thousand Tons | 0 | 0 | 0 | 0 | 0 | 0 | 0 | 0
NSR W H Sammis 6 - SO2 Rate Annual v3.1, Unit 5731 and retrofits | 1003 | 1879 | Rate Constraint in lbs/MMBtu | FALSE | L | Annual | Net Emissions Allowance Position | Thousand Tons | 2.2336 | 2.7176 | 2.6307 | 2.5214 | 1.1376 | 1.5503 | 0.99857 | 0
NSR W H Sammis 6 - SO2 Rate Annual v3.1, Unit 5731 and retrofits | 1003 | 1879 | Rate Constraint in lbs/MMBtu | FALSE | L | Annual | Fuel Consumed | TBtu | 42.5957 | 45.3778 | 43.9278 | 42.1017 | 28.6108 | 28.539 | 25.1144 | 0
NSR W H Sammis 6 - SO2 Rate Annual v3.1, Unit 5731 and retrofits | 1003 | 1879 | Rate Constraint in lbs/MMBtu | FALSE | L | Annual | Rate | lb/MMBtu | 0.10488 | 0.11978 | 0.11978 | 0.11978 | 0.079521 | 0.10865 | 0.079521 | 0
NSR W H Sammis 6 - SO2 Rate Annual v3.1, Unit 5731 and retrofits | 1003 | 1879 | Rate Constraint in lbs/MMBtu | FALSE | L | Annual | Generation | TWh | 3.9309 | 4.1877 | 4.1282 | 3.9566 | 2.6887 | 2.682 | 2.3602 | 0
NSR W H Sammis 6 - SO2 Rate Annual v3.1, Unit 5731 and retrofits | 1003 | 1879 | Rate Constraint in lbs/MMBtu | FALSE | L | Annual | Qualifying Generation | TWh | 3.9309 | 4.1877 | 4.1282 | 3.9566 | 2.6887 | 2.682 | 2.3602 | 0
NSR W H Sammis 6 - SO2 Rate Annual v3.1, Unit 5731 and retrofits | 1003 | 1879 | Rate Constraint in lbs/MMBtu | FALSE | L | Annual | Rate | lb/MWh | 1.1364 | 1.2979 | 1.2745 | 1.2745 | 0.84618 | 1.1561 | 0.84618 | 0
NSR W H Sammis 6 - SO2 Rate Annual v3.1, Unit 5731 and retrofits | 1003 | 1879 | Rate Constraint in lbs/MMBtu | FALSE | L | Annual | Constraint Shadow Price | US2016$/Ton | 0 | 0 | 0 | 0 | 0 | 0 | 0 | 0
NSR W H Sammis 6,7 - NOX Rate Annual v3.1, Unit 5731 and retrofits | 1004 | 1880 | Rate Constraint in lbs/MMBtu | FALSE | L | Annual | Seasons Included | Seasons | Winter, WintShld, Summer | Winter, WintShld, Summer | Winter, WintShld, Summer | Winter, WintShld, Summer | Winter, WintShld, Summer | Winter, WintShld, Summer | Winter, WintShld, Summer | Winter, WintShld, Summer
NSR W H Sammis 6,7 - NOX Rate Annual v3.1, Unit 5731 and retrofits | 1004 | 1880 | Rate Constraint in lbs/MMBtu | FALSE | L | Annual | Standard NOX | lb/MMBtu | 0.1 | 0.1 | 0.1 | 0.1 | 0.1 | 0.1 | 0.1 | 0.1
NSR W H Sammis 6,7 - NOX Rate Annual v3.1, Unit 5731 and retrofits | 1004 | 1880 | Rate Constraint in lbs/MMBtu | FALSE | L | Annual | Emissions at Affected Plants NOX | Thousand Tons | 1.5973 | 1.7017 | 1.6473 | 1.5788 | 1.0729 | 1.0702 | 0.94179 | 0
NSR W H Sammis 6,7 - NOX Rate Annual v3.1, Unit 5731 and retrofits | 1004 | 1880 | Rate Constraint in lbs/MMBtu | FALSE | L | Annual | Allowances Purchased NOX | Thousand Tons | 0 | 0 | 0 | 0 | 0 | 0 | 0 | 0
NSR W H Sammis 6,7 - NOX Rate Annual v3.1, Unit 5731 and retrofits | 1004 | 1880 | Rate Constraint in lbs/MMBtu | FALSE | L | Annual | Allowances Sold NOX | Thousand Tons | 0 | 0 | 0 | 0 | 0 | 0 | 0 | 0
NSR W H Sammis 6,7 - NOX Rate Annual v3.1, Unit 5731 and retrofits | 1004 | 1880 | Rate Constraint in lbs/MMBtu | FALSE | L | Annual | Allowances Banked | Thousand Tons | 0 | 0 | 0 | 0 | 0 | 0 | 0 | 0
NSR W H Sammis 6,7 - NOX Rate Annual v3.1, Unit 5731 and retrofits | 1004 | 1880 | Rate Constraint in lbs/MMBtu | FALSE | L | Annual | Allowances Withdrawn (1:1) | Thousand Tons | 0 | 0 | 0 | 0 | 0 | 0 | 0 | 0
NSR W H Sammis 6,7 - NOX Rate Annual v3.1, Unit 5731 and retrofits | 1004 | 1880 | Rate Constraint in lbs/MMBtu | FALSE | L | Annual | Allowances Withdrawn (n:1) | Thousand Tons | 0 | 0 | 0 | 0 | 0 | 0 | 0 | 0
NSR W H Sammis 6,7 - NOX Rate Annual v3.1, Unit 5731 and retrofits | 1004 | 1880 | Rate Constraint in lbs/MMBtu | FALSE | L | Annual | Net Emissions Allowance Position | Thousand Tons | 1.5973 | 1.7017 | 1.6473 | 1.5788 | 1.0729 | 1.0702 | 0.94179 | 0
NSR W H Sammis 6,7 - NOX Rate Annual v3.1, Unit 5731 and retrofits | 1004 | 1880 | Rate Constraint in lbs/MMBtu | FALSE | L | Annual | Fuel Consumed | TBtu | 42.5957 | 45.3778 | 43.9278 | 42.1017 | 28.6108 | 28.539 | 25.1144 | 0
NSR W H Sammis 6,7 - NOX Rate Annual v3.1, Unit 5731 and retrofits | 1004 | 1880 | Rate Constraint in lbs/MMBtu | FALSE | L | Annual | Rate | lb/MMBtu | 0.075 | 0.075 | 0.075 | 0.075 | 0.075 | 0.075 | 0.075 | 0
NSR W H Sammis 6,7 - NOX Rate Annual v3.1, Unit 5731 and retrofits | 1004 | 1880 | Rate Constraint in lbs/MMBtu | FALSE | L | Annual | Generation | TWh | 3.9309 | 4.1877 | 4.1282 | 3.9566 | 2.6887 | 2.682 | 2.3602 | 0
NSR W H Sammis 6,7 - NOX Rate Annual v3.1, Unit 5731 and retrofits | 1004 | 1880 | Rate Constraint in lbs/MMBtu | FALSE | L | Annual | Qualifying Generation | TWh | 3.9309 | 4.1877 | 4.1282 | 3.9566 | 2.6887 | 2.682 | 2.3602 | 0
NSR W H Sammis 6,7 - NOX Rate Annual v3.1, Unit 5731 and retrofits | 1004 | 1880 | Rate Constraint in lbs/MMBtu | FALSE | L | Annual | Rate | lb/MWh | 0.8127 | 0.8127 | 0.79807 | 0.79807 | 0.79807 | 0.79807 | 0.79807 | 0
NSR W H Sammis 6,7 - NOX Rate Annual v3.1, Unit 5731 and retrofits | 1004 | 1880 | Rate Constraint in lbs/MMBtu | FALSE | L | Annual | Constraint Shadow Price | US2016$/Ton | 0 | 0 | 0 | 0 | 0 | 0 | 0 | 0
NSR W H Sammis 6,7 - NOX Rate Annual v3.1, Unit 5732 and retrofits | 1005 | 1880 | Rate Constraint in lbs/MMBtu | FALSE | L | Annual | Seasons Included | Seasons | Winter, WintShld, Summer | Winter, WintShld, Summer | Winter, WintShld, Summer | Winter, WintShld, Summer | Winter, WintShld, Summer | Winter, WintShld, Summer | Winter, WintShld, Summer | Winter, WintShld, Summer
NSR W H Sammis 6,7 - NOX Rate Annual v3.1, Unit 5732 and retrofits | 1005 | 1880 | Rate Constraint in lbs/MMBtu | FALSE | L | Annual | Standard NOX | lb/MMBtu | 0.1 | 0.1 | 0.1 | 0.1 | 0.1 | 0.1 | 0.1 | 0.1
NSR W H Sammis 6,7 - NOX Rate Annual v3.1, Unit 5732 and retrofits | 1005 | 1880 | Rate Constraint in lbs/MMBtu | FALSE | L | Annual | Emissions at Affected Plants NOX | Thousand Tons | 1.6272 | 1.7389 | 1.6883 | 1.462 | 1.1198 | 1.1178 | 1.0384 | 0
NSR W H Sammis 6,7 - NOX Rate Annual v3.1, Unit 5732 and retrofits | 1005 | 1880 | Rate Constraint in lbs/MMBtu | FALSE | L | Annual | Allowances Purchased NOX | Thousand Tons | 0 | 0 | 0 | 0 | 0 | 0 | 0 | 0
NSR W H Sammis 6,7 - NOX Rate Annual v3.1, Unit 5732 and retrofits | 1005 | 1880 | Rate Constraint in lbs/MMBtu | FALSE | L | Annual | Allowances Sold NOX | Thousand Tons | 0 | 0 | 0 | 0 | 0 | 0 | 0 | 0
NSR W H Sammis 6,7 - NOX Rate Annual v3.1, Unit 5732 and retrofits | 1005 | 1880 | Rate Constraint in lbs/MMBtu | FALSE | L | Annual | Allowances Banked | Thousand Tons | 0 | 0 | 0 | 0 | 0 | 0 | 0 | 0
NSR W H Sammis 6,7 - NOX Rate Annual v3.1, Unit 5732 and retrofits | 1005 | 1880 | Rate Constraint in lbs/MMBtu | FALSE | L | Annual | Allowances Withdrawn (1:1) | Thousand Tons | 0 | 0 | 0 | 0 | 0 | 0 | 0 | 0
NSR W H Sammis 6,7 - NOX Rate Annual v3.1, Unit 5732 and retrofits | 1005 | 1880 | Rate Constraint in lbs/MMBtu | FALSE | L | Annual | Allowances Withdrawn (n:1) | Thousand Tons | 0 | 0 | 0 | 0 | 0 | 0 | 0 | 0
NSR W H Sammis 6,7 - NOX Rate Annual v3.1, Unit 5732 and retrofits | 1005 | 1880 | Rate Constraint in lbs/MMBtu | FALSE | L | Annual | Net Emissions Allowance Position | Thousand Tons | 1.6272 | 1.7389 | 1.6883 | 1.462 | 1.1198 | 1.1178 | 1.0384 | 0
NSR W H Sammis 6,7 - NOX Rate Annual v3.1, Unit 5732 and retrofits | 1005 | 1880 | Rate Constraint in lbs/MMBtu | FALSE | L | Annual | Fuel Consumed | TBtu | 43.3924 | 46.3702 | 45.0212 | 38.9865 | 29.8619 | 29.8068 | 27.6902 | 0
NSR W H Sammis 6,7 - NOX Rate Annual v3.1, Unit 5732 and retrofits | 1005 | 1880 | Rate Constraint in lbs/MMBtu | FALSE | L | Annual | Rate | lb/MMBtu | 0.075 | 0.075 | 0.075 | 0.075 | 0.075 | 0.075 | 0.075 | 0
NSR W H Sammis 6,7 - NOX Rate Annual v3.1, Unit 5732 and retrofits | 1005 | 1880 | Rate Constraint in lbs/MMBtu | FALSE | L | Annual | Generation | TWh | 3.9675 | 4.2398 | 4.1919 | 3.63 | 2.7804 | 2.7753 | 2.5782 | 0
NSR W H Sammis 6,7 - NOX Rate Annual v3.1, Unit 5732 and retrofits | 1005 | 1880 | Rate Constraint in lbs/MMBtu | FALSE | L | Annual | Qualifying Generation | TWh | 3.9675 | 4.2398 | 4.1919 | 3.63 | 2.7804 | 2.7753 | 2.5782 | 0
NSR W H Sammis 6,7 - NOX Rate Annual v3.1, Unit 5732 and retrofits | 1005 | 1880 | Rate Constraint in lbs/MMBtu | FALSE | L | Annual | Rate | lb/MWh | 0.82027 | 0.82028 | 0.80551 | 0.80551 | 0.80551 | 0.80551 | 0.80551 | 0
NSR W H Sammis 6,7 - NOX Rate Annual v3.1, Unit 5732 and retrofits | 1005 | 1880 | Rate Constraint in lbs/MMBtu | FALSE | L | Annual | Constraint Shadow Price | US2016$/Ton | 0 | 0 | 0 | 0 | 0 | 0 | 0 | 0
NSR W H Sammis 7 - SO2 Rate Annual v3.1, Unit 5732 and retrofits | 1006 | 1881 | Rate Constraint in lbs/MMBtu | FALSE | L | Annual | Seasons Included | Seasons | Winter, WintShld, Summer | Winter, WintShld, Summer | Winter, WintShld, Summer | Winter, WintShld, Summer | Winter, WintShld, Summer | Winter, WintShld, Summer | Winter, WintShld, Summer | Winter, WintShld, Summer
NSR W H Sammis 7 - SO2 Rate Annual v3.1, Unit 5732 and retrofits | 1006 | 1881 | Rate Constraint in lbs/MMBtu | FALSE | L | Annual | Standard SO2 | lb/MMBtu | 0.13 | 0.13 | 0.13 | 0.13 | 0.13 | 0.13 | 0.13 | 0.13
NSR W H Sammis 7 - SO2 Rate Annual v3.1, Unit 5732 and retrofits | 1006 | 1881 | Rate Constraint in lbs/MMBtu | FALSE | L | Annual | Emissions at Affected Plants SO2 | Thousand Tons | 2.2458 | 2.777 | 2.6962 | 2.3348 | 1.389 | 1.3356 | 1.101 | 0
NSR W H Sammis 7 - SO2 Rate Annual v3.1, Unit 5732 and retrofits | 1006 | 1881 | Rate Constraint in lbs/MMBtu | FALSE | L | Annual | Allowances Purchased SO2 | Thousand Tons | 0 | 0 | 0 | 0 | 0 | 0 | 0 | 0
NSR W H Sammis 7 - SO2 Rate Annual v3.1, Unit 5732 and retrofits | 1006 | 1881 | Rate Constraint in lbs/MMBtu | FALSE | L | Annual | Allowances Sold SO2 | Thousand Tons | 0 | 0 | 0 | 0 | 0 | 0 | 0 | 0
NSR W H Sammis 7 - SO2 Rate Annual v3.1, Unit 5732 and retrofits | 1006 | 1881 | Rate Constraint in lbs/MMBtu | FALSE | L | Annual | Allowances Banked | Thousand Tons | 0 | 0 | 0 | 0 | 0 | 0 | 0 | 0
NSR W H Sammis 7 - SO2 Rate Annual v3.1, Unit 5732 and retrofits | 1006 | 1881 | Rate Constraint in lbs/MMBtu | FALSE | L | Annual | Allowances Withdrawn (1:1) | Thousand Tons | 0 | 0 | 0 | 0 | 0 | 0 | 0 | 0
NSR W H Sammis 7 - SO2 Rate Annual v3.1, Unit 5732 and retrofits | 1006 | 1881 | Rate Constraint in lbs/MMBtu | FALSE | L | Annual | Allowances Withdrawn (n:1) | Thousand Tons | 0 | 0 | 0 | 0 | 0 | 0 | 0 | 0
NSR W H Sammis 7 - SO2 Rate Annual v3.1, Unit 5732 and retrofits | 1006 | 1881 | Rate Constraint in lbs/MMBtu | FALSE | L | Annual | Net Emissions Allowance Position | Thousand Tons | 2.2458 | 2.777 | 2.6962 | 2.3348 | 1.389 | 1.3356 | 1.101 | 0
NSR W H Sammis 7 - SO2 Rate Annual v3.1, Unit 5732 and retrofits | 1006 | 1881 | Rate Constraint in lbs/MMBtu | FALSE | L | Annual | Fuel Consumed | TBtu | 43.3924 | 46.3702 | 45.0212 | 38.9865 | 29.8619 | 29.8068 | 27.6902 | 0
NSR W H Sammis 7 - SO2 Rate Annual v3.1, Unit 5732 and retrofits | 1006 | 1881 | Rate Constraint in lbs/MMBtu | FALSE | L | Annual | Rate | lb/MMBtu | 0.10351 | 0.11978 | 0.11978 | 0.11978 | 0.093026 | 0.089614 | 0.079521 | 0
NSR W H Sammis 7 - SO2 Rate Annual v3.1, Unit 5732 and retrofits | 1006 | 1881 | Rate Constraint in lbs/MMBtu | FALSE | L | Annual | Generation | TWh | 3.9675 | 4.2398 | 4.1919 | 3.63 | 2.7804 | 2.7753 | 2.5782 | 0
NSR W H Sammis 7 - SO2 Rate Annual v3.1, Unit 5732 and retrofits | 1006 | 1881 | Rate Constraint in lbs/MMBtu | FALSE | L | Annual | Qualifying Generation | TWh | 3.9675 | 4.2398 | 4.1919 | 3.63 | 2.7804 | 2.7753 | 2.5782 | 0
NSR W H Sammis 7 - SO2 Rate Annual v3.1, Unit 5732 and retrofits | 1006 | 1881 | Rate Constraint in lbs/MMBtu | FALSE | L | Annual | Rate | lb/MWh | 1.1321 | 1.31 | 1.2864 | 1.2864 | 0.99911 | 0.96246 | 0.85407 | 0
NSR W H Sammis 7 - SO2 Rate Annual v3.1, Unit 5732 and retrofits | 1006 | 1881 | Rate Constraint in lbs/MMBtu | FALSE | L | Annual | Constraint Shadow Price | US2016$/Ton | 0 | 0 | 0 | 0 | 0 | 0 | 0 | 0
NSR WEPCO Settlement - NOX Cap Annual v3.1 | 1007 | 1883 | Rate Constraint in MTons | FALSE | L | Annual | Seasons Included | Seasons | Winter, WintShld, Summer | Winter, WintShld, Summer | Winter, WintShld, Summer | Winter, WintShld, Summer | Winter, WintShld, Summer | Winter, WintShld, Summer | Winter, WintShld, Summer | Winter, WintShld, Summer
NSR WEPCO Settlement - NOX Cap Annual v3.1 | 1007 | 1883 | Rate Constraint in MTons | FALSE | L | Annual | Standard NOX | Thousand Tons | 17.4 | 17.4 | 17.4 | 17.4 | 17.4 | 17.4 | 17.4 | 17.4
NSR WEPCO Settlement - NOX Cap Annual v3.1 | 1007 | 1883 | Rate Constraint in MTons | FALSE | L | Annual | Emissions at Affected Plants NOX | Thousand Tons | 1.6303 | 1.9216 | 1.8132 | 1.5752 | 1.3684 | 1.5894 | 0.69396 | 0
NSR WEPCO Settlement - NOX Cap Annual v3.1 | 1007 | 1883 | Rate Constraint in MTons | FALSE | L | Annual | Allowances Purchased NOX | Thousand Tons | 0 | 0 | 0 | 0 | 0 | 0 | 0 | 0
NSR WEPCO Settlement - NOX Cap Annual v3.1 | 1007 | 1883 | Rate Constraint in MTons | FALSE | L | Annual | Allowances Sold NOX | Thousand Tons | 0 | 0 | 0 | 0 | 0 | 0 | 0 | 0
NSR WEPCO Settlement - NOX Cap Annual v3.1 | 1007 | 1883 | Rate Constraint in MTons | FALSE | L | Annual | Allowances Banked | Thousand Tons | 0 | 0 | 0 | 0 | 0 | 0 | 0 | 0
NSR WEPCO Settlement - NOX Cap Annual v3.1 | 1007 | 1883 | Rate Constraint in MTons | FALSE | L | Annual | Allowances Withdrawn (1:1) | Thousand Tons | 0 | 0 | 0 | 0 | 0 | 0 | 0 | 0
NSR WEPCO Settlement - NOX Cap Annual v3.1 | 1007 | 1883 | Rate Constraint in MTons | FALSE | L | Annual | Allowances Withdrawn (n:1) | Thousand Tons | 0 | 0 | 0 | 0 | 0 | 0 | 0 | 0
NSR WEPCO Settlement - NOX Cap Annual v3.1 | 1007 | 1883 | Rate Constraint in MTons | FALSE | L | Annual | Net Emissions Allowance Position | Thousand Tons | 1.6303 | 1.9216 | 1.8132 | 1.5752 | 1.3684 | 1.5894 | 0.69396 | 0
NSR WEPCO Settlement - NOX Cap Annual v3.1 | 1007 | 1883 | Rate Constraint in MTons | FALSE | L | Annual | Fuel Consumed | TBtu | 54.1066 | 63.6042 | 59.9818 | 51.9782 | 45.0306 | 52.3107 | 22.9772 | 0
NSR WEPCO Settlement - NOX Cap Annual v3.1 | 1007 | 1883 | Rate Constraint in MTons | FALSE | L | Annual | Rate | lb/MMBtu | 0.060261 | 0.060423 | 0.06046 | 0.060612 | 0.060775 | 0.060767 | 0.060404 | 0
NSR WEPCO Settlement - NOX Cap Annual v3.1 | 1007 | 1883 | Rate Constraint in MTons | FALSE | L | Annual | Generation | TWh | 5.362 | 6.2926 | 5.9717 | 5.1736 | 4.4645 | 5.1991 | 2.2441 | 0
NSR WEPCO Settlement - NOX Cap Annual v3.1 | 1007 | 1883 | Rate Constraint in MTons | FALSE | L | Annual | Qualifying Generation | TWh | 5.362 | 6.2926 | 5.9717 | 5.1736 | 4.4645 | 5.1991 | 2.2441 | 0
NSR WEPCO Settlement - NOX Cap Annual v3.1 | 1007 | 1883 | Rate Constraint in MTons | FALSE | L | Annual | Rate | lb/MWh | 0.60808 | 0.61074 | 0.60728 | 0.60896 | 0.613 | 0.61141 | 0.61848 | 0
NSR WEPCO Settlement - NOX Cap Annual v3.1 | 1007 | 1883 | Rate Constraint in MTons | FALSE | L | Annual | Constraint Shadow Price | US2016$/Ton | 0 | 0 | 0 | 0 | 0 | 0 | 0 | 0
NSR WEPCO Settlement - NOX Rate Annual v3.1 | 1008 | 1884 | Rate Constraint in lbs/MMBtu | FALSE | L | Annual | Seasons Included | Seasons | Winter, WintShld, Summer | Winter, WintShld, Summer | Winter, WintShld, Summer | Winter, WintShld, Summer | Winter, WintShld, Summer | Winter, WintShld, Summer | Winter, WintShld, Summer | Winter, WintShld, Summer
NSR WEPCO Settlement - NOX Rate Annual v3.1 | 1008 | 1884 | Rate Constraint in lbs/MMBtu | FALSE | L | Annual | Standard NOX | lb/MMBtu | 0.17 | 0.17 | 0.17 | 0.17 | 0.17 | 0.17 | 0.17 | 0.17
NSR WEPCO Settlement - NOX Rate Annual v3.1 | 1008 | 1884 | Rate Constraint in lbs/MMBtu | FALSE | L | Annual | Emissions at Affected Plants NOX | Thousand Tons | 1.6303 | 1.9216 | 1.8132 | 1.5752 | 1.3684 | 1.5894 | 0.69396 | 0
NSR WEPCO Settlement - NOX Rate Annual v3.1 | 1008 | 1884 | Rate Constraint in lbs/MMBtu | FALSE | L | Annual | Allowances Purchased NOX | Thousand Tons | 0 | 0 | 0 | 0 | 0 | 0 | 0 | 0
NSR WEPCO Settlement - NOX Rate Annual v3.1 | 1008 | 1884 | Rate Constraint in lbs/MMBtu | FALSE | L | Annual | Allowances Sold NOX | Thousand Tons | 0 | 0 | 0 | 0 | 0 | 0 | 0 | 0
NSR WEPCO Settlement - NOX Rate Annual v3.1 | 1008 | 1884 | Rate Constraint in lbs/MMBtu | FALSE | L | Annual | Allowances Banked | Thousand Tons | 0 | 0 | 0 | 0 | 0 | 0 | 0 | 0
NSR WEPCO Settlement - NOX Rate Annual v3.1 | 1008 | 1884 | Rate Constraint in lbs/MMBtu | FALSE | L | Annual | Allowances Withdrawn (1:1) | Thousand Tons | 0 | 0 | 0 | 0 | 0 | 0 | 0 | 0
NSR WEPCO Settlement - NOX Rate Annual v3.1 | 1008 | 1884 | Rate Constraint in lbs/MMBtu | FALSE | L | Annual | Allowances Withdrawn (n:1) | Thousand Tons | 0 | 0 | 0 | 0 | 0 | 0 | 0 | 0
NSR WEPCO Settlement - NOX Rate Annual v3.1 | 1008 | 1884 | Rate Constraint in lbs/MMBtu | FALSE | L | Annual | Net Emissions Allowance Position | Thousand Tons | 1.6303 | 1.9216 | 1.8132 | 1.5752 | 1.3684 | 1.5894 | 0.69396 | 0
NSR WEPCO Settlement - NOX Rate Annual v3.1 | 1008 | 1884 | Rate Constraint in lbs/MMBtu | FALSE | L | Annual | Fuel Consumed | TBtu | 54.1066 | 63.6042 | 59.9818 | 51.9782 | 45.0306 | 52.3107 | 22.9772 | 0
NSR WEPCO Settlement - NOX Rate Annual v3.1 | 1008 | 1884 | Rate Constraint in lbs/MMBtu | FALSE | L | Annual | Rate | lb/MMBtu | 0.060261 | 0.060423 | 0.06046 | 0.060612 | 0.060775 | 0.060767 | 0.060404 | 0
NSR WEPCO Settlement - NOX Rate Annual v3.1 | 1008 | 1884 | Rate Constraint in lbs/MMBtu | FALSE | L | Annual | Generation | TWh | 5.362 | 6.2926 | 5.9717 | 5.1736 | 4.4645 | 5.1991 | 2.2441 | 0
NSR WEPCO Settlement - NOX Rate Annual v3.1 | 1008 | 1884 | Rate Constraint in lbs/MMBtu | FALSE | L | Annual | Qualifying Generation | TWh | 5.362 | 6.2926 | 5.9717 | 5.1736 | 4.4645 | 5.1991 | 2.2441 | 0
NSR WEPCO Settlement - NOX Rate Annual v3.1 | 1008 | 1884 | Rate Constraint in lbs/MMBtu | FALSE | L | Annual | Rate | lb/MWh | 0.60808 | 0.61074 | 0.60728 | 0.60896 | 0.613 | 0.61141 | 0.61848 | 0
NSR WEPCO Settlement - NOX Rate Annual v3.1 | 1008 | 1884 | Rate Constraint in lbs/MMBtu | FALSE | L | Annual | Constraint Shadow Price | US2016$/Ton | 0 | 0 | 0 | 0 | 0 | 0 | 0 | 0
NSR WEPCO Settlement - SO2 Cap Annual v3.1 | 1009 | 1885 | Rate Constraint in MTons | FALSE | L | Annual | Seasons Included | Seasons | Winter, WintShld, Summer | Winter, WintShld, Summer | Winter, WintShld, Summer | Winter, WintShld, Summer | Winter, WintShld, Summer | Winter, WintShld, Summer | Winter, WintShld, Summer | Winter, WintShld, Summer
NSR WEPCO Settlement - SO2 Cap Annual v3.1 | 1009 | 1885 | Rate Constraint in MTons | FALSE | L | Annual | Standard SO2 | Thousand Tons | 33.3 | 33.3 | 33.3 | 33.3 | 33.3 | 33.3 | 33.3 | 33.3
NSR WEPCO Settlement - SO2 Cap Annual v3.1 | 1009 | 1885 | Rate Constraint in MTons | FALSE | L | Annual | Emissions at Affected Plants SO2 | Thousand Tons | 0.69962 | 0.81279 | 0.76109 | 0.65467 | 0.55711 | 0.65217 | 0.27509 | 0
NSR WEPCO Settlement - SO2 Cap Annual v3.1 | 1009 | 1885 | Rate Constraint in MTons | FALSE | L | Annual | Allowances Purchased SO2 | Thousand Tons | 0 | 0 | 0 | 0 | 0 | 0 | 0 | 0
NSR WEPCO Settlement - SO2 Cap Annual v3.1 | 1009 | 1885 | Rate Constraint in MTons | FALSE | L | Annual | Allowances Sold SO2 | Thousand Tons | 0 | 0 | 0 | 0 | 0 | 0 | 0 | 0
NSR WEPCO Settlement - SO2 Cap Annual v3.1 | 1009 | 1885 | Rate Constraint in MTons | FALSE | L | Annual | Allowances Banked | Thousand Tons | 0 | 0 | 0 | 0 | 0 | 0 | 0 | 0
NSR WEPCO Settlement - SO2 Cap Annual v3.1 | 1009 | 1885 | Rate Constraint in MTons | FALSE | L | Annual | Allowances Withdrawn (1:1) | Thousand Tons | 0 | 0 | 0 | 0 | 0 | 0 | 0 | 0
NSR WEPCO Settlement - SO2 Cap Annual v3.1 | 1009 | 1885 | Rate Constraint in MTons | FALSE | L | Annual | Allowances Withdrawn (n:1) | Thousand Tons | 0 | 0 | 0 | 0 | 0 | 0 | 0 | 0
NSR WEPCO Settlement - SO2 Cap Annual v3.1 | 1009 | 1885 | Rate Constraint in MTons | FALSE | L | Annual | Net Emissions Allowance Position | Thousand Tons | 0.69962 | 0.81279 | 0.76109 | 0.65467 | 0.55711 | 0.65217 | 0.27509 | 0
NSR WEPCO Settlement - SO2 Cap Annual v3.1 | 1009 | 1885 | Rate Constraint in MTons | FALSE | L | Annual | Fuel Consumed | TBtu | 54.1066 | 63.6042 | 59.9818 | 51.9782 | 45.0306 | 52.3107 | 22.9772 | 0
NSR WEPCO Settlement - SO2 Cap Annual v3.1 | 1009 | 1885 | Rate Constraint in MTons | FALSE | L | Annual | Rate | lb/MMBtu | 0.025861 | 0.025558 | 0.025377 | 0.02519 | 0.024743 | 0.024934 | 0.023945 | 0
NSR WEPCO Settlement - SO2 Cap Annual v3.1 | 1009 | 1885 | Rate Constraint in MTons | FALSE | L | Annual | Generation | TWh | 5.362 | 6.2926 | 5.9717 | 5.1736 | 4.4645 | 5.1991 | 2.2441 | 0
NSR WEPCO Settlement - SO2 Cap Annual v3.1 | 1009 | 1885 | Rate Constraint in MTons | FALSE | L | Annual | Qualifying Generation | TWh | 5.362 | 6.2926 | 5.9717 | 5.1736 | 4.4645 | 5.1991 | 2.2441 | 0
NSR WEPCO Settlement - SO2 Cap Annual v3.1 | 1009 | 1885 | Rate Constraint in MTons | FALSE | L | Annual | Rate | lb/MWh | 0.26096 | 0.25833 | 0.2549 | 0.25308 | 0.24957 | 0.25088 | 0.24517 | 0
NSR WEPCO Settlement - SO2 Cap Annual v3.1 | 1009 | 1885 | Rate Constraint in MTons | FALSE | L | Annual | Constraint Shadow Price | US2016$/Ton | 0 | 0 | 0 | 0 | 0 | 0 | 0 | 0
NSR WEPCO Settlement - SO2 Rate Annual v3.1 | 1010 | 1886 | Rate Constraint in lbs/MMBtu | FALSE | L | Annual | Seasons Included | Seasons | Winter, WintShld, Summer | Winter, WintShld, Summer | Winter, WintShld, Summer | Winter, WintShld, Summer | Winter, WintShld, Summer | Winter, WintShld, Summer | Winter, WintShld, Summer | Winter, WintShld, Summer
NSR WEPCO Settlement - SO2 Rate Annual v3.1 | 1010 | 1886 | Rate Constraint in lbs/MMBtu | FALSE | L | Annual | Standard SO2 | lb/MMBtu | 0.32 | 0.32 | 0.32 | 0.32 | 0.32 | 0.32 | 0.32 | 0.32
NSR WEPCO Settlement - SO2 Rate Annual v3.1 | 1010 | 1886 | Rate Constraint in lbs/MMBtu | FALSE | L | Annual | Emissions at Affected Plants SO2 | Thousand Tons | 0.69962 | 0.81279 | 0.76109 | 0.65467 | 0.55711 | 0.65217 | 0.27509 | 0
NSR WEPCO Settlement - SO2 Rate Annual v3.1 | 1010 | 1886 | Rate Constraint in lbs/MMBtu | FALSE | L | Annual | Allowances Purchased SO2 | Thousand Tons | 0 | 0 | 0 | 0 | 0 | 0 | 0 | 0
NSR WEPCO Settlement - SO2 Rate Annual v3.1 | 1010 | 1886 | Rate Constraint in lbs/MMBtu | FALSE | L | Annual | Allowances Sold SO2 | Thousand Tons | 0 | 0 | 0 | 0 | 0 | 0 | 0 | 0
NSR WEPCO Settlement - SO2 Rate Annual v3.1 | 1010 | 1886 | Rate Constraint in lbs/MMBtu | FALSE | L | Annual | Allowances Banked | Thousand Tons | 0 | 0 | 0 | 0 | 0 | 0 | 0 | 0
NSR WEPCO Settlement - SO2 Rate Annual v3.1 | 1010 | 1886 | Rate Constraint in lbs/MMBtu | FALSE | L | Annual | Allowances Withdrawn (1:1) | Thousand Tons | 0 | 0 | 0 | 0 | 0 | 0 | 0 | 0
NSR WEPCO Settlement - SO2 Rate Annual v3.1 | 1010 | 1886 | Rate Constraint in lbs/MMBtu | FALSE | L | Annual | Allowances Withdrawn (n:1) | Thousand Tons | 0 | 0 | 0 | 0 | 0 | 0 | 0 | 0
NSR WEPCO Settlement - SO2 Rate Annual v3.1 | 1010 | 1886 | Rate Constraint in lbs/MMBtu | FALSE | L | Annual | Net Emissions Allowance Position | Thousand Tons | 0.69962 | 0.81279 | 0.76109 | 0.65467 | 0.55711 | 0.65217 | 0.27509 | 0
NSR WEPCO Settlement - SO2 Rate Annual v3.1 | 1010 | 1886 | Rate Constraint in lbs/MMBtu | FALSE | L | Annual | Fuel Consumed | TBtu | 54.1066 | 63.6042 | 59.9818 | 51.9782 | 45.0306 | 52.3107 | 22.9772 | 0
NSR WEPCO Settlement - SO2 Rate Annual v3.1 | 1010 | 1886 | Rate Constraint in lbs/MMBtu | FALSE | L | Annual | Rate | lb/MMBtu | 0.025861 | 0.025558 | 0.025377 | 0.02519 | 0.024743 | 0.024934 | 0.023945 | 0
NSR WEPCO Settlement - SO2 Rate Annual v3.1 | 1010 | 1886 | Rate Constraint in lbs/MMBtu | FALSE | L | Annual | Generation | TWh | 5.362 | 6.2926 | 5.9717 | 5.1736 | 4.4645 | 5.1991 | 2.2441 | 0
NSR WEPCO Settlement - SO2 Rate Annual v3.1 | 1010 | 1886 | Rate Constraint in lbs/MMBtu | FALSE | L | Annual | Qualifying Generation | TWh | 5.362 | 6.2926 | 5.9717 | 5.1736 | 4.4645 | 5.1991 | 2.2441 | 0
NSR WEPCO Settlement - SO2 Rate Annual v3.1 | 1010 | 1886 | Rate Constraint in lbs/MMBtu | FALSE | L | Annual | Rate | lb/MWh | 0.26096 | 0.25833 | 0.2549 | 0.25308 | 0.24957 | 0.25088 | 0.24517 | 0
NSR WEPCO Settlement - SO2 Rate Annual v3.1 | 1010 | 1886 | Rate Constraint in lbs/MMBtu | FALSE | L | Annual | Constraint Shadow Price | US2016$/Ton | 0 | 0 | 0 | 0 | 0 | 0 | 0 | 0
NSR Westar Consent - Nox Cap Annual v4.10 | 1011 | 2220 | Rate Constraint in MTons | FALSE | L | Annual | Seasons Included | Seasons | Winter, WintShld, Summer | Winter, WintShld, Summer | Winter, WintShld, Summer | Winter, WintShld, Summer | Winter, WintShld, Summer | Winter, WintShld, Summer | Winter, WintShld, Summer | Winter, WintShld, Summer
NSR Westar Consent - Nox Cap Annual v4.10 | 1011 | 2220 | Rate Constraint in MTons | FALSE | L | Annual | Standard NOX | Thousand Tons | 9.6 | 9.6 | 9.6 | 9.6 | 9.6 | 9.6 | 9.6 | 9.6
NSR Westar Consent - Nox Cap Annual v4.10 | 1011 | 2220 | Rate Constraint in MTons | FALSE | L | Annual | Emissions at Affected Plants NOX | Thousand Tons | 5.8051 | 6.0532 | 5.9251 | 5.8315 | 4.6715 | 4.7435 | 4.6187 | 3.5897
NSR Westar Consent - Nox Cap Annual v4.10 | 1011 | 2220 | Rate Constraint in MTons | FALSE | L | Annual | Allowances Purchased NOX | Thousand Tons | 0 | 0 | 0 | 0 | 0 | 0 | 0 | 0
NSR Westar Consent - Nox Cap Annual v4.10 | 1011 | 2220 | Rate Constraint in MTons | FALSE | L | Annual | Allowances Sold NOX | Thousand Tons | 0 | 0 | 0 | 0 | 0 | 0 | 0 | 0
NSR Westar Consent - Nox Cap Annual v4.10 | 1011 | 2220 | Rate Constraint in MTons | FALSE | L | Annual | Allowances Banked | Thousand Tons | 0 | 0 | 0 | 0 | 0 | 0 | 0 | 0
NSR Westar Consent - Nox Cap Annual v4.10 | 1011 | 2220 | Rate Constraint in MTons | FALSE | L | Annual | Allowances Withdrawn (1:1) | Thousand Tons | 0 | 0 | 0 | 0 | 0 | 0 | 0 | 0
NSR Westar Consent - Nox Cap Annual v4.10 | 1011 | 2220 | Rate Constraint in MTons | FALSE | L | Annual | Allowances Withdrawn (n:1) | Thousand Tons | 0 | 0 | 0 | 0 | 0 | 0 | 0 | 0
NSR Westar Consent - Nox Cap Annual v4.10 | 1011 | 2220 | Rate Constraint in MTons | FALSE | L | Annual | Net Emissions Allowance Position | Thousand Tons | 5.8051 | 6.0532 | 5.9251 | 5.8315 | 4.6715 | 4.7435 | 4.6187 | 3.5897
NSR Westar Consent - Nox Cap Annual v4.10 | 1011 | 2220 | Rate Constraint in MTons | FALSE | L | Annual | Fuel Consumed | TBtu | 149.5609 | 157.4309 | 155.4709 | 149.9386 | 119.5178 | 123.3485 | 117.4038 | 92.1769
NSR Westar Consent - Nox Cap Annual v4.10 | 1011 | 2220 | Rate Constraint in MTons | FALSE | L | Annual | Rate | lb/MMBtu | 0.077629 | 0.0769 | 0.076222 | 0.077785 | 0.078173 | 0.076913 | 0.07868 | 0.077888
NSR Westar Consent - Nox Cap Annual v4.10 | 1011 | 2220 | Rate Constraint in MTons | FALSE | L | Annual | Generation | TWh | 13.4285 | 14.1359 | 14.3625 | 13.8504 | 11.0385 | 11.3924 | 10.844 | 8.5145
NSR Westar Consent - Nox Cap Annual v4.10 | 1011 | 2220 | Rate Constraint in MTons | FALSE | L | Annual | Qualifying Generation | TWh | 13.4285 | 14.1359 | 14.3625 | 13.8504 | 11.0385 | 11.3924 | 10.844 | 8.5145
NSR Westar Consent - Nox Cap Annual v4.10 | 1011 | 2220 | Rate Constraint in MTons | FALSE | L | Annual | Rate | lb/MWh | 0.8646 | 0.85643 | 0.82508 | 0.84207 | 0.8464 | 0.83276 | 0.85183 | 0.84321
NSR Westar Consent - Nox Cap Annual v4.10 | 1011 | 2220 | Rate Constraint in MTons | FALSE | L | Annual | Constraint Shadow Price | US2016$/Ton | 0 | 0 | 0 | 0 | 0 | 0 | 0 | 0
NSR Westar Consent - NOX Rate Annual v4.10, Unit 4100 and retrofits | 1012 | 2221 | Rate Constraint in lbs/MMBtu | FALSE | L | Annual | Seasons Included | Seasons | Winter, WintShld, Summer | Winter, WintShld, Summer | Winter, WintShld, Summer | Winter, WintShld, Summer | Winter, WintShld, Summer | Winter, WintShld, Summer | Winter, WintShld, Summer | Winter, WintShld, Summer
NSR Westar Consent - NOX Rate Annual v4.10, Unit 4100 and retrofits | 1012 | 2221 | Rate Constraint in lbs/MMBtu | FALSE | L | Annual | Standard NOX | lb/MMBtu | 0.1 | 0.1 | 0.1 | 0.1 | 0.1 | 0.1 | 0.1 | 0.1
NSR Westar Consent - NOX Rate Annual v4.10, Unit 4100 and retrofits | 1012 | 2221 | Rate Constraint in lbs/MMBtu | FALSE | L | Annual | Emissions at Affected Plants NOX | Thousand Tons | 0.85606 | 0.93049 | 0.94587 | 0.85223 | 0.64043 | 0.69019 | 0.64043 | 0.52149
NSR Westar Consent - NOX Rate Annual v4.10, Unit 4100 and retrofits | 1012 | 2221 | Rate Constraint in lbs/MMBtu | FALSE | L | Annual | Allowances Purchased NOX | Thousand Tons | 0 | 0 | 0 | 0 | 0 | 0 | 0 | 0
NSR Westar Consent - NOX Rate Annual v4.10, Unit 4100 and retrofits | 1012 | 2221 | Rate Constraint in lbs/MMBtu | FALSE | L | Annual | Allowances Sold NOX | Thousand Tons | 0 | 0 | 0 | 0 | 0 | 0 | 0 | 0
NSR Westar Consent - NOX Rate Annual v4.10, Unit 4100 and retrofits | 1012 | 2221 | Rate Constraint in lbs/MMBtu | FALSE | L | Annual | Allowances Banked | Thousand Tons | 0 | 0 | 0 | 0 | 0 | 0 | 0 | 0
NSR Westar Consent - NOX Rate Annual v4.10, Unit 4100 and retrofits | 1012 | 2221 | Rate Constraint in lbs/MMBtu | FALSE | L | Annual | Allowances Withdrawn (1:1) | Thousand Tons | 0 | 0 | 0 | 0 | 0 | 0 | 0 | 0
NSR Westar Consent - NOX Rate Annual v4.10, Unit 4100 and retrofits | 1012 | 2221 | Rate Constraint in lbs/MMBtu | FALSE | L | Annual | Allowances Withdrawn (n:1) | Thousand Tons | 0 | 0 | 0 | 0 | 0 | 0 | 0 | 0
NSR Westar Consent - NOX Rate Annual v4.10, Unit 4100 and retrofits | 1012 | 2221 | Rate Constraint in lbs/MMBtu | FALSE | L | Annual | Net Emissions Allowance Position | Thousand Tons | 0.85606 | 0.93049 | 0.94587 | 0.85223 | 0.64043 | 0.69019 | 0.64043 | 0.52149
NSR Westar Consent - NOX Rate Annual v4.10, Unit 4100 and retrofits | 1012 | 2221 | Rate Constraint in lbs/MMBtu | FALSE | L | Annual | Fuel Consumed | TBtu | 50.5796 | 54.977 | 55.8858 | 50.3534 | 37.8391 | 40.7793 | 37.8391 | 30.8117
NSR Westar Consent - NOX Rate Annual v4.10, Unit 4100 and retrofits | 1012 | 2221 | Rate Constraint in lbs/MMBtu | FALSE | L | Annual | Rate | lb/MMBtu | 0.03385 | 0.03385 | 0.03385 | 0.03385 | 0.03385 | 0.03385 | 0.03385 | 0.03385
NSR Westar Consent - NOX Rate Annual v4.10, Unit 4100 and retrofits | 1012 | 2221 | Rate Constraint in lbs/MMBtu | FALSE | L | Annual | Generation | TWh | 4.551 | 4.9466 | 5.1733 | 4.6611 | 3.5027 | 3.7749 | 3.5027 | 2.8522
NSR Westar Consent - NOX Rate Annual v4.10, Unit 4100 and retrofits | 1012 | 2221 | Rate Constraint in lbs/MMBtu | FALSE | L | Annual | Qualifying Generation | TWh | 4.551 | 4.9466 | 5.1733 | 4.6611 | 3.5027 | 3.7749 | 3.5027 | 2.8522
NSR Westar Consent - NOX Rate Annual v4.10, Unit 4100 and retrofits | 1012 | 2221 | Rate Constraint in lbs/MMBtu | FALSE | L | Annual | Rate | lb/MWh | 0.37621 | 0.37621 | 0.36568 | 0.36568 | 0.36568 | 0.36568 | 0.36568 | 0.36568
NSR Westar Consent - NOX Rate Annual v4.10, Unit 4100 and retrofits | 1012 | 2221 | Rate Constraint in lbs/MMBtu | FALSE | L | Annual | Constraint Shadow Price | US2016$/Ton | 0 | 0 | 0 | 0 | 0 | 0 | 0 | 0
NSR Westar Consent - NOX Rate Annual v4.10, Unit 4118 and retrofits | 1013 | 2221 | Rate Constraint in lbs/MMBtu | FALSE | L | Annual | Seasons Included | Seasons | Winter, WintShld, Summer | Winter, WintShld, Summer | Winter, WintShld, Summer | Winter, WintShld, Summer | Winter, WintShld, Summer | Winter, WintShld, Summer | Winter, WintShld, Summer | Winter, WintShld, Summer
NSR Westar Consent - NOX Rate Annual v4.10, Unit 4118 and retrofits | 1013 | 2221 | Rate Constraint in lbs/MMBtu | FALSE | L | Annual | Standard NOX | lb/MMBtu | 0.1 | 0.1 | 0.1 | 0.1 | 0.1 | 0.1 | 0.1 | 0.1
NSR Westar Consent - NOX Rate Annual v4.10, Unit 4118 and retrofits | 1013 | 2221 | Rate Constraint in lbs/MMBtu | FALSE | L | Annual | Emissions at Affected Plants NOX | Thousand Tons | 2.4728 | 2.5161 | 2.4456 | 2.4456 | 2.0438 | 2.0661 | 2.0379 | 1.5393
NSR Westar Consent - NOX Rate Annual v4.10, Unit 4118 and retrofits | 1013 | 2221 | Rate Constraint in lbs/MMBtu | FALSE | L | Annual | Allowances Purchased NOX | Thousand Tons | 0 | 0 | 0 | 0 | 0 | 0 | 0 | 0
NSR Westar Consent - NOX Rate Annual v4.10, Unit 4118 and retrofits | 1013 | 2221 | Rate Constraint in lbs/MMBtu | FALSE | L | Annual | Allowances Sold NOX | Thousand Tons | 0 | 0 | 0 | 0 | 0 | 0 | 0 | 0
NSR Westar Consent - NOX Rate Annual v4.10, Unit 4118 and retrofits | 1013 | 2221 | Rate Constraint in lbs/MMBtu | FALSE | L | Annual | Allowances Banked | Thousand Tons | 0 | 0 | 0 | 0 | 0 | 0 | 0 | 0
NSR Westar Consent - NOX Rate Annual v4.10, Unit 4118 and retrofits | 1013 | 2221 | Rate Constraint in lbs/MMBtu | FALSE | L | Annual | Allowances Withdrawn (1:1) | Thousand Tons | 0 | 0 | 0 | 0 | 0 | 0 | 0 | 0
NSR Westar Consent - NOX Rate Annual v4.10, Unit 4118 and retrofits | 1013 | 2221 | Rate Constraint in lbs/MMBtu | FALSE | L | Annual | Allowances Withdrawn (n:1) | Thousand Tons | 0 | 0 | 0 | 0 | 0 | 0 | 0 | 0
NSR Westar Consent - NOX Rate Annual v4.10, Unit 4118 and retrofits | 1013 | 2221 | Rate Constraint in lbs/MMBtu | FALSE | L | Annual | Net Emissions Allowance Position | Thousand Tons | 2.4728 | 2.5161 | 2.4456 | 2.4456 | 2.0438 | 2.0661 | 2.0379 | 1.5393
NSR Westar Consent - NOX Rate Annual v4.10, Unit 4118 and retrofits | 1013 | 2221 | Rate Constraint in lbs/MMBtu | FALSE | L | Annual | Fuel Consumed | TBtu | 49.4564 | 50.3216 | 48.9126 | 48.9126 | 40.9954 | 41.8859 | 40.7578 | 30.7865
NSR Westar Consent - NOX Rate Annual v4.10, Unit 4118 and retrofits | 1013 | 2221 | Rate Constraint in lbs/MMBtu | FALSE | L | Annual | Rate | lb/MMBtu | 0.1 | 0.1 | 0.1 | 0.1 | 0.09971 | 0.098653 | 0.1 | 0.1
NSR Westar Consent - NOX Rate Annual v4.10, Unit 4118 and retrofits | 1013 | 2221 | Rate Constraint in lbs/MMBtu | FALSE | L | Annual | Generation | TWh | 4.4285 | 4.506 | 4.506 | 4.506 | 3.7765 | 3.8582 | 3.7547 | 2.8361
NSR Westar Consent - NOX Rate Annual v4.10, Unit 4118 and retrofits | 1013 | 2221 | Rate Constraint in lbs/MMBtu | FALSE | L | Annual | Qualifying Generation | TWh | 4.4285 | 4.506 | 4.506 | 4.506 | 3.7765 | 3.8582 | 3.7547 | 2.8361
NSR Westar Consent - NOX Rate Annual v4.10, Unit 4118 and retrofits | 1013 | 2221 | Rate Constraint in lbs/MMBtu | FALSE | L | Annual | Rate | lb/MWh | 1.1168 | 1.1168 | 1.0855 | 1.0855 | 1.0824 | 1.071 | 1.0855 | 1.0855
NSR Westar Consent - NOX Rate Annual v4.10, Unit 4118 and retrofits | 1013 | 2221 | Rate Constraint in lbs/MMBtu | FALSE | L | Annual | Constraint Shadow Price | US2016$/Ton | 4753.723 | 9400.8368 | 16824.7659 | 7768.0036 | 0 | 0 | 7627.9758 | 6848.7485
NSR Westar Consent - NOX Rate Annual v4.10, Unit 4119 and retrofits | 1014 | 2221 | Rate Constraint in lbs/MMBtu | FALSE | L | Annual | Seasons Included | Seasons | Winter, WintShld, Summer | Winter, WintShld, Summer | Winter, WintShld, Summer | Winter, WintShld, Summer | Winter, WintShld, Summer | Winter, WintShld, Summer | Winter, WintShld, Summer | Winter, WintShld, Summer
NSR Westar Consent - NOX Rate Annual v4.10, Unit 4119 and retrofits | 1014 | 2221 | Rate Constraint in lbs/MMBtu | FALSE | L | Annual | Standard NOX | lb/MMBtu | 0.1 | 0.1 | 0.1 | 0.1 | 0.1 | 0.1 | 0.1 | 0.1
NSR Westar Consent - NOX Rate Annual v4.10, Unit 4119 and retrofits | 1014 | 2221 | Rate Constraint in lbs/MMBtu | FALSE | L | Annual | Emissions at Affected Plants NOX | Thousand Tons | 2.4762 | 2.6066 | 2.5336 | 2.5336 | 1.9873 | 1.9873 | 1.9403 | 1.5289
NSR Westar Consent - NOX Rate Annual v4.10, Unit 4119 and retrofits | 1014 | 2221 | Rate Constraint in lbs/MMBtu | FALSE | L | Annual | Allowances Purchased NOX | Thousand Tons | 0 | 0 | 0 | 0 | 0 | 0 | 0 | 0
NSR Westar Consent - NOX Rate Annual v4.10, Unit 4119 and retrofits | 1014 | 2221 | Rate Constraint in lbs/MMBtu | FALSE | L | Annual | Allowances Sold NOX | Thousand Tons | 0 | 0 | 0 | 0 | 0 | 0 | 0 | 0
NSR Westar Consent - NOX Rate Annual v4.10, Unit 4119 and retrofits | 1014 | 2221 | Rate Constraint in lbs/MMBtu | FALSE | L | Annual | Allowances Banked | Thousand Tons | 0 | 0 | 0 | 0 | 0 | 0 | 0 | 0
NSR Westar Consent - NOX Rate Annual v4.10, Unit 4119 and retrofits | 1014 | 2221 | Rate Constraint in lbs/MMBtu | FALSE | L | Annual | Allowances Withdrawn (1:1) | Thousand Tons | 0 | 0 | 0 | 0 | 0 | 0 | 0 | 0
NSR Westar Consent - NOX Rate Annual v4.10, Unit 4119 and retrofits | 1014 | 2221 | Rate Constraint in lbs/MMBtu | FALSE | L | Annual | Allowances Withdrawn (n:1) | Thousand Tons | 0 | 0 | 0 | 0 | 0 | 0 | 0 | 0
NSR Westar Consent - NOX Rate Annual v4.10, Unit 4119 and retrofits | 1014 | 2221 | Rate Constraint in lbs/MMBtu | FALSE | L | Annual | Net Emissions Allowance Position | Thousand Tons | 2.4762 | 2.6066 | 2.5336 | 2.5336 | 1.9873 | 1.9873 | 1.9403 | 1.5289
NSR Westar Consent - NOX Rate Annual v4.10, Unit 4119 and retrofits | 1014 | 2221 | Rate Constraint in lbs/MMBtu | FALSE | L | Annual | Fuel Consumed | TBtu | 49.5249 | 52.1323 | 50.6726 | 50.6726 | 40.6834 | 40.6834 | 38.8069 | 30.5787
NSR Westar Consent - NOX Rate Annual v4.10, Unit 4119 and retrofits | 1014 | 2221 | Rate Constraint in lbs/MMBtu | FALSE | L | Annual | Rate | lb/MMBtu | 0.1 | 0.1 | 0.1 | 0.1 | 0.097694 | 0.097694 | 0.1 | 0.1
NSR Westar Consent - NOX Rate Annual v4.10, Unit 4119 and retrofits | 1014 | 2221 | Rate Constraint in lbs/MMBtu | FALSE | L | Annual | Generation | TWh | 4.449 | 4.6833 | 4.6833 | 4.6833 | 3.7593 | 3.7593 | 3.5866 | 2.8261
NSR Westar Consent - NOX Rate Annual v4.10, Unit 4119 and retrofits | 1014 | 2221 | Rate Constraint in lbs/MMBtu | FALSE | L | Annual | Qualifying Generation | TWh | 4.449 | 4.6833 | 4.6833 | 4.6833 | 3.7593 | 3.7593 | 3.5866 | 2.8261
NSR Westar Consent - NOX Rate Annual v4.10, Unit 4119 and retrofits | 1014 | 2221 | Rate Constraint in lbs/MMBtu | FALSE | L | Annual | Rate | lb/MWh | 1.1132 | 1.1132 | 1.082 | 1.082 | 1.0573 | 1.0573 | 1.082 | 1.082
NSR Westar Consent - NOX Rate Annual v4.10, Unit 4119 and retrofits | 1014 | 2221 | Rate Constraint in lbs/MMBtu | FALSE | L | Annual | Constraint Shadow Price | US2016$/Ton | 5673.136 | 11032.3967 | 20606.2241 | 11028.4817 | 0 | 0 | 8376.0686 | 5210.2641
NSR Westar Consent - SO2 Cap Annual v4.10 | 1015 | 2292 | Rate Constraint in MTons | FALSE | L | Annual | Seasons Included | Seasons | Winter, WintShld, Summer | Winter, WintShld, Summer | Winter, WintShld, Summer | Winter, WintShld, Summer | Winter, WintShld, Summer | Winter, WintShld, Summer | Winter, WintShld, Summer | Winter, WintShld, Summer
NSR Westar Consent - SO2 Cap Annual v4.10 | 1015 | 2292 | Rate Constraint in MTons | FALSE | L | Annual | Standard SO2 | Thousand Tons | 6.6 | 6.6 | 6.6 | 6.6 | 6.6 | 6.6 | 6.6 | 6.6
NSR Westar Consent - SO2 Cap Annual v4.10 | 1015 | 2292 | Rate Constraint in MTons | FALSE | L | Annual | Emissions at Affected Plants SO2 | Thousand Tons | 1.728 | 1.8176 | 1.7959 | 1.73 | 1.38 | 1.4262 | 1.358 | 1.0651
NSR Westar Consent - SO2 Cap Annual v4.10 | 1015 | 2292 | Rate Constraint in MTons | FALSE | L | Annual | Allowances Purchased SO2 | Thousand Tons | 0 | 0 | 0 | 0 | 0 | 0 | 0 | 0
NSR Westar Consent - SO2 Cap Annual v4.10 | 1015 | 2292 | Rate Constraint in MTons | FALSE | L | Annual | Allowances Sold SO2 | Thousand Tons | 0 | 0 | 0 | 0 | 0 | 0 | 0 | 0
NSR Westar Consent - SO2 Cap Annual v4.10 | 1015 | 2292 | Rate Constraint in MTons | FALSE | L | Annual | Allowances Banked | Thousand Tons | 0 | 0 | 0 | 0 | 0 | 0 | 0 | 0
NSR Westar Consent - SO2 Cap Annual v4.10 | 1015 | 2292 | Rate Constraint in MTons | FALSE | L | Annual | Allowances Withdrawn (1:1) | Thousand Tons | 0 | 0 | 0 | 0 | 0 | 0 | 0 | 0
NSR Westar Consent - SO2 Cap Annual v4.10 | 1015 | 2292 | Rate Constraint in MTons | FALSE | L | Annual | Allowances Withdrawn (n:1) | Thousand Tons | 0 | 0 | 0 | 0 | 0 | 0 | 0 | 0
NSR Westar Consent - SO2 Cap Annual v4.10 | 1015 | 2292 | Rate Constraint in MTons | FALSE | L | Annual | Net Emissions Allowance Position | Thousand Tons | 1.728 | 1.8176 | 1.7959 | 1.73 | 1.38 | 1.4262 | 1.358 | 1.0651
NSR Westar Consent - SO2 Cap Annual v4.10 | 1015 | 2292 | Rate Constraint in MTons | FALSE | L | Annual | Fuel Consumed | TBtu | 149.5609 | 157.4309 | 155.4709 | 149.9386 | 119.5178 | 123.3485 | 117.4038 | 92.1769
NSR Westar Consent - SO2 Cap Annual v4.10 | 1015 | 2292 | Rate Constraint in MTons | FALSE | L | Annual | Rate | lb/MMBtu | 0.023108 | 0.023091 | 0.023103 | 0.023077 | 0.023093 | 0.023125 | 0.023134 | 0.02311
NSR Westar Consent - SO2 Cap Annual v4.10 | 1015 | 2292 | Rate Constraint in MTons | FALSE | L | Annual | Generation | TWh | 13.4285 | 14.1359 | 14.3625 | 13.8504 | 11.0385 | 11.3924 | 10.844 | 8.5145
NSR Westar Consent - SO2 Cap Annual v4.10 | 1015 | 2292 | Rate Constraint in MTons | FALSE | L | Annual | Qualifying Generation | TWh | 13.4285 | 14.1359 | 14.3625 | 13.8504 | 11.0385 | 11.3924 | 10.844 | 8.5145
NSR Westar Consent - SO2 Cap Annual v4.10 | 1015 | 2292 | Rate Constraint in MTons | FALSE | L | Annual | Rate | lb/MWh | 0.25736 | 0.25717 | 0.25008 | 0.24982 | 0.25003 | 0.25039 | 0.25046 | 0.25019
NSR Westar Consent - SO2 Cap Annual v4.10 | 1015 | 2292 | Rate Constraint in MTons | FALSE | L | Annual | Constraint Shadow Price | US2016$/Ton | 0 | 0 | 0 | 0 | 0 | 0 | 0 | 0
NSR Westar Consent - SO2 Rate Annual v4.10 | 1016 | 2293 | MACT Fuel Choice Floor in lbs/MMBtu | FALSE | L | Annual | Seasons Included | Seasons | Winter, WintShld, Summer | Winter, WintShld, Summer | Winter, WintShld, Summer | Winter, WintShld, Summer | Winter, WintShld, Summer | Winter, WintShld, Summer | Winter, WintShld, Summer | Winter, WintShld, Summer
NSR Westar Consent - SO2 Rate Annual v4.10 | 1016 | 2293 | MACT Fuel Choice Floor in lbs/MMBtu | FALSE | L | Annual | Emission Floor | lb/MMBtu | 0.07 | 0.07 | 0.07 | 0.07 | 0.07 | 0.07 | 0.07 | 0.07
NSR Westar Consent - SO2 Rate Annual v4.10 | 1016 | 2293 | MACT Fuel Choice Floor in lbs/MMBtu | FALSE | L | Annual | Emissions at Affected Plants SO2 | Thousand Tons | 1.728 | 1.8176 | 1.7959 | 1.73 | 1.38 | 1.4262 | 1.358 | 1.0651
NSR Westar Consent - SO2 Rate Annual v4.10 | 1016 | 2293 | MACT Fuel Choice Floor in lbs/MMBtu | FALSE | L | Annual | Allowances Purchased SO2 | Thousand Tons | 0 | 0 | 0 | 0 | 0 | 0 | 0 | 0
NSR Westar Consent - SO2 Rate Annual v4.10 | 1016 | 2293 | MACT Fuel Choice Floor in lbs/MMBtu | FALSE | L | Annual | Allowances Sold SO2 | Thousand Tons | 0 | 0 | 0 | 0 | 0 | 0 | 0 | 0
NSR Westar Consent - SO2 Rate Annual v4.10 | 1016 | 2293 | MACT Fuel Choice Floor in lbs/MMBtu | FALSE | L | Annual | Allowances Banked | Thousand Tons | 0 | 0 | 0 | 0 | 0 | 0 | 0 | 0
NSR Westar Consent - SO2 Rate Annual v4.10 | 1016 | 2293 | MACT Fuel Choice Floor in lbs/MMBtu | FALSE | L | Annual | Allowances Withdrawn (1:1) | Thousand Tons | 0 | 0 | 0 | 0 | 0 | 0 | 0 | 0
NSR Westar Consent - SO2 Rate Annual v4.10 | 1016 | 2293 | MACT Fuel Choice Floor in lbs/MMBtu | FALSE | L | Annual | Allowances Withdrawn (n:1) | Thousand Tons | 0 | 0 | 0 | 0 | 0 | 0 | 0 | 0
NSR Westar Consent - SO2 Rate Annual v4.10 | 1016 | 2293 | MACT Fuel Choice Floor in lbs/MMBtu | FALSE | L | Annual | Net Emissions Allowance Position | Thousand Tons | 1.728 | 1.8176 | 1.7959 | 1.73 | 1.38 | 1.4262 | 1.358 | 1.0651
NSR Westar Consent - SO2 Rate Annual v4.10 | 1016 | 2293 | MACT Fuel Choice Floor in lbs/MMBtu | FALSE | L | Annual | Fuel Consumed | TBtu | 149.5609 | 157.4309 | 155.4709 | 149.9386 | 119.5178 | 123.3485 | 117.4038 | 92.1769
NSR Westar Consent - SO2 Rate Annual v4.10 | 1016 | 2293 | MACT Fuel Choice Floor in lbs/MMBtu | FALSE | L | Annual | Rate | lb/MMBtu | 0.023108 | 0.023091 | 0.023103 | 0.023077 | 0.023093 | 0.023125 | 0.023134 | 0.02311
NSR Westar Consent - SO2 Rate Annual v4.10 | 1016 | 2293 | MACT Fuel Choice Floor in lbs/MMBtu | FALSE | L | Annual | Generation | TWh | 13.4285 | 14.1359 | 14.3625 | 13.8504 | 11.0385 | 11.3924 | 10.844 | 8.5145
NSR Westar Consent - SO2 Rate Annual v4.10 | 1016 | 2293 | MACT Fuel Choice Floor in lbs/MMBtu | FALSE | L | Annual | Qualifying Generation | TWh | 13.4285 | 14.1359 | 14.3625 | 13.8504 | 11.0385 | 11.3924 | 10.844 | 8.5145
NSR Westar Consent - SO2 Rate Annual v4.10 | 1016 | 2293 | MACT Fuel Choice Floor in lbs/MMBtu | FALSE | L | Annual | Constraint Shadow Price | US2016$/Ton | 0 | 0 | 0 | 0 | 0 | 0 | 0 | 0
NSR Winyah 1 - NOX Rate Annual v3.1, Unit 5709 and retrofits | 1017 | 1953 | Rate Constraint in lbs/MMBtu | FALSE | L | Annual | Seasons Included | Seasons | Winter, WintShld, Summer | Winter, WintShld, Summer | Winter, WintShld, Summer | Winter, WintShld, Summer | Winter, WintShld, Summer | Winter, WintShld, Summer | Winter, WintShld, Summer | Winter, WintShld, Summer
NSR Winyah 1 - NOX Rate Annual v3.1, Unit 5709 and retrofits | 1017 | 1953 | Rate Constraint in lbs/MMBtu | FALSE | L | Annual | Standard NOX | lb/MMBtu | 0.1 | 0.1 | 0.1 | 0.1 | 0.1 | 0.1 | 0.1 | 0.1
NSR Winyah 1 - NOX Rate Annual v3.1, Unit 5709 and retrofits | 1017 | 1953 | Rate Constraint in lbs/MMBtu | FALSE | L | Annual | Emissions at Affected Plants NOX | Thousand Tons | 0.4366 | 0.4366 | 0.4283 | 0.4283 | 0.40637 | 0.41599 | 0.41734 | 0.40434
NSR Winyah 1 - NOX Rate Annual v3.1, Unit 5709 and retrofits | 1017 | 1953 | Rate Constraint in lbs/MMBtu | FALSE | L | Annual | Allowances Purchased NOX | Thousand Tons | 0 | 0 | 0 | 0 | 0 | 0 | 0 | 0
NSR Winyah 1 - NOX Rate Annual v3.1, Unit 5709 and retrofits | 1017 | 1953 | Rate Constraint in lbs/MMBtu | FALSE | L | Annual | Allowances Sold NOX | Thousand Tons | 0 | 0 | 0 | 0 | 0 | 0 | 0 | 0
NSR Winyah 1 - NOX Rate Annual v3.1, Unit 5709 and retrofits | 1017 | 1953 | Rate Constraint in lbs/MMBtu | FALSE | L | Annual | Allowances Banked | Thousand Tons | 0 | 0 | 0 | 0 | 0 | 0 | 0 | 0
NSR Winyah 1 - NOX Rate Annual v3.1, Unit 5709 and retrofits | 1017 | 1953 | Rate Constraint in lbs/MMBtu | FALSE | L | Annual | Allowances Withdrawn (1:1) | Thousand Tons | 0 | 0 | 0 | 0 | 0 | 0 | 0 | 0
NSR Winyah 1 - NOX Rate Annual v3.1, Unit 5709 and retrofits | 1017 | 1953 | Rate Constraint in lbs/MMBtu | FALSE | L | Annual | Allowances Withdrawn (n:1) | Thousand Tons | 0 | 0 | 0 | 0 | 0 | 0 | 0 | 0
NSR Winyah 1 - NOX Rate Annual v3.1, Unit 5709 and retrofits | 1017 | 1953 | Rate Constraint in lbs/MMBtu | FALSE | L | Annual | Net Emissions Allowance Position | Thousand Tons | 0.4366 | 0.4366 | 0.4283 | 0.4283 | 0.40637 | 0.41599 | 0.41734 | 0.40434
NSR Winyah 1 - NOX Rate Annual v3.1, Unit 5709 and retrofits | 1017 | 1953 | Rate Constraint in lbs/MMBtu | FALSE | L | Annual | Fuel Consumed | TBtu | 10.9328 | 10.9328 | 10.725 | 10.725 | 10.1758 | 10.4167 | 10.4504 | 10.125
NSR Winyah 1 - NOX Rate Annual v3.1, Unit 5709 and retrofits | 1017 | 1953 | Rate Constraint in lbs/MMBtu | FALSE | L | Annual | Rate | lb/MMBtu | 0.07987 | 0.07987 | 0.07987 | 0.07987 | 0.07987 | 0.07987 | 0.07987 | 0.07987
NSR Winyah 1 - NOX Rate Annual v3.1, Unit 5709 and retrofits | 1017 | 1953 | Rate Constraint in lbs/MMBtu | FALSE | L | Annual | Generation | TWh | 1.0256 | 1.0256 | 1.0256 | 1.0256 | 0.97307 | 0.9961 | 0.99933 | 0.96821
NSR Winyah 1 - NOX Rate Annual v3.1, Unit 5709 and retrofits | 1017 | 1953 | Rate Constraint in lbs/MMBtu | FALSE | L | Annual | Qualifying Generation | TWh | 1.0256 | 1.0256 | 1.0256 | 1.0256 | 0.97307 | 0.9961 | 0.99933 | 0.96821
NSR Winyah 1 - NOX Rate Annual v3.1, Unit 5709 and retrofits | 1017 | 1953 | Rate Constraint in lbs/MMBtu | FALSE | L | Annual | Rate | lb/MWh | 0.85141 | 0.85141 | 0.83524 | 0.83524 | 0.83524 | 0.83524 | 0.83524 | 0.83524
NSR Winyah 1 - NOX Rate Annual v3.1, Unit 5709 and retrofits | 1017 | 1953 | Rate Constraint in lbs/MMBtu | FALSE | L | Annual | Constraint Shadow Price | US2016$/Ton | 0 | 0 | 0 | 0 | 0 | 0 | 0 | 0
NSR Winyah 2-4 - NOX Rate Annual v3.1, Unit 5706 and retrofits | 1018 | 1952 | Rate Constraint in lbs/MMBtu | FALSE | L | Annual | Seasons Included | Seasons | Winter, WintShld, Summer | Winter, WintShld, Summer | Winter, WintShld, Summer | Winter, WintShld, Summer | Winter, WintShld, Summer | Winter, WintShld, Summer | Winter, WintShld, Summer | Winter, WintShld, Summer
NSR Winyah 2-4 - NOX Rate Annual v3.1, Unit 5706 and retrofits | 1018 | 1952 | Rate Constraint in lbs/MMBtu | FALSE | L | Annual | Standard NOX | lb/MMBtu | 0.12 | 0.12 | 0.12 | 0.12 | 0.12 | 0.12 | 0.12 | 0.12
NSR Winyah 2-4 - NOX Rate Annual v3.1, Unit 5706 and retrofits | 1018 | 1952 | Rate Constraint in lbs/MMBtu | FALSE | L | Annual | Emissions at Affected Plants NOX | Thousand Tons | 0 | 0 | 0 | 0 | 0 | 0 | 0 | 0
NSR Winyah 2-4 - NOX Rate Annual v3.1, Unit 5706 and retrofits | 1018 | 1952 | Rate Constraint in lbs/MMBtu | FALSE | L | Annual | Allowances Purchased NOX | Thousand Tons | 0 | 0 | 0 | 0 | 0 | 0 | 0 | 0
NSR Winyah 2-4 - NOX Rate Annual v3.1, Unit 5706 and retrofits | 1018 | 1952 | Rate Constraint in lbs/MMBtu | FALSE | L | Annual | Allowances Sold NOX | Thousand Tons | 0 | 0 | 0 | 0 | 0 | 0 | 0 | 0
NSR Winyah 2-4 - NOX Rate Annual v3.1, Unit 5706 and retrofits | 1018 | 1952 | Rate Constraint in lbs/MMBtu | FALSE | L | Annual | Allowances Banked | Thousand Tons | 0 | 0 | 0 | 0 | 0 | 0 | 0 | 0
NSR Winyah 2-4 - NOX Rate Annual v3.1, Unit 5706 and retrofits | 1018 | 1952 | Rate Constraint in lbs/MMBtu | FALSE | L | Annual | Allowances Withdrawn (1:1) | Thousand Tons | 0 | 0 | 0 | 0 | 0 | 0 | 0 | 0
NSR Winyah 2-4 - NOX Rate Annual v3.1, Unit 5706 and retrofits | 1018 | 1952 | Rate Constraint in lbs/MMBtu | FALSE | L | Annual | Allowances Withdrawn (n:1) | Thousand Tons | 0 | 0 | 0 | 0 | 0 | 0 | 0 | 0
NSR Winyah 2-4 - NOX Rate Annual v3.1, Unit 5706 and retrofits | 1018 | 1952 | Rate Constraint in lbs/MMBtu | FALSE | L | Annual | Net Emissions Allowance Position | Thousand Tons | 0 | 0 | 0 | 0 | 0 | 0 | 0 | 0
NSR Winyah 2-4 - NOX Rate Annual v3.1, Unit 5706 and retrofits | 1018 | 1952 | Rate Constraint in lbs/MMBtu | FALSE | L | Annual | Fuel Consumed | TBtu | 0 | 0 | 0 | 0 | 0 | 0 | 0 | 0
NSR Winyah 2-4 - NOX Rate Annual v3.1, Unit 5706 and retrofits | 1018 | 1952 | Rate Constraint in lbs/MMBtu | FALSE | L | Annual | Rate | lb/MMBtu | 0 | 0 | 0 | 0 | 0 | 0 | 0 | 0
NSR Winyah 2-4 - NOX Rate Annual v3.1, Unit 5706 and retrofits | 1018 | 1952 | Rate Constraint in lbs/MMBtu | FALSE | L | Annual | Generation | TWh | 0 | 0 | 0 | 0 | 0 | 0 | 0 | 0
NSR Winyah 2-4 - NOX Rate Annual v3.1, Unit 5706 and retrofits | 1018 | 1952 | Rate Constraint in lbs/MMBtu | FALSE | L | Annual | Qualifying Generation | TWh | 0 | 0 | 0 | 0 | 0 | 0 | 0 | 0
NSR Winyah 2-4 - NOX Rate Annual v3.1, Unit 5706 and retrofits | 1018 | 1952 | Rate Constraint in lbs/MMBtu | FALSE | L | Annual | Rate | lb/MWh | 0 | 0 | 0 | 0 | 0 | 0 | 0 | 0
NSR Winyah 2-4 - NOX Rate Annual v3.1, Unit 5706 and retrofits | 1018 | 1952 | Rate Constraint in lbs/MMBtu | FALSE | L | Annual | Constraint Shadow Price | US2016$/Ton | 0 | 0 | 0 | 0 | 0 | 0 | 0 | 0
NSR Winyah 2-4 - NOX Rate Annual v3.1, Unit 5707 and retrofits | 1019 | 1952 | Rate Constraint in lbs/MMBtu | FALSE | L | Annual | Seasons Included | Seasons | Winter, WintShld, Summer | Winter, WintShld, Summer | Winter, WintShld, Summer | Winter, WintShld, Summer | Winter, WintShld, Summer | Winter, WintShld, Summer | Winter, WintShld, Summer | Winter, WintShld, Summer
NSR Winyah 2-4 - NOX Rate Annual v3.1, Unit 5707 and retrofits | 1019 | 1952 | Rate Constraint in lbs/MMBtu | FALSE | L | Annual | Standard NOX | lb/MMBtu | 0.12 | 0.12 | 0.12 | 0.12 | 0.12 | 0.12 | 0.12 | 0.12
NSR Winyah 2-4 - NOX Rate Annual v3.1, Unit 5707 and retrofits | 1019 | 1952 | Rate Constraint in lbs/MMBtu | FALSE | L | Annual | Emissions at Affected Plants NOX | Thousand Tons | 0.030064 | 0.030687 | 0.030221 | 0.030221 | 0.028592 | 0 | 0 | 0
NSR Winyah 2-4 - NOX Rate Annual v3.1, Unit 5707 and retrofits | 1019 | 1952 | Rate Constraint in lbs/MMBtu | FALSE | L | Annual | Allowances Purchased NOX | Thousand Tons | 0 | 0 | 0 | 0 | 0 | 0 | 0 | 0
NSR Winyah 2-4 - NOX Rate Annual v3.1, Unit 5707 and retrofits | 1019 | 1952 | Rate Constraint in lbs/MMBtu | FALSE | L | Annual | Allowances Sold NOX | Thousand Tons | 0 | 0 | 0 | 0 | 0 | 0 | 0 | 0
NSR Winyah 2-4 - NOX Rate Annual v3.1, Unit 5707 and retrofits | 1019 | 1952 | Rate Constraint in lbs/MMBtu | FALSE | L | Annual | Allowances Banked | Thousand Tons | 0 | 0 | 0 | 0 | 0 | 0 | 0 | 0
NSR Winyah 2-4 - NOX Rate Annual v3.1, Unit 5707 and retrofits | 1019 | 1952 | Rate Constraint in lbs/MMBtu | FALSE | L | Annual | Allowances Withdrawn (1:1) | Thousand Tons | 0 | 0 | 0 | 0 | 0 | 0 | 0 | 0
NSR Winyah 2-4 - NOX Rate Annual v3.1, Unit 5707 and retrofits | 1019 | 1952 | Rate Constraint in lbs/MMBtu | FALSE | L | Annual | Allowances Withdrawn (n:1) | Thousand Tons | 0 | 0 | 0 | 0 | 0 | 0 | 0 | 0
NSR Winyah 2-4 - NOX Rate Annual v3.1, Unit 5707 and retrofits | 1019 | 1952 | Rate Constraint in lbs/MMBtu | FALSE | L | Annual | Net Emissions Allowance Position | Thousand Tons | 0.030064 | 0.030687 | 0.030221 | 0.030221 | 0.028592 | 0 | 0 | 0
NSR Winyah 2-4 - NOX Rate Annual v3.1, Unit 5707 and retrofits | 1019 | 1952 | Rate Constraint in lbs/MMBtu | FALSE | L | Annual | Fuel Consumed | TBtu | 0.68537 | 0.69957 | 0.68895 | 0.68895 | 0.65182 | 0 | 0 | 0
NSR Winyah 2-4 - NOX Rate Annual v3.1, Unit 5707 and retrofits | 1019 | 1952 | Rate Constraint in lbs/MMBtu | FALSE | L | Annual | Rate | lb/MMBtu | 0.08773 | 0.08773 | 0.08773 | 0.08773 | 0.08773 | 0 | 0 | 0
NSR Winyah 2-4 - NOX Rate Annual v3.1, Unit 5707 and retrofits | 1019 | 1952 | Rate Constraint in lbs/MMBtu | FALSE | L | Annual | Generation | TWh | 0.064149 | 0.065479 | 0.065733 | 0.065733 | 0.06219 | 0 | 0 | 0
NSR Winyah 2-4 - NOX Rate Annual v3.1, Unit 5707 and retrofits | 1019 | 1952 | Rate Constraint in lbs/MMBtu | FALSE | L | Annual | Qualifying Generation | TWh | 0.064149 | 0.065479 | 0.065733 | 0.065733 | 0.06219 | 0 | 0 | 0
NSR Winyah 2-4 - NOX Rate Annual v3.1, Unit 5707 and retrofits | 1019 | 1952 | Rate Constraint in lbs/MMBtu | FALSE | L | Annual | Rate | lb/MWh | 0.93731 | 0.93731 | 0.9195 | 0.9195 | 0.9195 | 0 | 0 | 0
NSR Winyah 2-4 - NOX Rate Annual v3.1, Unit 5707 and retrofits | 1019 | 1952 | Rate Constraint in lbs/MMBtu | FALSE | L | Annual | Constraint Shadow Price | US2016$/Ton | 0 | 0 | 0 | 0 | 0 | 0 | 0 | 0
NSR Winyah 2-4 - NOX Rate Annual v3.1, Unit 5708 and retrofits | 1020 | 1952 | Rate Constraint in lbs/MMBtu | FALSE | L | Annual | Seasons Included | Seasons | Winter, WintShld, Summer | Winter, WintShld, Summer | Winter, WintShld, Summer | Winter, WintShld, Summer | Winter, WintShld, Summer | Winter, WintShld, Summer | Winter, WintShld, Summer | Winter, WintShld, Summer
NSR Winyah 2-4 - NOX Rate Annual v3.1, Unit 5708 and retrofits | 1020 | 1952 | Rate Constraint in lbs/MMBtu | FALSE | L | Annual | Standard NOX | lb/MMBtu | 0.12 | 0.12 | 0.12 | 0.12 | 0.12 | 0.12 | 0.12 | 0.12
NSR Winyah 2-4 - NOX Rate Annual v3.1, Unit 5708 and retrofits | 1020 | 1952 | Rate Constraint in lbs/MMBtu | FALSE | L | Annual | Emissions at Affected Plants NOX | Thousand Tons | 0.47821 | 0.47962 | 0.64905 | 0.46913 | 0.4341 | 0.44491 | 0.45161 | 0.42995
NSR Winyah 2-4 - NOX Rate Annual v3.1, Unit 5708 and retrofits | 1020 | 1952 | Rate Constraint in lbs/MMBtu | FALSE | L | Annual | Allowances Purchased NOX | Thousand Tons | 0 | 0 | 0 | 0 | 0 | 0 | 0 | 0
NSR Winyah 2-4 - NOX Rate Annual v3.1, Unit 5708 and retrofits | 1020 | 1952 | Rate Constraint in lbs/MMBtu | FALSE | L | Annual | Allowances Sold NOX | Thousand Tons | 0 | 0 | 0 | 0 | 0 | 0 | 0 | 0
NSR Winyah 2-4 - NOX Rate Annual v3.1, Unit 5708 and retrofits | 1020 | 1952 | Rate Constraint in lbs/MMBtu | FALSE | L | Annual | Allowances Banked | Thousand Tons | 0 | 0 | 0 | 0 | 0 | 0 | 0 | 0
NSR Winyah 2-4 - NOX Rate Annual v3.1, Unit 5708 and retrofits | 1020 | 1952 | Rate Constraint in lbs/MMBtu | FALSE | L | Annual | Allowances Withdrawn (1:1) | Thousand Tons | 0 | 0 | 0 | 0 | 0 | 0 | 0 | 0
NSR Winyah 2-4 - NOX Rate Annual v3.1, Unit 5708 and retrofits | 1020 | 1952 | Rate Constraint in lbs/MMBtu | FALSE | L | Annual | Allowances Withdrawn (n:1) | Thousand Tons | 0 | 0 | 0 | 0 | 0 | 0 | 0 | 0
NSR Winyah 2-4 - NOX Rate Annual v3.1, Unit 5708 and retrofits | 1020 | 1952 | Rate Constraint in lbs/MMBtu | FALSE | L | Annual | Net Emissions Allowance Position | Thousand Tons | 0.47821 | 0.47962 | 0.64905 | 0.46913 | 0.4341 | 0.44491 | 0.45161 | 0.42995
NSR Winyah 2-4 - NOX Rate Annual v3.1, Unit 5708 and retrofits | 1020 | 1952 | Rate Constraint in lbs/MMBtu | FALSE | L | Annual | Fuel Consumed | TBtu | 10.4334 | 10.464 | 14.1605 | 10.2351 | 9.4709 | 9.7069 | 9.853 | 9.3803
NSR Winyah 2-4 - NOX Rate Annual v3.1, Unit 5708 and retrofits | 1020 | 1952 | Rate Constraint in lbs/MMBtu | FALSE | L | Annual | Rate | lb/MMBtu | 0.09167 | 0.09167 | 0.09167 | 0.09167 | 0.09167 | 0.09167 | 0.09167 | 0.09167
NSR Winyah 2-4 - NOX Rate Annual v3.1, Unit 5708 and retrofits | 1020 | 1952 | Rate Constraint in lbs/MMBtu | FALSE | L | Annual | Generation | TWh | 0.9719 | 0.97475 | 1.3446 | 0.9719 | 0.89933 | 0.92174 | 0.93562 | 0.89073
NSR Winyah 2-4 - NOX Rate Annual v3.1, Unit 5708 and retrofits | 1020 | 1952 | Rate Constraint in lbs/MMBtu | FALSE | L | Annual | Qualifying Generation | TWh | 0.9719 | 0.97475 | 1.3446 | 0.9719 | 0.89933 | 0.92174 | 0.93562 | 0.89073
NSR Winyah 2-4 - NOX Rate Annual v3.1, Unit 5708 and retrofits | 1020 | 1952 | Rate Constraint in lbs/MMBtu | FALSE | L | Annual | Rate | lb/MWh | 0.98408 | 0.98408 | 0.96538 | 0.96538 | 0.96538 | 0.96538 | 0.96538 | 0.96538
NSR Winyah 2-4 - NOX Rate Annual v3.1, Unit 5708 and retrofits | 1020 | 1952 | Rate Constraint in lbs/MMBtu | FALSE | L | Annual | Constraint Shadow Price | US2016$/Ton | 0 | 0 | 0 | 0 | 0 | 0 | 0 | 0
NSR WPS Consent - NOX Cap Annual v5.12 | 1021 | 5790 | Rate Constraint in MTons | FALSE | L | Annual | Seasons Included | Seasons | Winter, WintShld, Summer | Winter, WintShld, Summer | Winter, WintShld, Summer | Winter, WintShld, Summer | Winter, WintShld, Summer | Winter, WintShld, Summer | Winter, WintShld, Summer | Winter, WintShld, Summer
NSR WPS Consent - NOX Cap Annual v5.12 | 1021 | 5790 | Rate Constraint in MTons | FALSE | L | Annual | Standard NOX | Thousand Tons | 3.7 | 3.7 | 3.7 | 3.7 | 3.7 | 3.7 | 3.7 | 3.7
NSR WPS Consent - NOX Cap Annual v5.12 | 1021 | 5790 | Rate Constraint in MTons | FALSE | L | Annual | Emissions at Affected Plants NOX | Thousand Tons | 0.47653 | 0.78968 | 0.81661 | 0.56783 | 0.60717 | 0.60143 | 0.52823 | 0
NSR WPS Consent - NOX Cap Annual v5.12 | 1021 | 5790 | Rate Constraint in MTons | FALSE | L | Annual | Allowances Purchased NOX | Thousand Tons | 0 | 0 | 0 | 0 | 0 | 0 | 0 | 0
NSR WPS Consent - NOX Cap Annual v5.12 | 1021 | 5790 | Rate Constraint in MTons | FALSE | L | Annual | Allowances Sold NOX | Thousand Tons | 0 | 0 | 0 | 0 | 0 | 0 | 0 | 0
NSR WPS Consent - NOX Cap Annual v5.12 | 1021 | 5790 | Rate Constraint in MTons | FALSE | L | Annual | Allowances Banked | Thousand Tons | 0 | 0 | 0 | 0 | 0 | 0 | 0 | 0
NSR WPS Consent - NOX Cap Annual v5.12 | 1021 | 5790 | Rate Constraint in MTons | FALSE | L | Annual | Allowances Withdrawn (1:1) | Thousand Tons | 0 | 0 | 0 | 0 | 0 | 0 | 0 | 0
NSR WPS Consent - NOX Cap Annual v5.12 | 1021 | 5790 | Rate Constraint in MTons | FALSE | L | Annual | Allowances Withdrawn (n:1) | Thousand Tons | 0 | 0 | 0 | 0 | 0 | 0 | 0 | 0
NSR WPS Consent - NOX Cap Annual v5.12 | 1021 | 5790 | Rate Constraint in MTons | FALSE | L | Annual | Net Emissions Allowance Position | Thousand Tons | 0.47653 | 0.78968 | 0.81661 | 0.56783 | 0.60717 | 0.60143 | 0.52823 | 0
NSR WPS Consent - NOX Cap Annual v5.12 | 1021 | 5790 | Rate Constraint in MTons | FALSE | L | Annual | Fuel Consumed | TBtu | 17.6492 | 28.9269 | 29.953 | 20.4158 | 21.6848 | 21.6149 | 19.8246 | 0
NSR WPS Consent - NOX Cap Annual v5.12 | 1021 | 5790 | Rate Constraint in MTons | FALSE | L | Annual | Rate | lb/MMBtu | 0.054 | 0.054598 | 0.054526 | 0.055627 | 0.056 | 0.055649 | 0.05329 | 0
NSR WPS Consent - NOX Cap Annual v5.12 | 1021 | 5790 | Rate Constraint in MTons | FALSE | L | Annual | Generation | TWh | 1.7837 | 2.9192 | 3.0473 | 2.0713 | 2.198 | 2.1928 | 2.0231 | 0
NSR WPS Consent - NOX Cap Annual v5.12 | 1021 | 5790 | Rate Constraint in MTons | FALSE | L | Annual | Qualifying Generation | TWh | 1.7837 | 2.9192 | 3.0473 | 2.0713 | 2.198 | 2.1928 | 2.0231 | 0
NSR WPS Consent - NOX Cap Annual v5.12 | 1021 | 5790 | Rate Constraint in MTons | FALSE | L | Annual | Rate | lb/MWh | 0.53432 | 0.54102 | 0.53596 | 0.54829 | 0.55248 | 0.54854 | 0.52219 | 0
NSR WPS Consent - NOX Cap Annual v5.12 | 1021 | 5790 | Rate Constraint in MTons | FALSE | L | Annual | Constraint Shadow Price | US2016$/Ton | 0 | 0 | 0 | 0 | 0 | 0 | 0 | 0
NSR WPS Consent - SO2 Cap Annual v5.12 | 1022 | 5793 | Rate Constraint in MTons | FALSE | L | Annual | Seasons Included | Seasons | Winter, WintShld, Summer | Winter, WintShld, Summer | Winter, WintShld, Summer | Winter, WintShld, Summer | Winter, WintShld, Summer | Winter, WintShld, Summer | Winter, WintShld, Summer | Winter, WintShld, Summer
NSR WPS Consent - SO2 Cap Annual v5.12 | 1022 | 5793 | Rate Constraint in MTons | FALSE | L | Annual | Standard SO2 | Thousand Tons | 4.25 | 4.25 | 4.25 | 4.25 | 4.25 | 4.25 | 4.25 | 4.25
NSR WPS Consent - SO2 Cap Annual v5.12 | 1022 | 5793 | Rate Constraint in MTons | FALSE | L | Annual | Emissions at Affected Plants SO2 | Thousand Tons | 0.45582 | 0.74002 | 0.76716 | 0.51373 | 0.54236 | 0.5437 | 0.51774 | 0
NSR WPS Consent - SO2 Cap Annual v5.12 | 1022 | 5793 | Rate Constraint in MTons | FALSE | L | Annual | Allowances Purchased SO2 | Thousand Tons | 0 | 0 | 0 | 0 | 0 | 0 | 0 | 0
NSR WPS Consent - SO2 Cap Annual v5.12 | 1022 | 5793 | Rate Constraint in MTons | FALSE | L | Annual | Allowances Sold SO2 | Thousand Tons | 0 | 0 | 0 | 0 | 0 | 0 | 0 | 0
NSR WPS Consent - SO2 Cap Annual v5.12 | 1022 | 5793 | Rate Constraint in MTons | FALSE | L | Annual | Allowances Banked | Thousand Tons | 0 | 0 | 0 | 0 | 0 | 0 | 0 | 0
NSR WPS Consent - SO2 Cap Annual v5.12 | 1022 | 5793 | Rate Constraint in MTons | FALSE | L | Annual | Allowances Withdrawn (1:1) | Thousand Tons | 0 | 0 | 0 | 0 | 0 | 0 | 0 | 0
NSR WPS Consent - SO2 Cap Annual v5.12 | 1022 | 5793 | Rate Constraint in MTons | FALSE | L | Annual | Allowances Withdrawn (n:1) | Thousand Tons | 0 | 0 | 0 | 0 | 0 | 0 | 0 | 0
NSR WPS Consent - SO2 Cap Annual v5.12 | 1022 | 5793 | Rate Constraint in MTons | FALSE | L | Annual | Net Emissions Allowance Position | Thousand Tons | 0.45582 | 0.74002 | 0.76716 | 0.51373 | 0.54236 | 0.5437 | 0.51774 | 0
NSR WPS Consent - SO2 Cap Annual v5.12 | 1022 | 5793 | Rate Constraint in MTons | FALSE | L | Annual | Fuel Consumed | TBtu | 17.6492 | 28.9269 | 29.953 | 20.4158 | 21.6848 | 21.6149 | 19.8246 | 0
NSR WPS Consent - SO2 Cap Annual v5.12 | 1022 | 5793 | Rate Constraint in MTons | FALSE | L | Annual | Rate | lb/MMBtu | 0.051653 | 0.051165 | 0.051224 | 0.050327 | 0.050022 | 0.050308 | 0.052232 | 0
NSR WPS Consent - SO2 Cap Annual v5.12 | 1022 | 5793 | Rate Constraint in MTons | FALSE | L | Annual | Generation | TWh | 1.7837 | 2.9192 | 3.0473 | 2.0713 | 2.198 | 2.1928 | 2.0231 | 0
NSR WPS Consent - SO2 Cap Annual v5.12 | 1022 | 5793 | Rate Constraint in MTons | FALSE | L | Annual | Qualifying Generation | TWh | 1.7837 | 2.9192 | 3.0473 | 2.0713 | 2.198 | 2.1928 | 2.0231 | 0
NSR WPS Consent - SO2 Cap Annual v5.12 | 1022 | 5793 | Rate Constraint in MTons | FALSE | L | Annual | Rate | lb/MWh | 0.5111 | 0.507 | 0.5035 | 0.49605 | 0.49351 | 0.49589 | 0.51182 | 0
NSR WPS Consent - SO2 Cap Annual v5.12 | 1022 | 5793 | Rate Constraint in MTons | FALSE | L | Annual | Constraint Shadow Price | US2016$/Ton | 0 | 0 | 0 | 0 | 0 | 0 | 0 | 0
NSR WPS Pullinam - NOX Cap Annual v5.12 | 1023 | 5794 | Rate Constraint in MTons | FALSE | L | Annual | Seasons Included | Seasons | Winter, WintShld, Summer | Winter, WintShld, Summer | Winter, WintShld, Summer | Winter, WintShld, Summer | Winter, WintShld, Summer | Winter, WintShld, Summer | Winter, WintShld, Summer | Winter, WintShld, Summer
NSR WPS Pullinam - NOX Cap Annual v5.12 | 1023 | 5794 | Rate Constraint in MTons | FALSE | L | Annual | Standard NOX | Thousand Tons | 1.5 | 1.5 | 1.5 | 1.5 | 1.5 | 1.5 | 1.5 | 1.5
NSR WPS Pullinam - NOX Cap Annual v5.12 | 1023 | 5794 | Rate Constraint in MTons | FALSE | L | Annual | Emissions at Affected Plants NOX | Thousand Tons | 0 | 0 | 0 | 0 | 0 | 0 | 0 | 0
NSR WPS Pullinam - NOX Cap Annual v5.12 | 1023 | 5794 | Rate Constraint in MTons | FALSE | L | Annual | Allowances Purchased NOX | Thousand Tons | 0 | 0 | 0 | 0 | 0 | 0 | 0 | 0
NSR WPS Pullinam - NOX Cap Annual v5.12 | 1023 | 5794 | Rate Constraint in MTons | FALSE | L | Annual | Allowances Sold NOX | Thousand Tons | 0 | 0 | 0 | 0 | 0 | 0 | 0 | 0
NSR WPS Pullinam - NOX Cap Annual v5.12 | 1023 | 5794 | Rate Constraint in MTons | FALSE | L | Annual | Allowances Banked | Thousand Tons | 0 | 0 | 0 | 0 | 0 | 0 | 0 | 0
NSR WPS Pullinam - NOX Cap Annual v5.12 | 1023 | 5794 | Rate Constraint in MTons | FALSE | L | Annual | Allowances Withdrawn (1:1) | Thousand Tons | 0 | 0 | 0 | 0 | 0 | 0 | 0 | 0
NSR WPS Pullinam - NOX Cap Annual v5.12 | 1023 | 5794 | Rate Constraint in MTons | FALSE | L | Annual | Allowances Withdrawn (n:1) | Thousand Tons | 0 | 0 | 0 | 0 | 0 | 0 | 0 | 0
NSR WPS Pullinam - NOX Cap Annual v5.12 | 1023 | 5794 | Rate Constraint in MTons | FALSE | L | Annual | Net Emissions Allowance Position | Thousand Tons | 0 | 0 | 0 | 0 | 0 | 0 | 0 | 0
NSR WPS Pullinam - NOX Cap Annual v5.12 | 1023 | 5794 | Rate Constraint in MTons | FALSE | L | Annual | Fuel Consumed | TBtu | 0 | 0 | 0 | 0 | 0 | 0 | 0 | 0
NSR WPS Pullinam - NOX Cap Annual v5.12 | 1023 | 5794 | Rate Constraint in MTons | FALSE | L | Annual | Rate | lb/MMBtu | 0 | 0 | 0 | 0 | 0 | 0 | 0 | 0
NSR WPS Pullinam - NOX Cap Annual v5.12 | 1023 | 5794 | Rate Constraint in MTons | FALSE | L | Annual | Generation | TWh | 0 | 0 | 0 | 0 | 0 | 0 | 0 | 0
NSR WPS Pullinam - NOX Cap Annual v5.12 | 1023 | 5794 | Rate Constraint in MTons | FALSE | L | Annual | Qualifying Generation | TWh | 0 | 0 | 0 | 0 | 0 | 0 | 0 | 0
NSR WPS Pullinam - NOX Cap Annual v5.12 | 1023 | 5794 | Rate Constraint in MTons | FALSE | L | Annual | Rate | lb/MWh | 0 | 0 | 0 | 0 | 0 | 0 | 0 | 0
NSR WPS Pullinam - NOX Cap Annual v5.12 | 1023 | 5794 | Rate Constraint in MTons | FALSE | L | Annual | Constraint Shadow Price | US2016$/Ton | 0 | 0 | 0 | 0 | 0 | 0 | 0 | 0
NSR WPS Pullinam - SO2 Cap Annual v5.12 | 1024 | 5795 | Rate Constraint in MTons | FALSE | L | Annual | Seasons Included | Seasons | Winter, WintShld, Summer | Winter, WintShld, Summer | Winter, WintShld, Summer | Winter, WintShld, Summer | Winter, WintShld, Summer | Winter, WintShld, Summer | Winter, WintShld, Summer | Winter, WintShld, Summer
NSR WPS Pullinam - SO2 Cap Annual v5.12 | 1024 | 5795 | Rate Constraint in MTons | FALSE | L | Annual | Standard SO2 | Thousand Tons | 2.1 | 2.1 | 2.1 | 2.1 | 2.1 | 2.1 | 2.1 | 2.1
NSR WPS Pullinam - SO2 Cap Annual v5.12 | 1024 | 5795 | Rate Constraint in MTons | FALSE | L | Annual | Emissions at Affected Plants SO2 | Thousand Tons | 0 | 0 | 0 | 0 | 0 | 0 | 0 | 0
NSR WPS Pullinam - SO2 Cap Annual v5.12 | 1024 | 5795 | Rate Constraint in MTons | FALSE | L | Annual | Allowances Purchased SO2 | Thousand Tons | 0 | 0 | 0 | 0 | 0 | 0 | 0 | 0
NSR WPS Pullinam - SO2 Cap Annual v5.12 | 1024 | 5795 | Rate Constraint in MTons | FALSE | L | Annual | Allowances Sold SO2 | Thousand Tons | 0 | 0 | 0 | 0 | 0 | 0 | 0 | 0
NSR WPS Pullinam - SO2 Cap Annual v5.12 | 1024 | 5795 | Rate Constraint in MTons | FALSE | L | Annual | Allowances Banked | Thousand Tons | 0 | 0 | 0 | 0 | 0 | 0 | 0 | 0
NSR WPS Pullinam - SO2 Cap Annual v5.12 | 1024 | 5795 | Rate Constraint in MTons | FALSE | L | Annual | Allowances Withdrawn (1:1) | Thousand Tons | 0 | 0 | 0 | 0 | 0 | 0 | 0 | 0
NSR WPS Pullinam - SO2 Cap Annual v5.12 | 1024 | 5795 | Rate Constraint in MTons | FALSE | L | Annual | Allowances Withdrawn (n:1) | Thousand Tons | 0 | 0 | 0 | 0 | 0 | 0 | 0 | 0
NSR WPS Pullinam - SO2 Cap Annual v5.12 | 1024 | 5795 | Rate Constraint in MTons | FALSE | L | Annual | Net Emissions Allowance Position | Thousand Tons | 0 | 0 | 0 | 0 | 0 | 0 | 0 | 0
NSR WPS Pullinam - SO2 Cap Annual v5.12 | 1024 | 5795 | Rate Constraint in MTons | FALSE | L | Annual | Fuel Consumed | TBtu | 0 | 0 | 0 | 0 | 0 | 0 | 0 | 0
NSR WPS Pullinam - SO2 Cap Annual v5.12 | 1024 | 5795 | Rate Constraint in MTons | FALSE | L | Annual | Rate | lb/MMBtu | 0 | 0 | 0 | 0 | 0 | 0 | 0 | 0
NSR WPS Pullinam - SO2 Cap Annual v5.12 | 1024 | 5795 | Rate Constraint in MTons | FALSE | L | Annual | Generation | TWh | 0 | 0 | 0 | 0 | 0 | 0 | 0 | 0
NSR WPS Pullinam - SO2 Cap Annual v5.12 | 1024 | 5795 | Rate Constraint in MTons | FALSE | L | Annual | Qualifying Generation | TWh | 0 | 0 | 0 | 0 | 0 | 0 | 0 | 0
NSR WPS Pullinam - SO2 Cap Annual v5.12 | 1024 | 5795 | Rate Constraint in MTons | FALSE | L | Annual | Rate | lb/MWh | 0 | 0 | 0 | 0 | 0 | 0 | 0 | 0
NSR WPS Pullinam - SO2 Cap Annual v5.12 | 1024 | 5795 | Rate Constraint in MTons | FALSE | L | Annual | Constraint Shadow Price | US2016$/Ton | 0 | 0 | 0 | 0 | 0 | 0 | 0 | 0
NSR WPS Pullinam 7&8 - NOX Rate Annual v5.12, Unit 5098 and retrofits | 1025 | 5797 | Rate Constraint in lbs/MMBtu | FALSE | L | Annual | Seasons Included | Seasons | Winter, WintShld, Summer | Winter, WintShld, Summer | Winter, WintShld, Summer | Winter, WintShld, Summer | Winter, WintShld, Summer | Winter, WintShld, Summer | Winter, WintShld, Summer | Winter, WintShld, Summer
NSR WPS Pullinam 7&8 - NOX Rate Annual v5.12, Unit 5098 and retrofits | 1025 | 5797 | Rate Constraint in lbs/MMBtu | FALSE | L | Annual | Standard NOX | lb/MMBtu | 0.25 | 0.25 | 0.25 | 0.25 | 0.25 | 0.25 | 0.25 | 0.25
NSR WPS Pullinam 7&8 - NOX Rate Annual v5.12, Unit 5098 and retrofits | 1025 | 5797 | Rate Constraint in lbs/MMBtu | FALSE | L | Annual | Emissions at Affected Plants NOX | Thousand Tons | 0 | 0 | 0 | 0 | 0 | 0 | 0 | 0
NSR WPS Pullinam 7&8 - NOX Rate Annual v5.12, Unit 5098 and retrofits | 1025 | 5797 | Rate Constraint in lbs/MMBtu | FALSE | L | Annual | Allowances Purchased NOX | Thousand Tons | 0 | 0 | 0 | 0 | 0 | 0 | 0 | 0
NSR WPS Pullinam 7&8 - NOX Rate Annual v5.12, Unit 5098 and retrofits | 1025 | 5797 | Rate Constraint in lbs/MMBtu | FALSE | L | Annual | Allowances Sold NOX | Thousand Tons | 0 | 0 | 0 | 0 | 0 | 0 | 0 | 0
NSR WPS Pullinam 7&8 - NOX Rate Annual v5.12, Unit 5098 and retrofits | 1025 | 5797 | Rate Constraint in lbs/MMBtu | FALSE | L | Annual | Allowances Banked | Thousand Tons | 0 | 0 | 0 | 0 | 0 | 0 | 0 | 0
NSR WPS Pullinam 7&8 - NOX Rate Annual v5.12, Unit 5098 and retrofits | 1025 | 5797 | Rate Constraint in lbs/MMBtu | FALSE | L | Annual | Allowances Withdrawn (1:1) | Thousand Tons | 0 | 0 | 0 | 0 | 0 | 0 | 0 | 0
NSR WPS Pullinam 7&8 - NOX Rate Annual v5.12, Unit 5098 and retrofits | 1025 | 5797 | Rate Constraint in lbs/MMBtu | FALSE | L | Annual | Allowances Withdrawn (n:1) | Thousand Tons | 0 | 0 | 0 | 0 | 0 | 0 | 0 | 0
NSR WPS Pullinam 7&8 - NOX Rate Annual v5.12, Unit 5098 and retrofits | 1025 | 5797 | Rate Constraint in lbs/MMBtu | FALSE | L | Annual | Net Emissions Allowance Position | Thousand Tons | 0 | 0 | 0 | 0 | 0 | 0 | 0 | 0
NSR WPS Pullinam 7&8 - NOX Rate Annual v5.12, Unit 5098 and retrofits | 1025 | 5797 | Rate Constraint in lbs/MMBtu | FALSE | L | Annual | Fuel Consumed | TBtu | 0 | 0 | 0 | 0 | 0 | 0 | 0 | 0
NSR WPS Pullinam 7&8 - NOX Rate Annual v5.12, Unit 5098 and retrofits | 1025 | 5797 | Rate Constraint in lbs/MMBtu | FALSE | L | Annual | Rate | lb/MMBtu | 0 | 0 | 0 | 0 | 0 | 0 | 0 | 0
NSR WPS Pullinam 7&8 - NOX Rate Annual v5.12, Unit 5098 and retrofits | 1025 | 5797 | Rate Constraint in lbs/MMBtu | FALSE | L | Annual | Generation | TWh | 0 | 0 | 0 | 0 | 0 | 0 | 0 | 0
NSR WPS Pullinam 7&8 - NOX Rate Annual v5.12, Unit 5098 and retrofits | 1025 | 5797 | Rate Constraint in lbs/MMBtu | FALSE | L | Annual | Qualifying Generation | TWh | 0 | 0 | 0 | 0 | 0 | 0 | 0 | 0
NSR WPS Pullinam 7&8 - NOX Rate Annual v5.12, Unit 5098 and retrofits | 1025 | 5797 | Rate Constraint in lbs/MMBtu | FALSE | L | Annual | Rate | lb/MWh | 0 | 0 | 0 | 0 | 0 | 0 | 0 | 0
NSR WPS Pullinam 7&8 - NOX Rate Annual v5.12, Unit 5098 and retrofits | 1025 | 5797 | Rate Constraint in lbs/MMBtu | FALSE | L | Annual | Constraint Shadow Price | US2016$/Ton | 0 | 0 | 0 | 0 | 0 | 0 | 0 | 0
NSR WPS Pullinam 7&8 - NOX Rate Annual v5.12, Unit 5099 and retrofits | 1026 | 5797 | Rate Constraint in lbs/MMBtu | FALSE | L | Annual | Seasons Included | Seasons | Winter, WintShld, Summer | Winter, WintShld, Summer | Winter, WintShld, Summer | Winter, WintShld, Summer | Winter, WintShld, Summer | Winter, WintShld, Summer | Winter, WintShld, Summer | Winter, WintShld, Summer
NSR WPS Pullinam 7&8 - NOX Rate Annual v5.12, Unit 5099 and retrofits | 1026 | 5797 | Rate Constraint in lbs/MMBtu | FALSE | L | Annual | Standard NOX | lb/MMBtu | 0.25 | 0.25 | 0.25 | 0.25 | 0.25 | 0.25 | 0.25 | 0.25
NSR WPS Pullinam 7&8 - NOX Rate Annual v5.12, Unit 5099 and retrofits | 1026 | 5797 | Rate Constraint in lbs/MMBtu | FALSE | L | Annual | Emissions at Affected Plants NOX | Thousand Tons | 0 | 0 | 0 | 0 | 0 | 0 | 0 | 0
NSR WPS Pullinam 7&8 - NOX Rate Annual v5.12, Unit 5099 and retrofits | 1026 | 5797 | Rate Constraint in lbs/MMBtu | FALSE | L | Annual | Allowances Purchased NOX | Thousand Tons | 0 | 0 | 0 | 0 | 0 | 0 | 0 | 0
NSR WPS Pullinam 7&8 - NOX Rate Annual v5.12, Unit 5099 and retrofits | 1026 | 5797 | Rate Constraint in lbs/MMBtu | FALSE | L | Annual | Allowances Sold NOX | Thousand Tons | 0 | 0 | 0 | 0 | 0 | 0 | 0 | 0
NSR WPS Pullinam 7&8 - NOX Rate Annual v5.12, Unit 5099 and retrofits | 1026 | 5797 | Rate Constraint in lbs/MMBtu | FALSE | L | Annual | Allowances Banked | Thousand Tons | 0 | 0 | 0 | 0 | 0 | 0 | 0 | 0
NSR WPS Pullinam 7&8 - NOX Rate Annual v5.12, Unit 5099 and retrofits | 1026 | 5797 | Rate Constraint in lbs/MMBtu | FALSE | L | Annual | Allowances Withdrawn (1:1) | Thousand Tons | 0 | 0 | 0 | 0 | 0 | 0 | 0 | 0
NSR WPS Pullinam 7&8 - NOX Rate Annual v5.12, Unit 5099 and retrofits | 1026 | 5797 | Rate Constraint in lbs/MMBtu | FALSE | L | Annual | Allowances Withdrawn (n:1) | Thousand Tons | 0 | 0 | 0 | 0 | 0 | 0 | 0 | 0
NSR WPS Pullinam 7&8 - NOX Rate Annual v5.12, Unit 5099 and retrofits | 1026 | 5797 | Rate Constraint in lbs/MMBtu | FALSE | L | Annual | Net Emissions Allowance Position | Thousand Tons | 0 | 0 | 0 | 0 | 0 | 0 | 0 | 0
NSR WPS Pullinam 7&8 - NOX Rate Annual v5.12, Unit 5099 and retrofits | 1026 | 5797 | Rate Constraint in lbs/MMBtu | FALSE | L | Annual | Fuel Consumed | TBtu | 0 | 0 | 0 | 0 | 0 | 0 | 0 | 0
NSR WPS Pullinam 7&8 - NOX Rate Annual v5.12, Unit 5099 and retrofits | 1026 | 5797 | Rate Constraint in lbs/MMBtu | FALSE | L | Annual | Rate | lb/MMBtu | 0 | 0 | 0 | 0 | 0 | 0 | 0 | 0
NSR WPS Pullinam 7&8 - NOX Rate Annual v5.12, Unit 5099 and retrofits | 1026 | 5797 | Rate Constraint in lbs/MMBtu | FALSE | L | Annual | Generation | TWh | 0 | 0 | 0 | 0 | 0 | 0 | 0 | 0
NSR WPS Pullinam 7&8 - NOX Rate Annual v5.12, Unit 5099 and retrofits | 1026 | 5797 | Rate Constraint in lbs/MMBtu | FALSE | L | Annual | Qualifying Generation | TWh | 0 | 0 | 0 | 0 | 0 | 0 | 0 | 0
NSR WPS Pullinam 7&8 - NOX Rate Annual v5.12, Unit 5099 and retrofits | 1026 | 5797 | Rate Constraint in lbs/MMBtu | FALSE | L | Annual | Rate | lb/MWh | 0 | 0 | 0 | 0 | 0 | 0 | 0 | 0
NSR WPS Pullinam 7&8 - NOX Rate Annual v5.12, Unit 5099 and retrofits | 1026 | 5797 | Rate Constraint in lbs/MMBtu | FALSE | L | Annual | Constraint Shadow Price | US2016$/Ton | 0 | 0 | 0 | 0 | 0 | 0 | 0 | 0
NSR WPS Weston 3 - NOX Rate Annual v5.12, Unit 5485 and retrofits | 1027 | 5798 | Rate Constraint in lbs/MMBtu | FALSE | L | Annual | Seasons Included | Seasons | Winter, WintShld, Summer | Winter, WintShld, Summer | Winter, WintShld, Summer | Winter, WintShld, Summer | Winter, WintShld, Summer | Winter, WintShld, Summer | Winter, WintShld, Summer | Winter, WintShld, Summer
NSR WPS Weston 3 - NOX Rate Annual v5.12, Unit 5485 and retrofits | 1027 | 5798 | Rate Constraint in lbs/MMBtu | FALSE | L | Annual | Standard NOX | lb/MMBtu | 0.1 | 0.1 | 0.1 | 0.1 | 0.1 | 0.1 | 0.1 | 0.1
NSR WPS Weston 3 - NOX Rate Annual v5.12, Unit 5485 and retrofits | 1027 | 5798 | Rate Constraint in lbs/MMBtu | FALSE | L | Annual | Emissions at Affected Plants NOX | Thousand Tons | 0 | 0 | 0 | 0 | 0 | 0 | 0 | 0
NSR WPS Weston 3 - NOX Rate Annual v5.12, Unit 5485 and retrofits | 1027 | 5798 | Rate Constraint in lbs/MMBtu | FALSE | L | Annual | Allowances Purchased NOX | Thousand Tons | 0 | 0 | 0 | 0 | 0 | 0 | 0 | 0
NSR WPS Weston 3 - NOX Rate Annual v5.12, Unit 5485 and retrofits | 1027 | 5798 | Rate Constraint in lbs/MMBtu | FALSE | L | Annual | Allowances Sold NOX | Thousand Tons | 0 | 0 | 0 | 0 | 0 | 0 | 0 | 0
NSR WPS Weston 3 - NOX Rate Annual v5.12, Unit 5485 and retrofits | 1027 | 5798 | Rate Constraint in lbs/MMBtu | FALSE | L | Annual | Allowances Banked | Thousand Tons | 0 | 0 | 0 | 0 | 0 | 0 | 0 | 0
NSR WPS Weston 3 - NOX Rate Annual v5.12, Unit 5485 and retrofits | 1027 | 5798 | Rate Constraint in lbs/MMBtu | FALSE | L | Annual | Allowances Withdrawn (1:1) | Thousand Tons | 0 | 0 | 0 | 0 | 0 | 0 | 0 | 0
NSR WPS Weston 3 - NOX Rate Annual v5.12, Unit 5485 and retrofits | 1027 | 5798 | Rate Constraint in lbs/MMBtu | FALSE | L | Annual | Allowances Withdrawn (n:1) | Thousand Tons | 0 | 0 | 0 | 0 | 0 | 0 | 0 | 0
NSR WPS Weston 3 - NOX Rate Annual v5.12, Unit 5485 and retrofits | 1027 | 5798 | Rate Constraint in lbs/MMBtu | FALSE | L | Annual | Net Emissions Allowance Position | Thousand Tons | 0 | 0 | 0 | 0 | 0 | 0 | 0 | 0
NSR WPS Weston 3 - NOX Rate Annual v5.12, Unit 5485 and retrofits | 1027 | 5798 | Rate Constraint in lbs/MMBtu | FALSE | L | Annual | Fuel Consumed | TBtu | 0 | 0 | 0 | 0 | 0 | 0 | 0 | 0
NSR WPS Weston 3 - NOX Rate Annual v5.12, Unit 5485 and retrofits | 1027 | 5798 | Rate Constraint in lbs/MMBtu | FALSE | L | Annual | Rate | lb/MMBtu | 0 | 0 | 0 | 0 | 0 | 0 | 0 | 0
NSR WPS Weston 3 - NOX Rate Annual v5.12, Unit 5485 and retrofits | 1027 | 5798 | Rate Constraint in lbs/MMBtu | FALSE | L | Annual | Generation | TWh | 0 | 0 | 0 | 0 | 0 | 0 | 0 | 0
NSR WPS Weston 3 - NOX Rate Annual v5.12, Unit 5485 and retrofits | 1027 | 5798 | Rate Constraint in lbs/MMBtu | FALSE | L | Annual | Qualifying Generation | TWh | 0 | 0 | 0 | 0 | 0 | 0 | 0 | 0
NSR WPS Weston 3 - NOX Rate Annual v5.12, Unit 5485 and retrofits | 1027 | 5798 | Rate Constraint in lbs/MMBtu | FALSE | L | Annual | Rate | lb/MWh | 0 | 0 | 0 | 0 | 0 | 0 | 0 | 0
NSR WPS Weston 3 - NOX Rate Annual v5.12, Unit 5485 and retrofits | 1027 | 5798 | Rate Constraint in lbs/MMBtu | FALSE | L | Annual | Constraint Shadow Price | US2016$/Ton | 0 | 0 | 0 | 0 | 0 | 0 | 0 | 0
NSR WPS Weston 3 - SO2 Rate Annual v5.12, Unit 5485 and retrofits | 1028 | 5800 | Rate Constraint in lbs/MMBtu | FALSE | L | Annual | Seasons Included | Seasons | Winter, WintShld, Summer | Winter, WintShld, Summer | Winter, WintShld, Summer | Winter, WintShld, Summer | Winter, WintShld, Summer | Winter, WintShld, Summer | Winter, WintShld, Summer | Winter, WintShld, Summer
NSR WPS Weston 3 - SO2 Rate Annual v5.12, Unit 5485 and retrofits | 1028 | 5800 | Rate Constraint in lbs/MMBtu | FALSE | L | Annual | Standard SO2 | lb/MMBtu | 0.08 | 0.08 | 0.08 | 0.08 | 0.08 | 0.08 | 0.08 | 0.08
NSR WPS Weston 3 - SO2 Rate Annual v5.12, Unit 5485 and retrofits | 1028 | 5800 | Rate Constraint in lbs/MMBtu | FALSE | L | Annual | Emissions at Affected Plants SO2 | Thousand Tons | 0 | 0 | 0 | 0 | 0 | 0 | 0 | 0
NSR WPS Weston 3 - SO2 Rate Annual v5.12, Unit 5485 and retrofits | 1028 | 5800 | Rate Constraint in lbs/MMBtu | FALSE | L | Annual | Allowances Purchased SO2 | Thousand Tons | 0 | 0 | 0 | 0 | 0 | 0 | 0 | 0
NSR WPS Weston 3 - SO2 Rate Annual v5.12, Unit 5485 and retrofits | 1028 | 5800 | Rate Constraint in lbs/MMBtu | FALSE | L | Annual | Allowances Sold SO2 | Thousand Tons | 0 | 0 | 0 | 0 | 0 | 0 | 0 | 0
NSR WPS Weston 3 - SO2 Rate Annual v5.12, Unit 5485 and retrofits | 1028 | 5800 | Rate Constraint in lbs/MMBtu | FALSE | L | Annual | Allowances Banked | Thousand Tons | 0 | 0 | 0 | 0 | 0 | 0 | 0 | 0
NSR WPS Weston 3 - SO2 Rate Annual v5.12, Unit 5485 and retrofits | 1028 | 5800 | Rate Constraint in lbs/MMBtu | FALSE | L | Annual | Allowances Withdrawn (1:1) | Thousand Tons | 0 | 0 | 0 | 0 | 0 | 0 | 0 | 0
NSR WPS Weston 3 - SO2 Rate Annual v5.12, Unit 5485 and retrofits | 1028 | 5800 | Rate Constraint in lbs/MMBtu | FALSE | L | Annual | Allowances Withdrawn (n:1) | Thousand Tons | 0 | 0 | 0 | 0 | 0 | 0 | 0 | 0
NSR WPS Weston 3 - SO2 Rate Annual v5.12, Unit 5485 and retrofits | 1028 | 5800 | Rate Constraint in lbs/MMBtu | FALSE | L | Annual | Net Emissions Allowance Position | Thousand Tons | 0 | 0 | 0 | 0 | 0 | 0 | 0 | 0
NSR WPS Weston 3 - SO2 Rate Annual v5.12, Unit 5485 and retrofits | 1028 | 5800 | Rate Constraint in lbs/MMBtu | FALSE | L | Annual | Fuel Consumed | TBtu | 0 | 0 | 0 | 0 | 0 | 0 | 0 | 0
NSR WPS Weston 3 - SO2 Rate Annual v5.12, Unit 5485 and retrofits | 1028 | 5800 | Rate Constraint in lbs/MMBtu | FALSE | L | Annual | Rate | lb/MMBtu | 0 | 0 | 0 | 0 | 0 | 0 | 0 | 0
NSR WPS Weston 3 - SO2 Rate Annual v5.12, Unit 5485 and retrofits | 1028 | 5800 | Rate Constraint in lbs/MMBtu | FALSE | L | Annual | Generation | TWh | 0 | 0 | 0 | 0 | 0 | 0 | 0 | 0
NSR WPS Weston 3 - SO2 Rate Annual v5.12, Unit 5485 and retrofits | 1028 | 5800 | Rate Constraint in lbs/MMBtu | FALSE | L | Annual | Qualifying Generation | TWh | 0 | 0 | 0 | 0 | 0 | 0 | 0 | 0
NSR WPS Weston 3 - SO2 Rate Annual v5.12, Unit 5485 and retrofits | 1028 | 5800 | Rate Constraint in lbs/MMBtu | FALSE | L | Annual | Rate | lb/MWh | 0 | 0 | 0 | 0 | 0 | 0 | 0 | 0
NSR WPS Weston 3 - SO2 Rate Annual v5.12, Unit 5485 and retrofits | 1028 | 5800 | Rate Constraint in lbs/MMBtu | FALSE | L | Annual | Constraint Shadow Price | US2016$/Ton | 0 | 0 | 0 | 0 | 0 | 0 | 0 | 0
NSR WPS Weston 4 - SO2 Rate Annual v5.12, Unit 4187 and retrofits | 1029 | 5801 | Rate Constraint in lbs/MMBtu | FALSE | L | Annual | Seasons Included | Seasons | Winter, WintShld, Summer | Winter, WintShld, Summer | Winter, WintShld, Summer | Winter, WintShld, Summer | Winter, WintShld, Summer | Winter, WintShld, Summer | Winter, WintShld, Summer | Winter, WintShld, Summer
NSR WPS Weston 4 - SO2 Rate Annual v5.12, Unit 4187 and retrofits | 1029 | 5801 | Rate Constraint in lbs/MMBtu | FALSE | L | Annual | Standard SO2 | lb/MMBtu | 0.08 | 0.08 | 0.08 | 0.08 | 0.08 | 0.08 | 0.08 | 0.08
NSR WPS Weston 4 - SO2 Rate Annual v5.12, Unit 4187 and retrofits | 1029 | 5801 | Rate Constraint in lbs/MMBtu | FALSE | L | Annual | Emissions at Affected Plants SO2 | Thousand Tons | 0.45582 | 0.74002 | 0.76716 | 0.51373 | 0.54236 | 0.5437 | 0.51774 | 0
NSR WPS Weston 4 - SO2 Rate Annual v5.12, Unit 4187 and retrofits | 1029 | 5801 | Rate Constraint in lbs/MMBtu | FALSE | L | Annual | Allowances Purchased SO2 | Thousand Tons | 0 | 0 | 0 | 0 | 0 | 0 | 0 | 0
NSR WPS Weston 4 - SO2 Rate Annual v5.12, Unit 4187 and retrofits | 1029 | 5801 | Rate Constraint in lbs/MMBtu | FALSE | L | Annual | Allowances Sold SO2 | Thousand Tons | 0 | 0 | 0 | 0 | 0 | 0 | 0 | 0
NSR WPS Weston 4 - SO2 Rate Annual v5.12, Unit 4187 and retrofits | 1029 | 5801 | Rate Constraint in lbs/MMBtu | FALSE | L | Annual | Allowances Banked | Thousand Tons | 0 | 0 | 0 | 0 | 0 | 0 | 0 | 0
NSR WPS Weston 4 - SO2 Rate Annual v5.12, Unit 4187 and retrofits | 1029 | 5801 | Rate Constraint in lbs/MMBtu | FALSE | L | Annual | Allowances Withdrawn (1:1) | Thousand Tons | 0 | 0 | 0 | 0 | 0 | 0 | 0 | 0
NSR WPS Weston 4 - SO2 Rate Annual v5.12, Unit 4187 and retrofits | 1029 | 5801 | Rate Constraint in lbs/MMBtu | FALSE | L | Annual | Allowances Withdrawn (n:1) | Thousand Tons | 0 | 0 | 0 | 0 | 0 | 0 | 0 | 0
NSR WPS Weston 4 - SO2 Rate Annual v5.12, Unit 4187 and retrofits | 1029 | 5801 | Rate Constraint in lbs/MMBtu | FALSE | L | Annual | Net Emissions Allowance Position | Thousand Tons | 0.45582 | 0.74002 | 0.76716 | 0.51373 | 0.54236 | 0.5437 | 0.51774 | 0
NSR WPS Weston 4 - SO2 Rate Annual v5.12, Unit 4187 and retrofits | 1029 | 5801 | Rate Constraint in lbs/MMBtu | FALSE | L | Annual | Fuel Consumed | TBtu | 17.4535 | 28.3361 | 29.3751 | 19.6711 | 20.7675 | 20.8189 | 19.8246 | 0
NSR WPS Weston 4 - SO2 Rate Annual v5.12, Unit 4187 and retrofits | 1029 | 5801 | Rate Constraint in lbs/MMBtu | FALSE | L | Annual | Rate | lb/MMBtu | 0.052232 | 0.052232 | 0.052232 | 0.052232 | 0.052232 | 0.052232 | 0.052232 | 0
NSR WPS Weston 4 - SO2 Rate Annual v5.12, Unit 4187 and retrofits | 1029 | 5801 | Rate Constraint in lbs/MMBtu | FALSE | L | Annual | Generation | TWh | 1.7669 | 2.8686 | 2.9978 | 2.0075 | 2.1194 | 2.1246 | 2.0231 | 0
NSR WPS Weston 4 - SO2 Rate Annual v5.12, Unit 4187 and retrofits | 1029 | 5801 | Rate Constraint in lbs/MMBtu | FALSE | L | Annual | Qualifying Generation | TWh | 1.7669 | 2.8686 | 2.9978 | 2.0075 | 2.1194 | 2.1246 | 2.0231 | 0
NSR WPS Weston 4 - SO2 Rate Annual v5.12, Unit 4187 and retrofits | 1029 | 5801 | Rate Constraint in lbs/MMBtu | FALSE | L | Annual | Rate | lb/MWh | 0.51595 | 0.51595 | 0.51182 | 0.51182 | 0.51182 | 0.51182 | 0.51182 | 0
NSR WPS Weston 4 - SO2 Rate Annual v5.12, Unit 4187 and retrofits | 1029 | 5801 | Rate Constraint in lbs/MMBtu | FALSE | L | Annual | Constraint Shadow Price | US2016$/Ton | 0 | 0 | 0 | 0 | 0 | 0 | 0 | 0
NY- CO2 Budget- v5.16 | 1030 | 6626 | Rate Constraint in MTons | FALSE | L | Annual | Seasons Included | Seasons | Winter, WintShld, Summer | Winter, WintShld, Summer | Winter, WintShld, Summer | Winter, WintShld, Summer | Winter, WintShld, Summer | Winter, WintShld, Summer | Winter, WintShld, Summer | Winter, WintShld, Summer
NY- CO2 Budget- v5.16 | 1030 | 6626 | Rate Constraint in MTons | FALSE | L | Annual | Standard CO2 | Thousand Tons | 30435.778 | 30435.778 | 30435.778 | 30435.778 | 30435.778 | 30435.778 | 30435.778 | 30435.778
NY- CO2 Budget- v5.16 | 1030 | 6626 | Rate Constraint in MTons | FALSE | L | Annual | Emissions at Affected Plants CO2 | Thousand Tons | 26401.552 | 26772.308 | 26877.8016 | 25131.9554 | 18170.5922 | 11807.5522 | 12115.9959 | 12774.0753
NY- CO2 Budget- v5.16 | 1030 | 6626 | Rate Constraint in MTons | FALSE | L | Annual | Allowances Purchased CO2 | Thousand Tons | 0 | 0 | 0 | 0 | 0 | 0 | 0 | 0
NY- CO2 Budget- v5.16 | 1030 | 6626 | Rate Constraint in MTons | FALSE | L | Annual | Allowances Sold CO2 | Thousand Tons | 0 | 0 | 0 | 0 | 0 | 0 | 0 | 0
NY- CO2 Budget- v5.16 | 1030 | 6626 | Rate Constraint in MTons | FALSE | L | Annual | Allowances Banked | Thousand Tons | 0 | 0 | 0 | 0 | 0 | 0 | 0 | 0
NY- CO2 Budget- v5.16 | 1030 | 6626 | Rate Constraint in MTons | FALSE | L | Annual | Allowances Withdrawn (1:1) | Thousand Tons | 0 | 0 | 0 | 0 | 0 | 0 | 0 | 0
NY- CO2 Budget- v5.16 | 1030 | 6626 | Rate Constraint in MTons | FALSE | L | Annual | Allowances Withdrawn (n:1) | Thousand Tons | 0 | 0 | 0 | 0 | 0 | 0 | 0 | 0
NY- CO2 Budget- v5.16 | 1030 | 6626 | Rate Constraint in MTons | FALSE | L | Annual | Net Emissions Allowance Position | Thousand Tons | 26401.552 | 26772.308 | 26877.8016 | 25131.9554 | 18170.5922 | 11807.5522 | 12115.9959 | 12774.0753
NY- CO2 Budget- v5.16 | 1030 | 6626 | Rate Constraint in MTons | FALSE | L | Annual | Fuel Consumed | TBtu | 711.6188 | 717.9317 | 719.4573 | 573.2988 | 457.95 | 352.2108 | 357.302 | 316.6215
NY- CO2 Budget- v5.16 | 1030 | 6626 | Rate Constraint in MTons | FALSE | L | Annual | Rate | lb/MMBtu | 74.2014 | 74.5818 | 74.7169 | 87.6749 | 79.3562 | 67.0482 | 67.8194 | 80.6899
NY- CO2 Budget- v5.16 | 1030 | 6626 | Rate Constraint in MTons | FALSE | L | Annual | Generation | TWh | 125.8853 | 126.8407 | 127.4751 | 126.3998 | 147.6598 | 165.4266 | 168.1206 | 171.5601
NY- CO2 Budget- v5.16 | 1030 | 6626 | Rate Constraint in MTons | FALSE | L | Annual | Qualifying Generation | TWh | 125.8853 | 126.8407 | 127.4751 | 126.3998 | 147.6598 | 165.4266 | 168.1206 | 171.5601
NY- CO2 Budget- v5.16 | 1030 | 6626 | Rate Constraint in MTons | FALSE | L | Annual | Rate | lb/MWh | 419.4541 | 422.1407 | 421.6949 | 397.6582 | 246.1144 | 142.7527 | 144.1346 | 148.9166
NY- CO2 Budget- v5.16 | 1030 | 6626 | Rate Constraint in MTons | FALSE | L | Annual | Constraint Shadow Price | US2016$/Ton | 0 | 0 | 0 | 0 | 0 | 0 | 0 | 0
NY- CO2 Rate Limit- New CT Units- v5.12 | 1031 | 5900 | Rate Constraint in lbs/MWh | FALSE | L | Annual | Seasons Included | Seasons | Winter, WintShld, Summer | Winter, WintShld, Summer | Winter, WintShld, Summer | Winter, WintShld, Summer | Winter, WintShld, Summer | Winter, WintShld, Summer | Winter, WintShld, Summer | Winter, WintShld, Summer
NY- CO2 Rate Limit- New CT Units- v5.12 | 1031 | 5900 | Rate Constraint in lbs/MWh | FALSE | L | Annual | Standard CO2 | lb/MWh | 1450 | 1450 | 1450 | 1450 | 1450 | 1450 | 1450 | 1450
NY- CO2 Rate Limit- New CT Units- v5.12 | 1031 | 5900 | Rate Constraint in lbs/MWh | FALSE | L | Annual | Emissions at Affected Plants CO2 | Thousand Tons | 16.6578 | 17.4665 | 19.0771 | 19.0567 | 3.5391 | 2.8171 | 24.0045 | 60.499
NY- CO2 Rate Limit- New CT Units- v5.12 | 1031 | 5900 | Rate Constraint in lbs/MWh | FALSE | L | Annual | Allowances Purchased CO2 | Thousand Tons | 0 | 0 | 0 | 0 | 0 | 0 | 0 | 0
NY- CO2 Rate Limit- New CT Units- v5.12 | 1031 | 5900 | Rate Constraint in lbs/MWh | FALSE | L | Annual | Allowances Sold CO2 | Thousand Tons | 0 | 0 | 0 | 0 | 0 | 0 | 0 | 0
NY- CO2 Rate Limit- New CT Units- v5.12 | 1031 | 5900 | Rate Constraint in lbs/MWh | FALSE | L | Annual | Allowances Banked | Thousand Tons | 0 | 0 | 0 | 0 | 0 | 0 | 0 | 0
NY- CO2 Rate Limit- New CT Units- v5.12 | 1031 | 5900 | Rate Constraint in lbs/MWh | FALSE | L | Annual | Allowances Withdrawn (1:1) | Thousand Tons | 0 | 0 | 0 | 0 | 0 | 0 | 0 | 0
NY- CO2 Rate Limit- New CT Units- v5.12 | 1031 | 5900 | Rate Constraint in lbs/MWh | FALSE | L | Annual | Allowances Withdrawn (n:1) | Thousand Tons | 0 | 0 | 0 | 0 | 0 | 0 | 0 | 0
NY- CO2 Rate Limit- New CT Units- v5.12 | 1031 | 5900 | Rate Constraint in lbs/MWh | FALSE | L | Annual | Net Emissions Allowance Position | Thousand Tons | 16.6578 | 17.4665 | 19.0771 | 19.0567 | 3.5391 | 2.8171 | 24.0045 | 60.499
NY- CO2 Rate Limit- New CT Units- v5.12 | 1031 | 5900 | Rate Constraint in lbs/MWh | FALSE | L | Annual | Fuel Consumed | TBtu | 0.28455 | 0.29837 | 0.32588 | 0.32553 | 0.060456 | 0.048122 | 0.41005 | 1.0335
NY- CO2 Rate Limit- New CT Units- v5.12 | 1031 | 5900 | Rate Constraint in lbs/MWh | FALSE | L | Annual | Rate | lb/MMBtu | 117.08 | 117.08 | 117.08 | 117.08 | 117.08 | 117.08 | 117.08 | 117.08
NY- CO2 Rate Limit- New CT Units- v5.12 | 1031 | 5900 | Rate Constraint in lbs/MWh | FALSE | L | Annual | Generation | TWh | 0.031318 | 0.032838 | 0.035866 | 0.035828 | 0.0066537 | 0.0052963 | 0.046628 | 0.11961
NY- CO2 Rate Limit- New CT Units- v5.12 | 1031 | 5900 | Rate Constraint in lbs/MWh | FALSE | L | Annual | Qualifying Generation | TWh | 0.031318 | 0.032838 | 0.035866 | 0.035828 | 0.0066537 | 0.0052963 | 0.046628 | 0.11961
NY- CO2 Rate Limit- New CT Units- v5.12 | 1031 | 5900 | Rate Constraint in lbs/MWh | FALSE | L | Annual | Constraint Shadow Price | US2016$/Ton | 0 | 0 | 0 | 0 | 0 | 0 | 0 | 0
NY- CO2 Rate Limit- New Fossil Units- v5.12 | 1032 | 5901 | Rate Constraint in lbs/MWh | FALSE | L | Annual | Seasons Included | Seasons | Winter, WintShld, Summer | Winter, WintShld, Summer | Winter, WintShld, Summer | Winter, WintShld, Summer | Winter, WintShld, Summer | Winter, WintShld, Summer | Winter, WintShld, Summer | Winter, WintShld, Summer
NY- CO2 Rate Limit- New Fossil Units- v5.12 | 1032 | 5901 | Rate Constraint in lbs/MWh | FALSE | L | Annual | Standard CO2 | lb/MWh | 925 | 925 | 925 | 925 | 925 | 925 | 925 | 925
NY- CO2 Rate Limit- New Fossil Units- v5.12 | 1032 | 5901 | Rate Constraint in lbs/MWh | FALSE | L | Annual | Emissions at Affected Plants CO2 | Thousand Tons | 3659.8297 | 3659.8297 | 3659.8297 | 3659.8297 | 3659.8297 | 2969.503 | 2932.8461 | 3056.67
NY- CO2 Rate Limit- New Fossil Units- v5.12 | 1032 | 5901 | Rate Constraint in lbs/MWh | FALSE | L | Annual | Allowances Purchased CO2 | Thousand Tons | 0 | 0 | 0 | 0 | 0 | 0 | 0 | 0
NY- CO2 Rate Limit- New Fossil Units- v5.12 | 1032 | 5901 | Rate Constraint in lbs/MWh | FALSE | L | Annual | Allowances Sold CO2 | Thousand Tons | 0 | 0 | 0 | 0 | 0 | 0 | 0 | 0
NY- CO2 Rate Limit- New Fossil Units- v5.12 | 1032 | 5901 | Rate Constraint in lbs/MWh | FALSE | L | Annual | Allowances Banked | Thousand Tons | 0 | 0 | 0 | 0 | 0 | 0 | 0 | 0
NY- CO2 Rate Limit- New Fossil Units- v5.12 | 1032 | 5901 | Rate Constraint in lbs/MWh | FALSE | L | Annual | Allowances Withdrawn (1:1) | Thousand Tons | 0 | 0 | 0 | 0 | 0 | 0 | 0 | 0
NY- CO2 Rate Limit- New Fossil Units- v5.12 | 1032 | 5901 | Rate Constraint in lbs/MWh | FALSE | L | Annual | Allowances Withdrawn (n:1) | Thousand Tons | 0 | 0 | 0 | 0 | 0 | 0 | 0 | 0
NY- CO2 Rate Limit- New Fossil Units- v5.12 | 1032 | 5901 | Rate Constraint in lbs/MWh | FALSE | L | Annual | Net Emissions Allowance Position | Thousand Tons | 3659.8297 | 3659.8297 | 3659.8297 | 3659.8297 | 3659.8297 | 2969.503 | 2932.8461 | 3056.67
NY- CO2 Rate Limit- New Fossil Units- v5.12 | 1032 | 5901 | Rate Constraint in lbs/MWh | FALSE | L | Annual | Fuel Consumed | TBtu | 62.5184 | 62.5184 | 62.5184 | 62.5184 | 62.5184 | 50.7261 | 50.0999 | 52.2151
NY- CO2 Rate Limit- New Fossil Units- v5.12 | 1032 | 5901 | Rate Constraint in lbs/MWh | FALSE | L | Annual | Rate | lb/MMBtu | 117.08 | 117.08 | 117.08 | 117.08 | 117.08 | 117.08 | 117.08 | 117.08
NY- CO2 Rate Limit- New Fossil Units- v5.12 | 1032 | 5901 | Rate Constraint in lbs/MWh | FALSE | L | Annual | Generation | TWh | 10.003 | 10.003 | 10.003 | 10.003 | 10.003 | 8.1162 | 8.016 | 8.3544
NY- CO2 Rate Limit- New Fossil Units- v5.12 | 1032 | 5901 | Rate Constraint in lbs/MWh | FALSE | L | Annual | Qualifying Generation | TWh | 10.003 | 10.003 | 10.003 | 10.003 | 10.003 | 8.1162 | 8.016 | 8.3544
NY- CO2 Rate Limit- New Fossil Units- v5.12 | 1032 | 5901 | Rate Constraint in lbs/MWh | FALSE | L | Annual | Constraint Shadow Price | US2016$/Ton | 0 | 0 | 0 | 0 | 0 | 0 | 0 | 0
NY Min Oil Burn - Astoria - Summer | 1033 | 7061 | Generation Constraint in GWh | FALSE | G | Annual | Seasons Included | Seasons | Summer | Summer | Summer
NY Min Oil Burn - Astoria - Summer | 1033 | 7061 | Generation Constraint in GWh | FALSE | G | Annual | Standard GWh | GWh | 13.8985 | 13.8985 | 13.8985 | 0 | 0 | 0 | 0 | 0
NY Min Oil Burn - Astoria - Summer | 1033 | 7061 | Generation Constraint in GWh | FALSE | G | Annual | Emissions at Affected Plants | GWh | 13.8985 | 13.8985 | 13.8985 | 0 | 0 | 0 | 0 | 0
NY Min Oil Burn - Astoria - Summer | 1033 | 7061 | Generation Constraint in GWh | FALSE | G | Annual | Allowances Purchased | GWh | 0 | 0 | 0 | 0 | 0 | 0 | 0 | 0
NY Min Oil Burn - Astoria - Summer | 1033 | 7061 | Generation Constraint in GWh | FALSE | G | Annual | Allowances Sold | GWh | 0 | 0 | 0 | 0 | 0 | 0 | 0 | 0
NY Min Oil Burn - Astoria - Summer | 1033 | 7061 | Generation Constraint in GWh | FALSE | G | Annual | Allowances Banked | GWh | 0 | 0 | 0 | 0 | 0 | 0 | 0 | 0
NY Min Oil Burn - Astoria - Summer | 1033 | 7061 | Generation Constraint in GWh | FALSE | G | Annual | Allowances Withdrawn (1:1) | GWh | 0 | 0 | 0 | 0 | 0 | 0 | 0 | 0
NY Min Oil Burn - Astoria - Summer | 1033 | 7061 | Generation Constraint in GWh | FALSE | G | Annual | Allowances Withdrawn (n:1) | GWh | 0 | 0 | 0 | 0 | 0 | 0 | 0 | 0
NY Min Oil Burn - Astoria - Summer | 1033 | 7061 | Generation Constraint in GWh | FALSE | G | Annual | Net Emissions Allowance Position | GWh | 13.8985 | 13.8985 | 13.8985 | 0 | 0 | 0 | 0 | 0
NY Min Oil Burn - Astoria - Summer | 1033 | 7061 | Generation Constraint in GWh | FALSE | G | Annual | Fuel Consumed | TBtu | 0.16406 | 0.16406 | 0.16406 | 0 | 0 | 0 | 0 | 0
NY Min Oil Burn - Astoria - Summer | 1033 | 7061 | Generation Constraint in GWh | FALSE | G | Annual | Heat Rate | MMBtu/MWh | 11.804 | 11.804 | 11.804 | 0 | 0 | 0 | 0 | 0
NY Min Oil Burn - Astoria - Summer | 1033 | 7061 | Generation Constraint in GWh | FALSE | G | Annual | Generation | TWh | 0.013899 | 0.013899 | 0.013899 | 0 | 0 | 0 | 0 | 0
NY Min Oil Burn - Astoria - Summer | 1033 | 7061 | Generation Constraint in GWh | FALSE | G | Annual | Qualifying Generation | TWh | 0.013899 | 0.013899 | 0.013899 | 0 | 0 | 0 | 0 | 0
NY Min Oil Burn - Astoria - Summer | 1033 | 7061 | Generation Constraint in GWh | FALSE | G | Annual | Rate | lb/MWh | 0 | 0 | 0 | 0 | 0 | 0 | 0 | 0
NY Min Oil Burn - Astoria - Summer | 1033 | 7061 | Generation Constraint in GWh | FALSE | G | Annual | Constraint Shadow Price | US2016$/MWh | 131.436 | 136.4028 | 145.6878 | 0 | 0 | 0 | 0 | 0
NY Min Oil Burn - Astoria - Winter | 1034 | 7059 | Generation Constraint in GWh | FALSE | G | Annual | Seasons Included | Seasons | Winter | Winter | Winter
NY Min Oil Burn - Astoria - Winter | 1034 | 7059 | Generation Constraint in GWh | FALSE | G | Annual | Standard GWh | GWh | 34.3375 | 34.3375 | 34.3375 | 0 | 0 | 0 | 0 | 0
NY Min Oil Burn - Astoria - Winter | 1034 | 7059 | Generation Constraint in GWh | FALSE | G | Annual | Emissions at Affected Plants | GWh | 34.3375 | 34.3375 | 34.3375 | 0 | 0 | 0 | 0 | 0
NY Min Oil Burn - Astoria - Winter | 1034 | 7059 | Generation Constraint in GWh | FALSE | G | Annual | Allowances Purchased | GWh | 0 | 0 | 0 | 0 | 0 | 0 | 0 | 0
NY Min Oil Burn - Astoria - Winter | 1034 | 7059 | Generation Constraint in GWh | FALSE | G | Annual | Allowances Sold | GWh | 0 | 0 | 0 | 0 | 0 | 0 | 0 | 0
NY Min Oil Burn - Astoria - Winter | 1034 | 7059 | Generation Constraint in GWh | FALSE | G | Annual | Allowances Banked | GWh | 0 | 0 | 0 | 0 | 0 | 0 | 0 | 0
NY Min Oil Burn - Astoria - Winter | 1034 | 7059 | Generation Constraint in GWh | FALSE | G | Annual | Allowances Withdrawn (1:1) | GWh | 0 | 0 | 0 | 0 | 0 | 0 | 0 | 0
NY Min Oil Burn - Astoria - Winter | 1034 | 7059 | Generation Constraint in GWh | FALSE | G | Annual | Allowances Withdrawn (n:1) | GWh | 0 | 0 | 0 | 0 | 0 | 0 | 0 | 0
NY Min Oil Burn - Astoria - Winter | 1034 | 7059 | Generation Constraint in GWh | FALSE | G | Annual | Net Emissions Allowance Position | GWh | 34.3375 | 34.3375 | 34.3375 | 0 | 0 | 0 | 0 | 0
NY Min Oil Burn - Astoria - Winter | 1034 | 7059 | Generation Constraint in GWh | FALSE | G | Annual | Fuel Consumed | TBtu | 0.40532 | 0.40532 | 0.40532 | 0 | 0 | 0 | 0 | 0
NY Min Oil Burn - Astoria - Winter | 1034 | 7059 | Generation Constraint in GWh | FALSE | G | Annual | Heat Rate | MMBtu/MWh | 11.804 | 11.804 | 11.804 | 0 | 0 | 0 | 0 | 0
NY Min Oil Burn - Astoria - Winter | 1034 | 7059 | Generation Constraint in GWh | FALSE | G | Annual | Generation | TWh | 0.034338 | 0.034338 | 0.034338 | 0 | 0 | 0 | 0 | 0
NY Min Oil Burn - Astoria - Winter | 1034 | 7059 | Generation Constraint in GWh | FALSE | G | Annual | Qualifying Generation | TWh | 0.034338 | 0.034338 | 0.034338 | 0 | 0 | 0 | 0 | 0
NY Min Oil Burn - Astoria - Winter | 1034 | 7059 | Generation Constraint in GWh | FALSE | G | Annual | Rate | lb/MWh | 0 | 0 | 0 | 0 | 0 | 0 | 0 | 0
NY Min Oil Burn - Astoria - Winter | 1034 | 7059 | Generation Constraint in GWh | FALSE | G | Annual | Constraint Shadow Price | US2016$/MWh | 125.962 | 126.9991 | 132.917 | 0 | 0 | 0 | 0 | 0
NY Min Oil Burn - Astoria - Winter Shldr | 1035 | 7060 | Generation Constraint in GWh | FALSE | G | Annual | Seasons Included | Seasons | WintShld | WintShld | WintShld
NY Min Oil Burn - Astoria - Winter Shldr | 1035 | 7060 | Generation Constraint in GWh | FALSE | G | Annual | Standard GWh | GWh | 4.433 | 4.433 | 4.433 | 0 | 0 | 0 | 0 | 0
NY Min Oil Burn - Astoria - Winter Shldr | 1035 | 7060 | Generation Constraint in GWh | FALSE | G | Annual | Emissions at Affected Plants | GWh | 4.433 | 4.433 | 4.433 | 0 | 0 | 0 | 0 | 0
NY Min Oil Burn - Astoria - Winter Shldr | 1035 | 7060 | Generation Constraint in GWh | FALSE | G | Annual | Allowances Purchased | GWh | 0 | 0 | 0 | 0 | 0 | 0 | 0 | 0
NY Min Oil Burn - Astoria - Winter Shldr | 1035 | 7060 | Generation Constraint in GWh | FALSE | G | Annual | Allowances Sold | GWh | 0 | 0 | 0 | 0 | 0 | 0 | 0 | 0
NY Min Oil Burn - Astoria - Winter Shldr | 1035 | 7060 | Generation Constraint in GWh | FALSE | G | Annual | Allowances Banked | GWh | 0 | 0 | 0 | 0 | 0 | 0 | 0 | 0
NY Min Oil Burn - Astoria - Winter Shldr | 1035 | 7060 | Generation Constraint in GWh | FALSE | G | Annual | Allowances Withdrawn (1:1) | GWh | 0 | 0 | 0 | 0 | 0 | 0 | 0 | 0
NY Min Oil Burn - Astoria - Winter Shldr | 1035 | 7060 | Generation Constraint in GWh | FALSE | G | Annual | Allowances Withdrawn (n:1) | GWh | 0 | 0 | 0 | 0 | 0 | 0 | 0 | 0
NY Min Oil Burn - Astoria - Winter Shldr | 1035 | 7060 | Generation Constraint in GWh | FALSE | G | Annual | Net Emissions Allowance Position | GWh | 4.433 | 4.433 | 4.433 | 0 | 0 | 0 | 0 | 0
NY Min Oil Burn - Astoria - Winter Shldr | 1035 | 7060 | Generation Constraint in GWh | FALSE | G | Annual | Fuel Consumed | TBtu | 0.052327 | 0.052327 | 0.052327 | 0 | 0 | 0 | 0 | 0
NY Min Oil Burn - Astoria - Winter Shldr | 1035 | 7060 | Generation Constraint in GWh | FALSE | G | Annual | Heat Rate | MMBtu/MWh | 11.804 | 11.804 | 11.804 | 0 | 0 | 0 | 0 | 0
NY Min Oil Burn - Astoria - Winter Shldr | 1035 | 7060 | Generation Constraint in GWh | FALSE | G | Annual | Generation | TWh | 0.004433 | 0.004433 | 0.004433 | 0 | 0 | 0 | 0 | 0
NY Min Oil Burn - Astoria - Winter Shldr | 1035 | 7060 | Generation Constraint in GWh | FALSE | G | Annual | Qualifying Generation | TWh | 0.004433 | 0.004433 | 0.004433 | 0 | 0 | 0 | 0 | 0
NY Min Oil Burn - Astoria - Winter Shldr | 1035 | 7060 | Generation Constraint in GWh | FALSE | G | Annual | Rate | lb/MWh | 0 | 0 | 0 | 0 | 0 | 0 | 0 | 0
NY Min Oil Burn - Astoria - Winter Shldr | 1035 | 7060 | Generation Constraint in GWh | FALSE | G | Annual | Constraint Shadow Price | US2016$/MWh | 127.659 | 138.9776 | 148.6706 | 0 | 0 | 0 | 0 | 0
NY Min Oil Burn - Astoria Energy - Summer | 1036 | 7073 | Generation Constraint in GWh | FALSE | G | Annual | Seasons Included | Seasons | Summer | Summer | Summer
NY Min Oil Burn - Astoria Energy - Summer | 1036 | 7073 | Generation Constraint in GWh | FALSE | G | Annual | Standard GWh | GWh | 0 | 0 | 0 | 0 | 0 | 0 | 0 | 0
NY Min Oil Burn - Astoria Energy - Summer | 1036 | 7073 | Generation Constraint in GWh | FALSE | G | Annual | Emissions at Affected Plants | GWh | 0 | 0 | 0 | 0 | 0 | 0 | 0 | 0
NY Min Oil Burn - Astoria Energy - Summer | 1036 | 7073 | Generation Constraint in GWh | FALSE | G | Annual | Allowances Purchased | GWh | 0 | 0 | 0 | 0 | 0 | 0 | 0 | 0
NY Min Oil Burn - Astoria Energy - Summer | 1036 | 7073 | Generation Constraint in GWh | FALSE | G | Annual | Allowances Sold | GWh | 0 | 0 | 0 | 0 | 0 | 0 | 0 | 0
NY Min Oil Burn - Astoria Energy - Summer | 1036 | 7073 | Generation Constraint in GWh | FALSE | G | Annual | Allowances Banked | GWh | 0 | 0 | 0 | 0 | 0 | 0 | 0 | 0
NY Min Oil Burn - Astoria Energy - Summer | 1036 | 7073 | Generation Constraint in GWh | FALSE | G | Annual | Allowances Withdrawn (1:1) | GWh | 0 | 0 | 0 | 0 | 0 | 0 | 0 | 0
NY Min Oil Burn - Astoria Energy - Summer | 1036 | 7073 | Generation Constraint in GWh | FALSE | G | Annual | Allowances Withdrawn (n:1) | GWh | 0 | 0 | 0 | 0 | 0 | 0 | 0 | 0
NY Min Oil Burn - Astoria Energy - Summer | 1036 | 7073 | Generation Constraint in GWh | FALSE | G | Annual | Net Emissions Allowance Position | GWh | 0 | 0 | 0 | 0 | 0 | 0 | 0 | 0
NY Min Oil Burn - Astoria Energy - Summer | 1036 | 7073 | Generation Constraint in GWh | FALSE | G | Annual | Fuel Consumed | TBtu | 0 | 0 | 0 | 0 | 0 | 0 | 0 | 0
NY Min Oil Burn - Astoria Energy - Summer | 1036 | 7073 | Generation Constraint in GWh | FALSE | G | Annual | Heat Rate | MMBtu/MWh | 0 | 0 | 0 | 0 | 0 | 0 | 0 | 0
NY Min Oil Burn - Astoria Energy - Summer | 1036 | 7073 | Generation Constraint in GWh | FALSE | G | Annual | Generation | TWh | 0 | 0 | 0 | 0 | 0 | 0 | 0 | 0
NY Min Oil Burn - Astoria Energy - Summer | 1036 | 7073 | Generation Constraint in GWh | FALSE | G | Annual | Qualifying Generation | TWh | 0 | 0 | 0 | 0 | 0 | 0 | 0 | 0
NY Min Oil Burn - Astoria Energy - Summer | 1036 | 7073 | Generation Constraint in GWh | FALSE | G | Annual | Rate | lb/MWh | 0 | 0 | 0 | 0 | 0 | 0 | 0 | 0
NY Min Oil Burn - Astoria Energy - Summer | 1036 | 7073 | Generation Constraint in GWh | FALSE | G | Annual | Constraint Shadow Price | US2016$/MWh | 0 | 0 | 0 | 0 | 0 | 0 | 0 | 0
NY Min Oil Burn - Astoria Energy - Winter | 1037 | 7071 | Generation Constraint in GWh | FALSE | G | Annual | Seasons Included | Seasons | Winter | Winter | Winter
NY Min Oil Burn - Astoria Energy - Winter | 1037 | 7071 | Generation Constraint in GWh | FALSE | G | Annual | Standard GWh | GWh | 33.8256 | 33.8256 | 33.8256 | 0 | 0 | 0 | 0 | 0
NY Min Oil Burn - Astoria Energy - Winter | 1037 | 7071 | Generation Constraint in GWh | FALSE | G | Annual | Emissions at Affected Plants | GWh | 33.8256 | 33.8256 | 33.8256 | 0 | 0 | 0 | 0 | 0
NY Min Oil Burn - Astoria Energy - Winter | 1037 | 7071 | Generation Constraint in GWh | FALSE | G | Annual | Allowances Purchased | GWh | 0 | 0 | 0 | 0 | 0 | 0 | 0 | 0
NY Min Oil Burn - Astoria Energy - Winter | 1037 | 7071 | Generation Constraint in GWh | FALSE | G | Annual | Allowances Sold | GWh | 0 | 0 | 0 | 0 | 0 | 0 | 0 | 0
NY Min Oil Burn - Astoria Energy - Winter | 1037 | 7071 | Generation Constraint in GWh | FALSE | G | Annual | Allowances Banked | GWh | 0 | 0 | 0 | 0 | 0 | 0 | 0 | 0
NY Min Oil Burn - Astoria Energy - Winter | 1037 | 7071 | Generation Constraint in GWh | FALSE | G | Annual | Allowances Withdrawn (1:1) | GWh | 0 | 0 | 0 | 0 | 0 | 0 | 0 | 0
NY Min Oil Burn - Astoria Energy - Winter | 1037 | 7071 | Generation Constraint in GWh | FALSE | G | Annual | Allowances Withdrawn (n:1) | GWh | 0 | 0 | 0 | 0 | 0 | 0 | 0 | 0
NY Min Oil Burn - Astoria Energy - Winter | 1037 | 7071 | Generation Constraint in GWh | FALSE | G | Annual | Net Emissions Allowance Position | GWh | 33.8256 | 33.8256 | 33.8256 | 0 | 0 | 0 | 0 | 0
NY Min Oil Burn - Astoria Energy - Winter | 1037 | 7071 | Generation Constraint in GWh | FALSE | G | Annual | Fuel Consumed | TBtu | 0.24781 | 0.24781 | 0.24781 | 0 | 0 | 0 | 0 | 0
NY Min Oil Burn - Astoria Energy - Winter | 1037 | 7071 | Generation Constraint in GWh | FALSE | G | Annual | Heat Rate | MMBtu/MWh | 7.326 | 7.326 | 7.326 | 0 | 0 | 0 | 0 | 0
NY Min Oil Burn - Astoria Energy - Winter | 1037 | 7071 | Generation Constraint in GWh | FALSE | G | Annual | Generation | TWh | 0.033826 | 0.033826 | 0.033826 | 0 | 0 | 0 | 0 | 0
NY Min Oil Burn - Astoria Energy - Winter | 1037 | 7071 | Generation Constraint in GWh | FALSE | G | Annual | Qualifying Generation | TWh | 0.033826 | 0.033826 | 0.033826 | 0 | 0 | 0 | 0 | 0
NY Min Oil Burn - Astoria Energy - Winter | 1037 | 7071 | Generation Constraint in GWh | FALSE | G | Annual | Rate | lb/MWh | 0 | 0 | 0 | 0 | 0 | 0 | 0 | 0
NY Min Oil Burn - Astoria Energy - Winter | 1037 | 7071 | Generation Constraint in GWh | FALSE | G | Annual | Constraint Shadow Price | US2016$/MWh | 105.392 | 109.5831 | 114.3694 | 0 | 0 | 0 | 0 | 0
NY Min Oil Burn - Astoria Energy - Winter Shldr | 1038 | 7072 | Generation Constraint in GWh | FALSE | G | Annual | Seasons Included | Seasons | WintShld | WintShld | WintShld
NY Min Oil Burn - Astoria Energy - Winter Shldr | 1038 | 7072 | Generation Constraint in GWh | FALSE | G | Annual | Standard GWh | GWh | 0 | 0 | 0 | 0 | 0 | 0 | 0 | 0
NY Min Oil Burn - Astoria Energy - Winter Shldr | 1038 | 7072 | Generation Constraint in GWh | FALSE | G | Annual | Emissions at Affected Plants | GWh | 0 | 0 | 0 | 0 | 0 | 0 | 0 | 0
NY Min Oil Burn - Astoria Energy - Winter Shldr | 1038 | 7072 | Generation Constraint in GWh | FALSE | G | Annual | Allowances Purchased | GWh | 0 | 0 | 0 | 0 | 0 | 0 | 0 | 0
NY Min Oil Burn - Astoria Energy - Winter Shldr | 1038 | 7072 | Generation Constraint in GWh | FALSE | G | Annual | Allowances Sold | GWh | 0 | 0 | 0 | 0 | 0 | 0 | 0 | 0
NY Min Oil Burn - Astoria Energy - Winter Shldr | 1038 | 7072 | Generation Constraint in GWh | FALSE | G | Annual | Allowances Banked | GWh | 0 | 0 | 0 | 0 | 0 | 0 | 0 | 0
NY Min Oil Burn - Astoria Energy - Winter Shldr | 1038 | 7072 | Generation Constraint in GWh | FALSE | G | Annual | Allowances Withdrawn (1:1) | GWh | 0 | 0 | 0 | 0 | 0 | 0 | 0 | 0
NY Min Oil Burn - Astoria Energy - Winter Shldr | 1038 | 7072 | Generation Constraint in GWh | FALSE | G | Annual | Allowances Withdrawn (n:1) | GWh | 0 | 0 | 0 | 0 | 0 | 0 | 0 | 0
NY Min Oil Burn - Astoria Energy - Winter Shldr | 1038 | 7072 | Generation Constraint in GWh | FALSE | G | Annual | Net Emissions Allowance Position | GWh | 0 | 0 | 0 | 0 | 0 | 0 | 0 | 0
NY Min Oil Burn - Astoria Energy - Winter Shldr | 1038 | 7072 | Generation Constraint in GWh | FALSE | G | Annual | Fuel Consumed | TBtu | 0 | 0 | 0 | 0 | 0 | 0 | 0 | 0
NY Min Oil Burn - Astoria Energy - Winter Shldr | 1038 | 7072 | Generation Constraint in GWh | FALSE | G | Annual | Heat Rate | MMBtu/MWh | 0 | 0 | 0 | 0 | 0 | 0 | 0 | 0
NY Min Oil Burn - Astoria Energy - Winter Shldr | 1038 | 7072 | Generation Constraint in GWh | FALSE | G | Annual | Generation | TWh | 0 | 0 | 0 | 0 | 0 | 0 | 0 | 0
NY Min Oil Burn - Astoria Energy - Winter Shldr | 1038 | 7072 | Generation Constraint in GWh | FALSE | G | Annual | Qualifying Generation | TWh | 0 | 0 | 0 | 0 | 0 | 0 | 0 | 0
NY Min Oil Burn - Astoria Energy - Winter Shldr | 1038 | 7072 | Generation Constraint in GWh | FALSE | G | Annual | Rate | lb/MWh | 0 | 0 | 0 | 0 | 0 | 0 | 0 | 0
NY Min Oil Burn - Astoria Energy - Winter Shldr | 1038 | 7072 | Generation Constraint in GWh | FALSE | G | Annual | Constraint Shadow Price | US2016$/MWh | 0 | 0 | 0 | 0 | 0 | 0 | 0 | 0
NY Min Oil Burn - East River - Summer | 1039 | 7064 | Generation Constraint in GWh | FALSE | G | Annual | Seasons Included | Seasons | Summer | Summer | Summer
NY Min Oil Burn - East River - Summer | 1039 | 7064 | Generation Constraint in GWh | FALSE | G | Annual | Standard GWh | GWh | 7.2045 | 7.2045 | 7.2045 | 0 | 0 | 0 | 0 | 0
NY Min Oil Burn - East River - Summer | 1039 | 7064 | Generation Constraint in GWh | FALSE | G | Annual | Emissions at Affected Plants | GWh | 7.2045 | 7.2045 | 7.2045 | 0 | 0 | 0 | 0 | 0
NY Min Oil Burn - East River - Summer | 1039 | 7064 | Generation Constraint in GWh | FALSE | G | Annual | Allowances Purchased | GWh | 0 | 0 | 0 | 0 | 0 | 0 | 0 | 0
NY Min Oil Burn - East River - Summer | 1039 | 7064 | Generation Constraint in GWh | FALSE | G | Annual | Allowances Sold | GWh | 0 | 0 | 0 | 0 | 0 | 0 | 0 | 0
NY Min Oil Burn - East River - Summer | 1039 | 7064 | Generation Constraint in GWh | FALSE | G | Annual | Allowances Banked | GWh | 0 | 0 | 0 | 0 | 0 | 0 | 0 | 0
NY Min Oil Burn - East River - Summer | 1039 | 7064 | Generation Constraint in GWh | FALSE | G | Annual | Allowances Withdrawn (1:1) | GWh | 0 | 0 | 0 | 0 | 0 | 0 | 0 | 0
NY Min Oil Burn - East River - Summer | 1039 | 7064 | Generation Constraint in GWh | FALSE | G | Annual | Allowances Withdrawn (n:1) | GWh | 0 | 0 | 0 | 0 | 0 | 0 | 0 | 0
NY Min Oil Burn - East River - Summer | 1039 | 7064 | Generation Constraint in GWh | FALSE | G | Annual | Net Emissions Allowance Position | GWh | 7.2045 | 7.2045 | 7.2045 | 0 | 0 | 0 | 0 | 0
NY Min Oil Burn - East River - Summer | 1039 | 7064 | Generation Constraint in GWh | FALSE | G | Annual | Fuel Consumed | TBtu | 0.085632 | 0.085632 | 0.085632 | 0 | 0 | 0 | 0 | 0
NY Min Oil Burn - East River - Summer | 1039 | 7064 | Generation Constraint in GWh | FALSE | G | Annual | Heat Rate | MMBtu/MWh | 11.886 | 11.886 | 11.886 | 0 | 0 | 0 | 0 | 0
NY Min Oil Burn - East River - Summer | 1039 | 7064 | Generation Constraint in GWh | FALSE | G | Annual | Generation | TWh | 0.0072045 | 0.0072045 | 0.0072045 | 0 | 0 | 0 | 0 | 0
NY Min Oil Burn - East River - Summer | 1039 | 7064 | Generation Constraint in GWh | FALSE | G | Annual | Qualifying Generation | TWh | 0.0072045 | 0.0072045 | 0.0072045 | 0 | 0 | 0 | 0 | 0
NY Min Oil Burn - East River - Summer | 1039 | 7064 | Generation Constraint in GWh | FALSE | G | Annual | Rate | lb/MWh | 0 | 0 | 0 | 0 | 0 | 0 | 0 | 0
NY Min Oil Burn - East River - Summer | 1039 | 7064 | Generation Constraint in GWh | FALSE | G | Annual | Constraint Shadow Price | US2016$/MWh | 137.646 | 140.4409 | 149.7304 | 0 | 0 | 0 | 0 | 0
NY Min Oil Burn - East River - Winter | 1040 | 7062 | Generation Constraint in GWh | FALSE | G | Annual | Seasons Included | Seasons | Winter | Winter | Winter
NY Min Oil Burn - East River - Winter | 1040 | 7062 | Generation Constraint in GWh | FALSE | G | Annual | Standard GWh | GWh | 21.1896 | 21.1896 | 21.1896 | 0 | 0 | 0 | 0 | 0
NY Min Oil Burn - East River - Winter | 1040 | 7062 | Generation Constraint in GWh | FALSE | G | Annual | Emissions at Affected Plants | GWh | 21.1896 | 21.1896 | 21.1896 | 0 | 0 | 0 | 0 | 0
NY Min Oil Burn - East River - Winter | 1040 | 7062 | Generation Constraint in GWh | FALSE | G | Annual | Allowances Purchased | GWh | 0 | 0 | 0 | 0 | 0 | 0 | 0 | 0
NY Min Oil Burn - East River - Winter | 1040 | 7062 | Generation Constraint in GWh | FALSE | G | Annual | Allowances Sold | GWh | 0 | 0 | 0 | 0 | 0 | 0 | 0 | 0
NY Min Oil Burn - East River - Winter | 1040 | 7062 | Generation Constraint in GWh | FALSE | G | Annual | Allowances Banked | GWh | 0 | 0 | 0 | 0 | 0 | 0 | 0 | 0
NY Min Oil Burn - East River - Winter | 1040 | 7062 | Generation Constraint in GWh | FALSE | G | Annual | Allowances Withdrawn (1:1) | GWh | 0 | 0 | 0 | 0 | 0 | 0 | 0 | 0
NY Min Oil Burn - East River - Winter | 1040 | 7062 | Generation Constraint in GWh | FALSE | G | Annual | Allowances Withdrawn (n:1) | GWh | 0 | 0 | 0 | 0 | 0 | 0 | 0 | 0
NY Min Oil Burn - East River - Winter | 1040 | 7062 | Generation Constraint in GWh | FALSE | G | Annual | Net Emissions Allowance Position | GWh | 21.1896 | 21.1896 | 21.1896 | 0 | 0 | 0 | 0 | 0
NY Min Oil Burn - East River - Winter | 1040 | 7062 | Generation Constraint in GWh | FALSE | G | Annual | Fuel Consumed | TBtu | 0.25186 | 0.25186 | 0.25186 | 0 | 0 | 0 | 0 | 0
NY Min Oil Burn - East River - Winter | 1040 | 7062 | Generation Constraint in GWh | FALSE | G | Annual | Heat Rate | MMBtu/MWh | 11.886 | 11.886 | 11.886 | 0 | 0 | 0 | 0 | 0
NY Min Oil Burn - East River - Winter | 1040 | 7062 | Generation Constraint in GWh | FALSE | G | Annual | Generation | TWh | 0.02119 | 0.02119 | 0.02119 | 0 | 0 | 0 | 0 | 0
NY Min Oil Burn - East River - Winter | 1040 | 7062 | Generation Constraint in GWh | FALSE | G | Annual | Qualifying Generation | TWh | 0.02119 | 0.02119 | 0.02119 | 0 | 0 | 0 | 0 | 0
NY Min Oil Burn - East River - Winter | 1040 | 7062 | Generation Constraint in GWh | FALSE | G | Annual | Rate | lb/MWh | 0 | 0 | 0 | 0 | 0 | 0 | 0 | 0
NY Min Oil Burn - East River - Winter | 1040 | 7062 | Generation Constraint in GWh | FALSE | G | Annual | Constraint Shadow Price | US2016$/MWh | 128.437 | 132.4052 | 139.4605 | 0 | 0 | 0 | 0 | 0
NY Min Oil Burn - East River - Winter Shldr | 1041 | 7063 | Generation Constraint in GWh | FALSE | G | Annual | Seasons Included | Seasons | WintShld | WintShld | WintShld
NY Min Oil Burn - East River - Winter Shldr | 1041 | 7063 | Generation Constraint in GWh | FALSE | G | Annual | Standard GWh | GWh | 3.8298 | 3.8298 | 3.8298 | 0 | 0 | 0 | 0 | 0
NY Min Oil Burn - East River - Winter Shldr | 1041 | 7063 | Generation Constraint in GWh | FALSE | G | Annual | Emissions at Affected Plants | GWh | 3.8298 | 3.8298 | 3.8298 | 0 | 0 | 0 | 0 | 0
NY Min Oil Burn - East River - Winter Shldr | 1041 | 7063 | Generation Constraint in GWh | FALSE | G | Annual | Allowances Purchased | GWh | 0 | 0 | 0 | 0 | 0 | 0 | 0 | 0
NY Min Oil Burn - East River - Winter Shldr | 1041 | 7063 | Generation Constraint in GWh | FALSE | G | Annual | Allowances Sold | GWh | 0 | 0 | 0 | 0 | 0 | 0 | 0 | 0
NY Min Oil Burn - East River - Winter Shldr | 1041 | 7063 | Generation Constraint in GWh | FALSE | G | Annual | Allowances Banked | GWh | 0 | 0 | 0 | 0 | 0 | 0 | 0 | 0
NY Min Oil Burn - East River - Winter Shldr | 1041 | 7063 | Generation Constraint in GWh | FALSE | G | Annual | Allowances Withdrawn (1:1) | GWh | 0 | 0 | 0 | 0 | 0 | 0 | 0 | 0
NY Min Oil Burn - East River - Winter Shldr | 1041 | 7063 | Generation Constraint in GWh | FALSE | G | Annual | Allowances Withdrawn (n:1) | GWh | 0 | 0 | 0 | 0 | 0 | 0 | 0 | 0
NY Min Oil Burn - East River - Winter Shldr | 1041 | 7063 | Generation Constraint in GWh | FALSE | G | Annual | Net Emissions Allowance Position | GWh | 3.8298 | 3.8298 | 3.8298 | 0 | 0 | 0 | 0 | 0
NY Min Oil Burn - East River - Winter Shldr | 1041 | 7063 | Generation Constraint in GWh | FALSE | G | Annual | Fuel Consumed | TBtu | 0.045521 | 0.045521 | 0.045521 | 0 | 0 | 0 | 0 | 0
NY Min Oil Burn - East River - Winter Shldr | 1041 | 7063 | Generation Constraint in GWh | FALSE | G | Annual | Heat Rate | MMBtu/MWh | 11.886 | 11.886 | 11.886 | 0 | 0 | 0 | 0 | 0
NY Min Oil Burn - East River - Winter Shldr | 1041 | 7063 | Generation Constraint in GWh | FALSE | G | Annual | Generation | TWh | 0.0038298 | 0.0038298 | 0.0038298 | 0 | 0 | 0 | 0 | 0
NY Min Oil Burn - East River - Winter Shldr | 1041 | 7063 | Generation Constraint in GWh | FALSE | G | Annual | Qualifying Generation | TWh | 0.0038298 | 0.0038298 | 0.0038298 | 0 | 0 | 0 | 0 | 0
NY Min Oil Burn - East River - Winter Shldr | 1041 | 7063 | Generation Constraint in GWh | FALSE | G | Annual | Rate | lb/MWh | 0 | 0 | 0 | 0 | 0 | 0 | 0 | 0
NY Min Oil Burn - East River - Winter Shldr | 1041 | 7063 | Generation Constraint in GWh | FALSE | G | Annual | Constraint Shadow Price | US2016$/MWh | 139.36 | 141.2949 | 153.8773 | 0 | 0 | 0 | 0 | 0
NY Min Oil Burn - Northport - Summer | 1042 | 7067 | Generation Constraint in GWh | FALSE | G | Annual | Seasons Included | Seasons | Summer | Summer | Summer
NY Min Oil Burn - Northport - Summer | 1042 | 7067 | Generation Constraint in GWh | FALSE | G | Annual | Standard GWh | GWh | 116.1086 | 116.1086 | 116.1086 | 0 | 0 | 0 | 0 | 0
NY Min Oil Burn - Northport - Summer | 1042 | 7067 | Generation Constraint in GWh | FALSE | G | Annual | Emissions at Affected Plants | GWh | 116.1086 | 116.1086 | 116.1086 | 0 | 0 | 0 | 0 | 0
NY Min Oil Burn - Northport - Summer | 1042 | 7067 | Generation Constraint in GWh | FALSE | G | Annual | Allowances Purchased | GWh | 0 | 0 | 0 | 0 | 0 | 0 | 0 | 0
NY Min Oil Burn - Northport - Summer | 1042 | 7067 | Generation Constraint in GWh | FALSE | G | Annual | Allowances Sold | GWh | 0 | 0 | 0 | 0 | 0 | 0 | 0 | 0
NY Min Oil Burn - Northport - Summer | 1042 | 7067 | Generation Constraint in GWh | FALSE | G | Annual | Allowances Banked | GWh | 0 | 0 | 0 | 0 | 0 | 0 | 0 | 0
NY Min Oil Burn - Northport - Summer | 1042 | 7067 | Generation Constraint in GWh | FALSE | G | Annual | Allowances Withdrawn (1:1) | GWh | 0 | 0 | 0 | 0 | 0 | 0 | 0 | 0
NY Min Oil Burn - Northport - Summer | 1042 | 7067 | Generation Constraint in GWh | FALSE | G | Annual | Allowances Withdrawn (n:1) | GWh | 0 | 0 | 0 | 0 | 0 | 0 | 0 | 0
NY Min Oil Burn - Northport - Summer | 1042 | 7067 | Generation Constraint in GWh | FALSE | G | Annual | Net Emissions Allowance Position | GWh | 116.1086 | 116.1086 | 116.1086 | 0 | 0 | 0 | 0 | 0
NY Min Oil Burn - Northport - Summer | 1042 | 7067 | Generation Constraint in GWh | FALSE | G | Annual | Fuel Consumed | TBtu | 1.2213 | 1.2213 | 1.2213 | 0 | 0 | 0 | 0 | 0
NY Min Oil Burn - Northport - Summer | 1042 | 7067 | Generation Constraint in GWh | FALSE | G | Annual | Heat Rate | MMBtu/MWh | 10.519 | 10.519 | 10.519 | 0 | 0 | 0 | 0 | 0
NY Min Oil Burn - Northport - Summer | 1042 | 7067 | Generation Constraint in GWh | FALSE | G | Annual | Generation | TWh | 0.11611 | 0.11611 | 0.11611 | 0 | 0 | 0 | 0 | 0
NY Min Oil Burn - Northport - Summer | 1042 | 7067 | Generation Constraint in GWh | FALSE | G | Annual | Qualifying Generation | TWh | 0.11611 | 0.11611 | 0.11611 | 0 | 0 | 0 | 0 | 0
NY Min Oil Burn - Northport - Summer | 1042 | 7067 | Generation Constraint in GWh | FALSE | G | Annual | Rate | lb/MWh | 0 | 0 | 0 | 0 | 0 | 0 | 0 | 0
NY Min Oil Burn - Northport - Summer | 1042 | 7067 | Generation Constraint in GWh | FALSE | G | Annual | Constraint Shadow Price | US2016$/MWh | 83.845 | 80.7951 | 89.0515 | 0 | 0 | 0 | 0 | 0
NY Min Oil Burn - Northport - Winter | 1043 | 7065 | Generation Constraint in GWh | FALSE | G | Annual | Seasons Included | Seasons | Winter | Winter | Winter
NY Min Oil Burn - Northport - Winter | 1043 | 7065 | Generation Constraint in GWh | FALSE | G | Annual | Standard GWh | GWh | 177.5779 | 177.5779 | 177.5779 | 0 | 0 | 0 | 0 | 0
NY Min Oil Burn - Northport - Winter | 1043 | 7065 | Generation Constraint in GWh | FALSE | G | Annual | Emissions at Affected Plants | GWh | 177.5779 | 177.5779 | 177.5779 | 0 | 0 | 0 | 0 | 0
NY Min Oil Burn - Northport - Winter | 1043 | 7065 | Generation Constraint in GWh | FALSE | G | Annual | Allowances Purchased | GWh | 0 | 0 | 0 | 0 | 0 | 0 | 0 | 0
NY Min Oil Burn - Northport - Winter | 1043 | 7065 | Generation Constraint in GWh | FALSE | G | Annual | Allowances Sold | GWh | 0 | 0 | 0 | 0 | 0 | 0 | 0 | 0
NY Min Oil Burn - Northport - Winter | 1043 | 7065 | Generation Constraint in GWh | FALSE | G | Annual | Allowances Banked | GWh | 0 | 0 | 0 | 0 | 0 | 0 | 0 | 0
NY Min Oil Burn - Northport - Winter | 1043 | 7065 | Generation Constraint in GWh | FALSE | G | Annual | Allowances Withdrawn (1:1) | GWh | 0 | 0 | 0 | 0 | 0 | 0 | 0 | 0
NY Min Oil Burn - Northport - Winter | 1043 | 7065 | Generation Constraint in GWh | FALSE | G | Annual | Allowances Withdrawn (n:1) | GWh | 0 | 0 | 0 | 0 | 0 | 0 | 0 | 0
NY Min Oil Burn - Northport - Winter | 1043 | 7065 | Generation Constraint in GWh | FALSE | G | Annual | Net Emissions Allowance Position | GWh | 177.5779 | 177.5779 | 177.5779 | 0 | 0 | 0 | 0 | 0
NY Min Oil Burn - Northport - Winter | 1043 | 7065 | Generation Constraint in GWh | FALSE | G | Annual | Fuel Consumed | TBtu | 1.8809 | 1.8809 | 1.882 | 0 | 0 | 0 | 0 | 0
NY Min Oil Burn - Northport - Winter | 1043 | 7065 | Generation Constraint in GWh | FALSE | G | Annual | Heat Rate | MMBtu/MWh | 10.5918 | 10.5918 | 10.5981 | 0 | 0 | 0 | 0 | 0
NY Min Oil Burn - Northport - Winter | 1043 | 7065 | Generation Constraint in GWh | FALSE | G | Annual | Generation | TWh | 0.17758 | 0.17758 | 0.17758 | 0 | 0 | 0 | 0 | 0
NY Min Oil Burn - Northport - Winter | 1043 | 7065 | Generation Constraint in GWh | FALSE | G | Annual | Qualifying Generation | TWh | 0.17758 | 0.17758 | 0.17758 | 0 | 0 | 0 | 0 | 0
NY Min Oil Burn - Northport - Winter | 1043 | 7065 | Generation Constraint in GWh | FALSE | G | Annual | Rate | lb/MWh | 0 | 0 | 0 | 0 | 0 | 0 | 0 | 0
NY Min Oil Burn - Northport - Winter | 1043 | 7065 | Generation Constraint in GWh | FALSE | G | Annual | Constraint Shadow Price | US2016$/MWh | 59.097 | 53.3272 | 73.6259 | 0 | 0 | 0 | 0 | 0
NY Min Oil Burn - Northport - Winter Shldr | 1044 | 7066 | Generation Constraint in GWh | FALSE | G | Annual | Seasons Included | Seasons | WintShld | WintShld | WintShld
NY Min Oil Burn - Northport - Winter Shldr | 1044 | 7066 | Generation Constraint in GWh | FALSE | G | Annual | Standard GWh | GWh | 23.1458 | 23.1458 | 23.1458 | 0 | 0 | 0 | 0 | 0
NY Min Oil Burn - Northport - Winter Shldr | 1044 | 7066 | Generation Constraint in GWh | FALSE | G | Annual | Emissions at Affected Plants | GWh | 23.1458 | 23.1458 | 23.1458 | 0 | 0 | 0 | 0 | 0
NY Min Oil Burn - Northport - Winter Shldr | 1044 | 7066 | Generation Constraint in GWh | FALSE | G | Annual | Allowances Purchased | GWh | 0 | 0 | 0 | 0 | 0 | 0 | 0 | 0
NY Min Oil Burn - Northport - Winter Shldr | 1044 | 7066 | Generation Constraint in GWh | FALSE | G | Annual | Allowances Sold | GWh | 0 | 0 | 0 | 0 | 0 | 0 | 0 | 0
NY Min Oil Burn - Northport - Winter Shldr | 1044 | 7066 | Generation Constraint in GWh | FALSE | G | Annual | Allowances Banked | GWh | 0 | 0 | 0 | 0 | 0 | 0 | 0 | 0
NY Min Oil Burn - Northport - Winter Shldr | 1044 | 7066 | Generation Constraint in GWh | FALSE | G | Annual | Allowances Withdrawn (1:1) | GWh | 0 | 0 | 0 | 0 | 0 | 0 | 0 | 0
NY Min Oil Burn - Northport - Winter Shldr | 1044 | 7066 | Generation Constraint in GWh | FALSE | G | Annual | Allowances Withdrawn (n:1) | GWh | 0 | 0 | 0 | 0 | 0 | 0 | 0 | 0
NY Min Oil Burn - Northport - Winter Shldr | 1044 | 7066 | Generation Constraint in GWh | FALSE | G | Annual | Net Emissions Allowance Position | GWh | 23.1458 | 23.1458 | 23.1458 | 0 | 0 | 0 | 0 | 0
NY Min Oil Burn - Northport - Winter Shldr | 1044 | 7066 | Generation Constraint in GWh | FALSE | G | Annual | Fuel Consumed | TBtu | 0.24347 | 0.24347 | 0.24347 | 0 | 0 | 0 | 0 | 0
NY Min Oil Burn - Northport - Winter Shldr | 1044 | 7066 | Generation Constraint in GWh | FALSE | G | Annual | Heat Rate | MMBtu/MWh | 10.519 | 10.519 | 10.519 | 0 | 0 | 0 | 0 | 0
NY Min Oil Burn - Northport - Winter Shldr | 1044 | 7066 | Generation Constraint in GWh | FALSE | G | Annual | Generation | TWh | 0.023146 | 0.023146 | 0.023146 | 0 | 0 | 0 | 0 | 0
NY Min Oil Burn - Northport - Winter Shldr | 1044 | 7066 | Generation Constraint in GWh | FALSE | G | Annual | Qualifying Generation | TWh | 0.023146 | 0.023146 | 0.023146 | 0 | 0 | 0 | 0 | 0
NY Min Oil Burn - Northport - Winter Shldr | 1044 | 7066 | Generation Constraint in GWh | FALSE | G | Annual | Rate | lb/MWh | 0 | 0 | 0 | 0 | 0 | 0 | 0 | 0
NY Min Oil Burn - Northport - Winter Shldr | 1044 | 7066 | Generation Constraint in GWh | FALSE | G | Annual | Constraint Shadow Price | US2016$/MWh | 80.479 | 79.9533 | 88.4046 | 0 | 0 | 0 | 0 | 0
NY Min Oil Burn - Ravenswood CC - Summer | 1045 | 7076 | Generation Constraint in GWh | FALSE | G | Annual | Seasons Included | Seasons | Summer | Summer | Summer
NY Min Oil Burn - Ravenswood CC - Summer | 1045 | 7076 | Generation Constraint in GWh | FALSE | G | Annual | Standard GWh | GWh | 0 | 0 | 0 | 0 | 0 | 0 | 0 | 0
NY Min Oil Burn - Ravenswood CC - Summer | 1045 | 7076 | Generation Constraint in GWh | FALSE | G | Annual | Emissions at Affected Plants | GWh | 0 | 0 | 0 | 0 | 0 | 0 | 0 | 0
NY Min Oil Burn - Ravenswood CC - Summer | 1045 | 7076 | Generation Constraint in GWh | FALSE | G | Annual | Allowances Purchased | GWh | 0 | 0 | 0 | 0 | 0 | 0 | 0 | 0
NY Min Oil Burn - Ravenswood CC - Summer | 1045 | 7076 | Generation Constraint in GWh | FALSE | G | Annual | Allowances Sold | GWh | 0 | 0 | 0 | 0 | 0 | 0 | 0 | 0
NY Min Oil Burn - Ravenswood CC - Summer | 1045 | 7076 | Generation Constraint in GWh | FALSE | G | Annual | Allowances Banked | GWh | 0 | 0 | 0 | 0 | 0 | 0 | 0 | 0
NY Min Oil Burn - Ravenswood CC - Summer | 1045 | 7076 | Generation Constraint in GWh | FALSE | G | Annual | Allowances Withdrawn (1:1) | GWh | 0 | 0 | 0 | 0 | 0 | 0 | 0 | 0
NY Min Oil Burn - Ravenswood CC - Summer | 1045 | 7076 | Generation Constraint in GWh | FALSE | G | Annual | Allowances Withdrawn (n:1) | GWh | 0 | 0 | 0 | 0 | 0 | 0 | 0 | 0
NY Min Oil Burn - Ravenswood CC - Summer | 1045 | 7076 | Generation Constraint in GWh | FALSE | G | Annual | Net Emissions Allowance Position | GWh | 0 | 0 | 0 | 0 | 0 | 0 | 0 | 0
NY Min Oil Burn - Ravenswood CC - Summer | 1045 | 7076 | Generation Constraint in GWh | FALSE | G | Annual | Fuel Consumed | TBtu | 0 | 0 | 0 | 0 | 0 | 0 | 0 | 0
NY Min Oil Burn - Ravenswood CC - Summer | 1045 | 7076 | Generation Constraint in GWh | FALSE | G | Annual | Heat Rate | MMBtu/MWh | 0 | 0 | 0 | 0 | 0 | 0 | 0 | 0
NY Min Oil Burn - Ravenswood CC - Summer | 1045 | 7076 | Generation Constraint in GWh | FALSE | G | Annual | Generation | TWh | 0 | 0 | 0 | 0 | 0 | 0 | 0 | 0
NY Min Oil Burn - Ravenswood CC - Summer | 1045 | 7076 | Generation Constraint in GWh | FALSE | G | Annual | Qualifying Generation | TWh | 0 | 0 | 0 | 0 | 0 | 0 | 0 | 0
NY Min Oil Burn - Ravenswood CC - Summer | 1045 | 7076 | Generation Constraint in GWh | FALSE | G | Annual | Rate | lb/MWh | 0 | 0 | 0 | 0 | 0 | 0 | 0 | 0
NY Min Oil Burn - Ravenswood CC - Summer | 1045 | 7076 | Generation Constraint in GWh | FALSE | G | Annual | Constraint Shadow Price | US2016$/MWh | 0 | 0 | 0 | 0 | 0 | 0 | 0 | 0
NY Min Oil Burn - Ravenswood CC - Winter | 1046 | 7074 | Generation Constraint in GWh | FALSE | G | Annual | Seasons Included | Seasons | Winter | Winter | Winter
NY Min Oil Burn - Ravenswood CC - Winter | 1046 | 7074 | Generation Constraint in GWh | FALSE | G | Annual | Standard GWh | GWh | 4.981 | 4.981 | 4.981 | 0 | 0 | 0 | 0 | 0
NY Min Oil Burn - Ravenswood CC - Winter | 1046 | 7074 | Generation Constraint in GWh | FALSE | G | Annual | Emissions at Affected Plants | GWh | 4.981 | 4.981 | 4.981 | 0 | 0 | 0 | 0 | 0
NY Min Oil Burn - Ravenswood CC - Winter | 1046 | 7074 | Generation Constraint in GWh | FALSE | G | Annual | Allowances Purchased | GWh | 0 | 0 | 0 | 0 | 0 | 0 | 0 | 0
NY Min Oil Burn - Ravenswood CC - Winter | 1046 | 7074 | Generation Constraint in GWh | FALSE | G | Annual | Allowances Sold | GWh | 0 | 0 | 0 | 0 | 0 | 0 | 0 | 0
NY Min Oil Burn - Ravenswood CC - Winter | 1046 | 7074 | Generation Constraint in GWh | FALSE | G | Annual | Allowances Banked | GWh | 0 | 0 | 0 | 0 | 0 | 0 | 0 | 0
NY Min Oil Burn - Ravenswood CC - Winter | 1046 | 7074 | Generation Constraint in GWh | FALSE | G | Annual | Allowances Withdrawn (1:1) | GWh | 0 | 0 | 0 | 0 | 0 | 0 | 0 | 0
NY Min Oil Burn - Ravenswood CC - Winter | 1046 | 7074 | Generation Constraint in GWh | FALSE | G | Annual | Allowances Withdrawn (n:1) | GWh | 0 | 0 | 0 | 0 | 0 | 0 | 0 | 0
NY Min Oil Burn - Ravenswood CC - Winter | 1046 | 7074 | Generation Constraint in GWh | FALSE | G | Annual | Net Emissions Allowance Position | GWh | 4.981 | 4.981 | 4.981 | 0 | 0 | 0 | 0 | 0
NY Min Oil Burn - Ravenswood CC - Winter | 1046 | 7074 | Generation Constraint in GWh | FALSE | G | Annual | Fuel Consumed | TBtu | 0.037452 | 0.037452 | 0.037452 | 0 | 0 | 0 | 0 | 0
NY Min Oil Burn - Ravenswood CC - Winter | 1046 | 7074 | Generation Constraint in GWh | FALSE | G | Annual | Heat Rate | MMBtu/MWh | 7.519 | 7.519 | 7.519 | 0 | 0 | 0 | 0 | 0
NY Min Oil Burn - Ravenswood CC - Winter | 1046 | 7074 | Generation Constraint in GWh | FALSE | G | Annual | Generation | TWh | 0.004981 | 0.004981 | 0.004981 | 0 | 0 | 0 | 0 | 0
NY Min Oil Burn - Ravenswood CC - Winter | 1046 | 7074 | Generation Constraint in GWh | FALSE | G | Annual | Qualifying Generation | TWh | 0.004981 | 0.004981 | 0.004981 | 0 | 0 | 0 | 0 | 0
NY Min Oil Burn - Ravenswood CC - Winter | 1046 | 7074 | Generation Constraint in GWh | FALSE | G | Annual | Rate | lb/MWh | 0 | 0 | 0 | 0 | 0 | 0 | 0 | 0
NY Min Oil Burn - Ravenswood CC - Winter | 1046 | 7074 | Generation Constraint in GWh | FALSE | G | Annual | Constraint Shadow Price | US2016$/MWh | 108.708 | 112.4702 | 117.3823 | 0 | 0 | 0 | 0 | 0
NY Min Oil Burn - Ravenswood CC - Winter Shldr | 1047 | 7075 | Generation Constraint in GWh | FALSE | G | Annual | Seasons Included | Seasons | WintShld | WintShld | WintShld
NY Min Oil Burn - Ravenswood CC - Winter Shldr | 1047 | 7075 | Generation Constraint in GWh | FALSE | G | Annual | Standard GWh | GWh | 0.6752 | 0.6752 | 0.6752 | 0 | 0 | 0 | 0 | 0
NY Min Oil Burn - Ravenswood CC - Winter Shldr | 1047 | 7075 | Generation Constraint in GWh | FALSE | G | Annual | Emissions at Affected Plants | GWh | 0.6752 | 0.6752 | 0.6752 | 0 | 0 | 0 | 0 | 0
NY Min Oil Burn - Ravenswood CC - Winter Shldr | 1047 | 7075 | Generation Constraint in GWh | FALSE | G | Annual | Allowances Purchased | GWh | 0 | 0 | 0 | 0 | 0 | 0 | 0 | 0
NY Min Oil Burn - Ravenswood CC - Winter Shldr | 1047 | 7075 | Generation Constraint in GWh | FALSE | G | Annual | Allowances Sold | GWh | 0 | 0 | 0 | 0 | 0 | 0 | 0 | 0
NY Min Oil Burn - Ravenswood CC - Winter Shldr | 1047 | 7075 | Generation Constraint in GWh | FALSE | G | Annual | Allowances Banked | GWh | 0 | 0 | 0 | 0 | 0 | 0 | 0 | 0
NY Min Oil Burn - Ravenswood CC - Winter Shldr | 1047 | 7075 | Generation Constraint in GWh | FALSE | G | Annual | Allowances Withdrawn (1:1) | GWh | 0 | 0 | 0 | 0 | 0 | 0 | 0 | 0
NY Min Oil Burn - Ravenswood CC - Winter Shldr | 1047 | 7075 | Generation Constraint in GWh | FALSE | G | Annual | Allowances Withdrawn (n:1) | GWh | 0 | 0 | 0 | 0 | 0 | 0 | 0 | 0
NY Min Oil Burn - Ravenswood CC - Winter Shldr | 1047 | 7075 | Generation Constraint in GWh | FALSE | G | Annual | Net Emissions Allowance Position | GWh | 0.6752 | 0.6752 | 0.6752 | 0 | 0 | 0 | 0 | 0
NY Min Oil Burn - Ravenswood CC - Winter Shldr | 1047 | 7075 | Generation Constraint in GWh | FALSE | G | Annual | Fuel Consumed | TBtu | 0.0050768 | 0.0050768 | 0.0050768 | 0 | 0 | 0 | 0 | 0
NY Min Oil Burn - Ravenswood CC - Winter Shldr | 1047 | 7075 | Generation Constraint in GWh | FALSE | G | Annual | Heat Rate | MMBtu/MWh | 7.519 | 7.519 | 7.519 | 0 | 0 | 0 | 0 | 0
NY Min Oil Burn - Ravenswood CC - Winter Shldr | 1047 | 7075 | Generation Constraint in GWh | FALSE | G | Annual | Generation | TWh | 0.0006752 | 0.0006752 | 0.0006752 | 0 | 0 | 0 | 0 | 0
NY Min Oil Burn - Ravenswood CC - Winter Shldr | 1047 | 7075 | Generation Constraint in GWh | FALSE | G | Annual | Qualifying Generation | TWh | 0.0006752 | 0.0006752 | 0.0006752 | 0 | 0 | 0 | 0 | 0
NY Min Oil Burn - Ravenswood CC - Winter Shldr | 1047 | 7075 | Generation Constraint in GWh | FALSE | G | Annual | Rate | lb/MWh | 0 | 0 | 0 | 0 | 0 | 0 | 0 | 0
NY Min Oil Burn - Ravenswood CC - Winter Shldr | 1047 | 7075 | Generation Constraint in GWh | FALSE | G | Annual | Constraint Shadow Price | US2016$/MWh | 124.109 | 132.0944 | 138.5106 | 0 | 0 | 0 | 0 | 0
NY Min Oil Burn - Ravenswood Oil - Summer | 1048 | 7070 | Generation Constraint in GWh | FALSE | G | Annual | Seasons Included | Seasons | Summer | Summer | Summer
NY Min Oil Burn - Ravenswood Oil - Summer | 1048 | 7070 | Generation Constraint in GWh | FALSE | G | Annual | Standard GWh | GWh | 37.5646 | 37.5646 | 37.5646 | 0 | 0 | 0 | 0 | 0
NY Min Oil Burn - Ravenswood Oil - Summer | 1048 | 7070 | Generation Constraint in GWh | FALSE | G | Annual | Emissions at Affected Plants | GWh | 37.5646 | 37.5646 | 37.5646 | 0 | 0 | 0 | 0 | 0
NY Min Oil Burn - Ravenswood Oil - Summer | 1048 | 7070 | Generation Constraint in GWh | FALSE | G | Annual | Allowances Purchased | GWh | 0 | 0 | 0 | 0 | 0 | 0 | 0 | 0
NY Min Oil Burn - Ravenswood Oil - Summer | 1048 | 7070 | Generation Constraint in GWh | FALSE | G | Annual | Allowances Sold | GWh | 0 | 0 | 0 | 0 | 0 | 0 | 0 | 0
NY Min Oil Burn - Ravenswood Oil - Summer | 1048 | 7070 | Generation Constraint in GWh | FALSE | G | Annual | Allowances Banked | GWh | 0 | 0 | 0 | 0 | 0 | 0 | 0 | 0
NY Min Oil Burn - Ravenswood Oil - Summer | 1048 | 7070 | Generation Constraint in GWh | FALSE | G | Annual | Allowances Withdrawn (1:1) | GWh | 0 | 0 | 0 | 0 | 0 | 0 | 0 | 0
NY Min Oil Burn - Ravenswood Oil - Summer | 1048 | 7070 | Generation Constraint in GWh | FALSE | G | Annual | Allowances Withdrawn (n:1) | GWh | 0 | 0 | 0 | 0 | 0 | 0 | 0 | 0
NY Min Oil Burn - Ravenswood Oil - Summer | 1048 | 7070 | Generation Constraint in GWh | FALSE | G | Annual | Net Emissions Allowance Position | GWh | 37.5646 | 37.5646 | 37.5646 | 0 | 0 | 0 | 0 | 0
NY Min Oil Burn - Ravenswood Oil - Summer | 1048 | 7070 | Generation Constraint in GWh | FALSE | G | Annual | Fuel Consumed | TBtu | 0.40983 | 0.40983 | 0.40983 | 0 | 0 | 0 | 0 | 0
NY Min Oil Burn - Ravenswood Oil - Summer | 1048 | 7070 | Generation Constraint in GWh | FALSE | G | Annual | Heat Rate | MMBtu/MWh | 10.91 | 10.91 | 10.91 | 0 | 0 | 0 | 0 | 0
NY Min Oil Burn - Ravenswood Oil - Summer | 1048 | 7070 | Generation Constraint in GWh | FALSE | G | Annual | Generation | TWh | 0.037565 | 0.037565 | 0.037565 | 0 | 0 | 0 | 0 | 0
NY Min Oil Burn - Ravenswood Oil - Summer | 1048 | 7070 | Generation Constraint in GWh | FALSE | G | Annual | Qualifying Generation | TWh | 0.037565 | 0.037565 | 0.037565 | 0 | 0 | 0 | 0 | 0
NY Min Oil Burn - Ravenswood Oil - Summer | 1048 | 7070 | Generation Constraint in GWh | FALSE | G | Annual | Rate | lb/MWh | 0 | 0 | 0 | 0 | 0 | 0 | 0 | 0
NY Min Oil Burn - Ravenswood Oil - Summer | 1048 | 7070 | Generation Constraint in GWh | FALSE | G | Annual | Constraint Shadow Price | US2016$/MWh | 121.482 | 126.0717 | 134.6539 | 0 | 0 | 0 | 0 | 0
NY Min Oil Burn - Ravenswood Oil - Winter | 1049 | 7068 | Generation Constraint in GWh | FALSE | G | Annual | Seasons Included | Seasons | Winter | Winter | Winter
NY Min Oil Burn - Ravenswood Oil - Winter | 1049 | 7068 | Generation Constraint in GWh | FALSE | G | Annual | Standard GWh | GWh | 25.7796 | 25.7796 | 25.7796 | 0 | 0 | 0 | 0 | 0
NY Min Oil Burn - Ravenswood Oil - Winter | 1049 | 7068 | Generation Constraint in GWh | FALSE | G | Annual | Emissions at Affected Plants | GWh | 25.7796 | 25.7796 | 25.7796 | 0 | 0 | 0 | 0 | 0
NY Min Oil Burn - Ravenswood Oil - Winter | 1049 | 7068 | Generation Constraint in GWh | FALSE | G | Annual | Allowances Purchased | GWh | 0 | 0 | 0 | 0 | 0 | 0 | 0 | 0
NY Min Oil Burn - Ravenswood Oil - Winter | 1049 | 7068 | Generation Constraint in GWh | FALSE | G | Annual | Allowances Sold | GWh | 0 | 0 | 0 | 0 | 0 | 0 | 0 | 0
NY Min Oil Burn - Ravenswood Oil - Winter | 1049 | 7068 | Generation Constraint in GWh | FALSE | G | Annual | Allowances Banked | GWh | 0 | 0 | 0 | 0 | 0 | 0 | 0 | 0
NY Min Oil Burn - Ravenswood Oil - Winter | 1049 | 7068 | Generation Constraint in GWh | FALSE | G | Annual | Allowances Withdrawn (1:1) | GWh | 0 | 0 | 0 | 0 | 0 | 0 | 0 | 0
NY Min Oil Burn - Ravenswood Oil - Winter | 1049 | 7068 | Generation Constraint in GWh | FALSE | G | Annual | Allowances Withdrawn (n:1) | GWh | 0 | 0 | 0 | 0 | 0 | 0 | 0 | 0
NY Min Oil Burn - Ravenswood Oil - Winter | 1049 | 7068 | Generation Constraint in GWh | FALSE | G | Annual | Net Emissions Allowance Position | GWh | 25.7796 | 25.7796 | 25.7796 | 0 | 0 | 0 | 0 | 0
NY Min Oil Burn - Ravenswood Oil - Winter | 1049 | 7068 | Generation Constraint in GWh | FALSE | G | Annual | Fuel Consumed | TBtu | 0.28126 | 0.28126 | 0.28126 | 0 | 0 | 0 | 0 | 0
NY Min Oil Burn - Ravenswood Oil - Winter | 1049 | 7068 | Generation Constraint in GWh | FALSE | G | Annual | Heat Rate | MMBtu/MWh | 10.9101 | 10.9102 | 10.91 | 0 | 0 | 0 | 0 | 0
NY Min Oil Burn - Ravenswood Oil - Winter | 1049 | 7068 | Generation Constraint in GWh | FALSE | G | Annual | Generation | TWh | 0.02578 | 0.02578 | 0.02578 | 0 | 0 | 0 | 0 | 0
NY Min Oil Burn - Ravenswood Oil - Winter | 1049 | 7068 | Generation Constraint in GWh | FALSE | G | Annual | Qualifying Generation | TWh | 0.02578 | 0.02578 | 0.02578 | 0 | 0 | 0 | 0 | 0
NY Min Oil Burn - Ravenswood Oil - Winter | 1049 | 7068 | Generation Constraint in GWh | FALSE | G | Annual | Rate | lb/MWh | 0 | 0 | 0 | 0 | 0 | 0 | 0 | 0
NY Min Oil Burn - Ravenswood Oil - Winter | 1049 | 7068 | Generation Constraint in GWh | FALSE | G | Annual | Constraint Shadow Price | US2016$/MWh | 112.834 | 113.2205 | 118.4879 | 0 | 0 | 0 | 0 | 0
NY Min Oil Burn - Ravenswood Oil - Winter Shldr | 1050 | 7069 | Generation Constraint in GWh | FALSE | G | Annual | Seasons Included | Seasons | WintShld | WintShld | WintShld
NY Min Oil Burn - Ravenswood Oil - Winter Shldr | 1050 | 7069 | Generation Constraint in GWh | FALSE | G | Annual | Standard GWh | GWh | 9.9845 | 9.9845 | 9.9845 | 0 | 0 | 0 | 0 | 0
NY Min Oil Burn - Ravenswood Oil - Winter Shldr | 1050 | 7069 | Generation Constraint in GWh | FALSE | G | Annual | Emissions at Affected Plants | GWh | 9.9845 | 9.9845 | 9.9845 | 0 | 0 | 0 | 0 | 0
NY Min Oil Burn - Ravenswood Oil - Winter Shldr | 1050 | 7069 | Generation Constraint in GWh | FALSE | G | Annual | Allowances Purchased | GWh | 0 | 0 | 0 | 0 | 0 | 0 | 0 | 0
NY Min Oil Burn - Ravenswood Oil - Winter Shldr | 1050 | 7069 | Generation Constraint in GWh | FALSE | G | Annual | Allowances Sold | GWh | 0 | 0 | 0 | 0 | 0 | 0 | 0 | 0
NY Min Oil Burn - Ravenswood Oil - Winter Shldr | 1050 | 7069 | Generation Constraint in GWh | FALSE | G | Annual | Allowances Banked | GWh | 0 | 0 | 0 | 0 | 0 | 0 | 0 | 0
NY Min Oil Burn - Ravenswood Oil - Winter Shldr | 1050 | 7069 | Generation Constraint in GWh | FALSE | G | Annual | Allowances Withdrawn (1:1) | GWh | 0 | 0 | 0 | 0 | 0 | 0 | 0 | 0
NY Min Oil Burn - Ravenswood Oil - Winter Shldr | 1050 | 7069 | Generation Constraint in GWh | FALSE | G | Annual | Allowances Withdrawn (n:1) | GWh | 0 | 0 | 0 | 0 | 0 | 0 | 0 | 0
NY Min Oil Burn - Ravenswood Oil - Winter Shldr | 1050 | 7069 | Generation Constraint in GWh | FALSE | G | Annual | Net Emissions Allowance Position | GWh | 9.9845 | 9.9845 | 9.9845 | 0 | 0 | 0 | 0 | 0
NY Min Oil Burn - Ravenswood Oil - Winter Shldr | 1050 | 7069 | Generation Constraint in GWh | FALSE | G | Annual | Fuel Consumed | TBtu | 0.10893 | 0.10893 | 0.10893 | 0 | 0 | 0 | 0 | 0
NY Min Oil Burn - Ravenswood Oil - Winter Shldr | 1050 | 7069 | Generation Constraint in GWh | FALSE | G | Annual | Heat Rate | MMBtu/MWh | 10.91 | 10.91 | 10.91 | 0 | 0 | 0 | 0 | 0
NY Min Oil Burn - Ravenswood Oil - Winter Shldr | 1050 | 7069 | Generation Constraint in GWh | FALSE | G | Annual | Generation | TWh | 0.0099845 | 0.0099845 | 0.0099845 | 0 | 0 | 0 | 0 | 0
NY Min Oil Burn - Ravenswood Oil - Winter Shldr | 1050 | 7069 | Generation Constraint in GWh | FALSE | G | Annual | Qualifying Generation | TWh | 0.0099845 | 0.0099845 | 0.0099845 | 0 | 0 | 0 | 0 | 0
NY Min Oil Burn - Ravenswood Oil - Winter Shldr | 1050 | 7069 | Generation Constraint in GWh | FALSE | G | Annual | Rate | lb/MWh | 0 | 0 | 0 | 0 | 0 | 0 | 0 | 0
NY Min Oil Burn - Ravenswood Oil - Winter Shldr | 1050 | 7069 | Generation Constraint in GWh | FALSE | G | Annual | Constraint Shadow Price | US2016$/MWh | 124.045 | 125.199 | 134.2413 | 0 | 0 | 0 | 0 | 0
NY New Units MER Rate Limit v3.1, Unit 30157 and retrofits | 1051 | 1912 | Rate Constraint in lbs/MMBtu | FALSE | L | Annual | Seasons Included | Seasons | Winter, WintShld, Summer | Winter, WintShld, Summer | Winter, WintShld, Summer | Winter, WintShld, Summer | Winter, WintShld, Summer | Winter, WintShld, Summer | Winter, WintShld, Summer | Winter, WintShld, Summer
NY New Units MER Rate Limit v3.1, Unit 30157 and retrofits | 1051 | 1912 | Rate Constraint in lbs/MMBtu | FALSE | L | Annual | Standard MER | lb/MMBtu | 6e-07 | 6e-07 | 6e-07 | 6e-07 | 6e-07 | 6e-07 | 6e-07 | 6e-07
NY New Units MER Rate Limit v3.1, Unit 30157 and retrofits | 1051 | 1912 | Rate Constraint in lbs/MMBtu | FALSE | L | Annual | Emissions at Affected Plants MER | lbs | 0 | 0 | 0 | 0 | 0 | 0 | 0 | 0
NY New Units MER Rate Limit v3.1, Unit 30157 and retrofits | 1051 | 1912 | Rate Constraint in lbs/MMBtu | FALSE | L | Annual | Allowances Purchased MER | lbs | 0 | 0 | 0 | 0 | 0 | 0 | 0 | 0
NY New Units MER Rate Limit v3.1, Unit 30157 and retrofits | 1051 | 1912 | Rate Constraint in lbs/MMBtu | FALSE | L | Annual | Allowances Sold MER | lbs | 0 | 0 | 0 | 0 | 0 | 0 | 0 | 0
NY New Units MER Rate Limit v3.1, Unit 30157 and retrofits | 1051 | 1912 | Rate Constraint in lbs/MMBtu | FALSE | L | Annual | Allowances Banked | lbs | 0 | 0 | 0 | 0 | 0 | 0 | 0 | 0
NY New Units MER Rate Limit v3.1, Unit 30157 and retrofits | 1051 | 1912 | Rate Constraint in lbs/MMBtu | FALSE | L | Annual | Allowances Withdrawn (1:1) | lbs | 0 | 0 | 0 | 0 | 0 | 0 | 0 | 0
NY New Units MER Rate Limit v3.1, Unit 30157 and retrofits | 1051 | 1912 | Rate Constraint in lbs/MMBtu | FALSE | L | Annual | Allowances Withdrawn (n:1) | lbs | 0 | 0 | 0 | 0 | 0 | 0 | 0 | 0
NY New Units MER Rate Limit v3.1, Unit 30157 and retrofits | 1051 | 1912 | Rate Constraint in lbs/MMBtu | FALSE | L | Annual | Net Emissions Allowance Position | lbs | 0 | 0 | 0 | 0 | 0 | 0 | 0 | 0
NY New Units MER Rate Limit v3.1, Unit 30157 and retrofits | 1051 | 1912 | Rate Constraint in lbs/MMBtu | FALSE | L | Annual | Fuel Consumed | TBtu | 0 | 0 | 0 | 0 | 0 | 0 | 0 | 0
NY New Units MER Rate Limit v3.1, Unit 30157 and retrofits | 1051 | 1912 | Rate Constraint in lbs/MMBtu | FALSE | L | Annual | Rate | lb/MMBtu | 0 | 0 | 0 | 0 | 0 | 0 | 0 | 0
NY New Units MER Rate Limit v3.1, Unit 30157 and retrofits | 1051 | 1912 | Rate Constraint in lbs/MMBtu | FALSE | L | Annual | Generation | TWh | 0 | 0 | 0 | 0 | 0 | 0 | 0 | 0
NY New Units MER Rate Limit v3.1, Unit 30157 and retrofits | 1051 | 1912 | Rate Constraint in lbs/MMBtu | FALSE | L | Annual | Qualifying Generation | TWh | 0 | 0 | 0 | 0 | 0 | 0 | 0 | 0
NY New Units MER Rate Limit v3.1, Unit 30157 and retrofits | 1051 | 1912 | Rate Constraint in lbs/MMBtu | FALSE | L | Annual | Rate | lb/MWh | 0 | 0 | 0 | 0 | 0 | 0 | 0 | 0
NY New Units MER Rate Limit v3.1, Unit 30157 and retrofits | 1051 | 1912 | Rate Constraint in lbs/MMBtu | FALSE | L | Annual | Constraint Shadow Price | US2016$/Lb | 0 | 0 | 44476868.2758 | 37273843.2412 | 56682156.8023 | 62881635.3634 | 37817817.4183 | 59869506.0646
OR Utility Hg Rule - MER Removal New Units v3.1 | 1052 | 1514 | Rate Constraint in lbs/MMBtu | FALSE | L | Annual | Seasons Included | Seasons | Winter, WintShld, Summer | Winter, WintShld, Summer | Winter, WintShld, Summer | Winter, WintShld, Summer | Winter, WintShld, Summer | Winter, WintShld, Summer | Winter, WintShld, Summer | Winter, WintShld, Summer
OR Utility Hg Rule - MER Removal New Units v3.1 | 1052 | 1514 | Rate Constraint in lbs/MMBtu | FALSE | L | Annual | Standard MER | lb/MMBtu | 6e-07 | 6e-07 | 6e-07 | 6e-07 | 6e-07 | 6e-07 | 6e-07 | 6e-07
OR Utility Hg Rule - MER Removal New Units v3.1 | 1052 | 1514 | Rate Constraint in lbs/MMBtu | FALSE | L | Annual | Emissions at Affected Plants MER | lbs | 0 | 0 | 0 | 0 | 0 | 0 | 0 | 0
OR Utility Hg Rule - MER Removal New Units v3.1 | 1052 | 1514 | Rate Constraint in lbs/MMBtu | FALSE | L | Annual | Allowances Purchased MER | lbs | 0 | 0 | 0 | 0 | 0 | 0 | 0 | 0
OR Utility Hg Rule - MER Removal New Units v3.1 | 1052 | 1514 | Rate Constraint in lbs/MMBtu | FALSE | L | Annual | Allowances Sold MER | lbs | 0 | 0 | 0 | 0 | 0 | 0 | 0 | 0
OR Utility Hg Rule - MER Removal New Units v3.1 | 1052 | 1514 | Rate Constraint in lbs/MMBtu | FALSE | L | Annual | Allowances Banked | lbs | 0 | 0 | 0 | 0 | 0 | 0 | 0 | 0
OR Utility Hg Rule - MER Removal New Units v3.1 | 1052 | 1514 | Rate Constraint in lbs/MMBtu | FALSE | L | Annual | Allowances Withdrawn (1:1) | lbs | 0 | 0 | 0 | 0 | 0 | 0 | 0 | 0
OR Utility Hg Rule - MER Removal New Units v3.1 | 1052 | 1514 | Rate Constraint in lbs/MMBtu | FALSE | L | Annual | Allowances Withdrawn (n:1) | lbs | 0 | 0 | 0 | 0 | 0 | 0 | 0 | 0
OR Utility Hg Rule - MER Removal New Units v3.1 | 1052 | 1514 | Rate Constraint in lbs/MMBtu | FALSE | L | Annual | Net Emissions Allowance Position | lbs | 0 | 0 | 0 | 0 | 0 | 0 | 0 | 0
OR Utility Hg Rule - MER Removal New Units v3.1 | 1052 | 1514 | Rate Constraint in lbs/MMBtu | FALSE | L | Annual | Fuel Consumed | TBtu | 0 | 0 | 0 | 0 | 0 | 0 | 0 | 0
OR Utility Hg Rule - MER Removal New Units v3.1 | 1052 | 1514 | Rate Constraint in lbs/MMBtu | FALSE | L | Annual | Rate | lb/MMBtu | 0 | 0 | 0 | 0 | 0 | 0 | 0 | 0
OR Utility Hg Rule - MER Removal New Units v3.1 | 1052 | 1514 | Rate Constraint in lbs/MMBtu | FALSE | L | Annual | Generation | TWh | 0 | 0 | 0 | 0 | 0 | 0 | 0 | 0
OR Utility Hg Rule - MER Removal New Units v3.1 | 1052 | 1514 | Rate Constraint in lbs/MMBtu | FALSE | L | Annual | Qualifying Generation | TWh | 0 | 0 | 0 | 0 | 0 | 0 | 0 | 0
OR Utility Hg Rule - MER Removal New Units v3.1 | 1052 | 1514 | Rate Constraint in lbs/MMBtu | FALSE | L | Annual | Rate | lb/MWh | 0 | 0 | 0 | 0 | 0 | 0 | 0 | 0
OR Utility Hg Rule - MER Removal New Units v3.1 | 1052 | 1514 | Rate Constraint in lbs/MMBtu | FALSE | L | Annual | Constraint Shadow Price | US2016$/Lb | 0 | 0 | 700508.1911 | 0 | 0 | 0 | 0 | 0
Ozone Season NOX Transport - AL | 1053 | 6703 | Rate Constraint in MTons | FALSE | L | Annual | Seasons Included | Seasons | Summer | Summer | Summer | Summer | Summer | Summer | Summer | Summer
Ozone Season NOX Transport - AL | 1053 | 6703 | Rate Constraint in MTons | FALSE | L | Annual | Standard NOX | Thousand Tons | 15.985 | 15.985 | 15.985 | 15.985 | 15.985 | 15.985 | 15.985 | 15.985
Ozone Season NOX Transport - AL | 1053 | 6703 | Rate Constraint in MTons | FALSE | L | Annual | Emissions at Affected Plants NOX | Thousand Tons | 5.8346 | 5.377 | 5.587 | 6.7924 | 7.0245 | 6.4691 | 6.816 | 6.5427
Ozone Season NOX Transport - AL | 1053 | 6703 | Rate Constraint in MTons | FALSE | L | Annual | Allowances Purchased NOX | Thousand Tons | 0 | 0 | 0 | 0 | 0 | 0 | 0 | 0
Ozone Season NOX Transport - AL | 1053 | 6703 | Rate Constraint in MTons | FALSE | L | Annual | Allowances Sold NOX | Thousand Tons | 0 | 0 | 0 | 0 | 0 | 0 | 0 | 0
Ozone Season NOX Transport - AL | 1053 | 6703 | Rate Constraint in MTons | FALSE | L | Annual | Allowances Banked | Thousand Tons | 0 | 0 | 0 | 0 | 0 | 0 | 0 | 0
Ozone Season NOX Transport - AL | 1053 | 6703 | Rate Constraint in MTons | FALSE | L | Annual | Allowances Withdrawn (1:1) | Thousand Tons | 0 | 0 | 0 | 0 | 0 | 0 | 0 | 0
Ozone Season NOX Transport - AL | 1053 | 6703 | Rate Constraint in MTons | FALSE | L | Annual | Allowances Withdrawn (n:1) | Thousand Tons | 0 | 0 | 0 | 0 | 0 | 0 | 0 | 0
Ozone Season NOX Transport - AL | 1053 | 6703 | Rate Constraint in MTons | FALSE | L | Annual | Net Emissions Allowance Position | Thousand Tons | 5.8346 | 5.377 | 5.587 | 6.7924 | 7.0245 | 6.4691 | 6.816 | 6.5427
Ozone Season NOX Transport - AL | 1053 | 6703 | Rate Constraint in MTons | FALSE | L | Annual | Fuel Consumed | TBtu | 321.501 | 304.2314 | 315.9498 | 337.8654 | 336.777 | 334.6779 | 357.2043 | 379.5665
Ozone Season NOX Transport - AL | 1053 | 6703 | Rate Constraint in MTons | FALSE | L | Annual | Rate | lb/MMBtu | 0.036296 | 0.035348 | 0.035367 | 0.040208 | 0.041716 | 0.038659 | 0.038163 | 0.034475
Ozone Season NOX Transport - AL | 1053 | 6703 | Rate Constraint in MTons | FALSE | L | Annual | Generation | TWh | 39.499 | 37.3895 | 38.7801 | 40.4121 | 42.6805 | 54.1587 | 70.0718 | 87.6689
Ozone Season NOX Transport - AL | 1053 | 6703 | Rate Constraint in MTons | FALSE | L | Annual | Qualifying Generation | TWh | 39.499 | 37.3895 | 38.7801 | 40.4121 | 40.303 | 41.0524 | 44.6129 | 48.5742
Ozone Season NOX Transport - AL | 1053 | 6703 | Rate Constraint in MTons | FALSE | L | Annual | Rate | lb/MWh | 0.29543 | 0.28762 | 0.28814 | 0.33616 | 0.34858 | 0.31516 | 0.30556 | 0.26939
Ozone Season NOX Transport - AL | 1053 | 6703 | Rate Constraint in MTons | FALSE | L | Annual | Constraint Shadow Price | US2016$/Ton | 0 | 0 | 0 | 0 | 0 | 0 | 0 | 0
Ozone Season NOX Transport - AR | 1054 | 6704 | Rate Constraint in MTons | FALSE | L | Annual | Seasons Included | Seasons | Summer | Summer | Summer | Summer | Summer | Summer | Summer | Summer
Ozone Season NOX Transport - AR | 1054 | 6704 | Rate Constraint in MTons | FALSE | L | Annual | Standard NOX | Thousand Tons | 11.144 | 11.144 | 11.144 | 11.144 | 11.144 | 11.144 | 11.144 | 11.144
Ozone Season NOX Transport - AR | 1054 | 6704 | Rate Constraint in MTons | FALSE | L | Annual | Emissions at Affected Plants NOX | Thousand Tons | 7.8457 | 9.6077 | 9.6478 | 8.7452 | 4.2385 | 4.2828 | 4.2745 | 3.6381
Ozone Season NOX Transport - AR | 1054 | 6704 | Rate Constraint in MTons | FALSE | L | Annual | Allowances Purchased NOX | Thousand Tons | 0 | 0 | 0 | 0 | 0 | 0 | 0 | 0
Ozone Season NOX Transport - AR | 1054 | 6704 | Rate Constraint in MTons | FALSE | L | Annual | Allowances Sold NOX | Thousand Tons | 0 | 0 | 0 | 0 | 0 | 0 | 0 | 0
Ozone Season NOX Transport - AR | 1054 | 6704 | Rate Constraint in MTons | FALSE | L | Annual | Allowances Banked | Thousand Tons | 0 | 0 | 0 | 0 | 0 | 0 | 0 | 0
Ozone Season NOX Transport - AR | 1054 | 6704 | Rate Constraint in MTons | FALSE | L | Annual | Allowances Withdrawn (1:1) | Thousand Tons | 0 | 0 | 0 | 0 | 0 | 0 | 0 | 0
Ozone Season NOX Transport - AR | 1054 | 6704 | Rate Constraint in MTons | FALSE | L | Annual | Allowances Withdrawn (n:1) | Thousand Tons | 0 | 0 | 0 | 0 | 0 | 0 | 0 | 0
Ozone Season NOX Transport - AR | 1054 | 6704 | Rate Constraint in MTons | FALSE | L | Annual | Net Emissions Allowance Position | Thousand Tons | 7.8457 | 9.6077 | 9.6478 | 8.7452 | 4.2385 | 4.2828 | 4.2745 | 3.6381
Ozone Season NOX Transport - AR | 1054 | 6704 | Rate Constraint in MTons | FALSE | L | Annual | Fuel Consumed | TBtu | 159.0175 | 184.68 | 188.6806 | 174.71 | 144.0487 | 152.6259 | 154.6742 | 150.9751
Ozone Season NOX Transport - AR | 1054 | 6704 | Rate Constraint in MTons | FALSE | L | Annual | Rate | lb/MMBtu | 0.098677 | 0.10405 | 0.10227 | 0.10011 | 0.058849 | 0.056121 | 0.055271 | 0.048194
Ozone Season NOX Transport - AR | 1054 | 6704 | Rate Constraint in MTons | FALSE | L | Annual | Generation | TWh | 19.0227 | 21.5418 | 22.1375 | 20.6832 | 18.8057 | 21.8939 | 23.3404 | 23.7934
Ozone Season NOX Transport - AR | 1054 | 6704 | Rate Constraint in MTons | FALSE | L | Annual | Qualifying Generation | TWh | 19.0227 | 21.5418 | 22.1375 | 20.6832 | 17.8386 | 19.2921 | 19.9552 | 19.8459
Ozone Season NOX Transport - AR | 1054 | 6704 | Rate Constraint in MTons | FALSE | L | Annual | Rate | lb/MWh | 0.82488 | 0.89201 | 0.87162 | 0.84563 | 0.47521 | 0.44399 | 0.42841 | 0.36663
Ozone Season NOX Transport - AR | 1054 | 6704 | Rate Constraint in MTons | FALSE | L | Annual | Constraint Shadow Price | US2016$/Ton | 0 | 0 | 0 | 0 | 0 | 0 | 0 | 0
Ozone Season NOX Transport - GA | 1055 | 6726 | Rate Constraint in MTons | FALSE | L | Annual | Seasons Included | Seasons | Summer | Summer | Summer | Summer | Summer | Summer | Summer | Summer
Ozone Season NOX Transport - GA | 1055 | 6726 | Rate Constraint in MTons | FALSE | L | Annual | Standard NOX | Thousand Tons | 29.09 | 29.09 | 29.09 | 29.09 | 29.09 | 29.09 | 29.09 | 29.09
Ozone Season NOX Transport - GA | 1055 | 6726 | Rate Constraint in MTons | FALSE | L | Annual | Emissions at Affected Plants NOX | Thousand Tons | 7.4848 | 7.0929 | 6.9628 | 8.0825 | 8.7012 | 8.906 | 8.9532 | 8.4094
Ozone Season NOX Transport - GA | 1055 | 6726 | Rate Constraint in MTons | FALSE | L | Annual | Allowances Purchased NOX | Thousand Tons | 0 | 0 | 0 | 0 | 0 | 0 | 0 | 0
Ozone Season NOX Transport - GA | 1055 | 6726 | Rate Constraint in MTons | FALSE | L | Annual | Allowances Sold NOX | Thousand Tons | 0 | 0 | 0 | 0 | 0 | 0 | 0 | 0
Ozone Season NOX Transport - GA | 1055 | 6726 | Rate Constraint in MTons | FALSE | L | Annual | Allowances Banked | Thousand Tons | 0 | 0 | 0 | 0 | 0 | 0 | 0 | 0
Ozone Season NOX Transport - GA | 1055 | 6726 | Rate Constraint in MTons | FALSE | L | Annual | Allowances Withdrawn (1:1) | Thousand Tons | 0 | 0 | 0 | 0 | 0 | 0 | 0 | 0
Ozone Season NOX Transport - GA | 1055 | 6726 | Rate Constraint in MTons | FALSE | L | Annual | Allowances Withdrawn (n:1) | Thousand Tons | 0 | 0 | 0 | 0 | 0 | 0 | 0 | 0
Ozone Season NOX Transport - GA | 1055 | 6726 | Rate Constraint in MTons | FALSE | L | Annual | Net Emissions Allowance Position | Thousand Tons | 7.4848 | 7.0929 | 6.9628 | 8.0825 | 8.7012 | 8.906 | 8.9532 | 8.4094
Ozone Season NOX Transport - GA | 1055 | 6726 | Rate Constraint in MTons | FALSE | L | Annual | Fuel Consumed | TBtu | 315.36 | 300.5677 | 302.6606 | 321.8046 | 334.0828 | 357.7504 | 371.3579 | 386.0961
Ozone Season NOX Transport - GA | 1055 | 6726 | Rate Constraint in MTons | FALSE | L | Annual | Rate | lb/MMBtu | 0.047468 | 0.047197 | 0.046011 | 0.050232 | 0.05209 | 0.049789 | 0.048219 | 0.043561
Ozone Season NOX Transport - GA | 1055 | 6726 | Rate Constraint in MTons | FALSE | L | Annual | Generation | TWh | 38.9006 | 37.2068 | 38.1266 | 42.9101 | 61.4954 | 80.0516 | 100.0976 | 116.0037
Ozone Season NOX Transport - GA | 1055 | 6726 | Rate Constraint in MTons | FALSE | L | Annual | Qualifying Generation | TWh | 38.9006 | 37.2068 | 37.537 | 39.2704 | 40.7853 | 45.0168 | 47.4085 | 50.7642
Ozone Season NOX Transport - GA | 1055 | 6726 | Rate Constraint in MTons | FALSE | L | Annual | Rate | lb/MWh | 0.38481 | 0.38127 | 0.37098 | 0.41163 | 0.42668 | 0.39568 | 0.3777 | 0.33131
Ozone Season NOX Transport - GA | 1055 | 6726 | Rate Constraint in MTons | FALSE | L | Annual | Constraint Shadow Price | US2016$/Ton | 0 | 0 | 0 | 0 | 0 | 0 | 0 | 0
Ozone Season NOX Transport - IA | 1056 | 6707 | Rate Constraint in MTons | FALSE | L | Annual | Seasons Included | Seasons | Summer | Summer | Summer | Summer | Summer | Summer | Summer | Summer
Ozone Season NOX Transport - IA | 1056 | 6707 | Rate Constraint in MTons | FALSE | L | Annual | Standard NOX | Thousand Tons | 13.639 | 13.639 | 13.639 | 13.639 | 13.639 | 13.639 | 13.639 | 13.639
Ozone Season NOX Transport - IA | 1056 | 6707 | Rate Constraint in MTons | FALSE | L | Annual | Emissions at Affected Plants NOX | Thousand Tons | 10.8398 | 11.2255 | 10.8136 | 10.8492 | 10.7627 | 10.8876 | 10.1101 | 7.4888
Ozone Season NOX Transport - IA | 1056 | 6707 | Rate Constraint in MTons | FALSE | L | Annual | Allowances Purchased NOX | Thousand Tons | 0 | 0 | 0 | 0 | 0 | 0 | 0 | 0
Ozone Season NOX Transport - IA | 1056 | 6707 | Rate Constraint in MTons | FALSE | L | Annual | Allowances Sold NOX | Thousand Tons | 0 | 0 | 0 | 0 | 0 | 0 | 0 | 0
Ozone Season NOX Transport - IA | 1056 | 6707 | Rate Constraint in MTons | FALSE | L | Annual | Allowances Banked | Thousand Tons | 0 | 0 | 0 | 0 | 0 | 0 | 0 | 0
Ozone Season NOX Transport - IA | 1056 | 6707 | Rate Constraint in MTons | FALSE | L | Annual | Allowances Withdrawn (1:1) | Thousand Tons | 0 | 0 | 0 | 0 | 0 | 0 | 0 | 0
Ozone Season NOX Transport - IA | 1056 | 6707 | Rate Constraint in MTons | FALSE | L | Annual | Allowances Withdrawn (n:1) | Thousand Tons | 0 | 0 | 0 | 0 | 0 | 0 | 0 | 0
Ozone Season NOX Transport - IA | 1056 | 6707 | Rate Constraint in MTons | FALSE | L | Annual | Net Emissions Allowance Position | Thousand Tons | 10.8398 | 11.2255 | 10.8136 | 10.8492 | 10.7627 | 10.8876 | 10.1101 | 7.4888
Ozone Season NOX Transport - IA | 1056 | 6707 | Rate Constraint in MTons | FALSE | L | Annual | Fuel Consumed | TBtu | 164.4023 | 171.2965 | 167.4423 | 166.5484 | 171.9802 | 169.2066 | 153.2406 | 120.397
Ozone Season NOX Transport - IA | 1056 | 6707 | Rate Constraint in MTons | FALSE | L | Annual | Rate | lb/MMBtu | 0.13187 | 0.13107 | 0.12916 | 0.13028 | 0.12516 | 0.12869 | 0.13195 | 0.1244
Ozone Season NOX Transport - IA | 1056 | 6707 | Rate Constraint in MTons | FALSE | L | Annual | Generation | TWh | 17.2562 | 17.8238 | 17.6631 | 17.5072 | 18.2193 | 18.119 | 16.9192 | 14.4869
Ozone Season NOX Transport - IA | 1056 | 6707 | Rate Constraint in MTons | FALSE | L | Annual | Qualifying Generation | TWh | 17.2562 | 17.8238 | 17.6631 | 17.5072 | 18.2193 | 17.8346 | 16.056 | 12.785
Ozone Season NOX Transport - IA | 1056 | 6707 | Rate Constraint in MTons | FALSE | L | Annual | Rate | lb/MWh | 1.2563 | 1.2596 | 1.2244 | 1.2394 | 1.1815 | 1.221 | 1.2594 | 1.1715
Ozone Season NOX Transport - IA | 1056 | 6707 | Rate Constraint in MTons | FALSE | L | Annual | Constraint Shadow Price | US2016$/Ton | 0 | 0 | 0 | 0 | 0 | 0 | 0 | 0
Ozone Season NOX Transport - IL | 1057 | 6705 | Rate Constraint in MTons | FALSE | L | Annual | Seasons Included | Seasons | Summer | Summer | Summer | Summer | Summer | Summer | Summer | Summer
Ozone Season NOX Transport - IL | 1057 | 6705 | Rate Constraint in MTons | FALSE | L | Annual | Standard NOX | Thousand Tons | 17.667 | 17.667 | 17.667 | 17.667 | 17.667 | 17.667 | 17.667 | 17.667
Ozone Season NOX Transport - IL | 1057 | 6705 | Rate Constraint in MTons | FALSE | L | Annual | Emissions at Affected Plants NOX | Thousand Tons | 8.9972 | 10.0429 | 9.5566 | 10.1633 | 10.1228 | 9.9699 | 9.5844 | 9.3464
Ozone Season NOX Transport - IL | 1057 | 6705 | Rate Constraint in MTons | FALSE | L | Annual | Allowances Purchased NOX | Thousand Tons | 0 | 0 | 0 | 0 | 0 | 0 | 0 | 0
Ozone Season NOX Transport - IL | 1057 | 6705 | Rate Constraint in MTons | FALSE | L | Annual | Allowances Sold NOX | Thousand Tons | 0 | 0 | 0 | 0 | 0 | 0 | 0 | 0
Ozone Season NOX Transport - IL | 1057 | 6705 | Rate Constraint in MTons | FALSE | L | Annual | Allowances Banked | Thousand Tons | 0 | 0 | 0 | 0 | 0 | 0 | 0 | 0
Ozone Season NOX Transport - IL | 1057 | 6705 | Rate Constraint in MTons | FALSE | L | Annual | Allowances Withdrawn (1:1) | Thousand Tons | 0 | 0 | 0 | 0 | 0 | 0 | 0 | 0
Ozone Season NOX Transport - IL | 1057 | 6705 | Rate Constraint in MTons | FALSE | L | Annual | Allowances Withdrawn (n:1) | Thousand Tons | 0 | 0 | 0 | 0 | 0 | 0 | 0 | 0
Ozone Season NOX Transport - IL | 1057 | 6705 | Rate Constraint in MTons | FALSE | L | Annual | Net Emissions Allowance Position | Thousand Tons | 8.9972 | 10.0429 | 9.5566 | 10.1633 | 10.1228 | 9.9699 | 9.5844 | 9.3464
Ozone Season NOX Transport - IL | 1057 | 6705 | Rate Constraint in MTons | FALSE | L | Annual | Fuel Consumed | TBtu | 249.2154 | 273.9249 | 257.3316 | 280.3081 | 285.8907 | 269.4757 | 260.8538 | 266.4198
Ozone Season NOX Transport - IL | 1057 | 6705 | Rate Constraint in MTons | FALSE | L | Annual | Rate | lb/MMBtu | 0.072204 | 0.073326 | 0.074275 | 0.072515 | 0.070816 | 0.073995 | 0.073485 | 0.070163
Ozone Season NOX Transport - IL | 1057 | 6705 | Rate Constraint in MTons | FALSE | L | Annual | Generation | TWh | 26.1139 | 28.6098 | 26.877 | 29.3097 | 30.5898 | 33.4659 | 42.6795 | 53.2027
Ozone Season NOX Transport - IL | 1057 | 6705 | Rate Constraint in MTons | FALSE | L | Annual | Qualifying Generation | TWh | 26.1139 | 28.6098 | 26.877 | 29.3097 | 29.9865 | 27.9741 | 27.1566 | 28.1626
Ozone Season NOX Transport - IL | 1057 | 6705 | Rate Constraint in MTons | FALSE | L | Annual | Rate | lb/MWh | 0.68907 | 0.70206 | 0.71114 | 0.69351 | 0.67515 | 0.71279 | 0.70586 | 0.66374
Ozone Season NOX Transport - IL | 1057 | 6705 | Rate Constraint in MTons | FALSE | L | Annual | Constraint Shadow Price | US2016$/Ton | 0 | 0 | 0 | 0 | 0 | 0 | 0 | 0
Ozone Season NOX Transport - IN | 1058 | 6706 | Rate Constraint in MTons | FALSE | L | Annual | Seasons Included | Seasons | Summer | Summer | Summer | Summer | Summer | Summer | Summer | Summer
Ozone Season NOX Transport - IN | 1058 | 6706 | Rate Constraint in MTons | FALSE | L | Annual | Standard NOX | Thousand Tons | 28.197 | 28.197 | 28.197 | 28.197 | 28.197 | 28.197 | 28.197 | 28.197
Ozone Season NOX Transport - IN | 1058 | 6706 | Rate Constraint in MTons | FALSE | L | Annual | Emissions at Affected Plants NOX | Thousand Tons | 16.6502 | 17.1575 | 16.9775 | 17.5887 | 15.8404 | 16.1473 | 14.7232 | 12.1904
Ozone Season NOX Transport - IN | 1058 | 6706 | Rate Constraint in MTons | FALSE | L | Annual | Allowances Purchased NOX | Thousand Tons | 0 | 0 | 0 | 0 | 0 | 0 | 0 | 0
Ozone Season NOX Transport - IN | 1058 | 6706 | Rate Constraint in MTons | FALSE | L | Annual | Allowances Sold NOX | Thousand Tons | 0 | 0 | 0 | 0 | 0 | 0 | 0 | 0
Ozone Season NOX Transport - IN | 1058 | 6706 | Rate Constraint in MTons | FALSE | L | Annual | Allowances Banked | Thousand Tons | 0 | 0 | 0 | 0 | 0 | 0 | 0 | 0
Ozone Season NOX Transport - IN | 1058 | 6706 | Rate Constraint in MTons | FALSE | L | Annual | Allowances Withdrawn (1:1) | Thousand Tons | 0 | 0 | 0 | 0 | 0 | 0 | 0 | 0
Ozone Season NOX Transport - IN | 1058 | 6706 | Rate Constraint in MTons | FALSE | L | Annual | Allowances Withdrawn (n:1) | Thousand Tons | 0 | 0 | 0 | 0 | 0 | 0 | 0 | 0
Ozone Season NOX Transport - IN | 1058 | 6706 | Rate Constraint in MTons | FALSE | L | Annual | Net Emissions Allowance Position | Thousand Tons | 16.6502 | 17.1575 | 16.9775 | 17.5887 | 15.8404 | 16.1473 | 14.7232 | 12.1904
Ozone Season NOX Transport - IN | 1058 | 6706 | Rate Constraint in MTons | FALSE | L | Annual | Fuel Consumed | TBtu | 334.9031 | 351.5794 | 351.1843 | 361.2205 | 365.011 | 396.5192 | 386.0435 | 368.4558
Ozone Season NOX Transport - IN | 1058 | 6706 | Rate Constraint in MTons | FALSE | L | Annual | Rate | lb/MMBtu | 0.099433 | 0.097602 | 0.096687 | 0.097385 | 0.086794 | 0.081445 | 0.076278 | 0.06617
Ozone Season NOX Transport - IN | 1058 | 6706 | Rate Constraint in MTons | FALSE | L | Annual | Generation | TWh | 34.6596 | 36.5358 | 36.9604 | 37.7919 | 50.2931 | 59.5689 | 65.2627 | 81.0787
Ozone Season NOX Transport - IN | 1058 | 6706 | Rate Constraint in MTons | FALSE | L | Annual | Qualifying Generation | TWh | 34.6596 | 36.5358 | 36.9604 | 37.7919 | 40.3431 | 45.4643 | 46.6749 | 46.5367
Ozone Season NOX Transport - IN | 1058 | 6706 | Rate Constraint in MTons | FALSE | L | Annual | Rate | lb/MWh | 0.96079 | 0.93922 | 0.91869 | 0.93082 | 0.78528 | 0.71033 | 0.63088 | 0.5239
Ozone Season NOX Transport - IN | 1058 | 6706 | Rate Constraint in MTons | FALSE | L | Annual | Constraint Shadow Price | US2016$/Ton | 0 | 0 | 0 | 0 | 0 | 0 | 0 | 0
Ozone Season NOX Transport - KS | 1059 | 6708 | Rate Constraint in MTons | FALSE | L | Annual | Seasons Included | Seasons | Summer | Summer | Summer | Summer | Summer | Summer | Summer | Summer
Ozone Season NOX Transport - KS | 1059 | 6708 | Rate Constraint in MTons | FALSE | L | Annual | Standard NOX | Thousand Tons | 9.713 | 9.713 | 9.713 | 9.713 | 9.713 | 9.713 | 9.713 | 9.713
Ozone Season NOX Transport - KS | 1059 | 6708 | Rate Constraint in MTons | FALSE | L | Annual | Emissions at Affected Plants NOX | Thousand Tons | 7.416 | 7.9557 | 7.8458 | 7.8493 | 8.1552 | 8.5432 | 7.9709 | 6.5673
Ozone Season NOX Transport - KS | 1059 | 6708 | Rate Constraint in MTons | FALSE | L | Annual | Allowances Purchased NOX | Thousand Tons | 0 | 0 | 0 | 0 | 0 | 0 | 0 | 0
Ozone Season NOX Transport - KS | 1059 | 6708 | Rate Constraint in MTons | FALSE | L | Annual | Allowances Sold NOX | Thousand Tons | 0 | 0 | 0 | 0 | 0 | 0 | 0 | 0
Ozone Season NOX Transport - KS | 1059 | 6708 | Rate Constraint in MTons | FALSE | L | Annual | Allowances Banked | Thousand Tons | 0 | 0 | 0 | 0 | 0 | 0 | 0 | 0
Ozone Season NOX Transport - KS | 1059 | 6708 | Rate Constraint in MTons | FALSE | L | Annual | Allowances Withdrawn (1:1) | Thousand Tons | 0 | 0 | 0 | 0 | 0 | 0 | 0 | 0
Ozone Season NOX Transport - KS | 1059 | 6708 | Rate Constraint in MTons | FALSE | L | Annual | Allowances Withdrawn (n:1) | Thousand Tons | 0 | 0 | 0 | 0 | 0 | 0 | 0 | 0
Ozone Season NOX Transport - KS | 1059 | 6708 | Rate Constraint in MTons | FALSE | L | Annual | Net Emissions Allowance Position | Thousand Tons | 7.416 | 7.9557 | 7.8458 | 7.8493 | 8.1552 | 8.5432 | 7.9709 | 6.5673
Ozone Season NOX Transport - KS | 1059 | 6708 | Rate Constraint in MTons | FALSE | L | Annual | Fuel Consumed | TBtu | 148.3936 | 159.4488 | 157.3323 | 156.5269 | 170.7419 | 181.8163 | 173.5469 | 145.3475
Ozone Season NOX Transport - KS | 1059 | 6708 | Rate Constraint in MTons | FALSE | L | Annual | Rate | lb/MMBtu | 0.09995 | 0.09979 | 0.099735 | 0.10029 | 0.095526 | 0.093976 | 0.091859 | 0.090367
Ozone Season NOX Transport - KS | 1059 | 6708 | Rate Constraint in MTons | FALSE | L | Annual | Generation | TWh | 13.5825 | 14.5885 | 14.709 | 14.5983 | 17.8151 | 20.8814 | 21.2066 | 19.0883
Ozone Season NOX Transport - KS | 1059 | 6708 | Rate Constraint in MTons | FALSE | L | Annual | Qualifying Generation | TWh | 13.5825 | 14.5885 | 14.709 | 14.5983 | 16.2428 | 17.3205 | 16.6108 | 13.951
Ozone Season NOX Transport - KS | 1059 | 6708 | Rate Constraint in MTons | FALSE | L | Annual | Rate | lb/MWh | 1.092 | 1.0907 | 1.0668 | 1.0754 | 1.0042 | 0.98649 | 0.95973 | 0.94148
Ozone Season NOX Transport - KS | 1059 | 6708 | Rate Constraint in MTons | FALSE | L | Annual | Constraint Shadow Price | US2016$/Ton | 0 | 0 | 0 | 0 | 0 | 0 | 0 | 0
Ozone Season NOX Transport - KY | 1060 | 6709 | Rate Constraint in MTons | FALSE | L | Annual | Seasons Included | Seasons | Summer | Summer | Summer | Summer | Summer | Summer | Summer | Summer
Ozone Season NOX Transport - KY | 1060 | 6709 | Rate Constraint in MTons | FALSE | L | Annual | Standard NOX | Thousand Tons | 25.549 | 25.549 | 25.549 | 25.549 | 25.549 | 25.549 | 25.549 | 25.549
Ozone Season NOX Transport - KY | 1060 | 6709 | Rate Constraint in MTons | FALSE | L | Annual | Emissions at Affected Plants NOX | Thousand Tons | 5.9204 | 8.1761 | 5.944 | 8.0647 | 6.4469 | 7.4033 | 7.4735 | 1.4686
Ozone Season NOX Transport - KY | 1060 | 6709 | Rate Constraint in MTons | FALSE | L | Annual | Allowances Purchased NOX | Thousand Tons | 0 | 0 | 0 | 0 | 0 | 0 | 0 | 0
Ozone Season NOX Transport - KY | 1060 | 6709 | Rate Constraint in MTons | FALSE | L | Annual | Allowances Sold NOX | Thousand Tons | 0 | 0 | 0 | 0 | 0 | 0 | 0 | 0
Ozone Season NOX Transport - KY | 1060 | 6709 | Rate Constraint in MTons | FALSE | L | Annual | Allowances Banked | Thousand Tons | 0 | 0 | 0 | 0 | 0 | 0 | 0 | 0
Ozone Season NOX Transport - KY | 1060 | 6709 | Rate Constraint in MTons | FALSE | L | Annual | Allowances Withdrawn (1:1) | Thousand Tons | 0 | 0 | 0 | 0 | 0 | 0 | 0 | 0
Ozone Season NOX Transport - KY | 1060 | 6709 | Rate Constraint in MTons | FALSE | L | Annual | Allowances Withdrawn (n:1) | Thousand Tons | 0 | 0 | 0 | 0 | 0 | 0 | 0 | 0
Ozone Season NOX Transport - KY | 1060 | 6709 | Rate Constraint in MTons | FALSE | L | Annual | Net Emissions Allowance Position | Thousand Tons | 5.9204 | 8.1761 | 5.944 | 8.0647 | 6.4469 | 7.4033 | 7.4735 | 1.4686
Ozone Season NOX Transport - KY | 1060 | 6709 | Rate Constraint in MTons | FALSE | L | Annual | Fuel Consumed | TBtu | 124.078 | 150.7979 | 140.7233 | 166.936 | 187.3821 | 206.2157 | 222.9809 | 184.5035
Ozone Season NOX Transport - KY | 1060 | 6709 | Rate Constraint in MTons | FALSE | L | Annual | Rate | lb/MMBtu | 0.09543 | 0.10844 | 0.084477 | 0.096621 | 0.068811 | 0.071802 | 0.067033 | 0.015919
Ozone Season NOX Transport - KY | 1060 | 6709 | Rate Constraint in MTons | FALSE | L | Annual | Generation | TWh | 13.7233 | 16.3194 | 17.2546 | 20.2092 | 38.8693 | 55.2559 | 75.3278 | 99.2621
Ozone Season NOX Transport - KY | 1060 | 6709 | Rate Constraint in MTons | FALSE | L | Annual | Qualifying Generation | TWh | 13.7233 | 16.3194 | 17.2546 | 20.2092 | 24.7824 | 27.6954 | 30.4319 | 28.7129
Ozone Season NOX Transport - KY | 1060 | 6709 | Rate Constraint in MTons | FALSE | L | Annual | Rate | lb/MWh | 0.86282 | 1.002 | 0.68897 | 0.79813 | 0.52028 | 0.53462 | 0.49116 | 0.1023
Ozone Season NOX Transport - KY | 1060 | 6709 | Rate Constraint in MTons | FALSE | L | Annual | Constraint Shadow Price | US2016$/Ton | 0 | 0 | 0 | 0 | 0 | 0 | 0 | 0
Ozone Season NOX Transport - LA | 1061 | 6710 | Rate Constraint in MTons | FALSE | L | Annual | Seasons Included | Seasons | Summer | Summer | Summer | Summer | Summer | Summer | Summer | Summer
Ozone Season NOX Transport - LA | 1061 | 6710 | Rate Constraint in MTons | FALSE | L | Annual | Standard NOX | Thousand Tons | 22.553 | 22.553 | 22.553 | 22.553 | 22.553 | 22.553 | 22.553 | 22.553
Ozone Season NOX Transport - LA | 1061 | 6710 | Rate Constraint in MTons | FALSE | L | Annual | Emissions at Affected Plants NOX | Thousand Tons | 7.9864 | 9.7454 | 9.8481 | 9.5812 | 7.8667 | 8.0709 | 7.9505 | 7.1988
Ozone Season NOX Transport - LA | 1061 | 6710 | Rate Constraint in MTons | FALSE | L | Annual | Allowances Purchased NOX | Thousand Tons | 0 | 0 | 0 | 0 | 0 | 0 | 0 | 0
Ozone Season NOX Transport - LA | 1061 | 6710 | Rate Constraint in MTons | FALSE | L | Annual | Allowances Sold NOX | Thousand Tons | 0 | 0 | 0 | 0 | 0 | 0 | 0 | 0
Ozone Season NOX Transport - LA | 1061 | 6710 | Rate Constraint in MTons | FALSE | L | Annual | Allowances Banked | Thousand Tons | 0 | 0 | 0 | 0 | 0 | 0 | 0 | 0
Ozone Season NOX Transport - LA | 1061 | 6710 | Rate Constraint in MTons | FALSE | L | Annual | Allowances Withdrawn (1:1) | Thousand Tons | 0 | 0 | 0 | 0 | 0 | 0 | 0 | 0
Ozone Season NOX Transport - LA | 1061 | 6710 | Rate Constraint in MTons | FALSE | L | Annual | Allowances Withdrawn (n:1) | Thousand Tons | 0 | 0 | 0 | 0 | 0 | 0 | 0 | 0
Ozone Season NOX Transport - LA | 1061 | 6710 | Rate Constraint in MTons | FALSE | L | Annual | Net Emissions Allowance Position | Thousand Tons | 7.9864 | 9.7454 | 9.8481 | 9.5812 | 7.8667 | 8.0709 | 7.9505 | 7.1988
Ozone Season NOX Transport - LA | 1061 | 6710 | Rate Constraint in MTons | FALSE | L | Annual | Fuel Consumed | TBtu | 257.6165 | 281.654 | 283.7393 | 295.9155 | 304.6751 | 336.3001 | 337.7795 | 350.4411
Ozone Season NOX Transport - LA | 1061 | 6710 | Rate Constraint in MTons | FALSE | L | Annual | Rate | lb/MMBtu | 0.062002 | 0.069201 | 0.069416 | 0.064756 | 0.05164 | 0.047998 | 0.047075 | 0.041084
Ozone Season NOX Transport - LA | 1061 | 6710 | Rate Constraint in MTons | FALSE | L | Annual | Generation | TWh | 34.422 | 36.5898 | 36.9223 | 38.168 | 42.0375 | 48.9779 | 50.4302 | 55.8938
Ozone Season NOX Transport - LA | 1061 | 6710 | Rate Constraint in MTons | FALSE | L | Annual | Qualifying Generation | TWh | 34.422 | 36.5898 | 36.9223 | 38.168 | 41.006 | 46.2031 | 46.8202 | 49.7551
Ozone Season NOX Transport - LA | 1061 | 6710 | Rate Constraint in MTons | FALSE | L | Annual | Rate | lb/MWh | 0.46403 | 0.53268 | 0.53345 | 0.50205 | 0.38368 | 0.34937 | 0.33962 | 0.28937
Ozone Season NOX Transport - LA | 1061 | 6710 | Rate Constraint in MTons | FALSE | L | Annual | Constraint Shadow Price | US2016$/Ton | 0 | 0 | 0 | 0 | 0 | 0 | 0 | 0
Ozone Season NOX Transport - MD | 1062 | 6711 | Rate Constraint in MTons | FALSE | L | Annual | Seasons Included | Seasons | Summer | Summer | Summer | Summer | Summer | Summer | Summer | Summer
Ozone Season NOX Transport - MD | 1062 | 6711 | Rate Constraint in MTons | FALSE | L | Annual | Standard NOX | Thousand Tons | 4.632 | 4.632 | 4.632 | 4.632 | 4.632 | 4.632 | 4.632 | 4.632
Ozone Season NOX Transport - MD | 1062 | 6711 | Rate Constraint in MTons | FALSE | L | Annual | Emissions at Affected Plants NOX | Thousand Tons | 0.77227 | 1.2038 | 1.1393 | 1.2094 | 0.79835 | 1.337 | 1.0867 | 1.2995
Ozone Season NOX Transport - MD | 1062 | 6711 | Rate Constraint in MTons | FALSE | L | Annual | Allowances Purchased NOX | Thousand Tons | 0 | 0 | 0 | 0 | 0 | 0 | 0 | 0
Ozone Season NOX Transport - MD | 1062 | 6711 | Rate Constraint in MTons | FALSE | L | Annual | Allowances Sold NOX | Thousand Tons | 0 | 0 | 0 | 0 | 0 | 0 | 0 | 0
Ozone Season NOX Transport - MD | 1062 | 6711 | Rate Constraint in MTons | FALSE | L | Annual | Allowances Banked | Thousand Tons | 0 | 0 | 0 | 0 | 0 | 0 | 0 | 0
Ozone Season NOX Transport - MD | 1062 | 6711 | Rate Constraint in MTons | FALSE | L | Annual | Allowances Withdrawn (1:1) | Thousand Tons | 0 | 0 | 0 | 0 | 0 | 0 | 0 | 0
Ozone Season NOX Transport - MD | 1062 | 6711 | Rate Constraint in MTons | FALSE | L | Annual | Allowances Withdrawn (n:1) | Thousand Tons | 0 | 0 | 0 | 0 | 0 | 0 | 0 | 0
Ozone Season NOX Transport - MD | 1062 | 6711 | Rate Constraint in MTons | FALSE | L | Annual | Net Emissions Allowance Position | Thousand Tons | 0.77227 | 1.2038 | 1.1393 | 1.2094 | 0.79835 | 1.337 | 1.0867 | 1.2995
Ozone Season NOX Transport - MD | 1062 | 6711 | Rate Constraint in MTons | FALSE | L | Annual | Fuel Consumed | TBtu | 66.5069 | 90.1353 | 84.8655 | 88.7707 | 72.7211 | 103.9391 | 105.9771 | 113.1094
Ozone Season NOX Transport - MD | 1062 | 6711 | Rate Constraint in MTons | FALSE | L | Annual | Rate | lb/MMBtu | 0.023224 | 0.02671 | 0.026849 | 0.027248 | 0.021956 | 0.025727 | 0.020509 | 0.022978
Ozone Season NOX Transport - MD | 1062 | 6711 | Rate Constraint in MTons | FALSE | L | Annual | Generation | TWh | 9.9171 | 12.3071 | 11.7657 | 12.1883 | 27.4189 | 38.8907 | 46.1693 | 57.9543
Ozone Season NOX Transport - MD | 1062 | 6711 | Rate Constraint in MTons | FALSE | L | Annual | Qualifying Generation | TWh | 9.9168 | 12.3064 | 11.7654 | 12.1874 | 10.8149 | 14.1389 | 14.6042 | 15.5495
Ozone Season NOX Transport - MD | 1062 | 6711 | Rate Constraint in MTons | FALSE | L | Annual | Rate | lb/MWh | 0.15575 | 0.19563 | 0.19366 | 0.19847 | 0.14764 | 0.18913 | 0.14883 | 0.16715
Ozone Season NOX Transport - MD | 1062 | 6711 | Rate Constraint in MTons | FALSE | L | Annual | Constraint Shadow Price | US2016$/Ton | 0 | 0 | 0 | 0 | 0 | 0 | 0 | 0
Ozone Season NOX Transport - MI | 1063 | 6712 | Rate Constraint in MTons | FALSE | L | Annual | Seasons Included | Seasons | Summer | Summer | Summer | Summer | Summer | Summer | Summer | Summer
Ozone Season NOX Transport - MI | 1063 | 6712 | Rate Constraint in MTons | FALSE | L | Annual | Standard NOX | Thousand Tons | 20.018 | 20.018 | 20.018 | 20.018 | 20.018 | 20.018 | 20.018 | 20.018
Ozone Season NOX Transport - MI | 1063 | 6712 | Rate Constraint in MTons | FALSE | L | Annual | Emissions at Affected Plants NOX | Thousand Tons | 12.0717 | 12.5626 | 12.5925 | 13.5711 | 12.7297 | 12.8922 | 12.285 | 10.7406
Ozone Season NOX Transport - MI | 1063 | 6712 | Rate Constraint in MTons | FALSE | L | Annual | Allowances Purchased NOX | Thousand Tons | 0 | 0 | 0 | 0 | 0 | 0 | 0 | 0
Ozone Season NOX Transport - MI | 1063 | 6712 | Rate Constraint in MTons | FALSE | L | Annual | Allowances Sold NOX | Thousand Tons | 0 | 0 | 0 | 0 | 0 | 0 | 0 | 0
Ozone Season NOX Transport - MI | 1063 | 6712 | Rate Constraint in MTons | FALSE | L | Annual | Allowances Banked | Thousand Tons | 0 | 0 | 0 | 0 | 0 | 0 | 0 | 0
Ozone Season NOX Transport - MI | 1063 | 6712 | Rate Constraint in MTons | FALSE | L | Annual | Allowances Withdrawn (1:1) | Thousand Tons | 0 | 0 | 0 | 0 | 0 | 0 | 0 | 0
Ozone Season NOX Transport - MI | 1063 | 6712 | Rate Constraint in MTons | FALSE | L | Annual | Allowances Withdrawn (n:1) | Thousand Tons | 0 | 0 | 0 | 0 | 0 | 0 | 0 | 0
Ozone Season NOX Transport - MI | 1063 | 6712 | Rate Constraint in MTons | FALSE | L | Annual | Net Emissions Allowance Position | Thousand Tons | 12.0717 | 12.5626 | 12.5925 | 13.5711 | 12.7297 | 12.8922 | 12.285 | 10.7406
Ozone Season NOX Transport - MI | 1063 | 6712 | Rate Constraint in MTons | FALSE | L | Annual | Fuel Consumed | TBtu | 264.3698 | 297.3724 | 300.5659 | 319.238 | 314.0417 | 332.5152 | 330.8707 | 337.6932
Ozone Season NOX Transport - MI | 1063 | 6712 | Rate Constraint in MTons | FALSE | L | Annual | Rate | lb/MMBtu | 0.091325 | 0.084491 | 0.083792 | 0.085022 | 0.08107 | 0.077544 | 0.074259 | 0.063612
Ozone Season NOX Transport - MI | 1063 | 6712 | Rate Constraint in MTons | FALSE | L | Annual | Generation | TWh | 28.9124 | 33.5781 | 33.9701 | 35.7679 | 46.3113 | 53.348 | 57.9364 | 79.37
Ozone Season NOX Transport - MI | 1063 | 6712 | Rate Constraint in MTons | FALSE | L | Annual | Qualifying Generation | TWh | 28.9124 | 33.5781 | 33.9701 | 35.7679 | 35.6403 | 38.6655 | 38.766 | 42.5931
Ozone Season NOX Transport - MI | 1063 | 6712 | Rate Constraint in MTons | FALSE | L | Annual | Rate | lb/MWh | 0.83505 | 0.74826 | 0.74139 | 0.75884 | 0.71435 | 0.66686 | 0.6338 | 0.50433
Ozone Season NOX Transport - MI | 1063 | 6712 | Rate Constraint in MTons | FALSE | L | Annual | Constraint Shadow Price | US2016$/Ton | 0 | 0 | 0 | 0 | 0 | 0 | 0 | 0
Ozone Season NOX Transport - MO | 1064 | 6714 | Rate Constraint in MTons | FALSE | L | Annual | Seasons Included | Seasons | Summer | Summer | Summer | Summer | Summer | Summer | Summer | Summer
Ozone Season NOX Transport - MO | 1064 | 6714 | Rate Constraint in MTons | FALSE | L | Annual | Standard NOX | Thousand Tons | 19.094 | 19.094 | 19.094 | 19.094 | 19.094 | 19.094 | 19.094 | 19.094
Ozone Season NOX Transport - MO | 1064 | 6714 | Rate Constraint in MTons | FALSE | L | Annual | Emissions at Affected Plants NOX | Thousand Tons | 15.7239 | 14.9241 | 14.2237 | 14.8375 | 14.4475 | 14.7383 | 14.6152 | 11.0149
Ozone Season NOX Transport - MO | 1064 | 6714 | Rate Constraint in MTons | FALSE | L | Annual | Allowances Purchased NOX | Thousand Tons | 0 | 0 | 0 | 0 | 0 | 0 | 0 | 0
Ozone Season NOX Transport - MO | 1064 | 6714 | Rate Constraint in MTons | FALSE | L | Annual | Allowances Sold NOX | Thousand Tons | 0 | 0 | 0 | 0 | 0 | 0 | 0 | 0
Ozone Season NOX Transport - MO | 1064 | 6714 | Rate Constraint in MTons | FALSE | L | Annual | Allowances Banked | Thousand Tons | 0 | 0 | 0 | 0 | 0 | 0 | 0 | 0
Ozone Season NOX Transport - MO | 1064 | 6714 | Rate Constraint in MTons | FALSE | L | Annual | Allowances Withdrawn (1:1) | Thousand Tons | 0 | 0 | 0 | 0 | 0 | 0 | 0 | 0
Ozone Season NOX Transport - MO | 1064 | 6714 | Rate Constraint in MTons | FALSE | L | Annual | Allowances Withdrawn (n:1) | Thousand Tons | 0 | 0 | 0 | 0 | 0 | 0 | 0 | 0
Ozone Season NOX Transport - MO | 1064 | 6714 | Rate Constraint in MTons | FALSE | L | Annual | Net Emissions Allowance Position | Thousand Tons | 15.7239 | 14.9241 | 14.2237 | 14.8375 | 14.4475 | 14.7383 | 14.6152 | 11.0149
Ozone Season NOX Transport - MO | 1064 | 6714 | Rate Constraint in MTons | FALSE | L | Annual | Fuel Consumed | TBtu | 340.6872 | 335.4163 | 326.3109 | 329.6772 | 333.2306 | 345.189 | 340.9117 | 300.888
Ozone Season NOX Transport - MO | 1064 | 6714 | Rate Constraint in MTons | FALSE | L | Annual | Rate | lb/MMBtu | 0.092307 | 0.088989 | 0.087179 | 0.090012 | 0.086712 | 0.085393 | 0.085742 | 0.073216
Ozone Season NOX Transport - MO | 1064 | 6714 | Rate Constraint in MTons | FALSE | L | Annual | Generation | TWh | 34.5632 | 34.2784 | 33.6018 | 33.7934 | 36.4235 | 41.9179 | 45.371 | 42.8224
Ozone Season NOX Transport - MO | 1064 | 6714 | Rate Constraint in MTons | FALSE | L | Annual | Qualifying Generation | TWh | 34.5632 | 34.2784 | 33.6018 | 33.7934 | 34.3021 | 35.5985 | 35.0334 | 31.3781
Ozone Season NOX Transport - MO | 1064 | 6714 | Rate Constraint in MTons | FALSE | L | Annual | Rate | lb/MWh | 0.90986 | 0.87076 | 0.84661 | 0.87813 | 0.84237 | 0.82803 | 0.83436 | 0.70208
Ozone Season NOX Transport - MO | 1064 | 6714 | Rate Constraint in MTons | FALSE | L | Annual | Constraint Shadow Price | US2016$/Ton | 0 | 0 | 0 | 0 | 0 | 0 | 0 | 0
Ozone Season NOX Transport - MS | 1065 | 6713 | Rate Constraint in MTons | FALSE | L | Annual | Seasons Included | Seasons | Summer | Summer | Summer | Summer | Summer | Summer | Summer | Summer
Ozone Season NOX Transport - MS | 1065 | 6713 | Rate Constraint in MTons | FALSE | L | Annual | Standard NOX | Thousand Tons | 7.641 | 7.641 | 7.641 | 7.641 | 7.641 | 7.641 | 7.641 | 7.641
Ozone Season NOX Transport - MS | 1065 | 6713 | Rate Constraint in MTons | FALSE | L | Annual | Emissions at Affected Plants NOX | Thousand Tons | 2.4615 | 2.3473 | 2.5595 | 2.7078 | 2.3742 | 2.2798 | 2.3488 | 2.3708
Ozone Season NOX Transport - MS | 1065 | 6713 | Rate Constraint in MTons | FALSE | L | Annual | Allowances Purchased NOX | Thousand Tons | 0 | 0 | 0 | 0 | 0 | 0 | 0 | 0
Ozone Season NOX Transport - MS | 1065 | 6713 | Rate Constraint in MTons | FALSE | L | Annual | Allowances Sold NOX | Thousand Tons | 0 | 0 | 0 | 0 | 0 | 0 | 0 | 0
Ozone Season NOX Transport - MS | 1065 | 6713 | Rate Constraint in MTons | FALSE | L | Annual | Allowances Banked | Thousand Tons | 0 | 0 | 0 | 0 | 0 | 0 | 0 | 0
Ozone Season NOX Transport - MS | 1065 | 6713 | Rate Constraint in MTons | FALSE | L | Annual | Allowances Withdrawn (1:1) | Thousand Tons | 0 | 0 | 0 | 0 | 0 | 0 | 0 | 0
Ozone Season NOX Transport - MS | 1065 | 6713 | Rate Constraint in MTons | FALSE | L | Annual | Allowances Withdrawn (n:1) | Thousand Tons | 0 | 0 | 0 | 0 | 0 | 0 | 0 | 0
Ozone Season NOX Transport - MS | 1065 | 6713 | Rate Constraint in MTons | FALSE | L | Annual | Net Emissions Allowance Position | Thousand Tons | 2.4615 | 2.3473 | 2.5595 | 2.7078 | 2.3742 | 2.2798 | 2.3488 | 2.3708
Ozone Season NOX Transport - MS | 1065 | 6713 | Rate Constraint in MTons | FALSE | L | Annual | Fuel Consumed | TBtu | 173.3521 | 176.0933 | 178.2298 | 175.7756 | 178.3607 | 173.4566 | 184.4055 | 195.9452
Ozone Season NOX Transport - MS | 1065 | 6713 | Rate Constraint in MTons | FALSE | L | Annual | Rate | lb/MMBtu | 0.028399 | 0.026659 | 0.028721 | 0.03081 | 0.026622 | 0.026286 | 0.025474 | 0.024199
Ozone Season NOX Transport - MS | 1065 | 6713 | Rate Constraint in MTons | FALSE | L | Annual | Generation | TWh | 23.0688 | 23.4138 | 23.6127 | 23.1798 | 27.5084 | 40.8413 | 56.8885 | 75.1243
Ozone Season NOX Transport - MS | 1065 | 6713 | Rate Constraint in MTons | FALSE | L | Annual | Qualifying Generation | TWh | 23.0688 | 23.4138 | 23.6127 | 23.1798 | 24.3207 | 23.9232 | 25.6013 | 27.389
Ozone Season NOX Transport - MS | 1065 | 6713 | Rate Constraint in MTons | FALSE | L | Annual | Rate | lb/MWh | 0.2134 | 0.2005 | 0.21679 | 0.23363 | 0.19524 | 0.19059 | 0.18349 | 0.17312
Ozone Season NOX Transport - MS | 1065 | 6713 | Rate Constraint in MTons | FALSE | L | Annual | Constraint Shadow Price | US2016$/Ton | 0 | 0 | 0 | 0 | 0 | 0 | 0 | 0
Ozone Season NOX Transport - NJ | 1066 | 6715 | Rate Constraint in MTons | FALSE | L | Annual | Seasons Included | Seasons | Summer | Summer | Summer | Summer | Summer | Summer | Summer | Summer
Ozone Season NOX Transport - NJ | 1066 | 6715 | Rate Constraint in MTons | FALSE | L | Annual | Standard NOX | Thousand Tons | 2.495 | 2.495 | 2.495 | 2.495 | 2.495 | 2.495 | 2.495 | 2.495
Ozone Season NOX Transport - NJ | 1066 | 6715 | Rate Constraint in MTons | FALSE | L | Annual | Emissions at Affected Plants NOX | Thousand Tons | 0.93382 | 1.3038 | 1.337 | 1.5589 | 1.5365 | 1.2757 | 0.90984 | 0.83424
Ozone Season NOX Transport - NJ | 1066 | 6715 | Rate Constraint in MTons | FALSE | L | Annual | Allowances Purchased NOX | Thousand Tons | 0 | 0 | 0 | 0 | 0 | 0 | 0 | 0
Ozone Season NOX Transport - NJ | 1066 | 6715 | Rate Constraint in MTons | FALSE | L | Annual | Allowances Sold NOX | Thousand Tons | 0 | 0 | 0 | 0 | 0 | 0 | 0 | 0
Ozone Season NOX Transport - NJ | 1066 | 6715 | Rate Constraint in MTons | FALSE | L | Annual | Allowances Banked | Thousand Tons | 0 | 0 | 0 | 0 | 0 | 0 | 0 | 0
Ozone Season NOX Transport - NJ | 1066 | 6715 | Rate Constraint in MTons | FALSE | L | Annual | Allowances Withdrawn (1:1) | Thousand Tons | 0 | 0 | 0 | 0 | 0 | 0 | 0 | 0
Ozone Season NOX Transport - NJ | 1066 | 6715 | Rate Constraint in MTons | FALSE | L | Annual | Allowances Withdrawn (n:1) | Thousand Tons | 0 | 0 | 0 | 0 | 0 | 0 | 0 | 0
Ozone Season NOX Transport - NJ | 1066 | 6715 | Rate Constraint in MTons | FALSE | L | Annual | Net Emissions Allowance Position | Thousand Tons | 0.93382 | 1.3038 | 1.337 | 1.5589 | 1.5365 | 1.2757 | 0.90984 | 0.83424
Ozone Season NOX Transport - NJ | 1066 | 6715 | Rate Constraint in MTons | FALSE | L | Annual | Fuel Consumed | TBtu | 136.8429 | 160.7225 | 164.4887 | 185.9015 | 181.1654 | 158.1663 | 123.8025 | 119.5056
Ozone Season NOX Transport - NJ | 1066 | 6715 | Rate Constraint in MTons | FALSE | L | Annual | Rate | lb/MMBtu | 0.013648 | 0.016224 | 0.016256 | 0.016771 | 0.016962 | 0.016131 | 0.014698 | 0.013961
Ozone Season NOX Transport - NJ | 1066 | 6715 | Rate Constraint in MTons | FALSE | L | Annual | Generation | TWh | 19.0832 | 21.9444 | 22.457 | 25.0162 | 24.5689 | 21.6173 | 17.1104 | 16.6294
Ozone Season NOX Transport - NJ | 1066 | 6715 | Rate Constraint in MTons | FALSE | L | Annual | Qualifying Generation | TWh | 19.0832 | 21.9444 | 22.457 | 25.0162 | 24.5689 | 21.6173 | 17.1104 | 16.6294
Ozone Season NOX Transport - NJ | 1066 | 6715 | Rate Constraint in MTons | FALSE | L | Annual | Rate | lb/MWh | 0.097868 | 0.11882 | 0.11907 | 0.12463 | 0.12508 | 0.11802 | 0.10635 | 0.10033
Ozone Season NOX Transport - NJ | 1066 | 6715 | Rate Constraint in MTons | FALSE | L | Annual | Constraint Shadow Price | US2016$/Ton | 0 | 0 | 0 | 0 | 0 | 0 | 0 | 0
Ozone Season NOX Transport - NY | 1067 | 6716 | Rate Constraint in MTons | FALSE | L | Annual | Seasons Included | Seasons | Summer | Summer | Summer | Summer | Summer | Summer | Summer | Summer
Ozone Season NOX Transport - NY | 1067 | 6716 | Rate Constraint in MTons | FALSE | L | Annual | Standard NOX | Thousand Tons | 6.213 | 6.213 | 6.213 | 6.213 | 6.213 | 6.213 | 6.213 | 6.213
Ozone Season NOX Transport - NY | 1067 | 6716 | Rate Constraint in MTons | FALSE | L | Annual | Emissions at Affected Plants NOX | Thousand Tons | 2.8658 | 2.8935 | 2.7344 | 2.2883 | 1.6114 | 1.1475 | 1.3119 | 1.4278
Ozone Season NOX Transport - NY | 1067 | 6716 | Rate Constraint in MTons | FALSE | L | Annual | Allowances Purchased NOX | Thousand Tons | 0 | 0 | 0 | 0 | 0 | 0 | 0 | 0
Ozone Season NOX Transport - NY | 1067 | 6716 | Rate Constraint in MTons | FALSE | L | Annual | Allowances Sold NOX | Thousand Tons | 0 | 0 | 0 | 0 | 0 | 0 | 0 | 0
Ozone Season NOX Transport - NY | 1067 | 6716 | Rate Constraint in MTons | FALSE | L | Annual | Allowances Banked | Thousand Tons | 0 | 0 | 0 | 0 | 0 | 0 | 0 | 0
Ozone Season NOX Transport - NY | 1067 | 6716 | Rate Constraint in MTons | FALSE | L | Annual | Allowances Withdrawn (1:1) | Thousand Tons | 0 | 0 | 0 | 0 | 0 | 0 | 0 | 0
Ozone Season NOX Transport - NY | 1067 | 6716 | Rate Constraint in MTons | FALSE | L | Annual | Allowances Withdrawn (n:1) | Thousand Tons | 0 | 0 | 0 | 0 | 0 | 0 | 0 | 0
Ozone Season NOX Transport - NY | 1067 | 6716 | Rate Constraint in MTons | FALSE | L | Annual | Net Emissions Allowance Position | Thousand Tons | 2.8658 | 2.8935 | 2.7344 | 2.2883 | 1.6114 | 1.1475 | 1.3119 | 1.4278
Ozone Season NOX Transport - NY | 1067 | 6716 | Rate Constraint in MTons | FALSE | L | Annual | Fuel Consumed | TBtu | 226.0512 | 226.1006 | 224.5938 | 212.5354 | 175.1388 | 129.8328 | 133.9916 | 143.5325
Ozone Season NOX Transport - NY | 1067 | 6716 | Rate Constraint in MTons | FALSE | L | Annual | Rate | lb/MMBtu | 0.025355 | 0.025595 | 0.02435 | 0.021533 | 0.018401 | 0.017677 | 0.019582 | 0.019895
Ozone Season NOX Transport - NY | 1067 | 6716 | Rate Constraint in MTons | FALSE | L | Annual | Generation | TWh | 30.0172 | 30.0149 | 30.1524 | 29.1091 | 24.5178 | 18.5005 | 18.8671 | 20.0686
Ozone Season NOX Transport - NY | 1067 | 6716 | Rate Constraint in MTons | FALSE | L | Annual | Qualifying Generation | TWh | 30.0172 | 30.0149 | 30.1524 | 29.1091 | 24.5178 | 18.5005 | 18.8671 | 20.0686
Ozone Season NOX Transport - NY | 1067 | 6716 | Rate Constraint in MTons | FALSE | L | Annual | Rate | lb/MWh | 0.19094 | 0.19281 | 0.18137 | 0.15722 | 0.13145 | 0.12405 | 0.13907 | 0.14229
Ozone Season NOX Transport - NY | 1067 | 6716 | Rate Constraint in MTons | FALSE | L | Annual | Constraint Shadow Price | US2016$/Ton | 0 | 0 | 0 | 0 | 0 | 0 | 0 | 0
Ozone Season NOX Transport - OH | 1068 | 6717 | Rate Constraint in MTons | FALSE | L | Annual | Seasons Included | Seasons | Summer | Summer | Summer | Summer | Summer | Summer | Summer | Summer
Ozone Season NOX Transport - OH | 1068 | 6717 | Rate Constraint in MTons | FALSE | L | Annual | Standard NOX | Thousand Tons | 23.622 | 23.622 | 23.622 | 23.622 | 23.622 | 23.622 | 23.622 | 23.622
Ozone Season NOX Transport - OH | 1068 | 6717 | Rate Constraint in MTons | FALSE | L | Annual | Emissions at Affected Plants NOX | Thousand Tons | 16.3289 | 17.0442 | 16.8773 | 17.1865 | 15.3749 | 15.698 | 14.3999 | 6.5308
Ozone Season NOX Transport - OH | 1068 | 6717 | Rate Constraint in MTons | FALSE | L | Annual | Allowances Purchased NOX | Thousand Tons | 0 | 0 | 0 | 0 | 0 | 0 | 0 | 0
Ozone Season NOX Transport - OH | 1068 | 6717 | Rate Constraint in MTons | FALSE | L | Annual | Allowances Sold NOX | Thousand Tons | 0 | 0 | 0 | 0 | 0 | 0 | 0 | 0
Ozone Season NOX Transport - OH | 1068 | 6717 | Rate Constraint in MTons | FALSE | L | Annual | Allowances Banked | Thousand Tons | 0 | 0 | 0 | 0 | 0 | 0 | 0 | 0
Ozone Season NOX Transport - OH | 1068 | 6717 | Rate Constraint in MTons | FALSE | L | Annual | Allowances Withdrawn (1:1) | Thousand Tons | 0 | 0 | 0 | 0 | 0 | 0 | 0 | 0
Ozone Season NOX Transport - OH | 1068 | 6717 | Rate Constraint in MTons | FALSE | L | Annual | Allowances Withdrawn (n:1) | Thousand Tons | 0 | 0 | 0 | 0 | 0 | 0 | 0 | 0
Ozone Season NOX Transport - OH | 1068 | 6717 | Rate Constraint in MTons | FALSE | L | Annual | Net Emissions Allowance Position | Thousand Tons | 16.3289 | 17.0442 | 16.8773 | 17.1865 | 15.3749 | 15.698 | 14.3999 | 6.5308
Ozone Season NOX Transport - OH | 1068 | 6717 | Rate Constraint in MTons | FALSE | L | Annual | Fuel Consumed | TBtu | 422.8759 | 446.3915 | 447.1172 | 458.5755 | 457.1974 | 483.5434 | 489.0795 | 447.8659
Ozone Season NOX Transport - OH | 1068 | 6717 | Rate Constraint in MTons | FALSE | L | Annual | Rate | lb/MMBtu | 0.077228 | 0.076364 | 0.075494 | 0.074956 | 0.067257 | 0.064929 | 0.058886 | 0.029164
Ozone Season NOX Transport - OH | 1068 | 6717 | Rate Constraint in MTons | FALSE | L | Annual | Generation | TWh | 49.1766 | 51.7204 | 52.1301 | 53.8582 | 63.2347 | 72.2328 | 78.8886 | 94.0962
Ozone Season NOX Transport - OH | 1068 | 6717 | Rate Constraint in MTons | FALSE | L | Annual | Qualifying Generation | TWh | 49.1766 | 51.7204 | 52.1301 | 53.554 | 55.9346 | 60.7431 | 63.3922 | 65.3015
Ozone Season NOX Transport - OH | 1068 | 6717 | Rate Constraint in MTons | FALSE | L | Annual | Rate | lb/MWh | 0.66409 | 0.65909 | 0.64751 | 0.64184 | 0.54975 | 0.51686 | 0.45431 | 0.20002
Ozone Season NOX Transport - OH | 1068 | 6717 | Rate Constraint in MTons | FALSE | L | Annual | Constraint Shadow Price | US2016$/Ton | 0 | 0 | 0 | 0 | 0 | 0 | 0 | 0
Ozone Season NOX Transport - OK | 1069 | 6718 | Rate Constraint in MTons | FALSE | L | Annual | Seasons Included | Seasons | Summer | Summer | Summer | Summer | Summer | Summer | Summer | Summer
Ozone Season NOX Transport - OK | 1069 | 6718 | Rate Constraint in MTons | FALSE | L | Annual | Standard NOX | Thousand Tons | 14.086 | 14.086 | 14.086 | 14.086 | 14.086 | 14.086 | 14.086 | 14.086
Ozone Season NOX Transport - OK | 1069 | 6718 | Rate Constraint in MTons | FALSE | L | Annual | Emissions at Affected Plants NOX | Thousand Tons | 9.8126 | 11.3273 | 11.9994 | 11.3737 | 12.29 | 13.899 | 11.2926 | 8.3149
Ozone Season NOX Transport - OK | 1069 | 6718 | Rate Constraint in MTons | FALSE | L | Annual | Allowances Purchased NOX | Thousand Tons | 0 | 0 | 0 | 0 | 0 | 0 | 0 | 0
Ozone Season NOX Transport - OK | 1069 | 6718 | Rate Constraint in MTons | FALSE | L | Annual | Allowances Sold NOX | Thousand Tons | 0 | 0 | 0 | 0 | 0 | 0 | 0 | 0
Ozone Season NOX Transport - OK | 1069 | 6718 | Rate Constraint in MTons | FALSE | L | Annual | Allowances Banked | Thousand Tons | 0 | 0 | 0 | 0 | 0 | 0 | 0 | 0
Ozone Season NOX Transport - OK | 1069 | 6718 | Rate Constraint in MTons | FALSE | L | Annual | Allowances Withdrawn (1:1) | Thousand Tons | 0 | 0 | 0 | 0 | 0 | 0 | 0 | 0
Ozone Season NOX Transport - OK | 1069 | 6718 | Rate Constraint in MTons | FALSE | L | Annual | Allowances Withdrawn (n:1) | Thousand Tons | 0 | 0 | 0 | 0 | 0 | 0 | 0 | 0
Ozone Season NOX Transport - OK | 1069 | 6718 | Rate Constraint in MTons | FALSE | L | Annual | Net Emissions Allowance Position | Thousand Tons | 9.8126 | 11.3273 | 11.9994 | 11.3737 | 12.29 | 13.899 | 11.2926 | 8.3149
Ozone Season NOX Transport - OK | 1069 | 6718 | Rate Constraint in MTons | FALSE | L | Annual | Fuel Consumed | TBtu | 226.4364 | 243.7991 | 261.1537 | 240.7591 | 270.7499 | 306.9809 | 268.0293 | 223.7325
Ozone Season NOX Transport - OK | 1069 | 6718 | Rate Constraint in MTons | FALSE | L | Annual | Rate | lb/MMBtu | 0.08667 | 0.092923 | 0.091895 | 0.094482 | 0.090785 | 0.090553 | 0.084264 | 0.074329
Ozone Season NOX Transport - OK | 1069 | 6718 | Rate Constraint in MTons | FALSE | L | Annual | Generation | TWh | 26.7495 | 28.3539 | 30.218 | 27.9901 | 33.4036 | 38.5044 | 35.0456 | 30.2943
Ozone Season NOX Transport - OK | 1069 | 6718 | Rate Constraint in MTons | FALSE | L | Annual | Qualifying Generation | TWh | 26.7495 | 28.3539 | 30.218 | 27.9901 | 31.5357 | 35.0686 | 31.1953 | 26.637
Ozone Season NOX Transport - OK | 1069 | 6718 | Rate Constraint in MTons | FALSE | L | Annual | Rate | lb/MWh | 0.73367 | 0.79899 | 0.79419 | 0.8127 | 0.77944 | 0.79268 | 0.724 | 0.62431
Ozone Season NOX Transport - OK | 1069 | 6718 | Rate Constraint in MTons | FALSE | L | Annual | Constraint Shadow Price | US2016$/Ton | 0 | 0 | 0 | 0 | 0 | 0 | 0 | 0
Ozone Season NOX Transport - PA | 1070 | 6719 | Rate Constraint in MTons | FALSE | L | Annual | Seasons Included | Seasons | Summer | Summer | Summer | Summer | Summer | Summer | Summer | Summer
Ozone Season NOX Transport - PA | 1070 | 6719 | Rate Constraint in MTons | FALSE | L | Annual | Standard NOX | Thousand Tons | 21.722 | 21.722 | 21.722 | 21.722 | 21.722 | 21.722 | 21.722 | 21.722
Ozone Season NOX Transport - PA | 1070 | 6719 | Rate Constraint in MTons | FALSE | L | Annual | Emissions at Affected Plants NOX | Thousand Tons | 8.4942 | 9.0467 | 8.5017 | 7.2561 | 6.8547 | 6.4758 | 5.6834 | 5.1275
Ozone Season NOX Transport - PA | 1070 | 6719 | Rate Constraint in MTons | FALSE | L | Annual | Allowances Purchased NOX | Thousand Tons | 0 | 0 | 0 | 0 | 0 | 0 | 0 | 0
Ozone Season NOX Transport - PA | 1070 | 6719 | Rate Constraint in MTons | FALSE | L | Annual | Allowances Sold NOX | Thousand Tons | 0 | 0 | 0 | 0 | 0 | 0 | 0 | 0
Ozone Season NOX Transport - PA | 1070 | 6719 | Rate Constraint in MTons | FALSE | L | Annual | Allowances Banked | Thousand Tons | 0 | 0 | 0 | 0 | 0 | 0 | 0 | 0
Ozone Season NOX Transport - PA | 1070 | 6719 | Rate Constraint in MTons | FALSE | L | Annual | Allowances Withdrawn (1:1) | Thousand Tons | 0 | 0 | 0 | 0 | 0 | 0 | 0 | 0
Ozone Season NOX Transport - PA | 1070 | 6719 | Rate Constraint in MTons | FALSE | L | Annual | Allowances Withdrawn (n:1) | Thousand Tons | 0 | 0 | 0 | 0 | 0 | 0 | 0 | 0
Ozone Season NOX Transport - PA | 1070 | 6719 | Rate Constraint in MTons | FALSE | L | Annual | Net Emissions Allowance Position | Thousand Tons | 8.4942 | 9.0467 | 8.5017 | 7.2561 | 6.8547 | 6.4758 | 5.6834 | 5.1275
Ozone Season NOX Transport - PA | 1070 | 6719 | Rate Constraint in MTons | FALSE | L | Annual | Fuel Consumed | TBtu | 501.2142 | 518.0624 | 508.5716 | 494.8254 | 511.3928 | 511.4283 | 562.1359 | 610.4312
Ozone Season NOX Transport - PA | 1070 | 6719 | Rate Constraint in MTons | FALSE | L | Annual | Rate | lb/MMBtu | 0.033895 | 0.034925 | 0.033434 | 0.029328 | 0.026808 | 0.025324 | 0.020221 | 0.0168
Ozone Season NOX Transport - PA | 1070 | 6719 | Rate Constraint in MTons | FALSE | L | Annual | Generation | TWh | 66.4275 | 68.4041 | 67.5027 | 67.3508 | 96.9353 | 114.1194 | 138.0356 | 177.445
Ozone Season NOX Transport - PA | 1070 | 6719 | Rate Constraint in MTons | FALSE | L | Annual | Qualifying Generation | TWh | 66.4275 | 68.4041 | 67.5027 | 66.4898 | 69.8865 | 71.2007 | 81.3685 | 90.3472
Ozone Season NOX Transport - PA | 1070 | 6719 | Rate Constraint in MTons | FALSE | L | Annual | Rate | lb/MWh | 0.25574 | 0.26451 | 0.25189 | 0.21826 | 0.19617 | 0.1819 | 0.1397 | 0.11351
Ozone Season NOX Transport - PA | 1070 | 6719 | Rate Constraint in MTons | FALSE | L | Annual | Constraint Shadow Price | US2016$/Ton | 0 | 0 | 0 | 0 | 0 | 0 | 0 | 0
Ozone Season NOX Transport - Region 1 | 1071 | 6725 | Rate Constraint in MTons | FALSE | L | Annual | Seasons Included | Seasons | Summer | Summer | Summer | Summer | Summer | Summer | Summer | Summer
Ozone Season NOX Transport - Region 1 | 1071 | 6725 | Rate Constraint in MTons | FALSE | L | Annual | Standard NOX | Thousand Tons | 411.9106 | 313.24 | 313.24 | 313.24 | 313.24 | 313.24 | 313.24 | 313.24
Ozone Season NOX Transport - Region 1 | 1071 | 6725 | Rate Constraint in MTons | FALSE | L | Annual | Emissions at Affected Plants NOX | Thousand Tons | 211.9827 | 223.0538 | 218.5181 | 222.914 | 208.4208 | 209.7319 | 191.2797 | 150.4703
Ozone Season NOX Transport - Region 1 | 1071 | 6725 | Rate Constraint in MTons | FALSE | L | Annual | Allowances Purchased NOX | Thousand Tons | 0 | 0 | 0 | 0 | 0 | 0 | 0 | 0
Ozone Season NOX Transport - Region 1 | 1071 | 6725 | Rate Constraint in MTons | FALSE | L | Annual | Allowances Sold NOX | Thousand Tons | 0 | 0 | 0 | 0 | 0 | 0 | 0 | 0
Ozone Season NOX Transport - Region 1 | 1071 | 6725 | Rate Constraint in MTons | FALSE | L | Annual | Allowances Banked | Thousand Tons | 0 | 0 | 0 | 0 | 0 | 0 | 0 | 0
Ozone Season NOX Transport - Region 1 | 1071 | 6725 | Rate Constraint in MTons | FALSE | L | Annual | Allowances Withdrawn (1:1) | Thousand Tons | 0 | 0 | 0 | 0 | 0 | 0 | 0 | 0
Ozone Season NOX Transport - Region 1 | 1071 | 6725 | Rate Constraint in MTons | FALSE | L | Annual | Allowances Withdrawn (n:1) | Thousand Tons | 0 | 0 | 0 | 0 | 0 | 0 | 0 | 0
Ozone Season NOX Transport - Region 1 | 1071 | 6725 | Rate Constraint in MTons | FALSE | L | Annual | Net Emissions Allowance Position | Thousand Tons | 211.9827 | 223.0538 | 218.5181 | 222.914 | 208.4208 | 209.7319 | 191.2797 | 150.4703
Ozone Season NOX Transport - Region 1 | 1071 | 6725 | Rate Constraint in MTons | FALSE | L | Annual | Fuel Consumed | TBtu | 6199.533 | 6476.343 | 6462.3105 | 6547.7149 | 6628.3782 | 6833.8646 | 6485.535 | 6318.6927
Ozone Season NOX Transport - Region 1 | 1071 | 6725 | Rate Constraint in MTons | FALSE | L | Annual | Rate | lb/MMBtu | 0.068387 | 0.068883 | 0.067628 | 0.068089 | 0.062887 | 0.06138 | 0.058987 | 0.047627
Ozone Season NOX Transport - Region 1 | 1071 | 6725 | Rate Constraint in MTons | FALSE | L | Annual | Generation | TWh | 732.8641 | 762.4848 | 766.575 | 774.2362 | 803.3699 | 844.5286 | 820.5556 | 840.4225
Ozone Season NOX Transport - Region 1 | 1071 | 6725 | Rate Constraint in MTons | FALSE | L | Annual | Qualifying Generation | TWh | 732.8638 | 762.4841 | 766.5747 | 774.2353 | 801.6501 | 836.4367 | 808.5127 | 822.4973
Ozone Season NOX Transport - Region 1 | 1071 | 6725 | Rate Constraint in MTons | FALSE | L | Annual | Rate | lb/MWh | 0.57851 | 0.58507 | 0.57012 | 0.57583 | 0.51998 | 0.50149 | 0.47316 | 0.36589
Ozone Season NOX Transport - Region 1 | 1071 | 6725 | Rate Constraint in MTons | FALSE | L | Annual | Constraint Shadow Price | US2016$/Ton | 0 | 0 | 0 | 0 | 0 | 0 | 0 | 0
Ozone Season NOX Transport - Region 2 | 1072 | 6727 | Rate Constraint in MTons | FALSE | L | Annual | Seasons Included | Seasons | Summer | Summer | Summer | Summer | Summer | Summer | Summer | Summer
Ozone Season NOX Transport - Region 2 | 1072 | 6727 | Rate Constraint in MTons | FALSE | L | Annual | Standard NOX | Thousand Tons | 24.041 | 24.041 | 24.041 | 24.041 | 24.041 | 24.041 | 24.041 | 24.041
Ozone Season NOX Transport - Region 2 | 1072 | 6727 | Rate Constraint in MTons | FALSE | L | Annual | Emissions at Affected Plants NOX | Thousand Tons | 7.4848 | 7.0929 | 6.9628 | 8.0825 | 8.7012 | 8.906 | 8.9532 | 8.4094
Ozone Season NOX Transport - Region 2 | 1072 | 6727 | Rate Constraint in MTons | FALSE | L | Annual | Allowances Purchased NOX | Thousand Tons | 0 | 0 | 0 | 0 | 0 | 0 | 0 | 0
Ozone Season NOX Transport - Region 2 | 1072 | 6727 | Rate Constraint in MTons | FALSE | L | Annual | Allowances Sold NOX | Thousand Tons | 0 | 0 | 0 | 0 | 0 | 0 | 0 | 0
Ozone Season NOX Transport - Region 2 | 1072 | 6727 | Rate Constraint in MTons | FALSE | L | Annual | Allowances Banked | Thousand Tons | 0 | 0 | 0 | 0 | 0 | 0 | 0 | 0
Ozone Season NOX Transport - Region 2 | 1072 | 6727 | Rate Constraint in MTons | FALSE | L | Annual | Allowances Withdrawn (1:1) | Thousand Tons | 0 | 0 | 0 | 0 | 0 | 0 | 0 | 0
Ozone Season NOX Transport - Region 2 | 1072 | 6727 | Rate Constraint in MTons | FALSE | L | Annual | Allowances Withdrawn (n:1) | Thousand Tons | 0 | 0 | 0 | 0 | 0 | 0 | 0 | 0
Ozone Season NOX Transport - Region 2 | 1072 | 6727 | Rate Constraint in MTons | FALSE | L | Annual | Net Emissions Allowance Position | Thousand Tons | 7.4848 | 7.0929 | 6.9628 | 8.0825 | 8.7012 | 8.906 | 8.9532 | 8.4094
Ozone Season NOX Transport - Region 2 | 1072 | 6727 | Rate Constraint in MTons | FALSE | L | Annual | Fuel Consumed | TBtu | 315.36 | 300.5677 | 302.6606 | 321.8046 | 334.0828 | 357.7504 | 371.3579 | 386.0961
Ozone Season NOX Transport - Region 2 | 1072 | 6727 | Rate Constraint in MTons | FALSE | L | Annual | Rate | lb/MMBtu | 0.047468 | 0.047197 | 0.046011 | 0.050232 | 0.05209 | 0.049789 | 0.048219 | 0.043561
Ozone Season NOX Transport - Region 2 | 1072 | 6727 | Rate Constraint in MTons | FALSE | L | Annual | Generation | TWh | 38.9006 | 37.2068 | 38.1266 | 42.9101 | 61.4954 | 80.0516 | 100.0976 | 116.0037
Ozone Season NOX Transport - Region 2 | 1072 | 6727 | Rate Constraint in MTons | FALSE | L | Annual | Qualifying Generation | TWh | 38.9006 | 37.2068 | 37.537 | 39.2704 | 40.7853 | 45.0168 | 47.4085 | 50.7642
Ozone Season NOX Transport - Region 2 | 1072 | 6727 | Rate Constraint in MTons | FALSE | L | Annual | Rate | lb/MWh | 0.38481 | 0.38127 | 0.37098 | 0.41163 | 0.42668 | 0.39568 | 0.3777 | 0.33131
Ozone Season NOX Transport - Region 2 | 1072 | 6727 | Rate Constraint in MTons | FALSE | L | Annual | Constraint Shadow Price | US2016$/Ton | 0 | 0 | 0 | 0 | 0 | 0 | 0 | 0
Ozone Season NOX Transport - TN | 1073 | 6720 | Rate Constraint in MTons | FALSE | L | Annual | Seasons Included | Seasons | Summer | Summer | Summer | Summer | Summer | Summer | Summer | Summer
Ozone Season NOX Transport - TN | 1073 | 6720 | Rate Constraint in MTons | FALSE | L | Annual | Standard NOX | Thousand Tons | 9.361 | 9.361 | 9.361 | 9.361 | 9.361 | 9.361 | 9.361 | 9.361
Ozone Season NOX Transport - TN | 1073 | 6720 | Rate Constraint in MTons | FALSE | L | Annual | Emissions at Affected Plants NOX | Thousand Tons | 2.8415 | 3.3195 | 3.3705 | 3.4015 | 3.5677 | 3.4603 | 2.2539 | 0.9328
Ozone Season NOX Transport - TN | 1073 | 6720 | Rate Constraint in MTons | FALSE | L | Annual | Allowances Purchased NOX | Thousand Tons | 0 | 0 | 0 | 0 | 0 | 0 | 0 | 0
Ozone Season NOX Transport - TN | 1073 | 6720 | Rate Constraint in MTons | FALSE | L | Annual | Allowances Sold NOX | Thousand Tons | 0 | 0 | 0 | 0 | 0 | 0 | 0 | 0
Ozone Season NOX Transport - TN | 1073 | 6720 | Rate Constraint in MTons | FALSE | L | Annual | Allowances Banked | Thousand Tons | 0 | 0 | 0 | 0 | 0 | 0 | 0 | 0
Ozone Season NOX Transport - TN | 1073 | 6720 | Rate Constraint in MTons | FALSE | L | Annual | Allowances Withdrawn (1:1) | Thousand Tons | 0 | 0 | 0 | 0 | 0 | 0 | 0 | 0
Ozone Season NOX Transport - TN | 1073 | 6720 | Rate Constraint in MTons | FALSE | L | Annual | Allowances Withdrawn (n:1) | Thousand Tons | 0 | 0 | 0 | 0 | 0 | 0 | 0 | 0
Ozone Season NOX Transport - TN | 1073 | 6720 | Rate Constraint in MTons | FALSE | L | Annual | Net Emissions Allowance Position | Thousand Tons | 2.8415 | 3.3195 | 3.3705 | 3.4015 | 3.5677 | 3.4603 | 2.2539 | 0.9328
Ozone Season NOX Transport - TN | 1073 | 6720 | Rate Constraint in MTons | FALSE | L | Annual | Fuel Consumed | TBtu | 131.7127 | 142.1215 | 142.8528 | 143.763 | 150.5017 | 164.0339 | 170.0462 | 150.1418
Ozone Season NOX Transport - TN | 1073 | 6720 | Rate Constraint in MTons | FALSE | L | Annual | Rate | lb/MMBtu | 0.043147 | 0.046713 | 0.047189 | 0.04732 | 0.04741 | 0.042191 | 0.02651 | 0.012426
Ozone Season NOX Transport - TN | 1073 | 6720 | Rate Constraint in MTons | FALSE | L | Annual | Generation | TWh | 16.4729 | 17.4363 | 17.5703 | 17.6388 | 18.6633 | 23.0908 | 30.0756 | 34.2848
Ozone Season NOX Transport - TN | 1073 | 6720 | Rate Constraint in MTons | FALSE | L | Annual | Qualifying Generation | TWh | 16.4729 | 17.4363 | 17.5703 | 17.6388 | 18.3715 | 20.5682 | 22.9733 | 22.9463
Ozone Season NOX Transport - TN | 1073 | 6720 | Rate Constraint in MTons | FALSE | L | Annual | Rate | lb/MWh | 0.34499 | 0.38076 | 0.38366 | 0.38568 | 0.38839 | 0.33647 | 0.19622 | 0.081303
Ozone Season NOX Transport - TN | 1073 | 6720 | Rate Constraint in MTons | FALSE | L | Annual | Constraint Shadow Price | US2016$/Ton | 0 | 0 | 0 | 0 | 0 | 0 | 0 | 0
Ozone Season NOX Transport - TX | 1074 | 6721 | Rate Constraint in MTons | FALSE | L | Annual | Seasons Included | Seasons | Summer | Summer | Summer | Summer | Summer | Summer | Summer | Summer
Ozone Season NOX Transport - TX | 1074 | 6721 | Rate Constraint in MTons | FALSE | L | Annual | Standard NOX | Thousand Tons | 63.284 | 63.284 | 63.284 | 63.284 | 63.284 | 63.284 | 63.284 | 63.284
Ozone Season NOX Transport - TX | 1074 | 6721 | Rate Constraint in MTons | FALSE | L | Annual | Emissions at Affected Plants NOX | Thousand Tons | 42.73 | 43.0927 | 42.5422 | 42.805 | 44.0956 | 42.2185 | 35.8633 | 34.2943
Ozone Season NOX Transport - TX | 1074 | 6721 | Rate Constraint in MTons | FALSE | L | Annual | Allowances Purchased NOX | Thousand Tons | 0 | 0 | 0 | 0 | 0 | 0 | 0 | 0
Ozone Season NOX Transport - TX | 1074 | 6721 | Rate Constraint in MTons | FALSE | L | Annual | Allowances Sold NOX | Thousand Tons | 0 | 0 | 0 | 0 | 0 | 0 | 0 | 0
Ozone Season NOX Transport - TX | 1074 | 6721 | Rate Constraint in MTons | FALSE | L | Annual | Allowances Banked | Thousand Tons | 0 | 0 | 0 | 0 | 0 | 0 | 0 | 0
Ozone Season NOX Transport - TX | 1074 | 6721 | Rate Constraint in MTons | FALSE | L | Annual | Allowances Withdrawn (1:1) | Thousand Tons | 0 | 0 | 0 | 0 | 0 | 0 | 0 | 0
Ozone Season NOX Transport - TX | 1074 | 6721 | Rate Constraint in MTons | FALSE | L | Annual | Allowances Withdrawn (n:1) | Thousand Tons | 0 | 0 | 0 | 0 | 0 | 0 | 0 | 0
Ozone Season NOX Transport - TX | 1074 | 6721 | Rate Constraint in MTons | FALSE | L | Annual | Net Emissions Allowance Position | Thousand Tons | 42.73 | 43.0927 | 42.5422 | 42.805 | 44.0956 | 42.2185 | 35.8633 | 34.2943
Ozone Season NOX Transport - TX | 1074 | 6721 | Rate Constraint in MTons | FALSE | L | Annual | Fuel Consumed | TBtu | 1242.5134 | 1250.1578 | 1261.4629 | 1229.7634 | 1266.8357 | 1285.4388 | 955.2892 | 1010.9292
Ozone Season NOX Transport - TX | 1074 | 6721 | Rate Constraint in MTons | FALSE | L | Annual | Rate | lb/MMBtu | 0.06878 | 0.06894 | 0.067449 | 0.069615 | 0.069615 | 0.065687 | 0.075084 | 0.067847
Ozone Season NOX Transport - TX | 1074 | 6721 | Rate Constraint in MTons | FALSE | L | Annual | Generation | TWh | 149.0678 | 149.8073 | 151.6371 | 146.5829 | 151.5992 | 157.0725 | 115.1784 | 125.9577
Ozone Season NOX Transport - TX | 1074 | 6721 | Rate Constraint in MTons | FALSE | L | Annual | Qualifying Generation | TWh | 149.0678 | 149.8073 | 151.6371 | 146.5829 | 150.6702 | 154.4611 | 111.9218 | 121.0762
Ozone Season NOX Transport - TX | 1074 | 6721 | Rate Constraint in MTons | FALSE | L | Annual | Rate | lb/MWh | 0.5733 | 0.57531 | 0.56111 | 0.58404 | 0.58533 | 0.54666 | 0.64086 | 0.56649
Ozone Season NOX Transport - TX | 1074 | 6721 | Rate Constraint in MTons | FALSE | L | Annual | Constraint Shadow Price | US2016$/Ton | 0 | 0 | 0 | 0 | 0 | 0 | 0 | 0
Ozone Season NOX Transport - VA | 1075 | 6722 | Rate Constraint in MTons | FALSE | L | Annual | Seasons Included | Seasons | Summer | Summer | Summer | Summer | Summer | Summer | Summer | Summer
Ozone Season NOX Transport - VA | 1075 | 6722 | Rate Constraint in MTons | FALSE | L | Annual | Standard NOX | Thousand Tons | 11.272 | 11.272 | 11.272 | 11.272 | 11.272 | 11.272 | 11.272 | 11.272
Ozone Season NOX Transport - VA | 1075 | 6722 | Rate Constraint in MTons | FALSE | L | Annual | Emissions at Affected Plants NOX | Thousand Tons | 1.9595 | 2.3457 | 2.4806 | 3.1578 | 2.7491 | 2.2923 | 1.9154 | 1.0858
Ozone Season NOX Transport - VA | 1075 | 6722 | Rate Constraint in MTons | FALSE | L | Annual | Allowances Purchased NOX | Thousand Tons | 0 | 0 | 0 | 0 | 0 | 0 | 0 | 0
Ozone Season NOX Transport - VA | 1075 | 6722 | Rate Constraint in MTons | FALSE | L | Annual | Allowances Sold NOX | Thousand Tons | 0 | 0 | 0 | 0 | 0 | 0 | 0 | 0
Ozone Season NOX Transport - VA | 1075 | 6722 | Rate Constraint in MTons | FALSE | L | Annual | Allowances Banked | Thousand Tons | 0 | 0 | 0 | 0 | 0 | 0 | 0 | 0
Ozone Season NOX Transport - VA | 1075 | 6722 | Rate Constraint in MTons | FALSE | L | Annual | Allowances Withdrawn (1:1) | Thousand Tons | 0 | 0 | 0 | 0 | 0 | 0 | 0 | 0
Ozone Season NOX Transport - VA | 1075 | 6722 | Rate Constraint in MTons | FALSE | L | Annual | Allowances Withdrawn (n:1) | Thousand Tons | 0 | 0 | 0 | 0 | 0 | 0 | 0 | 0
Ozone Season NOX Transport - VA | 1075 | 6722 | Rate Constraint in MTons | FALSE | L | Annual | Net Emissions Allowance Position | Thousand Tons | 1.9595 | 2.3457 | 2.4806 | 3.1578 | 2.7491 | 2.2923 | 1.9154 | 1.0858
Ozone Season NOX Transport - VA | 1075 | 6722 | Rate Constraint in MTons | FALSE | L | Annual | Fuel Consumed | TBtu | 196.2224 | 206.2895 | 204.0257 | 235.9386 | 235.1258 | 226.2847 | 212.6434 | 190.2985
Ozone Season NOX Transport - VA | 1075 | 6722 | Rate Constraint in MTons | FALSE | L | Annual | Rate | lb/MMBtu | 0.019972 | 0.022741 | 0.024316 | 0.026768 | 0.023384 | 0.020261 | 0.018015 | 0.011411
Ozone Season NOX Transport - VA | 1075 | 6722 | Rate Constraint in MTons | FALSE | L | Annual | Generation | TWh | 26.7029 | 27.936 | 27.483 | 31.4035 | 58.6363 | 74.1193 | 93.0179 | 123.0079
Ozone Season NOX Transport - VA | 1075 | 6722 | Rate Constraint in MTons | FALSE | L | Annual | Qualifying Generation | TWh | 26.7029 | 27.936 | 27.483 | 31.4035 | 32.3107 | 31.6463 | 30.2713 | 27.865
Ozone Season NOX Transport - VA | 1075 | 6722 | Rate Constraint in MTons | FALSE | L | Annual | Rate | lb/MWh | 0.14676 | 0.16793 | 0.18052 | 0.20111 | 0.17017 | 0.14487 | 0.12655 | 0.077931
Ozone Season NOX Transport - VA | 1075 | 6722 | Rate Constraint in MTons | FALSE | L | Annual | Constraint Shadow Price | US2016$/Ton | 0 | 0 | 0 | 0 | 0 | 0 | 0 | 0
Ozone Season NOX Transport - WI | 1076 | 6724 | Rate Constraint in MTons | FALSE | L | Annual | Seasons Included | Seasons | Summer | Summer | Summer | Summer | Summer | Summer | Summer | Summer
Ozone Season NOX Transport - WI | 1076 | 6724 | Rate Constraint in MTons | FALSE | L | Annual | Standard NOX | Thousand Tons | 9.577 | 9.577 | 9.577 | 9.577 | 9.577 | 9.577 | 9.577 | 9.577
Ozone Season NOX Transport - WI | 1076 | 6724 | Rate Constraint in MTons | FALSE | L | Annual | Emissions at Affected Plants NOX | Thousand Tons | 3.6256 | 4.223 | 4.0583 | 3.9994 | 3.908 | 4.4819 | 3.6189 | 2.2155
Ozone Season NOX Transport - WI | 1076 | 6724 | Rate Constraint in MTons | FALSE | L | Annual | Allowances Purchased NOX | Thousand Tons | 0 | 0 | 0 | 0 | 0 | 0 | 0 | 0
Ozone Season NOX Transport - WI | 1076 | 6724 | Rate Constraint in MTons | FALSE | L | Annual | Allowances Sold NOX | Thousand Tons | 0 | 0 | 0 | 0 | 0 | 0 | 0 | 0
Ozone Season NOX Transport - WI | 1076 | 6724 | Rate Constraint in MTons | FALSE | L | Annual | Allowances Banked | Thousand Tons | 0 | 0 | 0 | 0 | 0 | 0 | 0 | 0
Ozone Season NOX Transport - WI | 1076 | 6724 | Rate Constraint in MTons | FALSE | L | Annual | Allowances Withdrawn (1:1) | Thousand Tons | 0 | 0 | 0 | 0 | 0 | 0 | 0 | 0
Ozone Season NOX Transport - WI | 1076 | 6724 | Rate Constraint in MTons | FALSE | L | Annual | Allowances Withdrawn (n:1) | Thousand Tons | 0 | 0 | 0 | 0 | 0 | 0 | 0 | 0
Ozone Season NOX Transport - WI | 1076 | 6724 | Rate Constraint in MTons | FALSE | L | Annual | Net Emissions Allowance Position | Thousand Tons | 3.6256 | 4.223 | 4.0583 | 3.9994 | 3.908 | 4.4819 | 3.6189 | 2.2155
Ozone Season NOX Transport - WI | 1076 | 6724 | Rate Constraint in MTons | FALSE | L | Annual | Fuel Consumed | TBtu | 170.7699 | 188.8287 | 183.6531 | 179.4542 | 177.2292 | 193.2404 | 168.2287 | 122.7878
Ozone Season NOX Transport - WI | 1076 | 6724 | Rate Constraint in MTons | FALSE | L | Annual | Rate | lb/MMBtu | 0.042462 | 0.044728 | 0.044196 | 0.044572 | 0.044101 | 0.046387 | 0.043024 | 0.036087
Ozone Season NOX Transport - WI | 1076 | 6724 | Rate Constraint in MTons | FALSE | L | Annual | Generation | TWh | 20.2174 | 21.9328 | 21.4995 | 21.1146 | 20.8697 | 22.4162 | 19.9411 | 15.3309
Ozone Season NOX Transport - WI | 1076 | 6724 | Rate Constraint in MTons | FALSE | L | Annual | Qualifying Generation | TWh | 20.2174 | 21.9328 | 21.4995 | 21.1146 | 20.8697 | 22.4162 | 19.9411 | 15.3309
Ozone Season NOX Transport - WI | 1076 | 6724 | Rate Constraint in MTons | FALSE | L | Annual | Rate | lb/MWh | 0.35866 | 0.38509 | 0.37753 | 0.37882 | 0.37452 | 0.39988 | 0.36296 | 0.28903
Ozone Season NOX Transport - WI | 1076 | 6724 | Rate Constraint in MTons | FALSE | L | Annual | Constraint Shadow Price | US2016$/Ton | 0 | 0 | 0 | 0 | 0 | 0 | 0 | 0
Ozone Season NOX Transport - WV | 1077 | 6723 | Rate Constraint in MTons | FALSE | L | Annual | Seasons Included | Seasons | Summer | Summer | Summer | Summer | Summer | Summer | Summer | Summer
Ozone Season NOX Transport - WV | 1077 | 6723 | Rate Constraint in MTons | FALSE | L | Annual | Standard NOX | Thousand Tons | 21.556 | 21.556 | 21.556 | 21.556 | 21.556 | 21.556 | 21.556 | 21.556
Ozone Season NOX Transport - WV | 1077 | 6723 | Rate Constraint in MTons | FALSE | L | Annual | Emissions at Affected Plants NOX | Thousand Tons | 19.8712 | 18.1319 | 17.8814 | 17.927 | 15.6256 | 15.7613 | 14.7916 | 9.8397
Ozone Season NOX Transport - WV | 1077 | 6723 | Rate Constraint in MTons | FALSE | L | Annual | Allowances Purchased NOX | Thousand Tons | 0 | 0 | 0 | 0 | 0 | 0 | 0 | 0
Ozone Season NOX Transport - WV | 1077 | 6723 | Rate Constraint in MTons | FALSE | L | Annual | Allowances Sold NOX | Thousand Tons | 0 | 0 | 0 | 0 | 0 | 0 | 0 | 0
Ozone Season NOX Transport - WV | 1077 | 6723 | Rate Constraint in MTons | FALSE | L | Annual | Allowances Banked | Thousand Tons | 0 | 0 | 0 | 0 | 0 | 0 | 0 | 0
Ozone Season NOX Transport - WV | 1077 | 6723 | Rate Constraint in MTons | FALSE | L | Annual | Allowances Withdrawn (1:1) | Thousand Tons | 0 | 0 | 0 | 0 | 0 | 0 | 0 | 0
Ozone Season NOX Transport - WV | 1077 | 6723 | Rate Constraint in MTons | FALSE | L | Annual | Allowances Withdrawn (n:1) | Thousand Tons | 0 | 0 | 0 | 0 | 0 | 0 | 0 | 0
Ozone Season NOX Transport - WV | 1077 | 6723 | Rate Constraint in MTons | FALSE | L | Annual | Net Emissions Allowance Position | Thousand Tons | 19.8712 | 18.1319 | 17.8814 | 17.927 | 15.6256 | 15.7613 | 14.7916 | 9.8397
Ozone Season NOX Transport - WV | 1077 | 6723 | Rate Constraint in MTons | FALSE | L | Annual | Fuel Consumed | TBtu | 340.8504 | 317.2391 | 312.0355 | 312.7065 | 338.1806 | 372.9779 | 393.8001 | 385.7256
Ozone Season NOX Transport - WV | 1077 | 6723 | Rate Constraint in MTons | FALSE | L | Annual | Rate | lb/MMBtu | 0.1166 | 0.11431 | 0.11461 | 0.11466 | 0.09241 | 0.084516 | 0.075122 | 0.051019
Ozone Season NOX Transport - WV | 1077 | 6723 | Rate Constraint in MTons | FALSE | L | Annual | Generation | TWh | 34.2085 | 31.9592 | 31.6706 | 31.7284 | 54.5346 | 66.8491 | 77.2842 | 97.0606
Ozone Season NOX Transport - WV | 1077 | 6723 | Rate Constraint in MTons | FALSE | L | Annual | Qualifying Generation | TWh | 34.2085 | 31.9592 | 31.6706 | 31.7284 | 39.1848 | 45.052 | 49.1485 | 51.0623
Ozone Season NOX Transport - WV | 1077 | 6723 | Rate Constraint in MTons | FALSE | L | Annual | Rate | lb/MWh | 1.1618 | 1.1347 | 1.1292 | 1.13 | 0.79753 | 0.69969 | 0.60191 | 0.3854
Ozone Season NOX Transport - WV | 1077 | 6723 | Rate Constraint in MTons | FALSE | L | Annual | Constraint Shadow Price | US2016$/Ton | 0 | 0 | 0 | 0 | 0 | 0 | 0 | 0
RED-Rochester MER Rate Limit v3.1 | 1078 | 7045 | Rate Constraint in lbs/MMBtu | FALSE | L | Annual | Seasons Included | Seasons | Winter, WintShld, Summer | Winter, WintShld, Summer | Winter, WintShld, Summer | Winter, WintShld, Summer | Winter, WintShld, Summer | Winter, WintShld, Summer | Winter, WintShld, Summer | Winter, WintShld, Summer
RED-Rochester MER Rate Limit v3.1 | 1078 | 7045 | Rate Constraint in lbs/MMBtu | FALSE | L | Annual | Standard MER | lb/MMBtu | 6e-07 | 6e-07 | 6e-07 | 6e-07 | 6e-07 | 6e-07 | 6e-07 | 6e-07
RED-Rochester MER Rate Limit v3.1 | 1078 | 7045 | Rate Constraint in lbs/MMBtu | FALSE | L | Annual | Emissions at Affected Plants MER | lbs | 0.00032004 | 0.00062599 | 0.00031332 | 0.00031332 | 0.00031332 | 0 | 0 | 0
RED-Rochester MER Rate Limit v3.1 | 1078 | 7045 | Rate Constraint in lbs/MMBtu | FALSE | L | Annual | Allowances Purchased MER | lbs | 0 | 0 | 0 | 0 | 0 | 0 | 0 | 0
RED-Rochester MER Rate Limit v3.1 | 1078 | 7045 | Rate Constraint in lbs/MMBtu | FALSE | L | Annual | Allowances Sold MER | lbs | 0 | 0 | 0 | 0 | 0 | 0 | 0 | 0
RED-Rochester MER Rate Limit v3.1 | 1078 | 7045 | Rate Constraint in lbs/MMBtu | FALSE | L | Annual | Allowances Banked | lbs | 0 | 0 | 0 | 0 | 0 | 0 | 0 | 0
RED-Rochester MER Rate Limit v3.1 | 1078 | 7045 | Rate Constraint in lbs/MMBtu | FALSE | L | Annual | Allowances Withdrawn (1:1) | lbs | 0 | 0 | 0 | 0 | 0 | 0 | 0 | 0
RED-Rochester MER Rate Limit v3.1 | 1078 | 7045 | Rate Constraint in lbs/MMBtu | FALSE | L | Annual | Allowances Withdrawn (n:1) | lbs | 0 | 0 | 0 | 0 | 0 | 0 | 0 | 0
RED-Rochester MER Rate Limit v3.1 | 1078 | 7045 | Rate Constraint in lbs/MMBtu | FALSE | L | Annual | Net Emissions Allowance Position | lbs | 0.00032004 | 0.00062599 | 0.00031332 | 0.00031332 | 0.00031332 | 0 | 0 | 0
RED-Rochester MER Rate Limit v3.1 | 1078 | 7045 | Rate Constraint in lbs/MMBtu | FALSE | L | Annual | Fuel Consumed | TBtu | 2.4148 | 4.7233 | 2.364 | 2.364 | 2.364 | 0 | 0 | 0
RED-Rochester MER Rate Limit v3.1 | 1078 | 7045 | Rate Constraint in lbs/MMBtu | FALSE | L | Annual | Rate | lb/MMBtu | 1.3253e-10 | 1.3253e-10 | 1.3253e-10 | 1.3253e-10 | 1.3253e-10 | 0 | 0 | 0
RED-Rochester MER Rate Limit v3.1 | 1078 | 7045 | Rate Constraint in lbs/MMBtu | FALSE | L | Annual | Generation | TWh | 0.23156 | 0.45294 | 0.23156 | 0.23156 | 0.23156 | 0 | 0 | 0
RED-Rochester MER Rate Limit v3.1 | 1078 | 7045 | Rate Constraint in lbs/MMBtu | FALSE | L | Annual | Qualifying Generation | TWh | 0.23156 | 0.45294 | 0.23156 | 0.23156 | 0.23156 | 0 | 0 | 0
RED-Rochester MER Rate Limit v3.1 | 1078 | 7045 | Rate Constraint in lbs/MMBtu | FALSE | L | Annual | Rate | lb/MWh | 1.3821e-09 | 1.3821e-09 | 1.353e-09 | 1.353e-09 | 1.353e-09 | 0 | 0 | 0
RED-Rochester MER Rate Limit v3.1 | 1078 | 7045 | Rate Constraint in lbs/MMBtu | FALSE | L | Annual | Constraint Shadow Price | US2016$/Lb | 0 | 0 | 0 | 0 | 0 | 71053.551 | 85937.1383 | 127085.4001
RGGI CO2 Annual Constraint v5.13 | 1079 | 5896 | Rate Constraint in MTons | FALSE | L | Annual | Seasons Included | Seasons | Winter, WintShld, Summer | Winter, WintShld, Summer | Winter, WintShld, Summer | Winter, WintShld, Summer | Winter, WintShld, Summer | Winter, WintShld, Summer | Winter, WintShld, Summer | Winter, WintShld, Summer
RGGI CO2 Annual Constraint v5.13 | 1079 | 5896 | Rate Constraint in MTons | FALSE | L | Annual | Standard CO2 | Thousand Tons | 112751.5395 | 60207.3732 | 56503.4482 | 50938.3457 | 49697.5607 | 49697.5607 | 49697.5607 | 49697.5607
RGGI CO2 Annual Constraint v5.13 | 1079 | 5896 | Rate Constraint in MTons | FALSE | L | Annual | Emissions at Affected Plants CO2 | Thousand Tons | 62450.9561 | 65803.1547 | 65020.3184 | 60069.6917 | 49697.5607 | 49697.5607 | 49697.5607 | 45676.2909
RGGI CO2 Annual Constraint v5.13 | 1079 | 5896 | Rate Constraint in MTons | FALSE | L | Annual | Allowances Purchased CO2 | Thousand Tons | -6838.4483 | -5074.6995 | -5906.8358 | 0 | 0 | 0 | 0 | 0
RGGI CO2 Annual Constraint v5.13 | 1079 | 5896 | Rate Constraint in MTons | FALSE | L | Annual | Allowances Sold CO2 | Thousand Tons | 0 | 0 | 0 | 0 | 0 | 0 | 0 | 0
RGGI CO2 Annual Constraint v5.13 | 1079 | 5896 | Rate Constraint in MTons | FALSE | L | Annual | Allowances Banked | Thousand Tons | 57139.0317 | 0 | 0 | 0 | 0 | 0 | 0 | 0
RGGI CO2 Annual Constraint v5.13 | 1079 | 5896 | Rate Constraint in MTons | FALSE | L | Annual | Allowances Withdrawn (1:1) | Thousand Tons | 0 | -521.0821 | -2610.0344 | -9131.3461 | 0 | 0 | 0 | 0
RGGI CO2 Annual Constraint v5.13 | 1079 | 5896 | Rate Constraint in MTons | FALSE | L | Annual | Allowances Withdrawn (n:1) | Thousand Tons | 0 | 0 | 0 | 0 | 0 | 0 | 0 | 0
RGGI CO2 Annual Constraint v5.13 | 1079 | 5896 | Rate Constraint in MTons | FALSE | L | Annual | Net Emissions Allowance Position | Thousand Tons | 112751.5395 | 60207.3732 | 56503.4482 | 50938.3455 | 49697.5607 | 49697.5607 | 49697.5607 | 45676.2909
RGGI CO2 Annual Constraint v5.13 | 1079 | 5896 | Rate Constraint in MTons | FALSE | L | Annual | Fuel Consumed | TBtu | 1044.9246 | 1081.6347 | 1070.4186 | 988.5799 | 836.8557 | 804.0539 | 807.4334 | 755.1655
RGGI CO2 Annual Constraint v5.13 | 1079 | 5896 | Rate Constraint in MTons | FALSE | L | Annual | Rate | lb/MMBtu | 119.532 | 121.6735 | 121.4858 | 121.5272 | 118.7721 | 123.6175 | 123.1001 | 120.9703
RGGI CO2 Annual Constraint v5.13 | 1079 | 5896 | Rate Constraint in MTons | FALSE | L | Annual | Generation | TWh | 149.0516 | 152.9532 | 151.9799 | 141.2899 | 163.4157 | 176.7468 | 194.5659 | 213.6041
RGGI CO2 Annual Constraint v5.13 | 1079 | 5896 | Rate Constraint in MTons | FALSE | L | Annual | Qualifying Generation | TWh | 149.0513 | 152.9524 | 151.9796 | 141.2889 | 122.185 | 115.2843 | 116.2216 | 109.342
RGGI CO2 Annual Constraint v5.13 | 1079 | 5896 | Rate Constraint in MTons | FALSE | L | Annual | Rate | lb/MWh | 837.9795 | 860.4397 | 855.6455 | 850.3104 | 813.4807 | 862.1741 | 855.2207 | 835.4757
RGGI CO2 Annual Constraint v5.13 | 1079 | 5896 | Rate Constraint in MTons | FALSE | L | Annual | Constraint Shadow Price | US2016$/Ton | 5.686 | 6.051 | 6.8498 | 8.2554 | 8.4376 | 3.162 | 1.9815 | 0
RPS Clean Energy v6.17- CA | 1080 | 7077 | Generation Constraint in GWh | FALSE | G | Annual | Seasons Included | Seasons | [7 empty] | Winter, WintShld, Summer
RPS Clean Energy v6.17- CA | 1080 | 7077 | Generation Constraint in GWh | FALSE | G | Annual | Standard GWh | GWh | 0 | 0 | 0 | 0 | 0 | 0 | 0 | 283835.7836
RPS Clean Energy v6.17- CA | 1080 | 7077 | Generation Constraint in GWh | FALSE | G | Annual | Emissions at Affected Plants | GWh | 0 | 0 | 0 | 0 | 0 | 0 | 0 | 283835.7836
RPS Clean Energy v6.17- CA | 1080 | 7077 | Generation Constraint in GWh | FALSE | G | Annual | Allowances Purchased | GWh | 0 | 0 | 0 | 0 | 0 | 0 | 0 | 0
RPS Clean Energy v6.17- CA | 1080 | 7077 | Generation Constraint in GWh | FALSE | G | Annual | Allowances Sold | GWh | 0 | 0 | 0 | 0 | 0 | 0 | 0 | 0
RPS Clean Energy v6.17- CA | 1080 | 7077 | Generation Constraint in GWh | FALSE | G | Annual | Allowances Banked | GWh | 0 | 0 | 0 | 0 | 0 | 0 | 0 | 0
RPS Clean Energy v6.17- CA | 1080 | 7077 | Generation Constraint in GWh | FALSE | G | Annual | Allowances Withdrawn (1:1) | GWh | 0 | 0 | 0 | 0 | 0 | 0 | 0 | 0
RPS Clean Energy v6.17- CA | 1080 | 7077 | Generation Constraint in GWh | FALSE | G | Annual | Allowances Withdrawn (n:1) | GWh | 0 | 0 | 0 | 0 | 0 | 0 | 0 | 0
RPS Clean Energy v6.17- CA | 1080 | 7077 | Generation Constraint in GWh | FALSE | G | Annual | Net Emissions Allowance Position | GWh | 0 | 0 | 0 | 0 | 0 | 0 | 0 | 283835.7836
RPS Clean Energy v6.17- CA | 1080 | 7077 | Generation Constraint in GWh | FALSE | G | Annual | Fuel Consumed | TBtu | 0 | 0 | 0 | 0 | 0 | 0 | 0 | 258.9836
RPS Clean Energy v6.17- CA | 1080 | 7077 | Generation Constraint in GWh | FALSE | G | Annual | Heat Rate | MMBtu/MWh | 0 | 0 | 0 | 0 | 0 | 0 | 0 | 0.91244
RPS Clean Energy v6.17- CA | 1080 | 7077 | Generation Constraint in GWh | FALSE | G | Annual | Generation | TWh | 0 | 0 | 0 | 0 | 0 | 0 | 0 | 283.8358
RPS Clean Energy v6.17- CA | 1080 | 7077 | Generation Constraint in GWh | FALSE | G | Annual | Qualifying Generation | TWh | 0 | 0 | 0 | 0 | 0 | 0 | 0 | 283.8358
RPS Clean Energy v6.17- CA | 1080 | 7077 | Generation Constraint in GWh | FALSE | G | Annual | Rate | lb/MWh | 0 | 0 | 0 | 0 | 0 | 0 | 0 | 0
RPS Clean Energy v6.17- CA | 1080 | 7077 | Generation Constraint in GWh | FALSE | G | Annual | Constraint Shadow Price | US2016$/MWh | 0 | 0 | 0 | 0 | 0 | 0 | 0 | 1.6068
RPS Clean Energy v6.17- NM | 1081 | 7078 | Generation Constraint in GWh | FALSE | G | Annual | Seasons Included | Seasons | [6 empty] | Winter, WintShld, Summer | Winter, WintShld, Summer
RPS Clean Energy v6.17- NM | 1081 | 7078 | Generation Constraint in GWh | FALSE | G | Annual | Standard GWh | GWh | 0 | 0 | 0 | 0 | 0 | 0 | 20664.4037 | 28042.8832
RPS Clean Energy v6.17- NM | 1081 | 7078 | Generation Constraint in GWh | FALSE | G | Annual | Emissions at Affected Plants | GWh | 0 | 0 | 0 | 0 | 0 | 0 | 27413.2439 | 28042.8832
RPS Clean Energy v6.17- NM | 1081 | 7078 | Generation Constraint in GWh | FALSE | G | Annual | Allowances Purchased | GWh | 0 | 0 | 0 | 0 | 0 | 0 | 0 | 0
RPS Clean Energy v6.17- NM | 1081 | 7078 | Generation Constraint in GWh | FALSE | G | Annual | Allowances Sold | GWh | 0 | 0 | 0 | 0 | 0 | 0 | 0 | 0
RPS Clean Energy v6.17- NM | 1081 | 7078 | Generation Constraint in GWh | FALSE | G | Annual | Allowances Banked | GWh | 0 | 0 | 0 | 0 | 0 | 0 | 0 | 0
RPS Clean Energy v6.17- NM | 1081 | 7078 | Generation Constraint in GWh | FALSE | G | Annual | Allowances Withdrawn (1:1) | GWh | 0 | 0 | 0 | 0 | 0 | 0 | 0 | 0
RPS Clean Energy v6.17- NM | 1081 | 7078 | Generation Constraint in GWh | FALSE | G | Annual | Allowances Withdrawn (n:1) | GWh | 0 | 0 | 0 | 0 | 0 | 0 | 0 | 0
RPS Clean Energy v6.17- NM | 1081 | 7078 | Generation Constraint in GWh | FALSE | G | Annual | Net Emissions Allowance Position | GWh | 0 | 0 | 0 | 0 | 0 | 0 | 27413.2439 | 28042.8832
RPS Clean Energy v6.17- NM | 1081 | 7078 | Generation Constraint in GWh | FALSE | G | Annual | Fuel Consumed | TBtu | 0 | 0 | 0 | 0 | 0 | 0 | 1.9842 | 1.9842
RPS Clean Energy v6.17- NM | 1081 | 7078 | Generation Constraint in GWh | FALSE | G | Annual | Heat Rate | MMBtu/MWh | 0 | 0 | 0 | 0 | 0 | 0 | 0.072381 | 0.070755
RPS Clean Energy v6.17- NM | 1081 | 7078 | Generation Constraint in GWh | FALSE | G | Annual | Generation | TWh | 0 | 0 | 0 | 0 | 0 | 0 | 27.4132 | 28.0429
RPS Clean Energy v6.17- NM | 1081 | 7078 | Generation Constraint in GWh | FALSE | G | Annual | Qualifying Generation | TWh | 0 | 0 | 0 | 0 | 0 | 0 | 27.4132 | 28.0429
RPS Clean Energy v6.17- NM | 1081 | 7078 | Generation Constraint in GWh | FALSE | G | Annual | Rate | lb/MWh | 0 | 0 | 0 | 0 | 0 | 0 | 0 | 0
RPS Clean Energy v6.17- NM | 1081 | 7078 | Generation Constraint in GWh | FALSE | G | Annual | Constraint Shadow Price | US2016$/MWh | 0 | 0 | 0 | 0 | 0 | 0 | 0 | 0.083114
RPS Clean Energy v6.17- NV | 1082 | 7079 | Generation Constraint in GWh | FALSE | G | Annual | Seasons Included | Seasons | [7 empty] | Winter, WintShld, Summer
RPS Clean Energy v6.17- NV | 1082 | 7079 | Generation Constraint in GWh | FALSE | G | Annual | Standard GWh | GWh | 0 | 0 | 0 | 0 | 0 | 0 | 0 | 45033.2117
RPS Clean Energy v6.17- NV | 1082 | 7079 | Generation Constraint in GWh | FALSE | G | Annual | Emissions at Affected Plants | GWh | 0 | 0 | 0 | 0 | 0 | 0 | 0 | 45033.2117
RPS Clean Energy v6.17- NV | 1082 | 7079 | Generation Constraint in GWh | FALSE | G | Annual | Allowances Purchased | GWh | 0 | 0 | 0 | 0 | 0 | 0 | 0 | 0
RPS Clean Energy v6.17- NV | 1082 | 7079 | Generation Constraint in GWh | FALSE | G | Annual | Allowances Sold | GWh | 0 | 0 | 0 | 0 | 0 | 0 | 0 | 0
RPS Clean Energy v6.17- NV | 1082 | 7079 | Generation Constraint in GWh | FALSE | G | Annual | Allowances Banked | GWh | 0 | 0 | 0 | 0 | 0 | 0 | 0 | 0
RPS Clean Energy v6.17- NV | 1082 | 7079 | Generation Constraint in GWh | FALSE | G | Annual | Allowances Withdrawn (1:1) | GWh | 0 | 0 | 0 | 0 | 0 | 0 | 0 | 0
RPS Clean Energy v6.17- NV | 1082 | 7079 | Generation Constraint in GWh | FALSE | G | Annual | Allowances Withdrawn (n:1) | GWh | 0 | 0 | 0 | 0 | 0 | 0 | 0 | 0
RPS Clean Energy v6.17- NV | 1082 | 7079 | Generation Constraint in GWh | FALSE | G | Annual | Net Emissions Allowance Position | GWh | 0 | 0 | 0 | 0 | 0 | 0 | 0 | 45033.2117
RPS Clean Energy v6.17- NV | 1082 | 7079 | Generation Constraint in GWh | FALSE | G | Annual | Fuel Consumed | TBtu | 0 | 0 | 0 | 0 | 0 | 0 | 0 | 54.6368
RPS Clean Energy v6.17- NV | 1082 | 7079 | Generation Constraint in GWh | FALSE | G | Annual | Heat Rate | MMBtu/MWh | 0 | 0 | 0 | 0 | 0 | 0 | 0 | 1.2133
RPS Clean Energy v6.17- NV | 1082 | 7079 | Generation Constraint in GWh | FALSE | G | Annual | Generation | TWh | 0 | 0 | 0 | 0 | 0 | 0 | 0 | 45.0332
RPS Clean Energy v6.17- NV | 1082 | 7079 | Generation Constraint in GWh | FALSE | G | Annual | Qualifying Generation | TWh | 0 | 0 | 0 | 0 | 0 | 0 | 0 | 45.0332
RPS Clean Energy v6.17- NV | 1082 | 7079 | Generation Constraint in GWh | FALSE | G | Annual | Rate | lb/MWh | 0 | 0 | 0 | 0 | 0 | 0 | 0 | 0
RPS Clean Energy v6.17- NV | 1082 | 7079 | Generation Constraint in GWh | FALSE | G | Annual | Constraint Shadow Price | US2016$/MWh | 0 | 0 | 0 | 0 | 0 | 0 | 0 | 18.2334
RPS Clean Energy v6.17- NY | 1083 | 7080 | Generation Constraint in GWh | FALSE | G | Annual | Seasons Included | Seasons | [5 empty] | Winter, WintShld, Summer | Winter, WintShld, Summer | Winter, WintShld, Summer
RPS Clean Energy v6.17- NY | 1083 | 7080 | Generation Constraint in GWh | FALSE | G | Annual | Standard GWh | GWh | 0 | 0 | 0 | 0 | 0 | 143444.7396 | 145593.6819 | 147775.9051
RPS Clean Energy v6.17- NY | 1083 | 7080 | Generation Constraint in GWh | FALSE | G | Annual | Emissions at Affected Plants | GWh | 0 | 0 | 0 | 0 | 0 | 143444.7396 | 145593.6819 | 147775.9052
RPS Clean Energy v6.17- NY | 1083 | 7080 | Generation Constraint in GWh | FALSE | G | Annual | Allowances Purchased | GWh | 0 | 0 | 0 | 0 | 0 | 0 | 0 | 0
RPS Clean Energy v6.17- NY | 1083 | 7080 | Generation Constraint in GWh | FALSE | G | Annual | Allowances Sold | GWh | 0 | 0 | 0 | 0 | 0 | 0 | 0 | 0
RPS Clean Energy v6.17- NY | 1083 | 7080 | Generation Constraint in GWh | FALSE | G | Annual | Allowances Banked | GWh | 0 | 0 | 0 | 0 | 0 | 0 | 0 | 0
RPS Clean Energy v6.17- NY | 1083 | 7080 | Generation Constraint in GWh | FALSE | G | Annual | Allowances Withdrawn (1:1) | GWh | 0 | 0 | 0 | 0 | 0 | 0 | 0 | 0
RPS Clean Energy v6.17- NY | 1083 | 7080 | Generation Constraint in GWh | FALSE | G | Annual | Allowances Withdrawn (n:1) | GWh | 0 | 0 | 0 | 0 | 0 | 0 | 0 | 0
RPS Clean Energy v6.17- NY | 1083 | 7080 | Generation Constraint in GWh | FALSE | G | Annual | Net Emissions Allowance Position | GWh | 0 | 0 | 0 | 0 | 0 | 143444.7396 | 145593.6819 | 147775.9052
RPS Clean Energy v6.17- NY | 1083 | 7080 | Generation Constraint in GWh | FALSE | G | Annual | Fuel Consumed | TBtu | 0 | 0 | 0 | 0 | 0 | 168.4557 | 168.4557 | 117.6449
RPS Clean Energy v6.17- NY | 1083 | 7080 | Generation Constraint in GWh | FALSE | G | Annual | Heat Rate | MMBtu/MWh | 0 | 0 | 0 | 0 | 0 | 1.1744 | 1.157 | 0.7961
RPS Clean Energy v6.17- NY | 1083 | 7080 | Generation Constraint in GWh | FALSE | G | Annual | Generation | TWh | 0 | 0 | 0 | 0 | 0 | 143.4447 | 145.5937 | 147.7759
RPS Clean Energy v6.17- NY | 1083 | 7080 | Generation Constraint in GWh | FALSE | G | Annual | Qualifying Generation | TWh | 0 | 0 | 0 | 0 | 0 | 143.4447 | 145.5937 | 147.7759
RPS Clean Energy v6.17- NY | 1083 | 7080 | Generation Constraint in GWh | FALSE | G | Annual | Rate | lb/MWh | 0 | 0 | 0 | 0 | 0 | 0 | 0 | 0
RPS Clean Energy v6.17- NY | 1083 | 7080 | Generation Constraint in GWh | FALSE | G | Annual | Constraint Shadow Price | US2016$/MWh | 0 | 0 | 0 | 0 | 0 | 29.2725 | 21.335 | 16.437
RPS Clean Energy v6.17- WA | 1084 | 7081 | Generation Constraint in GWh | FALSE | G | Annual | Seasons Included | Seasons |  |  |  | Winter, WintShld, Summer | Winter, WintShld, Summer | Winter, WintShld, Summer | Winter, WintShld, Summer | Winter, WintShld, Summer
RPS Clean Energy v6.17- WA | 1084 | 7081 | Generation Constraint in GWh | FALSE | G | Annual | Standard GWh | GWh | 0 | 0 | 0 | 96759.5311 | 98720.5336 | 100721.2794 | 104259.4213 | 107921.8512
RPS Clean Energy v6.17- WA | 1084 | 7081 | Generation Constraint in GWh | FALSE | G | Annual | Emissions at Affected Plants | GWh | 0 | 0 | 0 | 96759.5311 | 98720.5337 | 100721.2794 | 104259.4213 | 107921.8512
RPS Clean Energy v6.17- WA | 1084 | 7081 | Generation Constraint in GWh | FALSE | G | Annual | Allowances Purchased | GWh | 0 | 0 | 0 | 0 | 0 | 0 | 0 | 0
RPS Clean Energy v6.17- WA | 1084 | 7081 | Generation Constraint in GWh | FALSE | G | Annual | Allowances Sold | GWh | 0 | 0 | 0 | 0 | 0 | 0 | 0 | 0
RPS Clean Energy v6.17- WA | 1084 | 7081 | Generation Constraint in GWh | FALSE | G | Annual | Allowances Banked | GWh | 0 | 0 | 0 | 0 | 0 | 0 | 0 | 0
RPS Clean Energy v6.17- WA | 1084 | 7081 | Generation Constraint in GWh | FALSE | G | Annual | Allowances Withdrawn (1:1) | GWh | 0 | 0 | 0 | 0 | 0 | 0 | 0 | 0
RPS Clean Energy v6.17- WA | 1084 | 7081 | Generation Constraint in GWh | FALSE | G | Annual | Allowances Withdrawn (n:1) | GWh | 0 | 0 | 0 | 0 | 0 | 0 | 0 | 0
RPS Clean Energy v6.17- WA | 1084 | 7081 | Generation Constraint in GWh | FALSE | G | Annual | Net Emissions Allowance Position | GWh | 0 | 0 | 0 | 96759.5311 | 98720.5337 | 100721.2794 | 104259.4213 | 107921.8512
RPS Clean Energy v6.17- WA | 1084 | 7081 | Generation Constraint in GWh | FALSE | G | Annual | Fuel Consumed | TBtu | 0 | 0 | 0 | 2.7007 | 2.7007 | 2.7007 | 2.7007 | 2.7007
RPS Clean Energy v6.17- WA | 1084 | 7081 | Generation Constraint in GWh | FALSE | G | Annual | Heat Rate | MMBtu/MWh | 0 | 0 | 0 | 0.027912 | 0.027357 | 0.026814 | 0.025904 | 0.025025
RPS Clean Energy v6.17- WA | 1084 | 7081 | Generation Constraint in GWh | FALSE | G | Annual | Generation | TWh | 0 | 0 | 0 | 96.7595 | 98.7205 | 100.7213 | 104.2594 | 107.9219
RPS Clean Energy v6.17- WA | 1084 | 7081 | Generation Constraint in GWh | FALSE | G | Annual | Qualifying Generation | TWh | 0 | 0 | 0 | 96.7595 | 98.7205 | 100.7213 | 104.2594 | 107.9219
RPS Clean Energy v6.17- WA | 1084 | 7081 | Generation Constraint in GWh | FALSE | G | Annual | Rate | lb/MWh | 0 | 0 | 0 | 0 | 0 | 0 | 0 | 0
RPS Clean Energy v6.17- WA | 1084 | 7081 | Generation Constraint in GWh | FALSE | G | Annual | Constraint Shadow Price | US2016$/MWh | 0 | 0 | 0 | 8.2792 | 14.8743 | 7.6691 | 9.7123 | 7.8027
RPS Solar v6.17- DC | 1085 | 7007 | Generation Constraint in GWh | FALSE | G | Annual | Seasons Included | Seasons | Winter, WintShld, Summer | Winter, WintShld, Summer | Winter, WintShld, Summer | Winter, WintShld, Summer | Winter, WintShld, Summer | Winter, WintShld, Summer | Winter, WintShld, Summer | Winter, WintShld, Summer
RPS Solar v6.17- DC | 1085 | 7007 | Generation Constraint in GWh | FALSE | G | Annual | Standard GWh | GWh | 277.5495 | 317.2916 | 385.1643 | 562.1214 | 799.3507 | 1101.8997 | 1189.3657 | 1219.5857
RPS Solar v6.17- DC | 1085 | 7007 | Generation Constraint in GWh | FALSE | G | Annual | Emissions at Affected Plants | GWh | 277.5495 | 317.2916 | 385.1643 | 799.3507 | 799.3507 | 1101.8997 | 1189.3657 | 1219.5857
RPS Solar v6.17- DC | 1085 | 7007 | Generation Constraint in GWh | FALSE | G | Annual | Allowances Purchased | GWh | 0 | 0 | 0 | 0 | 0 | 0 | 0 | 0
RPS Solar v6.17- DC | 1085 | 7007 | Generation Constraint in GWh | FALSE | G | Annual | Allowances Sold | GWh | 0 | 0 | 0 | 0 | 0 | 0 | 0 | 0
RPS Solar v6.17- DC | 1085 | 7007 | Generation Constraint in GWh | FALSE | G | Annual | Allowances Banked | GWh | 0 | 0 | 0 | 0 | 0 | 0 | 0 | 0
RPS Solar v6.17- DC | 1085 | 7007 | Generation Constraint in GWh | FALSE | G | Annual | Allowances Withdrawn (1:1) | GWh | 0 | 0 | 0 | 0 | 0 | 0 | 0 | 0
RPS Solar v6.17- DC | 1085 | 7007 | Generation Constraint in GWh | FALSE | G | Annual | Allowances Withdrawn (n:1) | GWh | 0 | 0 | 0 | 0 | 0 | 0 | 0 | 0
RPS Solar v6.17- DC | 1085 | 7007 | Generation Constraint in GWh | FALSE | G | Annual | Net Emissions Allowance Position | GWh | 277.5495 | 317.2916 | 385.1643 | 799.3507 | 799.3507 | 1101.8997 | 1189.3657 | 1219.5857
RPS Solar v6.17- DC | 1085 | 7007 | Generation Constraint in GWh | FALSE | G | Annual | Fuel Consumed | TBtu | 0 | 0 | 0 | 0 | 0 | 0 | 0 | 0
RPS Solar v6.17- DC | 1085 | 7007 | Generation Constraint in GWh | FALSE | G | Annual | Heat Rate | MMBtu/MWh | 0 | 0 | 0 | 0 | 0 | 0 | 0 | 0
RPS Solar v6.17- DC | 1085 | 7007 | Generation Constraint in GWh | FALSE | G | Annual | Generation | TWh | 0.27755 | 0.31729 | 0.38516 | 0.79935 | 0.79935 | 1.1019 | 1.1894 | 1.2196
RPS Solar v6.17- DC | 1085 | 7007 | Generation Constraint in GWh | FALSE | G | Annual | Qualifying Generation | TWh | 0.27755 | 0.31729 | 0.38516 | 0.79935 | 0.79935 | 1.1019 | 1.1894 | 1.2196
RPS Solar v6.17- DC | 1085 | 7007 | Generation Constraint in GWh | FALSE | G | Annual | Rate | lb/MWh | 0 | 0 | 0 | 0 | 0 | 0 | 0 | 0
RPS Solar v6.17- DC | 1085 | 7007 | Generation Constraint in GWh | FALSE | G | Annual | Constraint Shadow Price | US2016$/MWh | 50.762 | 7.6111 | 17.2411 | 0 | 18.28 | 25.2678 | 21.7741 | 17.7773
RPS Solar v6.17- DE | 1086 | 7008 | Generation Constraint in GWh | FALSE | G | Annual | Seasons Included | Seasons | Winter, WintShld, Summer | Winter, WintShld, Summer | Winter, WintShld, Summer | Winter, WintShld, Summer | Winter, WintShld, Summer | Winter, WintShld, Summer | Winter, WintShld, Summer | Winter, WintShld, Summer
RPS Solar v6.17- DE | 1086 | 7008 | Generation Constraint in GWh | FALSE | G | Annual | Standard GWh | GWh | 203.2057 | 244.5291 | 286.082 | 288.087 | 292.6192 | 297.2227 | 304.7747 | 312.5186
RPS Solar v6.17- DE | 1086 | 7008 | Generation Constraint in GWh | FALSE | G | Annual | Emissions at Affected Plants | GWh | 2178.4829 | 2098.1271 | 1491.366 | 1844.164 | 4630.4784 | 4567.4163 | 2389.5044 | 2118.3583
RPS Solar v6.17- DE | 1086 | 7008 | Generation Constraint in GWh | FALSE | G | Annual | Allowances Purchased | GWh | 0 | 0 | 0 | 0 | 0 | 0 | 0 | 0
RPS Solar v6.17- DE | 1086 | 7008 | Generation Constraint in GWh | FALSE | G | Annual | Allowances Sold | GWh | 0 | 0 | 0 | 0 | 0 | 0 | 0 | 0
RPS Solar v6.17- DE | 1086 | 7008 | Generation Constraint in GWh | FALSE | G | Annual | Allowances Banked | GWh | 0 | 0 | 0 | 0 | 0 | 0 | 0 | 0
RPS Solar v6.17- DE | 1086 | 7008 | Generation Constraint in GWh | FALSE | G | Annual | Allowances Withdrawn (1:1) | GWh | 0 | 0 | 0 | 0 | 0 | 0 | 0 | 0
RPS Solar v6.17- DE | 1086 | 7008 | Generation Constraint in GWh | FALSE | G | Annual | Allowances Withdrawn (n:1) | GWh | 0 | 0 | 0 | 0 | 0 | 0 | 0 | 0
RPS Solar v6.17- DE | 1086 | 7008 | Generation Constraint in GWh | FALSE | G | Annual | Net Emissions Allowance Position | GWh | 2178.4829 | 2098.1271 | 1491.366 | 1844.164 | 4630.4784 | 4567.4163 | 2389.5044 | 2118.3583
RPS Solar v6.17- DE | 1086 | 7008 | Generation Constraint in GWh | FALSE | G | Annual | Fuel Consumed | TBtu | 0 | 0 | 0 | 0 | 0 | 0 | 0 | 0
RPS Solar v6.17- DE | 1086 | 7008 | Generation Constraint in GWh | FALSE | G | Annual | Heat Rate | MMBtu/MWh | 0 | 0 | 0 | 0 | 0 | 0 | 0 | 0
RPS Solar v6.17- DE | 1086 | 7008 | Generation Constraint in GWh | FALSE | G | Annual | Generation | TWh | 11.4217 | 22.7734 | 37.0968 | 39.5818 | 39.5818 | 40.0369 | 40.3629 | 41.493
RPS Solar v6.17- DE | 1086 | 7008 | Generation Constraint in GWh | FALSE | G | Annual | Qualifying Generation | TWh | 2.1785 | 2.0981 | 1.4914 | 1.8442 | 4.6305 | 4.5674 | 2.3895 | 2.1184
RPS Solar v6.17- DE | 1086 | 7008 | Generation Constraint in GWh | FALSE | G | Annual | Rate | lb/MWh | 0 | 0 | 0 | 0 | 0 | 0 | 0 | 0
RPS Solar v6.17- DE | 1086 | 7008 | Generation Constraint in GWh | FALSE | G | Annual | Constraint Shadow Price | US2016$/MWh | 0 | 0 | 0 | 0 | 0 | 0 | 0 | 0
RPS Solar v6.17- IL, MO | 1087 | 7013 | Generation Constraint in GWh | FALSE | G | Annual | Seasons Included | Seasons | Winter, WintShld, Summer | Winter, WintShld, Summer | Winter, WintShld, Summer | Winter, WintShld, Summer | Winter, WintShld, Summer | Winter, WintShld, Summer | Winter, WintShld, Summer | Winter, WintShld, Summer
RPS Solar v6.17- IL, MO | 1087 | 7013 | Generation Constraint in GWh | FALSE | G | Annual | Standard GWh | GWh | 1640.2196 | 1907.4988 | 2179.5699 | 2360.5319 | 2419.9307 | 2480.832 | 2554.9762 | 2631.353
RPS Solar v6.17- IL, MO | 1087 | 7013 | Generation Constraint in GWh | FALSE | G | Annual | Emissions at Affected Plants | GWh | 3878.8088 | 15394.0011 | 26751.5257 | 33013.2776 | 35317.0876 | 35317.0876 | 40089.244 | 45592.0918
RPS Solar v6.17- IL, MO | 1087 | 7013 | Generation Constraint in GWh | FALSE | G | Annual | Allowances Purchased | GWh | 0 | 0 | 0 | 0 | 0 | 0 | 0 | 0
RPS Solar v6.17- IL, MO | 1087 | 7013 | Generation Constraint in GWh | FALSE | G | Annual | Allowances Sold | GWh | 0 | 0 | 0 | 0 | 0 | 0 | 0 | 0
RPS Solar v6.17- IL, MO | 1087 | 7013 | Generation Constraint in GWh | FALSE | G | Annual | Allowances Banked | GWh | 0 | 0 | 0 | 0 | 0 | 0 | 0 | 0
RPS Solar v6.17- IL, MO | 1087 | 7013 | Generation Constraint in GWh | FALSE | G | Annual | Allowances Withdrawn (1:1) | GWh | 0 | 0 | 0 | 0 | 0 | 0 | 0 | 0
RPS Solar v6.17- IL, MO | 1087 | 7013 | Generation Constraint in GWh | FALSE | G | Annual | Allowances Withdrawn (n:1) | GWh | 0 | 0 | 0 | 0 | 0 | 0 | 0 | 0
RPS Solar v6.17- IL, MO | 1087 | 7013 | Generation Constraint in GWh | FALSE | G | Annual | Net Emissions Allowance Position | GWh | 3878.8088 | 15394.0011 | 26751.5257 | 33013.2776 | 35317.0876 | 35317.0876 | 40089.244 | 45592.0918
RPS Solar v6.17- IL, MO | 1087 | 7013 | Generation Constraint in GWh | FALSE | G | Annual | Fuel Consumed | TBtu | 0 | 0 | 0 | 0 | 0 | 0 | 0 | 0
RPS Solar v6.17- IL, MO | 1087 | 7013 | Generation Constraint in GWh | FALSE | G | Annual | Heat Rate | MMBtu/MWh | 0 | 0 | 0 | 0 | 0 | 0 | 0 | 0
RPS Solar v6.17- IL, MO | 1087 | 7013 | Generation Constraint in GWh | FALSE | G | Annual | Generation | TWh | 3.8788 | 15.394 | 26.7515 | 33.0133 | 35.3171 | 35.3171 | 40.0892 | 45.5921
RPS Solar v6.17- IL, MO | 1087 | 7013 | Generation Constraint in GWh | FALSE | G | Annual | Qualifying Generation | TWh | 3.8788 | 15.394 | 26.7515 | 33.0133 | 35.3171 | 35.3171 | 40.0892 | 45.5921
RPS Solar v6.17- IL, MO | 1087 | 7013 | Generation Constraint in GWh | FALSE | G | Annual | Rate | lb/MWh | 0 | 0 | 0 | 0 | 0 | 0 | 0 | 0
RPS Solar v6.17- IL, MO | 1087 | 7013 | Generation Constraint in GWh | FALSE | G | Annual | Constraint Shadow Price | US2016$/MWh | 0 | 0 | 0 | 0 | 0 | 0 | 0 | 0
RPS Solar v6.17- MA | 1088 | 7010 | Generation Constraint in GWh | FALSE | G | Annual | Seasons Included | Seasons | Winter, WintShld, Summer | Winter, WintShld, Summer | Winter, WintShld, Summer | Winter, WintShld, Summer | Winter, WintShld, Summer | Winter, WintShld, Summer | Winter, WintShld, Summer | Winter, WintShld, Summer
RPS Solar v6.17- MA | 1088 | 7010 | Generation Constraint in GWh | FALSE | G | Annual | Standard GWh | GWh | 86.1546 | 93.5763 | 100.9012 | 118.7959 | 138.2424 | 157.6809 | 178.4224 | 199.4542
RPS Solar v6.17- MA | 1088 | 7010 | Generation Constraint in GWh | FALSE | G | Annual | Emissions at Affected Plants | GWh | 801.0562 | 801.0562 | 801.0562 | 801.0562 | 759.0344 | 759.0344 | 759.0344 | 199.4542
RPS Solar v6.17- MA | 1088 | 7010 | Generation Constraint in GWh | FALSE | G | Annual | Allowances Purchased | GWh | 0 | 0 | 0 | 0 | 0 | 0 | 0 | 0
RPS Solar v6.17- MA | 1088 | 7010 | Generation Constraint in GWh | FALSE | G | Annual | Allowances Sold | GWh | 0 | 0 | 0 | 0 | 0 | 0 | 0 | 0
RPS Solar v6.17- MA | 1088 | 7010 | Generation Constraint in GWh | FALSE | G | Annual | Allowances Banked | GWh | 0 | 0 | 0 | 0 | 0 | 0 | 0 | 0
RPS Solar v6.17- MA | 1088 | 7010 | Generation Constraint in GWh | FALSE | G | Annual | Allowances Withdrawn (1:1) | GWh | 0 | 0 | 0 | 0 | 0 | 0 | 0 | 0
RPS Solar v6.17- MA | 1088 | 7010 | Generation Constraint in GWh | FALSE | G | Annual | Allowances Withdrawn (n:1) | GWh | 0 | 0 | 0 | 0 | 0 | 0 | 0 | 0
RPS Solar v6.17- MA | 1088 | 7010 | Generation Constraint in GWh | FALSE | G | Annual | Net Emissions Allowance Position | GWh | 801.0562 | 801.0562 | 801.0562 | 801.0562 | 759.0344 | 759.0344 | 759.0344 | 199.4542
RPS Solar v6.17- MA | 1088 | 7010 | Generation Constraint in GWh | FALSE | G | Annual | Fuel Consumed | TBtu | 0 | 0 | 0 | 0 | 0 | 0 | 0 | 0
RPS Solar v6.17- MA | 1088 | 7010 | Generation Constraint in GWh | FALSE | G | Annual | Heat Rate | MMBtu/MWh | 0 | 0 | 0 | 0 | 0 | 0 | 0 | 0
RPS Solar v6.17- MA | 1088 | 7010 | Generation Constraint in GWh | FALSE | G | Annual | Generation | TWh | 0.80106 | 0.80106 | 0.80106 | 0.80106 | 0.80106 | 0.80106 | 0.80106 | 0.80106
RPS Solar v6.17- MA | 1088 | 7010 | Generation Constraint in GWh | FALSE | G | Annual | Qualifying Generation | TWh | 0.80106 | 0.80106 | 0.80106 | 0.80106 | 0.75903 | 0.75903 | 0.75903 | 0.19945
RPS Solar v6.17- MA | 1088 | 7010 | Generation Constraint in GWh | FALSE | G | Annual | Rate | lb/MWh | 0 | 0 | 0 | 0 | 0 | 0 | 0 | 0
RPS Solar v6.17- MA | 1088 | 7010 | Generation Constraint in GWh | FALSE | G | Annual | Constraint Shadow Price | US2016$/MWh | 0 | 0 | 0 | 0 | 0 | 0 | 0 | 0
RPS Solar v6.17- MD | 1089 | 7011 | Generation Constraint in GWh | FALSE | G | Annual | Seasons Included | Seasons | Winter, WintShld, Summer | Winter, WintShld, Summer | Winter, WintShld, Summer | Winter, WintShld, Summer | Winter, WintShld, Summer | Winter, WintShld, Summer | Winter, WintShld, Summer | Winter, WintShld, Summer
RPS Solar v6.17- MD | 1089 | 7011 | Generation Constraint in GWh | FALSE | G | Annual | Standard GWh | GWh | 4115.0691 | 5353.133 | 7060.3503 | 8981.0158 | 9131.0899 | 9283.7387 | 9522.221 | 9766.835
RPS Solar v6.17- MD | 1089 | 7011 | Generation Constraint in GWh | FALSE | G | Annual | Emissions at Affected Plants | GWh | 4115.0691 | 5353.133 | 7060.3503 | 9131.0899 | 9131.0899 | 9283.7387 | 9522.221 | 9766.835
RPS Solar v6.17- MD | 1089 | 7011 | Generation Constraint in GWh | FALSE | G | Annual | Allowances Purchased | GWh | 0 | 0 | 0 | 0 | 0 | 0 | 0 | 0
RPS Solar v6.17- MD | 1089 | 7011 | Generation Constraint in GWh | FALSE | G | Annual | Allowances Sold | GWh | 0 | 0 | 0 | 0 | 0 | 0 | 0 | 0
RPS Solar v6.17- MD | 1089 | 7011 | Generation Constraint in GWh | FALSE | G | Annual | Allowances Banked | GWh | 0 | 0 | 0 | 0 | 0 | 0 | 0 | 0
RPS Solar v6.17- MD | 1089 | 7011 | Generation Constraint in GWh | FALSE | G | Annual | Allowances Withdrawn (1:1) | GWh | 0 | 0 | 0 | 0 | 0 | 0 | 0 | 0
RPS Solar v6.17- MD | 1089 | 7011 | Generation Constraint in GWh | FALSE | G | Annual | Allowances Withdrawn (n:1) | GWh | 0 | 0 | 0 | 0 | 0 | 0 | 0 | 0
RPS Solar v6.17- MD | 1089 | 7011 | Generation Constraint in GWh | FALSE | G | Annual | Net Emissions Allowance Position | GWh | 4115.0691 | 5353.133 | 7060.3503 | 9131.0899 | 9131.0899 | 9283.7387 | 9522.221 | 9766.835
RPS Solar v6.17- MD | 1089 | 7011 | Generation Constraint in GWh | FALSE | G | Annual | Fuel Consumed | TBtu | 0 | 0 | 0 | 0 | 0 | 0 | 0 | 0
RPS Solar v6.17- MD | 1089 | 7011 | Generation Constraint in GWh | FALSE | G | Annual | Heat Rate | MMBtu/MWh | 0 | 0 | 0 | 0 | 0 | 0 | 0 | 0
RPS Solar v6.17- MD | 1089 | 7011 | Generation Constraint in GWh | FALSE | G | Annual | Generation | TWh | 4.1151 | 5.3531 | 7.0604 | 9.1311 | 9.1311 | 9.2837 | 9.5222 | 9.7668
RPS Solar v6.17- MD | 1089 | 7011 | Generation Constraint in GWh | FALSE | G | Annual | Qualifying Generation | TWh | 4.1151 | 5.3531 | 7.0604 | 9.1311 | 9.1311 | 9.2837 | 9.5222 | 9.7668
RPS Solar v6.17- MD | 1089 | 7011 | Generation Constraint in GWh | FALSE | G | Annual | Rate | lb/MWh | 0 | 0 | 0 | 0 | 0 | 0 | 0 | 0
RPS Solar v6.17- MD | 1089 | 7011 | Generation Constraint in GWh | FALSE | G | Annual | Constraint Shadow Price | US2016$/MWh | 36.344 | 6.3399 | 14.1628 | 0 | 12.6428 | 24.1781 | 20.6259 | 16.8563
RPS Solar v6.17- MN | 1090 | 7012 | Generation Constraint in GWh | FALSE | G | Annual | Seasons Included | Seasons | Winter, WintShld, Summer | Winter, WintShld, Summer | Winter, WintShld, Summer | Winter, WintShld, Summer | Winter, WintShld, Summer | Winter, WintShld, Summer | Winter, WintShld, Summer | Winter, WintShld, Summer
RPS Solar v6.17- MN | 1090 | 7012 | Generation Constraint in GWh | FALSE | G | Annual | Standard GWh | GWh | 804.4748 | 814.7969 | 825.2514 | 851.9784 | 876.5732 | 901.878 | 931.6593 | 962.424
RPS Solar v6.17- MN | 1090 | 7012 | Generation Constraint in GWh | FALSE | G | Annual | Emissions at Affected Plants | GWh | 902.6628 | 902.6628 | 902.6628 | 902.6628 | 902.6628 | 902.6628 | 931.6593 | 962.424
RPS Solar v6.17- MN | 1090 | 7012 | Generation Constraint in GWh | FALSE | G | Annual | Allowances Purchased | GWh | 0 | 0 | 0 | 0 | 0 | 0 | 0 | 0
RPS Solar v6.17- MN | 1090 | 7012 | Generation Constraint in GWh | FALSE | G | Annual | Allowances Sold | GWh | 0 | 0 | 0 | 0 | 0 | 0 | 0 | 0
RPS Solar v6.17- MN | 1090 | 7012 | Generation Constraint in GWh | FALSE | G | Annual | Allowances Banked | GWh | 0 | 0 | 0 | 0 | 0 | 0 | 0 | 0
RPS Solar v6.17- MN | 1090 | 7012 | Generation Constraint in GWh | FALSE | G | Annual | Allowances Withdrawn (1:1) | GWh | 0 | 0 | 0 | 0 | 0 | 0 | 0 | 0
RPS Solar v6.17- MN | 1090 | 7012 | Generation Constraint in GWh | FALSE | G | Annual | Allowances Withdrawn (n:1) | GWh | 0 | 0 | 0 | 0 | 0 | 0 | 0 | 0
RPS Solar v6.17- MN | 1090 | 7012 | Generation Constraint in GWh | FALSE | G | Annual | Net Emissions Allowance Position | GWh | 902.6628 | 902.6628 | 902.6628 | 902.6628 | 902.6628 | 902.6628 | 931.6593 | 962.424
RPS Solar v6.17- MN | 1090 | 7012 | Generation Constraint in GWh | FALSE | G | Annual | Fuel Consumed | TBtu | 0 | 0 | 0 | 0 | 0 | 0 | 0 | 0
RPS Solar v6.17- MN | 1090 | 7012 | Generation Constraint in GWh | FALSE | G | Annual | Heat Rate | MMBtu/MWh | 0 | 0 | 0 | 0 | 0 | 0 | 0 | 0
RPS Solar v6.17- MN | 1090 | 7012 | Generation Constraint in GWh | FALSE | G | Annual | Generation | TWh | 0.90266 | 0.90266 | 0.90266 | 0.90266 | 0.90266 | 0.90266 | 0.93166 | 0.96242
RPS Solar v6.17- MN | 1090 | 7012 | Generation Constraint in GWh | FALSE | G | Annual | Qualifying Generation | TWh | 0.90266 | 0.90266 | 0.90266 | 0.90266 | 0.90266 | 0.90266 | 0.93166 | 0.96242
RPS Solar v6.17- MN | 1090 | 7012 | Generation Constraint in GWh | FALSE | G | Annual | Rate | lb/MWh | 0 | 0 | 0 | 0 | 0 | 0 | 0 | 0
RPS Solar v6.17- MN | 1090 | 7012 | Generation Constraint in GWh | FALSE | G | Annual | Constraint Shadow Price | US2016$/MWh | 0 | 0 | 0 | 0 | 0 | 0 | 18.9642 | 15.2198
RPS Solar v6.17- NC 75% limit | 1092 | 7042 | Generation Constraint in GWh | FALSE | G | Annual | Seasons Included | Seasons | Winter, WintShld, Summer | Winter, WintShld, Summer | Winter, WintShld, Summer | Winter, WintShld, Summer | Winter, WintShld, Summer | Winter, WintShld, Summer | Winter, WintShld, Summer | Winter, WintShld, Summer
RPS Solar v6.17- NC 75% limit | 1092 | 7042 | Generation Constraint in GWh | FALSE | G | Annual | Standard GWh | GWh | 112.1572 | 113.998 | 115.8689 | 120.6817 | 125.4768 | 130.4624 | 136.052 | 141.8811
RPS Solar v6.17- NC 75% limit | 1092 | 7042 | Generation Constraint in GWh | FALSE | G | Annual | Emissions at Affected Plants | GWh | 5401.6362 | 10263.5434 | 12641.7222 | 17909.2798 | 18008.1147 | 18071.1768 | 19302.2871 | 33551.0971
RPS Solar v6.17- NC 75% limit | 1092 | 7042 | Generation Constraint in GWh | FALSE | G | Annual | Allowances Purchased | GWh | 0 | 0 | 0 | 0 | 0 | 0 | 0 | 0
RPS Solar v6.17- NC 75% limit | 1092 | 7042 | Generation Constraint in GWh | FALSE | G | Annual | Allowances Sold | GWh | 0 | 0 | 0 | 0 | 0 | 0 | 0 | 0
RPS Solar v6.17- NC 75% limit | 1092 | 7042 | Generation Constraint in GWh | FALSE | G | Annual | Allowances Banked | GWh | 0 | 0 | 0 | 0 | 0 | 0 | 0 | 0
RPS Solar v6.17- NC 75% limit | 1092 | 7042 | Generation Constraint in GWh | FALSE | G | Annual | Allowances Withdrawn (1:1) | GWh | 0 | 0 | 0 | 0 | 0 | 0 | 0 | 0
RPS Solar v6.17- NC 75% limit | 1092 | 7042 | Generation Constraint in GWh | FALSE | G | Annual | Allowances Withdrawn (n:1) | GWh | 0 | 0 | 0 | 0 | 0 | 0 | 0 | 0
RPS Solar v6.17- NC 75% limit | 1092 | 7042 | Generation Constraint in GWh | FALSE | G | Annual | Net Emissions Allowance Position | GWh | 5401.6362 | 10263.5434 | 12641.7222 | 17909.2798 | 18008.1147 | 18071.1768 | 19302.2871 | 33551.0971
RPS Solar v6.17- NC 75% limit | 1092 | 7042 | Generation Constraint in GWh | FALSE | G | Annual | Fuel Consumed | TBtu | 0 | 0 | 0 | 0 | 0 | 0 | 0 | 0
RPS Solar v6.17- NC 75% limit | 1092 | 7042 | Generation Constraint in GWh | FALSE | G | Annual | Heat Rate | MMBtu/MWh | 0 | 0 | 0 | 0 | 0 | 0 | 0 | 0
RPS Solar v6.17- NC 75% limit | 1092 | 7042 | Generation Constraint in GWh | FALSE | G | Annual | Generation | TWh | 6.4521 | 11.2336 | 13.0051 | 18.6254 | 18.6254 | 18.6254 | 20.5638 | 33.6861
RPS Solar v6.17- NC 75% limit | 1092 | 7042 | Generation Constraint in GWh | FALSE | G | Annual | Qualifying Generation | TWh | 5.4016 | 10.2635 | 12.6417 | 17.9093 | 18.0081 | 18.0712 | 19.3023 | 33.5511
RPS Solar v6.17- NC 75% limit | 1092 | 7042 | Generation Constraint in GWh | FALSE | G | Annual | Rate | lb/MWh | 0 | 0 | 0 | 0 | 0 | 0 | 0 | 0
RPS Solar v6.17- NC 75% limit | 1092 | 7042 | Generation Constraint in GWh | FALSE | G | Annual | Constraint Shadow Price | US2016$/MWh | 0 | 0 | 0 | 0 | 0 | 0 | 0 | 0
RPS Solar v6.17- NH, MA | 1093 | 7015 | Generation Constraint in GWh | FALSE | G | Annual | Seasons Included | Seasons | Winter, WintShld, Summer | Winter, WintShld, Summer | Winter, WintShld, Summer | Winter, WintShld, Summer | Winter, WintShld, Summer | Winter, WintShld, Summer | Winter, WintShld, Summer | Winter, WintShld, Summer
RPS Solar v6.17- NH, MA | 1093 | 7015 | Generation Constraint in GWh | FALSE | G | Annual | Standard GWh | GWh | 157.9407 | 164.9106 | 171.7866 | 188.5713 | 208.0035 | 227.4278 | 248.6711 | 270.2084
RPS Solar v6.17- NH, MA | 1093 | 7015 | Generation Constraint in GWh | FALSE | G | Annual | Emissions at Affected Plants | GWh | 218.7578 | 218.7578 | 218.7578 | 218.7578 | 260.7796 | 260.7796 | 260.7796 | 820.3599
RPS Solar v6.17- NH, MA | 1093 | 7015 | Generation Constraint in GWh | FALSE | G | Annual | Allowances Purchased | GWh | 0 | 0 | 0 | 0 | 0 | 0 | 0 | 0
RPS Solar v6.17- NH, MA | 1093 | 7015 | Generation Constraint in GWh | FALSE | G | Annual | Allowances Sold | GWh | 0 | 0 | 0 | 0 | 0 | 0 | 0 | 0
RPS Solar v6.17- NH, MA | 1093 | 7015 | Generation Constraint in GWh | FALSE | G | Annual | Allowances Banked | GWh | 0 | 0 | 0 | 0 | 0 | 0 | 0 | 0
RPS Solar v6.17- NH, MA | 1093 | 7015 | Generation Constraint in GWh | FALSE | G | Annual | Allowances Withdrawn (1:1) | GWh | 0 | 0 | 0 | 0 | 0 | 0 | 0 | 0
RPS Solar v6.17- NH, MA | 1093 | 7015 | Generation Constraint in GWh | FALSE | G | Annual | Allowances Withdrawn (n:1) | GWh | 0 | 0 | 0 | 0 | 0 | 0 | 0 | 0
RPS Solar v6.17- NH, MA | 1093 | 7015 | Generation Constraint in GWh | FALSE | G | Annual | Net Emissions Allowance Position | GWh | 218.7578 | 218.7578 | 218.7578 | 218.7578 | 260.7796 | 260.7796 | 260.7796 | 820.3599
RPS Solar v6.17- NH, MA | 1093 | 7015 | Generation Constraint in GWh | FALSE | G | Annual | Fuel Consumed | TBtu | 0 | 0 | 0 | 0 | 0 | 0 | 0 | 0
RPS Solar v6.17- NH, MA | 1093 | 7015 | Generation Constraint in GWh | FALSE | G | Annual | Heat Rate | MMBtu/MWh | 0 | 0 | 0 | 0 | 0 | 0 | 0 | 0
RPS Solar v6.17- NH, MA | 1093 | 7015 | Generation Constraint in GWh | FALSE | G | Annual | Generation | TWh | 1.0198 | 1.0198 | 1.0198 | 1.0198 | 1.0198 | 1.0198 | 1.0198 | 1.0198
RPS Solar v6.17- NH, MA | 1093 | 7015 | Generation Constraint in GWh | FALSE | G | Annual | Qualifying Generation | TWh | 0.21876 | 0.21876 | 0.21876 | 0.21876 | 0.26078 | 0.26078 | 0.26078 | 0.82036
RPS Solar v6.17- NH, MA | 1093 | 7015 | Generation Constraint in GWh | FALSE | G | Annual | Rate | lb/MWh | 0 | 0 | 0 | 0 | 0 | 0 | 0 | 0
RPS Solar v6.17- NH, MA | 1093 | 7015 | Generation Constraint in GWh | FALSE | G | Annual | Constraint Shadow Price | US2016$/MWh | 0 | 0 | 0 | 0 | 0 | 0 | 0 | 0
RPS Solar v6.17- NJ | 1094 | 7016 | Generation Constraint in GWh | FALSE | G | Annual | Seasons Included | Seasons | Winter, WintShld, Summer | Winter, WintShld, Summer | Winter, WintShld, Summer | Winter, WintShld, Summer | Winter, WintShld, Summer | Winter, WintShld, Summer | Winter, WintShld, Summer | Winter, WintShld, Summer
RPS Solar v6.17- NJ | 1094 | 7016 | Generation Constraint in GWh | FALSE | G | Annual | Standard GWh | GWh | 3734.5094 | 3744.6722 | 3533.9908 | 1638.2082 | 828.121 | 841.0445 | 862.2947 | 884.0841
RPS Solar v6.17- NJ | 1094 | 7016 | Generation Constraint in GWh | FALSE | G | Annual | Emissions at Affected Plants | GWh | 3734.5094 | 3744.6722 | 3744.6722 | 3744.6722 | 859.523 | 859.523 | 3744.6722 | 3744.6722
RPS Solar v6.17- NJ | 1094 | 7016 | Generation Constraint in GWh | FALSE | G | Annual | Allowances Purchased | GWh | 0 | 0 | 0 | 0 | 0 | 0 | 0 | 0
RPS Solar v6.17- NJ | 1094 | 7016 | Generation Constraint in GWh | FALSE | G | Annual | Allowances Sold | GWh | 0 | 0 | 0 | 0 | 0 | 0 | 0 | 0
RPS Solar v6.17- NJ | 1094 | 7016 | Generation Constraint in GWh | FALSE | G | Annual | Allowances Banked | GWh | 0 | 0 | 0 | 0 | 0 | 0 | 0 | 0
RPS Solar v6.17- NJ | 1094 | 7016 | Generation Constraint in GWh | FALSE | G | Annual | Allowances Withdrawn (1:1) | GWh | 0 | 0 | 0 | 0 | 0 | 0 | 0 | 0
RPS Solar v6.17- NJ | 1094 | 7016 | Generation Constraint in GWh | FALSE | G | Annual | Allowances Withdrawn (n:1) | GWh | 0 | 0 | 0 | 0 | 0 | 0 | 0 | 0
RPS Solar v6.17- NJ | 1094 | 7016 | Generation Constraint in GWh | FALSE | G | Annual | Net Emissions Allowance Position | GWh | 3734.5094 | 3744.6722 | 3744.6722 | 3744.6722 | 859.523 | 859.523 | 3744.6722 | 3744.6722
RPS Solar v6.17- NJ | 1094 | 7016 | Generation Constraint in GWh | FALSE | G | Annual | Fuel Consumed | TBtu | 0 | 0 | 0 | 0 | 0 | 0 | 0 | 0
RPS Solar v6.17- NJ | 1094 | 7016 | Generation Constraint in GWh | FALSE | G | Annual | Heat Rate | MMBtu/MWh | 0 | 0 | 0 | 0 | 0 | 0 | 0 | 0
RPS Solar v6.17- NJ | 1094 | 7016 | Generation Constraint in GWh | FALSE | G | Annual | Generation | TWh | 3.7345 | 3.7447 | 3.7447 | 3.7447 | 3.7447 | 3.7447 | 3.7447 | 3.7447
RPS Solar v6.17- NJ | 1094 | 7016 | Generation Constraint in GWh | FALSE | G | Annual | Qualifying Generation | TWh | 3.7345 | 3.7447 | 3.7447 | 3.7447 | 0.85952 | 0.85952 | 3.7447 | 3.7447
RPS Solar v6.17- NJ | 1094 | 7016 | Generation Constraint in GWh | FALSE | G | Annual | Rate | lb/MWh | 0 | 0 | 0 | 0 | 0 | 0 | 0 | 0
RPS Solar v6.17- NJ | 1094 | 7016 | Generation Constraint in GWh | FALSE | G | Annual | Constraint Shadow Price | US2016$/MWh | 51.668 | 177.9505 | 0 | 0 | 0 | 0 | 0 | 0
RPS Solar v6.17- PA | 1099 | 7046 | Generation Constraint in GWh | FALSE | G | Annual | Seasons Included | Seasons | Winter, WintShld, Summer | Winter, WintShld, Summer | Winter, WintShld, Summer | Winter, WintShld, Summer | Winter, WintShld, Summer | Winter, WintShld, Summer | Winter, WintShld, Summer | Winter, WintShld, Summer
RPS Solar v6.17- PA | 1099 | 7046 | Generation Constraint in GWh | FALSE | G | Annual | Standard GWh | GWh | 721.2769 | 724.5687 | 727.8816 | 736.2574 | 749.5873 | 763.1696 | 783.073 | 803.4965
RPS Solar v6.17- PA | 1099 | 7046 | Generation Constraint in GWh | FALSE | G | Annual | Emissions at Affected Plants | GWh | 721.277 | 724.5687 | 1986.8378 | 1986.8378 | 1986.8378 | 1986.8378 | 1986.8378 | 1986.8378
RPS Solar v6.17- PA | 1099 | 7046 | Generation Constraint in GWh | FALSE | G | Annual | Allowances Purchased | GWh | 0 | 0 | 0 | 0 | 0 | 0 | 0 | 0
RPS Solar v6.17- PA | 1099 | 7046 | Generation Constraint in GWh | FALSE | G | Annual | Allowances Sold | GWh | 0 | 0 | 0 | 0 | 0 | 0 | 0 | 0
RPS Solar v6.17- PA | 1099 | 7046 | Generation Constraint in GWh | FALSE | G | Annual | Allowances Banked | GWh | 0 | 0 | 0 | 0 | 0 | 0 | 0 | 0
RPS Solar v6.17- PA | 1099 | 7046 | Generation Constraint in GWh | FALSE | G | Annual | Allowances Withdrawn (1:1) | GWh | 0 | 0 | 0 | 0 | 0 | 0 | 0 | 0
RPS Solar v6.17- PA | 1099 | 7046 | Generation Constraint in GWh | FALSE | G | Annual | Allowances Withdrawn (n:1) | GWh | 0 | 0 | 0 | 0 | 0 | 0 | 0 | 0
RPS Solar v6.17- PA | 1099 | 7046 | Generation Constraint in GWh | FALSE | G | Annual | Net Emissions Allowance Position | GWh | 721.277 | 724.5687 | 1986.8378 | 1986.8378 | 1986.8378 | 1986.8378 | 1986.8378 | 1986.8378
RPS Solar v6.17- PA | 1099 | 7046 | Generation Constraint in GWh | FALSE | G | Annual | Fuel Consumed | TBtu | 0 | 0 | 0 | 0 | 0 | 0 | 0 | 0
RPS Solar v6.17- PA | 1099 | 7046 | Generation Constraint in GWh | FALSE | G | Annual | Heat Rate | MMBtu/MWh | 0 | 0 | 0 | 0 | 0 | 0 | 0 | 0
RPS Solar v6.17- PA | 1099 | 7046 | Generation Constraint in GWh | FALSE | G | Annual | Generation | TWh | 0.72128 | 0.72457 | 1.9868 | 1.9868 | 1.9868 | 1.9868 | 1.9868 | 1.9868
RPS Solar v6.17- PA | 1099 | 7046 | Generation Constraint in GWh | FALSE | G | Annual | Qualifying Generation | TWh | 0.72128 | 0.72457 | 1.9868 | 1.9868 | 1.9868 | 1.9868 | 1.9868 | 1.9868
RPS Solar v6.17- PA | 1099 | 7046 | Generation Constraint in GWh | FALSE | G | Annual | Rate | lb/MWh | 0 | 0 | 0 | 0 | 0 | 0 | 0 | 0
RPS Solar v6.17- PA | 1099 | 7046 | Generation Constraint in GWh | FALSE | G | Annual | Constraint Shadow Price | US2016$/MWh | 53.38 | 0.26601 | 0 | 0 | 0 | 0 | 0 | 0
RPS v6.17- AZ | 1100 | 7020 | Generation Constraint in GWh | FALSE | G | Annual | Seasons Included | Seasons | Winter, WintShld, Summer | Winter, WintShld, Summer | Winter, WintShld, Summer | Winter, WintShld, Summer | Winter, WintShld, Summer | Winter, WintShld, Summer | Winter, WintShld, Summer | Winter, WintShld, Summer
RPS v6.17- AZ | 1100 | 7020 | Generation Constraint in GWh | FALSE | G | Annual | Standard GWh | GWh | 5082.8304 | 6086.61 | 7116.1124 | 7354.3164 | 7642.655 | 7942.3158 | 8298.1764 | 8669.9862
RPS v6.17- AZ | 1100 | 7020 | Generation Constraint in GWh | FALSE | G | Annual | Emissions at Affected Plants | GWh | 12614.3106 | 12614.3106 | 12614.3106 | 12630.2132 | 12630.2132 | 12630.2132 | 18024.8444 | 18024.8444
RPS v6.17- AZ | 1100 | 7020 | Generation Constraint in GWh | FALSE | G | Annual | Allowances Purchased | GWh | 0 | 0 | 0 | 0 | 0 | 0 | 0 | 0
RPS v6.17- AZ | 1100 | 7020 | Generation Constraint in GWh | FALSE | G | Annual | Allowances Sold | GWh | 0 | 0 | 0 | 0 | 0 | 0 | 0 | 0
RPS v6.17- AZ | 1100 | 7020 | Generation Constraint in GWh | FALSE | G | Annual | Allowances Banked | GWh | 0 | 0 | 0 | 0 | 0 | 0 | 0 | 0
RPS v6.17- AZ | 1100 | 7020 | Generation Constraint in GWh | FALSE | G | Annual | Allowances Withdrawn (1:1) | GWh | 0 | 0 | 0 | 0 | 0 | 0 | 0 | 0
RPS v6.17- AZ | 1100 | 7020 | Generation Constraint in GWh | FALSE | G | Annual | Allowances Withdrawn (n:1) | GWh | 0 | 0 | 0 | 0 | 0 | 0 | 0 | 0
RPS v6.17- AZ | 1100 | 7020 | Generation Constraint in GWh | FALSE | G | Annual | Net Emissions Allowance Position | GWh | 12614.3106 | 12614.3106 | 12614.3106 | 12630.2132 | 12630.2132 | 12630.2132 | 18024.8444 | 18024.8444
RPS v6.17- AZ | 1100 | 7020 | Generation Constraint in GWh | FALSE | G | Annual | Fuel Consumed | TBtu | 6.9511 | 6.9511 | 6.9511 | 6.9511 | 6.9511 | 6.9511 | 6.9511 | 6.9511
RPS v6.17- AZ | 1100 | 7020 | Generation Constraint in GWh | FALSE | G | Annual | Heat Rate | MMBtu/MWh | 0.55105 | 0.55105 | 0.55105 | 0.55035 | 0.55035 | 0.55035 | 0.38564 | 0.38564
RPS v6.17- AZ | 1100 | 7020 | Generation Constraint in GWh | FALSE | G | Annual | Generation | TWh | 12.6143 | 12.6143 | 12.6143 | 12.6302 | 12.6302 | 12.6302 | 18.0248 | 18.0248
RPS v6.17- AZ | 1100 | 7020 | Generation Constraint in GWh | FALSE | G | Annual | Qualifying Generation | TWh | 12.6143 | 12.6143 | 12.6143 | 12.6302 | 12.6302 | 12.6302 | 18.0248 | 18.0248
RPS v6.17- AZ | 1100 | 7020 | Generation Constraint in GWh | FALSE | G | Annual | Rate | lb/MWh | 0 | 0 | 0 | 0 | 0 | 0 | 0 | 0
RPS v6.17- AZ | 1100 | 7020 | Generation Constraint in GWh | FALSE | G | Annual | Constraint Shadow Price | US2016$/MWh | 0 | 0 | 0 | 0 | 0 | 0 | 0 | 0
RPS v6.17- CA | 1101 | 7021 | Generation Constraint in GWh | FALSE | G | Annual | Seasons Included | Seasons | Winter, WintShld, Summer | Winter, WintShld, Summer | Winter, WintShld, Summer | Winter, WintShld, Summer | Winter, WintShld, Summer | Winter, WintShld, Summer | Winter, WintShld, Summer | Winter, WintShld, Summer
RPS v6.17- CA | 1101 | 7021 | Generation Constraint in GWh | FALSE | G | Annual | Standard GWh | GWh | 88774.274 | 103678.1107 | 118484.3199 | 152427.0964 | 159864.649 | 160684.0651 | 165422.366 | 170301.4702
RPS v6.17- CA | 1101 | 7021 | Generation Constraint in GWh | FALSE | G | Annual | Emissions at Affected Plants | GWh | 88774.274 | 103678.1107 | 118484.3199 | 185990.417 | 187931.6694 | 196529.7127 | 229539.3778 | 256663.6488
RPS v6.17- CA | 1101 | 7021 | Generation Constraint in GWh | FALSE | G | Annual | Allowances Purchased | GWh | 0 | 0 | 0 | 0 | 0 | 0 | 0 | 0
RPS v6.17- CA | 1101 | 7021 | Generation Constraint in GWh | FALSE | G | Annual | Allowances Sold | GWh | 0 | 0 | 0 | 0 | 0 | 0 | 0 | 0
RPS v6.17- CA | 1101 | 7021 | Generation Constraint in GWh | FALSE | G | Annual | Allowances Banked | GWh | 0 | 0 | 0 | 0 | 0 | 0 | 0 | 0
RPS v6.17- CA | 1101 | 7021 | Generation Constraint in GWh | FALSE | G | Annual | Allowances Withdrawn (1:1) | GWh | 0 | 0 | 0 | 0 | 0 | 0 | 0 | 0
RPS v6.17- CA | 1101 | 7021 | Generation Constraint in GWh | FALSE | G | Annual | Allowances Withdrawn (n:1) | GWh | 0 | 0 | 0 | 0 | 0 | 0 | 0 | 0
RPS v6.17- CA | 1101 | 7021 | Generation Constraint in GWh | FALSE | G | Annual | Net Emissions Allowance Position | GWh | 88774.274 | 103678.1107 | 118484.3199 | 185990.417 | 187931.6694 | 196529.7127 | 229539.3778 | 256663.6488
RPS v6.17- CA | 1101 | 7021 | Generation Constraint in GWh | FALSE | G | Annual | Fuel Consumed | TBtu | 259.0864 | 280.1964 | 281.2287 | 257.6565 | 258.1389 | 261.3418 | 261.2323 | 258.4811
RPS v6.17- CA | 1101 | 7021 | Generation Constraint in GWh | FALSE | G | Annual | Heat Rate | MMBtu/MWh | 2.9185 | 2.7026 | 2.3736 | 1.3853 | 1.3736 | 1.3298 | 1.1381 | 1.0071
RPS v6.17- CA | 1101 | 7021 | Generation Constraint in GWh | FALSE | G | Annual | Generation | TWh | 88.7743 | 103.6781 | 118.4843 | 185.9904 | 187.9317 | 196.5297 | 229.5394 | 256.6636
RPS v6.17- CA | 1101 | 7021 | Generation Constraint in GWh | FALSE | G | Annual | Qualifying Generation | TWh | 88.7743 | 103.6781 | 118.4843 | 185.9904 | 187.9317 | 196.5297 | 229.5394 | 256.6636
RPS v6.17- CA | 1101 | 7021 | Generation Constraint in GWh | FALSE | G | Annual | Rate | lb/MWh | 0 | 0 | 0 | 0 | 0 | 0 | 0 | 0
RPS v6.17- CA | 1101 | 7021 | Generation Constraint in GWh | FALSE | G | Annual | Constraint Shadow Price | US2016$/MWh | 1.247 | 14.3426 | 35.2496 | 0 | 0 | 0 | 0 | 0
RPS v6.17- CO | 1103 | 7022 | Generation Constraint in GWh | FALSE | G | Annual | Seasons Included | Seasons | Winter, WintShld, Summer | Winter, WintShld, Summer | Winter, WintShld, Summer | Winter, WintShld, Summer | Winter, WintShld, Summer | Winter, WintShld, Summer | Winter, WintShld, Summer | Winter, WintShld, Summer
RPS v6.17- CO | 1103 | 7022 | Generation Constraint in GWh | FALSE | G | Annual | Standard GWh | GWh | 12478.1895 | 12667.1925 | 12859.0583 | 13351.5336 | 13908.8412 | 14489.4114 | 15181.858 | 15907.3966
RPS v6.17- CO | 1103 | 7022 | Generation Constraint in GWh | FALSE | G | Annual | Emissions at Affected Plants | GWh | 12478.1895 | 12667.1925 | 12859.0583 | 15479.6184 | 15479.6184 | 16891.896 | 28219.3779 | 34548.1126
RPS v6.17- CO | 1103 | 7022 | Generation Constraint in GWh | FALSE | G | Annual | Allowances Purchased | GWh | 0 | 0 | 0 | 0 | 0 | 0 | 0 | 0
RPS v6.17- CO | 1103 | 7022 | Generation Constraint in GWh | FALSE | G | Annual | Allowances Sold | GWh | 0 | 0 | 0 | 0 | 0 | 0 | 0 | 0
RPS v6.17- CO | 1103 | 7022 | Generation Constraint in GWh | FALSE | G | Annual | Allowances Banked | GWh | 0 | 0 | 0 | 0 | 0 | 0 | 0 | 0
RPS v6.17- CO | 1103 | 7022 | Generation Constraint in GWh | FALSE | G | Annual | Allowances Withdrawn (1:1) | GWh | 0 | 0 | 0 | 0 | 0 | 0 | 0 | 0
RPS v6.17- CO | 1103 | 7022 | Generation Constraint in GWh | FALSE | G | Annual | Allowances Withdrawn (n:1) | GWh | 0 | 0 | 0 | 0 | 0 | 0 | 0 | 0
RPS v6.17- CO | 1103 | 7022 | Generation Constraint in GWh | FALSE | G | Annual | Net Emissions Allowance Position | GWh | 12478.1895 | 12667.1925 | 12859.0583 | 15479.6184 | 15479.6184 | 16891.896 | 28219.3779 | 34548.1126
RPS v6.17- CO | 1103 | 7022 | Generation Constraint in GWh | FALSE | G | Annual | Fuel Consumed | TBtu | 0.57576 | 0.57576 | 0.57576 | 0.57576 | 0.57576 | 0.57576 | 0.57576 | 0.57576
RPS v6.17- CO | 1103 | 7022 | Generation Constraint in GWh | FALSE | G | Annual | Heat Rate | MMBtu/MWh | 0.046141 | 0.045453 | 0.044775 | 0.037195 | 0.037195 | 0.034085 | 0.020403 | 0.016665
RPS v6.17- CO | 1103 | 7022 | Generation Constraint in GWh | FALSE | G | Annual | Generation | TWh | 12.4782 | 12.6672 | 12.8591 | 15.4796 | 15.4796 | 16.8919 | 28.2194 | 34.5481
RPS v6.17- CO | 1103 | 7022 | Generation Constraint in GWh | FALSE | G | Annual | Qualifying Generation | TWh | 12.4782 | 12.6672 | 12.8591 | 15.4796 | 15.4796 | 16.8919 | 28.2194 | 34.5481
RPS v6.17- CO | 1103 | 7022 | Generation Constraint in GWh | FALSE | G | Annual | Rate | lb/MWh | 0 | 0 | 0 | 0 | 0 | 0 | 0 | 0
RPS v6.17- CO | 1103 | 7022 | Generation Constraint in GWh | FALSE | G | Annual | Constraint Shadow Price | US2016$/MWh | 5.215 | 13.4466 | 26.1723 | 0 | 0 | 0 | 0 | 0
RPS v6.17- CT, MA, ME, NH, RI, VT | 1104 | 7023 | Generation Constraint in GWh | FALSE | G | Annual | Seasons Included | Seasons | Winter, WintShld, Summer | Winter, WintShld, Summer | Winter, WintShld, Summer | Winter, WintShld, Summer | Winter, WintShld, Summer | Winter, WintShld, Summer | Winter, WintShld, Summer | Winter, WintShld, Summer
RPS v6.17- CT, MA, ME, NH, RI, VT | 1104 | 7023 | Generation Constraint in GWh | FALSE | G | Annual | Standard GWh | GWh | 29864.8289 | 32944.3857 | 36176.2811 | 44139.8256 | 47943.0678 | 50959.1724 | 54373.5359 | 57834.3977
RPS v6.17- CT, MA, ME, NH, RI, VT | 1104 | 7023 | Generation Constraint in GWh | FALSE | G | Annual | Emissions at Affected Plants | GWh | 15888.5219 | 15893.0286 | 15915.7956 | 17769.566 | 47943.0678 | 61480.3245 | 73467.3427 | 89154.7797
RPS v6.17- CT, MA, ME, NH, RI, VT | 1104 | 7023 | Generation Constraint in GWh | FALSE | G | Annual | Allowances Purchased | GWh | 13976.307 | 17051.3571 | 20260.4856 | 26370.2596 | 0 | 0 | 0 | 0
RPS v6.17- CT, MA, ME, NH, RI, VT | 1104 | 7023 | Generation Constraint in GWh | FALSE | G | Annual | Allowances Sold | GWh | 0 | 0 | 0 | 0 | 0 | 0 | 0 | 0
RPS v6.17- CT, MA, ME, NH, RI, VT | 1104 | 7023 | Generation Constraint in GWh | FALSE | G | Annual | Allowances Banked | GWh | 0 | 0 | 0 | 0 | 0 | 0 | 0 | 0
RPS v6.17- CT, MA, ME, NH, RI, VT | 1104 | 7023 | Generation Constraint in GWh | FALSE | G | Annual | Allowances Withdrawn (1:1) | GWh | 0 | 0 | 0 | 0 | 0 | 0 | 0 | 0
RPS v6.17- CT, MA, ME, NH, RI, VT | 1104 | 7023 | Generation Constraint in GWh | FALSE | G | Annual | Allowances Withdrawn (n:1) | GWh | 0 | 0 | 0 | 0 | 0 | 0 | 0 | 0
RPS v6.17- CT, MA, ME, NH, RI, VT | 1104 | 7023 | Generation Constraint in GWh | FALSE | G | Annual | Net Emissions Allowance Position | GWh | 29864.8289 | 32944.3857 | 36176.2812 | 44139.8256 | 47943.0678 | 61480.3245 | 73467.3427 | 89154.7797
RPS v6.17- CT, MA, ME, NH, RI, VT | 1104 | 7023 | Generation Constraint in GWh | FALSE | G | Annual | Fuel Consumed | TBtu | 1.3126 | 1.5877 | 2.1962 | 13.8477 | 28.8176 | 32.9537 | 34.1739 | 25.7369
RPS v6.17- CT, MA, ME, NH, RI, VT | 1104 | 7023 | Generation Constraint in GWh | FALSE | G | Annual | Heat Rate | MMBtu/MWh | 0.022337 | 0.026114 | 0.036113 | 0.15322 | 0.22859 | 0.20968 | 0.20877 | 0.13685
RPS v6.17- CT, MA, ME, NH, RI, VT | 1104 | 7023 | Generation Constraint in GWh | FALSE | G | Annual | Generation | TWh | 58.7666 | 60.7981 | 60.8157 | 90.3793 | 126.0659 | 157.1609 | 163.6892 | 188.0696
RPS v6.17- CT, MA, ME, NH, RI, VT | 1104 | 7023 | Generation Constraint in GWh | FALSE | G | Annual | Qualifying Generation | TWh | 15.8885 | 15.893 | 15.9158 | 17.7696 | 47.9431 | 61.4803 | 73.4673 | 89.1548
RPS v6.17- CT, MA, ME, NH, RI, VT | 1104 | 7023 | Generation Constraint in GWh | FALSE | G | Annual | Rate | lb/MWh | 0 | 0 | 0 | 0 | 0 | 0 | 0 | 0
RPS v6.17- CT, MA, ME, NH, RI, VT | 1104 | 7023 | Generation Constraint in GWh | FALSE | G | Annual | Constraint Shadow Price | US2016$/MWh | 10.001 | 10.0007 | 10.0004 | 10.0003 | 0 | 0 | 0 | 0
RPS v6.17- DC, DE, MD, NJ, PA | 1105 | 7024 | Generation Constraint in GWh | FALSE | G | Annual | Seasons Included | Seasons | Winter, WintShld, Summer | Winter, WintShld, Summer | Winter, WintShld, Summer | Winter, WintShld, Summer | Winter, WintShld, Summer | Winter, WintShld, Summer | Winter, WintShld, Summer | Winter, WintShld, Summer
RPS v6.17- DC, DE, MD, NJ, PA | 1105 | 7024 | Generation Constraint in GWh | FALSE | G | Annual | Standard GWh | GWh | 51963.6788 | 61374.89 | 71661.9682 | 93504.5275 | 96513.3051 | 98086.3283 | 100590.0079 | 103157.7401
RPS v6.17- DC, DE, MD, NJ, PA | 1105 | 7024 | Generation Constraint in GWh | FALSE | G | Annual | Emissions at Affected Plants | GWh | 51963.6788 | 61374.89 | 71661.9682 | 93504.5275 | 96513.3051 | 112216.5519 | 108640.3285 | 128608.5067
RPS v6.17- DC, DE, MD, NJ, PA | 1105 | 7024 | Generation Constraint in GWh | FALSE | G | Annual | Allowances Purchased | GWh | 0 | 0 | 0 | 0 | 0 | 0 | 0 | 0
RPS v6.17- DC, DE, MD, NJ, PA | 1105 | 7024 | Generation Constraint in GWh | FALSE | G | Annual | Allowances Sold | GWh | 0 | 0 | 0 | 0 | 0 | 0 | 0 | 0
RPS v6.17- DC, DE, MD, NJ, PA | 1105 | 7024 | Generation Constraint in GWh | FALSE | G | Annual | Allowances Banked | GWh | 0 | 0 | 0 | 0 | 0 | 0 | 0 | 0
RPS v6.17- DC, DE, MD, NJ, PA | 1105 | 7024 | Generation Constraint in GWh | FALSE | G | Annual | Allowances Withdrawn (1:1) | GWh | 0 | 0 | 0 | 0 | 0 | 0 | 0 | 0
RPS v6.17- DC, DE, MD, NJ, PA | 1105 | 7024 | Generation Constraint in GWh | FALSE | G | Annual | Allowances Withdrawn (n:1) | GWh | 0 | 0 | 0 | 0 | 0 | 0 | 0 | 0
RPS v6.17- DC, DE, MD, NJ, PA | 1105 | 7024 | Generation Constraint in GWh | FALSE | G | Annual | Net Emissions Allowance Position | GWh | 51963.6788 | 61374.89 | 71661.9682 | 93504.5275 | 96513.3051 | 112216.5519 | 108640.3285 | 128608.5067
RPS v6.17- DC, DE, MD, NJ, PA | 1105 | 7024 | Generation Constraint in GWh | FALSE | G | Annual | Fuel Consumed | TBtu | 27.073 | 23.9242 | 40.6811 | 36.7018 | 35.4923 | 35.709 | 32.8068 | 32.8254
RPS v6.17- DC, DE, MD, NJ, PA | 1105 | 7024 | Generation Constraint in GWh | FALSE | G | Annual | Heat Rate | MMBtu/MWh | 0.41614 | 0.28132 | 0.37665 | 0.27618 | 0.26826 | 0.26897 | 0.2465 | 0.22092
RPS v6.17- DC, DE, MD, NJ, PA | 1105 | 7024 | Generation Constraint in GWh | FALSE | G | Annual | Generation | TWh | 65.0569 | 85.0434 | 108.0078 | 132.8912 | 132.3066 | 132.7618 | 133.0877 | 148.5861
RPS v6.17- DC, DE, MD, NJ, PA | 1105 | 7024 | Generation Constraint in GWh | FALSE | G | Annual | Qualifying Generation | TWh | 51.9637 | 61.3749 | 71.662 | 93.5045 | 96.5133 | 112.2166 | 108.6403 | 128.6085
RPS v6.17- DC, DE, MD, NJ, PA | 1105 | 7024 | Generation Constraint in GWh | FALSE | G | Annual | Rate | lb/MWh | 0 | 0 | 0 | 0 | 0 | 0 | 0 | 0
RPS v6.17- DC, DE, MD, NJ, PA | 1105 | 7024 | Generation Constraint in GWh | FALSE | G | Annual | Constraint Shadow Price | US2016$/MWh | 17.541 | 17.672 | 30.6691 | 20.9124 | 0 | 0 | 0 | 0
RPS v6.17- IA | 1106 | 7025 | Generation Constraint in GWh | FALSE | G | Annual | Seasons Included | Seasons | Winter, WintShld, Summer | Winter, WintShld, Summer | Winter, WintShld, Summer | Winter, WintShld, Summer | Winter, WintShld, Summer | Winter, WintShld, Summer | Winter, WintShld, Summer | Winter, WintShld, Summer
RPS v6.17- IA | 1106 | 7025 | Generation Constraint in GWh | FALSE | G | Annual | Standard GWh | GWh | 295.8 | 295.8 | 295.8 | 295.8 | 295.8 | 295.8 | 297.1434 | 298.7198
RPS v6.17- IA | 1106 | 7025 | Generation Constraint in GWh | FALSE | G | Annual | Emissions at Affected Plants | GWh | 8072.2922 | 8072.2922 | 8072.2922 | 32664.6762 | 32664.6762 | 32664.6762 | 44865.1045 | 51493.7326
RPS v6.17- IA | 1106 | 7025 | Generation Constraint in GWh | FALSE | G | Annual | Allowances Purchased | GWh | 0 | 0 | 0 | 0 | 0 | 0 | 0 | 0
RPS v6.17- IA | 1106 | 7025 | Generation Constraint in GWh | FALSE | G | Annual | Allowances Sold | GWh | 0 | 0 | 0 | 0 | 0 | 0 | 0 | 0
RPS v6.17- IA | 1106 | 7025 | Generation Constraint in GWh | FALSE | G | Annual | Allowances Banked | GWh | 0 | 0 | 0 | 0 | 0 | 0 | 0 | 0
RPS v6.17- IA | 1106 | 7025 | Generation Constraint in GWh | FALSE | G | Annual | Allowances Withdrawn (1:1) | GWh | 0 | 0 | 0 | 0 | 0 | 0 | 0 | 0
RPS v6.17- IA | 1106 | 7025 | Generation Constraint in GWh | FALSE | G | Annual | Allowances Withdrawn (n:1) | GWh | 0 | 0 | 0 | 0 | 0 | 0 | 0 | 0
RPS v6.17- IA | 1106 | 7025 | Generation Constraint in GWh | FALSE | G | Annual | Net Emissions Allowance Position | GWh | 8072.2922 | 8072.2922 | 8072.2922 | 32664.6762 | 32664.6762 | 32664.6762 | 44865.1045 | 51493.7326
RPS v6.17- IA | 1106 | 7025 | Generation Constraint in GWh | FALSE | G | Annual | Fuel Consumed | TBtu | 1.9263 | 1.9263 | 1.9263 | 1.9263 | 1.9263 | 1.9263 | 1.9263 | 1.9263
RPS v6.17- IA | 1106 | 7025 | Generation Constraint in GWh | FALSE | G | Annual | Heat Rate | MMBtu/MWh | 0.067525 | 0.067525 | 0.067525 | 0.058969 | 0.058969 | 0.058969 | 0.042934 | 0.037408
RPS v6.17- IA | 1106 | 7025 | Generation Constraint in GWh | FALSE | G | Annual | Generation | TWh | 28.5278 | 28.5278 | 28.5278 | 32.6666 | 32.6666 | 32.6666 | 44.867 | 51.4957
RPS v6.17- IA | 1106 | 7025 | Generation Constraint in GWh | FALSE | G | Annual | Qualifying Generation | TWh | 8.0723 | 8.0723 | 8.0723 | 32.6647 | 32.6647 | 32.6647 | 44.8651 | 51.4937
RPS v6.17- IA | 1106 | 7025 | Generation Constraint in GWh | FALSE | G | Annual | Rate | lb/MWh | 0 | 0 | 0 | 0 | 0 | 0 | 0 | 0
RPS v6.17- IA | 1106 | 7025 | Generation Constraint in GWh | FALSE | G | Annual | Constraint Shadow Price | US2016$/MWh | 0 | 0 | 0 | 0 | 0 | 0 | 0 | 0
RPS v6.17- IL | 1107 | 7026 | Generation Constraint in GWh | FALSE | G | Annual | Seasons Included | Seasons | Winter, WintShld, Summer | Winter, WintShld, Summer | Winter, WintShld, Summer | Winter, WintShld, Summer | Winter, WintShld, Summer | Winter, WintShld, Summer | Winter, WintShld, Summer | Winter, WintShld, Summer
RPS v6.17- IL | 1107 | 7026 | Generation Constraint in GWh | FALSE | G | Annual | Standard GWh | GWh | 13586.4995 | 16062.337 | 18582.6876 | 20227.7275 | 20732.5065 | 21249.9079 | 21877.4088 | 22523.5493
RPS v6.17- IL | 1107 | 7026 | Generation Constraint in GWh | FALSE | G | Annual | Emissions at Affected Plants | GWh | 28533.4487 | 29917.5322 | 29913.0129 | 24413.6988 | 27436.4634 | 29137.9194 | 30705.0751 | 58449.9163
RPS v6.17- IL | 1107 | 7026 | Generation Constraint in GWh | FALSE | G | Annual | Allowances Purchased | GWh | 0 | 0 | 0 | 0 | 0 | 0 | 0 | 0
RPS v6.17- IL | 1107 | 7026 | Generation Constraint in GWh | FALSE | G | Annual | Allowances Sold | GWh | 0 | 0 | 0 | 0 | 0 | 0 | 0 | 0
RPS v6.17- IL | 1107 | 7026 | Generation Constraint in GWh | FALSE | G | Annual | Allowances Banked | GWh | 0 | 0 | 0 | 0 | 0 | 0 | 0 | 0
RPS v6.17- IL | 1107 | 7026 | Generation Constraint in GWh | FALSE | G | Annual | Allowances Withdrawn (1:1) | GWh | 0 | 0 | 0 | 0 | 0 | 0 | 0 | 0
RPS v6.17- IL | 1107 | 7026 | Generation Constraint in GWh | FALSE | G | Annual | Allowances Withdrawn (n:1) | GWh | 0 | 0 | 0 | 0 | 0 | 0 | 0 | 0
RPS v6.17- IL | 1107 | 7026 | Generation Constraint in GWh | FALSE | G | Annual | Net Emissions Allowance Position | GWh | 28533.4487 | 29917.5322 | 29913.0129 | 24413.6988 | 27436.4634 | 29137.9194 | 30705.0751 | 58449.9163
RPS v6.17- IL | 1107 | 7026 | Generation Constraint in GWh | FALSE | G | Annual | Fuel Consumed | TBtu | 6.2951 | 6.2951 | 6.2657 | 10.6085 | 14.1278 | 14.0672 | 13.3185 | 14.1232
RPS v6.17- IL | 1107 | 7026 | Generation Constraint in GWh | FALSE | G | Annual | Heat Rate | MMBtu/MWh | 0.077516 | 0.063504 | 0.055573 | 0.080236 | 0.10503 | 0.10457 | 0.087595 | 0.075192
RPS v6.17- IL | 1107 | 7026 | Generation Constraint in GWh | FALSE | G | Annual | Generation | TWh | 81.2102 | 99.1298 | 112.7482 | 132.2152 | 134.5183 | 134.5183 | 152.0469 | 187.8289
RPS v6.17- IL | 1107 | 7026 | Generation Constraint in GWh | FALSE | G | Annual | Qualifying Generation | TWh | 28.5334 | 29.9175 | 29.913 | 24.4137 | 27.4365 | 29.1379 | 30.7051 | 58.4499
RPS v6.17- IL | 1107 | 7026 | Generation Constraint in GWh | FALSE | G | Annual | Rate | lb/MWh | 0 | 0 | 0 | 0 | 0 | 0 | 0 | 0
RPS v6.17- IL | 1107 | 7026 | Generation Constraint in GWh | FALSE | G | Annual | Constraint Shadow Price | US2016$/MWh | 0 | 0 | 0 | 0 | 0 | 0 | 0 | 0
RPS v6.17- MI | 1108 | 7027 | Generation Constraint in GWh | FALSE | G | Annual | Seasons Included | Seasons | Winter, WintShld, Summer | Winter, WintShld, Summer | Winter, WintShld, Summer | Winter, WintShld, Summer | Winter, WintShld, Summer | Winter, WintShld, Summer | Winter, WintShld, Summer | Winter, WintShld, Summer
RPS v6.17- MI | 1108 | 7027 | Generation Constraint in GWh | FALSE | G | Annual | Standard GWh | GWh | 15396.6516 | 15506.2818 | 15616.6996 | 15896.2282 | 16256.5956 | 16625.1368 | 17097.1126 | 17582.4884
RPS v6.17- MI | 1108 | 7027 | Generation Constraint in GWh | FALSE | G | Annual | Emissions at Affected Plants | GWh | 15396.6516 | 15506.2818 | 15616.6996 | 15896.2282 | 16256.5956 | 16625.1368 | 17097.1126 | 22642.6436
RPS v6.17- MI | 1108 | 7027 | Generation Constraint in GWh | FALSE | G | Annual | Allowances Purchased | GWh | 0 | 0 | 0 | 0 | 0 | 0 | 0 | 0
RPS v6.17- MI | 1108 | 7027 | Generation Constraint in GWh | FALSE | G | Annual | Allowances Sold | GWh | 0 | 0 | 0 | 0 | 0 | 0 | 0 | 0
RPS v6.17- MI | 1108 | 7027 | Generation Constraint in GWh | FALSE | G | Annual | Allowances Banked | GWh | 0 | 0 | 0 | 0 | 0 | 0 | 0 | 0
RPS v6.17- MI | 1108 | 7027 | Generation Constraint in GWh | FALSE | G | Annual | Allowances Withdrawn (1:1) | GWh | 0 | 0 | 0 | 0 | 0 | 0 | 0 | 0
RPS v6.17- MI | 1108 | 7027 | Generation Constraint in GWh | FALSE | G | Annual | Allowances Withdrawn (n:1) | GWh | 0 | 0 | 0 | 0 | 0 | 0 | 0 | 0
RPS v6.17- MI | 1108 | 7027 | Generation Constraint in GWh | FALSE | G | Annual | Net Emissions Allowance Position | GWh | 15396.6516 | 15506.2818 | 15616.6996 | 15896.2282 | 16256.5956 | 16625.1368 | 17097.1126 | 22642.6436
RPS v6.17- MI | 1108 | 7027 | Generation Constraint in GWh | FALSE | G | Annual | Fuel Consumed | TBtu | 31.8394 | 11.6586 | 11.5118 | 11.2252 | 11.2252 | 11.7974 | 11.8932 | 11.2252
RPS v6.17- MI | 1108 | 7027 | Generation Constraint in GWh | FALSE | G | Annual | Heat Rate | MMBtu/MWh | 2.0679 | 0.73965 | 0.70359 | 0.67455 | 0.67455 | 0.70893 | 0.69563 | 0.47996
RPS v6.17- MI | 1108 | 7027 | Generation Constraint in GWh | FALSE | G | Annual | Generation | TWh | 15.3967 | 15.7623 | 16.3616 | 16.6411 | 16.6411 | 16.6411 | 17.0971 | 23.3875
RPS v6.17- MI | 1108 | 7027 | Generation Constraint in GWh | FALSE | G | Annual | Qualifying Generation | TWh | 15.3967 | 15.5063 | 15.6167 | 15.8962 | 16.2566 | 16.6251 | 17.0971 | 22.6426
RPS v6.17- MI | 1108 | 7027 | Generation Constraint in GWh | FALSE | G | Annual | Rate | lb/MWh | 0 | 0 | 0 | 0 | 0 | 0 | 0 | 0
RPS v6.17- MI | 1108 | 7027 | Generation Constraint in GWh | FALSE | G | Annual | Constraint Shadow Price | US2016$/MWh | 64.749 | 17.672 | 25.7832 | 2.6625 | 0 | 0 | 4.2178 | 0
RPS v6.17- MN | 1109 | 7028 | Generation Constraint in GWh | FALSE | G | Annual | Seasons Included | Seasons | Winter, WintShld, Summer | Winter, WintShld, Summer | Winter, WintShld, Summer | Winter, WintShld, Summer | Winter, WintShld, Summer | Winter, WintShld, Summer | Winter, WintShld, Summer | Winter, WintShld, Summer
RPS v6.17- MN | 1109 | 7028 | Generation Constraint in GWh | FALSE | G | Annual | Standard GWh | GWh | 17363.8264 | 17586.6187 | 19729.5534 | 20368.5227 | 20956.5196 | 21561.4908 | 22273.4808 | 23008.9817
RPS v6.17- MN | 1109 | 7028 | Generation Constraint in GWh | FALSE | G | Annual | Emissions at Affected Plants | GWh | 17882.8487 | 17884.3314 | 19729.5534 | 46547.8221 | 46546.3394 | 48871.8711 | 72118.4473 | 100038.0485
RPS v6.17- MN | 1109 | 7028 | Generation Constraint in GWh | FALSE | G | Annual | Allowances Purchased | GWh | 0 | 0 | 0 | 0 | 0 | 0 | 0 | 0
RPS v6.17- MN | 1109 | 7028 | Generation Constraint in GWh | FALSE | G | Annual | Allowances Sold | GWh | 0 | 0 | 0 | 0 | 0 | 0 | 0 | 0
RPS v6.17- MN | 1109 | 7028 | Generation Constraint in GWh | FALSE | G | Annual | Allowances Banked | GWh | 0 | 0 | 0 | 0 | 0 | 0 | 0 | 0
RPS v6.17- MN | 1109 | 7028 | Generation Constraint in GWh | FALSE | G | Annual | Allowances Withdrawn (1:1) | GWh | 0 | 0 | 0 | 0 | 0 | 0 | 0 | 0
RPS v6.17- MN | 1109 | 7028 | Generation Constraint in GWh | FALSE | G | Annual | Allowances Withdrawn (n:1) | GWh | 0 | 0 | 0 | 0 | 0 | 0 | 0 | 0
RPS v6.17- MN | 1109 | 7028 | Generation Constraint in GWh | FALSE | G | Annual | Net Emissions Allowance Position | GWh | 17882.8487 | 17884.3314 | 19729.5534 | 46547.8221 | 46546.3394 | 48871.8711 | 72118.4473 | 100038.0485
RPS v6.17- MN | 1109 | 7028 | Generation Constraint in GWh | FALSE | G | Annual | Fuel Consumed | TBtu | 2.1357 | 2.1561 | 2.2076 | 2.1561 | 2.1357 | 2.1561 | 2.1561 | 2.1561
RPS v6.17- MN | 1109 | 7028 | Generation Constraint in GWh | FALSE | G | Annual | Heat Rate | MMBtu/MWh | 0.11943 | 0.12056 | 0.11189 | 0.046319 | 0.045884 | 0.044117 | 0.029896 | 0.021552
RPS v6.17- MN | 1109 | 7028 | Generation Constraint in GWh | FALSE | G | Annual | Generation | TWh | 17.8828 | 17.8843 | 19.7296 | 46.5478 | 46.5463 | 48.8719 | 72.1184 | 100.038
RPS v6.17- MN | 1109 | 7028 | Generation Constraint in GWh | FALSE | G | Annual | Qualifying Generation | TWh | 17.8828 | 17.8843 | 19.7296 | 46.5478 | 46.5463 | 48.8719 | 72.1184 | 100.038
RPS v6.17- MN | 1109 | 7028 | Generation Constraint in GWh | FALSE | G | Annual | Rate | lb/MWh | 0 | 0 | 0 | 0 | 0 | 0 | 0 | 0
RPS v6.17- MN | 1109 | 7028 | Generation Constraint in GWh | FALSE | G | Annual | Constraint Shadow Price | US2016$/MWh | 0 | 0 | 8.5011 | 0 | 0 | 0 | 0 | 0
RPS v6.17- MO | 1110 | 7029 | Generation Constraint in GWh | FALSE | G | Annual | Seasons Included | Seasons | Winter, WintShld, Summer | Winter, WintShld, Summer | Winter, WintShld, Summer | Winter, WintShld, Summer | Winter, WintShld, Summer | Winter, WintShld, Summer | Winter, WintShld, Summer | Winter, WintShld, Summer
RPS v6.17- MO | 1110 | 7029 | Generation Constraint in GWh | FALSE | G | Annual | Standard GWh | GWh | 7327.5482 | 7398.2554 | 7469.6933 | 7651.5397 | 7862.1709 | 8078.7531 | 8352.7683 | 8636.1246
RPS v6.17- MO | 1110 | 7029 | Generation Constraint in GWh | FALSE | G | Annual | Emissions at Affected Plants | GWh | 7327.5482 | 7398.2554 | 7469.6933 | 7651.5397 | 7862.1709 | 8078.7531 | 8352.7683 | 8636.1246
RPS v6.17- MO | 1110 | 7029 | Generation Constraint in GWh | FALSE | G | Annual | Allowances Purchased | GWh | 0 | 0 | 0 | 0 | 0 | 0 | 0 | 0
RPS v6.17- MO | 1110 | 7029 | Generation Constraint in GWh | FALSE | G | Annual | Allowances Sold | GWh | 0 | 0 | 0 | 0 | 0 | 0 | 0 | 0
RPS v6.17- MO | 1110 | 7029 | Generation Constraint in GWh | FALSE | G | Annual | Allowances Banked | GWh | 0 | 0 | 0 | 0 | 0 | 0 | 0 | 0
RPS v6.17- MO | 1110 | 7029 | Generation Constraint in GWh | FALSE | G | Annual | Allowances Withdrawn (1:1) | GWh | 0 | 0 | 0 | 0 | 0 | 0 | 0 | 0
RPS v6.17- MO | 1110 | 7029 | Generation Constraint in GWh | FALSE | G | Annual | Allowances Withdrawn (n:1) | GWh | 0 | 0 | 0 | 0 | 0 | 0 | 0 | 0
RPS v6.17- MO | 1110 | 7029 | Generation Constraint in GWh | FALSE | G | Annual | Net Emissions Allowance Position | GWh | 7327.5482 | 7398.2554 | 7469.6933 | 7651.5397 | 7862.1709 | 8078.7531 | 8352.7683 | 8636.1246
RPS v6.17- MO | 1110 | 7029 | Generation Constraint in GWh | FALSE | G | Annual | Fuel Consumed | TBtu | 1.2717 | 1.2717 | 1.2717 | 0 | 0 | 0.060642 | 0 | 0
RPS v6.17- MO | 1110 | 7029 | Generation Constraint in GWh | FALSE | G | Annual | Heat Rate | MMBtu/MWh | 0.17354 | 0.17189 | 0.17024 | 0 | 0 | 0.0074017 | 0 | 0
RPS v6.17- MO | 1110 | 7029 | Generation Constraint in GWh | FALSE | G | Annual | Generation | TWh | 7.3275 | 7.3983 | 7.4697 | 8.193 | 8.193 | 8.193 | 9.7757 | 11.752
RPS v6.17- MO | 1110 | 7029 | Generation Constraint in GWh | FALSE | G | Annual | Qualifying Generation | TWh | 7.3275 | 7.3983 | 7.4697 | 7.6515 | 7.8622 | 8.0788 | 8.3528 | 8.6361
RPS v6.17- MO | 1110 | 7029 | Generation Constraint in GWh | FALSE | G | Annual | Rate | lb/MWh | 0 | 0 | 0 | 0 | 0 | 0 | 0 | 0
RPS v6.17- MO | 1110 | 7029 | Generation Constraint in GWh | FALSE | G | Annual | Constraint Shadow Price | US2016$/MWh | 64.787 | 11.7258 | 18.0341 | 0 | 0 | 0 | 0 | 0
RPS v6.17- MT | 1111 | 7030 | Generation Constraint in GWh | FALSE | G | Annual | Seasons Included | Seasons | Winter, WintShld, Summer | Winter, WintShld, Summer | Winter, WintShld, Summer | Winter, WintShld, Summer | Winter, WintShld, Summer | Winter, WintShld, Summer | Winter, WintShld, Summer | Winter, WintShld, Summer
RPS v6.17- MT | 1111 | 7030 | Generation Constraint in GWh | FALSE | G | Annual | Standard GWh | GWh | 1504.031 | 1511.6914 | 1519.3991 | 1538.8778 | 1571.2907 | 1604.3984 | 1660.6132 | 1718.7998
RPS v6.17- MT | 1111 | 7030 | Generation Constraint in GWh | FALSE | G | Annual | Emissions at Affected Plants | GWh | 2920.0724 | 2920.0724 | 2920.0724 | 2920.0724 | 2920.0724 | 2920.0724 | 4561.0095 | 7230.5097
RPS v6.17- MT | 1111 | 7030 | Generation Constraint in GWh | FALSE | G | Annual | Allowances Purchased | GWh | 0 | 0 | 0 | 0 | 0 | 0 | 0 | 0
RPS v6.17- MT | 1111 | 7030 | Generation Constraint in GWh | FALSE | G | Annual | Allowances Sold | GWh | 0 | 0 | 0 | 0 | 0 | 0 | 0 | 0
RPS v6.17- MT | 1111 | 7030 | Generation Constraint in GWh | FALSE | G | Annual | Allowances Banked | GWh | 0 | 0 | 0 | 0 | 0 | 0 | 0 | 0
RPS v6.17- MT | 1111 | 7030 | Generation Constraint in GWh | FALSE | G | Annual | Allowances Withdrawn (1:1) | GWh | 0 | 0 | 0 | 0 | 0 | 0 | 0 | 0
RPS v6.17- MT | 1111 | 7030 | Generation Constraint in GWh | FALSE | G | Annual | Allowances Withdrawn (n:1) | GWh | 0 | 0 | 0 | 0 | 0 | 0 | 0 | 0
RPS v6.17- MT | 1111 | 7030 | Generation Constraint in GWh | FALSE | G | Annual | Net Emissions Allowance Position | GWh | 2920.0724 | 2920.0724 | 2920.0724 | 2920.0724 | 2920.0724 | 2920.0724 | 4561.0095 | 7230.5097
RPS v6.17- MT | 1111 | 7030 | Generation Constraint in GWh | FALSE | G | Annual | Fuel Consumed | TBtu | 0 | 0 | 0 | 0 | 0 | 0 | 0 | 0
RPS v6.17- MT | 1111 | 7030 | Generation Constraint in GWh | FALSE | G | Annual | Heat Rate | MMBtu/MWh | 0 | 0 | 0 | 0 | 0 | 0 | 0 | 0
RPS v6.17- MT | 1111 | 7030 | Generation Constraint in GWh | FALSE | G | Annual | Generation | TWh | 2.9201 | 2.9201 | 2.9201 | 2.9201 | 2.9201 | 2.9201 | 4.561 | 7.2305
RPS v6.17- MT | 1111 | 7030 | Generation Constraint in GWh | FALSE | G | Annual | Qualifying Generation | TWh | 2.9201 | 2.9201 | 2.9201 | 2.9201 | 2.9201 | 2.9201 | 4.561 | 7.2305
RPS v6.17- MT | 1111 | 7030 | Generation Constraint in GWh | FALSE | G | Annual | Rate | lb/MWh | 0 | 0 | 0 | 0 | 0 | 0 | 0 | 0
RPS v6.17- MT | 1111 | 7030 | Generation Constraint in GWh | FALSE | G | Annual | Constraint Shadow Price | US2016$/MWh | 0 | 0 | 0 | 0 | 0 | 0 | 0 | 0
RPS v6.17- NC 75% limit | 1113 | 7041 | Generation Constraint in GWh | FALSE | G | Annual | Seasons Included | Seasons | Winter, WintShld, Summer | Winter, WintShld, Summer | Winter, WintShld, Summer | Winter, WintShld, Summer | Winter, WintShld, Summer | Winter, WintShld, Summer | Winter, WintShld, Summer | Winter, WintShld, Summer
RPS v6.17- NC 75% limit | 1113 | 7041 | Generation Constraint in GWh | FALSE | G | Annual | Standard GWh | GWh | 6133.122 | 6244.8576 | 6358.4271 | 6650.5724 | 6941.64 | 7244.2751 | 7583.5718 | 7937.4102
RPS v6.17- NC 75% limit | 1113 | 7041 | Generation Constraint in GWh | FALSE | G | Annual | Emissions at Affected Plants | GWh | 6133.122 | 10537.8038 | 12309.2215 | 18226.7708 | 18477.957 | 18437.7923 | 20376.14 | 54526.2494
RPS v6.17- NC 75% limit | 1113 | 7041 | Generation Constraint in GWh | FALSE | G | Annual | Allowances Purchased | GWh | 0 | 0 | 0 | 0 | 0 | 0 | 0 | 0
RPS v6.17- NC 75% limit | 1113 | 7041 | Generation Constraint in GWh | FALSE | G | Annual | Allowances Sold | GWh | 0 | 0 | 0 | 0 | 0 | 0 | 0 | 0
RPS v6.17- NC 75% limit | 1113 | 7041 | Generation Constraint in GWh | FALSE | G | Annual | Allowances Banked | GWh | 0 | 0 | 0 | 0 | 0 | 0 | 0 | 0
RPS v6.17- NC 75% limit | 1113 | 7041 | Generation Constraint in GWh | FALSE | G | Annual | Allowances Withdrawn (1:1) | GWh | 0 | 0 | 0 | 0 | 0 | 0 | 0 | 0
RPS v6.17- NC 75% limit | 1113 | 7041 | Generation Constraint in GWh | FALSE | G | Annual | Allowances Withdrawn (n:1) | GWh | 0 | 0 | 0 | 0 | 0 | 0 | 0 | 0
RPS v6.17- NC 75% limit | 1113 | 7041 | Generation Constraint in GWh | FALSE | G | Annual | Net Emissions Allowance Position | GWh | 6133.122 | 10537.8038 | 12309.2215 | 18226.7708 | 18477.957 | 18437.7923 | 20376.14 | 54526.2494
RPS v6.17- NC 75% limit | 1113 | 7041 | Generation Constraint in GWh | FALSE | G | Annual | Fuel Consumed | TBtu | 7.8054 | 7.8054 | 7.8054 | 7.8054 | 7.8054 | 7.8054 | 7.8054 | 7.8054
RPS v6.17- NC 75% limit | 1113 | 7041 | Generation Constraint in GWh | FALSE | G | Annual | Heat Rate | MMBtu/MWh | 0.98343 | 0.6137 | 0.53868 | 0.38248 | 0.38848 | 0.38848 | 0.3543 | 0.13893
RPS v6.17- NC 75% limit | 1113 | 7041 | Generation Constraint in GWh | FALSE | G | Annual | Generation | TWh | 7.937 | 12.7185 | 14.4899 | 20.4075 | 20.0919 | 20.0919 | 22.0303 | 56.1804
RPS v6.17- NC 75% limit | 1113 | 7041 | Generation Constraint in GWh | FALSE | G | Annual | Qualifying Generation | TWh | 6.1331 | 10.5378 | 12.3092 | 18.2268 | 18.478 | 18.4378 | 20.3761 | 54.5262
RPS v6.17- NC 75% limit | 1113 | 7041 | Generation Constraint in GWh | FALSE | G | Annual | Rate | lb/MWh | 0 | 0 | 0 | 0 | 0 | 0 | 0 | 0
RPS v6.17- NC 75% limit | 1113 | 7041 | Generation Constraint in GWh | FALSE | G | Annual | Constraint Shadow Price | US2016$/MWh | 17.541 | 0 | 0 | 0 | 0 | 0 | 0 | 0
RPS v6.17- NM | 1114 | 7032 | Generation Constraint in GWh | FALSE | G | Annual | Seasons Included | Seasons | Winter, WintShld, Summer | Winter, WintShld, Summer | Winter, WintShld, Summer | Winter, WintShld, Summer | Winter, WintShld, Summer | Winter, WintShld, Summer | Winter, WintShld, Summer | Winter, WintShld, Summer
RPS v6.17- NM | 1114 | 7032 | Generation Constraint in GWh | FALSE | G | Annual | Standard GWh | GWh | 4916.0177 | 7000.346 | 9146.6544 | 11871.0542 | 15638.6884 | 19696.0522 | 21025.7451 | 22434.3066
RPS v6.17- NM | 1114 | 7032 | Generation Constraint in GWh | FALSE | G | Annual | Emissions at Affected Plants | GWh | 9095.4186 | 9095.4186 | 9146.6544 | 11996.2273 | 15638.6884 | 19696.0522 | 27223.5578 | 27853.1972
RPS v6.17- NM | 1114 | 7032 | Generation Constraint in GWh | FALSE | G | Annual | Allowances Purchased | GWh | 0 | 0 | 0 | 0 | 0 | 0 | 0 | 0
RPS v6.17- NM | 1114 | 7032 | Generation Constraint in GWh | FALSE | G | Annual | Allowances Sold | GWh | 0 | 0 | 0 | 0 | 0 | 0 | 0 | 0
RPS v6.17- NM | 1114 | 7032 | Generation Constraint in GWh | FALSE | G | Annual | Allowances Banked | GWh | 0 | 0 | 0 | 0 | 0 | 0 | 0 | 0
RPS v6.17- NM | 1114 | 7032 | Generation Constraint in GWh | FALSE | G | Annual | Allowances Withdrawn (1:1) | GWh | 0 | 0 | 0 | 0 | 0 | 0 | 0 | 0
RPS v6.17- NM | 1114 | 7032 | Generation Constraint in GWh | FALSE | G | Annual | Allowances Withdrawn (n:1) | GWh | 0 | 0 | 0 | 0 | 0 | 0 | 0 | 0
RPS v6.17- NM | 1114 | 7032 | Generation Constraint in GWh | FALSE | G | Annual | Net Emissions Allowance Position | GWh | 9095.4186 | 9095.4186 | 9146.6544 | 11996.2273 | 15638.6884 | 19696.0522 | 27223.5578 | 27853.1972
RPS v6.17- NM | 1114 | 7032 | Generation Constraint in GWh | FALSE | G | Annual | Fuel Consumed | TBtu | 1.9842 | 1.9842 | 1.9842 | 1.9842 | 1.9842 | 1.9842 | 1.9842 | 1.9842
RPS v6.17- NM | 1114 | 7032 | Generation Constraint in GWh | FALSE | G | Annual | Heat Rate | MMBtu/MWh | 0.21815 | 0.21815 | 0.21693 | 0.1654 | 0.12688 | 0.10074 | 0.072885 | 0.071237
RPS v6.17- NM | 1114 | 7032 | Generation Constraint in GWh | FALSE | G | Annual | Generation | TWh | 9.0954 | 9.0954 | 9.1467 | 11.9962 | 15.6387 | 19.6961 | 27.2236 | 27.8532
RPS v6.17- NM | 1114 | 7032 | Generation Constraint in GWh | FALSE | G | Annual | Qualifying Generation | TWh | 9.0954 | 9.0954 | 9.1467 | 11.9962 | 15.6387 | 19.6961 | 27.2236 | 27.8532
RPS v6.17- NM | 1114 | 7032 | Generation Constraint in GWh | FALSE | G | Annual | Rate | lb/MWh | 0 | 0 | 0 | 0 | 0 | 0 | 0 | 0
RPS v6.17- NM | 1114 | 7032 | Generation Constraint in GWh | FALSE | G | Annual | Constraint Shadow Price | US2016$/MWh | 0 | 0 | 20.3438 | 0 | 4.1509 | 4.1575 | 0 | 0
RPS v6.17- NV | 1115 | 7033 | Generation Constraint in GWh | FALSE | G | Annual | Seasons Included | Seasons | Winter, WintShld, Summer | Winter, WintShld, Summer | Winter, WintShld, Summer | Winter, WintShld, Summer | Winter, WintShld, Summer | Winter, WintShld, Summer | Winter, WintShld, Summer | Winter, WintShld, Summer
RPS v6.17- NV | 1115 | 7033 | Generation Constraint in GWh | FALSE | G | Annual | Standard GWh | GWh | 6999.5496 | 8547.8454 | 11253.8717 | 16995.7816 | 17569.9675 | 18164.826 | 18929.6929 | 19727.1159
RPS v6.17- NV | 1115 | 7033 | Generation Constraint in GWh | FALSE | G | Annual | Emissions at Affected Plants | GWh | 8729.4599 | 8729.4599 | 11253.8717 | 16995.7816 | 17569.9675 | 18164.826 | 18929.6929 | 42817.8457
RPS v6.17- NV | 1115 | 7033 | Generation Constraint in GWh | FALSE | G | Annual | Allowances Purchased | GWh | 0 | 0 | 0 | 0 | 0 | 0 | 0 | 0
RPS v6.17- NV | 1115 | 7033 | Generation Constraint in GWh | FALSE | G | Annual | Allowances Sold | GWh | 0 | 0 | 0 | 0 | 0 | 0 | 0 | 0
RPS v6.17- NV | 1115 | 7033 | Generation Constraint in GWh | FALSE | G | Annual | Allowances Banked | GWh | 0 | 0 | 0 | 0 | 0 | 0 | 0 | 0
RPS v6.17- NV | 1115 | 7033 | Generation Constraint in GWh | FALSE | G | Annual | Allowances Withdrawn (1:1) | GWh | 0 | 0 | 0 | 0 | 0 | 0 | 0 | 0
RPS v6.17- NV | 1115 | 7033 | Generation Constraint in GWh | FALSE | G | Annual | Allowances Withdrawn (n:1) | GWh | 0 | 0 | 0 | 0 | 0 | 0 | 0 | 0
RPS v6.17- NV | 1115 | 7033 | Generation Constraint in GWh | FALSE | G | Annual | Net Emissions Allowance Position | GWh | 8729.4599 | 8729.4599 | 11253.8717 | 16995.7816 | 17569.9675 | 18164.826 | 18929.6929 | 42817.8457
RPS v6.17- NV | 1115 | 7033 | Generation Constraint in GWh | FALSE | G | Annual | Fuel Consumed | TBtu | 52.0616 | 52.0616 | 54.6368 | 54.6368 | 54.6368 | 54.6368 | 54.6368 | 54.6368
RPS v6.17- NV | 1115 | 7033 | Generation Constraint in GWh | FALSE | G | Annual | Heat Rate | MMBtu/MWh | 5.9639 | 5.9639 | 4.8549 | 3.2147 | 3.1097 | 3.0078 | 2.8863 | 1.276
RPS v6.17- NV | 1115 | 7033 | Generation Constraint in GWh | FALSE | G | Annual | Generation | TWh | 8.7295 | 8.7295 | 11.2539 | 16.9958 | 17.57 | 18.1648 | 18.9297 | 42.8178
RPS v6.17- NV | 1115 | 7033 | Generation Constraint in GWh | FALSE | G | Annual | Qualifying Generation | TWh | 8.7295 | 8.7295 | 11.2539 | 16.9958 | 17.57 | 18.1648 | 18.9297 | 42.8178
RPS v6.17- NV | 1115 | 7033 | Generation Constraint in GWh | FALSE | G | Annual | Rate | lb/MWh | 0 | 0 | 0 | 0 | 0 | 0 | 0 | 0
RPS v6.17- NV | 1115 | 7033 | Generation Constraint in GWh | FALSE | G | Annual | Constraint Shadow Price | US2016$/MWh | 0 | 0 | 34.3015 | 9.6786 | 18.1141 | 18.9811 | 11.1874 | 0
RPS v6.17- NY | 1116 | 7034 | Generation Constraint in GWh | FALSE | G | Annual | Seasons Included | Seasons | Winter, WintShld, Summer | Winter, WintShld, Summer | Winter, WintShld, Summer | Winter, WintShld, Summer | Winter, WintShld, Summer | Winter, WintShld, Summer | Winter, WintShld, Summer | Winter, WintShld, Summer
RPS v6.17- NY | 1116 | 7034 | Generation Constraint in GWh | FALSE | G | Annual | Standard GWh | GWh | 44521.1254 | 57084.8789 | 69551.8076 | 100299.4572 | 100355.1327 | 100411.3177 | 101915.5773 | 103443.1336
RPS v6.17- NY | 1116 | 7034 | Generation Constraint in GWh | FALSE | G | Annual | Emissions at Affected Plants | GWh | 44521.1254 | 57084.8789 | 69551.8076 | 100299.4572 | 100355.1327 | 100411.3177 | 101915.5773 | 103443.1336
RPS v6.17- NY | 1116 | 7034 | Generation Constraint in GWh | FALSE | G | Annual | Allowances Purchased | GWh | 0 | 0 | 0 | 0 | 0 | 0 | 0 | 0
RPS v6.17- NY | 1116 | 7034 | Generation Constraint in GWh | FALSE | G | Annual | Allowances Sold | GWh | 0 | 0 | 0 | 0 | 0 | 0 | 0 | 0
RPS v6.17- NY | 1116 | 7034 | Generation Constraint in GWh | FALSE | G | Annual | Allowances Banked | GWh | 0 | 0 | 0 | 0 | 0 | 0 | 0 | 0
RPS v6.17- NY | 1116 | 7034 | Generation Constraint in GWh | FALSE | G | Annual | Allowances Withdrawn (1:1) | GWh | 0 | 0 | 0 | 0 | 0 | 0 | 0 | 0
RPS v6.17- NY | 1116 | 7034 | Generation Constraint in GWh | FALSE | G | Annual | Allowances Withdrawn (n:1) | GWh | 0 | 0 | 0 | 0 | 0 | 0 | 0 | 0
RPS v6.17- NY | 1116 | 7034 | Generation Constraint in GWh | FALSE | G | Annual | Net Emissions Allowance Position | GWh | 44521.1254 | 57084.8789 | 69551.8076 | 100299.4572 | 100355.1327 | 100411.3177 | 101915.5773 | 103443.1336
RPS v6.17- NY | 1116 | 7034 | Generation Constraint in GWh | FALSE | G | Annual | Fuel Consumed | TBtu | 36.505 | 40.6776 | 24.0963 | 27.5443 | 0.10166 | 2.2084 | 2.4421 | 5.6152
RPS v6.17- NY | 1116 | 7034 | Generation Constraint in GWh | FALSE | G | Annual | Heat Rate | MMBtu/MWh | 0.3708 | 0.33763 | 0.16799 | 0.14018 | 0.00043814 | 0.008379 | 0.0091793 | 0.018839
RPS v6.17- NY | 1116 | 7034 | Generation Constraint in GWh | FALSE | G | Annual | Generation | TWh | 98.4494 | 120.4782 | 143.4425 | 196.4921 | 232.0137 | 263.5681 | 266.0485 | 298.0685
RPS v6.17- NY | 1116 | 7034 | Generation Constraint in GWh | FALSE | G | Annual | Qualifying Generation | TWh | 44.5211 | 57.0849 | 69.5518 | 100.2995 | 100.3551 | 100.4113 | 101.9156 | 103.4431
RPS v6.17- NY | 1116 | 7034 | Generation Constraint in GWh | FALSE | G | Annual | Rate | lb/MWh | 0 | 0 | 0 | 0 | 0 | 0 | 0 | 0
RPS v6.17- NY | 1116 | 7034 | Generation Constraint in GWh | FALSE | G | Annual | Constraint Shadow Price | US2016$/MWh | 17.541 | 17.672 | 30.6691 | 20.9124 | 0 | 0 | 0 | 0
RPS v6.17- OH 50% limit | 1118 | 7043 | Generation Constraint in GWh | FALSE | G | Annual | Seasons Included | Seasons | Winter, WintShld, Summer | Winter, WintShld, Summer | Winter, WintShld, Summer | Winter, WintShld, Summer | Winter, WintShld, Summer | Winter, WintShld, Summer | Winter, WintShld, Summer | Winter, WintShld, Summer
RPS v6.17- OH 50% limit | 1118 | 7043 | Generation Constraint in GWh | FALSE | G | Annual | Standard GWh | GWh | 3867.8815 | 4554.5906 | 5253.7655 | 5713.1169 | 5852.073 | 5994.4087 | 6161.2201 | 6332.6734
RPS v6.17- OH 50% limit | 1118 | 7043 | Generation Constraint in GWh | FALSE | G | Annual | Emissions at Affected Plants | GWh | 3867.8815 | 4554.5906 | 5253.7655 | 5713.1169 | 5852.073 | 5994.4087 | 6161.2201 | 6332.6734
RPS v6.17- OH 50% limit | 1118 | 7043 | Generation Constraint in GWh | FALSE | G | Annual | Allowances Purchased | GWh | 0 | 0 | 0 | 0 | 0 | 0 | 0 | 0
RPS v6.17- OH 50% limit | 1118 | 7043 | Generation Constraint in GWh | FALSE | G | Annual | Allowances Sold | GWh | 0 | 0 | 0 | 0 | 0 | 0 | 0 | 0
RPS v6.17- OH 50% limit | 1118 | 7043 | Generation Constraint in GWh | FALSE | G | Annual | Allowances Banked | GWh | 0 | 0 | 0 | 0 | 0 | 0 | 0 | 0
RPS v6.17- OH 50% limit | 1118 | 7043 | Generation Constraint in GWh | FALSE | G | Annual | Allowances Withdrawn (1:1) | GWh | 0 | 0 | 0 | 0 | 0 | 0 | 0 | 0
RPS v6.17- OH 50% limit | 1118 | 7043 | Generation Constraint in GWh | FALSE | G | Annual | Allowances Withdrawn (n:1) | GWh | 0 | 0 | 0 | 0 | 0 | 0 | 0 | 0
RPS v6.17- OH 50% limit | 1118 | 7043 | Generation Constraint in GWh | FALSE | G | Annual | Net Emissions Allowance Position | GWh | 3867.8815 | 4554.5906 | 5253.7655 | 5713.1169 | 5852.073 | 5994.4087 | 6161.2201 | 6332.6734
RPS v6.17- OH 50% limit | 1118 | 7043 | Generation Constraint in GWh | FALSE | G | Annual | Fuel Consumed | TBtu | 0 | 0 | 0 | 0 | 1.4043 | 0.17927 | 1.5854 | 0
RPS v6.17- OH 50% limit | 1118 | 7043 | Generation Constraint in GWh | FALSE | G | Annual | Heat Rate | MMBtu/MWh | 0 | 0 | 0 | 0 | 0.13907 | 0.017754 | 0.15701 | 0
RPS v6.17- OH 50% limit | 1118 | 7043 | Generation Constraint in GWh | FALSE | G | Annual | Generation | TWh | 7.3734 | 8.2323 | 10.0974 | 10.0974 | 10.0974 | 10.0974 | 10.0974 | 10.8978
RPS v6.17- OH 50% limit | 1118 | 7043 | Generation Constraint in GWh | FALSE | G | Annual | Qualifying Generation | TWh | 3.8679 | 4.5546 | 5.2538 | 5.7131 | 5.8521 | 5.9944 | 6.1612 | 6.3327
RPS v6.17- OH 50% limit | 1118 | 7043 | Generation Constraint in GWh | FALSE | G | Annual | Rate | lb/MWh | 0 | 0 | 0 | 0 | 0 | 0 | 0 | 0
RPS v6.17- OH 50% limit | 1118 | 7043 | Generation Constraint in GWh | FALSE | G | Annual | Constraint Shadow Price | US2016$/MWh | 17.541 | 17.672 | 30.6691 | 20.9124 | 0 | 0 | 0 | 0
RPS v6.17- OR,WA | 1119 | 7038 | Generation Constraint in GWh | FALSE | G | Annual | Seasons Included | Seasons | Winter, WintShld, Summer | Winter, WintShld, Summer | Winter, WintShld, Summer | Winter, WintShld, Summer | Winter, WintShld, Summer | Winter, WintShld, Summer | Winter, WintShld, Summer | Winter, WintShld, Summer
RPS v6.17- OR,WA | 1119 | 7038 | Generation Constraint in GWh | FALSE | G | Annual | Standard GWh | GWh | 18049.4989 | 18128.8791 | 21637.3306 | 25129.4075 | 29959.0724 | 33153.3941 | 35111.2924 | 36344.6836
RPS v6.17- OR,WA | 1119 | 7038 | Generation Constraint in GWh | FALSE | G | Annual | Emissions at Affected Plants | GWh | 21092.4591 | 21092.4591 | 21637.3306 | 31435.3011 | 32964.0711 | 37093.7867 | 43780.4195 | 48798.9265
RPS v6.17- OR,WA | 1119 | 7038 | Generation Constraint in GWh | FALSE | G | Annual | Allowances Purchased | GWh | 0 | 0 | 0 | 0 | 0 | 0 | 0 | 0
RPS v6.17- OR,WA | 1119 | 7038 | Generation Constraint in GWh | FALSE | G | Annual | Allowances Sold | GWh | 0 | 0 | 0 | 0 | 0 | 0 | 0 | 0
RPS v6.17- OR,WA | 1119 | 7038 | Generation Constraint in GWh | FALSE | G | Annual | Allowances Banked | GWh | 0 | 0 | 0 | 0 | 0 | 0 | 0 | 0
RPS v6.17- OR,WA | 1119 | 7038 | Generation Constraint in GWh | FALSE | G | Annual | Allowances Withdrawn (1:1) | GWh | 0 | 0 | 0 | 0 | 0 | 0 | 0 | 0
RPS v6.17- OR,WA | 1119 | 7038 | Generation Constraint in GWh | FALSE | G | Annual | Allowances Withdrawn (n:1) | GWh | 0 | 0 | 0 | 0 | 0 | 0 | 0 | 0
RPS v6.17- OR,WA | 1119 | 7038 | Generation Constraint in GWh | FALSE | G | Annual | Net Emissions Allowance Position | GWh | 21092.4591 | 21092.4591 | 21637.3306 | 31435.3011 | 32964.0711 | 37093.7867 | 43780.4195 | 48798.9265
RPS v6.17- OR,WA | 1119 | 7038 | Generation Constraint in GWh | FALSE | G | Annual | Fuel Consumed | TBtu | 7.5718 | 7.5718 | 7.5718 | 7.5718 | 7.5718 | 7.5718 | 7.5718 | 7.5718
RPS v6.17- OR,WA | 1119 | 7038 | Generation Constraint in GWh | FALSE | G | Annual | Heat Rate | MMBtu/MWh | 0.35898 | 0.35898 | 0.34994 | 0.24087 | 0.2297 | 0.20413 | 0.17295 | 0.15516
RPS v6.17- OR,WA | 1119 | 7038 | Generation Constraint in GWh | FALSE | G | Annual | Generation | TWh | 21.0925 | 21.0925 | 21.6373 | 31.4353 | 32.9641 | 37.0938 | 43.7804 | 48.7989
RPS v6.17- OR,WA | 1119 | 7038 | Generation Constraint in GWh | FALSE | G | Annual | Qualifying Generation | TWh | 21.0925 | 21.0925 | 21.6373 | 31.4353 | 32.9641 | 37.0938 | 43.7804 | 48.7989
RPS v6.17- OR,WA | 1119 | 7038 | Generation Constraint in GWh | FALSE | G | Annual | Rate | lb/MWh | 0 | 0 | 0 | 0 | 0 | 0 | 0 | 0
RPS v6.17- OR,WA | 1119 | 7038 | Generation Constraint in GWh | FALSE | G | Annual | Constraint Shadow Price | US2016$/MWh | 0 | 0 | 19.9281 | 0 | 0 | 0 | 0 | 0
RPS v6.17- TX | 1120 | 7037 | Generation Constraint in GWh | FALSE | G | Annual | Seasons Included | Seasons | Winter, WintShld, Summer | Winter, WintShld, Summer | Winter, WintShld, Summer | Winter, WintShld, Summer | Winter, WintShld, Summer | Winter, WintShld, Summer | Winter, WintShld, Summer | Winter, WintShld, Summer
RPS v6.17- TX | 1120 | 7037 | Generation Constraint in GWh | FALSE | G | Annual | Standard GWh | GWh | 18028.08 | 18028.08 | 18028.08 | 18028.08 | 18028.08 | 18028.08 | 17992.4429 | 17989.4585
RPS v6.17- TX | 1120 | 7037 | Generation Constraint in GWh | FALSE | G | Annual | Emissions at Affected Plants | GWh | 105790.6478 | 114847.8408 | 118723.8407 | 145912.8471 | 152897.2207 | 160305.6441 | 304631.7742 | 312544.128
RPS v6.17- TX | 1120 | 7037 | Generation Constraint in GWh | FALSE | G | Annual | Allowances Purchased | GWh | 0 | 0 | 0 | 0 | 0 | 0 | 0 | 0
RPS v6.17- TX | 1120 | 7037 | Generation Constraint in GWh | FALSE | G | Annual | Allowances Sold | GWh | 0 | 0 | 0 | 0 | 0 | 0 | 0 | 0
RPS v6.17- TX | 1120 | 7037 | Generation Constraint in GWh | FALSE | G | Annual | Allowances Banked | GWh | 0 | 0 | 0 | 0 | 0 | 0 | 0 | 0
RPS v6.17- TX | 1120 | 7037 | Generation Constraint in GWh | FALSE | G | Annual | Allowances Withdrawn (1:1) | GWh | 0 | 0 | 0 | 0 | 0 | 0 | 0 | 0
RPS v6.17- TX | 1120 | 7037 | Generation Constraint in GWh | FALSE | G | Annual | Allowances Withdrawn (n:1) | GWh | 0 | 0 | 0 | 0 | 0 | 0 | 0 | 0
RPS v6.17- TX | 1120 | 7037 | Generation Constraint in GWh | FALSE | G | Annual | Net Emissions Allowance Position | GWh | 105790.6478 | 114847.8408 | 118723.8407 | 145912.8471 | 152897.2207 | 160305.6441 | 304631.7742 | 312544.128
RPS v6.17- TX | 1120 | 7037 | Generation Constraint in GWh | FALSE | G | Annual | Fuel Consumed | TBtu | 5.8863 | 5.8937 | 5.8976 | 5.8954 | 5.9382 | 5.9382 | 5.9382 | 5.9326
RPS v6.17- TX | 1120 | 7037 | Generation Constraint in GWh | FALSE | G | Annual | Heat Rate | MMBtu/MWh | 0.055641 | 0.051317 | 0.049675 | 0.040403 | 0.038838 | 0.037043 | 0.019493 | 0.018982
RPS v6.17- TX | 1120 | 7037 | Generation Constraint in GWh | FALSE | G | Annual | Generation | TWh | 105.7906 | 114.8478 | 118.7238 | 145.9128 | 152.8972 | 160.3056 | 304.6318 | 312.5441
RPS v6.17- TX | 1120 | 7037 | Generation Constraint in GWh | FALSE | G | Annual | Qualifying Generation | TWh | 105.7906 | 114.8478 | 118.7238 | 145.9128 | 152.8972 | 160.3056 | 304.6318 | 312.5441
RPS v6.17- TX | 1120 | 7037 | Generation Constraint in GWh | FALSE | G | Annual | Rate | lb/MWh | 0 | 0 | 0 | 0 | 0 | 0 | 0 | 0
RPS v6.17- TX | 1120 | 7037 | Generation Constraint in GWh | FALSE | G | Annual | Constraint Shadow Price | US2016$/MWh | 0 | 0 | 0 | 0 | 0 | 0 | 0 | 0
RPS v6.17- WI | 1121 | 7039 | Generation Constraint in GWh | FALSE | G | Annual | Seasons Included | Seasons | Winter, WintShld, Summer | Winter, WintShld, Summer | Winter, WintShld, Summer | Winter, WintShld, Summer | Winter, WintShld, Summer | Winter, WintShld, Summer | Winter, WintShld, Summer | Winter, WintShld, Summer
RPS v6.17- WI | 1121 | 7039 | Generation Constraint in GWh | FALSE | G | Annual | Standard GWh | GWh | 7601.4526 | 7676.2157 | 7751.7255 | 7943.8161 | 8141.6015 | 8344.3324 | 8582.4251 | 8827.3398
RPS v6.17- WI | 1121 | 7039 | Generation Constraint in GWh | FALSE | G | Annual | Emissions at Affected Plants | GWh | 7601.4526 | 7676.2157 | 7751.7255 | 7943.8161 | 8141.6015 | 8344.3324 | 8582.4251 | 8827.3398
RPS v6.17- WI | 1121 | 7039 | Generation Constraint in GWh | FALSE | G | Annual | Allowances Purchased | GWh | 0 | 0 | 0 | 0 | 0 | 0 | 0 | 0
RPS v6.17- WI | 1121 | 7039 | Generation Constraint in GWh | FALSE | G | Annual | Allowances Sold | GWh | 0 | 0 | 0 | 0 | 0 | 0 | 0 | 0
RPS v6.17- WI | 1121 | 7039 | Generation Constraint in GWh | FALSE | G | Annual | Allowances Banked | GWh | 0 | 0 | 0 | 0 | 0 | 0 | 0 | 0
RPS v6.17- WI | 1121 | 7039 | Generation Constraint in GWh | FALSE | G | Annual | Allowances Withdrawn (1:1) | GWh | 0 | 0 | 0 | 0 | 0 | 0 | 0 | 0
RPS v6.17- WI | 1121 | 7039 | Generation Constraint in GWh | FALSE | G | Annual | Allowances Withdrawn (n:1) | GWh | 0 | 0 | 0 | 0 | 0 | 0 | 0 | 0
RPS v6.17- WI | 1121 | 7039 | Generation Constraint in GWh | FALSE | G | Annual | Net Emissions Allowance Position | GWh | 7601.4526 | 7676.2157 | 7751.7255 | 7943.8161 | 8141.6015 | 8344.3324 | 8582.4251 | 8827.3398
RPS v6.17- WI | 1121 | 7039 | Generation Constraint in GWh | FALSE | G | Annual | Fuel Consumed | TBtu | 6.608 | 6.608 | 6.608 | 3.5244 | 0 | 0 | 0.80931 | 0
RPS v6.17- WI | 1121 | 7039 | Generation Constraint in GWh | FALSE | G | Annual | Heat Rate | MMBtu/MWh | 0.8693 | 0.86083 | 0.85245 | 0.28897 | 0 | 0 | 0.045751 | 0
RPS v6.17- WI | 1121 | 7039 | Generation Constraint in GWh | FALSE | G | Annual | Generation | TWh | 7.6015 | 7.6762 | 7.7517 | 12.1964 | 14.5002 | 14.5002 | 17.6897 | 22.8539
RPS v6.17- WI | 1121 | 7039 | Generation Constraint in GWh | FALSE | G | Annual | Qualifying Generation | TWh | 7.6015 | 7.6762 | 7.7517 | 7.9438 | 8.1416 | 8.3443 | 8.5824 | 8.8273
RPS v6.17- WI | 1121 | 7039 | Generation Constraint in GWh | FALSE | G | Annual | Rate | lb/MWh | 0 | 0 | 0 | 0 | 0 | 0 | 0 | 0
RPS v6.17- WI | 1121 | 7039 | Generation Constraint in GWh | FALSE | G | Annual | Constraint Shadow Price | US2016$/MWh | 17.624 | 14.481 | 17.0279 | 0 | 0 | 0 | 0 | 0
State Niagara Mohawk Power - NOX Cap Annual v3.1 | 1122 | 1890 | Rate Constraint in MTons | FALSE | L | Annual | Seasons Included | Seasons | Winter, WintShld, Summer | Winter, WintShld, Summer | Winter, WintShld, Summer | Winter, WintShld, Summer | Winter, WintShld, Summer | Winter, WintShld, Summer | Winter, WintShld, Summer | Winter, WintShld, Summer
State Niagara Mohawk Power - NOX Cap Annual v3.1 | 1122 | 1890 | Rate Constraint in MTons | FALSE | L | Annual | Standard NOX | Thousand Tons | 3.241 | 3.241 | 3.241 | 3.241 | 3.241 | 3.241 | 3.241 | 3.241
State Niagara Mohawk Power - NOX Cap Annual v3.1 | 1122 | 1890 | Rate Constraint in MTons | FALSE | L | Annual | Emissions at Affected Plants NOX | Thousand Tons | 0 | 0 | 0 | 0 | 0 | 0 | 0 | 0
State Niagara Mohawk Power - NOX Cap Annual v3.1 | 1122 | 1890 | Rate Constraint in MTons | FALSE | L | Annual | Allowances Purchased NOX | Thousand Tons | 0 | 0 | 0 | 0 | 0 | 0 | 0 | 0
State Niagara Mohawk Power - NOX Cap Annual v3.1 | 1122 | 1890 | Rate Constraint in MTons | FALSE | L | Annual | Allowances Sold NOX | Thousand Tons | 0 | 0 | 0 | 0 | 0 | 0 | 0 | 0
State Niagara Mohawk Power - NOX Cap Annual v3.1 | 1122 | 1890 | Rate Constraint in MTons | FALSE | L | Annual | Allowances Banked | Thousand Tons | 0 | 0 | 0 | 0 | 0 | 0 | 0 | 0
State Niagara Mohawk Power - NOX Cap Annual v3.1 | 1122 | 1890 | Rate Constraint in MTons | FALSE | L | Annual | Allowances Withdrawn (1:1) | Thousand Tons | 0 | 0 | 0 | 0 | 0 | 0 | 0 | 0
State Niagara Mohawk Power - NOX Cap Annual v3.1 | 1122 | 1890 | Rate Constraint in MTons | FALSE | L | Annual | Allowances Withdrawn (n:1) | Thousand Tons | 0 | 0 | 0 | 0 | 0 | 0 | 0 | 0
State Niagara Mohawk Power - NOX Cap Annual v3.1 | 1122 | 1890 | Rate Constraint in MTons | FALSE | L | Annual | Net Emissions Allowance Position | Thousand Tons | 0 | 0 | 0 | 0 | 0 | 0 | 0 | 0
State Niagara Mohawk Power - NOX Cap Annual v3.1 | 1122 | 1890 | Rate Constraint in MTons | FALSE | L | Annual | Fuel Consumed | TBtu | 0 | 0 | 0 | 0 | 0 | 0 | 0 | 0
State Niagara Mohawk Power - NOX Cap Annual v3.1 | 1122 | 1890 | Rate Constraint in MTons | FALSE | L | Annual | Rate | lb/MMBtu | 0 | 0 | 0 | 0 | 0 | 0 | 0 | 0
State Niagara Mohawk Power - NOX Cap Annual v3.1 | 1122 | 1890 | Rate Constraint in MTons | FALSE | L | Annual | Generation | TWh | 0 | 0 | 0 | 0 | 0 | 0 | 0 | 0
State Niagara Mohawk Power - NOX Cap Annual v3.1 | 1122 | 1890 | Rate Constraint in MTons | FALSE | L | Annual | Qualifying Generation | TWh | 0 | 0 | 0 | 0 | 0 | 0 | 0 | 0
State Niagara Mohawk Power - NOX Cap Annual v3.1 | 1122 | 1890 | Rate Constraint in MTons | FALSE | L | Annual | Rate | lb/MWh | 0 | 0 | 0 | 0 | 0 | 0 | 0 | 0
State Niagara Mohawk Power - NOX Cap Annual v3.1 | 1122 | 1890 | Rate Constraint in MTons | FALSE | L | Annual | Constraint Shadow Price | US2016$/Ton | 0 | 0 | 0 | 0 | 0 | 0 | 0 | 0
State Niagara Mohawk Power - SO2 Cap Annual v3.1 | 1123 | 1891 | Rate Constraint in MTons | FALSE | L | Annual | Seasons Included | Seasons | Winter, WintShld, Summer | Winter, WintShld, Summer | Winter, WintShld, Summer | Winter, WintShld, Summer | Winter, WintShld, Summer | Winter, WintShld, Summer | Winter, WintShld, Summer | Winter, WintShld, Summer
State Niagara Mohawk Power - SO2 Cap Annual v3.1 | 1123 | 1891 | Rate Constraint in MTons | FALSE | L | Annual | Standard SO2 | Thousand Tons | 14.169 | 14.169 | 14.169 | 14.169 | 14.169 | 14.169 | 14.169 | 14.169
State Niagara Mohawk Power - SO2 Cap Annual v3.1 | 1123 | 1891 | Rate Constraint in MTons | FALSE | L | Annual | Emissions at Affected Plants SO2 | Thousand Tons | 0 | 0 | 0 | 0 | 0 | 0 | 0 | 0
State Niagara Mohawk Power - SO2 Cap Annual v3.1 | 1123 | 1891 | Rate Constraint in MTons | FALSE | L | Annual | Allowances Purchased SO2 | Thousand Tons | 0 | 0 | 0 | 0 | 0 | 0 | 0 | 0
State Niagara Mohawk Power - SO2 Cap Annual v3.1 | 1123 | 1891 | Rate Constraint in MTons | FALSE | L | Annual | Allowances Sold SO2 | Thousand Tons | 0 | 0 | 0 | 0 | 0 | 0 | 0 | 0
State Niagara Mohawk Power - SO2 Cap Annual v3.1 | 1123 | 1891 | Rate Constraint in MTons | FALSE | L | Annual | Allowances Banked | Thousand Tons | 0 | 0 | 0 | 0 | 0 | 0 | 0 | 0
State Niagara Mohawk Power - SO2 Cap Annual v3.1 | 1123 | 1891 | Rate Constraint in MTons | FALSE | L | Annual | Allowances Withdrawn (1:1) | Thousand Tons | 0 | 0 | 0 | 0 | 0 | 0 | 0 | 0
State Niagara Mohawk Power - SO2 Cap Annual v3.1 | 1123 | 1891 | Rate Constraint in MTons | FALSE | L | Annual | Allowances Withdrawn (n:1) | Thousand Tons | 0 | 0 | 0 | 0 | 0 | 0 | 0 | 0
State Niagara Mohawk Power - SO2 Cap Annual v3.1 | 1123 | 1891 | Rate Constraint in MTons | FALSE | L | Annual | Net Emissions Allowance Position | Thousand Tons | 0 | 0 | 0 | 0 | 0 | 0 | 0 | 0
State Niagara Mohawk Power - SO2 Cap Annual v3.1 | 1123 | 1891 | Rate Constraint in MTons | FALSE | L | Annual | Fuel Consumed | TBtu | 0 | 0 | 0 | 0 | 0 | 0 | 0 | 0
State Niagara Mohawk Power - SO2 Cap Annual v3.1 | 1123 | 1891 | Rate Constraint in MTons | FALSE | L | Annual | Rate | lb/MMBtu | 0 | 0 | 0 | 0 | 0 | 0 | 0 | 0
State Niagara Mohawk Power - SO2 Cap Annual v3.1 | 1123 | 1891 | Rate Constraint in MTons | FALSE | L | Annual | Generation | TWh | 0 | 0 | 0 | 0 | 0 | 0 | 0 | 0
State Niagara Mohawk Power - SO2 Cap Annual v3.1 | 1123 | 1891 | Rate Constraint in MTons | FALSE | L | Annual | Qualifying Generation | TWh | 0 | 0 | 0 | 0 | 0 | 0 | 0 | 0
State Niagara Mohawk Power - SO2 Cap Annual v3.1 | 1123 | 1891 | Rate Constraint in MTons | FALSE | L | Annual | Rate | lb/MWh | 0 | 0 | 0 | 0 | 0 | 0 | 0 | 0
State Niagara Mohawk Power - SO2 Cap Annual v3.1 | 1123 | 1891 | Rate Constraint in MTons | FALSE | L | Annual | Constraint Shadow Price | US2016$/Ton | 0 | 0 | 0 | 0 | 0 | 0 | 0 | 0
Texas BART FIP v6.17 | 1124 | 6440 | Rate Constraint in MTons | FALSE | L | Annual | Seasons Included | Seasons | Winter, WintShld, Summer | Winter, WintShld, Summer | Winter, WintShld, Summer | Winter, WintShld, Summer | Winter, WintShld, Summer | Winter, WintShld, Summer | Winter, WintShld, Summer | Winter, WintShld, Summer
Texas BART FIP v6.17 | 1124 | 6440 | Rate Constraint in MTons | FALSE | L | Annual | Standard SO2 | Thousand Tons | 248.393 | 248.393 | 248.393 | 248.393 | 248.393 | 248.393 | 248.393 | 248.393
Texas BART FIP v6.17 | 1124 | 6440 | Rate Constraint in MTons | FALSE | L | Annual | Emissions at Affected Plants SO2 | Thousand Tons | 119.5901 | 133.8091 | 130.9083 | 117.1937 | 107.2187 | 101.5949 | 86.4192 | 71.8257
Texas BART FIP v6.17 | 1124 | 6440 | Rate Constraint in MTons | FALSE | L | Annual | Allowances Purchased SO2 | Thousand Tons | 0 | 0 | 0 | 0 | 0 | 0 | 0 | 0
Texas BART FIP v6.17 | 1124 | 6440 | Rate Constraint in MTons | FALSE | L | Annual | Allowances Sold SO2 | Thousand Tons | 0 | 0 | 0 | 0 | 0 | 0 | 0 | 0
Texas BART FIP v6.17 | 1124 | 6440 | Rate Constraint in MTons | FALSE | L | Annual | Allowances Banked | Thousand Tons | 0 | 0 | 0 | 0 | 0 | 0 | 0 | 0
Texas BART FIP v6.17 | 1124 | 6440 | Rate Constraint in MTons | FALSE | L | Annual | Allowances Withdrawn (1:1) | Thousand Tons | 0 | 0 | 0 | 0 | 0 | 0 | 0 | 0
Texas BART FIP v6.17 | 1124 | 6440 | Rate Constraint in MTons | FALSE | L | Annual | Allowances Withdrawn (n:1) | Thousand Tons | 0 | 0 | 0 | 0 | 0 | 0 | 0 | 0
Texas BART FIP v6.17 | 1124 | 6440 | Rate Constraint in MTons | FALSE | L | Annual | Net Emissions Allowance Position | Thousand Tons | 119.5901 | 133.8091 | 130.9083 | 117.1937 | 107.2187 | 101.5949 | 86.4192 | 71.8257
Texas BART FIP v6.17 | 1124 | 6440 | Rate Constraint in MTons | FALSE | L | Annual | Fuel Consumed | TBtu | 666.1925 | 732.0249 | 745.4748 | 666.9824 | 612.9613 | 599.0215 | 523.1441 | 527.7874
Texas BART FIP v6.17 | 1124 | 6440 | Rate Constraint in MTons | FALSE | L | Annual | Rate | lb/MMBtu | 0.35903 | 0.36559 | 0.35121 | 0.35141 | 0.34984 | 0.3392 | 0.33038 | 0.27218
Texas BART FIP v6.17 | 1124 | 6440 | Rate Constraint in MTons | FALSE | L | Annual | Generation | TWh | 63.2004 | 69.4489 | 71.8434 | 64.359 | 60.4323 | 61.1353 | 54.2134 | 59.883
Texas BART FIP v6.17 | 1124 | 6440 | Rate Constraint in MTons | FALSE | L | Annual | Qualifying Generation | TWh | 63.2004 | 69.4489 | 71.8434 | 64.359 | 59.4055 | 58.198 | 50.5979 | 53.4204
Texas BART FIP v6.17 | 1124 | 6440 | Rate Constraint in MTons | FALSE | L | Annual | Rate | lb/MWh | 3.7845 | 3.8535 | 3.6443 | 3.6419 | 3.6097 | 3.4913 | 3.4159 | 2.6891
Texas BART FIP v6.17 | 1124 | 6440 | Rate Constraint in MTons | FALSE | L | Annual | Constraint Shadow Price | US2016$/Ton | 0 | 0 | 0 | 0 | 0 | 0 | 0 | 0
Texas East - NOX Cap Annual v3.1 | 1125 | 1901 | Rate Constraint in MTons | FALSE | L | Annual | Seasons Included | Seasons | Winter, WintShld, Summer | Winter, WintShld, Summer | Winter, WintShld, Summer | Winter, WintShld, Summer | Winter, WintShld, Summer | Winter, WintShld, Summer | Winter, WintShld, Summer | Winter, WintShld, Summer
Texas East - NOX Cap Annual v3.1 | 1125 | 1901 | Rate Constraint in MTons | FALSE | L | Annual | Standard NOX | Thousand Tons | 84.5 | 84.5 | 84.5 | 84.5 | 84.5 | 84.5 | 84.5 | 84.5
Texas East - NOX Cap Annual v3.1 | 1125 | 1901 | Rate Constraint in MTons | FALSE | L | Annual | Emissions at Affected Plants NOX | Thousand Tons | 2.6819 | 2.4049 | 2.4768 | 2.0742 | 2.1833 | 1.9835 | 0.50155 | 0.50788
Texas East - NOX Cap Annual v3.1 | 1125 | 1901 | Rate Constraint in MTons | FALSE | L | Annual | Allowances Purchased NOX | Thousand Tons | 0 | 0 | 0 | 0 | 0 | 0 | 0 | 0
Texas East - NOX Cap Annual v3.1 | 1125 | 1901 | Rate Constraint in MTons | FALSE | L | Annual | Allowances Sold NOX | Thousand Tons | 0 | 0 | 0 | 0 | 0 | 0 | 0 | 0
Texas East - NOX Cap Annual v3.1 | 1125 | 1901 | Rate Constraint in MTons | FALSE | L | Annual | Allowances Banked | Thousand Tons | 0 | 0 | 0 | 0 | 0 | 0 | 0 | 0
Texas East - NOX Cap Annual v3.1 | 1125 | 1901 | Rate Constraint in MTons | FALSE | L | Annual | Allowances Withdrawn (1:1) | Thousand Tons | 0 | 0 | 0 | 0 | 0 | 0 | 0 | 0
Texas East - NOX Cap Annual v3.1 | 1125 | 1901 | Rate Constraint in MTons | FALSE | L | Annual | Allowances Withdrawn (n:1) | Thousand Tons | 0 | 0 | 0 | 0 | 0 | 0 | 0 | 0
Texas East - NOX Cap Annual v3.1 | 1125 | 1901 | Rate Constraint in MTons | FALSE | L | Annual | Net Emissions Allowance Position | Thousand Tons | 2.6819 | 2.4049 | 2.4768 | 2.0742 | 2.1833 | 1.9835 | 0.50155 | 0.50788
Texas East - NOX Cap Annual v3.1 | 1125 | 1901 | Rate Constraint in MTons | FALSE | L | Annual | Fuel Consumed | TBtu | 50.3396 | 45.0428 | 47.5443 | 37.0861 | 35.6513 | 33.006 | 8.0214 | 8.6142
Texas East - NOX Cap Annual v3.1 | 1125 | 1901 | Rate Constraint in MTons | FALSE | L | Annual | Rate | lb/MMBtu | 0.10655 | 0.10678 | 0.10419 | 0.11186 | 0.12248 | 0.12019 | 0.12505 | 0.11792
Texas East - NOX Cap Annual v3.1 | 1125 | 1901 | Rate Constraint in MTons | FALSE | L | Annual | Generation | TWh | 4.4919 | 4.019 | 4.2176 | 3.3087 | 3.1951 | 2.9708 | 0.72706 | 0.79578
Texas East - NOX Cap Annual v3.1 | 1125 | 1901 | Rate Constraint in MTons | FALSE | L | Annual | Qualifying Generation | TWh | 4.4919 | 4.019 | 4.2176 | 3.3087 | 3.1951 | 2.9708 | 0.72706 | 0.79578
Texas East - NOX Cap Annual v3.1 | 1125 | 1901 | Rate Constraint in MTons | FALSE | L | Annual | Rate | lb/MWh | 1.1941 | 1.1967 | 1.1745 | 1.2538 | 1.3666 | 1.3353 | 1.3797 | 1.2764
Texas East - NOX Cap Annual v3.1 | 1125 | 1901 | Rate Constraint in MTons | FALSE | L | Annual | Constraint Shadow Price | US2016$/Ton | 0 | 0 | 0 | 0 | 0 | 0 | 0 | 0
Texas East - SO2 Cap Annual v3.1 | 1126 | 1902 | Rate Constraint in MTons | FALSE | L | Annual | Seasons Included | Seasons | Winter, WintShld, Summer | Winter, WintShld, Summer | Winter, WintShld, Summer | Winter, WintShld, Summer | Winter, WintShld, Summer | Winter, WintShld, Summer | Winter, WintShld, Summer | Winter, WintShld, Summer
Texas East - SO2 Cap Annual v3.1 | 1126 | 1902 | Rate Constraint in MTons | FALSE | L | Annual | Standard SO2 | Thousand Tons | 273.95 | 273.95 | 273.95 | 273.95 | 273.95 | 273.95 | 273.95 | 273.95
Texas East - SO2 Cap Annual v3.1 | 1126 | 1902 | Rate Constraint in MTons | FALSE | L | Annual | Emissions at Affected Plants SO2 | Thousand Tons | 0 | 0 | 0 | 0 | 0 | 0 | 0 | 0
Texas East - SO2 Cap Annual v3.1 | 1126 | 1902 | Rate Constraint in MTons | FALSE | L | Annual | Allowances Purchased SO2 | Thousand Tons | 0 | 0 | 0 | 0 | 0 | 0 | 0 | 0
Texas East - SO2 Cap Annual v3.1 | 1126 | 1902 | Rate Constraint in MTons | FALSE | L | Annual | Allowances Sold SO2 | Thousand Tons | 0 | 0 | 0 | 0 | 0 | 0 | 0 | 0
Texas East - SO2 Cap Annual v3.1 | 1126 | 1902 | Rate Constraint in MTons | FALSE | L | Annual | Allowances Banked | Thousand Tons | 273.95 | 273.95 | 479.4125 | 657.48 | 931.43 | 1205.38 | 1479.33 | 0
Texas East - SO2 Cap Annual v3.1 | 1126 | 1902 | Rate Constraint in MTons | FALSE | L | Annual | Allowances Withdrawn (1:1) | Thousand Tons | 0 | 0 | -205.4625 | 0 | 0 | 0 | 0 | 0
Texas East - SO2 Cap Annual v3.1 | 1126 | 1902 | Rate Constraint in MTons | FALSE | L | Annual | Allowances Withdrawn (n:1) | Thousand Tons | 0 | 0 | 0 | -383.53 | -657.48 | -931.43 | -1205.38 | 0
Texas East - SO2 Cap Annual v3.1 | 1126 | 1902 | Rate Constraint in MTons | FALSE | L | Annual | Net Emissions Allowance Position | Thousand Tons | 273.95 | 273.95 | 273.95 | 273.95 | 273.95 | 273.95 | 273.95 | 0
Texas East - SO2 Cap Annual v3.1 | 1126 | 1902 | Rate Constraint in MTons | FALSE | L | Annual | Fuel Consumed | TBtu | 50.3396 | 45.0428 | 47.5443 | 37.0861 | 35.6513 | 33.006 | 8.0214 | 8.6142
Texas East - SO2 Cap Annual v3.1 | 1126 | 1902 | Rate Constraint in MTons | FALSE | L | Annual | Rate | lb/MMBtu | 0 | 0 | 0 | 0 | 0 | 0 | 0 | 0
Texas East - SO2 Cap Annual v3.1 | 1126 | 1902 | Rate Constraint in MTons | FALSE | L | Annual | Generation | TWh | 4.4919 | 4.019 | 4.2176 | 3.3087 | 3.1951 | 2.9708 | 0.72706 | 0.79578
Texas East - SO2 Cap Annual v3.1 | 1126 | 1902 | Rate Constraint in MTons | FALSE | L | Annual | Qualifying Generation | TWh | 4.4919 | 4.019 | 4.2176 | 3.3087 | 3.1951 | 2.9708 | 0.72706 | 0.79578
Texas East - SO2 Cap Annual v3.1 | 1126 | 1902 | Rate Constraint in MTons | FALSE | L | Annual | Rate | lb/MWh | 0 | 0 | 0 | 0 | 0 | 0 | 0 | 0
Texas East - SO2 Cap Annual v3.1 | 1126 | 1902 | Rate Constraint in MTons | FALSE | L | Annual | Constraint Shadow Price | US2016$/Ton | 0 | 0 | 0 | 0 | 0 | 0 | 0 | 0
Texas El Paso - NOX Cap Annual v3.1 | 1127 | 1904 | Rate Constraint in MTons | FALSE | L | Annual | Seasons Included | Seasons | Winter, WintShld, Summer | Winter, WintShld, Summer | Winter, WintShld, Summer | Winter, WintShld, Summer | Winter, WintShld, Summer | Winter, WintShld, Summer | Winter, WintShld, Summer | Winter, WintShld, Summer
Texas El Paso - NOX Cap Annual v3.1 | 1127 | 1904 | Rate Constraint in MTons | FALSE | L | Annual | Standard NOX | Thousand Tons | 1.06 | 1.06 | 1.06 | 1.06 | 1.06 | 1.06 | 1.06 | 1.06
Texas El Paso - NOX Cap Annual v3.1 | 1127 | 1904 | Rate Constraint in MTons | FALSE | L | Annual | Emissions at Affected Plants NOX | Thousand Tons | 1.06 | 0.77424 | 0.10936 | 0.09867 | 0.14361 | 0.13824 | 0.087235 | 0.086961
Texas El Paso - NOX Cap Annual v3.1 | 1127 | 1904 | Rate Constraint in MTons | FALSE | L | Annual | Allowances Purchased NOX | Thousand Tons | 0 | 0 | 0 | 0 | 0 | 0 | 0 | 0
Texas El Paso - NOX Cap Annual v3.1 | 1127 | 1904 | Rate Constraint in MTons | FALSE | L | Annual | Allowances Sold NOX | Thousand Tons | 0 | 0 | 0 | 0 | 0 | 0 | 0 | 0
Texas El Paso - NOX Cap Annual v3.1 | 1127 | 1904 | Rate Constraint in MTons | FALSE | L | Annual | Allowances Banked | Thousand Tons | 0 | 0 | 0 | 0 | 0 | 0 | 0 | 0
Texas El Paso - NOX Cap Annual v3.1 | 1127 | 1904 | Rate Constraint in MTons | FALSE | L | Annual | Allowances Withdrawn (1:1) | Thousand Tons | 0 | 0 | 0 | 0 | 0 | 0 | 0 | 0
Texas El Paso - NOX Cap Annual v3.1 | 1127 | 1904 | Rate Constraint in MTons | FALSE | L | Annual | Allowances Withdrawn (n:1) | Thousand Tons | 0 | 0 | 0 | 0 | 0 | 0 | 0 | 0
Texas El Paso - NOX Cap Annual v3.1 | 1127 | 1904 | Rate Constraint in MTons | FALSE | L | Annual | Net Emissions Allowance Position | Thousand Tons | 1.06 | 0.77424 | 0.10936 | 0.09867 | 0.14361 | 0.13824 | 0.087235 | 0.086961
Texas El Paso - NOX Cap Annual v3.1 | 1127 | 1904 | Rate Constraint in MTons | FALSE | L | Annual | Fuel Consumed | TBtu | 10.9415 | 8.0743 | 1.4207 | 1.2818 | 1.8827 | 1.8098 | 1.1826 | 1.1789
Texas El Paso - NOX Cap Annual v3.1 | 1127 | 1904 | Rate Constraint in MTons | FALSE | L | Annual | Rate | lb/MMBtu | 0.19376 | 0.19178 | 0.15396 | 0.15396 | 0.15256 | 0.15276 | 0.14753 | 0.14753
Texas El Paso - NOX Cap Annual v3.1 | 1127 | 1904 | Rate Constraint in MTons | FALSE | L | Annual | Generation | TWh | 0.94999 | 0.70985 | 0.1545 | 0.13938 | 0.20619 | 0.198 | 0.13279 | 0.13237
Texas El Paso - NOX Cap Annual v3.1 | 1127 | 1904 | Rate Constraint in MTons | FALSE | L | Annual | Qualifying Generation | TWh | 0.94999 | 0.70985 | 0.1545 | 0.13938 | 0.20619 | 0.198 | 0.13279 | 0.13237
Texas El Paso - NOX Cap Annual v3.1 | 1127 | 1904 | Rate Constraint in MTons | FALSE | L | Annual | Rate | lb/MWh | 2.2316 | 2.1814 | 1.4157 | 1.4158 | 1.393 | 1.3963 | 1.3139 | 1.3139
Texas El Paso - NOX Cap Annual v3.1 | 1127 | 1904 | Rate Constraint in MTons | FALSE | L | Annual | Constraint Shadow Price | US2016$/Ton | 702.98 | 0 | 0 | 0 | 0 | 0 | 0 | 0
Texas Houston - NOX Cap Annual v3.1 | 1128 | 1905 | Rate Constraint in MTons | FALSE | L | Annual | Seasons Included | Seasons | Winter, WintShld, Summer | Winter, WintShld, Summer | Winter, WintShld, Summer | Winter, WintShld, Summer | Winter, WintShld, Summer | Winter, WintShld, Summer | Winter, WintShld, Summer | Winter, WintShld, Summer
Texas Houston - NOX Cap Annual v3.1 | 1128 | 1905 | Rate Constraint in MTons | FALSE | L | Annual | Standard NOX | Thousand Tons | 17.57 | 17.57 | 17.57 | 17.57 | 17.57 | 17.57 | 17.57 | 17.57
Texas Houston - NOX Cap Annual v3.1 | 1128 | 1905 | Rate Constraint in MTons | FALSE | L | Annual | Emissions at Affected Plants NOX | Thousand Tons | 7.4632 | 8.2864 | 8.5881 | 7.7878 | 8.3935 | 8.8157 | 6.6493 | 6.7184
Texas Houston - NOX Cap Annual v3.1 | 1128 | 1905 | Rate Constraint in MTons | FALSE | L | Annual | Allowances Purchased NOX | Thousand Tons | 0 | 0 | 0 | 0 | 0 | 0 | 0 | 0
Texas Houston - NOX Cap Annual v3.1 | 1128 | 1905 | Rate Constraint in MTons | FALSE | L | Annual | Allowances Sold NOX | Thousand Tons | 0 | 0 | 0 | 0 | 0 | 0 | 0 | 0
Texas Houston - NOX Cap Annual v3.1 | 1128 | 1905 | Rate Constraint in MTons | FALSE | L | Annual | Allowances Banked | Thousand Tons | 0 | 0 | 0 | 0 | 0 | 0 | 0 | 0
Texas Houston - NOX Cap Annual v3.1 | 1128 | 1905 | Rate Constraint in MTons | FALSE | L | Annual | Allowances Withdrawn (1:1) | Thousand Tons | 0 | 0 | 0 | 0 | 0 | 0 | 0 | 0
Texas Houston - NOX Cap Annual v3.1 | 1128 | 1905 | Rate Constraint in MTons | FALSE | L | Annual | Allowances Withdrawn (n:1) | Thousand Tons | 0 | 0 | 0 | 0 | 0 | 0 | 0 | 0
Texas Houston - NOX Cap Annual v3.1 | 1128 | 1905 | Rate Constraint in MTons | FALSE | L | Annual | Net Emissions Allowance Position | Thousand Tons | 7.4632 | 8.2864 | 8.5881 | 7.7878 | 8.3935 | 8.8157 | 6.6493 | 6.7184
Texas Houston - NOX Cap Annual v3.1 | 1128 | 1905 | Rate Constraint in MTons | FALSE | L | Annual | Fuel Consumed | TBtu | 367.786 | 390.8278 | 403.0562 | 374.8976 | 401.8248 | 423.0145 | 309.3774 | 325.6834
Texas Houston - NOX Cap Annual v3.1 | 1128 | 1905 | Rate Constraint in MTons | FALSE | L | Annual | Rate | lb/MMBtu | 0.040585 | 0.042404 | 0.042615 | 0.041546 | 0.041777 | 0.04168 | 0.042985 | 0.041257
Texas Houston - NOX Cap Annual v3.1 | 1128 | 1905 | Rate Constraint in MTons | FALSE | L | Annual | Generation | TWh | 49.9353 | 51.855 | 53.2869 | 50.6503 | 53.635 | 56.1237 | 41.6168 | 44.4665
Texas Houston - NOX Cap Annual v3.1 | 1128 | 1905 | Rate Constraint in MTons | FALSE | L | Annual | Qualifying Generation | TWh | 49.9353 | 51.855 | 53.2869 | 50.6503 | 53.635 | 56.1237 | 41.6168 | 44.4665
Texas Houston - NOX Cap Annual v3.1 | 1128 | 1905 | Rate Constraint in MTons | FALSE | L | Annual | Rate | lb/MWh | 0.29892 | 0.3196 | 0.32233 | 0.30751 | 0.31298 | 0.31415 | 0.31955 | 0.30218
Texas Houston - NOX Cap Annual v3.1 | 1128 | 1905 | Rate Constraint in MTons | FALSE | L | Annual | Constraint Shadow Price | US2016$/Ton | 0 | 0 | 0 | 0 | 0 | 0 | 0 | 0
Texas West - NOX Cap Annual v3.1 | 1129 | 1906 | Rate Constraint in MTons | FALSE | L | Annual | Seasons Included | Seasons | Winter, WintShld, Summer | Winter, WintShld, Summer | Winter, WintShld, Summer | Winter, WintShld, Summer | Winter, WintShld, Summer | Winter, WintShld, Summer | Winter, WintShld, Summer | Winter, WintShld, Summer
Texas West - NOX Cap Annual v3.1 | 1129 | 1906 | Rate Constraint in MTons | FALSE | L | Annual | Standard NOX | Thousand Tons | 18.1 | 18.1 | 18.1 | 18.1 | 18.1 | 18.1 | 18.1 | 18.1
Texas West - NOX Cap Annual v3.1 | 1129 | 1906 | Rate Constraint in MTons | FALSE | L | Annual | Emissions at Affected Plants NOX | Thousand Tons | 0.74931 | 0.68424 | 0.48456 | 0.23738 | 0.17636 | 0.12743 | 0.0065659 | 0.0065659
Texas West - NOX Cap Annual v3.1 | 1129 | 1906 | Rate Constraint in MTons | FALSE | L | Annual | Allowances Purchased NOX | Thousand Tons | 0 | 0 | 0 | 0 | 0 | 0 | 0 | 0
Texas West - NOX Cap Annual v3.1 | 1129 | 1906 | Rate Constraint in MTons | FALSE | L | Annual | Allowances Sold NOX | Thousand Tons | 0 | 0 | 0 | 0 | 0 | 0 | 0 | 0
Texas West - NOX Cap Annual v3.1 | 1129 | 1906 | Rate Constraint in MTons | FALSE | L | Annual | Allowances Banked | Thousand Tons | 0 | 0 | 0 | 0 | 0 | 0 | 0 | 0
Texas West - NOX Cap Annual v3.1 | 1129 | 1906 | Rate Constraint in MTons | FALSE | L | Annual | Allowances Withdrawn (1:1) | Thousand Tons | 0 | 0 | 0 | 0 | 0 | 0 | 0 | 0
Texas West - NOX Cap Annual v3.1 | 1129 | 1906 | Rate Constraint in MTons | FALSE | L | Annual | Allowances Withdrawn (n:1) | Thousand Tons | 0 | 0 | 0 | 0 | 0 | 0 | 0 | 0
Texas West - NOX Cap Annual v3.1 | 1129 | 1906 | Rate Constraint in MTons | FALSE | L | Annual | Net Emissions Allowance Position | Thousand Tons | 0.74931 | 0.68424 | 0.48456 | 0.23738 | 0.17636 | 0.12743 | 0.0065659 | 0.0065659
Texas West - NOX Cap Annual v3.1 | 1129 | 1906 | Rate Constraint in MTons | FALSE | L | Annual | Fuel Consumed | TBtu | 12.1718 | 11.6335 | 7.77 | 4.0159 | 2.1423 | 1.7815 | 0.11223 | 0.11223
Texas West - NOX Cap Annual v3.1 | 1129 | 1906 | Rate Constraint in MTons | FALSE | L | Annual | Rate | lb/MMBtu | 0.12312 | 0.11763 | 0.12473 | 0.11822 | 0.16465 | 0.14306 | 0.11701 | 0.11701
Texas West - NOX Cap Annual v3.1 | 1129 | 1906 | Rate Constraint in MTons | FALSE | L | Annual | Generation | TWh | 1.0822 | 1.0391 | 0.70291 | 0.36402 | 0.18169 | 0.15198 | 0.009615 | 0.009615
Texas West - NOX Cap Annual v3.1 | 1129 | 1906 | Rate Constraint in MTons | FALSE | L | Annual | Qualifying Generation | TWh | 1.0822 | 1.0391 | 0.70291 | 0.36402 | 0.18169 | 0.15198 | 0.009615 | 0.009615
Texas West - NOX Cap Annual v3.1 | 1129 | 1906 | Rate Constraint in MTons | FALSE | L | Annual | Rate | lb/MWh | 1.3848 | 1.317 | 1.3787 | 1.3042 | 1.9414 | 1.6769 | 1.3658 | 1.3658
Texas West - NOX Cap Annual v3.1 | 1129 | 1906 | Rate Constraint in MTons | FALSE | L | Annual | Constraint Shadow Price | US2016$/Ton | 0 | 0 | 0 | 0 | 0 | 0 | 0 | 0
UT Hg Rule - MER Removal Annual v.4.10 | 1130 | 2215 | MACT Fuel Choice Floor in lbs/MMBtu | FALSE | L | Annual | Seasons Included | Seasons | Winter, WintShld, Summer | Winter, WintShld, Summer | Winter, WintShld, Summer | Winter, WintShld, Summer | Winter, WintShld, Summer | Winter, WintShld, Summer | Winter, WintShld, Summer | Winter, WintShld, Summer
UT Hg Rule - MER Removal Annual v.4.10 | 1130 | 2215 | MACT Fuel Choice Floor in lbs/MMBtu | FALSE | L | Annual | Emission Floor | lbs/MMBtu | 6.5e-07 | 6.5e-07 | 6.5e-07 | 6.5e-07 | 6.5e-07 | 6.5e-07 | 6.5e-07 | 6.5e-07
UT Hg Rule - MER Removal Annual v.4.10 | 1130 | 2215 | MACT Fuel Choice Floor in lbs/MMBtu | FALSE | L | Annual | Emissions at Affected Plants MER | lbs | 73.2903 | 73.4388 | 72.2339 | 71.2348 | 65.0961 | 63.4087 | 59.0828 | 38.0084
UT Hg Rule - MER Removal Annual v.4.10 | 1130 | 2215 | MACT Fuel Choice Floor in lbs/MMBtu | FALSE | L | Annual | Allowances Purchased MER | lbs | 0 | 0 | 0 | 0 | 0 | 0 | 0 | 0
UT Hg Rule - MER Removal Annual v.4.10 | 1130 | 2215 | MACT Fuel Choice Floor in lbs/MMBtu | FALSE | L | Annual | Allowances Sold MER | lbs | 0 | 0 | 0 | 0 | 0 | 0 | 0 | 0
UT Hg Rule - MER Removal Annual v.4.10 | 1130 | 2215 | MACT Fuel Choice Floor in lbs/MMBtu | FALSE | L | Annual | Allowances Banked | lbs | 0 | 0 | 0 | 0 | 0 | 0 | 0 | 0
UT Hg Rule - MER Removal Annual v.4.10 | 1130 | 2215 | MACT Fuel Choice Floor in lbs/MMBtu | FALSE | L | Annual | Allowances Withdrawn (1:1) | lbs | 0 | 0 | 0 | 0 | 0 | 0 | 0 | 0
UT Hg Rule - MER Removal Annual v.4.10 | 1130 | 2215 | MACT Fuel Choice Floor in lbs/MMBtu | FALSE | L | Annual | Allowances Withdrawn (n:1) | lbs | 0 | 0 | 0 | 0 | 0 | 0 | 0 | 0
UT Hg Rule - MER Removal Annual v.4.10 | 1130 | 2215 | MACT Fuel Choice Floor in lbs/MMBtu | FALSE | L | Annual | Net Emissions Allowance Position | lbs | 73.2903 | 73.4388 | 72.2339 | 71.2348 | 65.0961 | 63.4087 | 59.0828 | 38.0084
UT Hg Rule - MER Removal Annual v.4.10 | 1130 | 2215 | MACT Fuel Choice Floor in lbs/MMBtu | FALSE | L | Annual | Fuel Consumed | TBtu | 200.593 | 200.593 | 198.9883 | 194.4163 | 168.1899 | 162.1159 | 157.1943 | 99.6057
UT Hg Rule - MER Removal Annual v.4.10 | 1130 | 2215 | MACT Fuel Choice Floor in lbs/MMBtu | FALSE | L | Annual | Rate | lb/MMBtu | 3.6537e-07 | 3.6611e-07 | 3.6301e-07 | 3.664e-07 | 3.8704e-07 | 3.9113e-07 | 3.7586e-07 | 3.8159e-07
UT Hg Rule - MER Removal Annual v.4.10 | 1130 | 2215 | MACT Fuel Choice Floor in lbs/MMBtu | FALSE | L | Annual | Generation | TWh | 19.6722 | 19.6722 | 19.6722 | 19.2218 | 16.631 | 16.0291 | 15.5403 | 9.8316
UT Hg Rule - MER Removal Annual v.4.10 | 1130 | 2215 | MACT Fuel Choice Floor in lbs/MMBtu | FALSE | L | Annual | Qualifying Generation | TWh | 19.6722 | 19.6722 | 19.6722 | 19.2218 | 16.631 | 16.0291 | 15.5403 | 9.8316
UT Hg Rule - MER Removal Annual v.4.10 | 1130 | 2215 | MACT Fuel Choice Floor in lbs/MMBtu | FALSE | L | Annual | Constraint Shadow Price | US2016$/Lb | 0 | 0 | 0 | 0 | 0 | 0 | 0 | 0
WA - CO2 Penalty Annual v5.13 | 1131 | 6028 | Rate Constraint in MTons | FALSE | L | Annual | Seasons Included | Seasons | Winter, WintShld, Summer | Winter, WintShld, Summer | Winter, WintShld, Summer | Winter, WintShld, Summer | Winter, WintShld, Summer | Winter, WintShld, Summer | Winter, WintShld, Summer | Winter, WintShld, Summer
WA - CO2 Penalty Annual v5.13 | 1131 | 6028 | Rate Constraint in MTons | FALSE | L | Annual | Standard CO2 | Thousand Tons | 0 | 0 | 0 | 0 | 0 | 0 | 0 | 0
WA - CO2 Penalty Annual v5.13 | 1131 | 6028 | Rate Constraint in MTons | FALSE | L | Annual | Emissions at Affected Plants CO2 | Thousand Tons | 0 | 0 | 0 | 0 | 0 | 0 | 0 | 0
WA - CO2 Penalty Annual v5.13 | 1131 | 6028 | Rate Constraint in MTons | FALSE | L | Annual | Allowances Purchased CO2 | Thousand Tons | 0 | 0 | 0 | 0 | 0 | 0 | 0 | 0
WA - CO2 Penalty Annual v5.13 | 1131 | 6028 | Rate Constraint in MTons | FALSE | L | Annual | Allowances Sold CO2 | Thousand Tons | 0 | 0 | 0 | 0 | 0 | 0 | 0 | 0
WA - CO2 Penalty Annual v5.13 | 1131 | 6028 | Rate Constraint in MTons | FALSE | L | Annual | Allowances Banked | Thousand Tons | 0 | 0 | 0 | 0 | 0 | 0 | 0 | 0
WA - CO2 Penalty Annual v5.13 | 1131 | 6028 | Rate Constraint in MTons | FALSE | L | Annual | Allowances Withdrawn (1:1) | Thousand Tons | 0 | 0 | 0 | 0 | 0 | 0 | 0 | 0
WA - CO2 Penalty Annual v5.13 | 1131 | 6028 | Rate Constraint in MTons | FALSE | L | Annual | Allowances Withdrawn (n:1) | Thousand Tons | 0 | 0 | 0 | 0 | 0 | 0 | 0 | 0
WA - CO2 Penalty Annual v5.13 | 1131 | 6028 | Rate Constraint in MTons | FALSE | L | Annual | Net Emissions Allowance Position | Thousand Tons | 0 | 0 | 0 | 0 | 0 | 0 | 0 | 0
WA - CO2 Penalty Annual v5.13 | 1131 | 6028 | Rate Constraint in MTons | FALSE | L | Annual | Fuel Consumed | TBtu | 0 | 0 | 0 | 0 | 0 | 0 | 0 | 0
WA - CO2 Penalty Annual v5.13 | 1131 | 6028 | Rate Constraint in MTons | FALSE | L | Annual | Rate | lb/MMBtu | 0 | 0 | 0 | 0 | 0 | 0 | 0 | 0
WA - CO2 Penalty Annual v5.13 | 1131 | 6028 | Rate Constraint in MTons | FALSE | L | Annual | Generation | TWh | 0 | 0 | 0 | 0 | 0 | 0 | 0 | 0
WA - CO2 Penalty Annual v5.13 | 1131 | 6028 | Rate Constraint in MTons | FALSE | L | Annual | Qualifying Generation | TWh | 0 | 0 | 0 | 0 | 0 | 0 | 0 | 0
WA - CO2 Penalty Annual v5.13 | 1131 | 6028 | Rate Constraint in MTons | FALSE | L | Annual | Rate | lb/MWh | 0 | 0 | 0 | 0 | 0 | 0 | 0 | 0
WA - CO2 Penalty Annual v5.13 | 1131 | 6028 | Rate Constraint in MTons | FALSE | L | Annual | Constraint Shadow Price | US2016$/Ton | 1.82 | 1.8198 | 1.8194 | 1.8192 | 1.8192 | 1.8197 | 1.8194 | 1.8197
WA - CO2 Rate Limit (New Advanced Coal with CCS) | 1132 | 2428 | Rate Constraint in lbs/MWh | FALSE | L | Annual | Seasons Included | Seasons | Winter, WintShld, Summer | Winter, WintShld, Summer | Winter, WintShld, Summer | Winter, WintShld, Summer | Winter, WintShld, Summer | Winter, WintShld, Summer | Winter, WintShld, Summer | Winter, WintShld, Summer
WA - CO2 Rate Limit (New Advanced Coal with CCS) | 1132 | 2428 | Rate Constraint in lbs/MWh | FALSE | L | Annual | Standard CO2 | lb/MWh | 970 | 970 | 970 | 970 | 970 | 970 | 970 | 970
WA - CO2 Rate Limit (New Advanced Coal with CCS) | 1132 | 2428 | Rate Constraint in lbs/MWh | FALSE | L | Annual | Emissions at Affected Plants CO2 | Thousand Tons | 0 | 0 | 0 | 0 | 0 | 0 | 0 | 0
WA - CO2 Rate Limit (New Advanced Coal with CCS) | 1132 | 2428 | Rate Constraint in lbs/MWh | FALSE | L | Annual | Allowances Purchased CO2 | Thousand Tons | 0 | 0 | 0 | 0 | 0 | 0 | 0 | 0
WA - CO2 Rate Limit (New Advanced Coal with CCS) | 1132 | 2428 | Rate Constraint in lbs/MWh | FALSE | L | Annual | Allowances Sold CO2 | Thousand Tons | 0 | 0 | 0 | 0 | 0 | 0 | 0 | 0
WA - CO2 Rate Limit (New Advanced Coal with CCS) | 1132 | 2428 | Rate Constraint in lbs/MWh | FALSE | L | Annual | Allowances Banked | Thousand Tons | 0 | 0 | 0 | 0 | 0 | 0 | 0 | 0
WA - CO2 Rate Limit (New Advanced Coal with CCS) | 1132 | 2428 | Rate Constraint in lbs/MWh | FALSE | L | Annual | Allowances Withdrawn (1:1) | Thousand Tons | 0 | 0 | 0 | 0 | 0 | 0 | 0 | 0
WA - CO2 Rate Limit (New Advanced Coal with CCS) | 1132 | 2428 | Rate Constraint in lbs/MWh | FALSE | L | Annual | Allowances Withdrawn (n:1) | Thousand Tons | 0 | 0 | 0 | 0 | 0 | 0 | 0 | 0
WA - CO2 Rate Limit (New Advanced Coal with CCS) | 1132 | 2428 | Rate Constraint in lbs/MWh | FALSE | L | Annual | Net Emissions Allowance Position | Thousand Tons | 0 | 0 | 0 | 0 | 0 | 0 | 0 | 0
WA - CO2 Rate Limit (New Advanced Coal with CCS) | 1132 | 2428 | Rate Constraint in lbs/MWh | FALSE | L | Annual | Fuel Consumed | TBtu | 0 | 0 | 0 | 0 | 0 | 0 | 0 | 0
WA - CO2 Rate Limit (New Advanced Coal with CCS) | 1132 | 2428 | Rate Constraint in lbs/MWh | FALSE | L | Annual | Rate | lb/MMBtu | 0 | 0 | 0 | 0 | 0 | 0 | 0 | 0
WA - CO2 Rate Limit (New Advanced Coal with CCS) | 1132 | 2428 | Rate Constraint in lbs/MWh | FALSE | L | Annual | Generation | TWh | 0 | 0 | 0 | 0 | 0 | 0 | 0 | 0
WA - CO2 Rate Limit (New Advanced Coal with CCS) | 1132 | 2428 | Rate Constraint in lbs/MWh | FALSE | L | Annual | Qualifying Generation | TWh | 0 | 0 | 0 | 0 | 0 | 0 | 0 | 0
WA - CO2 Rate Limit (New Advanced Coal with CCS) | 1132 | 2428 | Rate Constraint in lbs/MWh | FALSE | L | Annual | Constraint Shadow Price | US2016$/Ton | 0 | 0 | 0 | 0 | 0 | 0 | 0 | 0
WA-CO2 Rate Limit(New Advanced Coal without CCS) | 1133 | 7056 | Rate Constraint in lbs/MWh | FALSE | L | Annual | Seasons Included | Seasons | Winter, WintShld, Summer | Winter, WintShld, Summer | Winter, WintShld, Summer | Winter, WintShld, Summer | Winter, WintShld, Summer | Winter, WintShld, Summer | Winter, WintShld, Summer | Winter, WintShld, Summer
WA-CO2 Rate Limit(New Advanced Coal without CCS) | 1133 | 7056 | Rate Constraint in lbs/MWh | FALSE | L | Annual | Standard CO2 | lb/MWh | 970 | 970 | 970 | 970 | 970 | 970 | 970 | 970
WA-CO2 Rate Limit(New Advanced Coal without CCS) | 1133 | 7056 | Rate Constraint in lbs/MWh | FALSE | L | Annual | Emissions at Affected Plants CO2 | Thousand Tons | 0 | 0 | 0 | 0 | 0 | 0 | 0 | 0
WA-CO2 Rate Limit(New Advanced Coal without CCS) | 1133 | 7056 | Rate Constraint in lbs/MWh | FALSE | L | Annual | Allowances Purchased CO2 | Thousand Tons | 0 | 0 | 0 | 0 | 0 | 0 | 0 | 0
WA-CO2 Rate Limit(New Advanced Coal without CCS) | 1133 | 7056 | Rate Constraint in lbs/MWh | FALSE | L | Annual | Allowances Sold CO2 | Thousand Tons | 0 | 0 | 0 | 0 | 0 | 0 | 0 | 0
WA-CO2 Rate Limit(New Advanced Coal without CCS) | 1133 | 7056 | Rate Constraint in lbs/MWh | FALSE | L | Annual | Allowances Banked | Thousand Tons | 0 | 0 | 0 | 0 | 0 | 0 | 0 | 0
WA-CO2 Rate Limit(New Advanced Coal without CCS) | 1133 | 7056 | Rate Constraint in lbs/MWh | FALSE | L | Annual | Allowances Withdrawn (1:1) | Thousand Tons | 0 | 0 | 0 | 0 | 0 | 0 | 0 | 0
WA-CO2 Rate Limit(New Advanced Coal without CCS) | 1133 | 7056 | Rate Constraint in lbs/MWh | FALSE | L | Annual | Allowances Withdrawn (n:1) | Thousand Tons | 0 | 0 | 0 | 0 | 0 | 0 | 0 | 0
WA-CO2 Rate Limit(New Advanced Coal without CCS) | 1133 | 7056 | Rate Constraint in lbs/MWh | FALSE | L | Annual | Net Emissions Allowance Position | Thousand Tons | 0 | 0 | 0 | 0 | 0 | 0 | 0 | 0
WA-CO2 Rate Limit(New Advanced Coal without CCS) | 1133 | 7056 | Rate Constraint in lbs/MWh | FALSE | L | Annual | Fuel Consumed | TBtu | 0 | 0 | 0 | 0 | 0 | 0 | 0 | 0
WA-CO2 Rate Limit(New Advanced Coal without CCS) | 1133 | 7056 | Rate Constraint in lbs/MWh | FALSE | L | Annual | Rate | lb/MMBtu | 0 | 0 | 0 | 0 | 0 | 0 | 0 | 0
WA-CO2 Rate Limit(New Advanced Coal without CCS) | 1133 | 7056 | Rate Constraint in lbs/MWh | FALSE | L | Annual | Generation | TWh | 0 | 0 | 0 | 0 | 0 | 0 | 0 | 0
WA-CO2 Rate Limit(New Advanced Coal without CCS) | 1133 | 7056 | Rate Constraint in lbs/MWh | FALSE | L | Annual | Qualifying Generation | TWh | 0 | 0 | 0 | 0 | 0 | 0 | 0 | 0
WA-CO2 Rate Limit(New Advanced Coal without CCS) | 1133 | 7056 | Rate Constraint in lbs/MWh | FALSE | L | Annual | Constraint Shadow Price | US2016$/Ton | 0 | 0 | 63.8427 | 32.9401 | 43.0618 | 78.5779 | 76.9011 | 71.9717
WI CC NGas NOx Annual Rate v3.1 | 1134 | 1938 | Rate Constraint in lbs/MMBtu | FALSE | L | Annual | Seasons Included | Seasons | Winter, WintShld, Summer | Winter, WintShld, Summer | Winter, WintShld, Summer | Winter, WintShld, Summer | Winter, WintShld, Summer | Winter, WintShld, Summer | Winter, WintShld, Summer | Winter, WintShld, Summer
WI CC NGas NOx Annual Rate v3.1 | 1134 | 1938 | Rate Constraint in lbs/MMBtu | FALSE | L | Annual | Standard NOX | lb/MMBtu | 0.04 | 0.04 | 0.04 | 0.04 | 0.04 | 0.04 | 0.04 | 0.04
WI CC NGas NOx Annual Rate v3.1 | 1134 | 1938 | Rate Constraint in lbs/MMBtu | FALSE | L | Annual | Emissions at Affected Plants NOX | Thousand Tons | 0.36852 | 0.36852 | 0.36852 | 0.36852 | 0.36852 | 0.36852 | 0.36852 | 0.35841
WI CC NGas NOx Annual Rate v3.1 | 1134 | 1938 | Rate Constraint in lbs/MMBtu | FALSE | L | Annual | Allowances Purchased NOX | Thousand Tons | 0 | 0 | 0 | 0 | 0 | 0 | 0 | 0
WI CC NGas NOx Annual Rate v3.1 | 1134 | 1938 | Rate Constraint in lbs/MMBtu | FALSE | L | Annual | Allowances Sold NOX | Thousand Tons | 0 | 0 | 0 | 0 | 0 | 0 | 0 | 0
WI CC NGas NOx Annual Rate v3.1 | 1134 | 1938 | Rate Constraint in lbs/MMBtu | FALSE | L | Annual | Allowances Banked | Thousand Tons | 0 | 0 | 0 | 0 | 0 | 0 | 0 | 0
WI CC NGas NOx Annual Rate v3.1 | 1134 | 1938 | Rate Constraint in lbs/MMBtu | FALSE | L | Annual | Allowances Withdrawn (1:1) | Thousand Tons | 0 | 0 | 0 | 0 | 0 | 0 | 0 | 0
WI CC NGas NOx Annual Rate v3.1 | 1134 | 1938 | Rate Constraint in lbs/MMBtu | FALSE | L | Annual | Allowances Withdrawn (n:1) | Thousand Tons | 0 | 0 | 0 | 0 | 0 | 0 | 0 | 0
WI CC NGas NOx Annual Rate v3.1 | 1134 | 1938 | Rate Constraint in lbs/MMBtu | FALSE | L | Annual | Net Emissions Allowance Position | Thousand Tons | 0.36852 | 0.36852 | 0.36852 | 0.36852 | 0.36852 | 0.36852 | 0.36852 | 0.35841
WI CC NGas NOx Annual Rate v3.1 | 1134 | 1938 | Rate Constraint in lbs/MMBtu | FALSE | L | Annual | Fuel Consumed | TBtu | 61.7782 | 61.7782 | 61.7782 | 61.7782 | 61.7782 | 61.7782 | 61.7782 | 60.0805
WI CC NGas NOx Annual Rate v3.1 | 1134 | 1938 | Rate Constraint in lbs/MMBtu | FALSE | L | Annual | Rate | lb/MMBtu | 0.01193 | 0.01193 | 0.01193 | 0.01193 | 0.01193 | 0.01193 | 0.01193 | 0.011931
WI CC NGas NOx Annual Rate v3.1 | 1134 | 1938 | Rate Constraint in lbs/MMBtu | FALSE | L | Annual | Generation | TWh | 8.7629 | 8.7629 | 8.7629 | 8.7629 | 8.7629 | 8.7629 | 8.7629 | 8.5221
WI CC NGas NOx Annual Rate v3.1 | 1134 | 1938 | Rate Constraint in lbs/MMBtu | FALSE | L | Annual | Qualifying Generation | TWh | 8.7629 | 8.7629 | 8.7629 | 8.7629 | 8.7629 | 8.7629 | 8.7629 | 8.5221
WI CC NGas NOx Annual Rate v3.1 | 1134 | 1938 | Rate Constraint in lbs/MMBtu | FALSE | L | Annual | Rate | lb/MWh | 0.084109 | 0.084109 | 0.084109 | 0.084109 | 0.084109 | 0.084109 | 0.084109 | 0.084115
WI CC NGas NOx Annual Rate v3.1 | 1134 | 1938 | Rate Constraint in lbs/MMBtu | FALSE | L | Annual | Constraint Shadow Price | US2016$/Ton | 0 | 0 | 0 | 0 | 0 | 0 | 0 | 0
WI CoalUnits1 NOx Annual Rate v3.1 | 1135 | 1930 | Rate Constraint in lbs/MMBtu | FALSE | L | Annual | Seasons Included | Seasons | Winter, WintShld, Summer | Winter, WintShld, Summer | Winter, WintShld, Summer | Winter, WintShld, Summer | Winter, WintShld, Summer | Winter, WintShld, Summer | Winter, WintShld, Summer | Winter, WintShld, Summer
WI CoalUnits1 NOx Annual Rate v3.1 | 1135 | 1930 | Rate Constraint in lbs/MMBtu | FALSE | L | Annual | Standard NOX | lb/MMBtu | 0.1 | 0.1 | 0.1 | 0.1 | 0.1 | 0.1 | 0.1 | 0.1
WI CoalUnits1 NOx Annual Rate v3.1 | 1135 | 1930 | Rate Constraint in lbs/MMBtu | FALSE | L | Annual | Emissions at Affected Plants NOX | Thousand Tons | 3.8743 | 4.3538 | 4.2343 | 3.7614 | 3.4837 | 3.7571 | 2.2672 | 1.4482
WI CoalUnits1 NOx Annual Rate v3.1 | 1135 | 1930 | Rate Constraint in lbs/MMBtu | FALSE | L | Annual | Allowances Purchased NOX | Thousand Tons | 0 | 0 | 0 | 0 | 0 | 0 | 0 | 0
WI CoalUnits1 NOx Annual Rate v3.1 | 1135 | 1930 | Rate Constraint in lbs/MMBtu | FALSE | L | Annual | Allowances Sold NOX | Thousand Tons | 0 | 0 | 0 | 0 | 0 | 0 | 0 | 0
WI CoalUnits1 NOx Annual Rate v3.1 | 1135 | 1930 | Rate Constraint in lbs/MMBtu | FALSE | L | Annual | Allowances Banked | Thousand Tons | 0 | 0 | 0 | 0 | 0 | 0 | 0 | 0
WI CoalUnits1 NOx Annual Rate v3.1 | 1135 | 1930 | Rate Constraint in lbs/MMBtu | FALSE | L | Annual | Allowances Withdrawn (1:1) | Thousand Tons | 0 | 0 | 0 | 0 | 0 | 0 | 0 | 0
WI CoalUnits1 NOx Annual Rate v3.1 | 1135 | 1930 | Rate Constraint in lbs/MMBtu | FALSE | L | Annual | Allowances Withdrawn (n:1) | Thousand Tons | 0 | 0 | 0 | 0 | 0 | 0 | 0 | 0
WI CoalUnits1 NOx Annual Rate v3.1 | 1135 | 1930 | Rate Constraint in lbs/MMBtu | FALSE | L | Annual | Net Emissions Allowance Position | Thousand Tons | 3.8743 | 4.3538 | 4.2343 | 3.7614 | 3.4837 | 3.7571 | 2.2672 | 1.4482
WI CoalUnits1 NOx Annual Rate v3.1 | 1135 | 1930 | Rate Constraint in lbs/MMBtu | FALSE | L | Annual | Fuel Consumed | TBtu | 131.6427 | 150.5667 | 146.6483 | 124.7227 | 115.5135 | 124.5309 | 75.4239 | 47.9809
WI CoalUnits1 NOx Annual Rate v3.1 | 1135 | 1930 | Rate Constraint in lbs/MMBtu | FALSE | L | Annual | Rate | lb/MMBtu | 0.058861 | 0.057833 | 0.057748 | 0.060317 | 0.060316 | 0.06034 | 0.060118 | 0.060366
WI CoalUnits1 NOx Annual Rate v3.1 | 1135 | 1930 | Rate Constraint in lbs/MMBtu | FALSE | L | Annual | Generation | TWh | 13.2134 | 15.0799 | 14.7613 | 12.6054 | 11.6774 | 12.5885 | 7.6143 | 4.8766
WI CoalUnits1 NOx Annual Rate v3.1 | 1135 | 1930 | Rate Constraint in lbs/MMBtu | FALSE | L | Annual | Qualifying Generation | TWh | 13.2134 | 15.0799 | 14.7613 | 12.6054 | 11.6774 | 12.5885 | 7.6143 | 4.8766
WI CoalUnits1 NOx Annual Rate v3.1 | 1135 | 1930 | Rate Constraint in lbs/MMBtu | FALSE | L | Annual | Rate | lb/MWh | 0.58642 | 0.57743 | 0.57371 | 0.5968 | 0.59665 | 0.59691 | 0.59551 | 0.59394
WI CoalUnits1 NOx Annual Rate v3.1 | 1135 | 1930 | Rate Constraint in lbs/MMBtu | FALSE | L | Annual | Constraint Shadow Price | US2016$/Ton | 0 | 0 | 0 | 0 | 0 | 0 | 0 | 0
WI CT DFO NOx Annual Rate v3.1 | 1136 | 1940 | Rate Constraint in lbs/MMBtu | FALSE | L | Annual | Seasons Included | Seasons | Winter, WintShld, Summer | Winter, WintShld, Summer | Winter, WintShld, Summer | Winter, WintShld, Summer | Winter, WintShld, Summer | Winter, WintShld, Summer | Winter, WintShld, Summer | Winter, WintShld, Summer
WI CT DFO NOx Annual Rate v3.1 | 1136 | 1940 | Rate Constraint in lbs/MMBtu | FALSE | L | Annual | Standard NOX | lb/MMBtu | 0.28 | 0.28 | 0.28 | 0.28 | 0.28 | 0.28 | 0.28 | 0.28
WI CT DFO NOx Annual Rate v3.1 | 1136 | 1940 | Rate Constraint in lbs/MMBtu | FALSE | L | Annual | Emissions at Affected Plants NOX | Thousand Tons | 3.2891e-05 | 0.00010464 | 0.00010234 | 0.00010464 | 0.00013974 | 0.00013974 | 0.00013202 | 0.00013202
WI CT DFO NOx Annual Rate v3.1 | 1136 | 1940 | Rate Constraint in lbs/MMBtu | FALSE | L | Annual | Allowances Purchased NOX | Thousand Tons | 0 | 0 | 0 | 0 | 0 | 0 | 0 | 0
WI CT DFO NOx Annual Rate v3.1 | 1136 | 1940 | Rate Constraint in lbs/MMBtu | FALSE | L | Annual | Allowances Sold NOX | Thousand Tons | 0 | 0 | 0 | 0 | 0 | 0 | 0 | 0
WI CT DFO NOx Annual Rate v3.1 | 1136 | 1940 | Rate Constraint in lbs/MMBtu | FALSE | L | Annual | Allowances Banked | Thousand Tons | 0 | 0 | 0 | 0 | 0 | 0 | 0 | 0
WI CT DFO NOx Annual Rate v3.1 | 1136 | 1940 | Rate Constraint in lbs/MMBtu | FALSE | L | Annual | Allowances Withdrawn (1:1) | Thousand Tons | 0 | 0 | 0 | 0 | 0 | 0 | 0 | 0
WI CT DFO NOx Annual Rate v3.1 | 1136 | 1940 | Rate Constraint in lbs/MMBtu | FALSE | L | Annual | Allowances Withdrawn (n:1) | Thousand Tons | 0 | 0 | 0 | 0 | 0 | 0 | 0 | 0
WI CT DFO NOx Annual Rate v3.1 | 1136 | 1940 | Rate Constraint in lbs/MMBtu | FALSE | L | Annual | Net Emissions Allowance Position | Thousand Tons | 3.2891e-05 | 0.00010464 | 0.00010234 | 0.00010464 | 0.00013974 | 0.00013974 | 0.00013202 | 0.00013202
WI CT DFO NOx Annual Rate v3.1 | 1136 | 1940 | Rate Constraint in lbs/MMBtu | FALSE | L | Annual | Fuel Consumed | TBtu | 0.0059802 | 0.019026 | 0.018607 | 0.019026 | 0.025407 | 0.025407 | 0.024003 | 0.024003
WI CT DFO NOx Annual Rate v3.1 | 1136 | 1940 | Rate Constraint in lbs/MMBtu | FALSE | L | Annual | Rate | lb/MMBtu | 0.011 | 0.011 | 0.011 | 0.011 | 0.011 | 0.011 | 0.011 | 0.011
WI CT DFO NOx Annual Rate v3.1 | 1136 | 1940 | Rate Constraint in lbs/MMBtu | FALSE | L | Annual | Generation | TWh | 0.00065818 | 0.002094 | 0.0020479 | 0.002094 | 0.0027963 | 0.0027963 | 0.0026418 | 0.0026418
WI CT DFO NOx Annual Rate v3.1 | 1136 | 1940 | Rate Constraint in lbs/MMBtu | FALSE | L | Annual | Qualifying Generation | TWh | 0.00065818 | 0.002094 | 0.0020479 | 0.002094 | 0.0027963 | 0.0027963 | 0.0026418 | 0.0026418
WI CT DFO NOx Annual Rate v3.1 | 1136 | 1940 | Rate Constraint in lbs/MMBtu | FALSE | L | Annual | Rate | lb/MWh | 0.099946 | 0.099946 | 0.099946 | 0.099946 | 0.099946 | 0.099946 | 0.099946 | 0.099946
WI CT DFO NOx Annual Rate v3.1 | 1136 | 1940 | Rate Constraint in lbs/MMBtu | FALSE | L | Annual | Constraint Shadow Price | US2016$/Ton | 0 | 0 | 0 | 0 | 0 | 0 | 0 | 0
WI CT NGas NOx Annual Rate v3.1 | 1137 | 1939 | Rate Constraint in lbs/MMBtu | FALSE | L | Annual | Seasons Included | Seasons | Winter, WintShld, Summer | Winter, WintShld, Summer | Winter, WintShld, Summer | Winter, WintShld, Summer | Winter, WintShld, Summer | Winter, WintShld, Summer | Winter, WintShld, Summer | Winter, WintShld, Summer
WI CT NGas NOx Annual Rate v3.1 | 1137 | 1939 | Rate Constraint in lbs/MMBtu | FALSE | L | Annual | Standard NOX | lb/MMBtu | 0.11 | 0.11 | 0.11 | 0.11 | 0.11 | 0.11 | 0.11 | 0.11
WI CT NGas NOx Annual Rate v3.1 | 1137 | 1939 | Rate Constraint in lbs/MMBtu | FALSE | L | Annual | Emissions at Affected Plants NOX | Thousand Tons | 0.0014455 | 0.010592 | 0.013292 | 0.017011 | 0.025717 | 0.042792 | 0.043129 | 0.0096653
WI CT NGas NOx Annual Rate v3.1 | 1137 | 1939 | Rate Constraint in lbs/MMBtu | FALSE | L | Annual | Allowances Purchased NOX | Thousand Tons | 0 | 0 | 0 | 0 | 0 | 0 | 0 | 0
WI CT NGas NOx Annual Rate v3.1 | 1137 | 1939 | Rate Constraint in lbs/MMBtu | FALSE | L | Annual | Allowances Sold NOX | Thousand Tons | 0 | 0 | 0 | 0 | 0 | 0 | 0 | 0
WI CT NGas NOx Annual Rate v3.1 | 1137 | 1939 | Rate Constraint in lbs/MMBtu | FALSE | L | Annual | Allowances Banked | Thousand Tons | 0 | 0 | 0 | 0 | 0 | 0 | 0 | 0
WI CT NGas NOx Annual Rate v3.1 | 1137 | 1939 | Rate Constraint in lbs/MMBtu | FALSE | L | Annual | Allowances Withdrawn (1:1) | Thousand Tons | 0 | 0 | 0 | 0 | 0 | 0 | 0 | 0
WI CT NGas NOx Annual Rate v3.1 | 1137 | 1939 | Rate Constraint in lbs/MMBtu | FALSE | L | Annual | Allowances Withdrawn (n:1) | Thousand Tons | 0 | 0 | 0 | 0 | 0 | 0 | 0 | 0
WI CT NGas NOx Annual Rate v3.1 | 1137 | 1939 | Rate Constraint in lbs/MMBtu | FALSE | L | Annual | Net Emissions Allowance Position | Thousand Tons | 0.0014455 | 0.010592 | 0.013292 | 0.017011 | 0.025717 | 0.042792 | 0.043129 | 0.0096653
WI CT NGas NOx Annual Rate v3.1 | 1137 | 1939 | Rate Constraint in lbs/MMBtu | FALSE | L | Annual | Fuel Consumed | TBtu | 0.10592 | 0.66252 | 0.73965 | 0.84274 | 1.323 | 1.7775 | 1.6696 | 0.69845
WI CT NGas NOx Annual Rate v3.1 | 1137 | 1939 | Rate Constraint in lbs/MMBtu | FALSE | L | Annual | Rate | lb/MMBtu | 0.027295 | 0.031974 | 0.035942 | 0.040371 | 0.038875 | 0.048149 | 0.051665 | 0.027676
WI CT NGas NOx Annual Rate v3.1 | 1137 | 1939 | Rate Constraint in lbs/MMBtu | FALSE | L | Annual | Generation | TWh | 0.0093253 | 0.056906 | 0.062239 | 0.069446 | 0.10927 | 0.14106 | 0.13035 | 0.061134
WI CT NGas NOx Annual Rate v3.1 | 1137 | 1939 | Rate Constraint in lbs/MMBtu | FALSE | L | Annual | Qualifying Generation | TWh | 0.0093253 | 0.056906 | 0.062239 | 0.069446 | 0.10927 | 0.14106 | 0.13035 | 0.061134
WI CT NGas NOx Annual Rate v3.1 | 1137 | 1939 | Rate Constraint in lbs/MMBtu | FALSE | L | Annual | Rate | lb/MWh | 0.31001 | 0.37225 | 0.42713 | 0.48992 | 0.47068 | 0.60671 | 0.66177 | 0.3162
WI CT NGas NOx Annual Rate v3.1 | 1137 | 1939 | Rate Constraint in lbs/MMBtu | FALSE | L | Annual | Constraint Shadow Price | US2016$/Ton | 0 | 0 | 0 | 0 | 0 | 0 | 0 | 0
WI Large Coal Units Hg Rule v3.1, Unit 4105 and retrofits | 1138 | 2200 | MACT Fuel Choice Floor in lbs/MMBtu | FALSE | L | Annual | Seasons Included | Seasons | Winter, WintShld, Summer | Winter, WintShld, Summer | Winter, WintShld, Summer | Winter, WintShld, Summer | Winter, WintShld, Summer | Winter, WintShld, Summer | Winter, WintShld, Summer | Winter, WintShld, Summer
WI Large Coal Units Hg Rule v3.1, Unit 4105 and retrofits | 1138 | 2200 | MACT Fuel Choice Floor in lbs/MMBtu | FALSE | L | Annual | Emission Floor | lbs/MMBtu | 7.92e-07 | 7.92e-07 | 7.92e-07 | 7.92e-07 | 7.92e-07 | 7.92e-07 | 7.92e-07 | 7.92e-07
WI Large Coal Units Hg Rule v3.1, Unit 4105 and retrofits | 1138 | 2200 | MACT Fuel Choice Floor in lbs/MMBtu | FALSE | L | Annual | Emissions at Affected Plants MER | lbs | 0 | 0 | 0 | 0 | 0 | 0 | 0 | 0
WI Large Coal Units Hg Rule v3.1, Unit 4105 and retrofits | 1138 | 2200 | MACT Fuel Choice Floor in lbs/MMBtu | FALSE | L | Annual | Allowances Purchased MER | lbs | 0 | 0 | 0 | 0 | 0 | 0 | 0 | 0
WI Large Coal Units Hg Rule v3.1, Unit 4105 and retrofits | 1138 | 2200 | MACT Fuel Choice Floor in lbs/MMBtu | FALSE | L | Annual | Allowances Sold MER | lbs | 0 | 0 | 0 | 0 | 0 | 0 | 0 | 0
WI Large Coal Units Hg Rule v3.1, Unit 4105 and retrofits | 1138 | 2200 | MACT Fuel Choice Floor in lbs/MMBtu | FALSE | L | Annual | Allowances Banked | lbs | 0 | 0 | 0 | 0 | 0 | 0 | 0 | 0
WI Large Coal Units Hg Rule v3.1, Unit 4105 and retrofits | 1138 | 2200 | MACT Fuel Choice Floor in lbs/MMBtu | FALSE | L | Annual | Allowances Withdrawn (1:1) | lbs | 0 | 0 | 0 | 0 | 0 | 0 | 0 | 0
WI Large Coal Units Hg Rule v3.1, Unit 4105 and retrofits | 1138 | 2200 | MACT Fuel Choice Floor in lbs/MMBtu | FALSE | L | Annual | Allowances Withdrawn (n:1) | lbs | 0 | 0 | 0 | 0 | 0 | 0 | 0 | 0
WI Large Coal Units Hg Rule v3.1, Unit 4105 and retrofits | 1138 | 2200 | MACT Fuel Choice Floor in lbs/MMBtu | FALSE | L | Annual | Net Emissions Allowance Position | lbs | 0 | 0 | 0 | 0 | 0 | 0 | 0 | 0
WI Large Coal Units Hg Rule v3.1, Unit 4105 and retrofits | 1138 | 2200 | MACT Fuel Choice Floor in lbs/MMBtu | FALSE | L | Annual | Fuel Consumed | TBtu | 0 | 0 | 0 | 0 | 0 | 0 | 0 | 0
WI Large Coal Units Hg Rule v3.1, Unit 4105 and retrofits | 1138 | 2200 | MACT Fuel Choice Floor in lbs/MMBtu | FALSE | L | Annual | Rate | lb/MMBtu | 0 | 0 | 0 | 0 | 0 | 0 | 0 | 0
WI Large Coal Units Hg Rule v3.1, Unit 4105 and retrofits | 1138 | 2200 | MACT Fuel Choice Floor in lbs/MMBtu | FALSE | L | Annual | Generation | TWh | 0 | 0 | 0 | 0 | 0 | 0 | 0 | 0
WI Large Coal Units Hg Rule v3.1, Unit 4105 and retrofits | 1138 | 2200 | MACT Fuel Choice Floor in lbs/MMBtu | FALSE | L | Annual | Qualifying Generation | TWh | 0 | 0 | 0 | 0 | 0 | 0 | 0 | 0
WI Large Coal Units Hg Rule v3.1, Unit 4105 and retrofits | 1138 | 2200 | MACT Fuel Choice Floor in lbs/MMBtu | FALSE | L | Annual | Constraint Shadow Price | US2016$/Lb | 0 | 0 | 0 | 0 | 0 | 0 | 0 | 0
WI Large Coal Units Hg Rule v3.1, Unit 4106 and retrofits | 1139 | 2200 | MACT Fuel Choice Floor in lbs/MMBtu | FALSE | L | Annual | Seasons Included | Seasons | Winter, WintShld, Summer | Winter, WintShld, Summer | Winter, WintShld, Summer | Winter, WintShld, Summer | Winter, WintShld, Summer | Winter, WintShld, Summer | Winter, WintShld, Summer | Winter, WintShld, Summer
WI Large Coal Units Hg Rule v3.1, Unit 4106 and retrofits | 1139 | 2200 | MACT Fuel Choice Floor in lbs/MMBtu | FALSE | L | Annual | Emission Floor | lbs/MMBtu | 7.92e-07 | 7.92e-07 | 7.92e-07 | 7.92e-07 | 7.92e-07 | 7.92e-07 | 7.92e-07 | 7.92e-07
WI Large Coal Units Hg Rule v3.1, Unit 4106 and retrofits | 1139 | 2200 | MACT Fuel Choice Floor in lbs/MMBtu | FALSE | L | Annual | Emissions at Affected Plants MER | lbs | 0 | 0 | 0 | 0 | 0 | 0 | 0 | 0
WI Large Coal Units Hg Rule v3.1, Unit 4106 and retrofits | 1139 | 2200 | MACT Fuel Choice Floor in lbs/MMBtu | FALSE | L | Annual | Allowances Purchased MER | lbs | 0 | 0 | 0 | 0 | 0 | 0 | 0 | 0
WI Large Coal Units Hg Rule v3.1, Unit 4106 and retrofits | 1139 | 2200 | MACT Fuel Choice Floor in lbs/MMBtu | FALSE | L | Annual | Allowances Sold MER | lbs | 0 | 0 | 0 | 0 | 0 | 0 | 0 | 0
WI Large Coal Units Hg Rule v3.1, Unit 4106 and retrofits | 1139 | 2200 | MACT Fuel Choice Floor in lbs/MMBtu | FALSE | L | Annual | Allowances Banked | lbs | 0 | 0 | 0 | 0 | 0 | 0 | 0 | 0
WI Large Coal Units Hg Rule v3.1, Unit 4106 and retrofits | 1139 | 2200 | MACT Fuel Choice Floor in lbs/MMBtu | FALSE | L | Annual | Allowances Withdrawn (1:1) | lbs | 0 | 0 | 0 | 0 | 0 | 0 | 0 | 0
WI Large Coal Units Hg Rule v3.1, Unit 4106 and retrofits | 1139 | 2200 | MACT Fuel Choice Floor in lbs/MMBtu | FALSE | L | Annual | Allowances Withdrawn (n:1) | lbs | 0 | 0 | 0 | 0 | 0 | 0 | 0 | 0
WI Large Coal Units Hg Rule v3.1, Unit 4106 and retrofits | 1139 | 2200 | MACT Fuel Choice Floor in lbs/MMBtu | FALSE | L | Annual | Net Emissions Allowance Position | lbs | 0 | 0 | 0 | 0 | 0 | 0 | 0 | 0
WI Large Coal Units Hg Rule v3.1, Unit 4106 and retrofits | 1139 | 2200 | MACT Fuel Choice Floor in lbs/MMBtu | FALSE | L | Annual | Fuel Consumed | TBtu | 0 | 0 | 0 | 0 | 0 | 0 | 0 | 0
WI Large Coal Units Hg Rule v3.1, Unit 4106 and retrofits | 1139 | 2200 | MACT Fuel Choice Floor in lbs/MMBtu | FALSE | L | Annual | Rate | lb/MMBtu | 0 | 0 | 0 | 0 | 0 | 0 | 0 | 0
WI Large Coal Units Hg Rule v3.1, Unit 4106 and retrofits | 1139 | 2200 | MACT Fuel Choice Floor in lbs/MMBtu | FALSE | L | Annual | Generation | TWh | 0 | 0 | 0 | 0 | 0 | 0 | 0 | 0
WI Large Coal Units Hg Rule v3.1, Unit 4106 and retrofits | 1139 | 2200 | MACT Fuel Choice Floor in lbs/MMBtu | FALSE | L | Annual | Qualifying Generation | TWh | 0 | 0 | 0 | 0 | 0 | 0 | 0 | 0
WI Large Coal Units Hg Rule v3.1, Unit 4106 and retrofits | 1139 | 2200 | MACT Fuel Choice Floor in lbs/MMBtu | FALSE | L | Annual | Constraint Shadow Price | US2016$/Lb | 0 | 0 | 0 | 0 | 0 | 0 | 0 | 0
WI Large Coal Units Hg Rule v3.1, Unit 4186 and retrofits | 1140 | 2200 | MACT Fuel Choice Floor in lbs/MMBtu | FALSE | L | Annual | Seasons Included | Seasons | Winter, WintShld, Summer | Winter, WintShld, Summer | Winter, WintShld, Summer | Winter, WintShld, Summer | Winter, WintShld, Summer | Winter, WintShld, Summer | Winter, WintShld, Summer | Winter, WintShld, Summer
WI Large Coal Units Hg Rule v3.1, Unit 4186 and retrofits | 1140 | 2200 | MACT Fuel Choice Floor in lbs/MMBtu | FALSE | L | Annual | Emission Floor | lbs/MMBtu | 7.92e-07 | 7.92e-07 | 7.92e-07 | 7.92e-07 | 7.92e-07 | 7.92e-07 | 7.92e-07 | 7.92e-07
WI Large Coal Units Hg Rule v3.1, Unit 4186 and retrofits | 1140 | 2200 | MACT Fuel Choice Floor in lbs/MMBtu | FALSE | L | Annual | Emissions at Affected Plants MER | lbs | 3.8828 | 7.7073 | 7.7303 | 0 | 0 | 0 | 0 | 0
WI Large Coal Units Hg Rule v3.1, Unit 4186 and retrofits | 1140 | 2200 | MACT Fuel Choice Floor in lbs/MMBtu | FALSE | L | Annual | Allowances Purchased MER | lbs | 0 | 0 | 0 | 0 | 0 | 0 | 0 | 0
WI Large Coal Units Hg Rule v3.1, Unit 4186 and retrofits | 1140 | 2200 | MACT Fuel Choice Floor in lbs/MMBtu | FALSE | L | Annual | Allowances Sold MER | lbs | 0 | 0 | 0 | 0 | 0 | 0 | 0 | 0
WI Large Coal Units Hg Rule v3.1, Unit 4186 and retrofits | 1140 | 2200 | MACT Fuel Choice Floor in lbs/MMBtu | FALSE | L | Annual | Allowances Banked | lbs | 0 | 0 | 0 | 0 | 0 | 0 | 0 | 0
WI Large Coal Units Hg Rule v3.1, Unit 4186 and retrofits | 1140 | 2200 | MACT Fuel Choice Floor in lbs/MMBtu | FALSE | L | Annual | Allowances Withdrawn (1:1) | lbs | 0 | 0 | 0 | 0 | 0 | 0 | 0 | 0
WI Large Coal Units Hg Rule v3.1, Unit 4186 and retrofits | 1140 | 2200 | MACT Fuel Choice Floor in lbs/MMBtu | FALSE | L | Annual | Allowances Withdrawn (n:1) | lbs | 0 | 0 | 0 | 0 | 0 | 0 | 0 | 0
WI Large Coal Units Hg Rule v3.1, Unit 4186 and retrofits | 1140 | 2200 | MACT Fuel Choice Floor in lbs/MMBtu | FALSE | L | Annual | Net Emissions Allowance Position | lbs | 3.8828 | 7.7073 | 7.7303 | 0 | 0 | 0 | 0 | 0
WI Large Coal Units Hg Rule v3.1, Unit 4186 and retrofits | 1140 | 2200 | MACT Fuel Choice Floor in lbs/MMBtu | FALSE | L | Annual | Fuel Consumed | TBtu | 6.9196 | 13.7355 | 13.7764 | 0 | 0 | 0 | 0 | 0
WI Large Coal Units Hg Rule v3.1, Unit 4186 and retrofits | 1140 | 2200 | MACT Fuel Choice Floor in lbs/MMBtu | FALSE | L | Annual | Rate | lb/MMBtu | 5.6112e-07 | 5.6112e-07 | 5.6112e-07 | 0 | 0 | 0 | 0 | 0
WI Large Coal Units Hg Rule v3.1, Unit 4186 and retrofits | 1140 | 2200 | MACT Fuel Choice Floor in lbs/MMBtu | FALSE | L | Annual | Generation | TWh | 0.66324 | 1.3165 | 1.346 | 0 | 0 | 0 | 0 | 0
WI Large Coal Units Hg Rule v3.1, Unit 4186 and retrofits | 1140 | 2200 | MACT Fuel Choice Floor in lbs/MMBtu | FALSE | L | Annual | Qualifying Generation | TWh | 0.66324 | 1.3165 | 1.346 | 0 | 0 | 0 | 0 | 0
WI Large Coal Units Hg Rule v3.1, Unit 4186 and retrofits | 1140 | 2200 | MACT Fuel Choice Floor in lbs/MMBtu | FALSE | L | Annual | Constraint Shadow Price | US2016$/Lb | 0 | 0 | 0 | 0 | 0 | 0 | 0 | 0
WI Large Coal Units Hg Rule v3.1, Unit 4187 and retrofits | 1141 | 2200 | MACT Fuel Choice Floor in lbs/MMBtu | FALSE | L | Annual | Seasons Included | Seasons | Winter, WintShld, Summer | Winter, WintShld, Summer | Winter, WintShld, Summer | Winter, WintShld, Summer | Winter, WintShld, Summer | Winter, WintShld, Summer | Winter, WintShld, Summer | Winter, WintShld, Summer
WI Large Coal Units Hg Rule v3.1, Unit 4187 and retrofits | 1141 | 2200 | MACT Fuel Choice Floor in lbs/MMBtu | FALSE | L | Annual | Emission Floor | lbs/MMBtu | 7.92e-07 | 7.92e-07 | 7.92e-07 | 7.92e-07 | 7.92e-07 | 7.92e-07 | 7.92e-07 | 7.92e-07
WI Large Coal Units Hg Rule v3.1, Unit 4187 and retrofits | 1141 | 2200 | MACT Fuel Choice Floor in lbs/MMBtu | FALSE | L | Annual | Emissions at Affected Plants MER | lbs | 9.7936 | 15.9001 | 16.4831 | 11.0379 | 11.6532 | 11.682 | 11.1241 | 0
WI Large Coal Units Hg Rule v3.1, Unit 4187 and retrofits | 1141 | 2200 | MACT Fuel Choice Floor in lbs/MMBtu | FALSE | L | Annual | Allowances Purchased MER | lbs | 0 | 0 | 0 | 0 | 0 | 0 | 0 | 0
WI Large Coal Units Hg Rule v3.1, Unit 4187 and retrofits | 1141 | 2200 | MACT Fuel Choice Floor in lbs/MMBtu | FALSE | L | Annual | Allowances Sold MER | lbs | 0 | 0 | 0 | 0 | 0 | 0 | 0 | 0
WI Large Coal Units Hg Rule v3.1, Unit 4187 and retrofits | 1141 | 2200 | MACT Fuel Choice Floor in lbs/MMBtu | FALSE | L | Annual | Allowances Banked | lbs | 0 | 0 | 0 | 0 | 0 | 0 | 0 | 0
WI Large Coal Units Hg Rule v3.1, Unit 4187 and retrofits | 1141 | 2200 | MACT Fuel Choice Floor in lbs/MMBtu | FALSE | L | Annual | Allowances Withdrawn (1:1) | lbs | 0 | 0 | 0 | 0 | 0 | 0 | 0 | 0
WI Large Coal Units Hg Rule v3.1, Unit 4187 and retrofits | 1141 | 2200 | MACT Fuel Choice Floor in lbs/MMBtu | FALSE | L | Annual | Allowances Withdrawn (n:1) | lbs | 0 | 0 | 0 | 0 | 0 | 0 | 0 | 0
WI Large Coal Units Hg Rule v3.1, Unit 4187 and retrofits | 1141 | 2200 | MACT Fuel Choice Floor in lbs/MMBtu | FALSE | L | Annual | Net Emissions Allowance Position | lbs | 9.7936 | 15.9001 | 16.4831 | 11.0379 | 11.6532 | 11.682 | 11.1241 | 0
WI Large Coal Units Hg Rule v3.1, Unit 4187 and retrofits | 1141 | 2200 | MACT Fuel Choice Floor in lbs/MMBtu | FALSE | L | Annual | Fuel Consumed | TBtu | 17.4535 | 28.3361 | 29.3751 | 19.6711 | 20.7675 | 20.8189 | 19.8246 | 0
WI Large Coal Units Hg Rule v3.1, Unit 4187 and retrofits | 1141 | 2200 | MACT Fuel Choice Floor in lbs/MMBtu | FALSE | L | Annual | Rate | lb/MMBtu | 5.6112e-07 | 5.6112e-07 | 5.6112e-07 | 5.6112e-07 | 5.6112e-07 | 5.6112e-07 | 5.6112e-07 | 0
WI Large Coal Units Hg Rule v3.1, Unit 4187 and retrofits | 1141 | 2200 | MACT Fuel Choice Floor in lbs/MMBtu | FALSE | L | Annual | Generation | TWh | 1.7669 | 2.8686 | 2.9978 | 2.0075 | 2.1194 | 2.1246 | 2.0231 | 0
WI Large Coal Units Hg Rule v3.1, Unit 4187 and retrofits | 1141 | 2200 | MACT Fuel Choice Floor in lbs/MMBtu | FALSE | L | Annual | Qualifying Generation | TWh | 1.7669 | 2.8686 | 2.9978 | 2.0075 | 2.1194 | 2.1246 | 2.0231 | 0
WI Large Coal Units Hg Rule v3.1, Unit 4187 and retrofits | 1141 | 2200 | MACT Fuel Choice Floor in lbs/MMBtu | FALSE | L | Annual | Constraint Shadow Price | US2016$/Lb | 0 | 0 | 0 | 0 | 0 | 0 | 0 | 0
WI Large Coal Units Hg Rule v3.1, Unit 4188 and retrofits | 1142 | 2200 | MACT Fuel Choice Floor in lbs/MMBtu | FALSE | L | Annual | Seasons Included | Seasons | Winter, WintShld, Summer | Winter, WintShld, Summer | Winter, WintShld, Summer | Winter, WintShld, Summer | Winter, WintShld, Summer | Winter, WintShld, Summer | Winter, WintShld, Summer | Winter, WintShld, Summer
WI Large Coal Units Hg Rule v3.1, Unit 4188 and retrofits | 1142 | 2200 | MACT Fuel Choice Floor in lbs/MMBtu | FALSE | L | Annual | Emission Floor | lbs/MMBtu | 7.92e-07 | 7.92e-07 | 7.92e-07 | 7.92e-07 | 7.92e-07 | 7.92e-07 | 7.92e-07 | 7.92e-07
WI Large Coal Units Hg Rule v3.1, Unit 4188 and retrofits | 1142 | 2200 | MACT Fuel Choice Floor in lbs/MMBtu | FALSE | L | Annual | Emissions at Affected Plants MER | lbs | 13.3644 | 17.0673 | 17.116 | 15.0798 | 12.0585 | 12.0585 | 12.0585 | 9.9945
WI Large Coal Units Hg Rule v3.1, Unit 4188 and retrofits | 1142 | 2200 | MACT Fuel Choice Floor in lbs/MMBtu | FALSE | L | Annual | Allowances Purchased MER | lbs | 0 | 0 | 0 | 0 | 0 | 0 | 0 | 0
WI Large Coal Units Hg Rule v3.1, Unit 4188 and retrofits | 1142 | 2200 | MACT Fuel Choice Floor in lbs/MMBtu | FALSE | L | Annual | Allowances Sold MER | lbs | 0 | 0 | 0 | 0 | 0 | 0 | 0 | 0
WI Large Coal Units Hg Rule v3.1, Unit 4188 and retrofits | 1142 | 2200 | MACT Fuel Choice Floor in lbs/MMBtu | FALSE | L | Annual | Allowances Banked | lbs | 0 | 0 | 0 | 0 | 0 | 0 | 0 | 0
WI Large Coal Units Hg Rule v3.1, Unit 4188 and retrofits | 1142 | 2200 | MACT Fuel Choice Floor in lbs/MMBtu | FALSE | L | Annual | Allowances Withdrawn (1:1) | lbs | 0 | 0 | 0 | 0 | 0 | 0 | 0 | 0
WI Large Coal Units Hg Rule v3.1, Unit 4188 and retrofits | 1142 | 2200 | MACT Fuel Choice Floor in lbs/MMBtu | FALSE | L | Annual | Allowances Withdrawn (n:1) | lbs | 0 | 0 | 0 | 0 | 0 | 0 | 0 | 0
WI Large Coal Units Hg Rule v3.1, Unit 4188 and retrofits | 1142 | 2200 | MACT Fuel Choice Floor in lbs/MMBtu | FALSE | L | Annual | Net Emissions Allowance Position | lbs | 13.3644 | 17.0673 | 17.116 | 15.0798 | 12.0585 | 12.0585 | 12.0585 | 9.9945
WI Large Coal Units Hg Rule v3.1, Unit 4188 and retrofits | 1142 | 2200 | MACT Fuel Choice Floor in lbs/MMBtu | FALSE | L | Annual | Fuel Consumed | TBtu | 23.8172 | 30.4162 | 30.5031 | 26.8743 | 21.4899 | 21.4899 | 21.4899 | 17.8116
WI Large Coal Units Hg Rule v3.1, Unit 4188 and retrofits | 1142 | 2200 | MACT Fuel Choice Floor in lbs/MMBtu | FALSE | L | Annual | Rate | lb/MMBtu | 5.6112e-07 | 5.6112e-07 | 5.6112e-07 | 5.6112e-07 | 5.6112e-07 | 5.6112e-07 | 5.6112e-07 | 5.6112e-07
WI Large Coal Units Hg Rule v3.1, Unit 4188 and retrofits | 1142 | 2200 | MACT Fuel Choice Floor in lbs/MMBtu | FALSE | L | Annual | Generation | TWh | 2.2255 | 2.8421 | 2.9025 | 2.5572 | 2.0448 | 2.0448 | 2.0448 | 1.6948
WI Large Coal Units Hg Rule v3.1, Unit 4188 and retrofits | 1142 | 2200 | MACT Fuel Choice Floor in lbs/MMBtu | FALSE | L | Annual | Qualifying Generation | TWh | 2.2255 | 2.8421 | 2.9025 | 2.5572 | 2.0448 | 2.0448 | 2.0448 | 1.6948
WI Large Coal Units Hg Rule v3.1, Unit 4188 and retrofits | 1142 | 2200 | MACT Fuel Choice Floor in lbs/MMBtu | FALSE | L | Annual | Constraint Shadow Price | US2016$/Lb | 0 | 0 | 0 | 0 | 0 | 0 | 0 | 0
WI Large Coal Units Hg Rule v3.1, Unit 4204 and retrofits | 1143 | 2200 | MACT Fuel Choice Floor in lbs/MMBtu | FALSE | L | Annual | Seasons Included | Seasons | Winter, WintShld, Summer | Winter, WintShld, Summer | Winter, WintShld, Summer | Winter, WintShld, Summer | Winter, WintShld, Summer | Winter, WintShld, Summer | Winter, WintShld, Summer | Winter, WintShld, Summer
WI Large Coal Units Hg Rule v3.1, Unit 4204 and retrofits | 1143 | 2200 | MACT Fuel Choice Floor in lbs/MMBtu | FALSE | L | Annual | Emission Floor | lbs/MMBtu | 7.92e-07 | 7.92e-07 | 7.92e-07 | 7.92e-07 | 7.92e-07 | 7.92e-07 | 7.92e-07 | 7.92e-07
WI Large Coal Units Hg Rule v3.1, Unit 4204 and retrofits | 1143 | 2200 | MACT Fuel Choice Floor in lbs/MMBtu | FALSE | L | Annual | Emissions at Affected Plants MER | lbs | 5.6453 | 6.5856 | 7.083 | 5.8653 | 6.2598 | 7.083 | 6.2598 | 0
WI Large Coal Units Hg Rule v3.1, Unit 4204 and retrofits | 1143 | 2200 | MACT Fuel Choice Floor in lbs/MMBtu | FALSE | L | Annual | Allowances Purchased MER | lbs | 0 | 0 | 0 | 0 | 0 | 0 | 0 | 0
WI Large Coal Units Hg Rule v3.1, Unit 4204 and retrofits | 1143 | 2200 | MACT Fuel Choice Floor in lbs/MMBtu | FALSE | L | Annual | Allowances Sold MER | lbs | 0 | 0 | 0 | 0 | 0 | 0 | 0 | 0
WI Large Coal Units Hg Rule v3.1, Unit 4204 and retrofits | 1143 | 2200 | MACT Fuel Choice Floor in lbs/MMBtu | FALSE | L | Annual | Allowances Banked | lbs | 0 | 0 | 0 | 0 | 0 | 0 | 0 | 0
WI Large Coal Units Hg Rule v3.1, Unit 4204 and retrofits | 1143 | 2200 | MACT Fuel Choice Floor in lbs/MMBtu | FALSE | L | Annual | Allowances Withdrawn (1:1) | lbs | 0 | 0 | 0 | 0 | 0 | 0 | 0 | 0
WI Large Coal Units Hg Rule v3.1, Unit 4204 and retrofits | 1143 | 2200 | MACT Fuel Choice Floor in lbs/MMBtu | FALSE | L | Annual | Allowances Withdrawn (n:1) | lbs | 0 | 0 | 0 | 0 | 0 | 0 | 0 | 0
WI Large Coal Units Hg Rule v3.1, Unit 4204 and retrofits | 1143 | 2200 | MACT Fuel Choice Floor in lbs/MMBtu | FALSE | L | Annual | Net Emissions Allowance Position | lbs | 5.6453 | 6.5856 | 7.083 | 5.8653 | 6.2598 | 7.083 | 6.2598 | 0
WI Large Coal Units Hg Rule v3.1, Unit 4204 and retrofits | 1143 | 2200 | MACT Fuel Choice Floor in lbs/MMBtu | FALSE | L | Annual | Fuel Consumed | TBtu | 10.0606 | 11.7364 | 12.6228 | 10.4527 | 11.1558 | 12.6228 | 11.1558 | 0
WI Large Coal Units Hg Rule v3.1, Unit 4204 and retrofits | 1143 | 2200 | MACT Fuel Choice Floor in lbs/MMBtu | FALSE | L | Annual | Rate | lb/MMBtu | 5.6112e-07 | 5.6112e-07 | 5.6112e-07 | 5.6112e-07 | 5.6112e-07 | 5.6112e-07 | 5.6112e-07 | 0
WI Large Coal Units Hg Rule v3.1, Unit 4204 and retrofits | 1143 | 2200 | MACT Fuel Choice Floor in lbs/MMBtu | FALSE | L | Annual | Generation | TWh | 0.87288 | 1.0183 | 1.1164 | 0.92446 | 0.98664 | 1.1164 | 0.98664 | 0
WI Large Coal Units Hg Rule v3.1, Unit 4204 and retrofits | 1143 | 2200 | MACT Fuel Choice Floor in lbs/MMBtu | FALSE | L | Annual | Qualifying Generation | TWh | 0.87288 | 1.0183 | 1.1164 | 0.92446 | 0.98664 | 1.1164 | 0.98664 | 0
WI Large Coal Units Hg Rule v3.1, Unit 4204 and retrofits | 1143 | 2200 | MACT Fuel Choice Floor in lbs/MMBtu | FALSE | L | Annual | Constraint Shadow Price | US2016$/Lb | 0 | 0 | 0 | 0 | 0 | 0 | 0 | 0
WI Large Coal Units Hg Rule v3.1, Unit 4215 and retrofits | 1144 | 2200 | MACT Fuel Choice Floor in lbs/MMBtu | FALSE | L | Annual | Seasons Included | Seasons | Winter, WintShld, Summer | Winter, WintShld, Summer | Winter, WintShld, Summer | Winter, WintShld, Summer | Winter, WintShld, Summer | Winter, WintShld, Summer | Winter, WintShld, Summer | Winter, WintShld, Summer
WI Large Coal Units Hg Rule v3.1, Unit 4215 and retrofits | 1144 | 2200 | MACT Fuel Choice Floor in lbs/MMBtu | FALSE | L | Annual | Emission Floor | lbs/MMBtu | 7.92e-07 | 7.92e-07 | 7.92e-07 | 7.92e-07 | 7.92e-07 | 7.92e-07 | 7.92e-07 | 7.92e-07
WI Large Coal Units Hg Rule v3.1, Unit 4215 and retrofits | 1144 | 2200 | MACT Fuel Choice Floor in lbs/MMBtu | FALSE | L | Annual | Emissions at Affected Plants MER | lbs | 5.5368 | 7.0089 | 6.865 | 6.2932 | 4.8099 | 6.5989 | 3.8462 | 3.5651
WI Large Coal Units Hg Rule v3.1, Unit 4215 and retrofits | 1144 | 2200 | MACT Fuel Choice Floor in lbs/MMBtu | FALSE | L | Annual | Allowances Purchased MER | lbs | 0 | 0 | 0 | 0 | 0 | 0 | 0 | 0
WI Large Coal Units Hg Rule v3.1, Unit 4215 and retrofits | 1144 | 2200 | MACT Fuel Choice Floor in lbs/MMBtu | FALSE | L | Annual | Allowances Sold MER | lbs | 0 | 0 | 0 | 0 | 0 | 0 | 0 | 0
WI Large Coal Units Hg Rule v3.1, Unit 4215 and retrofits | 1144 | 2200 | MACT Fuel Choice Floor in lbs/MMBtu | FALSE | L | Annual | Allowances Banked | lbs | 0 | 0 | 0 | 0 | 0 | 0 | 0 | 0
WI Large Coal Units Hg Rule v3.1, Unit 4215 and retrofits | 1144 | 2200 | MACT Fuel Choice Floor in lbs/MMBtu | FALSE | L | Annual | Allowances Withdrawn (1:1) | lbs | 0 | 0 | 0 | 0 | 0 | 0 | 0 | 0
WI Large Coal Units Hg Rule v3.1, Unit 4215 and retrofits | 1144 | 2200 | MACT Fuel Choice Floor in lbs/MMBtu | FALSE | L | Annual | Allowances Withdrawn (n:1) | lbs | 0 | 0 | 0 | 0 | 0 | 0 | 0 | 0
WI Large Coal Units Hg Rule v3.1, Unit 4215 and retrofits | 1144 | 2200 | MACT Fuel Choice Floor in lbs/MMBtu | FALSE | L | Annual | Net Emissions Allowance Position | lbs | 5.5368 | 7.0089 | 6.865 | 6.2932 | 4.8099 | 6.5989 | 3.8462 | 3.5651
WI Large Coal Units Hg Rule v3.1, Unit 4215 and retrofits | 1144 | 2200 | MACT Fuel Choice Floor in lbs/MMBtu | FALSE | L | Annual | Fuel Consumed | TBtu | 9.8673 | 12.4908 | 12.2344 | 11.2153 | 8.5719 | 11.7601 | 6.8545 | 6.3536
WI Large Coal Units Hg Rule v3.1, Unit 4215 and retrofits | 1144 | 2200 | MACT Fuel Choice Floor in lbs/MMBtu | FALSE | L | Annual | Rate | lb/MMBtu | 5.6112e-07 | 5.6112e-07 | 5.6112e-07 | 5.6112e-07 | 5.6112e-07 | 5.6112e-07 | 5.6112e-07 | 5.6112e-07
WI Large Coal Units Hg Rule v3.1, Unit 4215 and retrofits | 1144 | 2200 | MACT Fuel Choice Floor in lbs/MMBtu | FALSE | L | Annual | Generation | TWh | 0.92816 | 1.1749 | 1.1719 | 1.0743 | 0.82109 | 1.1265 | 0.65658 | 0.6086
WI Large Coal Units Hg Rule v3.1, Unit 4215 and retrofits | 1144 | 2200 | MACT Fuel Choice Floor in lbs/MMBtu | FALSE | L | Annual | Qualifying Generation | TWh | 0.92816 | 1.1749 | 1.1719 | 1.0743 | 0.82109 | 1.1265 | 0.65658 | 0.6086
WI Large Coal Units Hg Rule v3.1, Unit 4215 and retrofits | 1144 | 2200 | MACT Fuel Choice Floor in lbs/MMBtu | FALSE | L | Annual | Constraint Shadow Price | US2016$/Lb | 0 | 0 | 0 | 0 | 0 | 0 | 0 | 0
WI Large Coal Units Hg Rule v3.1, Unit 5472 and retrofits | 1145 | 2200 | MACT Fuel Choice Floor in lbs/MMBtu | FALSE | L | Annual | Seasons Included | Seasons | Winter, WintShld, Summer | Winter, WintShld, Summer | Winter, WintShld, Summer | Winter, WintShld, Summer | Winter, WintShld, Summer | Winter, WintShld, Summer | Winter, WintShld, Summer | Winter, WintShld, Summer
WI Large Coal Units Hg Rule v3.1, Unit 5472 and retrofits | 1145 | 2200 | MACT Fuel Choice Floor in lbs/MMBtu | FALSE | L | Annual | Emission Floor | lbs/MMBtu | 7.92e-07 | 7.92e-07 | 7.92e-07 | 7.92e-07 | 7.92e-07 | 7.92e-07 | 7.92e-07 | 7.92e-07
WI Large Coal Units Hg Rule v3.1, Unit 5472 and retrofits | 1145 | 2200 | MACT Fuel Choice Floor in lbs/MMBtu | FALSE | L | Annual | Emissions at Affected Plants MER | lbs | 12.1664 | 12.9241 | 12.3613 | 10.8269 | 8.7539 | 10.0545 | 8.7539 | 6.0433
WI Large Coal Units Hg Rule v3.1, Unit 5472 and retrofits | 1145 | 2200 | MACT Fuel Choice Floor in lbs/MMBtu | FALSE | L | Annual | Allowances Purchased MER | lbs | 0 | 0 | 0 | 0 | 0 | 0 | 0 | 0
WI Large Coal Units Hg Rule v3.1, Unit 5472 and retrofits | 1145 | 2200 | MACT Fuel Choice Floor in lbs/MMBtu | FALSE | L | Annual | Allowances Sold MER | lbs | 0 | 0 | 0 | 0 | 0 | 0 | 0 | 0
WI Large Coal Units Hg Rule v3.1, Unit 5472 and retrofits | 1145 | 2200 | MACT Fuel Choice Floor in lbs/MMBtu | FALSE | L | Annual | Allowances Banked | lbs | 0 | 0 | 0 | 0 | 0 | 0 | 0 | 0
WI Large Coal Units Hg Rule v3.1, Unit 5472 and retrofits | 1145 | 2200 | MACT Fuel Choice Floor in lbs/MMBtu | FALSE | L | Annual | Allowances Withdrawn (1:1) | lbs | 0 | 0 | 0 | 0 | 0 | 0 | 0 | 0
WI Large Coal Units Hg Rule v3.1, Unit 5472 and retrofits | 1145 | 2200 | MACT Fuel Choice Floor in lbs/MMBtu | FALSE | L | Annual | Allowances Withdrawn (n:1) | lbs | 0 | 0 | 0 | 0 | 0 | 0 | 0 | 0
WI Large Coal Units Hg Rule v3.1, Unit 5472 and retrofits | 1145 | 2200 | MACT Fuel Choice Floor in lbs/MMBtu | FALSE | L | Annual | Net Emissions Allowance Position | lbs | 12.1664 | 12.9241 | 12.3613 | 10.8269 | 8.7539 | 10.0545 | 8.7539 | 6.0433
WI Large Coal Units Hg Rule v3.1, Unit 5472 and retrofits | 1145 | 2200 | MACT Fuel Choice Floor in lbs/MMBtu | FALSE | L | Annual | Fuel Consumed | TBtu | 21.6822 | 23.0325 | 22.0296 | 19.2949 | 15.6005 | 17.9185 | 15.6005 | 10.77
WI Large Coal Units Hg Rule v3.1, Unit 5472 and retrofits | 1145 | 2200 | MACT Fuel Choice Floor in lbs/MMBtu | FALSE | L | Annual | Rate | lb/MMBtu | 5.6112e-07 | 5.6112e-07 | 5.6112e-07 | 5.6112e-07 | 5.6112e-07 | 5.6112e-07 | 5.6112e-07 | 5.6112e-07
WI Large Coal Units Hg Rule v3.1, Unit 5472 and retrofits | 1145 | 2200 | MACT Fuel Choice Floor in lbs/MMBtu | FALSE | L | Annual | Generation | TWh | 1.928 | 2.0481 | 2.0174 | 1.767 | 1.4286 | 1.6409 | 1.4286 | 0.98627
WI Large Coal Units Hg Rule v3.1, Unit 5472 and retrofits | 1145 | 2200 | MACT Fuel Choice Floor in lbs/MMBtu | FALSE | L | Annual | Qualifying Generation | TWh | 1.928 | 2.0481 | 2.0174 | 1.767 | 1.4286 | 1.6409 | 1.4286 | 0.98627
WI Large Coal Units Hg Rule v3.1, Unit 5472 and retrofits | 1145 | 2200 | MACT Fuel Choice Floor in lbs/MMBtu | FALSE | L | Annual | Constraint Shadow Price | US2016$/Lb | 0 | 0 | 0 | 0 | 0 | 0 | 0 | 0
WI Large Coal Units Hg Rule v3.1, Unit 5485 and retrofits | 1146 | 2200 | MACT Fuel Choice Floor in lbs/MMBtu | FALSE | L | Annual | Seasons Included | Seasons | Winter, WintShld, Summer | Winter, WintShld, Summer | Winter, WintShld, Summer | Winter, WintShld, Summer | Winter, WintShld, Summer | Winter, WintShld, Summer | Winter, WintShld, Summer | Winter, WintShld, Summer
WI Large Coal Units Hg Rule v3.1, Unit 5485 and retrofits | 1146 | 2200 | MACT Fuel Choice Floor in lbs/MMBtu | FALSE | L | Annual | Emission Floor | lbs/MMBtu | 7.92e-07 | 7.92e-07 | 7.92e-07 | 7.92e-07 | 7.92e-07 | 7.92e-07 | 7.92e-07 | 7.92e-07
WI Large Coal Units Hg Rule v3.1, Unit 5485 and retrofits | 1146 | 2200 | MACT Fuel Choice Floor in lbs/MMBtu | FALSE | L | Annual | Emissions at Affected Plants MER | lbs | 0 | 0 | 0 | 0 | 0 | 0 | 0 | 0
WI Large Coal Units Hg Rule v3.1, Unit 5485 and retrofits | 1146 | 2200 | MACT Fuel Choice Floor in lbs/MMBtu | FALSE | L | Annual | Allowances Purchased MER | lbs | 0 | 0 | 0 | 0 | 0 | 0 | 0 | 0
WI Large Coal Units Hg Rule v3.1, Unit 5485 and retrofits | 1146 | 2200 | MACT Fuel Choice Floor in lbs/MMBtu | FALSE | L | Annual | Allowances Sold MER | lbs | 0 | 0 | 0 | 0 | 0 | 0 | 0 | 0
WI Large Coal Units Hg Rule v3.1, Unit 5485 and retrofits | 1146 | 2200 | MACT Fuel Choice Floor in lbs/MMBtu | FALSE | L | Annual | Allowances Banked | lbs | 0 | 0 | 0 | 0 | 0 | 0 | 0 | 0
WI Large Coal Units Hg Rule v3.1, Unit 5485 and retrofits | 1146 | 2200 | MACT Fuel Choice Floor in lbs/MMBtu | FALSE | L | Annual | Allowances Withdrawn (1:1) | lbs | 0 | 0 | 0 | 0 | 0 | 0 | 0 | 0
WI Large Coal Units Hg Rule v3.1, Unit 5485 and retrofits | 1146 | 2200 | MACT Fuel Choice Floor in lbs/MMBtu | FALSE | L | Annual | Allowances Withdrawn (n:1) | lbs | 0 | 0 | 0 | 0 | 0 | 0 | 0 | 0
WI Large Coal Units Hg Rule v3.1, Unit 5485 and retrofits | 1146 | 2200 | MACT Fuel Choice Floor in lbs/MMBtu | FALSE | L | Annual | Net Emissions Allowance Position | lbs | 0 | 0 | 0 | 0 | 0 | 0 | 0 | 0
WI Large Coal Units Hg Rule v3.1, Unit 5485 and retrofits | 1146 | 2200 | MACT Fuel Choice Floor in lbs/MMBtu | FALSE | L | Annual | Fuel Consumed | TBtu | 0 | 0 | 0 | 0 | 0 | 0 | 0 | 0
WI Large Coal Units Hg Rule v3.1, Unit 5485 and retrofits | 1146 | 2200 | MACT Fuel Choice Floor in lbs/MMBtu | FALSE | L | Annual | Rate | lb/MMBtu | 0 | 0 | 0 | 0 | 0 | 0 | 0 | 0
WI Large Coal Units Hg Rule v3.1, Unit 5485 and retrofits | 1146 | 2200 | MACT Fuel Choice Floor in lbs/MMBtu | FALSE | L | Annual | Generation | TWh | 0 | 0 | 0 | 0 | 0 | 0 | 0 | 0
WI Large Coal Units Hg Rule v3.1, Unit 5485 and retrofits | 1146 | 2200 | MACT Fuel Choice Floor in lbs/MMBtu | FALSE | L | Annual | Qualifying Generation | TWh | 0 | 0 | 0 | 0 | 0 | 0 | 0 | 0
WI Large Coal Units Hg Rule v3.1, Unit 5485 and retrofits | 1146 | 2200 | MACT Fuel Choice Floor in lbs/MMBtu | FALSE | L | Annual | Constraint Shadow Price | US2016$/Lb | 0 | 0 | 0 | 0 | 0 | 0 | 0 | 0
WI Large Coal Units Hg Rule v3.1, Unit 5717 and retrofits | 1147 | 2200 | MACT Fuel Choice Floor in lbs/MMBtu | FALSE | L | Annual | Seasons Included | Seasons | Winter, WintShld, Summer | Winter, WintShld, Summer | Winter, WintShld, Summer | Winter, WintShld, Summer | Winter, WintShld, Summer | Winter, WintShld, Summer | Winter, WintShld, Summer | Winter, WintShld, Summer
WI Large Coal Units Hg Rule v3.1, Unit 5717 and retrofits | 1147 | 2200 | MACT Fuel Choice Floor in lbs/MMBtu | FALSE | L | Annual | Emission Floor | lbs/MMBtu | 7.92e-07 | 7.92e-07 | 7.92e-07 | 7.92e-07 | 7.92e-07 | 7.92e-07 | 7.92e-07 | 7.92e-07
WI Large Coal Units Hg Rule v3.1, Unit 5717 and retrofits | 1147 | 2200 | MACT Fuel Choice Floor in lbs/MMBtu | FALSE | L | Annual | Emissions at Affected Plants MER | lbs | 8.0992 | 9.0364 | 8.6095 | 7.5328 | 5.7958 | 6.4454 | 5.7958 | 0
WI Large Coal Units Hg Rule v3.1, Unit 5717 and retrofits | 1147 | 2200 | MACT Fuel Choice Floor in lbs/MMBtu | FALSE | L | Annual | Allowances Purchased MER | lbs | 0 | 0 | 0 | 0 | 0 | 0 | 0 | 0
WI Large Coal Units Hg Rule v3.1, Unit 5717 and retrofits | 1147 | 2200 | MACT Fuel Choice Floor in lbs/MMBtu | FALSE | L | Annual | Allowances Sold MER | lbs | 0 | 0 | 0 | 0 | 0 | 0 | 0 | 0
WI Large Coal Units Hg Rule v3.1, Unit 5717 and retrofits | 1147 | 2200 | MACT Fuel Choice Floor in lbs/MMBtu | FALSE | L | Annual | Allowances Banked | lbs | 0 | 0 | 0 | 0 | 0 | 0 | 0 | 0
WI Large Coal Units Hg Rule v3.1, Unit 5717 and retrofits | 1147 | 2200 | MACT Fuel Choice Floor in lbs/MMBtu | FALSE | L | Annual | Allowances Withdrawn (1:1) | lbs | 0 | 0 | 0 | 0 | 0 | 0 | 0 | 0
WI Large Coal Units Hg Rule v3.1, Unit 5717 and retrofits | 1147 | 2200 | MACT Fuel Choice Floor in lbs/MMBtu | FALSE | L | Annual | Allowances Withdrawn (n:1) | lbs | 0 | 0 | 0 | 0 | 0 | 0 | 0 | 0
WI Large Coal Units Hg Rule v3.1, Unit 5717 and retrofits | 1147 | 2200 | MACT Fuel Choice Floor in lbs/MMBtu | FALSE | L | Annual | Net Emissions Allowance Position | lbs | 8.0992 | 9.0364 | 8.6095 | 7.5328 | 5.7958 | 6.4454 | 5.7958 | 0
WI Large Coal Units Hg Rule v3.1, Unit 5717 and retrofits | 1147 | 2200 | MACT Fuel Choice Floor in lbs/MMBtu | FALSE | L | Annual | Fuel Consumed | TBtu | 14.4339 | 16.1041 | 15.3432 | 13.4245 | 10.3289 | 11.4866 | 10.3289 | 0
WI Large Coal Units Hg Rule v3.1, Unit 5717 and retrofits | 1147 | 2200 | MACT Fuel Choice Floor in lbs/MMBtu | FALSE | L | Annual | Rate | lb/MMBtu | 5.6112e-07 | 5.6112e-07 | 5.6112e-07 | 5.6112e-07 | 5.6112e-07 | 5.6112e-07 | 5.6112e-07 | 0
WI Large Coal Units Hg Rule v3.1, Unit 5717 and retrofits | 1147 | 2200 | MACT Fuel Choice Floor in lbs/MMBtu | FALSE | L | Annual | Generation | TWh | 1.4292 | 1.5946 | 1.5315 | 1.34 | 1.031 | 1.1466 | 1.031 | 0
WI Large Coal Units Hg Rule v3.1, Unit 5717 and retrofits | 1147 | 2200 | MACT Fuel Choice Floor in lbs/MMBtu | FALSE | L | Annual | Qualifying Generation | TWh | 1.4292 | 1.5946 | 1.5315 | 1.34 | 1.031 | 1.1466 | 1.031 | 0
WI Large Coal Units Hg Rule v3.1, Unit 5717 and retrofits | 1147 | 2200 | MACT Fuel Choice Floor in lbs/MMBtu | FALSE | L | Annual | Constraint Shadow Price | US2016$/Lb | 0 | 0 | 0 | 0 | 0 | 0 | 0 | 0
WI Large Coal Units Hg Rule v3.1, Unit 5718 and retrofits | 1148 | 2200 | MACT Fuel Choice Floor in lbs/MMBtu | FALSE | L | Annual | Seasons Included | Seasons | Winter, WintShld, Summer | Winter, WintShld, Summer | Winter, WintShld, Summer | Winter, WintShld, Summer | Winter, WintShld, Summer | Winter, WintShld, Summer | Winter, WintShld, Summer | Winter, WintShld, Summer
WI Large Coal Units Hg Rule v3.1, Unit 5718 and retrofits | 1148 | 2200 | MACT Fuel Choice Floor in lbs/MMBtu | FALSE | L | Annual | Emission Floor | lbs/MMBtu | 7.92e-07 | 7.92e-07 | 7.92e-07 | 7.92e-07 | 7.92e-07 | 7.92e-07 | 7.92e-07 | 7.92e-07
WI Large Coal Units Hg Rule v3.1, Unit 5718 and retrofits | 1148 | 2200 | MACT Fuel Choice Floor in lbs/MMBtu | FALSE | L | Annual | Emissions at Affected Plants MER | lbs | 8.087 | 8.9094 | 8.618 | 6.0254 | 6.0254 | 6.0254 | 6.0254 | 0
WI Large Coal Units Hg Rule v3.1, Unit 5718 and retrofits | 1148 | 2200 | MACT Fuel Choice Floor in lbs/MMBtu | FALSE | L | Annual | Allowances Purchased MER | lbs | 0 | 0 | 0 | 0 | 0 | 0 | 0 | 0
WI Large Coal Units Hg Rule v3.1, Unit 5718 and retrofits | 1148 | 2200 | MACT Fuel Choice Floor in lbs/MMBtu | FALSE | L | Annual | Allowances Sold MER | lbs | 0 | 0 | 0 | 0 | 0 | 0 | 0 | 0
WI Large Coal Units Hg Rule v3.1, Unit 5718 and retrofits | 1148 | 2200 | MACT Fuel Choice Floor in lbs/MMBtu | FALSE | L | Annual | Allowances Banked | lbs | 0 | 0 | 0 | 0 | 0 | 0 | 0 | 0
WI Large Coal Units Hg Rule v3.1, Unit 5718 and retrofits | 1148 | 2200 | MACT Fuel Choice Floor in lbs/MMBtu | FALSE | L | Annual | Allowances Withdrawn (1:1) | lbs | 0 | 0 | 0 | 0 | 0 | 0 | 0 | 0
WI Large Coal Units Hg Rule v3.1, Unit 5718 and retrofits | 1148 | 2200 | MACT Fuel Choice Floor in lbs/MMBtu | FALSE | L | Annual | Allowances Withdrawn (n:1) | lbs | 0 | 0 | 0 | 0 | 0 | 0 | 0 | 0
WI Large Coal Units Hg Rule v3.1, Unit 5718 and retrofits | 1148 | 2200 | MACT Fuel Choice Floor in lbs/MMBtu | FALSE | L | Annual | Net Emissions Allowance Position | lbs | 8.087 | 8.9094 | 8.618 | 6.0254 | 6.0254 | 6.0254 | 6.0254 | 0
WI Large Coal Units Hg Rule v3.1, Unit 5718 and retrofits | 1148 | 2200 | MACT Fuel Choice Floor in lbs/MMBtu | FALSE | L | Annual | Fuel Consumed | TBtu | 14.4121 | 15.8777 | 15.3585 | 10.738 | 10.738 | 10.738 | 10.738 | 0
WI Large Coal Units Hg Rule v3.1, Unit 5718 and retrofits | 1148 | 2200 | MACT Fuel Choice Floor in lbs/MMBtu | FALSE | L | Annual | Rate | lb/MMBtu | 5.6112e-07 | 5.6112e-07 | 5.6112e-07 | 5.6112e-07 | 5.6112e-07 | 5.6112e-07 | 5.6112e-07 | 0
WI Large Coal Units Hg Rule v3.1, Unit 5718 and retrofits | 1148 | 2200 | MACT Fuel Choice Floor in lbs/MMBtu | FALSE | L | Annual | Generation | TWh | 1.4095 | 1.5528 | 1.5142 | 1.0586 | 1.0586 | 1.0586 | 1.0586 | 0
WI Large Coal Units Hg Rule v3.1, Unit 5718 and retrofits | 1148 | 2200 | MACT Fuel Choice Floor in lbs/MMBtu | FALSE | L | Annual | Qualifying Generation | TWh | 1.4095 | 1.5528 | 1.5142 | 1.0586 | 1.0586 | 1.0586 | 1.0586 | 0
WI Large Coal Units Hg Rule v3.1, Unit 5718 and retrofits | 1148 | 2200 | MACT Fuel Choice Floor in lbs/MMBtu | FALSE | L | Annual | Constraint Shadow Price | US2016$/Lb | 0 | 0 | 0 | 0 | 0 | 0 | 0 | 0
WI Large Coal Units Hg Rule v3.1, Unit 5719 and retrofits | 1149 | 2200 | MACT Fuel Choice Floor in lbs/MMBtu | FALSE | L | Annual | Seasons Included | Seasons | Winter, WintShld, Summer | Winter, WintShld, Summer | Winter, WintShld, Summer | Winter, WintShld, Summer | Winter, WintShld, Summer | Winter, WintShld, Summer | Winter, WintShld, Summer | Winter, WintShld, Summer
WI Large Coal Units Hg Rule v3.1, Unit 5719 and retrofits | 1149 | 2200 | MACT Fuel Choice Floor in lbs/MMBtu | FALSE | L | Annual | Emission Floor | lbs/MMBtu | 7.92e-07 | 7.92e-07 | 7.92e-07 | 7.92e-07 | 7.92e-07 | 7.92e-07 | 7.92e-07 | 7.92e-07
WI Large Coal Units Hg Rule v3.1, Unit 5719 and retrofits | 1149 | 2200 | MACT Fuel Choice Floor in lbs/MMBtu | FALSE | L | Annual | Emissions at Affected Plants MER | lbs | 6.9662 | 8.589 | 7.6512 | 7.3716 | 6.1296 | 7.8672 | 0 | 0
WI Large Coal Units Hg Rule v3.1, Unit 5719 and retrofits | 1149 | 2200 | MACT Fuel Choice Floor in lbs/MMBtu | FALSE | L | Annual | Allowances Purchased MER | lbs | 0 | 0 | 0 | 0 | 0 | 0 | 0 | 0
WI Large Coal Units Hg Rule v3.1, Unit 5719 and retrofits | 1149 | 2200 | MACT Fuel Choice Floor in lbs/MMBtu | FALSE | L | Annual | Allowances Sold MER | lbs | 0 | 0 | 0 | 0 | 0 | 0 | 0 | 0
WI Large Coal Units Hg Rule v3.1, Unit 5719 and retrofits | 1149 | 2200 | MACT Fuel Choice Floor in lbs/MMBtu | FALSE | L | Annual | Allowances Banked | lbs | 0 | 0 | 0 | 0 | 0 | 0 | 0 | 0
WI Large Coal Units Hg Rule v3.1, Unit 5719 and retrofits | 1149 | 2200 | MACT Fuel Choice Floor in lbs/MMBtu | FALSE | L | Annual | Allowances Withdrawn (1:1) | lbs | 0 | 0 | 0 | 0 | 0 | 0 | 0 | 0
WI Large Coal Units Hg Rule v3.1, Unit 5719 and retrofits | 1149 | 2200 | MACT Fuel Choice Floor in lbs/MMBtu | FALSE | L | Annual | Allowances Withdrawn (n:1) | lbs | 0 | 0 | 0 | 0 | 0 | 0 | 0 | 0
WI Large Coal Units Hg Rule v3.1, Unit 5719 and retrofits | 1149 | 2200 | MACT Fuel Choice Floor in lbs/MMBtu | FALSE | L | Annual | Net Emissions Allowance Position | lbs | 6.9662 | 8.589 | 7.6512 | 7.3716 | 6.1296 | 7.8672 | 0 | 0
WI Large Coal Units Hg Rule v3.1, Unit 5719 and retrofits | 1149 | 2200 | MACT Fuel Choice Floor in lbs/MMBtu | FALSE | L | Annual | Fuel Consumed | TBtu | 12.4147 | 15.3067 | 13.6354 | 13.1373 | 10.9237 | 14.0204 | 0 | 0
WI Large Coal Units Hg Rule v3.1, Unit 5719 and retrofits | 1149 | 2200 | MACT Fuel Choice Floor in lbs/MMBtu | FALSE | L | Annual | Rate | lb/MMBtu | 5.6112e-07 | 5.6112e-07 | 5.6112e-07 | 5.6112e-07 | 5.6112e-07 | 5.6112e-07 | 0 | 0
WI Large Coal Units Hg Rule v3.1, Unit 5719 and retrofits | 1149 | 2200 | MACT Fuel Choice Floor in lbs/MMBtu | FALSE | L | Annual | Generation | TWh | 1.2447 | 1.5347 | 1.3781 | 1.3278 | 1.1041 | 1.417 | 0 | 0
WI Large Coal Units Hg Rule v3.1, Unit 5719 and retrofits | 1149 | 2200 | MACT Fuel Choice Floor in lbs/MMBtu | FALSE | L | Annual | Qualifying Generation | TWh | 1.2447 | 1.5347 | 1.3781 | 1.3278 | 1.1041 | 1.417 | 0 | 0
WI Large Coal Units Hg Rule v3.1, Unit 5719 and retrofits | 1149 | 2200 | MACT Fuel Choice Floor in lbs/MMBtu | FALSE | L | Annual | Constraint Shadow Price | US2016$/Lb | 0 | 0 | 0 | 0 | 0 | 0 | 0 | 0
WI Large Coal Units Hg Rule v3.1, Unit 5720 and retrofits | 1150 | 2200 | MACT Fuel Choice Floor in lbs/MMBtu | FALSE | L | Annual | Seasons Included | Seasons | Winter, WintShld, Summer | Winter, WintShld, Summer | Winter, WintShld, Summer | Winter, WintShld, Summer | Winter, WintShld, Summer | Winter, WintShld, Summer | Winter, WintShld, Summer | Winter, WintShld, Summer
WI Large Coal Units Hg Rule v3.1, Unit 5720 and retrofits | 1150 | 2200 | MACT Fuel Choice Floor in lbs/MMBtu | FALSE | L | Annual | Emission Floor | lbs/MMBtu | 7.92e-07 | 7.92e-07 | 7.92e-07 | 7.92e-07 | 7.92e-07 | 7.92e-07 | 7.92e-07 | 7.92e-07
WI Large Coal Units Hg Rule v3.1, Unit 5720 and retrofits | 1150 | 2200 | MACT Fuel Choice Floor in lbs/MMBtu | FALSE | L | Annual | Emissions at Affected Plants MER | lbs | 6.9114 | 8.3922 | 7.8266 | 7.2028 | 5.9892 | 7.687 | 0 | 0
WI Large Coal Units Hg Rule v3.1, Unit 5720 and retrofits | 1150 | 2200 | MACT Fuel Choice Floor in lbs/MMBtu | FALSE | L | Annual | Allowances Purchased MER | lbs | 0 | 0 | 0 | 0 | 0 | 0 | 0 | 0
WI Large Coal Units Hg Rule v3.1, Unit 5720 and retrofits | 1150 | 2200 | MACT Fuel Choice Floor in lbs/MMBtu | FALSE | L | Annual | Allowances Sold MER | lbs | 0 | 0 | 0 | 0 | 0 | 0 | 0 | 0
WI Large Coal Units Hg Rule v3.1, Unit 5720 and retrofits | 1150 | 2200 | MACT Fuel Choice Floor in lbs/MMBtu | FALSE | L | Annual | Allowances Banked | lbs | 0 | 0 | 0 | 0 | 0 | 0 | 0 | 0
WI Large Coal Units Hg Rule v3.1, Unit 5720 and retrofits | 1150 | 2200 | MACT Fuel Choice Floor in lbs/MMBtu | FALSE | L | Annual | Allowances Withdrawn (1:1) | lbs | 0 | 0 | 0 | 0 | 0 | 0 | 0 | 0
WI Large Coal Units Hg Rule v3.1, Unit 5720 and retrofits | 1150 | 2200 | MACT Fuel Choice Floor in lbs/MMBtu | FALSE | L | Annual | Allowances Withdrawn (n:1) | lbs | 0 | 0 | 0 | 0 | 0 | 0 | 0 | 0
WI Large Coal Units Hg Rule v3.1, Unit 5720 and retrofits | 1150 | 2200 | MACT Fuel Choice Floor in lbs/MMBtu | FALSE | L | Annual | Net Emissions Allowance Position | lbs | 6.9114 | 8.3922 | 7.8266 | 7.2028 | 5.9892 | 7.687 | 0 | 0
WI Large Coal Units Hg Rule v3.1, Unit 5720 and retrofits | 1150 | 2200 | MACT Fuel Choice Floor in lbs/MMBtu | FALSE | L | Annual | Fuel Consumed | TBtu | 12.3171 | 14.956 | 13.9481 | 12.8363 | 10.6735 | 13.6992 | 0 | 0
WI Large Coal Units Hg Rule v3.1, Unit 5720 and retrofits | 1150 | 2200 | MACT Fuel Choice Floor in lbs/MMBtu | FALSE | L | Annual | Rate | lb/MMBtu | 5.6112e-07 | 5.6112e-07 | 5.6112e-07 | 5.6112e-07 | 5.6112e-07 | 5.6112e-07 | 0 | 0
WI Large Coal Units Hg Rule v3.1, Unit 5720 and retrofits | 1150 | 2200 | MACT Fuel Choice Floor in lbs/MMBtu | FALSE | L | Annual | Generation | TWh | 1.2358 | 1.5006 | 1.4107 | 1.2983 | 1.0795 | 1.3855 | 0 | 0
WI Large Coal Units Hg Rule v3.1, Unit 5720 and retrofits | 1150 | 2200 | MACT Fuel Choice Floor in lbs/MMBtu | FALSE | L | Annual | Qualifying Generation | TWh | 1.2358 | 1.5006 | 1.4107 | 1.2983 | 1.0795 | 1.3855 | 0 | 0
WI Large Coal Units Hg Rule v3.1, Unit 5720 and retrofits | 1150 | 2200 | MACT Fuel Choice Floor in lbs/MMBtu | FALSE | L | Annual | Constraint Shadow Price | US2016$/Lb | 0 | 0 | 0 | 0 | 0 | 0 | 0 | 0
WI Large Coal Units Hg Rule v3.1, Unit 5721 and retrofits | 1151 | 2200 | MACT Fuel Choice Floor in lbs/MMBtu | FALSE | L | Annual | Seasons Included | Seasons | Winter, WintShld, Summer | Winter, WintShld, Summer | Winter, WintShld, Summer | Winter, WintShld, Summer | Winter, WintShld, Summer | Winter, WintShld, Summer | Winter, WintShld, Summer | Winter, WintShld, Summer
WI Large Coal Units Hg Rule v3.1, Unit 5721 and retrofits | 1151 | 2200 | MACT Fuel Choice Floor in lbs/MMBtu | FALSE | L | Annual | Emission Floor | lbs/MMBtu | 7.92e-07 | 7.92e-07 | 7.92e-07 | 7.92e-07 | 7.92e-07 | 7.92e-07 | 7.92e-07 | 7.92e-07
WI Large Coal Units Hg Rule v3.1, Unit 5721 and retrofits | 1151 | 2200 | MACT Fuel Choice Floor in lbs/MMBtu | FALSE | L | Annual | Emissions at Affected Plants MER | lbs | 20.0078 | 20.9959 | 20.9959 | 20.9959 | 20.9959 | 20.9959 | 15.3896 | 13.6253
WI Large Coal Units Hg Rule v3.1, Unit 5721 and retrofits | 1151 | 2200 | MACT Fuel Choice Floor in lbs/MMBtu | FALSE | L | Annual | Allowances Purchased MER | lbs | 0 | 0 | 0 | 0 | 0 | 0 | 0 | 0
WI Large Coal Units Hg Rule v3.1, Unit 5721 and retrofits | 1151 | 2200 | MACT Fuel Choice Floor in lbs/MMBtu | FALSE | L | Annual | Allowances Sold MER | lbs | 0 | 0 | 0 | 0 | 0 | 0 | 0 | 0
WI Large Coal Units Hg Rule v3.1, Unit 5721 and retrofits | 1151 | 2200 | MACT Fuel Choice Floor in lbs/MMBtu | FALSE | L | Annual | Allowances Banked | lbs | 0 | 0 | 0 | 0 | 0 | 0 | 0 | 0
WI Large Coal Units Hg Rule v3.1, Unit 5721 and retrofits | 1151 | 2200 | MACT Fuel Choice Floor in lbs/MMBtu | FALSE | L | Annual | Allowances Withdrawn (1:1) | lbs | 0 | 0 | 0 | 0 | 0 | 0 | 0 | 0
WI Large Coal Units Hg Rule v3.1, Unit 5721 and retrofits | 1151 | 2200 | MACT Fuel Choice Floor in lbs/MMBtu | FALSE | L | Annual | Allowances Withdrawn (n:1) | lbs | 0 | 0 | 0 | 0 | 0 | 0 | 0 | 0
WI Large Coal Units Hg Rule v3.1, Unit 5721 and retrofits | 1151 | 2200 | MACT Fuel Choice Floor in lbs/MMBtu | FALSE | L | Annual | Net Emissions Allowance Position | lbs | 20.0078 | 20.9959 | 20.9959 | 20.9959 | 20.9959 | 20.9959 | 15.3896 | 13.6253
WI Large Coal Units Hg Rule v3.1, Unit 5721 and retrofits | 1151 | 2200 | MACT Fuel Choice Floor in lbs/MMBtu | FALSE | L | Annual | Fuel Consumed | TBtu | 35.6565 | 37.4175 | 37.4175 | 37.4175 | 37.4175 | 37.4175 | 27.4264 | 24.2821
WI Large Coal Units Hg Rule v3.1, Unit 5721 and retrofits | 1151 | 2200 | MACT Fuel Choice Floor in lbs/MMBtu | FALSE | L | Annual | Rate | lb/MMBtu | 5.6112e-07 | 5.6112e-07 | 5.6112e-07 | 5.6112e-07 | 5.6112e-07 | 5.6112e-07 | 5.6112e-07 | 5.6112e-07
WI Large Coal Units Hg Rule v3.1, Unit 5721 and retrofits | 1151 | 2200 | MACT Fuel Choice Floor in lbs/MMBtu | FALSE | L | Annual | Generation | TWh | 3.6253 | 3.8044 | 3.8044 | 3.8044 | 3.8044 | 3.8044 | 2.7886 | 2.4689
WI Large Coal Units Hg Rule v3.1, Unit 5721 and retrofits | 1151 | 2200 | MACT Fuel Choice Floor in lbs/MMBtu | FALSE | L | Annual | Qualifying Generation | TWh | 3.6253 | 3.8044 | 3.8044 | 3.8044 | 3.8044 | 3.8044 | 2.7886 | 2.4689
WI Large Coal Units Hg Rule v3.1, Unit 5721 and retrofits | 1151 | 2200 | MACT Fuel Choice Floor in lbs/MMBtu | FALSE | L | Annual | Constraint Shadow Price | US2016$/Lb | 0 | 0 | 0 | 0 | 0 | 0 | 0 | 0
WI Large Coal Units Hg Rule v3.1, Unit 5722 and retrofits | 1152 | 2200 | MACT Fuel Choice Floor in lbs/MMBtu | FALSE | L | Annual | Seasons Included | Seasons | Winter, WintShld, Summer | Winter, WintShld, Summer | Winter, WintShld, Summer | Winter, WintShld, Summer | Winter, WintShld, Summer | Winter, WintShld, Summer | Winter, WintShld, Summer | Winter, WintShld, Summer
WI Large Coal Units Hg Rule v3.1, Unit 5722 and retrofits | 1152 | 2200 | MACT Fuel Choice Floor in lbs/MMBtu | FALSE | L | Annual | Emission Floor | lbs/MMBtu | 7.92e-07 | 7.92e-07 | 7.92e-07 | 7.92e-07 | 7.92e-07 | 7.92e-07 | 7.92e-07 | 7.92e-07
WI Large Coal Units Hg Rule v3.1, Unit 5722 and retrofits | 1152 | 2200 | MACT Fuel Choice Floor in lbs/MMBtu | FALSE | L | Annual | Emissions at Affected Plants MER | lbs | 19.9136 | 20.8565 | 20.8565 | 20.8565 | 19.8817 | 20.8565 | 15.1114 | 13.298
WI Large Coal Units Hg Rule v3.1, Unit 5722 and retrofits | 1152 | 2200 | MACT Fuel Choice Floor in lbs/MMBtu | FALSE | L | Annual | Allowances Purchased MER | lbs | 0 | 0 | 0 | 0 | 0 | 0 | 0 | 0
WI Large Coal Units Hg Rule v3.1, Unit 5722 and retrofits | 1152 | 2200 | MACT Fuel Choice Floor in lbs/MMBtu | FALSE | L | Annual | Allowances Sold MER | lbs | 0 | 0 | 0 | 0 | 0 | 0 | 0 | 0
WI Large Coal Units Hg Rule v3.1, Unit 5722 and retrofits | 1152 | 2200 | MACT Fuel Choice Floor in lbs/MMBtu | FALSE | L | Annual | Allowances Banked | lbs | 0 | 0 | 0 | 0 | 0 | 0 | 0 | 0
WI Large Coal Units Hg Rule v3.1, Unit 5722 and retrofits | 1152 | 2200 | MACT Fuel Choice Floor in lbs/MMBtu | FALSE | L | Annual | Allowances Withdrawn (1:1) | lbs | 0 | 0 | 0 | 0 | 0 | 0 | 0 | 0
WI Large Coal Units Hg Rule v3.1, Unit 5722 and retrofits | 1152 | 2200 | MACT Fuel Choice Floor in lbs/MMBtu | FALSE | L | Annual | Allowances Withdrawn (n:1) | lbs | 0 | 0 | 0 | 0 | 0 | 0 | 0 | 0
WI Large Coal Units Hg Rule v3.1, Unit 5722 and retrofits | 1152 | 2200 | MACT Fuel Choice Floor in lbs/MMBtu | FALSE | L | Annual | Net Emissions Allowance Position | lbs | 19.9136 | 20.8565 | 20.8565 | 20.8565 | 19.8817 | 20.8565 | 15.1114 | 13.298
WI Large Coal Units Hg Rule v3.1, Unit 5722 and retrofits | 1152 | 2200 | MACT Fuel Choice Floor in lbs/MMBtu | FALSE | L | Annual | Fuel Consumed | TBtu | 35.4887 | 37.1691 | 37.1691 | 37.1691 | 35.4318 | 37.1691 | 26.9306 | 23.6988
WI Large Coal Units Hg Rule v3.1, Unit 5722 and retrofits | 1152 | 2200 | MACT Fuel Choice Floor in lbs/MMBtu | FALSE | L | Annual | Rate | lb/MMBtu | 5.6112e-07 | 5.6112e-07 | 5.6112e-07 | 5.6112e-07 | 5.6112e-07 | 5.6112e-07 | 5.6112e-07 | 5.6112e-07
WI Large Coal Units Hg Rule v3.1, Unit 5722 and retrofits | 1152 | 2200 | MACT Fuel Choice Floor in lbs/MMBtu | FALSE | L | Annual | Generation | TWh | 3.6056 | 3.7763 | 3.7763 | 3.7763 | 3.5998 | 3.7763 | 2.7361 | 2.4078
WI Large Coal Units Hg Rule v3.1, Unit 5722 and retrofits | 1152 | 2200 | MACT Fuel Choice Floor in lbs/MMBtu | FALSE | L | Annual | Qualifying Generation | TWh | 3.6056 | 3.7763 | 3.7763 | 3.7763 | 3.5998 | 3.7763 | 2.7361 | 2.4078
WI Large Coal Units Hg Rule v3.1, Unit 5722 and retrofits | 1152 | 2200 | MACT Fuel Choice Floor in lbs/MMBtu | FALSE | L | Annual | Constraint Shadow Price | US2016$/Lb | 0 | 0 | 0 | 0 | 0 | 0 | 0 | 0
WI Small Coal Units Hg Rule v3.1, Unit 5098 and retrofits | 1153 | 2201 | MACT Fuel Choice Floor in lbs/MMBtu | FALSE | L | Annual | Seasons Included | Seasons | Winter, WintShld, Summer | Winter, WintShld, Summer | Winter, WintShld, Summer | Winter, WintShld, Summer | Winter, WintShld, Summer | Winter, WintShld, Summer | Winter, WintShld, Summer | Winter, WintShld, Summer
WI Small Coal Units Hg Rule v3.1, Unit 5098 and retrofits | 1153 | 2201 | MACT Fuel Choice Floor in lbs/MMBtu | FALSE | L | Annual | Emission Floor | lbs/MMBtu | 6.91e-07 | 6.91e-07 | 6.91e-07 | 6.91e-07 | 6.91e-07 | 6.91e-07 | 6.91e-07 | 6.91e-07
WI Small Coal Units Hg Rule v3.1, Unit 5098 and retrofits | 1153 | 2201 | MACT Fuel Choice Floor in lbs/MMBtu | FALSE | L | Annual | Emissions at Affected Plants MER | lbs | 0 | 0 | 0 | 0 | 0 | 0 | 0 | 0
WI Small Coal Units Hg Rule v3.1, Unit 5098 and retrofits | 1153 | 2201 | MACT Fuel Choice Floor in lbs/MMBtu | FALSE | L | Annual | Allowances Purchased MER | lbs | 0 | 0 | 0 | 0 | 0 | 0 | 0 | 0
WI Small Coal Units Hg Rule v3.1, Unit 5098 and retrofits | 1153 | 2201 | MACT Fuel Choice Floor in lbs/MMBtu | FALSE | L | Annual | Allowances Sold MER | lbs | 0 | 0 | 0 | 0 | 0 | 0 | 0 | 0
WI Small Coal Units Hg Rule v3.1, Unit 5098 and retrofits | 1153 | 2201 | MACT Fuel Choice Floor in lbs/MMBtu | FALSE | L | Annual | Allowances Banked | lbs | 0 | 0 | 0 | 0 | 0 | 0 | 0 | 0
WI Small Coal Units Hg Rule v3.1, Unit 5098 and retrofits | 1153 | 2201 | MACT Fuel Choice Floor in lbs/MMBtu | FALSE | L | Annual | Allowances Withdrawn (1:1) | lbs | 0 | 0 | 0 | 0 | 0 | 0 | 0 | 0
WI Small Coal Units Hg Rule v3.1, Unit 5098 and retrofits | 1153 | 2201 | MACT Fuel Choice Floor in lbs/MMBtu | FALSE | L | Annual | Allowances Withdrawn (n:1) | lbs | 0 | 0 | 0 | 0 | 0 | 0 | 0 | 0
WI Small Coal Units Hg Rule v3.1, Unit 5098 and retrofits | 1153 | 2201 | MACT Fuel Choice Floor in lbs/MMBtu | FALSE | L | Annual | Net Emissions Allowance Position | lbs | 0 | 0 | 0 | 0 | 0 | 0 | 0 | 0
WI Small Coal Units Hg Rule v3.1, Unit 5098 and retrofits | 1153 | 2201 | MACT Fuel Choice Floor in lbs/MMBtu | FALSE | L | Annual | Fuel Consumed | TBtu | 0 | 0 | 0 | 0 | 0 | 0 | 0 | 0
WI Small Coal Units Hg Rule v3.1, Unit 5098 and retrofits | 1153 | 2201 | MACT Fuel Choice Floor in lbs/MMBtu | FALSE | L | Annual | Rate | lb/MMBtu | 0 | 0 | 0 | 0 | 0 | 0 | 0 | 0
WI Small Coal Units Hg Rule v3.1, Unit 5098 and retrofits | 1153 | 2201 | MACT Fuel Choice Floor in lbs/MMBtu | FALSE | L | Annual | Generation | TWh | 0 | 0 | 0 | 0 | 0 | 0 | 0 | 0
WI Small Coal Units Hg Rule v3.1, Unit 5098 and retrofits | 1153 | 2201 | MACT Fuel Choice Floor in lbs/MMBtu | FALSE | L | Annual | Qualifying Generation | TWh | 0 | 0 | 0 | 0 | 0 | 0 | 0 | 0
WI Small Coal Units Hg Rule v3.1, Unit 5098 and retrofits | 1153 | 2201 | MACT Fuel Choice Floor in lbs/MMBtu | FALSE | L | Annual | Constraint Shadow Price | US2016$/Lb | 0 | 0 | 0 | 0 | 0 | 0 | 0 | 0
WI Small Coal Units Hg Rule v3.1, Unit 5099 and retrofits | 1154 | 2201 | MACT Fuel Choice Floor in lbs/MMBtu | FALSE | L | Annual | Seasons Included | Seasons | Winter, WintShld, Summer | Winter, WintShld, Summer | Winter, WintShld, Summer | Winter, WintShld, Summer | Winter, WintShld, Summer | Winter, WintShld, Summer | Winter, WintShld, Summer | Winter, WintShld, Summer
WI Small Coal Units Hg Rule v3.1, Unit 5099 and retrofits | 1154 | 2201 | MACT Fuel Choice Floor in lbs/MMBtu | FALSE | L | Annual | Emission Floor | lbs/MMBtu | 6.91e-07 | 6.91e-07 | 6.91e-07 | 6.91e-07 | 6.91e-07 | 6.91e-07 | 6.91e-07 | 6.91e-07
WI Small Coal Units Hg Rule v3.1, Unit 5099 and retrofits | 1154 | 2201 | MACT Fuel Choice Floor in lbs/MMBtu | FALSE | L | Annual | Emissions at Affected Plants MER | lbs | 0 | 0 | 0 | 0 | 0 | 0 | 0 | 0
WI Small Coal Units Hg Rule v3.1, Unit 5099 and retrofits | 1154 | 2201 | MACT Fuel Choice Floor in lbs/MMBtu | FALSE | L | Annual | Allowances Purchased MER | lbs | 0 | 0 | 0 | 0 | 0 | 0 | 0 | 0
WI Small Coal Units Hg Rule v3.1, Unit 5099 and retrofits | 1154 | 2201 | MACT Fuel Choice Floor in lbs/MMBtu | FALSE | L | Annual | Allowances Sold MER | lbs | 0 | 0 | 0 | 0 | 0 | 0 | 0 | 0
WI Small Coal Units Hg Rule v3.1, Unit 5099 and retrofits | 1154 | 2201 | MACT Fuel Choice Floor in lbs/MMBtu | FALSE | L | Annual | Allowances Banked | lbs | 0 | 0 | 0 | 0 | 0 | 0 | 0 | 0
WI Small Coal Units Hg Rule v3.1, Unit 5099 and retrofits | 1154 | 2201 | MACT Fuel Choice Floor in lbs/MMBtu | FALSE | L | Annual | Allowances Withdrawn (1:1) | lbs | 0 | 0 | 0 | 0 | 0 | 0 | 0 | 0
WI Small Coal Units Hg Rule v3.1, Unit 5099 and retrofits | 1154 | 2201 | MACT Fuel Choice Floor in lbs/MMBtu | FALSE | L | Annual | Allowances Withdrawn (n:1) | lbs | 0 | 0 | 0 | 0 | 0 | 0 | 0 | 0
WI Small Coal Units Hg Rule v3.1, Unit 5099 and retrofits | 1154 | 2201 | MACT Fuel Choice Floor in lbs/MMBtu | FALSE | L | Annual | Net Emissions Allowance Position | lbs | 0 | 0 | 0 | 0 | 0 | 0 | 0 | 0
WI Small Coal Units Hg Rule v3.1, Unit 5099 and retrofits | 1154 | 2201 | MACT Fuel Choice Floor in lbs/MMBtu | FALSE | L | Annual | Fuel Consumed | TBtu | 0 | 0 | 0 | 0 | 0 | 0 | 0 | 0
WI Small Coal Units Hg Rule v3.1, Unit 5099 and retrofits | 1154 | 2201 | MACT Fuel Choice Floor in lbs/MMBtu | FALSE | L | Annual | Rate | lb/MMBtu | 0 | 0 | 0 | 0 | 0 | 0 | 0 | 0
WI Small Coal Units Hg Rule v3.1, Unit 5099 and retrofits | 1154 | 2201 | MACT Fuel Choice Floor in lbs/MMBtu | FALSE | L | Annual | Generation | TWh | 0 | 0 | 0 | 0 | 0 | 0 | 0 | 0
WI Small Coal Units Hg Rule v3.1, Unit 5099 and retrofits | 1154 | 2201 | MACT Fuel Choice Floor in lbs/MMBtu | FALSE | L | Annual | Qualifying Generation | TWh | 0 | 0 | 0 | 0 | 0 | 0 | 0 | 0
WI Small Coal Units Hg Rule v3.1, Unit 5099 and retrofits | 1154 | 2201 | MACT Fuel Choice Floor in lbs/MMBtu | FALSE | L | Annual | Constraint Shadow Price | US2016$/Lb | 0 | 0 | 0 | 0 | 0 | 0 | 0 | 0
WI Small Coal Units Hg Rule v3.1, Unit 5507 and retrofits | 1155 | 2201 | MACT Fuel Choice Floor in lbs/MMBtu | FALSE | L | Annual | Seasons Included | Seasons | Winter, WintShld, Summer | Winter, WintShld, Summer | Winter, WintShld, Summer | Winter, WintShld, Summer | Winter, WintShld, Summer | Winter, WintShld, Summer | Winter, WintShld, Summer | Winter, WintShld, Summer
WI Small Coal Units Hg Rule v3.1, Unit 5507 and retrofits | 1155 | 2201 | MACT Fuel Choice Floor in lbs/MMBtu | FALSE | L | Annual | Emission Floor | lbs/MMBtu | 6.91e-07 | 6.91e-07 | 6.91e-07 | 6.91e-07 | 6.91e-07 | 6.91e-07 | 6.91e-07 | 6.91e-07
WI Small Coal Units Hg Rule v3.1, Unit 5507 and retrofits | 1155 | 2201 | MACT Fuel Choice Floor in lbs/MMBtu | FALSE | L | Annual | Emissions at Affected Plants MER | lbs | 0 | 0 | 0 | 0 | 0.15962 | 0.38199 | 0 | 0
WI Small Coal Units Hg Rule v3.1, Unit 5507 and retrofits | 1155 | 2201 | MACT Fuel Choice Floor in lbs/MMBtu | FALSE | L | Annual | Allowances Purchased MER | lbs | 0 | 0 | 0 | 0 | 0 | 0 | 0 | 0
WI Small Coal Units Hg Rule v3.1, Unit 5507 and retrofits | 1155 | 2201 | MACT Fuel Choice Floor in lbs/MMBtu | FALSE | L | Annual | Allowances Sold MER | lbs | 0 | 0 | 0 | 0 | 0 | 0 | 0 | 0
WI Small Coal Units Hg Rule v3.1, Unit 5507 and retrofits | 1155 | 2201 | MACT Fuel Choice Floor in lbs/MMBtu | FALSE | L | Annual | Allowances Banked | lbs | 0 | 0 | 0 | 0 | 0 | 0 | 0 | 0
WI Small Coal Units Hg Rule v3.1, Unit 5507 and retrofits | 1155 | 2201 | MACT Fuel Choice Floor in lbs/MMBtu | FALSE | L | Annual | Allowances Withdrawn (1:1) | lbs | 0 | 0 | 0 | 0 | 0 | 0 | 0 | 0
WI Small Coal Units Hg Rule v3.1, Unit 5507 and retrofits | 1155 | 2201 | MACT Fuel Choice Floor in lbs/MMBtu | FALSE | L | Annual | Allowances Withdrawn (n:1) | lbs | 0 | 0 | 0 | 0 | 0 | 0 | 0 | 0
WI Small Coal Units Hg Rule v3.1, Unit 5507 and retrofits | 1155 | 2201 | MACT Fuel Choice Floor in lbs/MMBtu | FALSE | L | Annual | Net Emissions Allowance Position | lbs | 0 | 0 | 0 | 0 | 0.15962 | 0.38199 | 0 | 0
WI Small Coal Units Hg Rule v3.1, Unit 5507 and retrofits | 1155 | 2201 | MACT Fuel Choice Floor in lbs/MMBtu | FALSE | L | Annual | Fuel Consumed | TBtu | 0 | 0 | 0 | 0 | 0.25055 | 0.59958 | 0 | 0
WI Small Coal Units Hg Rule v3.1, Unit 5507 and retrofits | 1155 | 2201 | MACT Fuel Choice Floor in lbs/MMBtu | FALSE | L | Annual | Rate | lb/MMBtu | 0 | 0 | 0 | 0 | 6.3709e-07 | 6.3709e-07 | 0 | 0
WI Small Coal Units Hg Rule v3.1, Unit 5507 and retrofits | 1155 | 2201 | MACT Fuel Choice Floor in lbs/MMBtu | FALSE | L | Annual | Generation | TWh | 0 | 0 | 0 | 0 | 0.018364 | 0.043947 | 0 | 0
WI Small Coal Units Hg Rule v3.1, Unit 5507 and retrofits | 1155 | 2201 | MACT Fuel Choice Floor in lbs/MMBtu | FALSE | L | Annual | Qualifying Generation | TWh | 0 | 0 | 0 | 0 | 0.018364 | 0.043947 | 0 | 0
WI Small Coal Units Hg Rule v3.1, Unit 5507 and retrofits | 1155 | 2201 | MACT Fuel Choice Floor in lbs/MMBtu | FALSE | L | Annual | Constraint Shadow Price | US2016$/Lb | 0 | 0 | 0 | 0 | 0 | 0 | 0 | 0
Zero Reserve Margin Type 3 Constraints | 1156 | 5803 | MACT Fuel Choice Floor in lbs/MMBtu | FALSE | L | Annual | Seasons Included | Seasons | Winter, WintShld, Summer | Winter, WintShld, Summer | Winter, WintShld, Summer | Winter, WintShld, Summer | Winter, WintShld, Summer | Winter, WintShld, Summer | Winter, WintShld, Summer | Winter, WintShld, Summer
Zero Reserve Margin Type 3 Constraints | 1156 | 5803 | MACT Fuel Choice Floor in lbs/MMBtu | FALSE | L | Annual | Emission Floor | lb/MMBtu | 0 | 0 | 0 | 0 | 0 | 0 | 0 | 0
Zero Reserve Margin Type 3 Constraints | 1156 | 5803 | MACT Fuel Choice Floor in lbs/MMBtu | FALSE | L | Annual | Emissions at Affected Plants NOX | Thousand Tons | 150.2736 | 160.978 | 163.3685 | 151.8621 | 133.6683 | 135.443 | 122.6888 | 101.6021
Zero Reserve Margin Type 3 Constraints | 1156 | 5803 | MACT Fuel Choice Floor in lbs/MMBtu | FALSE | L | Annual | Allowances Purchased NOX | Thousand Tons | 0 | 0 | 0 | 0 | 0 | 0 | 0 | 0
Zero Reserve Margin Type 3 Constraints | 1156 | 5803 | MACT Fuel Choice Floor in lbs/MMBtu | FALSE | L | Annual | Allowances Sold NOX | Thousand Tons | 0 | 0 | 0 | 0 | 0 | 0 | 0 | 0
Zero Reserve Margin Type 3 Constraints | 1156 | 5803 | MACT Fuel Choice Floor in lbs/MMBtu | FALSE | L | Annual | Allowances Banked | Thousand Tons | 0 | 0 | 0 | 0 | 0 | 0 | 0 | 0
Zero Reserve Margin Type 3 Constraints | 1156 | 5803 | MACT Fuel Choice Floor in lbs/MMBtu | FALSE | L | Annual | Allowances Withdrawn (1:1) | Thousand Tons | 0 | 0 | 0 | 0 | 0 | 0 | 0 | 0
Zero Reserve Margin Type 3 Constraints | 1156 | 5803 | MACT Fuel Choice Floor in lbs/MMBtu | FALSE | L | Annual | Allowances Withdrawn (n:1) | Thousand Tons | 0 | 0 | 0 | 0 | 0 | 0 | 0 | 0
Zero Reserve Margin Type 3 Constraints | 1156 | 5803 | MACT Fuel Choice Floor in lbs/MMBtu | FALSE | L | Annual | Net Emissions Allowance Position | Thousand Tons | 150.2736 | 160.978 | 163.3685 | 151.8621 | 133.6683 | 135.443 | 122.6888 | 101.6021
Zero Reserve Margin Type 3 Constraints | 1156 | 5803 | MACT Fuel Choice Floor in lbs/MMBtu | FALSE | L | Annual | Fuel Consumed | TBtu | 2013.9264 | 2191.9459 | 2226.2274 | 2131.5058 | 1943.7715 | 1982.186 | 1811.1122 | 1527.4753
Zero Reserve Margin Type 3 Constraints | 1156 | 5803 | MACT Fuel Choice Floor in lbs/MMBtu | FALSE | L | Annual | Rate | lb/MMBtu | 0.14923 | 0.14688 | 0.14677 | 0.14249 | 0.13753 | 0.13666 | 0.13548 | 0.13303
Zero Reserve Margin Type 3 Constraints | 1156 | 5803 | MACT Fuel Choice Floor in lbs/MMBtu | FALSE | L | Annual | Generation | TWh | 192.1998 | 209.1325 | 212.6979 | 203.7735 | 185.3386 | 188.8721 | 172.4793 | 145.3893
Zero Reserve Margin Type 3 Constraints | 1156 | 5803 | MACT Fuel Choice Floor in lbs/MMBtu | FALSE | L | Annual | Qualifying Generation | TWh | 192.1998 | 209.1325 | 212.6979 | 203.7735 | 185.3386 | 188.8721 | 172.4793 | 145.3893
Zero Reserve Margin Type 3 Constraints | 1156 | 5803 | MACT Fuel Choice Floor in lbs/MMBtu | FALSE | L | Annual | Constraint Shadow Price | US2016$/Ton | 0 | 0 | 0 | 0 | 0 | 0 | 0 | 0

## Table 1-16_US
Air Quality Modeling Base Case
| 2021 | 2023 | 2025 | 2030 | 2035 | 2040 | 2045 | 2050
1. Reserve Margin Capacity Winter [MW] | 890444.0973 | 891392.4146 | 903647.5254 | 932643.107 | 966285.1172 | 1009641.701 | 1058470.7469 | 1115254.7287
Plus Firm Contract Purchases Winter [MW] | 0 | 0 | 0 | 0 | 0 | 0 | 0 | 0
Plus Transmission In Winter [MW] | 6175.7121 | 6104.9912 | 5892.1011 | 7409.6458 | 4933.0712 | 6890.9275 | 7762.0351 | 12122.9922
Less Firm Contract Sales Winter [MW] | 0 | 0 | 0 | 0 | 0 | 0 | 0 | 0
Less Transmission Out Winter [MW] | 8125.7129 | 8646.2504 | 9193.9522 | 12891.2029 | 11725.8361 | 13951.4933 | 14954.8062 | 19641.1471
Total Reserve Margin Capacity Winter [MW] | 888494.0965 | 888851.1554 | 900345.6743 | 927161.5499 | 959492.3524 | 1002581.1352 | 1051277.9758 | 1107736.5738
2. Peak Load Winter [MW] | 652553.2614 | 659665.8687 | 668504.0517 | 689872.8068 | 714395.6915 | 745015.5433 | 778597.7473 | 817813.1968
Less DSM [MW] | 0 | 0 | 0 | 0 | 0 | 0 | 0 | 0
Net Demand Winter [MW] | 652553.2614 | 659665.8687 | 668504.0517 | 689872.8068 | 714395.6915 | 745015.5433 | 778597.7473 | 817813.1968
3. Reserve Margin Winter [%] | 36.1566 | 34.7426 | 34.6807 | 34.396 | 34.3083 | 34.5718 | 35.022 | 35.4511
1. Reserve Margin Capacity WintShld [MW] | 890444.0973 | 891392.4146 | 903647.5254 | 932643.107 | 966285.1172 | 1009641.701 | 1058470.7469 | 1115254.7287
Plus Firm Contract Purchases WintShld [MW] | 0 | 0 | 0 | 0 | 0 | 0 | 0 | 0
Plus Transmission In WintShld [MW] | 8163.4845 | 7277.995 | 5469.0143 | 4837.9097 | 3205.1857 | 695.1723 | 731.0985 | 467.8454
Less Firm Contract Sales WintShld [MW] | 0 | 0 | 0 | 0 | 0 | 0 | 0 | 0
Less Transmission Out WintShld [MW] | 8395.9566 | 7736.3403 | 6286.0884 | 6378.9676 | 4497.3512 | 1217.7961 | 993.7018 | 545.5703
Total Reserve Margin Capacity WintShld [MW] | 890211.6252 | 890934.0693 | 902830.4513 | 931102.0491 | 964992.9518 | 1009119.0771 | 1058208.1435 | 1115177.0038
2. Peak Load WintShld [MW] | 586298.0289 | 591980.3405 | 598705.8663 | 617691.0194 | 637999.2981 | 663774.0714 | 691526.7395 | 724119.9773
Less DSM [MW] | 0 | 0 | 0 | 0 | 0 | 0 | 0 | 0
Net Demand WintShld [MW] | 586298.0289 | 591980.3405 | 598705.8663 | 617691.0194 | 637999.2981 | 663774.0714 | 691526.7395 | 724119.9773
3. Reserve Margin WintShld [%] | 51.836 | 50.5006 | 50.797 | 50.7391 | 51.253 | 52.0275 | 53.0249 | 54.0045
1. Reserve Margin Capacity Summer [MW] | 890444.0973 | 891392.4146 | 903647.5254 | 932643.107 | 966285.1172 | 1009641.701 | 1058470.7469 | 1115254.7287
Plus Firm Contract Purchases Summer [MW] | 0 | 0 | 0 | 0 | 0 | 0 | 0 | 0
Plus Transmission In Summer [MW] | 90291.9022 | 91551.5425 | 97772.0942 | 91919.3458 | 93558.489 | 89493.1069 | 93644.2255 | 87389.6146
Less Firm Contract Sales Summer [MW] | 0 | 0 | 0 | 0 | 0 | 0 | 0 | 0
Less Transmission Out Summer [MW] | 88767.9125 | 86412.9175 | 94076.8184 | 87318.674 | 87842.0444 | 83586.7734 | 87755.8024 | 81341.6237
Total Reserve Margin Capacity Summer [MW] | 891968.087 | 896531.0396 | 907342.8012 | 937243.7787 | 972001.5619 | 1015548.0344 | 1064359.17 | 1121302.7196
2. Peak Load Summer [MW] | 769157.4535 | 776103.1499 | 786313.7676 | 812020.6562 | 842636.9668 | 880447.2714 | 922814.5851 | 972213.8173
Less DSM [MW] | 0 | 0 | 0 | 0 | 0 | 0 | 0 | 0
Net Demand Summer [MW] | 769157.4535 | 776103.1499 | 786313.7676 | 812020.6562 | 842636.9668 | 880447.2714 | 922814.5851 | 972213.8173
3. Reserve Margin Summer [%] | 15.9669 | 15.517 | 15.392 | 15.4212 | 15.3524 | 15.3446 | 15.3384 | 15.335
1. Reserve Margin Capacity Annual [MW] | 890444.0973 | 891392.4146 | 903647.5254 | 932643.107 | 966285.1172 | 1009641.701 | 1058470.7469 | 1115254.7287
Plus Firm Contract Purchases Annual [MW] | 0 | 0 | 0 | 0 | 0 | 0 | 0 | 0
Plus Transmission In Annual [MW] | 89650.3465 | 88923.5511 | 96237.6116 | 89495.2017 | 91550.266 | 88275.6014 | 92994.5435 | 88676.93
Less Firm Contract Sales Annual [MW] | 0 | 0 | 0 | 0 | 0 | 0 | 0 | 0
Less Transmission Out Annual [MW] | 77429.5125 | 74440.683 | 83332.419 | 75833.6941 | 76530.439 | 72627.4836 | 76804.7633 | 71686.6073
Total Reserve Margin Capacity Annual [MW] | 902664.9313 | 905875.2827 | 916552.718 | 946304.6146 | 981304.9443 | 1025289.8187 | 1074660.5271 | 1132245.0514
(for seasonal/annual regions combined)
2. Peak Load Annual [MW] | 773999.6135 | 781021.8349 | 791339.2668 | 817189.7985 | 848157.3703 | 886344.6483 | 929193.1199 | 979143.5116
Less DSM [MW] | 0 | 0 | 0 | 0 | 0 | 0 | 0 | 0
Net Demand Annual [MW] | 773999.6135 | 781021.8349 | 791339.2668 | 817189.7985 | 848157.3703 | 886344.6483 | 929193.1199 | 979143.5116
(for seasonal/annual regions combined)
3. Reserve Margin Annual [%] | 16.6234 | 15.9859 | 15.823 | 15.7999 | 15.6985 | 15.6762 | 15.6552 | 15.6363
(for seasonal/annual regions combined)
4. Total Generation [GWh] | 4079955.4571 | 4128063.4273 | 4181365.0008 | 4322992.2072 | 4453859.6173 | 4626003.8214 | 4780807.2526 | 4983141.8721
Inter-Region Transmission [GWh] | 9487.812 | 7794.6134 | 5008.5317 | -8170.7931 | -21553.0215 | -31372.172 | -36511.3816 | -35022.1147
Pumping & Storage Losses [GWh] | 12277.8322 | 13865.3764 | 18547.328 | 32230.7774 | 39329.8722 | 52984.7884 | 51819.7961 | 75616.7358
Plus Purchases [GWh] | 0 | 0 | 0 | 0 | 0 | 0 | 0 | 0
Less Sales [GWh] | 0 | 0 | 0 | 0 | 0 | 0 | 0 | 0
5. Total Supply for Demand [GWh] | 4077165.4369 | 4121992.6643 | 4167826.2045 | 4282590.6368 | 4392976.7236 | 4541646.861 | 4692476.0749 | 4872503.0216
6. Projected Demand [GWh] | 4076471.14 | 4121165.452 | 4167025.261 | 4282151.519 | 4392663.345 | 4541586.229 | 4692169.727 | 4872214.217
Energy Not Served [GWh] | 0 | 0 | 0 | 0 | 0 | 0 | 0 | 0
Less DSM [GWh] | 0 | 0 | 0 | 0 | 0 | 0 | 0 | 0
Energy Demand Response [GWh] | 0 | 0 | 0 | 0 | 0 | 0 | 0 | 0
Net Demand [GWh] | 4076471.14 | 4121165.452 | 4167025.261 | 4282151.519 | 4392663.345 | 4541586.229 | 4692169.727 | 4872214.217
7. Dumped Energy [GWh] | 694.2969 | 827.2123 | 800.9435 | 439.1178 | 313.3786 | 60.632 | 306.3479 | 288.8046
8. Total Generation [GWh] | 4079955.4571 | 4128063.4273 | 4181365.0008 | 4322992.2072 | 4453859.6173 | 4626003.8214 | 4780807.2526 | 4983141.8721
Less T&D Losses [GWh] | 280679.7098 | 283620.753 | 287302.957 | 296822.3582 | 305737.841 | 317349.679 | 328853.6626 | 343362.4257
9. Total Sales [GWh] | 3799275.7473 | 3844442.6743 | 3894062.0438 | 4026169.849 | 4148121.7763 | 4308654.1424 | 4451953.5901 | 4639779.4464
Capacity Avoided Costs [US$/kW]
ANNUAL | 43.6401 | 24.6727 | 55.6437 | 46.82 | 57.3302 | 57.6496 | 57.3101 | 52.9525
WINTER | 0.57805 | 0.57824 | 0.98663 | 0.67544 | 0.57953 | 0.49647 | 0.35322 | 0.45141
WINTSHLD | 0.14973 | 0.14509 | 0.1329 | 0.12641 | 0.1053 | 0.020687 | 0.0065366 | 0.015814
SUMMER | 43.1825 | 24.0896 | 54.9067 | 46.3254 | 56.9332 | 57.175 | 57.033 | 52.566
10. Capacity by Capacity Reporting Type [MW]
00 New Combined Cycle | 12684.5 | 13830.5 | 15402.5794 | 17018.4578 | 37562.8733 | 58561.6341 | 81631.0534 | 105048.904
00 New Combined Cycle with Carbon Capture | 0 | 0 | 0 | 0 | 0 | 0 | 0 | 0
00 New Combustion Turbine | 3952.7445 | 3952.7445 | 4763.4762 | 4902.179 | 16365.7295 | 26698.0431 | 38134.3031 | 64376.0506
00 New Hydro | 6497.4284 | 8372.3723 | 8729.6605 | 8863.6632 | 9328.5627 | 9566.7981 | 9566.7981 | 9566.7981
00 New Nuclear | 0 | 0 | 0 | 0 | 0 | 0 | 0 | 0
00 New Biomass | 217.9 | 217.9 | 217.9 | 217.9 | 217.9 | 217.9 | 217.9 | 217.9
00 New Geothermal | 480.3384 | 569.6401 | 580.5276 | 580.5276 | 580.5276 | 580.5276 | 580.5276 | 580.5276
00 New Landfill Gas | 36.2 | 36.2 | 36.2 | 36.2 | 36.2 | 36.2 | 36.2 | 36.2
00 New Battery Storage | 1144.9526 | 1144.9526 | 3797.9 | 10291.4038 | 13987.7482 | 24353.9319 | 22458.8944 | 37367.6192
00 New Offshore Wind | 0 | 368 | 368 | 8668 | 17668 | 17668 | 21264.6209 | 44173.896
00 New Onshore Wind | 33941 | 40353.126 | 46464.7786 | 90825.9679 | 91455.8049 | 100372.2861 | 150956.3525 | 180675.7285
00 New Solar PV | 25855 | 44261 | 62667 | 108682 | 116776.3109 | 134518.6042 | 165808.5474 | 208274.2827
00 New Solar Thermal | 0 | 0 | 0 | 0 | 0 | 0 | 0 | 0
00 New Fuel Cell | 35 | 35 | 35 | 35 | 35 | 35 | 35 | 35
00 New Ultrasupercritical Coal without CCS | 0 | 0 | 0 | 0 | 0 | 0 | 0 | 0
00 New Ultrasupercritical Coal with 30% CCS | 0 | 0 | 0 | 0 | 0 | 0 | 0 | 0
00 New Ultrasupercritical Coal with 90% CCS | 0 | 0 | 0 | 0 | 0 | 0 | 0 | 0
00 Exist Combined Cycle | 257552.4662 | 257484.6662 | 257484.6662 | 257155.3087 | 257155.3087 | 257155.3087 | 257155.3087 | 257155.3087
00 Exist Combustion Turbine | 141557.0147 | 141035.103 | 141035.103 | 140690.503 | 140402.503 | 140402.503 | 140402.503 | 139243.6741
00 Exist Coal Steam_Uncontrolled | 686.3 | 686.3 | 686.3 | 686.3 | 602.9 | 602.9 | 581.8 | 571.2
00 Exist Coal Steam_ACI | 14123.3894 | 13257.5695 | 13221.2049 | 12314.2418 | 10636.2418 | 9567.5418 | 9567.5418 | 9420.9776
00 Exist Coal Steam_ACI_DSI | 3547.2707 | 3233.2707 | 3233.2707 | 2773.2707 | 2771.2707 | 2627 | 2627 | 2177.566
00 Exist Coal Steam_DryFGD | 60 | 60 | 60 | 60 | 60 | 60 | 60 | 0
00 Exist Coal Steam_DryFGD_ACI | 8271.9281 | 7952.2281 | 7952.2281 | 7617.2281 | 6744.2281 | 6744.2281 | 6744.2281 | 6151.6763
00 Exist Coal Steam_DryFGD_ACI_DSI | 0 | 0 | 0 | 0 | 0 | 0 | 0 | 0
00 Exist Coal Steam_DryFGD_SCR | 679 | 679 | 679 | 679 | 679 | 441 | 441 | 441
00 Exist Coal Steam_DryFGD_SCR_ACI | 15032 | 15032 | 14809.2969 | 13900.2969 | 13900.2969 | 13779.4611 | 12924.2969 | 11949.8468
00 Exist Coal Steam_DryFGD_SCR_DSI | 268 | 268 | 268 | 268 | 268 | 268 | 268 | 0
00 Exist Coal Steam_DryFGD_SCR_ACI_DSI | 1108 | 1108 | 1108 | 1108 | 1108 | 1108 | 1108 | 1108
00 Exist Coal Steam_DryFGD_SNCR | 55 | 55 | 55 | 55 | 0 | 0 | 0 | 0
00 Exist Coal Steam_DryFGD_SNCR_ACI | 1434 | 1434 | 1434 | 1434 | 1434 | 1434 | 1434 | 1144
00 Exist Coal Steam_DryFGD_SNCR_ACI_DSI | 2340 | 2340 | 2340 | 2340 | 2340 | 2340 | 2340 | 2185
00 Exist Coal Steam_DSI | 1225.1 | 1225.1 | 1225.1 | 971.1 | 971.1 | 971.1 | 955 | 17
00 Exist Coal Steam_SCR_ACI | 3631.2594 | 3631.2594 | 3631.2594 | 3631.2594 | 3631.2594 | 3631.2594 | 3631.2594 | 3479
00 Exist Coal Steam_SCR_ACI_DSI | 348 | 348 | 348 | 348 | 348 | 348 | 348 | 0
00 Exist Coal Steam_SNCR | 7.6 | 7.6 | 7.6 | 7.6 | 7.6 | 7.6 | 7.6 | 7.6
00 Exist Coal Steam_SNCR_ACI | 588 | 588 | 588 | 588 | 588 | 588 | 588 | 588
00 Exist Coal Steam_SNCR_ACI_DSI | 1002 | 1002 | 1002 | 1002 | 1002 | 1002 | 1002 | 0
00 Exist Coal Steam_WetFGD | 3517 | 2730 | 2730 | 2730 | 2730 | 2730 | 2730 | 2730
00 Exist Coal Steam_WetFGD_ACI | 10887.1145 | 10767.8785 | 10282.5318 | 9586.9969 | 9586.9969 | 9586.9969 | 9586.9969 | 8862.3437
00 Exist Coal Steam_WetFGD_ACI_DSI | 597 | 597 | 597 | 597 | 0 | 0 | 0 | 0
00 Exist Coal Steam_WetFGD_DSI | 0 | 0 | 0 | 0 | 0 | 0 | 0 | 0
00 Exist Coal Steam_WetFGD_SCR | 48537.4795 | 47249.4795 | 46213.1395 | 43931.2825 | 42486.2825 | 42468.8699 | 41692.8699 | 28791.9634
00 Exist Coal Steam_WetFGD_SCR_DSI | 456 | 456 | 456 | 456 | 456 | 0 | 0 | 0
00 Exist Coal Steam_WetFGD_SCR_ACI | 26520 | 26520 | 25735 | 25735 | 25735 | 25735 | 25735 | 24462
00 Exist Coal Steam_WetFGD_SCR_ACI_DSI | 5339 | 5339 | 3619 | 3228 | 1926 | 1926 | 1926 | 1926
00 Exist Coal Steam_WetFGD_SNCR | 3367 | 3367 | 3367 | 3367 | 3367 | 1857.3762 | 1671.9913 | 455
00 Exist Coal Steam_WetFGD_SNCR_ACI | 8793.4347 | 8390.6394 | 8051.019 | 8051.019 | 7535.019 | 7535.019 | 7535.019 | 3779.3748
00 Exist Coal Steam_WetFGD_SNCR_ACI_DSI | 0 | 0 | 0 | 0 | 0 | 0 | 0 | 0
00 Exist FBC_Uncontrolled | 0 | 0 | 0 | 0 | 0 | 0 | 0 | 0
00 Exist FBC_WetFGD_SNCR | 32 | 32 | 32 | 32 | 32 | 32 | 32 | 32
00 Exist FBC_WetFGD_DSI | 0 | 0 | 0 | 0 | 0 | 0 | 0 | 0
00 Exist FBC_ACI | 0 | 0 | 0 | 0 | 0 | 0 | 0 | 0
00 Exist FBC_ACI_DSI | 440 | 440 | 440 | 440 | 440 | 440 | 440 | 440
00 Exist FBC_DryFGD_ACI | 136 | 136 | 136 | 136 | 136 | 0 | 0 | 0
00 Exist FBC_DryFGD_DSI | 0 | 0 | 0 | 0 | 0 | 0 | 0 | 0
00 Exist FBC_DryFGD_SNCR | 586 | 586 | 586 | 586 | 586 | 586 | 0 | 0
00 Exist FBC_DryFGD_SNCR_ACI | 1238 | 1238 | 1238 | 1238 | 1238 | 1238 | 1238 | 1238
00 Exist FBC_DryFGD_SNCR_ACI_DSI | 90 | 90 | 90 | 90 | 90 | 90 | 90 | 90
00 Exist FBC_DryFGD_SNCR_DSI | 0 | 0 | 0 | 0 | 0 | 0 | 0 | 0
00 Exist FBC_DSI | 524 | 524 | 524 | 524 | 524 | 524 | 524 | 524
00 Exist FBC_SNCR | 0 | 0 | 0 | 0 | 0 | 0 | 0 | 0
00 Exist FBC_SNCR_ACI | 10.6 | 10.6 | 10.6 | 10.6 | 10.6 | 10.6 | 10.6 | 10.6
00 Exist FBC_SNCR_ACI_DSI | 305 | 305 | 305 | 305 | 305 | 305 | 305 | 305
00 Exist FBC_SNCR_DSI | 558 | 558 | 558 | 487.449 | 487.449 | 487.449 | 473.2888 | 60
00 Exist IGCC | 595 | 595 | 595 | 595 | 595 | 595 | 0 | 0
00 Exist Fossil_Other | 1049.4 | 1049.4 | 1049.4 | 1049.4 | 1049.4 | 1049.4 | 1049.4 | 1049.4
00 Exist Fuel Cell | 130.2 | 130.2 | 130.2 | 130.2 | 130.2 | 130.2 | 130.2 | 130.2
00 Exist Hydro | 79392.4 | 79392.4 | 79392.4 | 79392.4 | 79392.4 | 79392.4 | 79392.4 | 79392.4
00 Exist Non Fossil_Other | 4210.6 | 4210.6 | 4210.6 | 4210.6 | 4210.6 | 4210.6 | 4210.6 | 4210.6
00 Exist Nuclear | 90533.2 | 79249.2279 | 78130.2279 | 69357.2277 | 69228.0246 | 68334.0246 | 67211.0246 | 58424.1326
00 International Imports | 1000 | 1000 | 1000 | 1000 | 1000 | 1000 | 1000 | 1000
00 Exist Oil/Gas Steam | 53216.7776 | 53080.2262 | 52838.6262 | 52016.0151 | 51699.6016 | 51431.6016 | 51114.4891 | 50305.9016
00 Exist Oil/Gas Steam_SCR | 5538.9702 | 5538.9702 | 5538.9702 | 5538.9702 | 5538.9702 | 5538.9702 | 5538.9702 | 5377.7
00 Exist Oil/Gas Steam_SNCR | 6482.9865 | 6482.9865 | 6482.9865 | 6482.9865 | 6482.9865 | 6168.9865 | 6168.9865 | 5754.9865
00 Exist Biomass | 640.4639 | 338.3 | 338.3 | 338.3 | 257.9 | 257.9 | 250.3 | 229.3
00 Exist Landfill Gas | 1793 | 1793 | 1793 | 1793 | 1793 | 1793 | 1793 | 1793
00 Exist Geothermal | 2347.5 | 2347.5 | 2347.5 | 2347.5 | 2347.5 | 2347.5 | 2347.5 | 2347.5
00 Exist Pump Storage | 22196.2 | 22196.2 | 22196.2 | 22196.2 | 22196.2 | 22196.2 | 22196.2 | 22196.2
00 Exist Energy Storage | 678.2 | 678.2 | 678.2 | 678.2 | 678.2 | 678.2 | 678.2 | 678.2
00 Exist Solar PV | 24561.4 | 24561.4 | 24561.4 | 24561.4 | 24561.4 | 24561.4 | 24561.4 | 24561.4
00 Exist Solar Thermal | 1754 | 1754 | 1754 | 1754 | 1754 | 1754 | 1754 | 1754
00 Exist Offshore Wind | 29.3 | 29.3 | 29.3 | 29.3 | 29.3 | 29.3 | 29.3 | 29.3
00 Exist Onshore Wind | 89868.7 | 89868.7 | 89868.7 | 89868.7 | 89868.7 | 89868.7 | 89868.7 | 89868.7
00 Ret.ACI | 0 | 0 | 0 | 0 | 0 | 0 | 0 | 0
00 Ret.ACI & DryFGD | 0 | 0 | 0 | 0 | 0 | 0 | 0 | 0
00 Ret.ACI & DryFGD & HRI | 0 | 0 | 0 | 0 | 0 | 0 | 0 | 0
00 Ret.ACI & DSI | 0 | 0 | 0 | 0 | 0 | 0 | 0 | 0
00 Ret.ACI & DSI & DryFGD | 0 | 0 | 0 | 0 | 0 | 0 | 0 | 0
00 Ret.ACI & DSI & DryFGD & HRI | 0 | 0 | 0 | 0 | 0 | 0 | 0 | 0
00 Ret.ACI & DSI & HRI | 0 | 0 | 0 | 0 | 0 | 0 | 0 | 0
00 Ret.ACI & DSI & WetFGD & HRI | 0 | 0 | 0 | 0 | 0 | 0 | 0 | 0
00 Ret.ACI & HRI | 0 | 0 | 0 | 0 | 0 | 0 | 0 | 0
00 Ret.ACI & SCR | 0 | 0 | 0 | 0 | 0 | 0 | 0 | 0
00 Ret.ACI & SCR & DryFGD & HRI | 0 | 0 | 0 | 0 | 0 | 0 | 0 | 0
00 Ret.ACI & SCR & DSI | 0 | 0 | 0 | 0 | 0 | 0 | 0 | 0
00 Ret.ACI & SCR & DSI & DryFGD | 0 | 0 | 0 | 0 | 0 | 0 | 0 | 0
00 Ret.ACI & SCR & DSI & DryFGD & HRI | 0 | 0 | 0 | 0 | 0 | 0 | 0 | 0
00 Ret.ACI & SCR & DSI & HRI | 0 | 0 | 0 | 0 | 0 | 0 | 0 | 0
00 Ret.ACI & SCR & DSI & WetFGD | 0 | 0 | 0 | 0 | 0 | 0 | 0 | 0
00 Ret.ACI & SCR & DSI & WetFGD & HRI | 0 | 0 | 0 | 0 | 0 | 0 | 0 | 0
00 Ret.ACI & SCR & HRI | 0 | 0 | 0 | 0 | 0 | 0 | 0 | 0
00 Ret.ACI & SCR & WetFGD & HRI | 0 | 0 | 0 | 0 | 0 | 0 | 0 | 0
00 Ret.ACI & SNCR | 0 | 0 | 0 | 0 | 0 | 0 | 0 | 0
00 Ret.ACI & SNCR & DSI | 0 | 0 | 0 | 0 | 0 | 0 | 0 | 0
00 Ret.ACI & SNCR & DSI & DryFGD | 0 | 0 | 0 | 0 | 0 | 0 | 0 | 0
00 Ret.ACI & SNCR & DSI & DryFGD & HRI | 0 | 0 | 0 | 0 | 0 | 0 | 0 | 0
00 Ret.ACI & SNCR & DSI & HRI | 0 | 0 | 0 | 0 | 0 | 0 | 0 | 0
00 Ret.ACI & SNCR & DSI & WetFGD | 0 | 0 | 0 | 0 | 0 | 0 | 0 | 0
00 Ret.ACI & SNCR & DSI & WetFGD & HRI | 0 | 0 | 0 | 0 | 0 | 0 | 0 | 0
00 Ret.ACI & SNCR & HRI | 0 | 0 | 0 | 0 | 0 | 0 | 0 | 0
00 Ret.ACI & WetFGD | 0 | 0 | 0 | 0 | 0 | 0 | 0 | 0
00 Ret.ACI & WetFGD & DSI | 0 | 0 | 0 | 0 | 0 | 0 | 0 | 0
00 Ret.ACI & WetFGD & HRI | 0 | 0 | 0 | 0 | 0 | 0 | 0 | 0
00 Ret.C2G | 1509 | 1823 | 2243 | 2243 | 2243 | 2243 | 2202.7772 | 1874
00 Ret.C2G & SCR | 0 | 0 | 0 | 0 | 0 | 0 | 0 | 0
00 Ret.CCG | 0 | 0 | 0 | 0 | 0 | 0 | 0 | 0
00 Ret.DryFGD | 0 | 0 | 0 | 0 | 0 | 0 | 0 | 0
00 Ret.DryFGD & CCS | 0 | 0 | 0 | 0 | 0 | 0 | 0 | 0
00 Ret.DryFGD & HRI | 0 | 0 | 0 | 0 | 0 | 0 | 0 | 0
00 Ret.DSI | 0 | 0 | 0 | 0 | 0 | 0 | 0 | 0
00 Ret.DSI & DryFGD | 0 | 0 | 0 | 0 | 0 | 0 | 0 | 0
00 Ret.DSI & DryFGD & HRI | 0 | 0 | 0 | 0 | 0 | 0 | 0 | 0
00 Ret.DSI & HRI | 0 | 0 | 0 | 0 | 0 | 0 | 0 | 0
00 Ret.DSI & WetFGD | 0 | 0 | 0 | 0 | 0 | 0 | 0 | 0
00 Ret.DSI & WetFGD & HRI | 0 | 0 | 0 | 0 | 0 | 0 | 0 | 0
00 Ret.ExistACI & DryFGD | 0 | 0 | 0 | 0 | 0 | 0 | 0 | 0
00 Ret.ExistACI & DryFGD & CCS | 0 | 0 | 0 | 0 | 0 | 0 | 0 | 0
00 Ret.ExistACI & DryFGD & HRI | 0 | 0 | 0 | 0 | 0 | 0 | 0 | 0
00 Ret.ExistACI & DryFGD & HRI & CCS | 0 | 0 | 0 | 0 | 0 | 0 | 0 | 0
00 Ret.ExistACI & DSI | 0 | 0 | 0 | 0 | 0 | 0 | 0 | 0
00 Ret.ExistACI & DSI & DryFGD | 0 | 0 | 0 | 0 | 0 | 0 | 0 | 0
00 Ret.ExistACI & DSI & DryFGD & HRI | 0 | 0 | 0 | 0 | 0 | 0 | 0 | 0
00 Ret.ExistACI & DSI & HRI | 0 | 0 | 0 | 0 | 0 | 0 | 0 | 0
00 Ret.ExistACI & DSI & WetFGD | 0 | 0 | 0 | 0 | 0 | 0 | 0 | 0
00 Ret.ExistACI & DSI & WetFGD & HRI | 0 | 0 | 0 | 0 | 0 | 0 | 0 | 0
00 Ret.ExistACI & HRI | 0 | 0 | 0 | 0 | 0 | 0 | 0 | 0
00 Ret.ExistACI & HRI & WetFGD | 0 | 0 | 0 | 0 | 0 | 0 | 0 | 0
00 Ret.ExistACI & SCR | 0 | 0 | 0 | 0 | 0 | 0 | 0 | 0
00 Ret.ExistACI & SCR & DryFGD | 0 | 0 | 0 | 0 | 0 | 0 | 0 | 0
00 Ret.ExistACI & SCR & DryFGD & CCS | 0 | 0 | 0 | 0 | 0 | 0 | 0 | 0
00 Ret.ExistACI & SCR & DryFGD & HRI | 0 | 0 | 0 | 0 | 0 | 0 | 0 | 0
00 Ret.ExistACI & SCR & DryFGD & HRI & CCS | 0 | 0 | 0 | 0 | 0 | 0 | 0 | 0
00 Ret.ExistACI & SCR & DSI | 0 | 0 | 0 | 0 | 0 | 0 | 0 | 0
00 Ret.ExistACI & SCR & DSI & DryFGD | 0 | 0 | 0 | 0 | 0 | 0 | 0 | 0
00 Ret.ExistACI & SCR & DSI & DryFGD & HRI | 0 | 0 | 0 | 0 | 0 | 0 | 0 | 0
00 Ret.ExistACI & SCR & DSI & HRI | 0 | 0 | 0 | 0 | 0 | 0 | 0 | 0
00 Ret.ExistACI & SCR & HRI | 0 | 0 | 0 | 0 | 0 | 0 | 0 | 0
00 Ret.ExistACI & SCR & WetFGD | 0 | 0 | 0 | 0 | 0 | 0 | 0 | 0
00 Ret.ExistACI & SCR & WetFGD & CCS | 0 | 0 | 0 | 0 | 0 | 0 | 0 | 0
00 Ret.ExistACI & SCR & WetFGD & HRI | 0 | 0 | 0 | 0 | 0 | 0 | 0 | 0
00 Ret.ExistACI & SCR & WetFGD & HRI & CCS | 0 | 0 | 0 | 0 | 0 | 0 | 0 | 0
00 Ret.ExistACI & SNCR | 0 | 0 | 0 | 0 | 0 | 0 | 0 | 0
00 Ret.ExistACI & SNCR & DryFGD | 0 | 0 | 0 | 0 | 0 | 0 | 0 | 0
00 Ret.ExistACI & SNCR & DryFGD & CCS | 0 | 0 | 0 | 0 | 0 | 0 | 0 | 0
00 Ret.ExistACI & SNCR & DryFGD & HRI | 0 | 0 | 0 | 0 | 0 | 0 | 0 | 0
00 Ret.ExistACI & SNCR & DryFGD & HRI & CCS | 0 | 0 | 0 | 0 | 0 | 0 | 0 | 0
00 Ret.ExistACI & SNCR & DSI | 0 | 0 | 0 | 0 | 0 | 0 | 0 | 0
00 Ret.ExistACI & SNCR & DSI & HRI | 0 | 0 | 0 | 0 | 0 | 0 | 0 | 0
00 Ret.ExistACI & SNCR & HRI | 0 | 0 | 0 | 0 | 0 | 0 | 0 | 0
00 Ret.ExistACI & SNCR & WetFGD | 0 | 0 | 0 | 0 | 0 | 0 | 0 | 0
00 Ret.ExistACI & SNCR & WetFGD & CCS | 0 | 0 | 0 | 0 | 0 | 0 | 0 | 0
00 Ret.ExistACI & SNCR & WetFGD & HRI | 0 | 0 | 0 | 0 | 0 | 0 | 0 | 0
00 Ret.ExistACI & SNCR & WetFGD & HRI & CCS | 0 | 0 | 0 | 0 | 0 | 0 | 0 | 0
00 Ret.ExistACI & WetFGD | 291.869 | 348.8279 | 350.1721 | 350.1721 | 350.1721 | 350.1721 | 350.1721 | 350.1721
00 Ret.ExistACI & WetFGD & CCS | 0 | 0 | 0 | 0 | 0 | 0 | 0 | 0
00 Ret.ExistACI & WetFGD & HRI & CCS | 0 | 0 | 0 | 0 | 0 | 0 | 0 | 0
00 Ret.ExistACI_DSI & DryFGD | 0 | 0 | 0 | 0 | 0 | 0 | 0 | 0
00 Ret.ExistACI_DSI & DryFGD & CCS | 0 | 0 | 0 | 0 | 0 | 0 | 0 | 0
00 Ret.ExistACI_DSI & DryFGD & HRI | 0 | 0 | 0 | 0 | 0 | 0 | 0 | 0
00 Ret.ExistACI_DSI & DryFGD & HRI & CCS | 0 | 0 | 0 | 0 | 0 | 0 | 0 | 0
00 Ret.ExistACI_DSI & HRI | 0 | 0 | 0 | 0 | 0 | 0 | 0 | 0
00 Ret.ExistACI_DSI & SCR | 0 | 0 | 0 | 0 | 0 | 0 | 0 | 0
00 Ret.ExistACI_DSI & SCR & DryFGD | 0 | 0 | 0 | 0 | 0 | 0 | 0 | 0
00 Ret.ExistACI_DSI & SCR & DryFGD & CCS | 0 | 0 | 0 | 0 | 0 | 0 | 0 | 0
00 Ret.ExistACI_DSI & SCR & DryFGD & HRI | 0 | 0 | 0 | 0 | 0 | 0 | 0 | 0
00 Ret.ExistACI_DSI & SCR & DryFGD & HRI & CCS | 0 | 0 | 0 | 0 | 0 | 0 | 0 | 0
00 Ret.ExistACI_DSI & SCR & HRI | 0 | 0 | 0 | 0 | 0 | 0 | 0 | 0
00 Ret.ExistACI_DSI & SCR & WetFGD | 0 | 0 | 0 | 0 | 0 | 0 | 0 | 0
00 Ret.ExistACI_DSI & SCR & WetFGD & CCS | 0 | 0 | 0 | 0 | 0 | 0 | 0 | 0
00 Ret.ExistACI_DSI & SCR & WetFGD & HRI | 0 | 0 | 0 | 0 | 0 | 0 | 0 | 0
00 Ret.ExistACI_DSI & SCR & WetFGD & HRI & CCS | 0 | 0 | 0 | 0 | 0 | 0 | 0 | 0
00 Ret.ExistACI_DSI & SNCR | 0 | 0 | 0 | 0 | 0 | 0 | 0 | 0
00 Ret.ExistACI_DSI & SNCR & DryFGD | 0 | 0 | 0 | 0 | 0 | 0 | 0 | 0
00 Ret.ExistACI_DSI & SNCR & DryFGD & HRI & CCS | 0 | 0 | 0 | 0 | 0 | 0 | 0 | 0
00 Ret.ExistACI_DSI & SNCR & DryFGD & HRI | 0 | 0 | 0 | 0 | 0 | 0 | 0 | 0
00 Ret.ExistACI_DSI & SNCR & WetFGD & HRI & CCS | 0 | 0 | 0 | 0 | 0 | 0 | 0 | 0
00 Ret.ExistACI_DSI & SNCR & HRI | 0 | 0 | 0 | 0 | 0 | 0 | 0 | 0
00 Ret.ExistACI_DSI & SNCR & WetFGD | 0 | 0 | 0 | 0 | 0 | 0 | 0 | 0
00 Ret.ExistACI_DSI & SNCR & WetFGD & HRI | 0 | 0 | 0 | 0 | 0 | 0 | 0 | 0
00 Ret.ExistACI_DSI & WetFGD | 0 | 0 | 0 | 0 | 0 | 0 | 0 | 0
00 Ret.ExistACI_DSI & WetFGD & CCS | 0 | 0 | 0 | 0 | 0 | 0 | 0 | 0
00 Ret.ExistACI_DSI & WetFGD & HRI | 0 | 0 | 0 | 0 | 0 | 0 | 0 | 0
00 Ret.ExistACI_DSI & WetFGD & HRI & CCS | 0 | 0 | 0 | 0 | 0 | 0 | 0 | 0
00 Ret.ExistDryFGD & ACI | 0 | 0 | 0 | 0 | 0 | 0 | 0 | 0
00 Ret.ExistDryFGD & ACI & CCS | 0 | 0 | 0 | 0 | 0 | 0 | 0 | 0
00 Ret.ExistDryFGD & ACI & HRI | 0 | 0 | 0 | 0 | 0 | 0 | 0 | 0
00 Ret.ExistDryFGD & ACI & HRI & CCS | 0 | 0 | 0 | 0 | 0 | 0 | 0 | 0
00 Ret.ExistDryFGD & ACI & SCR | 0 | 0 | 0 | 0 | 0 | 0 | 0 | 0
00 Ret.ExistDryFGD & ACI & SCR & CCS | 0 | 0 | 0 | 0 | 0 | 0 | 0 | 0
00 Ret.ExistDryFGD & ACI & SCR & HRI | 0 | 0 | 0 | 0 | 0 | 0 | 0 | 0
00 Ret.ExistDryFGD & ACI & SCR & HRI & CCS | 0 | 0 | 0 | 0 | 0 | 0 | 0 | 0
00 Ret.ExistDryFGD & ACI & SNCR | 0 | 0 | 0 | 0 | 0 | 0 | 0 | 0
00 Ret.ExistDryFGD & ACI & SNCR & HRI | 0 | 0 | 0 | 0 | 0 | 0 | 0 | 0
00 Ret.ExistDryFGD & ACI & SNCR & HRI & CCS | 0 | 0 | 0 | 0 | 0 | 0 | 0 | 0
00 Ret.ExistDryFGD & CCS | 0 | 0 | 0 | 0 | 0 | 0 | 0 | 0
00 Ret.ExistDryFGD & HRI | 0 | 0 | 0 | 0 | 0 | 0 | 0 | 0
00 Ret.ExistDryFGD & HRI & CCS | 0 | 0 | 0 | 0 | 0 | 0 | 0 | 0
00 Ret.ExistDryFGD & SCR | 0 | 0 | 0 | 0 | 0 | 0 | 0 | 0
00 Ret.ExistDryFGD & SCR & CCS | 0 | 0 | 0 | 0 | 0 | 0 | 0 | 0
00 Ret.ExistDryFGD & SCR & HRI | 0 | 0 | 0 | 0 | 0 | 0 | 0 | 0
00 Ret.ExistDryFGD & SCR & HRI & CCS | 0 | 0 | 0 | 0 | 0 | 0 | 0 | 0
00 Ret.ExistDryFGD & SNCR | 0 | 0 | 0 | 0 | 0 | 0 | 0 | 0
00 Ret.ExistDryFGD & SNCR & CCS | 0 | 0 | 0 | 0 | 0 | 0 | 0 | 0
00 Ret.ExistDryFGD & SNCR & HRI | 0 | 0 | 0 | 0 | 0 | 0 | 0 | 0
00 Ret.ExistDryFGD & SNCR & HRI & CCS | 0 | 0 | 0 | 0 | 0 | 0 | 0 | 0
00 Ret.ExistDryFGD_ACI & CCS | 0 | 0 | 0 | 0 | 0 | 0 | 0 | 0
00 Ret.ExistDryFGD_ACI & HRI | 0 | 0 | 0 | 0 | 0 | 0 | 0 | 0
00 Ret.ExistDryFGD_ACI & HRI & CCS | 0 | 0 | 0 | 0 | 0 | 0 | 0 | 0
00 Ret.ExistDryFGD_ACI & SCR | 0 | 0 | 0 | 0 | 0 | 0 | 0 | 0
00 Ret.ExistDryFGD_ACI & SCR & CCS | 0 | 0 | 0 | 0 | 0 | 0 | 0 | 0
00 Ret.ExistDryFGD_ACI & SCR & HRI | 0 | 0 | 0 | 0 | 0 | 0 | 0 | 0
00 Ret.ExistDryFGD_ACI & SCR & HRI & CCS | 0 | 0 | 0 | 0 | 0 | 0 | 0 | 0
00 Ret.ExistDryFGD_ACI & SNCR | 1015.715 | 1015.715 | 1015.715 | 1015.715 | 1015.715 | 1015.715 | 1015.715 | 1015.715
00 Ret.ExistDryFGD_ACI & SNCR & CCS | 0 | 0 | 0 | 0 | 0 | 0 | 0 | 0
00 Ret.ExistDryFGD_ACI & SNCR & HRI | 0 | 0 | 0 | 0 | 0 | 0 | 0 | 0
00 Ret.ExistDryFGD_ACI & SNCR & HRI & CCS | 0 | 0 | 0 | 0 | 0 | 0 | 0 | 0
00 Ret.ExistDryFGD_ACI_DSI & HRI | 0 | 0 | 0 | 0 | 0 | 0 | 0 | 0
00 Ret.ExistDryFGD_ACI_DSI & SCR | 0 | 0 | 0 | 0 | 0 | 0 | 0 | 0
00 Ret.ExistDryFGD_ACI_DSI & SCR & CCS | 0 | 0 | 0 | 0 | 0 | 0 | 0 | 0
00 Ret.ExistDryFGD_ACI_DSI & SCR & HRI | 0 | 0 | 0 | 0 | 0 | 0 | 0 | 0
00 Ret.ExistDryFGD_ACI_DSI & SCR & HRI & CCS | 0 | 0 | 0 | 0 | 0 | 0 | 0 | 0
00 Ret.ExistDryFGD_ACI_DSI & SNCR | 0 | 0 | 0 | 0 | 0 | 0 | 0 | 0
00 Ret.ExistDryFGD_ACI_DSI & SNCR & HRI | 0 | 0 | 0 | 0 | 0 | 0 | 0 | 0
00 Ret.ExistDryFGD_SCR & ACI & CCS | 0 | 0 | 0 | 0 | 0 | 0 | 0 | 0
00 Ret.ExistDryFGD_DSI & HRI | 0 | 0 | 0 | 0 | 0 | 0 | 0 | 0
00 Ret.ExistDryFGD_SCR & ACI & HRI | 0 | 0 | 0 | 0 | 0 | 0 | 0 | 0
00 Ret.ExistDryFGD_SCR & ACI & HRI & CCS | 0 | 0 | 0 | 0 | 0 | 0 | 0 | 0
00 Ret.ExistDryFGD_SCR & CCS | 0 | 0 | 0 | 0 | 0 | 0 | 0 | 0
00 Ret.ExistDryFGD_SCR_DSI & ACI & HRI | 0 | 0 | 0 | 0 | 0 | 0 | 0 | 0
00 Ret.ExistDryFGD_SNCR_ACI_DSI & CCS | 0 | 0 | 0 | 0 | 0 | 0 | 0 | 0
00 Ret.ExistDryFGD_SNCR_ACI_DSI & HRI | 0 | 0 | 0 | 0 | 0 | 0 | 0 | 0
00 Ret.ExistDryFGD_SNCR_ACI_DSI & HRI & CCS | 0 | 0 | 0 | 0 | 0 | 0 | 0 | 0
00 Ret.ExistDSI & ACI | 0 | 0 | 0 | 0 | 0 | 0 | 0 | 0
00 Ret.ExistDSI & ACI & HRI | 0 | 0 | 0 | 0 | 0 | 0 | 0 | 0
00 Ret.ExistDSI & ACI & SCR | 0 | 0 | 0 | 0 | 0 | 0 | 0 | 0
00 Ret.ExistDSI & ACI & SCR & DryFGD & HRI | 0 | 0 | 0 | 0 | 0 | 0 | 0 | 0
00 Ret.ExistDSI & ACI & SCR & HRI | 0 | 0 | 0 | 0 | 0 | 0 | 0 | 0
00 Ret.ExistDSI & ACI & SCR & WetFGD & HRI | 0 | 0 | 0 | 0 | 0 | 0 | 0 | 0
00 Ret.ExistDSI & DryFGD | 0 | 0 | 0 | 0 | 0 | 0 | 0 | 0
00 Ret.ExistDSI & DryFGD & ACI | 0 | 0 | 0 | 0 | 0 | 0 | 0 | 0
00 Ret.ExistDSI & DryFGD & ACI & HRI | 0 | 0 | 0 | 0 | 0 | 0 | 0 | 0
00 Ret.ExistDSI & DryFGD & HRI | 0 | 0 | 0 | 0 | 0 | 0 | 0 | 0
00 Ret.ExistDSI & HRI | 0 | 0 | 0 | 0 | 0 | 0 | 0 | 0
00 Ret.ExistDSI & SCR | 0 | 0 | 0 | 0 | 0 | 0 | 0 | 0
00 Ret.ExistDSI & SCR & DryFGD | 0 | 0 | 0 | 0 | 0 | 0 | 0 | 0
00 Ret.ExistDSI & SCR & DryFGD & ACI | 0 | 0 | 0 | 0 | 0 | 0 | 0 | 0
00 Ret.ExistDSI & SCR & DryFGD & HRI | 0 | 0 | 0 | 0 | 0 | 0 | 0 | 0
00 Ret.ExistDSI & SCR & HRI | 0 | 0 | 0 | 0 | 0 | 0 | 0 | 0
00 Ret.ExistDSI & SCR & WetFGD | 0 | 0 | 0 | 0 | 0 | 0 | 0 | 0
00 Ret.ExistDSI & SCR & WetFGD & ACI | 0 | 0 | 0 | 0 | 0 | 0 | 0 | 0
00 Ret.ExistDSI & SCR & WetFGD & HRI | 0 | 0 | 0 | 0 | 0 | 0 | 0 | 0
00 Ret.ExistDSI & SNCR | 0 | 0 | 0 | 0 | 0 | 0 | 0 | 0
00 Ret.ExistDSI & SNCR & ACI | 0 | 0 | 0 | 0 | 0 | 0 | 0 | 0
00 Ret.ExistDSI & SNCR & ACI & HRI | 0 | 0 | 0 | 0 | 0 | 0 | 0 | 0
00 Ret.ExistDSI & SNCR & DryFGD | 0 | 0 | 0 | 0 | 0 | 0 | 0 | 0
00 Ret.ExistDSI & SNCR & DryFGD & ACI | 0 | 0 | 0 | 0 | 0 | 0 | 0 | 0
00 Ret.ExistDSI & SNCR & DryFGD & ACI & HRI | 0 | 0 | 0 | 0 | 0 | 0 | 0 | 0
00 Ret.ExistDSI & SNCR & DryFGD & HRI | 0 | 0 | 0 | 0 | 0 | 0 | 0 | 0
00 Ret.ExistDSI & SNCR & HRI | 0 | 0 | 0 | 0 | 0 | 0 | 0 | 0
00 Ret.ExistDSI & SNCR & WetFGD | 0 | 0 | 0 | 0 | 0 | 0 | 0 | 0
00 Ret.ExistDSI & SNCR & WetFGD & ACI | 0 | 0 | 0 | 0 | 0 | 0 | 0 | 0
00 Ret.ExistDSI & SNCR & WetFGD & ACI & HRI | 0 | 0 | 0 | 0 | 0 | 0 | 0 | 0
00 Ret.ExistDSI & SNCR & WetFGD & HRI | 0 | 0 | 0 | 0 | 0 | 0 | 0 | 0
00 Ret.ExistDSI & WetFGD | 0 | 0 | 0 | 0 | 0 | 0 | 0 | 0
00 Ret.ExistDSI & WetFGD & ACI | 0 | 0 | 0 | 0 | 0 | 0 | 0 | 0
00 Ret.ExistDSI & WetFGD & ACI & HRI | 0 | 0 | 0 | 0 | 0 | 0 | 0 | 0
00 Ret.ExistDSI & WetFGD & HRI | 0 | 0 | 0 | 0 | 0 | 0 | 0 | 0
00 Ret.ExistDSI_ACI & SNCR & DryFGD & CCS | 0 | 0 | 0 | 0 | 0 | 0 | 0 | 0
00 Ret.ExistDSI_ACI & SNCR & WetFGD & CCS | 0 | 0 | 0 | 0 | 0 | 0 | 0 | 0
00 Ret.ExistSCR_ACI & DryFGD | 0 | 0 | 0 | 0 | 0 | 0 | 0 | 0
00 Ret.ExistSCR_ACI & DryFGD & CCS | 0 | 0 | 0 | 0 | 0 | 0 | 0 | 0
00 Ret.ExistSCR_ACI & DryFGD & HRI | 0 | 0 | 0 | 0 | 0 | 0 | 0 | 0
00 Ret.ExistSCR_ACI & DryFGD & HRI & CCS | 0 | 0 | 0 | 0 | 0 | 0 | 0 | 0
00 Ret.ExistSCR_ACI & DSI | 0 | 0 | 0 | 0 | 0 | 0 | 0 | 0
00 Ret.ExistSCR_ACI & DSI & HRI | 0 | 0 | 0 | 0 | 0 | 0 | 0 | 0
00 Ret.ExistSCR_ACI & HRI | 0 | 0 | 0 | 0 | 0 | 0 | 0 | 0
00 Ret.ExistSCR_ACI & WetFGD | 0 | 0 | 0 | 0 | 0 | 0 | 0 | 0
00 Ret.ExistSCR_ACI & WetFGD & CCS | 0 | 0 | 0 | 0 | 0 | 0 | 0 | 0
00 Ret.ExistSCR_ACI & WetFGD & HRI | 0 | 0 | 0 | 0 | 0 | 0 | 0 | 0
00 Ret.ExistSCR_ACI & WetFGD & HRI & CCS | 0 | 0 | 0 | 0 | 0 | 0 | 0 | 0
00 Ret.ExistSCR_ACI_DSI & DryFGD | 0 | 0 | 0 | 0 | 0 | 0 | 0 | 0
00 Ret.ExistSCR_ACI_DSI & DryFGD & HRI | 0 | 0 | 0 | 0 | 0 | 0 | 0 | 0
00 Ret.ExistSCR_ACI_DSI & HRI | 0 | 0 | 0 | 0 | 0 | 0 | 0 | 0
00 Ret.ExistSCR_ACI_DSI & WetFGD | 0 | 0 | 0 | 0 | 0 | 0 | 0 | 0
00 Ret.ExistSCR_ACI_DSI & WetFGD & HRI | 0 | 0 | 0 | 0 | 0 | 0 | 0 | 0
00 Ret.ExistSCR_DryFGD & ACI | 0 | 0 | 0 | 0 | 0 | 0 | 0 | 0
00 Ret.ExistSCR_DryFGD & HRI | 0 | 0 | 0 | 0 | 0 | 0 | 0 | 0
00 Ret.ExistSCR_DryFGD & HRI & CCS | 0 | 0 | 0 | 0 | 0 | 0 | 0 | 0
00 Ret.ExistSCR_DryFGD_ACI & CCS | 0 | 0 | 176.2032 | 176.2032 | 176.2032 | 176.2032 | 176.2032 | 176.2032
00 Ret.ExistSCR_DryFGD_ACI & HRI | 0 | 0 | 0 | 0 | 0 | 0 | 0 | 0
00 Ret.ExistSCR_DryFGD_ACI & HRI & CCS | 0 | 0 | 0 | 0 | 0 | 0 | 0 | 0
00 Ret.ExistSCR_DryFGD_ACI_DSI & CCS | 0 | 0 | 0 | 0 | 0 | 0 | 0 | 0
00 Ret.ExistSCR_DryFGD_ACI_DSI & HRI | 0 | 0 | 0 | 0 | 0 | 0 | 0 | 0
00 Ret.ExistSCR_DryFGD_ACI_DSI & HRI & CCS | 0 | 0 | 0 | 0 | 0 | 0 | 0 | 0
00 Ret.ExistSCR_DryFGD_DSI & ACI | 0 | 0 | 0 | 0 | 0 | 0 | 0 | 0
00 Ret.ExistSCR_WetFGD & ACI | 0 | 0 | 0 | 0 | 0 | 0 | 0 | 0
00 Ret.ExistSCR_WetFGD & HRI | 0 | 0 | 0 | 0 | 0 | 0 | 0 | 0
00 Ret.ExistSCR_WetFGD & HRI & CCS | 0 | 0 | 0 | 0 | 0 | 0 | 0 | 0
00 Ret.ExistSCR_WetFGD_ACI & CCS | 0 | 0 | 635.2991 | 635.2991 | 635.2991 | 635.2991 | 635.2991 | 635.2991
00 Ret.ExistSCR_WetFGD_ACI & HRI | 0 | 0 | 0 | 0 | 0 | 0 | 0 | 0
00 Ret.ExistSCR_WetFGD_ACI & HRI & CCS | 0 | 0 | 0 | 0 | 0 | 0 | 0 | 0
00 Ret.ExistSCR_WetFGD_ACI_DSI & CCS | 0 | 0 | 0 | 0 | 0 | 0 | 0 | 0
00 Ret.ExistSCR_WetFGD_ACI_DSI & HRI | 0 | 0 | 0 | 0 | 0 | 0 | 0 | 0
00 Ret.ExistSCR_WetFGD_ACI_DSI & HRI & CCS | 0 | 0 | 0 | 0 | 0 | 0 | 0 | 0
00 Ret.ExistSCR_WetFGD_DSI & ACI | 0 | 0 | 0 | 0 | 0 | 0 | 0 | 0
00 Ret.ExistSCR_WetFGD_DSI & HRI | 0 | 0 | 0 | 0 | 0 | 0 | 0 | 0
00 Ret.ExistSCR_WetFGD_DSI & HRI & CCS | 0 | 0 | 0 | 0 | 0 | 0 | 0 | 0
00 Ret.ExistSNCR_ACI & DryFGD | 0 | 0 | 0 | 0 | 0 | 0 | 0 | 0
00 Ret.ExistSNCR_ACI & DryFGD & CCS | 0 | 0 | 0 | 0 | 0 | 0 | 0 | 0
00 Ret.ExistSNCR_ACI & DryFGD & HRI | 0 | 0 | 0 | 0 | 0 | 0 | 0 | 0
00 Ret.ExistSNCR_ACI & DryFGD & HRI & CCS | 0 | 0 | 0 | 0 | 0 | 0 | 0 | 0
00 Ret.ExistSNCR_ACI & DSI & HRI | 0 | 0 | 0 | 0 | 0 | 0 | 0 | 0
00 Ret.ExistSNCR_ACI & HRI | 0 | 0 | 0 | 0 | 0 | 0 | 0 | 0
00 Ret.ExistSNCR_ACI & WetFGD | 0 | 0 | 0 | 0 | 0 | 0 | 0 | 0
00 Ret.ExistSNCR_ACI & WetFGD & CCS | 0 | 0 | 0 | 0 | 0 | 0 | 0 | 0
00 Ret.ExistSNCR_ACI & WetFGD & HRI | 0 | 0 | 0 | 0 | 0 | 0 | 0 | 0
00 Ret.ExistSNCR_ACI & WetFGD & HRI & CCS | 0 | 0 | 0 | 0 | 0 | 0 | 0 | 0
00 Ret.ExistSNCR_ACI_DSI & DryFGD | 0 | 0 | 0 | 0 | 0 | 0 | 0 | 0
00 Ret.ExistSNCR_ACI_DSI & DryFGD & CCS | 0 | 0 | 0 | 0 | 0 | 0 | 0 | 0
00 Ret.ExistSNCR_ACI_DSI & DryFGD & HRI | 0 | 0 | 0 | 0 | 0 | 0 | 0 | 0
00 Ret.ExistSNCR_ACI_DSI & DryFGD & HRI & CCS | 0 | 0 | 0 | 0 | 0 | 0 | 0 | 0
00 Ret.ExistSNCR_ACI_DSI & HRI | 0 | 0 | 0 | 0 | 0 | 0 | 0 | 0
00 Ret.ExistSNCR_ACI_DSI & WetFGD | 0 | 0 | 0 | 0 | 0 | 0 | 0 | 0
00 Ret.ExistSNCR_ACI_DSI & WetFGD & CCS | 0 | 0 | 0 | 0 | 0 | 0 | 0 | 0
00 Ret.ExistSNCR_ACI_DSI & WetFGD & HRI | 0 | 0 | 0 | 0 | 0 | 0 | 0 | 0
00 Ret.ExistSNCR_ACI_DSI & WetFGD & HRI & CCS | 0 | 0 | 0 | 0 | 0 | 0 | 0 | 0
00 Ret.ExistSNCR_DryFGD & HRI | 0 | 0 | 0 | 0 | 0 | 0 | 0 | 0
00 Ret.ExistSNCR_DryFGD_ACI & CCS | 0 | 0 | 0 | 0 | 0 | 0 | 0 | 0
00 Ret.ExistSNCR_DryFGD_ACI & HRI | 0 | 0 | 0 | 0 | 0 | 0 | 0 | 0
00 Ret.ExistSNCR_DryFGD_ACI & HRI & CCS | 0 | 0 | 0 | 0 | 0 | 0 | 0 | 0
00 Ret.ExistSNCR_WetFGD & ACI | 0 | 0 | 0 | 0 | 0 | 0 | 0 | 0
00 Ret.ExistSNCR_WetFGD & HRI | 0 | 0 | 0 | 0 | 0 | 0 | 0 | 0
00 Ret.ExistSNCR_WetFGD & HRI & CCS | 0 | 0 | 0 | 0 | 0 | 0 | 0 | 0
00 Ret.ExistSNCR_WetFGD_ACI & CCS | 0 | 0 | 206.8287 | 206.8287 | 206.8287 | 206.8287 | 206.8287 | 206.8287
00 Ret.ExistSNCR_WetFGD_ACI & HRI | 0 | 0 | 0 | 0 | 0 | 0 | 0 | 0
00 Ret.ExistSNCR_WetFGD_ACI & HRI & CCS | 0 | 0 | 0 | 0 | 0 | 0 | 0 | 0
00 Ret.ExistSNCR_WetFGD_ACI_DSI & CCS | 0 | 0 | 0 | 0 | 0 | 0 | 0 | 0
00 Ret.ExistSNCR_WetFGD_ACI_DSI & HRI | 0 | 0 | 0 | 0 | 0 | 0 | 0 | 0
00 Ret.ExistSNCR_WetFGD_ACI_DSI & HRI & CCS | 0 | 0 | 0 | 0 | 0 | 0 | 0 | 0
00 Ret.ExistWetFGD & ACI | 0 | 0 | 0 | 0 | 0 | 0 | 0 | 0
00 Ret.ExistWetFGD & ACI & CCS | 0 | 0 | 0 | 0 | 0 | 0 | 0 | 0
00 Ret.ExistWetFGD & ACI & HRI | 0 | 0 | 0 | 0 | 0 | 0 | 0 | 0
00 Ret.ExistWetFGD & ACI & HRI & CCS | 0 | 0 | 0 | 0 | 0 | 0 | 0 | 0
00 Ret.ExistWetFGD & ACI & SCR | 0 | 0 | 0 | 0 | 0 | 0 | 0 | 0
00 Ret.ExistWetFGD & ACI & SCR & CCS | 0 | 0 | 0 | 0 | 0 | 0 | 0 | 0
00 Ret.ExistWetFGD & ACI & SCR & HRI | 0 | 0 | 0 | 0 | 0 | 0 | 0 | 0
00 Ret.ExistWetFGD & ACI & SCR & HRI & CCS | 0 | 0 | 0 | 0 | 0 | 0 | 0 | 0
00 Ret.ExistWetFGD & ACI & SNCR | 0 | 0 | 0 | 0 | 0 | 0 | 0 | 0
00 Ret.ExistWetFGD & ACI & SNCR & HRI | 0 | 0 | 0 | 0 | 0 | 0 | 0 | 0
00 Ret.ExistWetFGD & ACI & SNCR & HRI & CCS | 0 | 0 | 0 | 0 | 0 | 0 | 0 | 0
00 Ret.ExistWetFGD & CCS | 0 | 0 | 0 | 0 | 0 | 0 | 0 | 0
00 Ret.ExistWetFGD & HRI | 0 | 0 | 0 | 0 | 0 | 0 | 0 | 0
00 Ret.ExistWetFGD & HRI & CCS | 0 | 0 | 0 | 0 | 0 | 0 | 0 | 0
00 Ret.ExistWetFGD & SCR | 425.0671 | 425.0671 | 425.0671 | 425.0671 | 425.0671 | 425.0671 | 425.0671 | 425.0671
00 Ret.ExistWetFGD & SCR & CCS | 0 | 0 | 0 | 0 | 0 | 0 | 0 | 0
00 Ret.ExistWetFGD & SCR & HRI | 0 | 0 | 0 | 0 | 0 | 0 | 0 | 0
00 Ret.ExistWetFGD & SCR & HRI & CCS | 0 | 0 | 0 | 0 | 0 | 0 | 0 | 0
00 Ret.ExistWetFGD & SNCR | 0 | 0 | 0 | 0 | 0 | 0 | 0 | 0
00 Ret.ExistWetFGD & SNCR & CCS | 0 | 0 | 0 | 0 | 0 | 0 | 0 | 0
00 Ret.ExistWetFGD & SNCR & HRI | 0 | 0 | 0 | 0 | 0 | 0 | 0 | 0
00 Ret.ExistWetFGD & SNCR & HRI & CCS | 0 | 0 | 0 | 0 | 0 | 0 | 0 | 0
00 Ret.ExistWetFGD_ACI & CCS | 0 | 0 | 77.4212 | 77.4212 | 77.4212 | 77.4212 | 77.4212 | 77.4212
00 Ret.ExistWetFGD_ACI & HRI | 0 | 0 | 0 | 0 | 0 | 0 | 0 | 0
00 Ret.ExistWetFGD_ACI & HRI & CCS | 0 | 0 | 0 | 0 | 0 | 0 | 0 | 0
00 Ret.ExistWetFGD_ACI & SCR | 1143.3877 | 1206.3986 | 732.0868 | 747.5316 | 747.5316 | 747.5316 | 747.5316 | 747.5316
00 Ret.ExistWetFGD_ACI & SCR & CCS | 0 | 0 | 341.2053 | 341.2053 | 341.2053 | 341.2053 | 341.2053 | 341.2053
00 Ret.ExistWetFGD_ACI & SCR & HRI | 0 | 0 | 0 | 0 | 0 | 0 | 0 | 0
00 Ret.ExistWetFGD_ACI & SCR & HRI & CCS | 0 | 0 | 0 | 0 | 0 | 0 | 0 | 0
00 Ret.ExistWetFGD_ACI & SNCR | 743.3317 | 810.9488 | 810.9488 | 810.9488 | 810.9488 | 810.9488 | 810.9488 | 810.9488
00 Ret.ExistWetFGD_ACI & SNCR & CCS | 0 | 0 | 0 | 0 | 0 | 0 | 0 | 0
00 Ret.ExistWetFGD_ACI & SNCR & HRI | 0 | 0 | 0 | 0 | 0 | 0 | 0 | 0
00 Ret.ExistWetFGD_ACI & SNCR & HRI & CCS | 0 | 0 | 0 | 0 | 0 | 0 | 0 | 0
00 Ret.ExistWetFGD_ACI_DSI & CCS | 0 | 0 | 0 | 0 | 0 | 0 | 0 | 0
00 Ret.ExistWetFGD_ACI_DSI & HRI | 0 | 0 | 0 | 0 | 0 | 0 | 0 | 0
00 Ret.ExistWetFGD_ACI_DSI & HRI & CCS | 0 | 0 | 0 | 0 | 0 | 0 | 0 | 0
00 Ret.ExistWetFGD_ACI_DSI & SCR | 0 | 0 | 0 | 0 | 0 | 0 | 0 | 0
00 Ret.ExistWetFGD_ACI_DSI & SCR & CCS | 0 | 0 | 0 | 0 | 0 | 0 | 0 | 0
00 Ret.ExistWetFGD_ACI_DSI & SCR & HRI | 0 | 0 | 0 | 0 | 0 | 0 | 0 | 0
00 Ret.ExistWetFGD_ACI_DSI & SCR & HRI & CCS | 0 | 0 | 0 | 0 | 0 | 0 | 0 | 0
00 Ret.ExistWetFGD_ACI_DSI & SNCR | 0 | 0 | 0 | 0 | 0 | 0 | 0 | 0
00 Ret.ExistWetFGD_ACI_DSI & SNCR & CCS | 0 | 0 | 0 | 0 | 0 | 0 | 0 | 0
00 Ret.ExistWetFGD_ACI_DSI & SNCR & HRI | 0 | 0 | 0 | 0 | 0 | 0 | 0 | 0
00 Ret.ExistWetFGD_ACI_DSI & SNCR & HRI & CCS | 0 | 0 | 0 | 0 | 0 | 0 | 0 | 0
00 Ret.ExistWetFGD_DSI & HRI | 0 | 0 | 0 | 0 | 0 | 0 | 0 | 0
00 Ret.ExistWetFGD_DSI & SCR | 0 | 0 | 0 | 0 | 0 | 0 | 0 | 0
00 Ret.ExistWetFGD_DSI & SCR & HRI | 0 | 0 | 0 | 0 | 0 | 0 | 0 | 0
00 Ret.ExistWetFGD_DSI & SNCR | 0 | 0 | 0 | 0 | 0 | 0 | 0 | 0
00 Ret.ExistWetFGD_SCR & ACI & CCS | 0 | 0 | 0 | 0 | 0 | 0 | 0 | 0
00 Ret.ExistWetFGD_DSI & SNCR & HRI | 0 | 0 | 0 | 0 | 0 | 0 | 0 | 0
00 Ret.ExistWetFGD_SCR & ACI & HRI | 0 | 0 | 0 | 0 | 0 | 0 | 0 | 0
00 Ret.ExistWetFGD_SCR & ACI & HRI & CCS | 0 | 0 | 0 | 0 | 0 | 0 | 0 | 0
00 Ret.ExistWetFGD_SCR & CCS | 0 | 0 | 828.7067 | 828.7067 | 828.7067 | 828.7067 | 828.7067 | 828.7067
00 Ret.ExistWetFGD_SCR_DSI & ACI & CCS | 0 | 0 | 0 | 0 | 0 | 0 | 0 | 0
00 Ret.ExistWetFGD_SCR_DSI & ACI & HRI | 0 | 0 | 0 | 0 | 0 | 0 | 0 | 0
00 Ret.ExistWetFGD_SCR_DSI & ACI & HRI & CCS | 0 | 0 | 0 | 0 | 0 | 0 | 0 | 0
00 Ret.ExistWetFGD_SCR_DSI & CCS | 0 | 0 | 0 | 0 | 0 | 0 | 0 | 0
00 Ret.ExistWetFGD_SNCR & ACI & HRI | 0 | 0 | 0 | 0 | 0 | 0 | 0 | 0
00 Ret.ExistWetFGD_SNCR & CCS | 0 | 0 | 0 | 0 | 0 | 0 | 0 | 0
00 Ret.HRI | 0 | 0 | 0 | 0 | 0 | 0 | 0 | 0
00 Ret.SCR | 0 | 0 | 0 | 0 | 0 | 0 | 0 | 0
00 Ret.SCR & DryFGD | 0 | 0 | 0 | 0 | 0 | 0 | 0 | 0
00 Ret.SCR & DryFGD & ACI | 0 | 0 | 0 | 0 | 0 | 0 | 0 | 0
00 Ret.SCR & DryFGD & CCS | 0 | 0 | 0 | 0 | 0 | 0 | 0 | 0
00 Ret.SCR & DryFGD & HRI | 0 | 0 | 0 | 0 | 0 | 0 | 0 | 0
00 Ret.SCR & DSI | 0 | 0 | 0 | 0 | 0 | 0 | 0 | 0
00 Ret.SCR & DSI & DryFGD | 0 | 0 | 0 | 0 | 0 | 0 | 0 | 0
00 Ret.SCR & DSI & DryFGD & HRI | 0 | 0 | 0 | 0 | 0 | 0 | 0 | 0
00 Ret.SCR & DSI & HRI | 0 | 0 | 0 | 0 | 0 | 0 | 0 | 0
00 Ret.SCR & DSI & WetFGD | 0 | 0 | 0 | 0 | 0 | 0 | 0 | 0
00 Ret.SCR & DSI & WetFGD & HRI | 0 | 0 | 0 | 0 | 0 | 0 | 0 | 0
00 Ret.SCR & HRI | 0 | 0 | 0 | 0 | 0 | 0 | 0 | 0
00 Ret.SCR & WetFGD | 0 | 0 | 0 | 0 | 0 | 0 | 0 | 0
00 Ret.SCR & WetFGD & ACI | 0 | 0 | 0 | 0 | 0 | 0 | 0 | 0
00 Ret.SCR & WetFGD & CCS | 0 | 0 | 0 | 0 | 0 | 0 | 0 | 0
00 Ret.SCR & WetFGD & HRI | 0 | 0 | 0 | 0 | 0 | 0 | 0 | 0
00 Ret.SNCR | 0 | 0 | 0 | 0 | 0 | 0 | 0 | 0
00 Ret.SNCR & DryFGD | 0 | 0 | 0 | 0 | 0 | 0 | 0 | 0
00 Ret.SNCR & DryFGD & ACI | 0 | 0 | 0 | 0 | 0 | 0 | 0 | 0
00 Ret.SNCR & DryFGD & ACI & HRI | 0 | 0 | 0 | 0 | 0 | 0 | 0 | 0
00 Ret.SNCR & DryFGD & CCS | 0 | 0 | 0 | 0 | 0 | 0 | 0 | 0
00 Ret.SNCR & DryFGD & HRI | 0 | 0 | 0 | 0 | 0 | 0 | 0 | 0
00 Ret.SNCR & DSI | 0 | 0 | 0 | 0 | 0 | 0 | 0 | 0
00 Ret.SNCR & DSI & HRI | 0 | 0 | 0 | 0 | 0 | 0 | 0 | 0
00 Ret.SNCR & HRI | 0 | 0 | 0 | 0 | 0 | 0 | 0 | 0
00 Ret.SNCR & WetFGD | 0 | 0 | 0 | 0 | 0 | 0 | 0 | 0
00 Ret.SNCR & WetFGD & ACI | 0 | 0 | 0 | 0 | 0 | 0 | 0 | 0
00 Ret.SNCR & WetFGD & ACI & HRI | 0 | 0 | 0 | 0 | 0 | 0 | 0 | 0
00 Ret.SNCR & WetFGD & CCS | 0 | 0 | 0 | 0 | 0 | 0 | 0 | 0
00 Ret.SNCR & WetFGD & HRI | 0 | 0 | 0 | 0 | 0 | 0 | 0 | 0
00 Ret.WetFGD | 0 | 0 | 0 | 0 | 0 | 0 | 0 | 0
00 Ret.WetFGD & CCS | 0 | 0 | 0 | 0 | 0 | 0 | 0 | 0
00 Ret.WetFGD & HRI | 0 | 0 | 0 | 0 | 0 | 0 | 0 | 0
00 Ret.FB & ACI | 0 | 0 | 0 | 0 | 0 | 0 | 0 | 0
00 Ret.FB & ACI & DryFGD & HRI | 0 | 0 | 0 | 0 | 0 | 0 | 0 | 0
00 Ret.FB & ACI & HRI | 0 | 0 | 0 | 0 | 0 | 0 | 0 | 0
00 Ret.FB & HRI | 0 | 0 | 0 | 0 | 0 | 0 | 0 | 0
00 Ret.FB DryFGD | 0 | 0 | 0 | 0 | 0 | 0 | 0 | 0
00 Ret.FB DryFGD & ACI | 0 | 0 | 0 | 0 | 0 | 0 | 0 | 0
00 Ret.FB DryFGD & ACI & HRI | 0 | 0 | 0 | 0 | 0 | 0 | 0 | 0
00 Ret.FB DryFGD & HRI | 0 | 0 | 0 | 0 | 0 | 0 | 0 | 0
00 Ret.FB DryFGD & SNCR | 0 | 0 | 0 | 0 | 0 | 0 | 0 | 0
00 Ret.FB DryFGD & SNCR & HRI | 0 | 0 | 0 | 0 | 0 | 0 | 0 | 0
00 Ret.FB SNCR & DryFGD & ACI | 0 | 0 | 0 | 0 | 0 | 0 | 0 | 0
00 Ret.FB SNCR & DryFGD & ACI & HRI | 0 | 0 | 0 | 0 | 0 | 0 | 0 | 0
00 Ret.FB-ACI & SNCR | 0 | 0 | 0 | 0 | 0 | 0 | 0 | 0
00 Ret.FB-ACI & SNCR & HRI | 0 | 0 | 0 | 0 | 0 | 0 | 0 | 0
00 Ret.FB-ACI & SNCR & HRI & CCS | 0 | 0 | 0 | 0 | 0 | 0 | 0 | 0
00 Ret.FB-Exist ACI & DryFGD | 0 | 0 | 0 | 0 | 0 | 0 | 0 | 0
00 Ret.FB-Exist ACI & DryFGD & HRI | 0 | 0 | 0 | 0 | 0 | 0 | 0 | 0
00 Ret.FB-Exist ACI & DryFGD & SNCR | 0 | 0 | 0 | 0 | 0 | 0 | 0 | 0
00 Ret.FB-Exist ACI & DryFGD & SNCR & HRI | 0 | 0 | 0 | 0 | 0 | 0 | 0 | 0
00 Ret.FB-Exist ACI & SNCR | 0 | 0 | 0 | 0 | 0 | 0 | 0 | 0
00 Ret.FB-Exist ACI & SNCR & HRI | 0 | 0 | 0 | 0 | 0 | 0 | 0 | 0
00 Ret.FB-Exist ACI_DSI & DryFGD & SNCR | 0 | 0 | 0 | 0 | 0 | 0 | 0 | 0
00 Ret.FB-Exist ACI_DSI & SNCR | 0 | 0 | 0 | 0 | 0 | 0 | 0 | 0
00 Ret.FB-ExistACI & HRI | 0 | 0 | 0 | 0 | 0 | 0 | 0 | 0
00 Ret.FB-ExistACI_DSI & DryFGD | 0 | 0 | 0 | 0 | 0 | 0 | 0 | 0
00 Ret.FB-ExistACI_DSI & DryFGD & HRI | 0 | 0 | 0 | 0 | 0 | 0 | 0 | 0
00 Ret.FB-ExistACI_DSI & DryFGD & SNCR | 0 | 0 | 0 | 0 | 0 | 0 | 0 | 0
00 Ret.FB-ExistACI_DSI & DryFGD & SNCR & HRI | 0 | 0 | 0 | 0 | 0 | 0 | 0 | 0
00 Ret.FB-ExistACI_DSI & HRI | 0 | 0 | 0 | 0 | 0 | 0 | 0 | 0
00 Ret.FB-ExistACI_DSI & SNCR & HRI | 0 | 0 | 0 | 0 | 0 | 0 | 0 | 0
00 Ret.FB-ExistDryFGD_ACI & HRI | 0 | 0 | 0 | 0 | 0 | 0 | 0 | 0
00 Ret.FB-ExistDryFGD_ACI & SNCR | 0 | 0 | 0 | 0 | 0 | 0 | 0 | 0
00 Ret.FB-ExistDryFGD_ACI & SNCR & HRI | 0 | 0 | 0 | 0 | 0 | 0 | 0 | 0
00 Ret.FB-ExistDryFGD_DSI & HRI | 0 | 0 | 0 | 0 | 0 | 0 | 0 | 0
00 Ret.FB-ExistDryFGD_DSI & SNCR | 0 | 0 | 0 | 0 | 0 | 0 | 0 | 0
00 Ret.FB-ExistDryFGD_DSI & SNCR & HRI | 0 | 0 | 0 | 0 | 0 | 0 | 0 | 0
00 Ret.FB-ExistDryFGD_SNCR & HRI | 0 | 0 | 0 | 0 | 0 | 0 | 0 | 0
00 Ret.FB-ExistDryFGD_SNCR_ACI & HRI | 0 | 0 | 0 | 0 | 0 | 0 | 0 | 0
00 Ret.FB-ExistDryFGD_SNCR_ACI_DSI & HRI | 0 | 0 | 0 | 0 | 0 | 0 | 0 | 0
00 Ret.FB-ExistDryFGD_SNCR_DSI & HRI | 0 | 0 | 0 | 0 | 0 | 0 | 0 | 0
00 Ret.FB-ExistDSI & ACI | 0 | 0 | 0 | 0 | 0 | 0 | 0 | 0
00 Ret.FB-ExistDSI & ACI & HRI | 0 | 0 | 0 | 0 | 0 | 0 | 0 | 0
00 Ret.FB-ExistDSI & ACI & SNCR | 0 | 0 | 0 | 0 | 0 | 0 | 0 | 0
00 Ret.FB-ExistDSI & ACI & SNCR & HRI | 0 | 0 | 0 | 0 | 0 | 0 | 0 | 0
00 Ret.FB-ExistDSI & DryFGD | 0 | 0 | 0 | 0 | 0 | 0 | 0 | 0
00 Ret.FB-ExistDSI & DryFGD & ACI | 0 | 0 | 0 | 0 | 0 | 0 | 0 | 0
00 Ret.FB-ExistDSI & DryFGD & ACI & HRI | 0 | 0 | 0 | 0 | 0 | 0 | 0 | 0
00 Ret.FB-ExistDSI & DryFGD & HRI | 0 | 0 | 0 | 0 | 0 | 0 | 0 | 0
00 Ret.FB-ExistDSI & DryFGD & SNCR | 0 | 0 | 0 | 0 | 0 | 0 | 0 | 0
00 Ret.FB-ExistDSI & DryFGD & SNCR & HRI | 0 | 0 | 0 | 0 | 0 | 0 | 0 | 0
00 Ret.FB-ExistDSI & HRI | 0 | 0 | 0 | 0 | 0 | 0 | 0 | 0
00 Ret.FB-ExistDSI & SNCR | 0 | 0 | 0 | 0 | 0 | 0 | 0 | 0
00 Ret.FB-ExistDSI & SNCR & DryFGD & ACI | 0 | 0 | 0 | 0 | 0 | 0 | 0 | 0
00 Ret.FB-ExistDSI & SNCR & DryFGD & ACI & HRI | 0 | 0 | 0 | 0 | 0 | 0 | 0 | 0
00 Ret.FB-ExistDSI & SNCR & HRI | 0 | 0 | 0 | 0 | 0 | 0 | 0 | 0
00 Ret.FB-ExistSNCR & DryFGD | 0 | 0 | 0 | 0 | 0 | 0 | 0 | 0
00 Ret.FB-ExistSNCR & DryFGD & ACI | 0 | 0 | 0 | 0 | 0 | 0 | 0 | 0
00 Ret.FB-ExistSNCR & DryFGD & HRI | 0 | 0 | 0 | 0 | 0 | 0 | 0 | 0
00 Ret.FB-ExistSNCR & HRI | 0 | 0 | 0 | 0 | 0 | 0 | 0 | 0
00 Ret.FB-ExistSNCR_ACI_DSI & DryFGD | 0 | 0 | 0 | 0 | 0 | 0 | 0 | 0
00 Ret.FB-ExistSNCR_ACI_DSI & DryFGD & HRI | 0 | 0 | 0 | 0 | 0 | 0 | 0 | 0
00 Ret.FB-ExistSNCR_ACI_DSI & HRI | 0 | 0 | 0 | 0 | 0 | 0 | 0 | 0
00 Ret.FB-ExistSNCR_DryFGD & HRI | 0 | 0 | 0 | 0 | 0 | 0 | 0 | 0
00 Ret.FB-ExistSNCR_DryFGD_ACI & HRI | 0 | 0 | 0 | 0 | 0 | 0 | 0 | 0
00 Ret.FB-ExistSNCR_DSI & ACI | 0 | 0 | 0 | 0 | 0 | 0 | 0 | 0
00 Ret.FB-ExistSNCR_DSI & ACI & DryFGD | 0 | 0 | 0 | 0 | 0 | 0 | 0 | 0
00 Ret.FB-ExistSNCR_DSI & ACI & DryFGD & HRI | 0 | 0 | 0 | 0 | 0 | 0 | 0 | 0
00 Ret.FB-ExistSNCR_DSI & ACI & HRI | 0 | 0 | 0 | 0 | 0 | 0 | 0 | 0
00 Ret.FB-ExistSNCR_DSI & DryFGD | 0 | 0 | 0 | 0 | 0 | 0 | 0 | 0
00 Ret.FB-ExistSNCR_DSI & DryFGD & HRI | 0 | 0 | 0 | 0 | 0 | 0 | 0 | 0
00 Ret.FB-ExistSNCR_DSI & HRI | 0 | 0 | 0 | 0 | 0 | 0 | 0 | 0
00 Ret.FB-ExistSNCR_WetFGD & ACI | 0 | 0 | 0 | 0 | 0 | 0 | 0 | 0
00 Ret.FB-ExistSNCR_WetFGD & HRI | 0 | 0 | 0 | 0 | 0 | 0 | 0 | 0
00 Ret.FB-ExistWetFGD_DSI & HRI | 0 | 0 | 0 | 0 | 0 | 0 | 0 | 0
00 Ret.FB-ExistWetFGD_DSI & SNCR | 0 | 0 | 0 | 0 | 0 | 0 | 0 | 0
00 Ret.FB-ExistWetFGD_DSI & SNCR & HRI | 0 | 0 | 0 | 0 | 0 | 0 | 0 | 0
00 Ret.FB-ExistWetFGD_SNCR & ACI & HRI | 0 | 0 | 0 | 0 | 0 | 0 | 0 | 0
00 Ret.FB-SNCR | 0 | 0 | 0 | 0 | 0 | 0 | 0 | 0
00 Ret.FB-SNCR & HRI | 0 | 0 | 0 | 0 | 0 | 0 | 0 | 0
00 Ret.Oil/Gas Steam SCR | 0 | 0 | 0 | 0 | 0 | 0 | 0 | 0
00 CC Retirement | 3826.4438 | 3894.2438 | 3894.2438 | 4223.6013 | 4223.6013 | 4223.6013 | 4223.6013 | 4223.6013
00 CT Retirement | 1979.6883 | 2488.6 | 2488.6 | 2833.2 | 3121.2 | 3121.2 | 3121.2 | 4280.0289
00 O/G Retirement | 8029.6057 | 8001.1571 | 8001.1571 | 8823.7682 | 9140.1817 | 9722.1817 | 10079.5169 | 11792.152
00 Coal Retirement | 44335.2532 | 46640.9532 | 48360.9532 | 54395.3243 | 60946.7243 | 64637.5674 | 67091.4766 | 92762.8202
00 IGCC Retirement | 913.2 | 913.2 | 913.2 | 913.2 | 913.2 | 913.2 | 1508.2 | 1508.2
00 Nuke Retirement | 3861 | 16443.9721 | 17562.9721 | 25095.9723 | 25225.1754 | 25225.1754 | 26348.1754 | 35135.0674
00 Biomass Retirement | 2981.7361 | 3283.9 | 3283.9 | 3283.9 | 3364.3 | 3364.3 | 3371.9 | 3392.9
00 Fossil_Other Retirement | 0 | 0 | 0 | 0 | 0 | 0 | 0 | 0
00 Fuel Cell Retirement | 0 | 0 | 0 | 0 | 0 | 0 | 0 | 0
00 Geothermal Retirement | 7.6 | 7.6 | 7.6 | 7.6 | 7.6 | 7.6 | 7.6 | 7.6
00 Hydro Retirement | 0 | 0 | 0 | 0 | 0 | 0 | 0 | 0
00 Landfill Gas Retirement | 0 | 0 | 0 | 0 | 0 | 0 | 0 | 0
00 Non Fossil_Other Retirement | 0 | 0 | 0 | 0 | 0 | 0 | 0 | 0
Total | 1107376.217 | 1135504.3243 | 1164491.633 | 1270055.82 | 1323949.1777 | 1391649.4459 | 1509730.7181 | 1669393.4274
11. Capacity Additions and Changes by Capacity Reporting Type [MW]
00 New Combined Cycle | 12684.5 | 1146 | 1572.0794 | 1615.8785 | 20544.4154 | 20998.7608 | 23069.4194 | 23417.8505
00 New Combined Cycle with Carbon Capture | 0 | 0 | 0 | 0 | 0 | 0 | 0 | 0
00 New Combustion Turbine | 3952.7445 | 0 | 810.7317 | 138.7028 | 11463.5505 | 10332.3137 | 11436.2599 | 26241.7475
00 New Hydro | 6497.4284 | 1874.9439 | 357.2882 | 134.0028 | 464.8994 | 238.2354 | 0 | 0
00 New Nuclear | 0 | 0 | 0 | 0 | 0 | 0 | 0 | 0
00 New Biomass | 217.9 | 0 | 0 | 0 | 0 | 0 | 0 | 0
00 New Geothermal | 480.3384 | 89.3017 | 10.8875 | 0 | 0 | 0 | 0 | 0
00 New Landfill Gas | 36.2 | 0 | 0 | 0 | 0 | 0 | 0 | 0
00 New Battery Storage | 1144.9526 | 0 | 2652.9474 | 6493.5038 | 3696.3444 | 14164.0837 | 4598.4663 | 18605.0692
00 New Offshore Wind | 0 | 368 | 0 | 8300 | 9000 | 0 | 3596.6209 | 22909.2752
00 New Onshore Wind | 33941 | 6412.126 | 6111.6526 | 44361.1893 | 629.837 | 8916.4813 | 50584.0664 | 29719.3759
00 New Solar PV | 25855 | 18406 | 18406 | 46015 | 8094.3109 | 17742.2934 | 31289.9431 | 42465.7353
00 New Solar Thermal | 0 | 0 | 0 | 0 | 0 | 0 | 0 | 0
00 New Fuel Cell | 35 | 0 | 0 | 0 | 0 | 0 | 0 | 0
00 New Ultrasupercritical Coal without CCS | 0 | 0 | 0 | 0 | 0 | 0 | 0 | 0
00 New Ultrasupercritical Coal with 30% CCS | 0 | 0 | 0 | 0 | 0 | 0 | 0 | 0
00 New Ultrasupercritical Coal with 90% CCS | 0 | 0 | 0 | 0 | 0 | 0 | 0 | 0
00 Exist Combined Cycle | 0 | 0 | 0 | 0 | 0 | 0 | 0 | 0
00 Exist Combustion Turbine | 0 | 0 | 0 | 0 | 0 | 0 | 0 | 0
00 Exist Coal Steam_Uncontrolled | 0 | 0 | 0 | 0 | 0 | 0 | 0 | 0
00 Exist Coal Steam_ACI | 0 | 0 | 0 | 0 | 0 | 0 | 0 | 0
00 Exist Coal Steam_ACI_DSI | 0 | 0 | 0 | 0 | 0 | 0 | 0 | 0
00 Exist Coal Steam_DryFGD | 0 | 0 | 0 | 0 | 0 | 0 | 0 | 0
00 Exist Coal Steam_DryFGD_ACI | 0 | 0 | 0 | 0 | 0 | 0 | 0 | 0
00 Exist Coal Steam_DryFGD_ACI_DSI | 0 | 0 | 0 | 0 | 0 | 0 | 0 | 0
00 Exist Coal Steam_DryFGD_SCR | 0 | 0 | 0 | 0 | 0 | 0 | 0 | 0
00 Exist Coal Steam_DryFGD_SCR_ACI | 0 | 0 | 0 | 0 | 0 | 0 | 0 | 0
00 Exist Coal Steam_DryFGD_SCR_DSI | 0 | 0 | 0 | 0 | 0 | 0 | 0 | 0
00 Exist Coal Steam_DryFGD_SCR_ACI_DSI | 0 | 0 | 0 | 0 | 0 | 0 | 0 | 0
00 Exist Coal Steam_DryFGD_SNCR | 0 | 0 | 0 | 0 | 0 | 0 | 0 | 0
00 Exist Coal Steam_DryFGD_SNCR_ACI | 0 | 0 | 0 | 0 | 0 | 0 | 0 | 0
00 Exist Coal Steam_DryFGD_SNCR_ACI_DSI | 0 | 0 | 0 | 0 | 0 | 0 | 0 | 0
00 Exist Coal Steam_DSI | 0 | 0 | 0 | 0 | 0 | 0 | 0 | 0
00 Exist Coal Steam_SCR_ACI | 0 | 0 | 0 | 0 | 0 | 0 | 0 | 0
00 Exist Coal Steam_SCR_ACI_DSI | 0 | 0 | 0 | 0 | 0 | 0 | 0 | 0
00 Exist Coal Steam_SNCR | 0 | 0 | 0 | 0 | 0 | 0 | 0 | 0
00 Exist Coal Steam_SNCR_ACI | 0 | 0 | 0 | 0 | 0 | 0 | 0 | 0
00 Exist Coal Steam_SNCR_ACI_DSI | 0 | 0 | 0 | 0 | 0 | 0 | 0 | 0
00 Exist Coal Steam_WetFGD | 0 | 0 | 0 | 0 | 0 | 0 | 0 | 0
00 Exist Coal Steam_WetFGD_ACI | 0 | 0 | 0 | 0 | 0 | 0 | 0 | 0
00 Exist Coal Steam_WetFGD_ACI_DSI | 0 | 0 | 0 | 0 | 0 | 0 | 0 | 0
00 Exist Coal Steam_WetFGD_DSI | 0 | 0 | 0 | 0 | 0 | 0 | 0 | 0
00 Exist Coal Steam_WetFGD_SCR | 0 | 0 | 0 | 0 | 0 | 0 | 0 | 0
00 Exist Coal Steam_WetFGD_SCR_DSI | 0 | 0 | 0 | 0 | 0 | 0 | 0 | 0
00 Exist Coal Steam_WetFGD_SCR_ACI | 0 | 0 | 0 | 0 | 0 | 0 | 0 | 0
00 Exist Coal Steam_WetFGD_SCR_ACI_DSI | 0 | 0 | 0 | 0 | 0 | 0 | 0 | 0
00 Exist Coal Steam_WetFGD_SNCR | 0 | 0 | 0 | 0 | 0 | 0 | 0 | 0
00 Exist Coal Steam_WetFGD_SNCR_ACI | 0 | 0 | 0 | 0 | 0 | 0 | 0 | 0
00 Exist Coal Steam_WetFGD_SNCR_ACI_DSI | 0 | 0 | 0 | 0 | 0 | 0 | 0 | 0
00 Exist FBC_Uncontrolled | 0 | 0 | 0 | 0 | 0 | 0 | 0 | 0
00 Exist FBC_WetFGD_SNCR | 0 | 0 | 0 | 0 | 0 | 0 | 0 | 0
00 Exist FBC_WetFGD_DSI | 0 | 0 | 0 | 0 | 0 | 0 | 0 | 0
00 Exist FBC_ACI | 0 | 0 | 0 | 0 | 0 | 0 | 0 | 0
00 Exist FBC_ACI_DSI | 0 | 0 | 0 | 0 | 0 | 0 | 0 | 0
00 Exist FBC_DryFGD_ACI | 0 | 0 | 0 | 0 | 0 | 0 | 0 | 0
00 Exist FBC_DryFGD_DSI | 0 | 0 | 0 | 0 | 0 | 0 | 0 | 0
00 Exist FBC_DryFGD_SNCR | 0 | 0 | 0 | 0 | 0 | 0 | 0 | 0
00 Exist FBC_DryFGD_SNCR_ACI | 0 | 0 | 0 | 0 | 0 | 0 | 0 | 0
00 Exist FBC_DryFGD_SNCR_ACI_DSI | 0 | 0 | 0 | 0 | 0 | 0 | 0 | 0
00 Exist FBC_DryFGD_SNCR_DSI | 0 | 0 | 0 | 0 | 0 | 0 | 0 | 0
00 Exist FBC_DSI | 0 | 0 | 0 | 0 | 0 | 0 | 0 | 0
00 Exist FBC_SNCR | 0 | 0 | 0 | 0 | 0 | 0 | 0 | 0
00 Exist FBC_SNCR_ACI | 0 | 0 | 0 | 0 | 0 | 0 | 0 | 0
00 Exist FBC_SNCR_ACI_DSI | 0 | 0 | 0 | 0 | 0 | 0 | 0 | 0
00 Exist FBC_SNCR_DSI | 0 | 0 | 0 | 0 | 0 | 0 | 0 | 0
00 Exist IGCC | 0 | 0 | 0 | 0 | 0 | 0 | 0 | 0
00 Exist Fossil_Other | 0 | 0 | 0 | 0 | 0 | 0 | 0 | 0
00 Exist Fuel Cell | 0 | 0 | 0 | 0 | 0 | 0 | 0 | 0
00 Exist Hydro | 0 | 0 | 0 | 0 | 0 | 0 | 0 | 0
00 Exist Non Fossil_Other | 0 | 0 | 0 | 0 | 0 | 0 | 0 | 0
00 Exist Nuclear | 0 | 0 | 0 | 0 | 0 | 0 | 0 | 0
00 International Imports | 0 | 0 | 0 | 0 | 0 | 0 | 0 | 0
00 Exist Oil/Gas Steam | 0 | 0 | 0 | 0 | 0 | 0 | 0 | 0
00 Exist Oil/Gas Steam_SCR | 0 | 0 | 0 | 0 | 0 | 0 | 0 | 0
00 Exist Oil/Gas Steam_SNCR | 0 | 0 | 0 | 0 | 0 | 0 | 0 | 0
00 Exist Biomass | 0 | 0 | 0 | 0 | 0 | 0 | 0 | 0
00 Exist Landfill Gas | 0 | 0 | 0 | 0 | 0 | 0 | 0 | 0
00 Exist Geothermal | 0 | 0 | 0 | 0 | 0 | 0 | 0 | 0
00 Exist Pump Storage | 0 | 0 | 0 | 0 | 0 | 0 | 0 | 0
00 Exist Energy Storage | 0 | 0 | 0 | 0 | 0 | 0 | 0 | 0
00 Exist Solar PV | 0 | 0 | 0 | 0 | 0 | 0 | 0 | 0
00 Exist Solar Thermal | 0 | 0 | 0 | 0 | 0 | 0 | 0 | 0
00 Exist Offshore Wind | 0 | 0 | 0 | 0 | 0 | 0 | 0 | 0
00 Exist Onshore Wind | 0 | 0 | 0 | 0 | 0 | 0 | 0 | 0
00 Ret.ACI | 0 | 0 | 0 | 0 | 0 | 0 | 0 | 0
00 Ret.ACI & DryFGD | 0 | 0 | 0 | 0 | 0 | 0 | 0 | 0
00 Ret.ACI & DryFGD & HRI | 0 | 0 | 0 | 0 | 0 | 0 | 0 | 0
00 Ret.ACI & DSI | 0 | 0 | 0 | 0 | 0 | 0 | 0 | 0
00 Ret.ACI & DSI & DryFGD | 0 | 0 | 0 | 0 | 0 | 0 | 0 | 0
00 Ret.ACI & DSI & DryFGD & HRI | 0 | 0 | 0 | 0 | 0 | 0 | 0 | 0
00 Ret.ACI & DSI & HRI | 0 | 0 | 0 | 0 | 0 | 0 | 0 | 0
00 Ret.ACI & DSI & WetFGD & HRI | 0 | 0 | 0 | 0 | 0 | 0 | 0 | 0
00 Ret.ACI & HRI | 0 | 0 | 0 | 0 | 0 | 0 | 0 | 0
00 Ret.ACI & SCR | 0 | 0 | 0 | 0 | 0 | 0 | 0 | 0
00 Ret.ACI & SCR & DryFGD & HRI | 0 | 0 | 0 | 0 | 0 | 0 | 0 | 0
00 Ret.ACI & SCR & DSI | 0 | 0 | 0 | 0 | 0 | 0 | 0 | 0
00 Ret.ACI & SCR & DSI & DryFGD | 0 | 0 | 0 | 0 | 0 | 0 | 0 | 0
00 Ret.ACI & SCR & DSI & DryFGD & HRI | 0 | 0 | 0 | 0 | 0 | 0 | 0 | 0
00 Ret.ACI & SCR & DSI & HRI | 0 | 0 | 0 | 0 | 0 | 0 | 0 | 0
00 Ret.ACI & SCR & DSI & WetFGD | 0 | 0 | 0 | 0 | 0 | 0 | 0 | 0
00 Ret.ACI & SCR & DSI & WetFGD & HRI | 0 | 0 | 0 | 0 | 0 | 0 | 0 | 0
00 Ret.ACI & SCR & HRI | 0 | 0 | 0 | 0 | 0 | 0 | 0 | 0
00 Ret.ACI & SCR & WetFGD & HRI | 0 | 0 | 0 | 0 | 0 | 0 | 0 | 0
00 Ret.ACI & SNCR | 0 | 0 | 0 | 0 | 0 | 0 | 0 | 0
00 Ret.ACI & SNCR & DSI | 0 | 0 | 0 | 0 | 0 | 0 | 0 | 0
00 Ret.ACI & SNCR & DSI & DryFGD | 0 | 0 | 0 | 0 | 0 | 0 | 0 | 0
00 Ret.ACI & SNCR & DSI & DryFGD & HRI | 0 | 0 | 0 | 0 | 0 | 0 | 0 | 0
00 Ret.ACI & SNCR & DSI & HRI | 0 | 0 | 0 | 0 | 0 | 0 | 0 | 0
00 Ret.ACI & SNCR & DSI & WetFGD | 0 | 0 | 0 | 0 | 0 | 0 | 0 | 0
00 Ret.ACI & SNCR & DSI & WetFGD & HRI | 0 | 0 | 0 | 0 | 0 | 0 | 0 | 0
00 Ret.ACI & SNCR & HRI | 0 | 0 | 0 | 0 | 0 | 0 | 0 | 0
00 Ret.ACI & WetFGD | 0 | 0 | 0 | 0 | 0 | 0 | 0 | 0
00 Ret.ACI & WetFGD & DSI | 0 | 0 | 0 | 0 | 0 | 0 | 0 | 0
00 Ret.ACI & WetFGD & HRI | 0 | 0 | 0 | 0 | 0 | 0 | 0 | 0
00 Ret.C2G | 2195 | 314 | 420 | 0 | 0 | 0 | 0 | 0
00 Ret.C2G & SCR | 0 | 0 | 0 | 0 | 0 | 0 | 0 | 0
00 Ret.CCG | 0 | 0 | 0 | 0 | 0 | 0 | 0 | 0
00 Ret.DryFGD | 0 | 0 | 0 | 0 | 0 | 0 | 0 | 0
00 Ret.DryFGD & CCS | 0 | 0 | 0 | 0 | 0 | 0 | 0 | 0
00 Ret.DryFGD & HRI | 0 | 0 | 0 | 0 | 0 | 0 | 0 | 0
00 Ret.DSI | 0 | 0 | 0 | 0 | 0 | 0 | 0 | 0
00 Ret.DSI & DryFGD | 0 | 0 | 0 | 0 | 0 | 0 | 0 | 0
00 Ret.DSI & DryFGD & HRI | 0 | 0 | 0 | 0 | 0 | 0 | 0 | 0
00 Ret.DSI & HRI | 0 | 0 | 0 | 0 | 0 | 0 | 0 | 0
00 Ret.DSI & WetFGD | 0 | 0 | 0 | 0 | 0 | 0 | 0 | 0
00 Ret.DSI & WetFGD & HRI | 0 | 0 | 0 | 0 | 0 | 0 | 0 | 0
00 Ret.ExistACI & DryFGD | 0 | 0 | 0 | 0 | 0 | 0 | 0 | 0
00 Ret.ExistACI & DryFGD & CCS | 0 | 0 | 0 | 0 | 0 | 0 | 0 | 0
00 Ret.ExistACI & DryFGD & HRI | 0 | 0 | 0 | 0 | 0 | 0 | 0 | 0
00 Ret.ExistACI & DryFGD & HRI & CCS | 0 | 0 | 0 | 0 | 0 | 0 | 0 | 0
00 Ret.ExistACI & DSI | 0 | 0 | 0 | 0 | 0 | 0 | 0 | 0
00 Ret.ExistACI & DSI & DryFGD | 0 | 0 | 0 | 0 | 0 | 0 | 0 | 0
00 Ret.ExistACI & DSI & DryFGD & HRI | 0 | 0 | 0 | 0 | 0 | 0 | 0 | 0
00 Ret.ExistACI & DSI & HRI | 0 | 0 | 0 | 0 | 0 | 0 | 0 | 0
00 Ret.ExistACI & DSI & WetFGD | 0 | 0 | 0 | 0 | 0 | 0 | 0 | 0
00 Ret.ExistACI & DSI & WetFGD & HRI | 0 | 0 | 0 | 0 | 0 | 0 | 0 | 0
00 Ret.ExistACI & HRI | 0 | 0 | 0 | 0 | 0 | 0 | 0 | 0
00 Ret.ExistACI & HRI & WetFGD | 0 | 0 | 0 | 0 | 0 | 0 | 0 | 0
00 Ret.ExistACI & SCR | 0 | 0 | 0 | 0 | 0 | 0 | 0 | 0
00 Ret.ExistACI & SCR & DryFGD | 0 | 0 | 0 | 0 | 0 | 0 | 0 | 0
00 Ret.ExistACI & SCR & DryFGD & CCS | 0 | 0 | 0 | 0 | 0 | 0 | 0 | 0
00 Ret.ExistACI & SCR & DryFGD & HRI | 0 | 0 | 0 | 0 | 0 | 0 | 0 | 0
00 Ret.ExistACI & SCR & DryFGD & HRI & CCS | 0 | 0 | 0 | 0 | 0 | 0 | 0 | 0
00 Ret.ExistACI & SCR & DSI | 0 | 0 | 0 | 0 | 0 | 0 | 0 | 0
00 Ret.ExistACI & SCR & DSI & DryFGD | 0 | 0 | 0 | 0 | 0 | 0 | 0 | 0
00 Ret.ExistACI & SCR & DSI & DryFGD & HRI | 0 | 0 | 0 | 0 | 0 | 0 | 0 | 0
00 Ret.ExistACI & SCR & DSI & HRI | 0 | 0 | 0 | 0 | 0 | 0 | 0 | 0
00 Ret.ExistACI & SCR & HRI | 0 | 0 | 0 | 0 | 0 | 0 | 0 | 0
00 Ret.ExistACI & SCR & WetFGD | 0 | 0 | 0 | 0 | 0 | 0 | 0 | 0
00 Ret.ExistACI & SCR & WetFGD & CCS | 0 | 0 | 0 | 0 | 0 | 0 | 0 | 0
00 Ret.ExistACI & SCR & WetFGD & HRI | 0 | 0 | 0 | 0 | 0 | 0 | 0 | 0
00 Ret.ExistACI & SCR & WetFGD & HRI & CCS | 0 | 0 | 0 | 0 | 0 | 0 | 0 | 0
00 Ret.ExistACI & SNCR | 0 | 0 | 0 | 0 | 0 | 0 | 0 | 0
00 Ret.ExistACI & SNCR & DryFGD | 0 | 0 | 0 | 0 | 0 | 0 | 0 | 0
00 Ret.ExistACI & SNCR & DryFGD & CCS | 0 | 0 | 0 | 0 | 0 | 0 | 0 | 0
00 Ret.ExistACI & SNCR & DryFGD & HRI | 0 | 0 | 0 | 0 | 0 | 0 | 0 | 0
00 Ret.ExistACI & SNCR & DryFGD & HRI & CCS | 0 | 0 | 0 | 0 | 0 | 0 | 0 | 0
00 Ret.ExistACI & SNCR & DSI | 0 | 0 | 0 | 0 | 0 | 0 | 0 | 0
00 Ret.ExistACI & SNCR & DSI & HRI | 0 | 0 | 0 | 0 | 0 | 0 | 0 | 0
00 Ret.ExistACI & SNCR & HRI | 0 | 0 | 0 | 0 | 0 | 0 | 0 | 0
00 Ret.ExistACI & SNCR & WetFGD | 0 | 0 | 0 | 0 | 0 | 0 | 0 | 0
00 Ret.ExistACI & SNCR & WetFGD & CCS | 0 | 0 | 0 | 0 | 0 | 0 | 0 | 0
00 Ret.ExistACI & SNCR & WetFGD & HRI | 0 | 0 | 0 | 0 | 0 | 0 | 0 | 0
00 Ret.ExistACI & SNCR & WetFGD & HRI & CCS | 0 | 0 | 0 | 0 | 0 | 0 | 0 | 0
00 Ret.ExistACI & WetFGD | 291.869 | 56.9589 | 1.3442 | 0 | 0 | 0 | 0 | 0
00 Ret.ExistACI & WetFGD & CCS | 0 | 0 | 0 | 0 | 0 | 0 | 0 | 0
00 Ret.ExistACI & WetFGD & HRI & CCS | 0 | 0 | 0 | 0 | 0 | 0 | 0 | 0
00 Ret.ExistACI_DSI & DryFGD | 0 | 0 | 0 | 0 | 0 | 0 | 0 | 0
00 Ret.ExistACI_DSI & DryFGD & CCS | 0 | 0 | 0 | 0 | 0 | 0 | 0 | 0
00 Ret.ExistACI_DSI & DryFGD & HRI | 0 | 0 | 0 | 0 | 0 | 0 | 0 | 0
00 Ret.ExistACI_DSI & DryFGD & HRI & CCS | 0 | 0 | 0 | 0 | 0 | 0 | 0 | 0
00 Ret.ExistACI_DSI & HRI | 0 | 0 | 0 | 0 | 0 | 0 | 0 | 0
00 Ret.ExistACI_DSI & SCR | 0 | 0 | 0 | 0 | 0 | 0 | 0 | 0
00 Ret.ExistACI_DSI & SCR & DryFGD | 0 | 0 | 0 | 0 | 0 | 0 | 0 | 0
00 Ret.ExistACI_DSI & SCR & DryFGD & CCS | 0 | 0 | 0 | 0 | 0 | 0 | 0 | 0
00 Ret.ExistACI_DSI & SCR & DryFGD & HRI | 0 | 0 | 0 | 0 | 0 | 0 | 0 | 0
00 Ret.ExistACI_DSI & SCR & DryFGD & HRI & CCS | 0 | 0 | 0 | 0 | 0 | 0 | 0 | 0
00 Ret.ExistACI_DSI & SCR & HRI | 0 | 0 | 0 | 0 | 0 | 0 | 0 | 0
00 Ret.ExistACI_DSI & SCR & WetFGD | 0 | 0 | 0 | 0 | 0 | 0 | 0 | 0
00 Ret.ExistACI_DSI & SCR & WetFGD & CCS | 0 | 0 | 0 | 0 | 0 | 0 | 0 | 0
00 Ret.ExistACI_DSI & SCR & WetFGD & HRI | 0 | 0 | 0 | 0 | 0 | 0 | 0 | 0
00 Ret.ExistACI_DSI & SCR & WetFGD & HRI & CCS | 0 | 0 | 0 | 0 | 0 | 0 | 0 | 0
00 Ret.ExistACI_DSI & SNCR | 0 | 0 | 0 | 0 | 0 | 0 | 0 | 0
00 Ret.ExistACI_DSI & SNCR & DryFGD | 0 | 0 | 0 | 0 | 0 | 0 | 0 | 0
00 Ret.ExistACI_DSI & SNCR & DryFGD & HRI & CCS | 0 | 0 | 0 | 0 | 0 | 0 | 0 | 0
00 Ret.ExistACI_DSI & SNCR & DryFGD & HRI | 0 | 0 | 0 | 0 | 0 | 0 | 0 | 0
00 Ret.ExistACI_DSI & SNCR & WetFGD & HRI & CCS | 0 | 0 | 0 | 0 | 0 | 0 | 0 | 0
00 Ret.ExistACI_DSI & SNCR & HRI | 0 | 0 | 0 | 0 | 0 | 0 | 0 | 0
00 Ret.ExistACI_DSI & SNCR & WetFGD | 0 | 0 | 0 | 0 | 0 | 0 | 0 | 0
00 Ret.ExistACI_DSI & SNCR & WetFGD & HRI | 0 | 0 | 0 | 0 | 0 | 0 | 0 | 0
00 Ret.ExistACI_DSI & WetFGD | 0 | 0 | 0 | 0 | 0 | 0 | 0 | 0
00 Ret.ExistACI_DSI & WetFGD & CCS | 0 | 0 | 0 | 0 | 0 | 0 | 0 | 0
00 Ret.ExistACI_DSI & WetFGD & HRI | 0 | 0 | 0 | 0 | 0 | 0 | 0 | 0
00 Ret.ExistACI_DSI & WetFGD & HRI & CCS | 0 | 0 | 0 | 0 | 0 | 0 | 0 | 0
00 Ret.ExistDryFGD & ACI | 0 | 0 | 0 | 0 | 0 | 0 | 0 | 0
00 Ret.ExistDryFGD & ACI & CCS | 0 | 0 | 0 | 0 | 0 | 0 | 0 | 0
00 Ret.ExistDryFGD & ACI & HRI | 0 | 0 | 0 | 0 | 0 | 0 | 0 | 0
00 Ret.ExistDryFGD & ACI & HRI & CCS | 0 | 0 | 0 | 0 | 0 | 0 | 0 | 0
00 Ret.ExistDryFGD & ACI & SCR | 0 | 0 | 0 | 0 | 0 | 0 | 0 | 0
00 Ret.ExistDryFGD & ACI & SCR & CCS | 0 | 0 | 0 | 0 | 0 | 0 | 0 | 0
00 Ret.ExistDryFGD & ACI & SCR & HRI | 0 | 0 | 0 | 0 | 0 | 0 | 0 | 0
00 Ret.ExistDryFGD & ACI & SCR & HRI & CCS | 0 | 0 | 0 | 0 | 0 | 0 | 0 | 0
00 Ret.ExistDryFGD & ACI & SNCR | 0 | 0 | 0 | 0 | 0 | 0 | 0 | 0
00 Ret.ExistDryFGD & ACI & SNCR & HRI | 0 | 0 | 0 | 0 | 0 | 0 | 0 | 0
00 Ret.ExistDryFGD & ACI & SNCR & HRI & CCS | 0 | 0 | 0 | 0 | 0 | 0 | 0 | 0
00 Ret.ExistDryFGD & CCS | 0 | 0 | 0 | 0 | 0 | 0 | 0 | 0
00 Ret.ExistDryFGD & HRI | 0 | 0 | 0 | 0 | 0 | 0 | 0 | 0
00 Ret.ExistDryFGD & HRI & CCS | 0 | 0 | 0 | 0 | 0 | 0 | 0 | 0
00 Ret.ExistDryFGD & SCR | 0 | 0 | 0 | 0 | 0 | 0 | 0 | 0
00 Ret.ExistDryFGD & SCR & CCS | 0 | 0 | 0 | 0 | 0 | 0 | 0 | 0
00 Ret.ExistDryFGD & SCR & HRI | 0 | 0 | 0 | 0 | 0 | 0 | 0 | 0
00 Ret.ExistDryFGD & SCR & HRI & CCS | 0 | 0 | 0 | 0 | 0 | 0 | 0 | 0
00 Ret.ExistDryFGD & SNCR | 0 | 0 | 0 | 0 | 0 | 0 | 0 | 0
00 Ret.ExistDryFGD & SNCR & CCS | 0 | 0 | 0 | 0 | 0 | 0 | 0 | 0
00 Ret.ExistDryFGD & SNCR & HRI | 0 | 0 | 0 | 0 | 0 | 0 | 0 | 0
00 Ret.ExistDryFGD & SNCR & HRI & CCS | 0 | 0 | 0 | 0 | 0 | 0 | 0 | 0
00 Ret.ExistDryFGD_ACI & CCS | 0 | 0 | 0 | 0 | 0 | 0 | 0 | 0
00 Ret.ExistDryFGD_ACI & HRI | 0 | 0 | 0 | 0 | 0 | 0 | 0 | 0
00 Ret.ExistDryFGD_ACI & HRI & CCS | 0 | 0 | 0 | 0 | 0 | 0 | 0 | 0
00 Ret.ExistDryFGD_ACI & SCR | 175.0289 | 0 | 0 | 0 | 0 | 0 | 0 | 0
00 Ret.ExistDryFGD_ACI & SCR & CCS | 0 | 0 | 0 | 0 | 0 | 0 | 0 | 0
00 Ret.ExistDryFGD_ACI & SCR & HRI | 0 | 0 | 0 | 0 | 0 | 0 | 0 | 0
00 Ret.ExistDryFGD_ACI & SCR & HRI & CCS | 0 | 0 | 0 | 0 | 0 | 0 | 0 | 0
00 Ret.ExistDryFGD_ACI & SNCR | 1015.715 | 0 | 0 | 0 | 0 | 0 | 0 | 0
00 Ret.ExistDryFGD_ACI & SNCR & CCS | 0 | 0 | 0 | 0 | 0 | 0 | 0 | 0
00 Ret.ExistDryFGD_ACI & SNCR & HRI | 0 | 0 | 0 | 0 | 0 | 0 | 0 | 0
00 Ret.ExistDryFGD_ACI & SNCR & HRI & CCS | 0 | 0 | 0 | 0 | 0 | 0 | 0 | 0
00 Ret.ExistDryFGD_ACI_DSI & HRI | 0 | 0 | 0 | 0 | 0 | 0 | 0 | 0
00 Ret.ExistDryFGD_ACI_DSI & SCR | 0 | 0 | 0 | 0 | 0 | 0 | 0 | 0
00 Ret.ExistDryFGD_ACI_DSI & SCR & CCS | 0 | 0 | 0 | 0 | 0 | 0 | 0 | 0
00 Ret.ExistDryFGD_ACI_DSI & SCR & HRI | 0 | 0 | 0 | 0 | 0 | 0 | 0 | 0
00 Ret.ExistDryFGD_ACI_DSI & SCR & HRI & CCS | 0 | 0 | 0 | 0 | 0 | 0 | 0 | 0
00 Ret.ExistDryFGD_ACI_DSI & SNCR | 0 | 0 | 0 | 0 | 0 | 0 | 0 | 0
00 Ret.ExistDryFGD_ACI_DSI & SNCR & HRI | 0 | 0 | 0 | 0 | 0 | 0 | 0 | 0
00 Ret.ExistDryFGD_SCR & ACI & CCS | 0 | 0 | 0 | 0 | 0 | 0 | 0 | 0
00 Ret.ExistDryFGD_DSI & HRI | 0 | 0 | 0 | 0 | 0 | 0 | 0 | 0
00 Ret.ExistDryFGD_SCR & ACI & HRI | 0 | 0 | 0 | 0 | 0 | 0 | 0 | 0
00 Ret.ExistDryFGD_SCR & ACI & HRI & CCS | 0 | 0 | 0 | 0 | 0 | 0 | 0 | 0
00 Ret.ExistDryFGD_SCR & CCS | 0 | 0 | 0 | 0 | 0 | 0 | 0 | 0
00 Ret.ExistDryFGD_SCR_DSI & ACI & HRI | 0 | 0 | 0 | 0 | 0 | 0 | 0 | 0
00 Ret.ExistDryFGD_SNCR_ACI_DSI & CCS | 0 | 0 | 0 | 0 | 0 | 0 | 0 | 0
00 Ret.ExistDryFGD_SNCR_ACI_DSI & HRI | 0 | 0 | 0 | 0 | 0 | 0 | 0 | 0
00 Ret.ExistDryFGD_SNCR_ACI_DSI & HRI & CCS | 0 | 0 | 0 | 0 | 0 | 0 | 0 | 0
00 Ret.ExistDSI & ACI | 0 | 0 | 0 | 0 | 0 | 0 | 0 | 0
00 Ret.ExistDSI & ACI & HRI | 0 | 0 | 0 | 0 | 0 | 0 | 0 | 0
00 Ret.ExistDSI & ACI & SCR | 0 | 0 | 0 | 0 | 0 | 0 | 0 | 0
00 Ret.ExistDSI & ACI & SCR & DryFGD & HRI | 0 | 0 | 0 | 0 | 0 | 0 | 0 | 0
00 Ret.ExistDSI & ACI & SCR & HRI | 0 | 0 | 0 | 0 | 0 | 0 | 0 | 0
00 Ret.ExistDSI & ACI & SCR & WetFGD & HRI | 0 | 0 | 0 | 0 | 0 | 0 | 0 | 0
00 Ret.ExistDSI & DryFGD | 0 | 0 | 0 | 0 | 0 | 0 | 0 | 0
00 Ret.ExistDSI & DryFGD & ACI | 0 | 0 | 0 | 0 | 0 | 0 | 0 | 0
00 Ret.ExistDSI & DryFGD & ACI & HRI | 0 | 0 | 0 | 0 | 0 | 0 | 0 | 0
00 Ret.ExistDSI & DryFGD & HRI | 0 | 0 | 0 | 0 | 0 | 0 | 0 | 0
00 Ret.ExistDSI & HRI | 0 | 0 | 0 | 0 | 0 | 0 | 0 | 0
00 Ret.ExistDSI & SCR | 0 | 0 | 0 | 0 | 0 | 0 | 0 | 0
00 Ret.ExistDSI & SCR & DryFGD | 0 | 0 | 0 | 0 | 0 | 0 | 0 | 0
00 Ret.ExistDSI & SCR & DryFGD & ACI | 0 | 0 | 0 | 0 | 0 | 0 | 0 | 0
00 Ret.ExistDSI & SCR & DryFGD & HRI | 0 | 0 | 0 | 0 | 0 | 0 | 0 | 0
00 Ret.ExistDSI & SCR & HRI | 0 | 0 | 0 | 0 | 0 | 0 | 0 | 0
00 Ret.ExistDSI & SCR & WetFGD | 0 | 0 | 0 | 0 | 0 | 0 | 0 | 0
00 Ret.ExistDSI & SCR & WetFGD & ACI | 0 | 0 | 0 | 0 | 0 | 0 | 0 | 0
00 Ret.ExistDSI & SCR & WetFGD & HRI | 0 | 0 | 0 | 0 | 0 | 0 | 0 | 0
00 Ret.ExistDSI & SNCR | 0 | 0 | 0 | 0 | 0 | 0 | 0 | 0
00 Ret.ExistDSI & SNCR & ACI | 0 | 0 | 0 | 0 | 0 | 0 | 0 | 0
00 Ret.ExistDSI & SNCR & ACI & HRI | 0 | 0 | 0 | 0 | 0 | 0 | 0 | 0
00 Ret.ExistDSI & SNCR & DryFGD | 0 | 0 | 0 | 0 | 0 | 0 | 0 | 0
00 Ret.ExistDSI & SNCR & DryFGD & ACI | 0 | 0 | 0 | 0 | 0 | 0 | 0 | 0
00 Ret.ExistDSI & SNCR & DryFGD & ACI & HRI | 0 | 0 | 0 | 0 | 0 | 0 | 0 | 0
00 Ret.ExistDSI & SNCR & DryFGD & HRI | 0 | 0 | 0 | 0 | 0 | 0 | 0 | 0
00 Ret.ExistDSI & SNCR & HRI | 0 | 0 | 0 | 0 | 0 | 0 | 0 | 0
00 Ret.ExistDSI & SNCR & WetFGD | 0 | 0 | 0 | 0 | 0 | 0 | 0 | 0
00 Ret.ExistDSI & SNCR & WetFGD & ACI | 0 | 0 | 0 | 0 | 0 | 0 | 0 | 0
00 Ret.ExistDSI & SNCR & WetFGD & ACI & HRI | 0 | 0 | 0 | 0 | 0 | 0 | 0 | 0
00 Ret.ExistDSI & SNCR & WetFGD & HRI | 0 | 0 | 0 | 0 | 0 | 0 | 0 | 0
00 Ret.ExistDSI & WetFGD | 0 | 0 | 0 | 0 | 0 | 0 | 0 | 0
00 Ret.ExistDSI & WetFGD & ACI | 0 | 0 | 0 | 0 | 0 | 0 | 0 | 0
00 Ret.ExistDSI & WetFGD & ACI & HRI | 0 | 0 | 0 | 0 | 0 | 0 | 0 | 0
00 Ret.ExistDSI & WetFGD & HRI | 0 | 0 | 0 | 0 | 0 | 0 | 0 | 0
00 Ret.ExistDSI_ACI & SNCR & DryFGD & CCS | 0 | 0 | 0 | 0 | 0 | 0 | 0 | 0
00 Ret.ExistDSI_ACI & SNCR & WetFGD & CCS | 0 | 0 | 0 | 0 | 0 | 0 | 0 | 0
00 Ret.ExistSCR_ACI & DryFGD | 0 | 0 | 0 | 0 | 0 | 0 | 0 | 0
00 Ret.ExistSCR_ACI & DryFGD & CCS | 0 | 0 | 0 | 0 | 0 | 0 | 0 | 0
00 Ret.ExistSCR_ACI & DryFGD & HRI | 0 | 0 | 0 | 0 | 0 | 0 | 0 | 0
00 Ret.ExistSCR_ACI & DryFGD & HRI & CCS | 0 | 0 | 0 | 0 | 0 | 0 | 0 | 0
00 Ret.ExistSCR_ACI & DSI | 151.5 | 0 | 0 | 0 | 0 | 0 | 0 | 0
00 Ret.ExistSCR_ACI & DSI & HRI | 0 | 0 | 0 | 0 | 0 | 0 | 0 | 0
00 Ret.ExistSCR_ACI & HRI | 0 | 0 | 0 | 0 | 0 | 0 | 0 | 0
00 Ret.ExistSCR_ACI & WetFGD | 0 | 0 | 0 | 0 | 0 | 0 | 0 | 0
00 Ret.ExistSCR_ACI & WetFGD & CCS | 0 | 0 | 0 | 0 | 0 | 0 | 0 | 0
00 Ret.ExistSCR_ACI & WetFGD & HRI | 0 | 0 | 0 | 0 | 0 | 0 | 0 | 0
00 Ret.ExistSCR_ACI & WetFGD & HRI & CCS | 0 | 0 | 0 | 0 | 0 | 0 | 0 | 0
00 Ret.ExistSCR_ACI_DSI & DryFGD | 0 | 0 | 0 | 0 | 0 | 0 | 0 | 0
00 Ret.ExistSCR_ACI_DSI & DryFGD & HRI | 0 | 0 | 0 | 0 | 0 | 0 | 0 | 0
00 Ret.ExistSCR_ACI_DSI & HRI | 0 | 0 | 0 | 0 | 0 | 0 | 0 | 0
00 Ret.ExistSCR_ACI_DSI & WetFGD | 0 | 0 | 0 | 0 | 0 | 0 | 0 | 0
00 Ret.ExistSCR_ACI_DSI & WetFGD & HRI | 0 | 0 | 0 | 0 | 0 | 0 | 0 | 0
00 Ret.ExistSCR_DryFGD & ACI | 0 | 0 | 0 | 0 | 0 | 0 | 0 | 0
00 Ret.ExistSCR_DryFGD & HRI | 0 | 0 | 0 | 0 | 0 | 0 | 0 | 0
00 Ret.ExistSCR_DryFGD & HRI & CCS | 0 | 0 | 0 | 0 | 0 | 0 | 0 | 0
00 Ret.ExistSCR_DryFGD_ACI & CCS | 0 | 0 | 176.2032 | 0 | 0 | 0 | 0 | 0
00 Ret.ExistSCR_DryFGD_ACI & HRI | 0 | 0 | 0 | 0 | 0 | 0 | 0 | 0
00 Ret.ExistSCR_DryFGD_ACI & HRI & CCS | 0 | 0 | 0 | 0 | 0 | 0 | 0 | 0
00 Ret.ExistSCR_DryFGD_ACI_DSI & CCS | 0 | 0 | 0 | 0 | 0 | 0 | 0 | 0
00 Ret.ExistSCR_DryFGD_ACI_DSI & HRI | 0 | 0 | 0 | 0 | 0 | 0 | 0 | 0
00 Ret.ExistSCR_DryFGD_ACI_DSI & HRI & CCS | 0 | 0 | 0 | 0 | 0 | 0 | 0 | 0
00 Ret.ExistSCR_DryFGD_DSI & ACI | 0 | 0 | 0 | 0 | 0 | 0 | 0 | 0
00 Ret.ExistSCR_WetFGD & ACI | 0 | 0 | 0 | 0 | 0 | 0 | 0 | 0
00 Ret.ExistSCR_WetFGD & HRI | 0 | 0 | 0 | 0 | 0 | 0 | 0 | 0
00 Ret.ExistSCR_WetFGD & HRI & CCS | 0 | 0 | 0 | 0 | 0 | 0 | 0 | 0
00 Ret.ExistSCR_WetFGD_ACI & CCS | 0 | 0 | 635.2991 | 0 | 0 | 0 | 0 | 0
00 Ret.ExistSCR_WetFGD_ACI & HRI | 0 | 0 | 0 | 0 | 0 | 0 | 0 | 0
00 Ret.ExistSCR_WetFGD_ACI & HRI & CCS | 0 | 0 | 0 | 0 | 0 | 0 | 0 | 0
00 Ret.ExistSCR_WetFGD_ACI_DSI & CCS | 0 | 0 | 0 | 0 | 0 | 0 | 0 | 0
00 Ret.ExistSCR_WetFGD_ACI_DSI & HRI | 0 | 0 | 0 | 0 | 0 | 0 | 0 | 0
00 Ret.ExistSCR_WetFGD_ACI_DSI & HRI & CCS | 0 | 0 | 0 | 0 | 0 | 0 | 0 | 0
00 Ret.ExistSCR_WetFGD_DSI & ACI | 0 | 0 | 0 | 0 | 0 | 0 | 0 | 0
00 Ret.ExistSCR_WetFGD_DSI & HRI | 0 | 0 | 0 | 0 | 0 | 0 | 0 | 0
00 Ret.ExistSCR_WetFGD_DSI & HRI & CCS | 0 | 0 | 0 | 0 | 0 | 0 | 0 | 0
00 Ret.ExistSNCR_ACI & DryFGD | 0 | 0 | 0 | 0 | 0 | 0 | 0 | 0
00 Ret.ExistSNCR_ACI & DryFGD & CCS | 0 | 0 | 0 | 0 | 0 | 0 | 0 | 0
00 Ret.ExistSNCR_ACI & DryFGD & HRI | 0 | 0 | 0 | 0 | 0 | 0 | 0 | 0
00 Ret.ExistSNCR_ACI & DryFGD & HRI & CCS | 0 | 0 | 0 | 0 | 0 | 0 | 0 | 0
00 Ret.ExistSNCR_ACI & DSI & HRI | 0 | 0 | 0 | 0 | 0 | 0 | 0 | 0
00 Ret.ExistSNCR_ACI & HRI | 0 | 0 | 0 | 0 | 0 | 0 | 0 | 0
00 Ret.ExistSNCR_ACI & WetFGD | 0 | 0 | 0 | 0 | 0 | 0 | 0 | 0
00 Ret.ExistSNCR_ACI & WetFGD & CCS | 0 | 0 | 0 | 0 | 0 | 0 | 0 | 0
00 Ret.ExistSNCR_ACI & WetFGD & HRI | 0 | 0 | 0 | 0 | 0 | 0 | 0 | 0
00 Ret.ExistSNCR_ACI & WetFGD & HRI & CCS | 0 | 0 | 0 | 0 | 0 | 0 | 0 | 0
00 Ret.ExistSNCR_ACI_DSI & DryFGD | 0 | 0 | 0 | 0 | 0 | 0 | 0 | 0
00 Ret.ExistSNCR_ACI_DSI & DryFGD & CCS | 0 | 0 | 0 | 0 | 0 | 0 | 0 | 0
00 Ret.ExistSNCR_ACI_DSI & DryFGD & HRI | 0 | 0 | 0 | 0 | 0 | 0 | 0 | 0
00 Ret.ExistSNCR_ACI_DSI & DryFGD & HRI & CCS | 0 | 0 | 0 | 0 | 0 | 0 | 0 | 0
00 Ret.ExistSNCR_ACI_DSI & HRI | 0 | 0 | 0 | 0 | 0 | 0 | 0 | 0
00 Ret.ExistSNCR_ACI_DSI & WetFGD | 0 | 0 | 0 | 0 | 0 | 0 | 0 | 0
00 Ret.ExistSNCR_ACI_DSI & WetFGD & CCS | 0 | 0 | 0 | 0 | 0 | 0 | 0 | 0
00 Ret.ExistSNCR_ACI_DSI & WetFGD & HRI | 0 | 0 | 0 | 0 | 0 | 0 | 0 | 0
00 Ret.ExistSNCR_ACI_DSI & WetFGD & HRI & CCS | 0 | 0 | 0 | 0 | 0 | 0 | 0 | 0
00 Ret.ExistSNCR_DryFGD & HRI | 0 | 0 | 0 | 0 | 0 | 0 | 0 | 0
00 Ret.ExistSNCR_DryFGD_ACI & CCS | 0 | 0 | 0 | 0 | 0 | 0 | 0 | 0
00 Ret.ExistSNCR_DryFGD_ACI & HRI | 0 | 0 | 0 | 0 | 0 | 0 | 0 | 0
00 Ret.ExistSNCR_DryFGD_ACI & HRI & CCS | 0 | 0 | 0 | 0 | 0 | 0 | 0 | 0
00 Ret.ExistSNCR_WetFGD & ACI | 0 | 0 | 0 | 0 | 0 | 0 | 0 | 0
00 Ret.ExistSNCR_WetFGD & HRI | 0 | 0 | 0 | 0 | 0 | 0 | 0 | 0
00 Ret.ExistSNCR_WetFGD & HRI & CCS | 0 | 0 | 0 | 0 | 0 | 0 | 0 | 0
00 Ret.ExistSNCR_WetFGD_ACI & CCS | 0 | 0 | 206.8287 | 0 | 0 | 0 | 0 | 0
00 Ret.ExistSNCR_WetFGD_ACI & HRI | 0 | 0 | 0 | 0 | 0 | 0 | 0 | 0
00 Ret.ExistSNCR_WetFGD_ACI & HRI & CCS | 0 | 0 | 0 | 0 | 0 | 0 | 0 | 0
00 Ret.ExistSNCR_WetFGD_ACI_DSI & CCS | 0 | 0 | 0 | 0 | 0 | 0 | 0 | 0
00 Ret.ExistSNCR_WetFGD_ACI_DSI & HRI | 0 | 0 | 0 | 0 | 0 | 0 | 0 | 0
00 Ret.ExistSNCR_WetFGD_ACI_DSI & HRI & CCS | 0 | 0 | 0 | 0 | 0 | 0 | 0 | 0
00 Ret.ExistWetFGD & ACI | 0 | 0 | 0 | 0 | 0 | 0 | 0 | 0
00 Ret.ExistWetFGD & ACI & CCS | 0 | 0 | 0 | 0 | 0 | 0 | 0 | 0
00 Ret.ExistWetFGD & ACI & HRI | 0 | 0 | 0 | 0 | 0 | 0 | 0 | 0
00 Ret.ExistWetFGD & ACI & HRI & CCS | 0 | 0 | 0 | 0 | 0 | 0 | 0 | 0
00 Ret.ExistWetFGD & ACI & SCR | 0 | 0 | 0 | 0 | 0 | 0 | 0 | 0
00 Ret.ExistWetFGD & ACI & SCR & CCS | 0 | 0 | 0 | 0 | 0 | 0 | 0 | 0
00 Ret.ExistWetFGD & ACI & SCR & HRI | 0 | 0 | 0 | 0 | 0 | 0 | 0 | 0
00 Ret.ExistWetFGD & ACI & SCR & HRI & CCS | 0 | 0 | 0 | 0 | 0 | 0 | 0 | 0
00 Ret.ExistWetFGD & ACI & SNCR | 0 | 0 | 0 | 0 | 0 | 0 | 0 | 0
00 Ret.ExistWetFGD & ACI & SNCR & HRI | 0 | 0 | 0 | 0 | 0 | 0 | 0 | 0
00 Ret.ExistWetFGD & ACI & SNCR & HRI & CCS | 0 | 0 | 0 | 0 | 0 | 0 | 0 | 0
00 Ret.ExistWetFGD & CCS | 0 | 0 | 0 | 0 | 0 | 0 | 0 | 0
00 Ret.ExistWetFGD & HRI | 0 | 0 | 0 | 0 | 0 | 0 | 0 | 0
00 Ret.ExistWetFGD & HRI & CCS | 0 | 0 | 0 | 0 | 0 | 0 | 0 | 0
00 Ret.ExistWetFGD & SCR | 425.5335 | 0 | 0 | 0 | 0 | 0 | 0 | 0
00 Ret.ExistWetFGD & SCR & CCS | 0 | 0 | 0 | 0 | 0 | 0 | 0 | 0
00 Ret.ExistWetFGD & SCR & HRI | 0 | 0 | 0 | 0 | 0 | 0 | 0 | 0
00 Ret.ExistWetFGD & SCR & HRI & CCS | 0 | 0 | 0 | 0 | 0 | 0 | 0 | 0
00 Ret.ExistWetFGD & SNCR | 0 | 0 | 0 | 0 | 0 | 0 | 0 | 0
00 Ret.ExistWetFGD & SNCR & CCS | 0 | 0 | 0 | 0 | 0 | 0 | 0 | 0
00 Ret.ExistWetFGD & SNCR & HRI | 0 | 0 | 0 | 0 | 0 | 0 | 0 | 0
00 Ret.ExistWetFGD & SNCR & HRI & CCS | 0 | 0 | 0 | 0 | 0 | 0 | 0 | 0
00 Ret.ExistWetFGD_ACI & CCS | 0 | 0 | 77.4212 | 0 | 0 | 0 | 0 | 0
00 Ret.ExistWetFGD_ACI & HRI | 0 | 0 | 0 | 0 | 0 | 0 | 0 | 0
00 Ret.ExistWetFGD_ACI & HRI & CCS | 0 | 0 | 0 | 0 | 0 | 0 | 0 | 0
00 Ret.ExistWetFGD_ACI & SCR | 1143.3877 | 63.0109 | 0 | 15.4448 | 0 | 0 | 0 | 0
00 Ret.ExistWetFGD_ACI & SCR & CCS | 0 | 0 | 341.2053 | 0 | 0 | 0 | 0 | 0
00 Ret.ExistWetFGD_ACI & SCR & HRI | 0 | 0 | 0 | 0 | 0 | 0 | 0 | 0
00 Ret.ExistWetFGD_ACI & SCR & HRI & CCS | 0 | 0 | 0 | 0 | 0 | 0 | 0 | 0
00 Ret.ExistWetFGD_ACI & SNCR | 743.3317 | 67.6171 | 0 | 0 | 0 | 0 | 0 | 0
00 Ret.ExistWetFGD_ACI & SNCR & CCS | 0 | 0 | 0 | 0 | 0 | 0 | 0 | 0
00 Ret.ExistWetFGD_ACI & SNCR & HRI | 0 | 0 | 0 | 0 | 0 | 0 | 0 | 0
00 Ret.ExistWetFGD_ACI & SNCR & HRI & CCS | 0 | 0 | 0 | 0 | 0 | 0 | 0 | 0
00 Ret.ExistWetFGD_ACI_DSI & CCS | 0 | 0 | 0 | 0 | 0 | 0 | 0 | 0
00 Ret.ExistWetFGD_ACI_DSI & HRI | 0 | 0 | 0 | 0 | 0 | 0 | 0 | 0
00 Ret.ExistWetFGD_ACI_DSI & HRI & CCS | 0 | 0 | 0 | 0 | 0 | 0 | 0 | 0
00 Ret.ExistWetFGD_ACI_DSI & SCR | 0 | 0 | 0 | 0 | 0 | 0 | 0 | 0
00 Ret.ExistWetFGD_ACI_DSI & SCR & CCS | 0 | 0 | 0 | 0 | 0 | 0 | 0 | 0
00 Ret.ExistWetFGD_ACI_DSI & SCR & HRI | 0 | 0 | 0 | 0 | 0 | 0 | 0 | 0
00 Ret.ExistWetFGD_ACI_DSI & SCR & HRI & CCS | 0 | 0 | 0 | 0 | 0 | 0 | 0 | 0
00 Ret.ExistWetFGD_ACI_DSI & SNCR | 0 | 0 | 0 | 0 | 0 | 0 | 0 | 0
00 Ret.ExistWetFGD_ACI_DSI & SNCR & CCS | 0 | 0 | 0 | 0 | 0 | 0 | 0 | 0
00 Ret.ExistWetFGD_ACI_DSI & SNCR & HRI | 0 | 0 | 0 | 0 | 0 | 0 | 0 | 0
00 Ret.ExistWetFGD_ACI_DSI & SNCR & HRI & CCS | 0 | 0 | 0 | 0 | 0 | 0 | 0 | 0
00 Ret.ExistWetFGD_DSI & HRI | 0 | 0 | 0 | 0 | 0 | 0 | 0 | 0
00 Ret.ExistWetFGD_DSI & SCR | 0 | 0 | 0 | 0 | 0 | 0 | 0 | 0
00 Ret.ExistWetFGD_DSI & SCR & HRI | 0 | 0 | 0 | 0 | 0 | 0 | 0 | 0
00 Ret.ExistWetFGD_DSI & SNCR | 0 | 0 | 0 | 0 | 0 | 0 | 0 | 0
00 Ret.ExistWetFGD_SCR & ACI & CCS | 0 | 0 | 0 | 0 | 0 | 0 | 0 | 0
00 Ret.ExistWetFGD_DSI & SNCR & HRI | 0 | 0 | 0 | 0 | 0 | 0 | 0 | 0
00 Ret.ExistWetFGD_SCR & ACI & HRI | 0 | 0 | 0 | 0 | 0 | 0 | 0 | 0
00 Ret.ExistWetFGD_SCR & ACI & HRI & CCS | 0 | 0 | 0 | 0 | 0 | 0 | 0 | 0
00 Ret.ExistWetFGD_SCR & CCS | 0 | 0 | 828.7067 | 0 | 0 | 0 | 0 | 0
00 Ret.ExistWetFGD_SCR_DSI & ACI & CCS | 0 | 0 | 0 | 0 | 0 | 0 | 0 | 0
00 Ret.ExistWetFGD_SCR_DSI & ACI & HRI | 0 | 0 | 0 | 0 | 0 | 0 | 0 | 0
00 Ret.ExistWetFGD_SCR_DSI & ACI & HRI & CCS | 0 | 0 | 0 | 0 | 0 | 0 | 0 | 0
00 Ret.ExistWetFGD_SCR_DSI & CCS | 0 | 0 | 0 | 0 | 0 | 0 | 0 | 0
00 Ret.ExistWetFGD_SNCR & ACI & HRI | 0 | 0 | 0 | 0 | 0 | 0 | 0 | 0
00 Ret.ExistWetFGD_SNCR & CCS | 0 | 0 | 0 | 0 | 0 | 0 | 0 | 0
00 Ret.HRI | 0 | 0 | 0 | 0 | 0 | 0 | 0 | 0
00 Ret.SCR | 0 | 0 | 0 | 0 | 0 | 0 | 0 | 0
00 Ret.SCR & DryFGD | 0 | 0 | 0 | 0 | 0 | 0 | 0 | 0
00 Ret.SCR & DryFGD & ACI | 0 | 0 | 0 | 0 | 0 | 0 | 0 | 0
00 Ret.SCR & DryFGD & CCS | 0 | 0 | 0 | 0 | 0 | 0 | 0 | 0
00 Ret.SCR & DryFGD & HRI | 0 | 0 | 0 | 0 | 0 | 0 | 0 | 0
00 Ret.SCR & DSI | 0 | 0 | 0 | 0 | 0 | 0 | 0 | 0
00 Ret.SCR & DSI & DryFGD | 0 | 0 | 0 | 0 | 0 | 0 | 0 | 0
00 Ret.SCR & DSI & DryFGD & HRI | 0 | 0 | 0 | 0 | 0 | 0 | 0 | 0
00 Ret.SCR & DSI & HRI | 0 | 0 | 0 | 0 | 0 | 0 | 0 | 0
00 Ret.SCR & DSI & WetFGD | 0 | 0 | 0 | 0 | 0 | 0 | 0 | 0
00 Ret.SCR & DSI & WetFGD & HRI | 0 | 0 | 0 | 0 | 0 | 0 | 0 | 0
00 Ret.SCR & HRI | 0 | 0 | 0 | 0 | 0 | 0 | 0 | 0
00 Ret.SCR & WetFGD | 0 | 0 | 0 | 0 | 0 | 0 | 0 | 0
00 Ret.SCR & WetFGD & ACI | 0 | 0 | 0 | 0 | 0 | 0 | 0 | 0
00 Ret.SCR & WetFGD & CCS | 0 | 0 | 0 | 0 | 0 | 0 | 0 | 0
00 Ret.SCR & WetFGD & HRI | 0 | 0 | 0 | 0 | 0 | 0 | 0 | 0
00 Ret.SNCR | 0 | 0 | 0 | 0 | 0 | 0 | 0 | 0
00 Ret.SNCR & DryFGD | 0 | 0 | 0 | 0 | 0 | 0 | 0 | 0
00 Ret.SNCR & DryFGD & ACI | 0 | 0 | 0 | 0 | 0 | 0 | 0 | 0
00 Ret.SNCR & DryFGD & ACI & HRI | 0 | 0 | 0 | 0 | 0 | 0 | 0 | 0
00 Ret.SNCR & DryFGD & CCS | 0 | 0 | 0 | 0 | 0 | 0 | 0 | 0
00 Ret.SNCR & DryFGD & HRI | 0 | 0 | 0 | 0 | 0 | 0 | 0 | 0
00 Ret.SNCR & DSI | 0 | 0 | 0 | 0 | 0 | 0 | 0 | 0
00 Ret.SNCR & DSI & HRI | 0 | 0 | 0 | 0 | 0 | 0 | 0 | 0
00 Ret.SNCR & HRI | 0 | 0 | 0 | 0 | 0 | 0 | 0 | 0
00 Ret.SNCR & WetFGD | 0 | 0 | 0 | 0 | 0 | 0 | 0 | 0
00 Ret.SNCR & WetFGD & ACI | 0 | 0 | 0 | 0 | 0 | 0 | 0 | 0
00 Ret.SNCR & WetFGD & ACI & HRI | 0 | 0 | 0 | 0 | 0 | 0 | 0 | 0
00 Ret.SNCR & WetFGD & CCS | 0 | 0 | 0 | 0 | 0 | 0 | 0 | 0
00 Ret.SNCR & WetFGD & HRI | 0 | 0 | 0 | 0 | 0 | 0 | 0 | 0
00 Ret.WetFGD | 0 | 0 | 0 | 0 | 0 | 0 | 0 | 0
00 Ret.WetFGD & CCS | 0 | 0 | 0 | 0 | 0 | 0 | 0 | 0
00 Ret.WetFGD & HRI | 0 | 0 | 0 | 0 | 0 | 0 | 0 | 0
00 Ret.FB & ACI | 0 | 0 | 0 | 0 | 0 | 0 | 0 | 0
00 Ret.FB & ACI & DryFGD & HRI | 0 | 0 | 0 | 0 | 0 | 0 | 0 | 0
00 Ret.FB & ACI & HRI | 0 | 0 | 0 | 0 | 0 | 0 | 0 | 0
00 Ret.FB & HRI | 0 | 0 | 0 | 0 | 0 | 0 | 0 | 0
00 Ret.FB DryFGD | 0 | 0 | 0 | 0 | 0 | 0 | 0 | 0
00 Ret.FB DryFGD & ACI | 0 | 0 | 0 | 0 | 0 | 0 | 0 | 0
00 Ret.FB DryFGD & ACI & HRI | 0 | 0 | 0 | 0 | 0 | 0 | 0 | 0
00 Ret.FB DryFGD & HRI | 0 | 0 | 0 | 0 | 0 | 0 | 0 | 0
00 Ret.FB DryFGD & SNCR | 0 | 0 | 0 | 0 | 0 | 0 | 0 | 0
00 Ret.FB DryFGD & SNCR & HRI | 0 | 0 | 0 | 0 | 0 | 0 | 0 | 0
00 Ret.FB SNCR & DryFGD & ACI | 0 | 0 | 0 | 0 | 0 | 0 | 0 | 0
00 Ret.FB SNCR & DryFGD & ACI & HRI | 0 | 0 | 0 | 0 | 0 | 0 | 0 | 0
00 Ret.FB-ACI & SNCR | 0 | 0 | 0 | 0 | 0 | 0 | 0 | 0
00 Ret.FB-ACI & SNCR & HRI | 0 | 0 | 0 | 0 | 0 | 0 | 0 | 0
00 Ret.FB-ACI & SNCR & HRI & CCS | 0 | 0 | 0 | 0 | 0 | 0 | 0 | 0
00 Ret.FB-Exist ACI & DryFGD | 0 | 0 | 0 | 0 | 0 | 0 | 0 | 0
00 Ret.FB-Exist ACI & DryFGD & HRI | 0 | 0 | 0 | 0 | 0 | 0 | 0 | 0
00 Ret.FB-Exist ACI & DryFGD & SNCR | 0 | 0 | 0 | 0 | 0 | 0 | 0 | 0
00 Ret.FB-Exist ACI & DryFGD & SNCR & HRI | 0 | 0 | 0 | 0 | 0 | 0 | 0 | 0
00 Ret.FB-Exist ACI & SNCR | 0 | 0 | 0 | 0 | 0 | 0 | 0 | 0
00 Ret.FB-Exist ACI & SNCR & HRI | 0 | 0 | 0 | 0 | 0 | 0 | 0 | 0
00 Ret.FB-Exist ACI_DSI & DryFGD & SNCR | 0 | 0 | 0 | 0 | 0 | 0 | 0 | 0
00 Ret.FB-Exist ACI_DSI & SNCR | 0 | 0 | 0 | 0 | 0 | 0 | 0 | 0
00 Ret.FB-ExistACI & HRI | 0 | 0 | 0 | 0 | 0 | 0 | 0 | 0
00 Ret.FB-ExistACI_DSI & DryFGD | 0 | 0 | 0 | 0 | 0 | 0 | 0 | 0
00 Ret.FB-ExistACI_DSI & DryFGD & HRI | 0 | 0 | 0 | 0 | 0 | 0 | 0 | 0
00 Ret.FB-ExistACI_DSI & DryFGD & SNCR | 0 | 0 | 0 | 0 | 0 | 0 | 0 | 0
00 Ret.FB-ExistACI_DSI & DryFGD & SNCR & HRI | 0 | 0 | 0 | 0 | 0 | 0 | 0 | 0
00 Ret.FB-ExistACI_DSI & HRI | 0 | 0 | 0 | 0 | 0 | 0 | 0 | 0
00 Ret.FB-ExistACI_DSI & SNCR & HRI | 0 | 0 | 0 | 0 | 0 | 0 | 0 | 0
00 Ret.FB-ExistDryFGD_ACI & HRI | 0 | 0 | 0 | 0 | 0 | 0 | 0 | 0
00 Ret.FB-ExistDryFGD_ACI & SNCR | 0 | 0 | 0 | 0 | 0 | 0 | 0 | 0
00 Ret.FB-ExistDryFGD_ACI & SNCR & HRI | 0 | 0 | 0 | 0 | 0 | 0 | 0 | 0
00 Ret.FB-ExistDryFGD_DSI & HRI | 0 | 0 | 0 | 0 | 0 | 0 | 0 | 0
00 Ret.FB-ExistDryFGD_DSI & SNCR | 0 | 0 | 0 | 0 | 0 | 0 | 0 | 0
00 Ret.FB-ExistDryFGD_DSI & SNCR & HRI | 0 | 0 | 0 | 0 | 0 | 0 | 0 | 0
00 Ret.FB-ExistDryFGD_SNCR & HRI | 0 | 0 | 0 | 0 | 0 | 0 | 0 | 0
00 Ret.FB-ExistDryFGD_SNCR_ACI & HRI | 0 | 0 | 0 | 0 | 0 | 0 | 0 | 0
00 Ret.FB-ExistDryFGD_SNCR_ACI_DSI & HRI | 0 | 0 | 0 | 0 | 0 | 0 | 0 | 0
00 Ret.FB-ExistDryFGD_SNCR_DSI & HRI | 0 | 0 | 0 | 0 | 0 | 0 | 0 | 0
00 Ret.FB-ExistDSI & ACI | 0 | 0 | 0 | 0 | 0 | 0 | 0 | 0
00 Ret.FB-ExistDSI & ACI & HRI | 0 | 0 | 0 | 0 | 0 | 0 | 0 | 0
00 Ret.FB-ExistDSI & ACI & SNCR | 0 | 0 | 0 | 0 | 0 | 0 | 0 | 0
00 Ret.FB-ExistDSI & ACI & SNCR & HRI | 0 | 0 | 0 | 0 | 0 | 0 | 0 | 0
00 Ret.FB-ExistDSI & DryFGD | 0 | 0 | 0 | 0 | 0 | 0 | 0 | 0
00 Ret.FB-ExistDSI & DryFGD & ACI | 0 | 0 | 0 | 0 | 0 | 0 | 0 | 0
00 Ret.FB-ExistDSI & DryFGD & ACI & HRI | 0 | 0 | 0 | 0 | 0 | 0 | 0 | 0
00 Ret.FB-ExistDSI & DryFGD & HRI | 0 | 0 | 0 | 0 | 0 | 0 | 0 | 0
00 Ret.FB-ExistDSI & DryFGD & SNCR | 0 | 0 | 0 | 0 | 0 | 0 | 0 | 0
00 Ret.FB-ExistDSI & DryFGD & SNCR & HRI | 0 | 0 | 0 | 0 | 0 | 0 | 0 | 0
00 Ret.FB-ExistDSI & HRI | 0 | 0 | 0 | 0 | 0 | 0 | 0 | 0
00 Ret.FB-ExistDSI & SNCR | 0 | 0 | 0 | 0 | 0 | 0 | 0 | 0
00 Ret.FB-ExistDSI & SNCR & DryFGD & ACI | 0 | 0 | 0 | 0 | 0 | 0 | 0 | 0
00 Ret.FB-ExistDSI & SNCR & DryFGD & ACI & HRI | 0 | 0 | 0 | 0 | 0 | 0 | 0 | 0
00 Ret.FB-ExistDSI & SNCR & HRI | 0 | 0 | 0 | 0 | 0 | 0 | 0 | 0
00 Ret.FB-ExistSNCR & DryFGD | 0 | 0 | 0 | 0 | 0 | 0 | 0 | 0
00 Ret.FB-ExistSNCR & DryFGD & ACI | 0 | 0 | 0 | 0 | 0 | 0 | 0 | 0
00 Ret.FB-ExistSNCR & DryFGD & HRI | 0 | 0 | 0 | 0 | 0 | 0 | 0 | 0
00 Ret.FB-ExistSNCR & HRI | 0 | 0 | 0 | 0 | 0 | 0 | 0 | 0
00 Ret.FB-ExistSNCR_ACI_DSI & DryFGD | 0 | 0 | 0 | 0 | 0 | 0 | 0 | 0
00 Ret.FB-ExistSNCR_ACI_DSI & DryFGD & HRI | 0 | 0 | 0 | 0 | 0 | 0 | 0 | 0
00 Ret.FB-ExistSNCR_ACI_DSI & HRI | 0 | 0 | 0 | 0 | 0 | 0 | 0 | 0
00 Ret.FB-ExistSNCR_DryFGD & HRI | 0 | 0 | 0 | 0 | 0 | 0 | 0 | 0
00 Ret.FB-ExistSNCR_DryFGD_ACI & HRI | 0 | 0 | 0 | 0 | 0 | 0 | 0 | 0
00 Ret.FB-ExistSNCR_DSI & ACI | 0 | 0 | 0 | 0 | 0 | 0 | 0 | 0
00 Ret.FB-ExistSNCR_DSI & ACI & DryFGD | 0 | 0 | 0 | 0 | 0 | 0 | 0 | 0
00 Ret.FB-ExistSNCR_DSI & ACI & DryFGD & HRI | 0 | 0 | 0 | 0 | 0 | 0 | 0 | 0
00 Ret.FB-ExistSNCR_DSI & ACI & HRI | 0 | 0 | 0 | 0 | 0 | 0 | 0 | 0
00 Ret.FB-ExistSNCR_DSI & DryFGD | 0 | 0 | 0 | 0 | 0 | 0 | 0 | 0
00 Ret.FB-ExistSNCR_DSI & DryFGD & HRI | 0 | 0 | 0 | 0 | 0 | 0 | 0 | 0
00 Ret.FB-ExistSNCR_DSI & HRI | 0 | 0 | 0 | 0 | 0 | 0 | 0 | 0
00 Ret.FB-ExistSNCR_WetFGD & ACI | 0 | 0 | 0 | 0 | 0 | 0 | 0 | 0
00 Ret.FB-ExistSNCR_WetFGD & HRI | 0 | 0 | 0 | 0 | 0 | 0 | 0 | 0
00 Ret.FB-ExistWetFGD_DSI & HRI | 0 | 0 | 0 | 0 | 0 | 0 | 0 | 0
00 Ret.FB-ExistWetFGD_DSI & SNCR | 0 | 0 | 0 | 0 | 0 | 0 | 0 | 0
00 Ret.FB-ExistWetFGD_DSI & SNCR & HRI | 0 | 0 | 0 | 0 | 0 | 0 | 0 | 0
00 Ret.FB-ExistWetFGD_SNCR & ACI & HRI | 0 | 0 | 0 | 0 | 0 | 0 | 0 | 0
00 Ret.FB-SNCR | 0 | 0 | 0 | 0 | 0 | 0 | 0 | 0
00 Ret.FB-SNCR & HRI | 0 | 0 | 0 | 0 | 0 | 0 | 0 | 0
00 Ret.Oil/Gas Steam SCR | 0 | 0 | 0 | 0 | 0 | 0 | 0 | 0
00 CC Retirement | 3826.4438 | 67.8 | 0 | 329.3575 | 0 | 0 | 0 | 0
00 CT Retirement | 1979.6883 | 508.9117 | 0 | 344.6 | 288 | 0 | 0 | 1158.8289
00 O/G Retirement | 8029.6057 | 5.4974 | 0 | 822.6112 | 316.4135 | 582 | 357.3352 | 1712.635
00 Coal Retirement | 44335.2532 | 2305.7 | 1720 | 6034.3711 | 6551.4 | 3690.8431 | 2453.9092 | 25671.3436
00 IGCC Retirement | 913.2 | 0 | 0 | 0 | 0 | 0 | 595 | 0
00 Nuke Retirement | 3861 | 12582.9721 | 1119 | 7533.0002 | 129.2031 | 0 | 1123 | 8786.892
00 Biomass Retirement | 2981.7361 | 302.1639 | 0 | 0 | 80.4 | 0 | 7.6 | 21
00 Fossil_Other Retirement | 0 | 0 | 0 | 0 | 0 | 0 | 0 | 0
00 Fuel Cell Retirement | 0 | 0 | 0 | 0 | 0 | 0 | 0 | 0
00 Geothermal Retirement | 7.6 | 0 | 0 | 0 | 0 | 0 | 0 | 0
00 Hydro Retirement | 0 | 0 | 0 | 0 | 0 | 0 | 0 | 0
00 Landfill Gas Retirement | 0 | 0 | 0 | 0 | 0 | 0 | 0 | 0
00 Non Fossil_Other Retirement | 0 | 0 | 0 | 0 | 0 | 0 | 0 | 0
Total | 156920.9568 | 44571.0036 | 35447.5952 | 122137.6618 | 61258.7743 | 76665.0113 | 129111.6205 | 200709.7532
12. Generation by Capacity Reporting Type [GWh]
00 New Combined Cycle | 96602.153 | 105326.1039 | 117307.3859 | 129622.4741 | 286197.0072 | 444347.7184 | 613138.5139 | 790747.5559
00 New Combined Cycle with Carbon Capture | 0 | 0 | 0 | 0 | 0 | 0 | 0 | 0
00 New Combustion Turbine | 923.2028 | 1322.7688 | 1541.4207 | 1951.814 | 11641.1053 | 18457.242 | 23407.692 | 31815.2508
00 New Hydro | 35307.5187 | 45223.9274 | 47079.9364 | 47817.1482 | 50185.9541 | 51517.5534 | 51517.5534 | 51517.5535
00 New Nuclear | 0 | 0 | 0 | 0 | 0 | 0 | 0 | 0
00 New Biomass | 3.4311 | 32.7116 | 112.9225 | 35.5582 | 143.9483 | 143.9483 | 139.1136 | 139.1136
00 New Geothermal | 3786.9878 | 4491.0426 | 4576.8796 | 4576.8796 | 4576.8796 | 4576.8796 | 4576.8796 | 4576.8796
00 New Landfill Gas | 285.4008 | 285.4008 | 285.4008 | 272.7965 | 272.7965 | 272.7864 | 272.7864 | 272.7864
00 New Battery Storage | 1467.5847 | 1611.9761 | 4644.5669 | 13512.6703 | 19455.6323 | 34543.1651 | 32627.5927 | 52966.6713
00 New Offshore Wind | 0 | 1388.4954 | 1388.4954 | 34290.3886 | 70702.4254 | 70702.4254 | 87409.5472 | 185738.1501
00 New Onshore Wind | 131817.148 | 153786.407 | 175935.1341 | 338501.2333 | 340872.9229 | 370826.4712 | 586607.4975 | 714554.0446
00 New Solar PV | 46624.499 | 76669.6574 | 107898.1907 | 190241.5718 | 204969.9822 | 235713.1724 | 290423.5168 | 365163.1298
00 New Solar Thermal | 0 | 0 | 0 | 0 | 0 | 0 | 0 | 0
00 New Fuel Cell | 0 | 0.00435 | 0 | 0.00435 | 0 | 0 | 0 | 0
00 New Ultrasupercritical Coal without CCS | 0 | 0 | 0 | 0 | 0 | 0 | 0 | 0
00 New Ultrasupercritical Coal with 30% CCS | 0 | 0 | 0 | 0 | 0 | 0 | 0 | 0
00 New Ultrasupercritical Coal with 90% CCS | 0 | 0 | 0 | 0 | 0 | 0 | 0 | 0
00 Exist Combined Cycle | 1484108.6698 | 1491147.9199 | 1482912.3367 | 1445626.9017 | 1458019.795 | 1410751.0906 | 1193835.9467 | 1126050.1029
00 Exist Combustion Turbine | 21259.9332 | 22715.4764 | 25935.6379 | 36137.4226 | 38224.3571 | 27846.6464 | 16799.4933 | 10234.8136
00 Exist Coal Steam_Uncontrolled | 3520.4019 | 3875.1988 | 3746.7045 | 3695.6259 | 3348.1275 | 3120.5496 | 2873.6452 | 2570.5441
00 Exist Coal Steam_ACI | 74463.4409 | 75355.1322 | 76395.5794 | 71068.7043 | 61487.0045 | 57254.9735 | 53032.6337 | 49714.6188
00 Exist Coal Steam_ACI_DSI | 13632.3085 | 13614.5919 | 15557.3022 | 13777.4613 | 10888.4664 | 11582.3082 | 9919.6801 | 7889.885
00 Exist Coal Steam_DryFGD | 194.0096 | 194.0096 | 226.5793 | 211.9942 | 211.9942 | 211.9942 | 211.9942 | 0
00 Exist Coal Steam_DryFGD_ACI | 51088.2034 | 52522.1628 | 54186.219 | 47952.1451 | 37637.3997 | 39736.1501 | 36645.3315 | 29898.0204
00 Exist Coal Steam_DryFGD_ACI_DSI | 0 | 0 | 0 | 0 | 0 | 0 | 0 | 0
00 Exist Coal Steam_DryFGD_SCR | 2884.4232 | 3138.8114 | 3138.8114 | 3138.8114 | 2952.7507 | 3030.7661 | 2124.2912 | 2124.2912
00 Exist Coal Steam_DryFGD_SCR_ACI | 75864.4829 | 84564.6704 | 83588.6387 | 76540.7707 | 74612.6903 | 76474.0862 | 65033.41 | 54632.0382
00 Exist Coal Steam_DryFGD_SCR_DSI | 864.6345 | 905.8428 | 1532.432 | 1544.9276 | 1341.9116 | 1341.9116 | 1341.9116 | 0
00 Exist Coal Steam_DryFGD_SCR_ACI_DSI | 4797.5953 | 5120.499 | 5589.5377 | 4745.6485 | 4407.3283 | 4830.5389 | 4343.4851 | 3705.1141
00 Exist Coal Steam_DryFGD_SNCR | 0 | 0 | 0 | 0 | 0 | 0 | 0 | 0
00 Exist Coal Steam_DryFGD_SNCR_ACI | 9118.5754 | 9263.9653 | 9362.0889 | 9170.1574 | 8612.1515 | 8413.179 | 8254.7774 | 4956.7431
00 Exist Coal Steam_DryFGD_SNCR_ACI_DSI | 7914.3004 | 9276.7933 | 10246.2688 | 10625.0498 | 9773.1895 | 10115.3183 | 9152.0959 | 8000.5451
00 Exist Coal Steam_DSI | 2948.3606 | 3543.9191 | 3564.7912 | 3197.0621 | 3373.4376 | 4117.7628 | 4433.5415 | 0
00 Exist Coal Steam_SCR_ACI | 16621.2457 | 20179.1715 | 21294.4488 | 18846.5305 | 18600.4749 | 18982.1233 | 17307.1861 | 16452.1067
00 Exist Coal Steam_SCR_ACI_DSI | 920.5343 | 925.0501 | 1027.8883 | 1293.3556 | 1142.3246 | 1142.3246 | 1039.9902 | 0
00 Exist Coal Steam_SNCR | 56.9025 | 56.9025 | 56.9025 | 56.9025 | 56.9025 | 56.9025 | 51.763 | 48.8564
00 Exist Coal Steam_SNCR_ACI | 786.1641 | 2094.5504 | 2206.9697 | 2206.9697 | 2206.9697 | 2523.7821 | 2523.7821 | 1592.2476
00 Exist Coal Steam_SNCR_ACI_DSI | 0 | 0 | 0 | 0 | 0 | 0 | 163.4584 | 0
00 Exist Coal Steam_WetFGD | 24935.548 | 19686.6634 | 19686.6634 | 19236.1836 | 16645.4327 | 16043.4761 | 15554.7208 | 9846.0406
00 Exist Coal Steam_WetFGD_ACI | 59664.2862 | 63539.2058 | 62768.8753 | 53521.3388 | 50123.4237 | 51583.1362 | 49230.0123 | 44765.8589
00 Exist Coal Steam_WetFGD_ACI_DSI | 455.7595 | 1357.5823 | 151.305 | 1796.1026 | 0 | 0 | 0 | 0
00 Exist Coal Steam_WetFGD_DSI | 0 | 0 | 0 | 0 | 0 | 0 | 0 | 0
00 Exist Coal Steam_WetFGD_SCR | 245271.4363 | 259087.0502 | 244840.7229 | 221754.4437 | 171897.7038 | 174976.8585 | 161646.7237 | 95371.5305
00 Exist Coal Steam_WetFGD_SCR_DSI | 462.2258 | 462.2258 | 462.2258 | 462.2258 | 462.2258 | 0 | 0 | 0
00 Exist Coal Steam_WetFGD_SCR_ACI | 140808.3614 | 144027.0068 | 142032.1943 | 143274.7471 | 128756.0263 | 131932.7189 | 125385.184 | 107854.2549
00 Exist Coal Steam_WetFGD_SCR_ACI_DSI | 8363.8287 | 13869.1465 | 10420.2015 | 10136.5678 | 5719.7456 | 7447.8554 | 5874.9077 | 5211.5884
00 Exist Coal Steam_WetFGD_SNCR | 7982.6643 | 8075.2407 | 8014.7082 | 7516.9159 | 5296.1073 | 5827.5334 | 5388.4159 | 2974.594
00 Exist Coal Steam_WetFGD_SNCR_ACI | 44865.227 | 49815.5922 | 46955.6075 | 41520.3517 | 32186.3407 | 32358.946 | 30956.5002 | 16035.6742
00 Exist Coal Steam_WetFGD_SNCR_ACI_DSI | 0 | 0 | 0 | 0 | 0 | 0 | 0 | 0
00 Exist FBC_Uncontrolled | 0 | 0 | 0 | 0 | 0 | 0 | 0 | 0
00 Exist FBC_WetFGD_SNCR | 239.5895 | 239.5895 | 239.5895 | 239.5895 | 239.5895 | 239.5895 | 239.5895 | 239.5895
00 Exist FBC_WetFGD_DSI | 0 | 0 | 0 | 0 | 0 | 0 | 0 | 0
00 Exist FBC_ACI | 0 | 0 | 0 | 0 | 0 | 0 | 0 | 0
00 Exist FBC_ACI_DSI | 1171.7922 | 1403.2318 | 1529.5442 | 1545.3332 | 1546.3456 | 1529.5442 | 1546.3456 | 1514.2129
00 Exist FBC_DryFGD_ACI | 0 | 473.7335 | 510.3 | 543.2648 | 418.7167 | 0 | 0 | 0
00 Exist FBC_DryFGD_DSI | 0 | 0 | 0 | 0 | 0 | 0 | 0 | 0
00 Exist FBC_DryFGD_SNCR | 1135.2745 | 1139.4946 | 1162.9808 | 1196.077 | 1367.0631 | 0 | 0 | 0
00 Exist FBC_DryFGD_SNCR_ACI | 0 | 660.7146 | 660.7146 | 1590.2637 | 1590.2637 | 1581.9041 | 1590.2637 | 1581.9041
00 Exist FBC_DryFGD_SNCR_ACI_DSI | 0 | 0 | 126.7982 | 0 | 113.844 | 276.0017 | 113.844 | 0
00 Exist FBC_DryFGD_SNCR_DSI | 0 | 0 | 0 | 0 | 0 | 0 | 0 | 0
00 Exist FBC_DSI | 1330.262 | 1512.9081 | 2235.3549 | 2235.3549 | 2104.4351 | 1743.9019 | 1743.9019 | 1021.4551
00 Exist FBC_SNCR | 0 | 0 | 0 | 0 | 0 | 0 | 0 | 0
00 Exist FBC_SNCR_ACI | 35.2589 | 37.5957 | 37.1791 | 43.1075 | 38.2256 | 35.6344 | 32.7138 | 32.7138
00 Exist FBC_SNCR_ACI_DSI | 0 | 0 | 0 | 0 | 734.2397 | 734.2397 | 871.8416 | 734.2397
00 Exist FBC_SNCR_DSI | 386.4082 | 899.4953 | 1211.7961 | 1147.1228 | 1083.0201 | 1108.603 | 1064.6559 | 252.7461
00 Exist IGCC | 4289.4566 | 4289.4566 | 4289.4566 | 4289.4566 | 4081.2348 | 3954.6308 | 0 | 0
00 Exist Fossil_Other | 3236.6413 | 3236.6413 | 3236.6413 | 2949.701 | 2954.0102 | 2993.0287 | 3000.9905 | 2934.7214
00 Exist Fuel Cell | 0.01218 | 0.01218 | 0.9396 | 0.9396 | 0.9396 | 0.9396 | 0 | 0
00 Exist Hydro | 267404.9126 | 267404.9126 | 267404.9126 | 267404.9126 | 267404.9126 | 267404.9126 | 267404.9126 | 267404.9126
00 Exist Non Fossil_Other | 22154.2052 | 22154.2052 | 22152.156 | 21832.6172 | 21830.238 | 21829.5851 | 21830.6648 | 21733.4115
00 Exist Nuclear | 710931.7668 | 627281.2021 | 618388.4201 | 547973.4751 | 547129.1378 | 540213.9763 | 531360.2443 | 461536.1497
00 International Imports | 6339.612 | 6339.612 | 6339.612 | 6339.612 | 6339.612 | 6339.612 | 6339.612 | 6339.612
00 Exist Oil/Gas Steam | 43103.2234 | 43511.1933 | 42327.8148 | 38945.0037 | 43370.6622 | 37714.1962 | 26711.9939 | 20937.2615
00 Exist Oil/Gas Steam_SCR | 3567.8804 | 3501.9156 | 3409.1523 | 2771.559 | 2651.4817 | 2023.9383 | 934.8187 | 969.943
00 Exist Oil/Gas Steam_SNCR | 5198.4882 | 5920.803 | 5762.7639 | 6948.1221 | 8253.9926 | 6078.4829 | 5410.3084 | 3679.5598
00 Exist Biomass | 3053.2364 | 1771.1539 | 1782.4862 | 1701.6538 | 734.8893 | 794.1699 | 753.7412 | 635.8071
00 Exist Landfill Gas | 10582.4676 | 10582.4676 | 10582.4676 | 9035.8915 | 9075.9586 | 9315.7754 | 9307.4532 | 9102.651
00 Exist Geothermal | 15988.0074 | 15988.0074 | 15988.0074 | 15988.0074 | 15988.0074 | 15988.0074 | 15988.0074 | 15988.0074
00 Exist Pump Storage | 7332.5364 | 8332.1016 | 9080.7362 | 11547.8111 | 11708.7547 | 8696.7019 | 9413.5684 | 9321.2262
00 Exist Energy Storage | 701.1054 | 781.3424 | 897.9837 | 929.5334 | 874.6225 | 742.18 | 814.379 | 810.6378
00 Exist Solar PV | 52819.6068 | 52819.6068 | 52819.6068 | 52819.6068 | 52819.6068 | 52819.6068 | 52819.6068 | 52819.6068
00 Exist Solar Thermal | 3101.7824 | 3101.7824 | 3101.7824 | 3101.7824 | 3101.7824 | 3101.7824 | 3101.7824 | 3101.7824
00 Exist Offshore Wind | 122.4206 | 122.4206 | 122.4206 | 122.4206 | 122.4206 | 122.4206 | 122.4206 | 122.4206
00 Exist Onshore Wind | 266852.1103 | 266852.1103 | 266852.1103 | 266852.1103 | 266852.1103 | 266852.1103 | 266852.1103 | 266852.1103
00 Ret.ACI | 0 | 0 | 0 | 0 | 0 | 0 | 0 | 0
00 Ret.ACI & DryFGD | 0 | 0 | 0 | 0 | 0 | 0 | 0 | 0
00 Ret.ACI & DryFGD & HRI | 0 | 0 | 0 | 0 | 0 | 0 | 0 | 0
00 Ret.ACI & DSI | 0 | 0 | 0 | 0 | 0 | 0 | 0 | 0
00 Ret.ACI & DSI & DryFGD | 0 | 0 | 0 | 0 | 0 | 0 | 0 | 0
00 Ret.ACI & DSI & DryFGD & HRI | 0 | 0 | 0 | 0 | 0 | 0 | 0 | 0
00 Ret.ACI & DSI & HRI | 0 | 0 | 0 | 0 | 0 | 0 | 0 | 0
00 Ret.ACI & DSI & WetFGD & HRI | 0 | 0 | 0 | 0 | 0 | 0 | 0 | 0
00 Ret.ACI & HRI | 0 | 0 | 0 | 0 | 0 | 0 | 0 | 0
00 Ret.ACI & SCR | 0 | 0 | 0 | 0 | 0 | 0 | 0 | 0
00 Ret.ACI & SCR & DryFGD & HRI | 0 | 0 | 0 | 0 | 0 | 0 | 0 | 0
00 Ret.ACI & SCR & DSI | 0 | 0 | 0 | 0 | 0 | 0 | 0 | 0
00 Ret.ACI & SCR & DSI & DryFGD | 0 | 0 | 0 | 0 | 0 | 0 | 0 | 0
00 Ret.ACI & SCR & DSI & DryFGD & HRI | 0 | 0 | 0 | 0 | 0 | 0 | 0 | 0
00 Ret.ACI & SCR & DSI & HRI | 0 | 0 | 0 | 0 | 0 | 0 | 0 | 0
00 Ret.ACI & SCR & DSI & WetFGD | 0 | 0 | 0 | 0 | 0 | 0 | 0 | 0
00 Ret.ACI & SCR & DSI & WetFGD & HRI | 0 | 0 | 0 | 0 | 0 | 0 | 0 | 0
00 Ret.ACI & SCR & HRI | 0 | 0 | 0 | 0 | 0 | 0 | 0 | 0
00 Ret.ACI & SCR & WetFGD & HRI | 0 | 0 | 0 | 0 | 0 | 0 | 0 | 0
00 Ret.ACI & SNCR | 0 | 0 | 0 | 0 | 0 | 0 | 0 | 0
00 Ret.ACI & SNCR & DSI | 0 | 0 | 0 | 0 | 0 | 0 | 0 | 0
00 Ret.ACI & SNCR & DSI & DryFGD | 0 | 0 | 0 | 0 | 0 | 0 | 0 | 0
00 Ret.ACI & SNCR & DSI & DryFGD & HRI | 0 | 0 | 0 | 0 | 0 | 0 | 0 | 0
00 Ret.ACI & SNCR & DSI & HRI | 0 | 0 | 0 | 0 | 0 | 0 | 0 | 0
00 Ret.ACI & SNCR & DSI & WetFGD | 0 | 0 | 0 | 0 | 0 | 0 | 0 | 0
00 Ret.ACI & SNCR & DSI & WetFGD & HRI | 0 | 0 | 0 | 0 | 0 | 0 | 0 | 0
00 Ret.ACI & SNCR & HRI | 0 | 0 | 0 | 0 | 0 | 0 | 0 | 0
00 Ret.ACI & WetFGD | 0 | 0 | 0 | 0 | 0 | 0 | 0 | 0
00 Ret.ACI & WetFGD & DSI | 0 | 0 | 0 | 0 | 0 | 0 | 0 | 0
00 Ret.ACI & WetFGD & HRI | 0 | 0 | 0 | 0 | 0 | 0 | 0 | 0
00 Ret.C2G | 3441.2247 | 3258.9663 | 3605.9675 | 4066.822 | 3771.3482 | 0 | 0 | 0
00 Ret.C2G & SCR | 0 | 0 | 0 | 0 | 0 | 0 | 0 | 0
00 Ret.CCG | 0 | 0 | 0 | 0 | 0 | 0 | 0 | 0
00 Ret.DryFGD | 0 | 0 | 0 | 0 | 0 | 0 | 0 | 0
00 Ret.DryFGD & CCS | 0 | 0 | 0 | 0 | 0 | 0 | 0 | 0
00 Ret.DryFGD & HRI | 0 | 0 | 0 | 0 | 0 | 0 | 0 | 0
00 Ret.DSI | 0 | 0 | 0 | 0 | 0 | 0 | 0 | 0
00 Ret.DSI & DryFGD | 0 | 0 | 0 | 0 | 0 | 0 | 0 | 0
00 Ret.DSI & DryFGD & HRI | 0 | 0 | 0 | 0 | 0 | 0 | 0 | 0
00 Ret.DSI & HRI | 0 | 0 | 0 | 0 | 0 | 0 | 0 | 0
00 Ret.DSI & WetFGD | 0 | 0 | 0 | 0 | 0 | 0 | 0 | 0
00 Ret.DSI & WetFGD & HRI | 0 | 0 | 0 | 0 | 0 | 0 | 0 | 0
00 Ret.ExistACI & DryFGD | 0 | 0 | 0 | 0 | 0 | 0 | 0 | 0
00 Ret.ExistACI & DryFGD & CCS | 0 | 0 | 0 | 0 | 0 | 0 | 0 | 0
00 Ret.ExistACI & DryFGD & HRI | 0 | 0 | 0 | 0 | 0 | 0 | 0 | 0
00 Ret.ExistACI & DryFGD & HRI & CCS | 0 | 0 | 0 | 0 | 0 | 0 | 0 | 0
00 Ret.ExistACI & DSI | 0 | 0 | 0 | 0 | 0 | 0 | 0 | 0
00 Ret.ExistACI & DSI & DryFGD | 0 | 0 | 0 | 0 | 0 | 0 | 0 | 0
00 Ret.ExistACI & DSI & DryFGD & HRI | 0 | 0 | 0 | 0 | 0 | 0 | 0 | 0
00 Ret.ExistACI & DSI & HRI | 0 | 0 | 0 | 0 | 0 | 0 | 0 | 0
00 Ret.ExistACI & DSI & WetFGD | 0 | 0 | 0 | 0 | 0 | 0 | 0 | 0
00 Ret.ExistACI & DSI & WetFGD & HRI | 0 | 0 | 0 | 0 | 0 | 0 | 0 | 0
00 Ret.ExistACI & HRI | 0 | 0 | 0 | 0 | 0 | 0 | 0 | 0
00 Ret.ExistACI & HRI & WetFGD | 0 | 0 | 0 | 0 | 0 | 0 | 0 | 0
00 Ret.ExistACI & SCR | 0 | 0 | 0 | 0 | 0 | 0 | 0 | 0
00 Ret.ExistACI & SCR & DryFGD | 0 | 0 | 0 | 0 | 0 | 0 | 0 | 0
00 Ret.ExistACI & SCR & DryFGD & CCS | 0 | 0 | 0 | 0 | 0 | 0 | 0 | 0
00 Ret.ExistACI & SCR & DryFGD & HRI | 0 | 0 | 0 | 0 | 0 | 0 | 0 | 0
00 Ret.ExistACI & SCR & DryFGD & HRI & CCS | 0 | 0 | 0 | 0 | 0 | 0 | 0 | 0
00 Ret.ExistACI & SCR & DSI | 0 | 0 | 0 | 0 | 0 | 0 | 0 | 0
00 Ret.ExistACI & SCR & DSI & DryFGD | 0 | 0 | 0 | 0 | 0 | 0 | 0 | 0
00 Ret.ExistACI & SCR & DSI & DryFGD & HRI | 0 | 0 | 0 | 0 | 0 | 0 | 0 | 0
00 Ret.ExistACI & SCR & DSI & HRI | 0 | 0 | 0 | 0 | 0 | 0 | 0 | 0
00 Ret.ExistACI & SCR & HRI | 0 | 0 | 0 | 0 | 0 | 0 | 0 | 0
00 Ret.ExistACI & SCR & WetFGD | 0 | 0 | 0 | 0 | 0 | 0 | 0 | 0
00 Ret.ExistACI & SCR & WetFGD & CCS | 0 | 0 | 0 | 0 | 0 | 0 | 0 | 0
00 Ret.ExistACI & SCR & WetFGD & HRI | 0 | 0 | 0 | 0 | 0 | 0 | 0 | 0
00 Ret.ExistACI & SCR & WetFGD & HRI & CCS | 0 | 0 | 0 | 0 | 0 | 0 | 0 | 0
00 Ret.ExistACI & SNCR | 0 | 0 | 0 | 0 | 0 | 0 | 0 | 0
00 Ret.ExistACI & SNCR & DryFGD | 0 | 0 | 0 | 0 | 0 | 0 | 0 | 0
00 Ret.ExistACI & SNCR & DryFGD & CCS | 0 | 0 | 0 | 0 | 0 | 0 | 0 | 0
00 Ret.ExistACI & SNCR & DryFGD & HRI | 0 | 0 | 0 | 0 | 0 | 0 | 0 | 0
00 Ret.ExistACI & SNCR & DryFGD & HRI & CCS | 0 | 0 | 0 | 0 | 0 | 0 | 0 | 0
00 Ret.ExistACI & SNCR & DSI | 0 | 0 | 0 | 0 | 0 | 0 | 0 | 0
00 Ret.ExistACI & SNCR & DSI & HRI | 0 | 0 | 0 | 0 | 0 | 0 | 0 | 0
00 Ret.ExistACI & SNCR & HRI | 0 | 0 | 0 | 0 | 0 | 0 | 0 | 0
00 Ret.ExistACI & SNCR & WetFGD | 0 | 0 | 0 | 0 | 0 | 0 | 0 | 0
00 Ret.ExistACI & SNCR & WetFGD & CCS | 0 | 0 | 0 | 0 | 0 | 0 | 0 | 0
00 Ret.ExistACI & SNCR & WetFGD & HRI | 0 | 0 | 0 | 0 | 0 | 0 | 0 | 0
00 Ret.ExistACI & SNCR & WetFGD & HRI & CCS | 0 | 0 | 0 | 0 | 0 | 0 | 0 | 0
00 Ret.ExistACI & WetFGD | 2164.5635 | 2586.9833 | 2596.9522 | 2596.9522 | 2596.9522 | 2596.9522 | 2596.9522 | 2162.3343
00 Ret.ExistACI & WetFGD & CCS | 0 | 0 | 0 | 0 | 0 | 0 | 0 | 0
00 Ret.ExistACI & WetFGD & HRI & CCS | 0 | 0 | 0 | 0 | 0 | 0 | 0 | 0
00 Ret.ExistACI_DSI & DryFGD | 0 | 0 | 0 | 0 | 0 | 0 | 0 | 0
00 Ret.ExistACI_DSI & DryFGD & CCS | 0 | 0 | 0 | 0 | 0 | 0 | 0 | 0
00 Ret.ExistACI_DSI & DryFGD & HRI | 0 | 0 | 0 | 0 | 0 | 0 | 0 | 0
00 Ret.ExistACI_DSI & DryFGD & HRI & CCS | 0 | 0 | 0 | 0 | 0 | 0 | 0 | 0
00 Ret.ExistACI_DSI & HRI | 0 | 0 | 0 | 0 | 0 | 0 | 0 | 0
00 Ret.ExistACI_DSI & SCR | 0 | 0 | 0 | 0 | 0 | 0 | 0 | 0
00 Ret.ExistACI_DSI & SCR & DryFGD | 0 | 0 | 0 | 0 | 0 | 0 | 0 | 0
00 Ret.ExistACI_DSI & SCR & DryFGD & CCS | 0 | 0 | 0 | 0 | 0 | 0 | 0 | 0
00 Ret.ExistACI_DSI & SCR & DryFGD & HRI | 0 | 0 | 0 | 0 | 0 | 0 | 0 | 0
00 Ret.ExistACI_DSI & SCR & DryFGD & HRI & CCS | 0 | 0 | 0 | 0 | 0 | 0 | 0 | 0
00 Ret.ExistACI_DSI & SCR & HRI | 0 | 0 | 0 | 0 | 0 | 0 | 0 | 0
00 Ret.ExistACI_DSI & SCR & WetFGD | 0 | 0 | 0 | 0 | 0 | 0 | 0 | 0
00 Ret.ExistACI_DSI & SCR & WetFGD & CCS | 0 | 0 | 0 | 0 | 0 | 0 | 0 | 0
00 Ret.ExistACI_DSI & SCR & WetFGD & HRI | 0 | 0 | 0 | 0 | 0 | 0 | 0 | 0
00 Ret.ExistACI_DSI & SCR & WetFGD & HRI & CCS | 0 | 0 | 0 | 0 | 0 | 0 | 0 | 0
00 Ret.ExistACI_DSI & SNCR | 0 | 0 | 0 | 0 | 0 | 0 | 0 | 0
00 Ret.ExistACI_DSI & SNCR & DryFGD | 0 | 0 | 0 | 0 | 0 | 0 | 0 | 0
00 Ret.ExistACI_DSI & SNCR & DryFGD & HRI & CCS | 0 | 0 | 0 | 0 | 0 | 0 | 0 | 0
00 Ret.ExistACI_DSI & SNCR & DryFGD & HRI | 0 | 0 | 0 | 0 | 0 | 0 | 0 | 0
00 Ret.ExistACI_DSI & SNCR & WetFGD & HRI & CCS | 0 | 0 | 0 | 0 | 0 | 0 | 0 | 0
00 Ret.ExistACI_DSI & SNCR & HRI | 0 | 0 | 0 | 0 | 0 | 0 | 0 | 0
00 Ret.ExistACI_DSI & SNCR & WetFGD | 0 | 0 | 0 | 0 | 0 | 0 | 0 | 0
00 Ret.ExistACI_DSI & SNCR & WetFGD & HRI | 0 | 0 | 0 | 0 | 0 | 0 | 0 | 0
00 Ret.ExistACI_DSI & WetFGD | 0 | 0 | 0 | 0 | 0 | 0 | 0 | 0
00 Ret.ExistACI_DSI & WetFGD & CCS | 0 | 0 | 0 | 0 | 0 | 0 | 0 | 0
00 Ret.ExistACI_DSI & WetFGD & HRI | 0 | 0 | 0 | 0 | 0 | 0 | 0 | 0
00 Ret.ExistACI_DSI & WetFGD & HRI & CCS | 0 | 0 | 0 | 0 | 0 | 0 | 0 | 0
00 Ret.ExistDryFGD & ACI | 0 | 0 | 0 | 0 | 0 | 0 | 0 | 0
00 Ret.ExistDryFGD & ACI & CCS | 0 | 0 | 0 | 0 | 0 | 0 | 0 | 0
00 Ret.ExistDryFGD & ACI & HRI | 0 | 0 | 0 | 0 | 0 | 0 | 0 | 0
00 Ret.ExistDryFGD & ACI & HRI & CCS | 0 | 0 | 0 | 0 | 0 | 0 | 0 | 0
00 Ret.ExistDryFGD & ACI & SCR | 0 | 0 | 0 | 0 | 0 | 0 | 0 | 0
00 Ret.ExistDryFGD & ACI & SCR & CCS | 0 | 0 | 0 | 0 | 0 | 0 | 0 | 0
00 Ret.ExistDryFGD & ACI & SCR & HRI | 0 | 0 | 0 | 0 | 0 | 0 | 0 | 0
00 Ret.ExistDryFGD & ACI & SCR & HRI & CCS | 0 | 0 | 0 | 0 | 0 | 0 | 0 | 0
00 Ret.ExistDryFGD & ACI & SNCR | 0 | 0 | 0 | 0 | 0 | 0 | 0 | 0
00 Ret.ExistDryFGD & ACI & SNCR & HRI | 0 | 0 | 0 | 0 | 0 | 0 | 0 | 0
00 Ret.ExistDryFGD & ACI & SNCR & HRI & CCS | 0 | 0 | 0 | 0 | 0 | 0 | 0 | 0
00 Ret.ExistDryFGD & CCS | 0 | 0 | 0 | 0 | 0 | 0 | 0 | 0
00 Ret.ExistDryFGD & HRI | 0 | 0 | 0 | 0 | 0 | 0 | 0 | 0
00 Ret.ExistDryFGD & HRI & CCS | 0 | 0 | 0 | 0 | 0 | 0 | 0 | 0
00 Ret.ExistDryFGD & SCR | 0 | 0 | 0 | 0 | 0 | 0 | 0 | 0
00 Ret.ExistDryFGD & SCR & CCS | 0 | 0 | 0 | 0 | 0 | 0 | 0 | 0
00 Ret.ExistDryFGD & SCR & HRI | 0 | 0 | 0 | 0 | 0 | 0 | 0 | 0
00 Ret.ExistDryFGD & SCR & HRI & CCS | 0 | 0 | 0 | 0 | 0 | 0 | 0 | 0
00 Ret.ExistDryFGD & SNCR | 0 | 0 | 0 | 0 | 0 | 0 | 0 | 0
00 Ret.ExistDryFGD & SNCR & CCS | 0 | 0 | 0 | 0 | 0 | 0 | 0 | 0
00 Ret.ExistDryFGD & SNCR & HRI | 0 | 0 | 0 | 0 | 0 | 0 | 0 | 0
00 Ret.ExistDryFGD & SNCR & HRI & CCS | 0 | 0 | 0 | 0 | 0 | 0 | 0 | 0
00 Ret.ExistDryFGD_ACI & CCS | 0 | 0 | 0 | 0 | 0 | 0 | 0 | 0
00 Ret.ExistDryFGD_ACI & HRI | 0 | 0 | 0 | 0 | 0 | 0 | 0 | 0
00 Ret.ExistDryFGD_ACI & HRI & CCS | 0 | 0 | 0 | 0 | 0 | 0 | 0 | 0
00 Ret.ExistDryFGD_ACI & SCR | 0 | 0 | 0 | 0 | 0 | 0 | 0 | 0
00 Ret.ExistDryFGD_ACI & SCR & CCS | 0 | 0 | 0 | 0 | 0 | 0 | 0 | 0
00 Ret.ExistDryFGD_ACI & SCR & HRI | 0 | 0 | 0 | 0 | 0 | 0 | 0 | 0
00 Ret.ExistDryFGD_ACI & SCR & HRI & CCS | 0 | 0 | 0 | 0 | 0 | 0 | 0 | 0
00 Ret.ExistDryFGD_ACI & SNCR | 7324.5565 | 7324.5565 | 7324.5565 | 7324.5565 | 7181.9167 | 7324.5565 | 7072.0253 | 6910.2776
00 Ret.ExistDryFGD_ACI & SNCR & CCS | 0 | 0 | 0 | 0 | 0 | 0 | 0 | 0
00 Ret.ExistDryFGD_ACI & SNCR & HRI | 0 | 0 | 0 | 0 | 0 | 0 | 0 | 0
00 Ret.ExistDryFGD_ACI & SNCR & HRI & CCS | 0 | 0 | 0 | 0 | 0 | 0 | 0 | 0
00 Ret.ExistDryFGD_ACI_DSI & HRI | 0 | 0 | 0 | 0 | 0 | 0 | 0 | 0
00 Ret.ExistDryFGD_ACI_DSI & SCR | 0 | 0 | 0 | 0 | 0 | 0 | 0 | 0
00 Ret.ExistDryFGD_ACI_DSI & SCR & CCS | 0 | 0 | 0 | 0 | 0 | 0 | 0 | 0
00 Ret.ExistDryFGD_ACI_DSI & SCR & HRI | 0 | 0 | 0 | 0 | 0 | 0 | 0 | 0
00 Ret.ExistDryFGD_ACI_DSI & SCR & HRI & CCS | 0 | 0 | 0 | 0 | 0 | 0 | 0 | 0
00 Ret.ExistDryFGD_ACI_DSI & SNCR | 0 | 0 | 0 | 0 | 0 | 0 | 0 | 0
00 Ret.ExistDryFGD_ACI_DSI & SNCR & HRI | 0 | 0 | 0 | 0 | 0 | 0 | 0 | 0
00 Ret.ExistDryFGD_SCR & ACI & CCS | 0 | 0 | 0 | 0 | 0 | 0 | 0 | 0
00 Ret.ExistDryFGD_DSI & HRI | 0 | 0 | 0 | 0 | 0 | 0 | 0 | 0
00 Ret.ExistDryFGD_SCR & ACI & HRI | 0 | 0 | 0 | 0 | 0 | 0 | 0 | 0
00 Ret.ExistDryFGD_SCR & ACI & HRI & CCS | 0 | 0 | 0 | 0 | 0 | 0 | 0 | 0
00 Ret.ExistDryFGD_SCR & CCS | 0 | 0 | 0 | 0 | 0 | 0 | 0 | 0
00 Ret.ExistDryFGD_SCR_DSI & ACI & HRI | 0 | 0 | 0 | 0 | 0 | 0 | 0 | 0
00 Ret.ExistDryFGD_SNCR_ACI_DSI & CCS | 0 | 0 | 0 | 0 | 0 | 0 | 0 | 0
00 Ret.ExistDryFGD_SNCR_ACI_DSI & HRI | 0 | 0 | 0 | 0 | 0 | 0 | 0 | 0
00 Ret.ExistDryFGD_SNCR_ACI_DSI & HRI & CCS | 0 | 0 | 0 | 0 | 0 | 0 | 0 | 0
00 Ret.ExistDSI & ACI | 0 | 0 | 0 | 0 | 0 | 0 | 0 | 0
00 Ret.ExistDSI & ACI & HRI | 0 | 0 | 0 | 0 | 0 | 0 | 0 | 0
00 Ret.ExistDSI & ACI & SCR | 0 | 0 | 0 | 0 | 0 | 0 | 0 | 0
00 Ret.ExistDSI & ACI & SCR & DryFGD & HRI | 0 | 0 | 0 | 0 | 0 | 0 | 0 | 0
00 Ret.ExistDSI & ACI & SCR & HRI | 0 | 0 | 0 | 0 | 0 | 0 | 0 | 0
00 Ret.ExistDSI & ACI & SCR & WetFGD & HRI | 0 | 0 | 0 | 0 | 0 | 0 | 0 | 0
00 Ret.ExistDSI & DryFGD | 0 | 0 | 0 | 0 | 0 | 0 | 0 | 0
00 Ret.ExistDSI & DryFGD & ACI | 0 | 0 | 0 | 0 | 0 | 0 | 0 | 0
00 Ret.ExistDSI & DryFGD & ACI & HRI | 0 | 0 | 0 | 0 | 0 | 0 | 0 | 0
00 Ret.ExistDSI & DryFGD & HRI | 0 | 0 | 0 | 0 | 0 | 0 | 0 | 0
00 Ret.ExistDSI & HRI | 0 | 0 | 0 | 0 | 0 | 0 | 0 | 0
00 Ret.ExistDSI & SCR | 0 | 0 | 0 | 0 | 0 | 0 | 0 | 0
00 Ret.ExistDSI & SCR & DryFGD | 0 | 0 | 0 | 0 | 0 | 0 | 0 | 0
00 Ret.ExistDSI & SCR & DryFGD & ACI | 0 | 0 | 0 | 0 | 0 | 0 | 0 | 0
00 Ret.ExistDSI & SCR & DryFGD & HRI | 0 | 0 | 0 | 0 | 0 | 0 | 0 | 0
00 Ret.ExistDSI & SCR & HRI | 0 | 0 | 0 | 0 | 0 | 0 | 0 | 0
00 Ret.ExistDSI & SCR & WetFGD | 0 | 0 | 0 | 0 | 0 | 0 | 0 | 0
00 Ret.ExistDSI & SCR & WetFGD & ACI | 0 | 0 | 0 | 0 | 0 | 0 | 0 | 0
00 Ret.ExistDSI & SCR & WetFGD & HRI | 0 | 0 | 0 | 0 | 0 | 0 | 0 | 0
00 Ret.ExistDSI & SNCR | 0 | 0 | 0 | 0 | 0 | 0 | 0 | 0
00 Ret.ExistDSI & SNCR & ACI | 0 | 0 | 0 | 0 | 0 | 0 | 0 | 0
00 Ret.ExistDSI & SNCR & ACI & HRI | 0 | 0 | 0 | 0 | 0 | 0 | 0 | 0
00 Ret.ExistDSI & SNCR & DryFGD | 0 | 0 | 0 | 0 | 0 | 0 | 0 | 0
00 Ret.ExistDSI & SNCR & DryFGD & ACI | 0 | 0 | 0 | 0 | 0 | 0 | 0 | 0
00 Ret.ExistDSI & SNCR & DryFGD & ACI & HRI | 0 | 0 | 0 | 0 | 0 | 0 | 0 | 0
00 Ret.ExistDSI & SNCR & DryFGD & HRI | 0 | 0 | 0 | 0 | 0 | 0 | 0 | 0
00 Ret.ExistDSI & SNCR & HRI | 0 | 0 | 0 | 0 | 0 | 0 | 0 | 0
00 Ret.ExistDSI & SNCR & WetFGD | 0 | 0 | 0 | 0 | 0 | 0 | 0 | 0
00 Ret.ExistDSI & SNCR & WetFGD & ACI | 0 | 0 | 0 | 0 | 0 | 0 | 0 | 0
00 Ret.ExistDSI & SNCR & WetFGD & ACI & HRI | 0 | 0 | 0 | 0 | 0 | 0 | 0 | 0
00 Ret.ExistDSI & SNCR & WetFGD & HRI | 0 | 0 | 0 | 0 | 0 | 0 | 0 | 0
00 Ret.ExistDSI & WetFGD | 0 | 0 | 0 | 0 | 0 | 0 | 0 | 0
00 Ret.ExistDSI & WetFGD & ACI | 0 | 0 | 0 | 0 | 0 | 0 | 0 | 0
00 Ret.ExistDSI & WetFGD & ACI & HRI | 0 | 0 | 0 | 0 | 0 | 0 | 0 | 0
00 Ret.ExistDSI & WetFGD & HRI | 0 | 0 | 0 | 0 | 0 | 0 | 0 | 0
00 Ret.ExistDSI_ACI & SNCR & DryFGD & CCS | 0 | 0 | 0 | 0 | 0 | 0 | 0 | 0
00 Ret.ExistDSI_ACI & SNCR & WetFGD & CCS | 0 | 0 | 0 | 0 | 0 | 0 | 0 | 0
00 Ret.ExistSCR_ACI & DryFGD | 0 | 0 | 0 | 0 | 0 | 0 | 0 | 0
00 Ret.ExistSCR_ACI & DryFGD & CCS | 0 | 0 | 0 | 0 | 0 | 0 | 0 | 0
00 Ret.ExistSCR_ACI & DryFGD & HRI | 0 | 0 | 0 | 0 | 0 | 0 | 0 | 0
00 Ret.ExistSCR_ACI & DryFGD & HRI & CCS | 0 | 0 | 0 | 0 | 0 | 0 | 0 | 0
00 Ret.ExistSCR_ACI & DSI | 0 | 0 | 0 | 0 | 0 | 0 | 0 | 0
00 Ret.ExistSCR_ACI & DSI & HRI | 0 | 0 | 0 | 0 | 0 | 0 | 0 | 0
00 Ret.ExistSCR_ACI & HRI | 0 | 0 | 0 | 0 | 0 | 0 | 0 | 0
00 Ret.ExistSCR_ACI & WetFGD | 0 | 0 | 0 | 0 | 0 | 0 | 0 | 0
00 Ret.ExistSCR_ACI & WetFGD & CCS | 0 | 0 | 0 | 0 | 0 | 0 | 0 | 0
00 Ret.ExistSCR_ACI & WetFGD & HRI | 0 | 0 | 0 | 0 | 0 | 0 | 0 | 0
00 Ret.ExistSCR_ACI & WetFGD & HRI & CCS | 0 | 0 | 0 | 0 | 0 | 0 | 0 | 0
00 Ret.ExistSCR_ACI_DSI & DryFGD | 0 | 0 | 0 | 0 | 0 | 0 | 0 | 0
00 Ret.ExistSCR_ACI_DSI & DryFGD & HRI | 0 | 0 | 0 | 0 | 0 | 0 | 0 | 0
00 Ret.ExistSCR_ACI_DSI & HRI | 0 | 0 | 0 | 0 | 0 | 0 | 0 | 0
00 Ret.ExistSCR_ACI_DSI & WetFGD | 0 | 0 | 0 | 0 | 0 | 0 | 0 | 0
00 Ret.ExistSCR_ACI_DSI & WetFGD & HRI | 0 | 0 | 0 | 0 | 0 | 0 | 0 | 0
00 Ret.ExistSCR_DryFGD & ACI | 0 | 0 | 0 | 0 | 0 | 0 | 0 | 0
00 Ret.ExistSCR_DryFGD & HRI | 0 | 0 | 0 | 0 | 0 | 0 | 0 | 0
00 Ret.ExistSCR_DryFGD & HRI & CCS | 0 | 0 | 0 | 0 | 0 | 0 | 0 | 0
00 Ret.ExistSCR_DryFGD_ACI & CCS | 0 | 0 | 1269.5619 | 1269.5619 | 1269.5619 | 1269.5619 | 1269.5619 | 1269.5619
00 Ret.ExistSCR_DryFGD_ACI & HRI | 0 | 0 | 0 | 0 | 0 | 0 | 0 | 0
00 Ret.ExistSCR_DryFGD_ACI & HRI & CCS | 0 | 0 | 0 | 0 | 0 | 0 | 0 | 0
00 Ret.ExistSCR_DryFGD_ACI_DSI & CCS | 0 | 0 | 0 | 0 | 0 | 0 | 0 | 0
00 Ret.ExistSCR_DryFGD_ACI_DSI & HRI | 0 | 0 | 0 | 0 | 0 | 0 | 0 | 0
00 Ret.ExistSCR_DryFGD_ACI_DSI & HRI & CCS | 0 | 0 | 0 | 0 | 0 | 0 | 0 | 0
00 Ret.ExistSCR_DryFGD_DSI & ACI | 0 | 0 | 0 | 0 | 0 | 0 | 0 | 0
00 Ret.ExistSCR_WetFGD & ACI | 0 | 0 | 0 | 0 | 0 | 0 | 0 | 0
00 Ret.ExistSCR_WetFGD & HRI | 0 | 0 | 0 | 0 | 0 | 0 | 0 | 0
00 Ret.ExistSCR_WetFGD & HRI & CCS | 0 | 0 | 0 | 0 | 0 | 0 | 0 | 0
00 Ret.ExistSCR_WetFGD_ACI & CCS | 0 | 0 | 4577.3935 | 4577.3935 | 4577.3935 | 4577.3935 | 4577.3935 | 4577.3935
00 Ret.ExistSCR_WetFGD_ACI & HRI | 0 | 0 | 0 | 0 | 0 | 0 | 0 | 0
00 Ret.ExistSCR_WetFGD_ACI & HRI & CCS | 0 | 0 | 0 | 0 | 0 | 0 | 0 | 0
00 Ret.ExistSCR_WetFGD_ACI_DSI & CCS | 0 | 0 | 0 | 0 | 0 | 0 | 0 | 0
00 Ret.ExistSCR_WetFGD_ACI_DSI & HRI | 0 | 0 | 0 | 0 | 0 | 0 | 0 | 0
00 Ret.ExistSCR_WetFGD_ACI_DSI & HRI & CCS | 0 | 0 | 0 | 0 | 0 | 0 | 0 | 0
00 Ret.ExistSCR_WetFGD_DSI & ACI | 0 | 0 | 0 | 0 | 0 | 0 | 0 | 0
00 Ret.ExistSCR_WetFGD_DSI & HRI | 0 | 0 | 0 | 0 | 0 | 0 | 0 | 0
00 Ret.ExistSCR_WetFGD_DSI & HRI & CCS | 0 | 0 | 0 | 0 | 0 | 0 | 0 | 0
00 Ret.ExistSNCR_ACI & DryFGD | 0 | 0 | 0 | 0 | 0 | 0 | 0 | 0
00 Ret.ExistSNCR_ACI & DryFGD & CCS | 0 | 0 | 0 | 0 | 0 | 0 | 0 | 0
00 Ret.ExistSNCR_ACI & DryFGD & HRI | 0 | 0 | 0 | 0 | 0 | 0 | 0 | 0
00 Ret.ExistSNCR_ACI & DryFGD & HRI & CCS | 0 | 0 | 0 | 0 | 0 | 0 | 0 | 0
00 Ret.ExistSNCR_ACI & DSI & HRI | 0 | 0 | 0 | 0 | 0 | 0 | 0 | 0
00 Ret.ExistSNCR_ACI & HRI | 0 | 0 | 0 | 0 | 0 | 0 | 0 | 0
00 Ret.ExistSNCR_ACI & WetFGD | 0 | 0 | 0 | 0 | 0 | 0 | 0 | 0
00 Ret.ExistSNCR_ACI & WetFGD & CCS | 0 | 0 | 0 | 0 | 0 | 0 | 0 | 0
00 Ret.ExistSNCR_ACI & WetFGD & HRI | 0 | 0 | 0 | 0 | 0 | 0 | 0 | 0
00 Ret.ExistSNCR_ACI & WetFGD & HRI & CCS | 0 | 0 | 0 | 0 | 0 | 0 | 0 | 0
00 Ret.ExistSNCR_ACI_DSI & DryFGD | 0 | 0 | 0 | 0 | 0 | 0 | 0 | 0
00 Ret.ExistSNCR_ACI_DSI & DryFGD & CCS | 0 | 0 | 0 | 0 | 0 | 0 | 0 | 0
00 Ret.ExistSNCR_ACI_DSI & DryFGD & HRI | 0 | 0 | 0 | 0 | 0 | 0 | 0 | 0
00 Ret.ExistSNCR_ACI_DSI & DryFGD & HRI & CCS | 0 | 0 | 0 | 0 | 0 | 0 | 0 | 0
00 Ret.ExistSNCR_ACI_DSI & HRI | 0 | 0 | 0 | 0 | 0 | 0 | 0 | 0
00 Ret.ExistSNCR_ACI_DSI & WetFGD | 0 | 0 | 0 | 0 | 0 | 0 | 0 | 0
00 Ret.ExistSNCR_ACI_DSI & WetFGD & CCS | 0 | 0 | 0 | 0 | 0 | 0 | 0 | 0
00 Ret.ExistSNCR_ACI_DSI & WetFGD & HRI | 0 | 0 | 0 | 0 | 0 | 0 | 0 | 0
00 Ret.ExistSNCR_ACI_DSI & WetFGD & HRI & CCS | 0 | 0 | 0 | 0 | 0 | 0 | 0 | 0
00 Ret.ExistSNCR_DryFGD & HRI | 0 | 0 | 0 | 0 | 0 | 0 | 0 | 0
00 Ret.ExistSNCR_DryFGD_ACI & CCS | 0 | 0 | 0 | 0 | 0 | 0 | 0 | 0
00 Ret.ExistSNCR_DryFGD_ACI & HRI | 0 | 0 | 0 | 0 | 0 | 0 | 0 | 0
00 Ret.ExistSNCR_DryFGD_ACI & HRI & CCS | 0 | 0 | 0 | 0 | 0 | 0 | 0 | 0
00 Ret.ExistSNCR_WetFGD & ACI | 0 | 0 | 0 | 0 | 0 | 0 | 0 | 0
00 Ret.ExistSNCR_WetFGD & HRI | 0 | 0 | 0 | 0 | 0 | 0 | 0 | 0
00 Ret.ExistSNCR_WetFGD & HRI & CCS | 0 | 0 | 0 | 0 | 0 | 0 | 0 | 0
00 Ret.ExistSNCR_WetFGD_ACI & CCS | 0 | 0 | 1513.652 | 1513.652 | 1513.652 | 1513.652 | 1513.652 | 1513.652
00 Ret.ExistSNCR_WetFGD_ACI & HRI | 0 | 0 | 0 | 0 | 0 | 0 | 0 | 0
00 Ret.ExistSNCR_WetFGD_ACI & HRI & CCS | 0 | 0 | 0 | 0 | 0 | 0 | 0 | 0
00 Ret.ExistSNCR_WetFGD_ACI_DSI & CCS | 0 | 0 | 0 | 0 | 0 | 0 | 0 | 0
00 Ret.ExistSNCR_WetFGD_ACI_DSI & HRI | 0 | 0 | 0 | 0 | 0 | 0 | 0 | 0
00 Ret.ExistSNCR_WetFGD_ACI_DSI & HRI & CCS | 0 | 0 | 0 | 0 | 0 | 0 | 0 | 0
00 Ret.ExistWetFGD & ACI | 0 | 0 | 0 | 0 | 0 | 0 | 0 | 0
00 Ret.ExistWetFGD & ACI & CCS | 0 | 0 | 0 | 0 | 0 | 0 | 0 | 0
00 Ret.ExistWetFGD & ACI & HRI | 0 | 0 | 0 | 0 | 0 | 0 | 0 | 0
00 Ret.ExistWetFGD & ACI & HRI & CCS | 0 | 0 | 0 | 0 | 0 | 0 | 0 | 0
00 Ret.ExistWetFGD & ACI & SCR | 0 | 0 | 0 | 0 | 0 | 0 | 0 | 0
00 Ret.ExistWetFGD & ACI & SCR & CCS | 0 | 0 | 0 | 0 | 0 | 0 | 0 | 0
00 Ret.ExistWetFGD & ACI & SCR & HRI | 0 | 0 | 0 | 0 | 0 | 0 | 0 | 0
00 Ret.ExistWetFGD & ACI & SCR & HRI & CCS | 0 | 0 | 0 | 0 | 0 | 0 | 0 | 0
00 Ret.ExistWetFGD & ACI & SNCR | 0 | 0 | 0 | 0 | 0 | 0 | 0 | 0
00 Ret.ExistWetFGD & ACI & SNCR & HRI | 0 | 0 | 0 | 0 | 0 | 0 | 0 | 0
00 Ret.ExistWetFGD & ACI & SNCR & HRI & CCS | 0 | 0 | 0 | 0 | 0 | 0 | 0 | 0
00 Ret.ExistWetFGD & CCS | 0 | 0 | 0 | 0 | 0 | 0 | 0 | 0
00 Ret.ExistWetFGD & HRI | 0 | 0 | 0 | 0 | 0 | 0 | 0 | 0
00 Ret.ExistWetFGD & HRI & CCS | 0 | 0 | 0 | 0 | 0 | 0 | 0 | 0
00 Ret.ExistWetFGD & SCR | 3065.2573 | 3065.2573 | 3065.2573 | 3065.2573 | 3065.2573 | 3065.2573 | 2670.4225 | 2670.4225
00 Ret.ExistWetFGD & SCR & CCS | 0 | 0 | 0 | 0 | 0 | 0 | 0 | 0
00 Ret.ExistWetFGD & SCR & HRI | 0 | 0 | 0 | 0 | 0 | 0 | 0 | 0
00 Ret.ExistWetFGD & SCR & HRI & CCS | 0 | 0 | 0 | 0 | 0 | 0 | 0 | 0
00 Ret.ExistWetFGD & SNCR | 0 | 0 | 0 | 0 | 0 | 0 | 0 | 0
00 Ret.ExistWetFGD & SNCR & CCS | 0 | 0 | 0 | 0 | 0 | 0 | 0 | 0
00 Ret.ExistWetFGD & SNCR & HRI | 0 | 0 | 0 | 0 | 0 | 0 | 0 | 0
00 Ret.ExistWetFGD & SNCR & HRI & CCS | 0 | 0 | 0 | 0 | 0 | 0 | 0 | 0
00 Ret.ExistWetFGD_ACI & CCS | 0 | 0 | 557.8272 | 557.8272 | 557.8272 | 557.8272 | 557.8272 | 527.9033
00 Ret.ExistWetFGD_ACI & HRI | 0 | 0 | 0 | 0 | 0 | 0 | 0 | 0
00 Ret.ExistWetFGD_ACI & HRI & CCS | 0 | 0 | 0 | 0 | 0 | 0 | 0 | 0
00 Ret.ExistWetFGD_ACI & SCR | 8106.6221 | 8697.3288 | 5276.9563 | 5312.3065 | 4868.0845 | 4997.409 | 4636.3717 | 3656.3962
00 Ret.ExistWetFGD_ACI & SCR & CCS | 0 | 0 | 2460.5109 | 2460.5109 | 2460.5109 | 2460.5109 | 2460.5109 | 2460.5109
00 Ret.ExistWetFGD_ACI & SCR & HRI | 0 | 0 | 0 | 0 | 0 | 0 | 0 | 0
00 Ret.ExistWetFGD_ACI & SCR & HRI & CCS | 0 | 0 | 0 | 0 | 0 | 0 | 0 | 0
00 Ret.ExistWetFGD_ACI & SNCR | 4103.7264 | 4219.7489 | 4219.7489 | 4304.2659 | 4493.1459 | 4630.0158 | 4866.2754 | 4335.2188
00 Ret.ExistWetFGD_ACI & SNCR & CCS | 0 | 0 | 0 | 0 | 0 | 0 | 0 | 0
00 Ret.ExistWetFGD_ACI & SNCR & HRI | 0 | 0 | 0 | 0 | 0 | 0 | 0 | 0
00 Ret.ExistWetFGD_ACI & SNCR & HRI & CCS | 0 | 0 | 0 | 0 | 0 | 0 | 0 | 0
00 Ret.ExistWetFGD_ACI_DSI & CCS | 0 | 0 | 0 | 0 | 0 | 0 | 0 | 0
00 Ret.ExistWetFGD_ACI_DSI & HRI | 0 | 0 | 0 | 0 | 0 | 0 | 0 | 0
00 Ret.ExistWetFGD_ACI_DSI & HRI & CCS | 0 | 0 | 0 | 0 | 0 | 0 | 0 | 0
00 Ret.ExistWetFGD_ACI_DSI & SCR | 0 | 0 | 0 | 0 | 0 | 0 | 0 | 0
00 Ret.ExistWetFGD_ACI_DSI & SCR & CCS | 0 | 0 | 0 | 0 | 0 | 0 | 0 | 0
00 Ret.ExistWetFGD_ACI_DSI & SCR & HRI | 0 | 0 | 0 | 0 | 0 | 0 | 0 | 0
00 Ret.ExistWetFGD_ACI_DSI & SCR & HRI & CCS | 0 | 0 | 0 | 0 | 0 | 0 | 0 | 0
00 Ret.ExistWetFGD_ACI_DSI & SNCR | 0 | 0 | 0 | 0 | 0 | 0 | 0 | 0
00 Ret.ExistWetFGD_ACI_DSI & SNCR & CCS | 0 | 0 | 0 | 0 | 0 | 0 | 0 | 0
00 Ret.ExistWetFGD_ACI_DSI & SNCR & HRI | 0 | 0 | 0 | 0 | 0 | 0 | 0 | 0
00 Ret.ExistWetFGD_ACI_DSI & SNCR & HRI & CCS | 0 | 0 | 0 | 0 | 0 | 0 | 0 | 0
00 Ret.ExistWetFGD_DSI & HRI | 0 | 0 | 0 | 0 | 0 | 0 | 0 | 0
00 Ret.ExistWetFGD_DSI & SCR | 0 | 0 | 0 | 0 | 0 | 0 | 0 | 0
00 Ret.ExistWetFGD_DSI & SCR & HRI | 0 | 0 | 0 | 0 | 0 | 0 | 0 | 0
00 Ret.ExistWetFGD_DSI & SNCR | 0 | 0 | 0 | 0 | 0 | 0 | 0 | 0
00 Ret.ExistWetFGD_SCR & ACI & CCS | 0 | 0 | 0 | 0 | 0 | 0 | 0 | 0
00 Ret.ExistWetFGD_DSI & SNCR & HRI | 0 | 0 | 0 | 0 | 0 | 0 | 0 | 0
00 Ret.ExistWetFGD_SCR & ACI & HRI | 0 | 0 | 0 | 0 | 0 | 0 | 0 | 0
00 Ret.ExistWetFGD_SCR & ACI & HRI & CCS | 0 | 0 | 0 | 0 | 0 | 0 | 0 | 0
00 Ret.ExistWetFGD_SCR & CCS | 0 | 0 | 5970.9149 | 5970.9149 | 5970.9149 | 5970.9149 | 5970.9149 | 5970.9149
00 Ret.ExistWetFGD_SCR_DSI & ACI & CCS | 0 | 0 | 0 | 0 | 0 | 0 | 0 | 0
00 Ret.ExistWetFGD_SCR_DSI & ACI & HRI | 0 | 0 | 0 | 0 | 0 | 0 | 0 | 0
00 Ret.ExistWetFGD_SCR_DSI & ACI & HRI & CCS | 0 | 0 | 0 | 0 | 0 | 0 | 0 | 0
00 Ret.ExistWetFGD_SCR_DSI & CCS | 0 | 0 | 0 | 0 | 0 | 0 | 0 | 0
00 Ret.ExistWetFGD_SNCR & ACI & HRI | 0 | 0 | 0 | 0 | 0 | 0 | 0 | 0
00 Ret.ExistWetFGD_SNCR & CCS | 0 | 0 | 0 | 0 | 0 | 0 | 0 | 0
00 Ret.HRI | 0 | 0 | 0 | 0 | 0 | 0 | 0 | 0
00 Ret.SCR | 0 | 0 | 0 | 0 | 0 | 0 | 0 | 0
00 Ret.SCR & DryFGD | 0 | 0 | 0 | 0 | 0 | 0 | 0 | 0
00 Ret.SCR & DryFGD & ACI | 0 | 0 | 0 | 0 | 0 | 0 | 0 | 0
00 Ret.SCR & DryFGD & CCS | 0 | 0 | 0 | 0 | 0 | 0 | 0 | 0
00 Ret.SCR & DryFGD & HRI | 0 | 0 | 0 | 0 | 0 | 0 | 0 | 0
00 Ret.SCR & DSI | 0 | 0 | 0 | 0 | 0 | 0 | 0 | 0
00 Ret.SCR & DSI & DryFGD | 0 | 0 | 0 | 0 | 0 | 0 | 0 | 0
00 Ret.SCR & DSI & DryFGD & HRI | 0 | 0 | 0 | 0 | 0 | 0 | 0 | 0
00 Ret.SCR & DSI & HRI | 0 | 0 | 0 | 0 | 0 | 0 | 0 | 0
00 Ret.SCR & DSI & WetFGD | 0 | 0 | 0 | 0 | 0 | 0 | 0 | 0
00 Ret.SCR & DSI & WetFGD & HRI | 0 | 0 | 0 | 0 | 0 | 0 | 0 | 0
00 Ret.SCR & HRI | 0 | 0 | 0 | 0 | 0 | 0 | 0 | 0
00 Ret.SCR & WetFGD | 0 | 0 | 0 | 0 | 0 | 0 | 0 | 0
00 Ret.SCR & WetFGD & ACI | 0 | 0 | 0 | 0 | 0 | 0 | 0 | 0
00 Ret.SCR & WetFGD & CCS | 0 | 0 | 0 | 0 | 0 | 0 | 0 | 0
00 Ret.SCR & WetFGD & HRI | 0 | 0 | 0 | 0 | 0 | 0 | 0 | 0
00 Ret.SNCR | 0 | 0 | 0 | 0 | 0 | 0 | 0 | 0
00 Ret.SNCR & DryFGD | 0 | 0 | 0 | 0 | 0 | 0 | 0 | 0
00 Ret.SNCR & DryFGD & ACI | 0 | 0 | 0 | 0 | 0 | 0 | 0 | 0
00 Ret.SNCR & DryFGD & ACI & HRI | 0 | 0 | 0 | 0 | 0 | 0 | 0 | 0
00 Ret.SNCR & DryFGD & CCS | 0 | 0 | 0 | 0 | 0 | 0 | 0 | 0
00 Ret.SNCR & DryFGD & HRI | 0 | 0 | 0 | 0 | 0 | 0 | 0 | 0
00 Ret.SNCR & DSI | 0 | 0 | 0 | 0 | 0 | 0 | 0 | 0
00 Ret.SNCR & DSI & HRI | 0 | 0 | 0 | 0 | 0 | 0 | 0 | 0
00 Ret.SNCR & HRI | 0 | 0 | 0 | 0 | 0 | 0 | 0 | 0
00 Ret.SNCR & WetFGD | 0 | 0 | 0 | 0 | 0 | 0 | 0 | 0
00 Ret.SNCR & WetFGD & ACI | 0 | 0 | 0 | 0 | 0 | 0 | 0 | 0
00 Ret.SNCR & WetFGD & ACI & HRI | 0 | 0 | 0 | 0 | 0 | 0 | 0 | 0
00 Ret.SNCR & WetFGD & CCS | 0 | 0 | 0 | 0 | 0 | 0 | 0 | 0
00 Ret.SNCR & WetFGD & HRI | 0 | 0 | 0 | 0 | 0 | 0 | 0 | 0
00 Ret.WetFGD | 0 | 0 | 0 | 0 | 0 | 0 | 0 | 0
00 Ret.WetFGD & CCS | 0 | 0 | 0 | 0 | 0 | 0 | 0 | 0
00 Ret.WetFGD & HRI | 0 | 0 | 0 | 0 | 0 | 0 | 0 | 0
00 Ret.FB & ACI | 0 | 0 | 0 | 0 | 0 | 0 | 0 | 0
00 Ret.FB & ACI & DryFGD & HRI | 0 | 0 | 0 | 0 | 0 | 0 | 0 | 0
00 Ret.FB & ACI & HRI | 0 | 0 | 0 | 0 | 0 | 0 | 0 | 0
00 Ret.FB & HRI | 0 | 0 | 0 | 0 | 0 | 0 | 0 | 0
00 Ret.FB DryFGD | 0 | 0 | 0 | 0 | 0 | 0 | 0 | 0
00 Ret.FB DryFGD & ACI | 0 | 0 | 0 | 0 | 0 | 0 | 0 | 0
00 Ret.FB DryFGD & ACI & HRI | 0 | 0 | 0 | 0 | 0 | 0 | 0 | 0
00 Ret.FB DryFGD & HRI | 0 | 0 | 0 | 0 | 0 | 0 | 0 | 0
00 Ret.FB DryFGD & SNCR | 0 | 0 | 0 | 0 | 0 | 0 | 0 | 0
00 Ret.FB DryFGD & SNCR & HRI | 0 | 0 | 0 | 0 | 0 | 0 | 0 | 0
00 Ret.FB SNCR & DryFGD & ACI | 0 | 0 | 0 | 0 | 0 | 0 | 0 | 0
00 Ret.FB SNCR & DryFGD & ACI & HRI | 0 | 0 | 0 | 0 | 0 | 0 | 0 | 0
00 Ret.FB-ACI & SNCR | 0 | 0 | 0 | 0 | 0 | 0 | 0 | 0
00 Ret.FB-ACI & SNCR & HRI | 0 | 0 | 0 | 0 | 0 | 0 | 0 | 0
00 Ret.FB-ACI & SNCR & HRI & CCS | 0 | 0 | 0 | 0 | 0 | 0 | 0 | 0
00 Ret.FB-Exist ACI & DryFGD | 0 | 0 | 0 | 0 | 0 | 0 | 0 | 0
00 Ret.FB-Exist ACI & DryFGD & HRI | 0 | 0 | 0 | 0 | 0 | 0 | 0 | 0
00 Ret.FB-Exist ACI & DryFGD & SNCR | 0 | 0 | 0 | 0 | 0 | 0 | 0 | 0
00 Ret.FB-Exist ACI & DryFGD & SNCR & HRI | 0 | 0 | 0 | 0 | 0 | 0 | 0 | 0
00 Ret.FB-Exist ACI & SNCR | 0 | 0 | 0 | 0 | 0 | 0 | 0 | 0
00 Ret.FB-Exist ACI & SNCR & HRI | 0 | 0 | 0 | 0 | 0 | 0 | 0 | 0
00 Ret.FB-Exist ACI_DSI & DryFGD & SNCR | 0 | 0 | 0 | 0 | 0 | 0 | 0 | 0
00 Ret.FB-Exist ACI_DSI & SNCR | 0 | 0 | 0 | 0 | 0 | 0 | 0 | 0
00 Ret.FB-ExistACI & HRI | 0 | 0 | 0 | 0 | 0 | 0 | 0 | 0
00 Ret.FB-ExistACI_DSI & DryFGD | 0 | 0 | 0 | 0 | 0 | 0 | 0 | 0
00 Ret.FB-ExistACI_DSI & DryFGD & HRI | 0 | 0 | 0 | 0 | 0 | 0 | 0 | 0
00 Ret.FB-ExistACI_DSI & DryFGD & SNCR | 0 | 0 | 0 | 0 | 0 | 0 | 0 | 0
00 Ret.FB-ExistACI_DSI & DryFGD & SNCR & HRI | 0 | 0 | 0 | 0 | 0 | 0 | 0 | 0
00 Ret.FB-ExistACI_DSI & HRI | 0 | 0 | 0 | 0 | 0 | 0 | 0 | 0
00 Ret.FB-ExistACI_DSI & SNCR & HRI | 0 | 0 | 0 | 0 | 0 | 0 | 0 | 0
00 Ret.FB-ExistDryFGD_ACI & HRI | 0 | 0 | 0 | 0 | 0 | 0 | 0 | 0
00 Ret.FB-ExistDryFGD_ACI & SNCR | 0 | 0 | 0 | 0 | 0 | 0 | 0 | 0
00 Ret.FB-ExistDryFGD_ACI & SNCR & HRI | 0 | 0 | 0 | 0 | 0 | 0 | 0 | 0
00 Ret.FB-ExistDryFGD_DSI & HRI | 0 | 0 | 0 | 0 | 0 | 0 | 0 | 0
00 Ret.FB-ExistDryFGD_DSI & SNCR | 0 | 0 | 0 | 0 | 0 | 0 | 0 | 0
00 Ret.FB-ExistDryFGD_DSI & SNCR & HRI | 0 | 0 | 0 | 0 | 0 | 0 | 0 | 0
00 Ret.FB-ExistDryFGD_SNCR & HRI | 0 | 0 | 0 | 0 | 0 | 0 | 0 | 0
00 Ret.FB-ExistDryFGD_SNCR_ACI & HRI | 0 | 0 | 0 | 0 | 0 | 0 | 0 | 0
00 Ret.FB-ExistDryFGD_SNCR_ACI_DSI & HRI | 0 | 0 | 0 | 0 | 0 | 0 | 0 | 0
00 Ret.FB-ExistDryFGD_SNCR_DSI & HRI | 0 | 0 | 0 | 0 | 0 | 0 | 0 | 0
00 Ret.FB-ExistDSI & ACI | 0 | 0 | 0 | 0 | 0 | 0 | 0 | 0
00 Ret.FB-ExistDSI & ACI & HRI | 0 | 0 | 0 | 0 | 0 | 0 | 0 | 0
00 Ret.FB-ExistDSI & ACI & SNCR | 0 | 0 | 0 | 0 | 0 | 0 | 0 | 0
00 Ret.FB-ExistDSI & ACI & SNCR & HRI | 0 | 0 | 0 | 0 | 0 | 0 | 0 | 0
00 Ret.FB-ExistDSI & DryFGD | 0 | 0 | 0 | 0 | 0 | 0 | 0 | 0
00 Ret.FB-ExistDSI & DryFGD & ACI | 0 | 0 | 0 | 0 | 0 | 0 | 0 | 0
00 Ret.FB-ExistDSI & DryFGD & ACI & HRI | 0 | 0 | 0 | 0 | 0 | 0 | 0 | 0
00 Ret.FB-ExistDSI & DryFGD & HRI | 0 | 0 | 0 | 0 | 0 | 0 | 0 | 0
00 Ret.FB-ExistDSI & DryFGD & SNCR | 0 | 0 | 0 | 0 | 0 | 0 | 0 | 0
00 Ret.FB-ExistDSI & DryFGD & SNCR & HRI | 0 | 0 | 0 | 0 | 0 | 0 | 0 | 0
00 Ret.FB-ExistDSI & HRI | 0 | 0 | 0 | 0 | 0 | 0 | 0 | 0
00 Ret.FB-ExistDSI & SNCR | 0 | 0 | 0 | 0 | 0 | 0 | 0 | 0
00 Ret.FB-ExistDSI & SNCR & DryFGD & ACI | 0 | 0 | 0 | 0 | 0 | 0 | 0 | 0
00 Ret.FB-ExistDSI & SNCR & DryFGD & ACI & HRI | 0 | 0 | 0 | 0 | 0 | 0 | 0 | 0
00 Ret.FB-ExistDSI & SNCR & HRI | 0 | 0 | 0 | 0 | 0 | 0 | 0 | 0
00 Ret.FB-ExistSNCR & DryFGD | 0 | 0 | 0 | 0 | 0 | 0 | 0 | 0
00 Ret.FB-ExistSNCR & DryFGD & ACI | 0 | 0 | 0 | 0 | 0 | 0 | 0 | 0
00 Ret.FB-ExistSNCR & DryFGD & HRI | 0 | 0 | 0 | 0 | 0 | 0 | 0 | 0
00 Ret.FB-ExistSNCR & HRI | 0 | 0 | 0 | 0 | 0 | 0 | 0 | 0
00 Ret.FB-ExistSNCR_ACI_DSI & DryFGD | 0 | 0 | 0 | 0 | 0 | 0 | 0 | 0
00 Ret.FB-ExistSNCR_ACI_DSI & DryFGD & HRI | 0 | 0 | 0 | 0 | 0 | 0 | 0 | 0
00 Ret.FB-ExistSNCR_ACI_DSI & HRI | 0 | 0 | 0 | 0 | 0 | 0 | 0 | 0
00 Ret.FB-ExistSNCR_DryFGD & HRI | 0 | 0 | 0 | 0 | 0 | 0 | 0 | 0
00 Ret.FB-ExistSNCR_DryFGD_ACI & HRI | 0 | 0 | 0 | 0 | 0 | 0 | 0 | 0
00 Ret.FB-ExistSNCR_DSI & ACI | 0 | 0 | 0 | 0 | 0 | 0 | 0 | 0
00 Ret.FB-ExistSNCR_DSI & ACI & DryFGD | 0 | 0 | 0 | 0 | 0 | 0 | 0 | 0
00 Ret.FB-ExistSNCR_DSI & ACI & DryFGD & HRI | 0 | 0 | 0 | 0 | 0 | 0 | 0 | 0
00 Ret.FB-ExistSNCR_DSI & ACI & HRI | 0 | 0 | 0 | 0 | 0 | 0 | 0 | 0
00 Ret.FB-ExistSNCR_DSI & DryFGD | 0 | 0 | 0 | 0 | 0 | 0 | 0 | 0
00 Ret.FB-ExistSNCR_DSI & DryFGD & HRI | 0 | 0 | 0 | 0 | 0 | 0 | 0 | 0
00 Ret.FB-ExistSNCR_DSI & HRI | 0 | 0 | 0 | 0 | 0 | 0 | 0 | 0
00 Ret.FB-ExistSNCR_WetFGD & ACI | 0 | 0 | 0 | 0 | 0 | 0 | 0 | 0
00 Ret.FB-ExistSNCR_WetFGD & HRI | 0 | 0 | 0 | 0 | 0 | 0 | 0 | 0
00 Ret.FB-ExistWetFGD_DSI & HRI | 0 | 0 | 0 | 0 | 0 | 0 | 0 | 0
00 Ret.FB-ExistWetFGD_DSI & SNCR | 0 | 0 | 0 | 0 | 0 | 0 | 0 | 0
00 Ret.FB-ExistWetFGD_DSI & SNCR & HRI | 0 | 0 | 0 | 0 | 0 | 0 | 0 | 0
00 Ret.FB-ExistWetFGD_SNCR & ACI & HRI | 0 | 0 | 0 | 0 | 0 | 0 | 0 | 0
00 Ret.FB-SNCR | 0 | 0 | 0 | 0 | 0 | 0 | 0 | 0
00 Ret.FB-SNCR & HRI | 0 | 0 | 0 | 0 | 0 | 0 | 0 | 0
00 Ret.Oil/Gas Steam SCR | 0 | 0 | 0 | 0 | 0 | 0 | 0 | 0
00 CC Retirement | 0 | 0 | 0 | 0 | 0 | 0 | 0 | 0
00 CT Retirement | 0 | 0 | 0 | 0 | 0 | 0 | 0 | 0
00 O/G Retirement | 0 | 0 | 0 | 0 | 0 | 0 | 0 | 0
00 Coal Retirement | 0 | 0 | 0 | 0 | 0 | 0 | 0 | 0
00 IGCC Retirement | 0 | 0 | 0 | 0 | 0 | 0 | 0 | 0
00 Nuke Retirement | 0 | 0 | 0 | 0 | 0 | 0 | 0 | 0
00 Biomass Retirement | 0 | 0 | 0 | 0 | 0 | 0 | 0 | 0
00 Fossil_Other Retirement | 0 | 0 | 0 | 0 | 0 | 0 | 0 | 0
00 Fuel Cell Retirement | 0 | 0 | 0 | 0 | 0 | 0 | 0 | 0
00 Geothermal Retirement | 0 | 0 | 0 | 0 | 0 | 0 | 0 | 0
00 Hydro Retirement | 0 | 0 | 0 | 0 | 0 | 0 | 0 | 0
00 Landfill Gas Retirement | 0 | 0 | 0 | 0 | 0 | 0 | 0 | 0
00 Non Fossil_Other Retirement | 0 | 0 | 0 | 0 | 0 | 0 | 0 | 0
Total | 4079955.4571 | 4128063.4273 | 4181365.0008 | 4322992.2072 | 4453859.6173 | 4626003.8214 | 4780807.2526 | 4983141.8721
12a. Generation by Fuel Type [GWh]
Biomass | 3075.9035 | 1873.1937 | 1967.9661 | 1737.212 | 878.8376 | 938.1182 | 892.8548 | 774.9208
Coal | 830731.0766 | 879561.224 | 876548.1328 | 817885.9834 | 702555.4648 | 712815.9109 | 657429.3872 | 504621.0007
DFO | 0 | 0 | 0 | 0 | 0 | 0 | 0 | 0
EnerStor | 2168.6901 | 2393.3184 | 5542.5506 | 14442.2037 | 20330.2547 | 35285.3451 | 33441.9717 | 53777.3091
Fwaste | 3236.6413 | 3236.6413 | 3236.6413 | 2949.701 | 2954.0102 | 2993.0287 | 3000.9905 | 2934.7214
Geothermal | 19774.9951 | 20479.0499 | 20564.887 | 20564.887 | 20564.887 | 20564.887 | 20564.887 | 20564.887
Hydro | 302712.4313 | 312628.84 | 314484.849 | 315222.0608 | 317590.8667 | 318922.466 | 318922.4661 | 318922.4661
LF Gas | 10867.8684 | 10867.8684 | 10867.8684 | 9308.688 | 9348.7551 | 9588.5618 | 9580.2396 | 9375.4374
MSW | 13509.2906 | 13509.2906 | 13507.2414 | 13187.7026 | 13185.3233 | 13184.6705 | 13185.7502 | 13088.4969
NaturalGas | 1657029.0197 | 1675767.9564 | 1681632.2472 | 1665448.7343 | 1851509.0679 | 1946359.6921 | 1879375.9376 | 1983571.5385
None | 6339.612 | 6339.612 | 6339.612 | 6339.612 | 6339.612 | 6339.612 | 6339.612 | 6339.612
Non-Fossil | 8517.9544 | 8517.9544 | 8517.9544 | 8517.9544 | 8517.9544 | 8517.9544 | 8517.9544 | 8517.9544
Nuclear | 710931.7668 | 627281.2021 | 618388.4201 | 547973.4751 | 547129.1378 | 540213.9763 | 531360.2443 | 461536.1497
Oil | 554.1469 | 536.9636 | 549.5512 | 0.70785 | 0 | 0 | 0 | 0
Pet. Coke | 1708.9966 | 1870.7704 | 1891.6426 | 1809.4001 | 1678.4802 | 1317.9471 | 1317.9471 | 1317.9471
Pumps | 7332.5364 | 8332.1016 | 9080.7362 | 11547.8111 | 11708.7547 | 8696.7019 | 9413.5684 | 9321.2262
RFO | 0 | 0 | 0 | 0 | 0 | 0 | 0 | 0
Solar | 102545.8883 | 132591.0466 | 163819.5799 | 246162.961 | 260891.3714 | 291634.5617 | 346344.906 | 421084.519
Tires | 126.9602 | 126.9602 | 126.9602 | 126.9602 | 126.9602 | 126.9602 | 126.9602 | 126.9602
Waste Coal | 0 | 0 | 0 | 0 | 0 | 0 | 0 | 0
Wind | 398791.679 | 422149.4334 | 444298.1605 | 639766.1529 | 678549.8793 | 708503.4276 | 940991.5757 | 1167266.7256
Total | 4079955.4571 | 4128063.4273 | 4181365.0008 | 4322992.2072 | 4453859.6173 | 4626003.8214 | 4780807.2526 | 4983141.8721
13. Generation by Capacity Reporting Type [TBtu]
00 New Combined Cycle | 329.6065 | 359.3727 | 400.2528 | 442.2719 | 976.5042 | 1516.1144 | 2092.0286 | 2698.0307
00 New Combined Cycle with Carbon Capture | 0 | 0 | 0 | 0 | 0 | 0 | 0 | 0
00 New Combustion Turbine | 3.15 | 4.5133 | 5.2593 | 6.6596 | 39.7195 | 62.9761 | 79.867 | 108.5536
00 New Hydro | 120.4693 | 154.304 | 160.6367 | 163.1521 | 171.2345 | 175.7779 | 175.7779 | 175.7779
00 New Nuclear | 0 | 0 | 0 | 0 | 0 | 0 | 0 | 0
00 New Biomass | 0.011707 | 0.11161 | 0.38529 | 0.12132 | 0.49115 | 0.49115 | 0.47466 | 0.47466
00 New Geothermal | 12.9212 | 15.3234 | 15.6163 | 15.6163 | 15.6163 | 15.6163 | 15.6163 | 15.6163
00 New Landfill Gas | 0.97379 | 0.97379 | 0.97379 | 0.93078 | 0.93078 | 0.93075 | 0.93075 | 0.93075
00 New Battery Storage | 5.0074 | 5.5001 | 15.8473 | 46.1052 | 66.3826 | 117.8613 | 111.3253 | 180.7223
00 New Offshore Wind | 0 | 4.7375 | 4.7375 | 116.9988 | 241.2367 | 241.2367 | 298.2414 | 633.7386
00 New Onshore Wind | 449.7601 | 524.7192 | 600.2907 | 1154.9662 | 1163.0584 | 1265.2599 | 2001.5048 | 2438.0584
00 New Solar PV | 159.0828 | 261.5969 | 368.1486 | 649.1042 | 699.3576 | 804.2533 | 990.925 | 1245.9366
00 New Solar Thermal | 0 | 0 | 0 | 0 | 0 | 0 | 0 | 0
00 New Fuel Cell | 0 | 1.4842e-05 | 0 | 1.4842e-05 | 0 | 0 | 0 | 0
00 New Ultrasupercritical Coal without CCS | 0 | 0 | 0 | 0 | 0 | 0 | 0 | 0
00 New Ultrasupercritical Coal with 30% CCS | 0 | 0 | 0 | 0 | 0 | 0 | 0 | 0
00 New Ultrasupercritical Coal with 90% CCS | 0 | 0 | 0 | 0 | 0 | 0 | 0 | 0
00 Exist Combined Cycle | 5063.7788 | 5087.7967 | 5059.6969 | 4932.479 | 4974.7635 | 4813.4827 | 4073.3683 | 3842.083
00 Exist Combustion Turbine | 72.5389 | 77.5052 | 88.4924 | 123.3009 | 130.4215 | 95.0128 | 57.3199 | 34.9212
00 Exist Coal Steam_Uncontrolled | 12.0116 | 13.2222 | 12.7838 | 12.6095 | 11.4238 | 10.6473 | 9.8049 | 8.7707
00 Exist Coal Steam_ACI | 254.0693 | 257.1117 | 260.6617 | 242.4864 | 209.7937 | 195.354 | 180.9473 | 169.6263
00 Exist Coal Steam_ACI_DSI | 46.5134 | 46.453 | 53.0815 | 47.0087 | 37.1514 | 39.5188 | 33.8459 | 26.9203
00 Exist Coal Steam_DryFGD | 0.66196 | 0.66196 | 0.77309 | 0.72332 | 0.72332 | 0.72332 | 0.72332 | 0
00 Exist Coal Steam_DryFGD_ACI | 174.313 | 179.2056 | 184.8834 | 163.6127 | 128.4188 | 135.5797 | 125.0339 | 102.012
00 Exist Coal Steam_DryFGD_ACI_DSI | 0 | 0 | 0 | 0 | 0 | 0 | 0 | 0
00 Exist Coal Steam_DryFGD_SCR | 9.8417 | 10.7096 | 10.7096 | 10.7096 | 10.0748 | 10.341 | 7.2481 | 7.2481
00 Exist Coal Steam_DryFGD_SCR_ACI | 258.8496 | 288.5347 | 285.2044 | 261.1571 | 254.5785 | 260.9296 | 221.894 | 186.4045
00 Exist Coal Steam_DryFGD_SCR_DSI | 2.9501 | 3.0907 | 5.2287 | 5.2713 | 4.5786 | 4.5786 | 4.5786 | 0
00 Exist Coal Steam_DryFGD_SCR_ACI_DSI | 16.3694 | 17.4711 | 19.0715 | 16.1922 | 15.0378 | 16.4818 | 14.82 | 12.6418
00 Exist Coal Steam_DryFGD_SNCR | 0 | 0 | 0 | 0 | 0 | 0 | 0 | 0
00 Exist Coal Steam_DryFGD_SNCR_ACI | 31.1126 | 31.6086 | 31.9434 | 31.2886 | 29.3847 | 28.7058 | 28.1653 | 16.9124
00 Exist Coal Steam_DryFGD_SNCR_ACI_DSI | 27.0036 | 31.6524 | 34.9603 | 36.2527 | 33.3461 | 34.5135 | 31.227 | 27.2979
00 Exist Coal Steam_DSI | 10.0598 | 12.0919 | 12.1631 | 10.9084 | 11.5102 | 14.0498 | 15.1272 | 0
00 Exist Coal Steam_SCR_ACI | 56.7117 | 68.8513 | 72.6567 | 64.3044 | 63.4648 | 64.767 | 59.0521 | 56.1346
00 Exist Coal Steam_SCR_ACI_DSI | 3.1409 | 3.1563 | 3.5072 | 4.4129 | 3.8976 | 3.8976 | 3.5484 | 0
00 Exist Coal Steam_SNCR | 0.19415 | 0.19415 | 0.19415 | 0.19415 | 0.19415 | 0.19415 | 0.17662 | 0.1667
00 Exist Coal Steam_SNCR_ACI | 2.6824 | 7.1466 | 7.5302 | 7.5302 | 7.5302 | 8.6111 | 8.6111 | 5.4327
00 Exist Coal Steam_SNCR_ACI_DSI | 0 | 0 | 0 | 0 | 0 | 0 | 0.55772 | 0
00 Exist Coal Steam_WetFGD | 85.0801 | 67.1709 | 67.1709 | 65.6339 | 56.7942 | 54.7403 | 53.0727 | 33.5947
00 Exist Coal Steam_WetFGD_ACI | 203.5745 | 216.7958 | 214.1674 | 182.6148 | 171.0211 | 176.0017 | 167.9728 | 152.7411
00 Exist Coal Steam_WetFGD_ACI_DSI | 1.5551 | 4.6321 | 0.51625 | 6.1283 | 0 | 0 | 0 | 0
00 Exist Coal Steam_WetFGD_DSI | 0 | 0 | 0 | 0 | 0 | 0 | 0 | 0
00 Exist Coal Steam_WetFGD_SCR | 836.8661 | 884.005 | 835.3965 | 756.6262 | 586.515 | 597.021 | 551.5386 | 325.4077
00 Exist Coal Steam_WetFGD_SCR_DSI | 1.5771 | 1.5771 | 1.5771 | 1.5771 | 1.5771 | 0 | 0 | 0
00 Exist Coal Steam_WetFGD_SCR_ACI | 480.4381 | 491.4201 | 484.6138 | 488.8534 | 439.3156 | 450.1544 | 427.8142 | 367.9987
00 Exist Coal Steam_WetFGD_SCR_ACI_DSI | 28.5374 | 47.3215 | 35.5537 | 34.586 | 19.5158 | 25.4121 | 20.0452 | 17.7819
00 Exist Coal Steam_WetFGD_SNCR | 27.2369 | 27.5527 | 27.3462 | 25.6477 | 18.0703 | 19.8835 | 18.3853 | 10.1493
00 Exist Coal Steam_WetFGD_SNCR_ACI | 153.0802 | 169.9708 | 160.2125 | 141.6674 | 109.8198 | 110.4087 | 105.6236 | 54.7137
00 Exist Coal Steam_WetFGD_SNCR_ACI_DSI | 0 | 0 | 0 | 0 | 0 | 0 | 0 | 0
00 Exist FBC_Uncontrolled | 0 | 0 | 0 | 0 | 0 | 0 | 0 | 0
00 Exist FBC_WetFGD_SNCR | 0.81748 | 0.81748 | 0.81748 | 0.81748 | 0.81748 | 0.81748 | 0.81748 | 0.81748
00 Exist FBC_WetFGD_DSI | 0 | 0 | 0 | 0 | 0 | 0 | 0 | 0
00 Exist FBC_ACI | 0 | 0 | 0 | 0 | 0 | 0 | 0 | 0
00 Exist FBC_ACI_DSI | 3.9982 | 4.7878 | 5.2188 | 5.2727 | 5.2761 | 5.2188 | 5.2761 | 5.1665
00 Exist FBC_DryFGD_ACI | 0 | 1.6164 | 1.7411 | 1.8536 | 1.4287 | 0 | 0 | 0
00 Exist FBC_DryFGD_DSI | 0 | 0 | 0 | 0 | 0 | 0 | 0 | 0
00 Exist FBC_DryFGD_SNCR | 3.8736 | 3.888 | 3.9681 | 4.081 | 4.6644 | 0 | 0 | 0
00 Exist FBC_DryFGD_SNCR_ACI | 0 | 2.2544 | 2.2544 | 5.426 | 5.426 | 5.3975 | 5.426 | 5.3975
00 Exist FBC_DryFGD_SNCR_ACI_DSI | 0 | 0 | 0.43264 | 0 | 0.38844 | 0.94172 | 0.38844 | 0
00 Exist FBC_DryFGD_SNCR_DSI | 0 | 0 | 0 | 0 | 0 | 0 | 0 | 0
00 Exist FBC_DSI | 4.5389 | 5.162 | 7.627 | 7.627 | 7.1803 | 5.9502 | 5.9502 | 3.4852
00 Exist FBC_SNCR | 0 | 0 | 0 | 0 | 0 | 0 | 0 | 0
00 Exist FBC_SNCR_ACI | 0.1203 | 0.12828 | 0.12686 | 0.14708 | 0.13043 | 0.12158 | 0.11162 | 0.11162
00 Exist FBC_SNCR_ACI_DSI | 0 | 0 | 0 | 0 | 2.5052 | 2.5052 | 2.9747 | 2.5052
00 Exist FBC_SNCR_DSI | 1.3184 | 3.0691 | 4.1346 | 3.914 | 3.6953 | 3.7826 | 3.6326 | 0.86237
00 Exist IGCC | 14.6356 | 14.6356 | 14.6356 | 14.6356 | 13.9252 | 13.4932 | 0 | 0
00 Exist Fossil_Other | 11.0434 | 11.0434 | 11.0434 | 10.0644 | 10.0791 | 10.2122 | 10.2394 | 10.0133
00 Exist Fuel Cell | 4.1558e-05 | 4.1558e-05 | 0.0032059 | 0.0032059 | 0.0032059 | 0.0032059 | 0 | 0
00 Exist Hydro | 912.3856 | 912.3856 | 912.3856 | 912.3856 | 912.3856 | 912.3856 | 912.3856 | 912.3856
00 Exist Non Fossil_Other | 75.5901 | 75.5901 | 75.5832 | 74.4929 | 74.4848 | 74.4825 | 74.4862 | 74.1544
00 Exist Nuclear | 2425.6992 | 2140.2835 | 2109.9413 | 1869.6855 | 1866.8046 | 1843.2101 | 1813.0012 | 1574.7613
00 International Imports | 21.6308 | 21.6308 | 21.6308 | 21.6308 | 21.6308 | 21.6308 | 21.6308 | 21.6308
00 Exist Oil/Gas Steam | 147.0682 | 148.4602 | 144.4225 | 132.8804 | 147.9807 | 128.6808 | 91.1413 | 71.4379
00 Exist Oil/Gas Steam_SCR | 12.1736 | 11.9485 | 11.632 | 9.4566 | 9.0469 | 6.9057 | 3.1896 | 3.3094
00 Exist Oil/Gas Steam_SNCR | 17.7372 | 20.2018 | 19.6626 | 23.707 | 28.1626 | 20.7398 | 18.46 | 12.5547
00 Exist Biomass | 10.4176 | 6.0432 | 6.0818 | 5.806 | 2.5074 | 2.7097 | 2.5718 | 2.1694
00 Exist Landfill Gas | 36.1074 | 36.1074 | 36.1074 | 30.8305 | 30.9672 | 31.7854 | 31.757 | 31.0582
00 Exist Geothermal | 54.5511 | 54.5511 | 54.5511 | 54.5511 | 54.5511 | 54.5511 | 54.5511 | 54.5511
00 Exist Pump Storage | 25.0186 | 28.4291 | 30.9835 | 39.4011 | 39.9503 | 29.6731 | 32.1191 | 31.804
00 Exist Energy Storage | 2.3922 | 2.6659 | 3.0639 | 3.1716 | 2.9842 | 2.5323 | 2.7787 | 2.7659
00 Exist Solar PV | 180.2205 | 180.2205 | 180.2205 | 180.2205 | 180.2205 | 180.2205 | 180.2205 | 180.2205
00 Exist Solar Thermal | 10.5833 | 10.5833 | 10.5833 | 10.5833 | 10.5833 | 10.5833 | 10.5833 | 10.5833
00 Exist Offshore Wind | 0.4177 | 0.4177 | 0.4177 | 0.4177 | 0.4177 | 0.4177 | 0.4177 | 0.4177
00 Exist Onshore Wind | 910.4994 | 910.4994 | 910.4994 | 910.4994 | 910.4994 | 910.4994 | 910.4994 | 910.4994
00 Ret.ACI | 0 | 0 | 0 | 0 | 0 | 0 | 0 | 0
00 Ret.ACI & DryFGD | 0 | 0 | 0 | 0 | 0 | 0 | 0 | 0
00 Ret.ACI & DryFGD & HRI | 0 | 0 | 0 | 0 | 0 | 0 | 0 | 0
00 Ret.ACI & DSI | 0 | 0 | 0 | 0 | 0 | 0 | 0 | 0
00 Ret.ACI & DSI & DryFGD | 0 | 0 | 0 | 0 | 0 | 0 | 0 | 0
00 Ret.ACI & DSI & DryFGD & HRI | 0 | 0 | 0 | 0 | 0 | 0 | 0 | 0
00 Ret.ACI & DSI & HRI | 0 | 0 | 0 | 0 | 0 | 0 | 0 | 0
00 Ret.ACI & DSI & WetFGD & HRI | 0 | 0 | 0 | 0 | 0 | 0 | 0 | 0
00 Ret.ACI & HRI | 0 | 0 | 0 | 0 | 0 | 0 | 0 | 0
00 Ret.ACI & SCR | 0 | 0 | 0 | 0 | 0 | 0 | 0 | 0
00 Ret.ACI & SCR & DryFGD & HRI | 0 | 0 | 0 | 0 | 0 | 0 | 0 | 0
00 Ret.ACI & SCR & DSI | 0 | 0 | 0 | 0 | 0 | 0 | 0 | 0
00 Ret.ACI & SCR & DSI & DryFGD | 0 | 0 | 0 | 0 | 0 | 0 | 0 | 0
00 Ret.ACI & SCR & DSI & DryFGD & HRI | 0 | 0 | 0 | 0 | 0 | 0 | 0 | 0
00 Ret.ACI & SCR & DSI & HRI | 0 | 0 | 0 | 0 | 0 | 0 | 0 | 0
00 Ret.ACI & SCR & DSI & WetFGD | 0 | 0 | 0 | 0 | 0 | 0 | 0 | 0
00 Ret.ACI & SCR & DSI & WetFGD & HRI | 0 | 0 | 0 | 0 | 0 | 0 | 0 | 0
00 Ret.ACI & SCR & HRI | 0 | 0 | 0 | 0 | 0 | 0 | 0 | 0
00 Ret.ACI & SCR & WetFGD & HRI | 0 | 0 | 0 | 0 | 0 | 0 | 0 | 0
00 Ret.ACI & SNCR | 0 | 0 | 0 | 0 | 0 | 0 | 0 | 0
00 Ret.ACI & SNCR & DSI | 0 | 0 | 0 | 0 | 0 | 0 | 0 | 0
00 Ret.ACI & SNCR & DSI & DryFGD | 0 | 0 | 0 | 0 | 0 | 0 | 0 | 0
00 Ret.ACI & SNCR & DSI & DryFGD & HRI | 0 | 0 | 0 | 0 | 0 | 0 | 0 | 0
00 Ret.ACI & SNCR & DSI & HRI | 0 | 0 | 0 | 0 | 0 | 0 | 0 | 0
00 Ret.ACI & SNCR & DSI & WetFGD | 0 | 0 | 0 | 0 | 0 | 0 | 0 | 0
00 Ret.ACI & SNCR & DSI & WetFGD & HRI | 0 | 0 | 0 | 0 | 0 | 0 | 0 | 0
00 Ret.ACI & SNCR & HRI | 0 | 0 | 0 | 0 | 0 | 0 | 0 | 0
00 Ret.ACI & WetFGD | 0 | 0 | 0 | 0 | 0 | 0 | 0 | 0
00 Ret.ACI & WetFGD & DSI | 0 | 0 | 0 | 0 | 0 | 0 | 0 | 0
00 Ret.ACI & WetFGD & HRI | 0 | 0 | 0 | 0 | 0 | 0 | 0 | 0
00 Ret.C2G | 11.7415 | 11.1196 | 12.3036 | 13.876 | 12.8678 | 0 | 0 | 0
00 Ret.C2G & SCR | 0 | 0 | 0 | 0 | 0 | 0 | 0 | 0
00 Ret.CCG | 0 | 0 | 0 | 0 | 0 | 0 | 0 | 0
00 Ret.DryFGD | 0 | 0 | 0 | 0 | 0 | 0 | 0 | 0
00 Ret.DryFGD & CCS | 0 | 0 | 0 | 0 | 0 | 0 | 0 | 0
00 Ret.DryFGD & HRI | 0 | 0 | 0 | 0 | 0 | 0 | 0 | 0
00 Ret.DSI | 0 | 0 | 0 | 0 | 0 | 0 | 0 | 0
00 Ret.DSI & DryFGD | 0 | 0 | 0 | 0 | 0 | 0 | 0 | 0
00 Ret.DSI & DryFGD & HRI | 0 | 0 | 0 | 0 | 0 | 0 | 0 | 0
00 Ret.DSI & HRI | 0 | 0 | 0 | 0 | 0 | 0 | 0 | 0
00 Ret.DSI & WetFGD | 0 | 0 | 0 | 0 | 0 | 0 | 0 | 0
00 Ret.DSI & WetFGD & HRI | 0 | 0 | 0 | 0 | 0 | 0 | 0 | 0
00 Ret.ExistACI & DryFGD | 0 | 0 | 0 | 0 | 0 | 0 | 0 | 0
00 Ret.ExistACI & DryFGD & CCS | 0 | 0 | 0 | 0 | 0 | 0 | 0 | 0
00 Ret.ExistACI & DryFGD & HRI | 0 | 0 | 0 | 0 | 0 | 0 | 0 | 0
00 Ret.ExistACI & DryFGD & HRI & CCS | 0 | 0 | 0 | 0 | 0 | 0 | 0 | 0
00 Ret.ExistACI & DSI | 0 | 0 | 0 | 0 | 0 | 0 | 0 | 0
00 Ret.ExistACI & DSI & DryFGD | 0 | 0 | 0 | 0 | 0 | 0 | 0 | 0
00 Ret.ExistACI & DSI & DryFGD & HRI | 0 | 0 | 0 | 0 | 0 | 0 | 0 | 0
00 Ret.ExistACI & DSI & HRI | 0 | 0 | 0 | 0 | 0 | 0 | 0 | 0
00 Ret.ExistACI & DSI & WetFGD | 0 | 0 | 0 | 0 | 0 | 0 | 0 | 0
00 Ret.ExistACI & DSI & WetFGD & HRI | 0 | 0 | 0 | 0 | 0 | 0 | 0 | 0
00 Ret.ExistACI & HRI | 0 | 0 | 0 | 0 | 0 | 0 | 0 | 0
00 Ret.ExistACI & HRI & WetFGD | 0 | 0 | 0 | 0 | 0 | 0 | 0 | 0
00 Ret.ExistACI & SCR | 0 | 0 | 0 | 0 | 0 | 0 | 0 | 0
00 Ret.ExistACI & SCR & DryFGD | 0 | 0 | 0 | 0 | 0 | 0 | 0 | 0
00 Ret.ExistACI & SCR & DryFGD & CCS | 0 | 0 | 0 | 0 | 0 | 0 | 0 | 0
00 Ret.ExistACI & SCR & DryFGD & HRI | 0 | 0 | 0 | 0 | 0 | 0 | 0 | 0
00 Ret.ExistACI & SCR & DryFGD & HRI & CCS | 0 | 0 | 0 | 0 | 0 | 0 | 0 | 0
00 Ret.ExistACI & SCR & DSI | 0 | 0 | 0 | 0 | 0 | 0 | 0 | 0
00 Ret.ExistACI & SCR & DSI & DryFGD | 0 | 0 | 0 | 0 | 0 | 0 | 0 | 0
00 Ret.ExistACI & SCR & DSI & DryFGD & HRI | 0 | 0 | 0 | 0 | 0 | 0 | 0 | 0
00 Ret.ExistACI & SCR & DSI & HRI | 0 | 0 | 0 | 0 | 0 | 0 | 0 | 0
00 Ret.ExistACI & SCR & HRI | 0 | 0 | 0 | 0 | 0 | 0 | 0 | 0
00 Ret.ExistACI & SCR & WetFGD | 0 | 0 | 0 | 0 | 0 | 0 | 0 | 0
00 Ret.ExistACI & SCR & WetFGD & CCS | 0 | 0 | 0 | 0 | 0 | 0 | 0 | 0
00 Ret.ExistACI & SCR & WetFGD & HRI | 0 | 0 | 0 | 0 | 0 | 0 | 0 | 0
00 Ret.ExistACI & SCR & WetFGD & HRI & CCS | 0 | 0 | 0 | 0 | 0 | 0 | 0 | 0
00 Ret.ExistACI & SNCR | 0 | 0 | 0 | 0 | 0 | 0 | 0 | 0
00 Ret.ExistACI & SNCR & DryFGD | 0 | 0 | 0 | 0 | 0 | 0 | 0 | 0
00 Ret.ExistACI & SNCR & DryFGD & CCS | 0 | 0 | 0 | 0 | 0 | 0 | 0 | 0
00 Ret.ExistACI & SNCR & DryFGD & HRI | 0 | 0 | 0 | 0 | 0 | 0 | 0 | 0
00 Ret.ExistACI & SNCR & DryFGD & HRI & CCS | 0 | 0 | 0 | 0 | 0 | 0 | 0 | 0
00 Ret.ExistACI & SNCR & DSI | 0 | 0 | 0 | 0 | 0 | 0 | 0 | 0
00 Ret.ExistACI & SNCR & DSI & HRI | 0 | 0 | 0 | 0 | 0 | 0 | 0 | 0
00 Ret.ExistACI & SNCR & HRI | 0 | 0 | 0 | 0 | 0 | 0 | 0 | 0
00 Ret.ExistACI & SNCR & WetFGD | 0 | 0 | 0 | 0 | 0 | 0 | 0 | 0
00 Ret.ExistACI & SNCR & WetFGD & CCS | 0 | 0 | 0 | 0 | 0 | 0 | 0 | 0
00 Ret.ExistACI & SNCR & WetFGD & HRI | 0 | 0 | 0 | 0 | 0 | 0 | 0 | 0
00 Ret.ExistACI & SNCR & WetFGD & HRI & CCS | 0 | 0 | 0 | 0 | 0 | 0 | 0 | 0
00 Ret.ExistACI & WetFGD | 7.3855 | 8.8268 | 8.8608 | 8.8608 | 8.8608 | 8.8608 | 8.8608 | 7.3779
00 Ret.ExistACI & WetFGD & CCS | 0 | 0 | 0 | 0 | 0 | 0 | 0 | 0
00 Ret.ExistACI & WetFGD & HRI & CCS | 0 | 0 | 0 | 0 | 0 | 0 | 0 | 0
00 Ret.ExistACI_DSI & DryFGD | 0 | 0 | 0 | 0 | 0 | 0 | 0 | 0
00 Ret.ExistACI_DSI & DryFGD & CCS | 0 | 0 | 0 | 0 | 0 | 0 | 0 | 0
00 Ret.ExistACI_DSI & DryFGD & HRI | 0 | 0 | 0 | 0 | 0 | 0 | 0 | 0
00 Ret.ExistACI_DSI & DryFGD & HRI & CCS | 0 | 0 | 0 | 0 | 0 | 0 | 0 | 0
00 Ret.ExistACI_DSI & HRI | 0 | 0 | 0 | 0 | 0 | 0 | 0 | 0
00 Ret.ExistACI_DSI & SCR | 0 | 0 | 0 | 0 | 0 | 0 | 0 | 0
00 Ret.ExistACI_DSI & SCR & DryFGD | 0 | 0 | 0 | 0 | 0 | 0 | 0 | 0
00 Ret.ExistACI_DSI & SCR & DryFGD & CCS | 0 | 0 | 0 | 0 | 0 | 0 | 0 | 0
00 Ret.ExistACI_DSI & SCR & DryFGD & HRI | 0 | 0 | 0 | 0 | 0 | 0 | 0 | 0
00 Ret.ExistACI_DSI & SCR & DryFGD & HRI & CCS | 0 | 0 | 0 | 0 | 0 | 0 | 0 | 0
00 Ret.ExistACI_DSI & SCR & HRI | 0 | 0 | 0 | 0 | 0 | 0 | 0 | 0
00 Ret.ExistACI_DSI & SCR & WetFGD | 0 | 0 | 0 | 0 | 0 | 0 | 0 | 0
00 Ret.ExistACI_DSI & SCR & WetFGD & CCS | 0 | 0 | 0 | 0 | 0 | 0 | 0 | 0
00 Ret.ExistACI_DSI & SCR & WetFGD & HRI | 0 | 0 | 0 | 0 | 0 | 0 | 0 | 0
00 Ret.ExistACI_DSI & SCR & WetFGD & HRI & CCS | 0 | 0 | 0 | 0 | 0 | 0 | 0 | 0
00 Ret.ExistACI_DSI & SNCR | 0 | 0 | 0 | 0 | 0 | 0 | 0 | 0
00 Ret.ExistACI_DSI & SNCR & DryFGD | 0 | 0 | 0 | 0 | 0 | 0 | 0 | 0
00 Ret.ExistACI_DSI & SNCR & DryFGD & HRI & CCS | 0 | 0 | 0 | 0 | 0 | 0 | 0 | 0
00 Ret.ExistACI_DSI & SNCR & DryFGD & HRI | 0 | 0 | 0 | 0 | 0 | 0 | 0 | 0
00 Ret.ExistACI_DSI & SNCR & WetFGD & HRI & CCS | 0 | 0 | 0 | 0 | 0 | 0 | 0 | 0
00 Ret.ExistACI_DSI & SNCR & HRI | 0 | 0 | 0 | 0 | 0 | 0 | 0 | 0
00 Ret.ExistACI_DSI & SNCR & WetFGD | 0 | 0 | 0 | 0 | 0 | 0 | 0 | 0
00 Ret.ExistACI_DSI & SNCR & WetFGD & HRI | 0 | 0 | 0 | 0 | 0 | 0 | 0 | 0
00 Ret.ExistACI_DSI & WetFGD | 0 | 0 | 0 | 0 | 0 | 0 | 0 | 0
00 Ret.ExistACI_DSI & WetFGD & CCS | 0 | 0 | 0 | 0 | 0 | 0 | 0 | 0
00 Ret.ExistACI_DSI & WetFGD & HRI | 0 | 0 | 0 | 0 | 0 | 0 | 0 | 0
00 Ret.ExistACI_DSI & WetFGD & HRI & CCS | 0 | 0 | 0 | 0 | 0 | 0 | 0 | 0
00 Ret.ExistDryFGD & ACI | 0 | 0 | 0 | 0 | 0 | 0 | 0 | 0
00 Ret.ExistDryFGD & ACI & CCS | 0 | 0 | 0 | 0 | 0 | 0 | 0 | 0
00 Ret.ExistDryFGD & ACI & HRI | 0 | 0 | 0 | 0 | 0 | 0 | 0 | 0
00 Ret.ExistDryFGD & ACI & HRI & CCS | 0 | 0 | 0 | 0 | 0 | 0 | 0 | 0
00 Ret.ExistDryFGD & ACI & SCR | 0 | 0 | 0 | 0 | 0 | 0 | 0 | 0
00 Ret.ExistDryFGD & ACI & SCR & CCS | 0 | 0 | 0 | 0 | 0 | 0 | 0 | 0
00 Ret.ExistDryFGD & ACI & SCR & HRI | 0 | 0 | 0 | 0 | 0 | 0 | 0 | 0
00 Ret.ExistDryFGD & ACI & SCR & HRI & CCS | 0 | 0 | 0 | 0 | 0 | 0 | 0 | 0
00 Ret.ExistDryFGD & ACI & SNCR | 0 | 0 | 0 | 0 | 0 | 0 | 0 | 0
00 Ret.ExistDryFGD & ACI & SNCR & HRI | 0 | 0 | 0 | 0 | 0 | 0 | 0 | 0
00 Ret.ExistDryFGD & ACI & SNCR & HRI & CCS | 0 | 0 | 0 | 0 | 0 | 0 | 0 | 0
00 Ret.ExistDryFGD & CCS | 0 | 0 | 0 | 0 | 0 | 0 | 0 | 0
00 Ret.ExistDryFGD & HRI | 0 | 0 | 0 | 0 | 0 | 0 | 0 | 0
00 Ret.ExistDryFGD & HRI & CCS | 0 | 0 | 0 | 0 | 0 | 0 | 0 | 0
00 Ret.ExistDryFGD & SCR | 0 | 0 | 0 | 0 | 0 | 0 | 0 | 0
00 Ret.ExistDryFGD & SCR & CCS | 0 | 0 | 0 | 0 | 0 | 0 | 0 | 0
00 Ret.ExistDryFGD & SCR & HRI | 0 | 0 | 0 | 0 | 0 | 0 | 0 | 0
00 Ret.ExistDryFGD & SCR & HRI & CCS | 0 | 0 | 0 | 0 | 0 | 0 | 0 | 0
00 Ret.ExistDryFGD & SNCR | 0 | 0 | 0 | 0 | 0 | 0 | 0 | 0
00 Ret.ExistDryFGD & SNCR & CCS | 0 | 0 | 0 | 0 | 0 | 0 | 0 | 0
00 Ret.ExistDryFGD & SNCR & HRI | 0 | 0 | 0 | 0 | 0 | 0 | 0 | 0
00 Ret.ExistDryFGD & SNCR & HRI & CCS | 0 | 0 | 0 | 0 | 0 | 0 | 0 | 0
00 Ret.ExistDryFGD_ACI & CCS | 0 | 0 | 0 | 0 | 0 | 0 | 0 | 0
00 Ret.ExistDryFGD_ACI & HRI | 0 | 0 | 0 | 0 | 0 | 0 | 0 | 0
00 Ret.ExistDryFGD_ACI & HRI & CCS | 0 | 0 | 0 | 0 | 0 | 0 | 0 | 0
00 Ret.ExistDryFGD_ACI & SCR | 0 | 0 | 0 | 0 | 0 | 0 | 0 | 0
00 Ret.ExistDryFGD_ACI & SCR & CCS | 0 | 0 | 0 | 0 | 0 | 0 | 0 | 0
00 Ret.ExistDryFGD_ACI & SCR & HRI | 0 | 0 | 0 | 0 | 0 | 0 | 0 | 0
00 Ret.ExistDryFGD_ACI & SCR & HRI & CCS | 0 | 0 | 0 | 0 | 0 | 0 | 0 | 0
00 Ret.ExistDryFGD_ACI & SNCR | 24.9914 | 24.9914 | 24.9914 | 24.9914 | 24.5047 | 24.9914 | 24.1298 | 23.5779
00 Ret.ExistDryFGD_ACI & SNCR & CCS | 0 | 0 | 0 | 0 | 0 | 0 | 0 | 0
00 Ret.ExistDryFGD_ACI & SNCR & HRI | 0 | 0 | 0 | 0 | 0 | 0 | 0 | 0
00 Ret.ExistDryFGD_ACI & SNCR & HRI & CCS | 0 | 0 | 0 | 0 | 0 | 0 | 0 | 0
00 Ret.ExistDryFGD_ACI_DSI & HRI | 0 | 0 | 0 | 0 | 0 | 0 | 0 | 0
00 Ret.ExistDryFGD_ACI_DSI & SCR | 0 | 0 | 0 | 0 | 0 | 0 | 0 | 0
00 Ret.ExistDryFGD_ACI_DSI & SCR & CCS | 0 | 0 | 0 | 0 | 0 | 0 | 0 | 0
00 Ret.ExistDryFGD_ACI_DSI & SCR & HRI | 0 | 0 | 0 | 0 | 0 | 0 | 0 | 0
00 Ret.ExistDryFGD_ACI_DSI & SCR & HRI & CCS | 0 | 0 | 0 | 0 | 0 | 0 | 0 | 0
00 Ret.ExistDryFGD_ACI_DSI & SNCR | 0 | 0 | 0 | 0 | 0 | 0 | 0 | 0
00 Ret.ExistDryFGD_ACI_DSI & SNCR & HRI | 0 | 0 | 0 | 0 | 0 | 0 | 0 | 0
00 Ret.ExistDryFGD_SCR & ACI & CCS | 0 | 0 | 0 | 0 | 0 | 0 | 0 | 0
00 Ret.ExistDryFGD_DSI & HRI | 0 | 0 | 0 | 0 | 0 | 0 | 0 | 0
00 Ret.ExistDryFGD_SCR & ACI & HRI | 0 | 0 | 0 | 0 | 0 | 0 | 0 | 0
00 Ret.ExistDryFGD_SCR & ACI & HRI & CCS | 0 | 0 | 0 | 0 | 0 | 0 | 0 | 0
00 Ret.ExistDryFGD_SCR & CCS | 0 | 0 | 0 | 0 | 0 | 0 | 0 | 0
00 Ret.ExistDryFGD_SCR_DSI & ACI & HRI | 0 | 0 | 0 | 0 | 0 | 0 | 0 | 0
00 Ret.ExistDryFGD_SNCR_ACI_DSI & CCS | 0 | 0 | 0 | 0 | 0 | 0 | 0 | 0
00 Ret.ExistDryFGD_SNCR_ACI_DSI & HRI | 0 | 0 | 0 | 0 | 0 | 0 | 0 | 0
00 Ret.ExistDryFGD_SNCR_ACI_DSI & HRI & CCS | 0 | 0 | 0 | 0 | 0 | 0 | 0 | 0
00 Ret.ExistDSI & ACI | 0 | 0 | 0 | 0 | 0 | 0 | 0 | 0
00 Ret.ExistDSI & ACI & HRI | 0 | 0 | 0 | 0 | 0 | 0 | 0 | 0
00 Ret.ExistDSI & ACI & SCR | 0 | 0 | 0 | 0 | 0 | 0 | 0 | 0
00 Ret.ExistDSI & ACI & SCR & DryFGD & HRI | 0 | 0 | 0 | 0 | 0 | 0 | 0 | 0
00 Ret.ExistDSI & ACI & SCR & HRI | 0 | 0 | 0 | 0 | 0 | 0 | 0 | 0
00 Ret.ExistDSI & ACI & SCR & WetFGD & HRI | 0 | 0 | 0 | 0 | 0 | 0 | 0 | 0
00 Ret.ExistDSI & DryFGD | 0 | 0 | 0 | 0 | 0 | 0 | 0 | 0
00 Ret.ExistDSI & DryFGD & ACI | 0 | 0 | 0 | 0 | 0 | 0 | 0 | 0
00 Ret.ExistDSI & DryFGD & ACI & HRI | 0 | 0 | 0 | 0 | 0 | 0 | 0 | 0
00 Ret.ExistDSI & DryFGD & HRI | 0 | 0 | 0 | 0 | 0 | 0 | 0 | 0
00 Ret.ExistDSI & HRI | 0 | 0 | 0 | 0 | 0 | 0 | 0 | 0
00 Ret.ExistDSI & SCR | 0 | 0 | 0 | 0 | 0 | 0 | 0 | 0
00 Ret.ExistDSI & SCR & DryFGD | 0 | 0 | 0 | 0 | 0 | 0 | 0 | 0
00 Ret.ExistDSI & SCR & DryFGD & ACI | 0 | 0 | 0 | 0 | 0 | 0 | 0 | 0
00 Ret.ExistDSI & SCR & DryFGD & HRI | 0 | 0 | 0 | 0 | 0 | 0 | 0 | 0
00 Ret.ExistDSI & SCR & HRI | 0 | 0 | 0 | 0 | 0 | 0 | 0 | 0
00 Ret.ExistDSI & SCR & WetFGD | 0 | 0 | 0 | 0 | 0 | 0 | 0 | 0
00 Ret.ExistDSI & SCR & WetFGD & ACI | 0 | 0 | 0 | 0 | 0 | 0 | 0 | 0
00 Ret.ExistDSI & SCR & WetFGD & HRI | 0 | 0 | 0 | 0 | 0 | 0 | 0 | 0
00 Ret.ExistDSI & SNCR | 0 | 0 | 0 | 0 | 0 | 0 | 0 | 0
00 Ret.ExistDSI & SNCR & ACI | 0 | 0 | 0 | 0 | 0 | 0 | 0 | 0
00 Ret.ExistDSI & SNCR & ACI & HRI | 0 | 0 | 0 | 0 | 0 | 0 | 0 | 0
00 Ret.ExistDSI & SNCR & DryFGD | 0 | 0 | 0 | 0 | 0 | 0 | 0 | 0
00 Ret.ExistDSI & SNCR & DryFGD & ACI | 0 | 0 | 0 | 0 | 0 | 0 | 0 | 0
00 Ret.ExistDSI & SNCR & DryFGD & ACI & HRI | 0 | 0 | 0 | 0 | 0 | 0 | 0 | 0
00 Ret.ExistDSI & SNCR & DryFGD & HRI | 0 | 0 | 0 | 0 | 0 | 0 | 0 | 0
00 Ret.ExistDSI & SNCR & HRI | 0 | 0 | 0 | 0 | 0 | 0 | 0 | 0
00 Ret.ExistDSI & SNCR & WetFGD | 0 | 0 | 0 | 0 | 0 | 0 | 0 | 0
00 Ret.ExistDSI & SNCR & WetFGD & ACI | 0 | 0 | 0 | 0 | 0 | 0 | 0 | 0
00 Ret.ExistDSI & SNCR & WetFGD & ACI & HRI | 0 | 0 | 0 | 0 | 0 | 0 | 0 | 0
00 Ret.ExistDSI & SNCR & WetFGD & HRI | 0 | 0 | 0 | 0 | 0 | 0 | 0 | 0
00 Ret.ExistDSI & WetFGD | 0 | 0 | 0 | 0 | 0 | 0 | 0 | 0
00 Ret.ExistDSI & WetFGD & ACI | 0 | 0 | 0 | 0 | 0 | 0 | 0 | 0
00 Ret.ExistDSI & WetFGD & ACI & HRI | 0 | 0 | 0 | 0 | 0 | 0 | 0 | 0
00 Ret.ExistDSI & WetFGD & HRI | 0 | 0 | 0 | 0 | 0 | 0 | 0 | 0
00 Ret.ExistDSI_ACI & SNCR & DryFGD & CCS | 0 | 0 | 0 | 0 | 0 | 0 | 0 | 0
00 Ret.ExistDSI_ACI & SNCR & WetFGD & CCS | 0 | 0 | 0 | 0 | 0 | 0 | 0 | 0
00 Ret.ExistSCR_ACI & DryFGD | 0 | 0 | 0 | 0 | 0 | 0 | 0 | 0
00 Ret.ExistSCR_ACI & DryFGD & CCS | 0 | 0 | 0 | 0 | 0 | 0 | 0 | 0
00 Ret.ExistSCR_ACI & DryFGD & HRI | 0 | 0 | 0 | 0 | 0 | 0 | 0 | 0
00 Ret.ExistSCR_ACI & DryFGD & HRI & CCS | 0 | 0 | 0 | 0 | 0 | 0 | 0 | 0
00 Ret.ExistSCR_ACI & DSI | 0 | 0 | 0 | 0 | 0 | 0 | 0 | 0
00 Ret.ExistSCR_ACI & DSI & HRI | 0 | 0 | 0 | 0 | 0 | 0 | 0 | 0
00 Ret.ExistSCR_ACI & HRI | 0 | 0 | 0 | 0 | 0 | 0 | 0 | 0
00 Ret.ExistSCR_ACI & WetFGD | 0 | 0 | 0 | 0 | 0 | 0 | 0 | 0
00 Ret.ExistSCR_ACI & WetFGD & CCS | 0 | 0 | 0 | 0 | 0 | 0 | 0 | 0
00 Ret.ExistSCR_ACI & WetFGD & HRI | 0 | 0 | 0 | 0 | 0 | 0 | 0 | 0
00 Ret.ExistSCR_ACI & WetFGD & HRI & CCS | 0 | 0 | 0 | 0 | 0 | 0 | 0 | 0
00 Ret.ExistSCR_ACI_DSI & DryFGD | 0 | 0 | 0 | 0 | 0 | 0 | 0 | 0
00 Ret.ExistSCR_ACI_DSI & DryFGD & HRI | 0 | 0 | 0 | 0 | 0 | 0 | 0 | 0
00 Ret.ExistSCR_ACI_DSI & HRI | 0 | 0 | 0 | 0 | 0 | 0 | 0 | 0
00 Ret.ExistSCR_ACI_DSI & WetFGD | 0 | 0 | 0 | 0 | 0 | 0 | 0 | 0
00 Ret.ExistSCR_ACI_DSI & WetFGD & HRI | 0 | 0 | 0 | 0 | 0 | 0 | 0 | 0
00 Ret.ExistSCR_DryFGD & ACI | 0 | 0 | 0 | 0 | 0 | 0 | 0 | 0
00 Ret.ExistSCR_DryFGD & HRI | 0 | 0 | 0 | 0 | 0 | 0 | 0 | 0
00 Ret.ExistSCR_DryFGD & HRI & CCS | 0 | 0 | 0 | 0 | 0 | 0 | 0 | 0
00 Ret.ExistSCR_DryFGD_ACI & CCS | 0 | 0 | 4.3317 | 4.3317 | 4.3317 | 4.3317 | 4.3317 | 4.3317
00 Ret.ExistSCR_DryFGD_ACI & HRI | 0 | 0 | 0 | 0 | 0 | 0 | 0 | 0
00 Ret.ExistSCR_DryFGD_ACI & HRI & CCS | 0 | 0 | 0 | 0 | 0 | 0 | 0 | 0
00 Ret.ExistSCR_DryFGD_ACI_DSI & CCS | 0 | 0 | 0 | 0 | 0 | 0 | 0 | 0
00 Ret.ExistSCR_DryFGD_ACI_DSI & HRI | 0 | 0 | 0 | 0 | 0 | 0 | 0 | 0
00 Ret.ExistSCR_DryFGD_ACI_DSI & HRI & CCS | 0 | 0 | 0 | 0 | 0 | 0 | 0 | 0
00 Ret.ExistSCR_DryFGD_DSI & ACI | 0 | 0 | 0 | 0 | 0 | 0 | 0 | 0
00 Ret.ExistSCR_WetFGD & ACI | 0 | 0 | 0 | 0 | 0 | 0 | 0 | 0
00 Ret.ExistSCR_WetFGD & HRI | 0 | 0 | 0 | 0 | 0 | 0 | 0 | 0
00 Ret.ExistSCR_WetFGD & HRI & CCS | 0 | 0 | 0 | 0 | 0 | 0 | 0 | 0
00 Ret.ExistSCR_WetFGD_ACI & CCS | 0 | 0 | 15.6181 | 15.6181 | 15.6181 | 15.6181 | 15.6181 | 15.6181
00 Ret.ExistSCR_WetFGD_ACI & HRI | 0 | 0 | 0 | 0 | 0 | 0 | 0 | 0
00 Ret.ExistSCR_WetFGD_ACI & HRI & CCS | 0 | 0 | 0 | 0 | 0 | 0 | 0 | 0
00 Ret.ExistSCR_WetFGD_ACI_DSI & CCS | 0 | 0 | 0 | 0 | 0 | 0 | 0 | 0
00 Ret.ExistSCR_WetFGD_ACI_DSI & HRI | 0 | 0 | 0 | 0 | 0 | 0 | 0 | 0
00 Ret.ExistSCR_WetFGD_ACI_DSI & HRI & CCS | 0 | 0 | 0 | 0 | 0 | 0 | 0 | 0
00 Ret.ExistSCR_WetFGD_DSI & ACI | 0 | 0 | 0 | 0 | 0 | 0 | 0 | 0
00 Ret.ExistSCR_WetFGD_DSI & HRI | 0 | 0 | 0 | 0 | 0 | 0 | 0 | 0
00 Ret.ExistSCR_WetFGD_DSI & HRI & CCS | 0 | 0 | 0 | 0 | 0 | 0 | 0 | 0
00 Ret.ExistSNCR_ACI & DryFGD | 0 | 0 | 0 | 0 | 0 | 0 | 0 | 0
00 Ret.ExistSNCR_ACI & DryFGD & CCS | 0 | 0 | 0 | 0 | 0 | 0 | 0 | 0
00 Ret.ExistSNCR_ACI & DryFGD & HRI | 0 | 0 | 0 | 0 | 0 | 0 | 0 | 0
00 Ret.ExistSNCR_ACI & DryFGD & HRI & CCS | 0 | 0 | 0 | 0 | 0 | 0 | 0 | 0
00 Ret.ExistSNCR_ACI & DSI & HRI | 0 | 0 | 0 | 0 | 0 | 0 | 0 | 0
00 Ret.ExistSNCR_ACI & HRI | 0 | 0 | 0 | 0 | 0 | 0 | 0 | 0
00 Ret.ExistSNCR_ACI & WetFGD | 0 | 0 | 0 | 0 | 0 | 0 | 0 | 0
00 Ret.ExistSNCR_ACI & WetFGD & CCS | 0 | 0 | 0 | 0 | 0 | 0 | 0 | 0
00 Ret.ExistSNCR_ACI & WetFGD & HRI | 0 | 0 | 0 | 0 | 0 | 0 | 0 | 0
00 Ret.ExistSNCR_ACI & WetFGD & HRI & CCS | 0 | 0 | 0 | 0 | 0 | 0 | 0 | 0
00 Ret.ExistSNCR_ACI_DSI & DryFGD | 0 | 0 | 0 | 0 | 0 | 0 | 0 | 0
00 Ret.ExistSNCR_ACI_DSI & DryFGD & CCS | 0 | 0 | 0 | 0 | 0 | 0 | 0 | 0
00 Ret.ExistSNCR_ACI_DSI & DryFGD & HRI | 0 | 0 | 0 | 0 | 0 | 0 | 0 | 0
00 Ret.ExistSNCR_ACI_DSI & DryFGD & HRI & CCS | 0 | 0 | 0 | 0 | 0 | 0 | 0 | 0
00 Ret.ExistSNCR_ACI_DSI & HRI | 0 | 0 | 0 | 0 | 0 | 0 | 0 | 0
00 Ret.ExistSNCR_ACI_DSI & WetFGD | 0 | 0 | 0 | 0 | 0 | 0 | 0 | 0
00 Ret.ExistSNCR_ACI_DSI & WetFGD & CCS | 0 | 0 | 0 | 0 | 0 | 0 | 0 | 0
00 Ret.ExistSNCR_ACI_DSI & WetFGD & HRI | 0 | 0 | 0 | 0 | 0 | 0 | 0 | 0
00 Ret.ExistSNCR_ACI_DSI & WetFGD & HRI & CCS | 0 | 0 | 0 | 0 | 0 | 0 | 0 | 0
00 Ret.ExistSNCR_DryFGD & HRI | 0 | 0 | 0 | 0 | 0 | 0 | 0 | 0
00 Ret.ExistSNCR_DryFGD_ACI & CCS | 0 | 0 | 0 | 0 | 0 | 0 | 0 | 0
00 Ret.ExistSNCR_DryFGD_ACI & HRI | 0 | 0 | 0 | 0 | 0 | 0 | 0 | 0
00 Ret.ExistSNCR_DryFGD_ACI & HRI & CCS | 0 | 0 | 0 | 0 | 0 | 0 | 0 | 0
00 Ret.ExistSNCR_WetFGD & ACI | 0 | 0 | 0 | 0 | 0 | 0 | 0 | 0
00 Ret.ExistSNCR_WetFGD & HRI | 0 | 0 | 0 | 0 | 0 | 0 | 0 | 0
00 Ret.ExistSNCR_WetFGD & HRI & CCS | 0 | 0 | 0 | 0 | 0 | 0 | 0 | 0
00 Ret.ExistSNCR_WetFGD_ACI & CCS | 0 | 0 | 5.1646 | 5.1646 | 5.1646 | 5.1646 | 5.1646 | 5.1646
00 Ret.ExistSNCR_WetFGD_ACI & HRI | 0 | 0 | 0 | 0 | 0 | 0 | 0 | 0
00 Ret.ExistSNCR_WetFGD_ACI & HRI & CCS | 0 | 0 | 0 | 0 | 0 | 0 | 0 | 0
00 Ret.ExistSNCR_WetFGD_ACI_DSI & CCS | 0 | 0 | 0 | 0 | 0 | 0 | 0 | 0
00 Ret.ExistSNCR_WetFGD_ACI_DSI & HRI | 0 | 0 | 0 | 0 | 0 | 0 | 0 | 0
00 Ret.ExistSNCR_WetFGD_ACI_DSI & HRI & CCS | 0 | 0 | 0 | 0 | 0 | 0 | 0 | 0
00 Ret.ExistWetFGD & ACI | 0 | 0 | 0 | 0 | 0 | 0 | 0 | 0
00 Ret.ExistWetFGD & ACI & CCS | 0 | 0 | 0 | 0 | 0 | 0 | 0 | 0
00 Ret.ExistWetFGD & ACI & HRI | 0 | 0 | 0 | 0 | 0 | 0 | 0 | 0
00 Ret.ExistWetFGD & ACI & HRI & CCS | 0 | 0 | 0 | 0 | 0 | 0 | 0 | 0
00 Ret.ExistWetFGD & ACI & SCR | 0 | 0 | 0 | 0 | 0 | 0 | 0 | 0
00 Ret.ExistWetFGD & ACI & SCR & CCS | 0 | 0 | 0 | 0 | 0 | 0 | 0 | 0
00 Ret.ExistWetFGD & ACI & SCR & HRI | 0 | 0 | 0 | 0 | 0 | 0 | 0 | 0
00 Ret.ExistWetFGD & ACI & SCR & HRI & CCS | 0 | 0 | 0 | 0 | 0 | 0 | 0 | 0
00 Ret.ExistWetFGD & ACI & SNCR | 0 | 0 | 0 | 0 | 0 | 0 | 0 | 0
00 Ret.ExistWetFGD & ACI & SNCR & HRI | 0 | 0 | 0 | 0 | 0 | 0 | 0 | 0
00 Ret.ExistWetFGD & ACI & SNCR & HRI & CCS | 0 | 0 | 0 | 0 | 0 | 0 | 0 | 0
00 Ret.ExistWetFGD & CCS | 0 | 0 | 0 | 0 | 0 | 0 | 0 | 0
00 Ret.ExistWetFGD & HRI | 0 | 0 | 0 | 0 | 0 | 0 | 0 | 0
00 Ret.ExistWetFGD & HRI & CCS | 0 | 0 | 0 | 0 | 0 | 0 | 0 | 0
00 Ret.ExistWetFGD & SCR | 10.4587 | 10.4587 | 10.4587 | 10.4587 | 10.4587 | 10.4587 | 9.1115 | 9.1115
00 Ret.ExistWetFGD & SCR & CCS | 0 | 0 | 0 | 0 | 0 | 0 | 0 | 0
00 Ret.ExistWetFGD & SCR & HRI | 0 | 0 | 0 | 0 | 0 | 0 | 0 | 0
00 Ret.ExistWetFGD & SCR & HRI & CCS | 0 | 0 | 0 | 0 | 0 | 0 | 0 | 0
00 Ret.ExistWetFGD & SNCR | 0 | 0 | 0 | 0 | 0 | 0 | 0 | 0
00 Ret.ExistWetFGD & SNCR & CCS | 0 | 0 | 0 | 0 | 0 | 0 | 0 | 0
00 Ret.ExistWetFGD & SNCR & HRI | 0 | 0 | 0 | 0 | 0 | 0 | 0 | 0
00 Ret.ExistWetFGD & SNCR & HRI & CCS | 0 | 0 | 0 | 0 | 0 | 0 | 0 | 0
00 Ret.ExistWetFGD_ACI & CCS | 0 | 0 | 1.9033 | 1.9033 | 1.9033 | 1.9033 | 1.9033 | 1.8012
00 Ret.ExistWetFGD_ACI & HRI | 0 | 0 | 0 | 0 | 0 | 0 | 0 | 0
00 Ret.ExistWetFGD_ACI & HRI & CCS | 0 | 0 | 0 | 0 | 0 | 0 | 0 | 0
00 Ret.ExistWetFGD_ACI & SCR | 27.6598 | 29.6753 | 18.005 | 18.1256 | 16.6099 | 17.0512 | 15.8193 | 12.4756
00 Ret.ExistWetFGD_ACI & SCR & CCS | 0 | 0 | 8.3953 | 8.3953 | 8.3953 | 8.3953 | 8.3953 | 8.3953
00 Ret.ExistWetFGD_ACI & SCR & HRI | 0 | 0 | 0 | 0 | 0 | 0 | 0 | 0
00 Ret.ExistWetFGD_ACI & SCR & HRI & CCS | 0 | 0 | 0 | 0 | 0 | 0 | 0 | 0
00 Ret.ExistWetFGD_ACI & SNCR | 14.0019 | 14.3978 | 14.3978 | 14.6862 | 15.3306 | 15.7976 | 16.6037 | 14.7918
00 Ret.ExistWetFGD_ACI & SNCR & CCS | 0 | 0 | 0 | 0 | 0 | 0 | 0 | 0
00 Ret.ExistWetFGD_ACI & SNCR & HRI | 0 | 0 | 0 | 0 | 0 | 0 | 0 | 0
00 Ret.ExistWetFGD_ACI & SNCR & HRI & CCS | 0 | 0 | 0 | 0 | 0 | 0 | 0 | 0
00 Ret.ExistWetFGD_ACI_DSI & CCS | 0 | 0 | 0 | 0 | 0 | 0 | 0 | 0
00 Ret.ExistWetFGD_ACI_DSI & HRI | 0 | 0 | 0 | 0 | 0 | 0 | 0 | 0
00 Ret.ExistWetFGD_ACI_DSI & HRI & CCS | 0 | 0 | 0 | 0 | 0 | 0 | 0 | 0
00 Ret.ExistWetFGD_ACI_DSI & SCR | 0 | 0 | 0 | 0 | 0 | 0 | 0 | 0
00 Ret.ExistWetFGD_ACI_DSI & SCR & CCS | 0 | 0 | 0 | 0 | 0 | 0 | 0 | 0
00 Ret.ExistWetFGD_ACI_DSI & SCR & HRI | 0 | 0 | 0 | 0 | 0 | 0 | 0 | 0
00 Ret.ExistWetFGD_ACI_DSI & SCR & HRI & CCS | 0 | 0 | 0 | 0 | 0 | 0 | 0 | 0
00 Ret.ExistWetFGD_ACI_DSI & SNCR | 0 | 0 | 0 | 0 | 0 | 0 | 0 | 0
00 Ret.ExistWetFGD_ACI_DSI & SNCR & CCS | 0 | 0 | 0 | 0 | 0 | 0 | 0 | 0
00 Ret.ExistWetFGD_ACI_DSI & SNCR & HRI | 0 | 0 | 0 | 0 | 0 | 0 | 0 | 0
00 Ret.ExistWetFGD_ACI_DSI & SNCR & HRI & CCS | 0 | 0 | 0 | 0 | 0 | 0 | 0 | 0
00 Ret.ExistWetFGD_DSI & HRI | 0 | 0 | 0 | 0 | 0 | 0 | 0 | 0
00 Ret.ExistWetFGD_DSI & SCR | 0 | 0 | 0 | 0 | 0 | 0 | 0 | 0
00 Ret.ExistWetFGD_DSI & SCR & HRI | 0 | 0 | 0 | 0 | 0 | 0 | 0 | 0
00 Ret.ExistWetFGD_DSI & SNCR | 0 | 0 | 0 | 0 | 0 | 0 | 0 | 0
00 Ret.ExistWetFGD_SCR & ACI & CCS | 0 | 0 | 0 | 0 | 0 | 0 | 0 | 0
00 Ret.ExistWetFGD_DSI & SNCR & HRI | 0 | 0 | 0 | 0 | 0 | 0 | 0 | 0
00 Ret.ExistWetFGD_SCR & ACI & HRI | 0 | 0 | 0 | 0 | 0 | 0 | 0 | 0
00 Ret.ExistWetFGD_SCR & ACI & HRI & CCS | 0 | 0 | 0 | 0 | 0 | 0 | 0 | 0
00 Ret.ExistWetFGD_SCR & CCS | 0 | 0 | 20.3728 | 20.3728 | 20.3728 | 20.3728 | 20.3728 | 20.3728
00 Ret.ExistWetFGD_SCR_DSI & ACI & CCS | 0 | 0 | 0 | 0 | 0 | 0 | 0 | 0
00 Ret.ExistWetFGD_SCR_DSI & ACI & HRI | 0 | 0 | 0 | 0 | 0 | 0 | 0 | 0
00 Ret.ExistWetFGD_SCR_DSI & ACI & HRI & CCS | 0 | 0 | 0 | 0 | 0 | 0 | 0 | 0
00 Ret.ExistWetFGD_SCR_DSI & CCS | 0 | 0 | 0 | 0 | 0 | 0 | 0 | 0
00 Ret.ExistWetFGD_SNCR & ACI & HRI | 0 | 0 | 0 | 0 | 0 | 0 | 0 | 0
00 Ret.ExistWetFGD_SNCR & CCS | 0 | 0 | 0 | 0 | 0 | 0 | 0 | 0
00 Ret.HRI | 0 | 0 | 0 | 0 | 0 | 0 | 0 | 0
00 Ret.SCR | 0 | 0 | 0 | 0 | 0 | 0 | 0 | 0
00 Ret.SCR & DryFGD | 0 | 0 | 0 | 0 | 0 | 0 | 0 | 0
00 Ret.SCR & DryFGD & ACI | 0 | 0 | 0 | 0 | 0 | 0 | 0 | 0
00 Ret.SCR & DryFGD & CCS | 0 | 0 | 0 | 0 | 0 | 0 | 0 | 0
00 Ret.SCR & DryFGD & HRI | 0 | 0 | 0 | 0 | 0 | 0 | 0 | 0
00 Ret.SCR & DSI | 0 | 0 | 0 | 0 | 0 | 0 | 0 | 0
00 Ret.SCR & DSI & DryFGD | 0 | 0 | 0 | 0 | 0 | 0 | 0 | 0
00 Ret.SCR & DSI & DryFGD & HRI | 0 | 0 | 0 | 0 | 0 | 0 | 0 | 0
00 Ret.SCR & DSI & HRI | 0 | 0 | 0 | 0 | 0 | 0 | 0 | 0
00 Ret.SCR & DSI & WetFGD | 0 | 0 | 0 | 0 | 0 | 0 | 0 | 0
00 Ret.SCR & DSI & WetFGD & HRI | 0 | 0 | 0 | 0 | 0 | 0 | 0 | 0
00 Ret.SCR & HRI | 0 | 0 | 0 | 0 | 0 | 0 | 0 | 0
00 Ret.SCR & WetFGD | 0 | 0 | 0 | 0 | 0 | 0 | 0 | 0
00 Ret.SCR & WetFGD & ACI | 0 | 0 | 0 | 0 | 0 | 0 | 0 | 0
00 Ret.SCR & WetFGD & CCS | 0 | 0 | 0 | 0 | 0 | 0 | 0 | 0
00 Ret.SCR & WetFGD & HRI | 0 | 0 | 0 | 0 | 0 | 0 | 0 | 0
00 Ret.SNCR | 0 | 0 | 0 | 0 | 0 | 0 | 0 | 0
00 Ret.SNCR & DryFGD | 0 | 0 | 0 | 0 | 0 | 0 | 0 | 0
00 Ret.SNCR & DryFGD & ACI | 0 | 0 | 0 | 0 | 0 | 0 | 0 | 0
00 Ret.SNCR & DryFGD & ACI & HRI | 0 | 0 | 0 | 0 | 0 | 0 | 0 | 0
00 Ret.SNCR & DryFGD & CCS | 0 | 0 | 0 | 0 | 0 | 0 | 0 | 0
00 Ret.SNCR & DryFGD & HRI | 0 | 0 | 0 | 0 | 0 | 0 | 0 | 0
00 Ret.SNCR & DSI | 0 | 0 | 0 | 0 | 0 | 0 | 0 | 0
00 Ret.SNCR & DSI & HRI | 0 | 0 | 0 | 0 | 0 | 0 | 0 | 0
00 Ret.SNCR & HRI | 0 | 0 | 0 | 0 | 0 | 0 | 0 | 0
00 Ret.SNCR & WetFGD | 0 | 0 | 0 | 0 | 0 | 0 | 0 | 0
00 Ret.SNCR & WetFGD & ACI | 0 | 0 | 0 | 0 | 0 | 0 | 0 | 0
00 Ret.SNCR & WetFGD & ACI & HRI | 0 | 0 | 0 | 0 | 0 | 0 | 0 | 0
00 Ret.SNCR & WetFGD & CCS | 0 | 0 | 0 | 0 | 0 | 0 | 0 | 0
00 Ret.SNCR & WetFGD & HRI | 0 | 0 | 0 | 0 | 0 | 0 | 0 | 0
00 Ret.WetFGD | 0 | 0 | 0 | 0 | 0 | 0 | 0 | 0
00 Ret.WetFGD & CCS | 0 | 0 | 0 | 0 | 0 | 0 | 0 | 0
00 Ret.WetFGD & HRI | 0 | 0 | 0 | 0 | 0 | 0 | 0 | 0
00 Ret.FB & ACI | 0 | 0 | 0 | 0 | 0 | 0 | 0 | 0
00 Ret.FB & ACI & DryFGD & HRI | 0 | 0 | 0 | 0 | 0 | 0 | 0 | 0
00 Ret.FB & ACI & HRI | 0 | 0 | 0 | 0 | 0 | 0 | 0 | 0
00 Ret.FB & HRI | 0 | 0 | 0 | 0 | 0 | 0 | 0 | 0
00 Ret.FB DryFGD | 0 | 0 | 0 | 0 | 0 | 0 | 0 | 0
00 Ret.FB DryFGD & ACI | 0 | 0 | 0 | 0 | 0 | 0 | 0 | 0
00 Ret.FB DryFGD & ACI & HRI | 0 | 0 | 0 | 0 | 0 | 0 | 0 | 0
00 Ret.FB DryFGD & HRI | 0 | 0 | 0 | 0 | 0 | 0 | 0 | 0
00 Ret.FB DryFGD & SNCR | 0 | 0 | 0 | 0 | 0 | 0 | 0 | 0
00 Ret.FB DryFGD & SNCR & HRI | 0 | 0 | 0 | 0 | 0 | 0 | 0 | 0
00 Ret.FB SNCR & DryFGD & ACI | 0 | 0 | 0 | 0 | 0 | 0 | 0 | 0
00 Ret.FB SNCR & DryFGD & ACI & HRI | 0 | 0 | 0 | 0 | 0 | 0 | 0 | 0
00 Ret.FB-ACI & SNCR | 0 | 0 | 0 | 0 | 0 | 0 | 0 | 0
00 Ret.FB-ACI & SNCR & HRI | 0 | 0 | 0 | 0 | 0 | 0 | 0 | 0
00 Ret.FB-ACI & SNCR & HRI & CCS | 0 | 0 | 0 | 0 | 0 | 0 | 0 | 0
00 Ret.FB-Exist ACI & DryFGD | 0 | 0 | 0 | 0 | 0 | 0 | 0 | 0
00 Ret.FB-Exist ACI & DryFGD & HRI | 0 | 0 | 0 | 0 | 0 | 0 | 0 | 0
00 Ret.FB-Exist ACI & DryFGD & SNCR | 0 | 0 | 0 | 0 | 0 | 0 | 0 | 0
00 Ret.FB-Exist ACI & DryFGD & SNCR & HRI | 0 | 0 | 0 | 0 | 0 | 0 | 0 | 0
00 Ret.FB-Exist ACI & SNCR | 0 | 0 | 0 | 0 | 0 | 0 | 0 | 0
00 Ret.FB-Exist ACI & SNCR & HRI | 0 | 0 | 0 | 0 | 0 | 0 | 0 | 0
00 Ret.FB-Exist ACI_DSI & DryFGD & SNCR | 0 | 0 | 0 | 0 | 0 | 0 | 0 | 0
00 Ret.FB-Exist ACI_DSI & SNCR | 0 | 0 | 0 | 0 | 0 | 0 | 0 | 0
00 Ret.FB-ExistACI & HRI | 0 | 0 | 0 | 0 | 0 | 0 | 0 | 0
00 Ret.FB-ExistACI_DSI & DryFGD | 0 | 0 | 0 | 0 | 0 | 0 | 0 | 0
00 Ret.FB-ExistACI_DSI & DryFGD & HRI | 0 | 0 | 0 | 0 | 0 | 0 | 0 | 0
00 Ret.FB-ExistACI_DSI & DryFGD & SNCR | 0 | 0 | 0 | 0 | 0 | 0 | 0 | 0
00 Ret.FB-ExistACI_DSI & DryFGD & SNCR & HRI | 0 | 0 | 0 | 0 | 0 | 0 | 0 | 0
00 Ret.FB-ExistACI_DSI & HRI | 0 | 0 | 0 | 0 | 0 | 0 | 0 | 0
00 Ret.FB-ExistACI_DSI & SNCR & HRI | 0 | 0 | 0 | 0 | 0 | 0 | 0 | 0
00 Ret.FB-ExistDryFGD_ACI & HRI | 0 | 0 | 0 | 0 | 0 | 0 | 0 | 0
00 Ret.FB-ExistDryFGD_ACI & SNCR | 0 | 0 | 0 | 0 | 0 | 0 | 0 | 0
00 Ret.FB-ExistDryFGD_ACI & SNCR & HRI | 0 | 0 | 0 | 0 | 0 | 0 | 0 | 0
00 Ret.FB-ExistDryFGD_DSI & HRI | 0 | 0 | 0 | 0 | 0 | 0 | 0 | 0
00 Ret.FB-ExistDryFGD_DSI & SNCR | 0 | 0 | 0 | 0 | 0 | 0 | 0 | 0
00 Ret.FB-ExistDryFGD_DSI & SNCR & HRI | 0 | 0 | 0 | 0 | 0 | 0 | 0 | 0
00 Ret.FB-ExistDryFGD_SNCR & HRI | 0 | 0 | 0 | 0 | 0 | 0 | 0 | 0
00 Ret.FB-ExistDryFGD_SNCR_ACI & HRI | 0 | 0 | 0 | 0 | 0 | 0 | 0 | 0
00 Ret.FB-ExistDryFGD_SNCR_ACI_DSI & HRI | 0 | 0 | 0 | 0 | 0 | 0 | 0 | 0
00 Ret.FB-ExistDryFGD_SNCR_DSI & HRI | 0 | 0 | 0 | 0 | 0 | 0 | 0 | 0
00 Ret.FB-ExistDSI & ACI | 0 | 0 | 0 | 0 | 0 | 0 | 0 | 0
00 Ret.FB-ExistDSI & ACI & HRI | 0 | 0 | 0 | 0 | 0 | 0 | 0 | 0
00 Ret.FB-ExistDSI & ACI & SNCR | 0 | 0 | 0 | 0 | 0 | 0 | 0 | 0
00 Ret.FB-ExistDSI & ACI & SNCR & HRI | 0 | 0 | 0 | 0 | 0 | 0 | 0 | 0
00 Ret.FB-ExistDSI & DryFGD | 0 | 0 | 0 | 0 | 0 | 0 | 0 | 0
00 Ret.FB-ExistDSI & DryFGD & ACI | 0 | 0 | 0 | 0 | 0 | 0 | 0 | 0
00 Ret.FB-ExistDSI & DryFGD & ACI & HRI | 0 | 0 | 0 | 0 | 0 | 0 | 0 | 0
00 Ret.FB-ExistDSI & DryFGD & HRI | 0 | 0 | 0 | 0 | 0 | 0 | 0 | 0
00 Ret.FB-ExistDSI & DryFGD & SNCR | 0 | 0 | 0 | 0 | 0 | 0 | 0 | 0
00 Ret.FB-ExistDSI & DryFGD & SNCR & HRI | 0 | 0 | 0 | 0 | 0 | 0 | 0 | 0
00 Ret.FB-ExistDSI & HRI | 0 | 0 | 0 | 0 | 0 | 0 | 0 | 0
00 Ret.FB-ExistDSI & SNCR | 0 | 0 | 0 | 0 | 0 | 0 | 0 | 0
00 Ret.FB-ExistDSI & SNCR & DryFGD & ACI | 0 | 0 | 0 | 0 | 0 | 0 | 0 | 0
00 Ret.FB-ExistDSI & SNCR & DryFGD & ACI & HRI | 0 | 0 | 0 | 0 | 0 | 0 | 0 | 0
00 Ret.FB-ExistDSI & SNCR & HRI | 0 | 0 | 0 | 0 | 0 | 0 | 0 | 0
00 Ret.FB-ExistSNCR & DryFGD | 0 | 0 | 0 | 0 | 0 | 0 | 0 | 0
00 Ret.FB-ExistSNCR & DryFGD & ACI | 0 | 0 | 0 | 0 | 0 | 0 | 0 | 0
00 Ret.FB-ExistSNCR & DryFGD & HRI | 0 | 0 | 0 | 0 | 0 | 0 | 0 | 0
00 Ret.FB-ExistSNCR & HRI | 0 | 0 | 0 | 0 | 0 | 0 | 0 | 0
00 Ret.FB-ExistSNCR_ACI_DSI & DryFGD | 0 | 0 | 0 | 0 | 0 | 0 | 0 | 0
00 Ret.FB-ExistSNCR_ACI_DSI & DryFGD & HRI | 0 | 0 | 0 | 0 | 0 | 0 | 0 | 0
00 Ret.FB-ExistSNCR_ACI_DSI & HRI | 0 | 0 | 0 | 0 | 0 | 0 | 0 | 0
00 Ret.FB-ExistSNCR_DryFGD & HRI | 0 | 0 | 0 | 0 | 0 | 0 | 0 | 0
00 Ret.FB-ExistSNCR_DryFGD_ACI & HRI | 0 | 0 | 0 | 0 | 0 | 0 | 0 | 0
00 Ret.FB-ExistSNCR_DSI & ACI | 0 | 0 | 0 | 0 | 0 | 0 | 0 | 0
00 Ret.FB-ExistSNCR_DSI & ACI & DryFGD | 0 | 0 | 0 | 0 | 0 | 0 | 0 | 0
00 Ret.FB-ExistSNCR_DSI & ACI & DryFGD & HRI | 0 | 0 | 0 | 0 | 0 | 0 | 0 | 0
00 Ret.FB-ExistSNCR_DSI & ACI & HRI | 0 | 0 | 0 | 0 | 0 | 0 | 0 | 0
00 Ret.FB-ExistSNCR_DSI & DryFGD | 0 | 0 | 0 | 0 | 0 | 0 | 0 | 0
00 Ret.FB-ExistSNCR_DSI & DryFGD & HRI | 0 | 0 | 0 | 0 | 0 | 0 | 0 | 0
00 Ret.FB-ExistSNCR_DSI & HRI | 0 | 0 | 0 | 0 | 0 | 0 | 0 | 0
00 Ret.FB-ExistSNCR_WetFGD & ACI | 0 | 0 | 0 | 0 | 0 | 0 | 0 | 0
00 Ret.FB-ExistSNCR_WetFGD & HRI | 0 | 0 | 0 | 0 | 0 | 0 | 0 | 0
00 Ret.FB-ExistWetFGD_DSI & HRI | 0 | 0 | 0 | 0 | 0 | 0 | 0 | 0
00 Ret.FB-ExistWetFGD_DSI & SNCR | 0 | 0 | 0 | 0 | 0 | 0 | 0 | 0
00 Ret.FB-ExistWetFGD_DSI & SNCR & HRI | 0 | 0 | 0 | 0 | 0 | 0 | 0 | 0
00 Ret.FB-ExistWetFGD_SNCR & ACI & HRI | 0 | 0 | 0 | 0 | 0 | 0 | 0 | 0
00 Ret.FB-SNCR | 0 | 0 | 0 | 0 | 0 | 0 | 0 | 0
00 Ret.FB-SNCR & HRI | 0 | 0 | 0 | 0 | 0 | 0 | 0 | 0
00 Ret.Oil/Gas Steam SCR | 0 | 0 | 0 | 0 | 0 | 0 | 0 | 0
00 CC Retirement | 0 | 0 | 0 | 0 | 0 | 0 | 0 | 0
00 CT Retirement | 0 | 0 | 0 | 0 | 0 | 0 | 0 | 0
00 O/G Retirement | 0 | 0 | 0 | 0 | 0 | 0 | 0 | 0
00 Coal Retirement | 0 | 0 | 0 | 0 | 0 | 0 | 0 | 0
00 IGCC Retirement | 0 | 0 | 0 | 0 | 0 | 0 | 0 | 0
00 Nuke Retirement | 0 | 0 | 0 | 0 | 0 | 0 | 0 | 0
00 Biomass Retirement | 0 | 0 | 0 | 0 | 0 | 0 | 0 | 0
00 Fossil_Other Retirement | 0 | 0 | 0 | 0 | 0 | 0 | 0 | 0
00 Fuel Cell Retirement | 0 | 0 | 0 | 0 | 0 | 0 | 0 | 0
00 Geothermal Retirement | 0 | 0 | 0 | 0 | 0 | 0 | 0 | 0
00 Hydro Retirement | 0 | 0 | 0 | 0 | 0 | 0 | 0 | 0
00 Landfill Gas Retirement | 0 | 0 | 0 | 0 | 0 | 0 | 0 | 0
00 Non Fossil_Other Retirement | 0 | 0 | 0 | 0 | 0 | 0 | 0 | 0
Total | 13920.808 | 14084.9524 | 14266.8174 | 14750.0494 | 15196.569 | 15783.925 | 16312.1143 | 17002.4801
14. Capacity Factor by Capacity Reporting Type [%]
00 New Combined Cycle | 86.9379 | 86.9349 | 86.9416 | 86.9473 | 86.9765 | 86.6175 | 85.7431 | 85.9295
00 New Combined Cycle with Carbon Capture | N/A | N/A | N/A | N/A | N/A | N/A | N/A | N/A
00 New Combustion Turbine | 2.6662 | 3.8202 | 3.694 | 4.5451 | 8.12 | 7.8919 | 7.0071 | 5.6417
00 New Hydro | 62.0328 | 61.6617 | 61.5651 | 61.5838 | 61.4134 | 61.473 | 61.473 | 61.473
00 New Nuclear | N/A | N/A | N/A | N/A | N/A | N/A | N/A | N/A
00 New Biomass | 0.17975 | 1.7137 | 5.9159 | 1.8629 | 7.5413 | 7.5413 | 7.288 | 7.288
00 New Geothermal | 90 | 90 | 90 | 90 | 90 | 90 | 90 | 90
00 New Landfill Gas | 90 | 90 | 90 | 86.0253 | 86.0253 | 86.0221 | 86.0221 | 86.0221
00 New Battery Storage | 14.6323 | 16.0719 | 13.9604 | 14.9886 | 15.8779 | 16.1916 | 16.5841 | 16.1809
00 New Offshore Wind | N/A | 43.0718 | 43.0718 | 45.1595 | 45.6818 | 45.6818 | 46.9242 | 47.9989
00 New Onshore Wind | 44.3346 | 43.5047 | 43.224 | 42.5448 | 42.5478 | 42.1748 | 44.3601 | 45.1472
00 New Solar PV | 20.5857 | 19.7742 | 19.6549 | 19.9822 | 20.0369 | 20.0031 | 19.995 | 20.0146
00 New Solar Thermal | N/A | N/A | N/A | N/A | N/A | N/A | N/A | N/A
00 New Fuel Cell | 0 | 0.0014188 | 0 | 0.0014188 | 0 | 0 | 0 | 0
00 New Ultrasupercritical Coal without CCS | N/A | N/A | N/A | N/A | N/A | N/A | N/A | N/A
00 New Ultrasupercritical Coal with 30% CCS | N/A | N/A | N/A | N/A | N/A | N/A | N/A | N/A
00 New Ultrasupercritical Coal with 90% CCS | N/A | N/A | N/A | N/A | N/A | N/A | N/A | N/A
00 Exist Combined Cycle | 65.7803 | 66.1097 | 65.7446 | 64.1736 | 64.7238 | 62.6254 | 52.9962 | 49.9871
00 Exist Combustion Turbine | 1.7145 | 1.8386 | 2.0993 | 2.9322 | 3.1079 | 2.2641 | 1.3659 | 0.83907
00 Exist Coal Steam_Uncontrolled | 58.5564 | 64.4579 | 62.3206 | 61.4709 | 63.3946 | 59.0856 | 56.3839 | 51.3727
00 Exist Coal Steam_ACI | 60.1866 | 64.8851 | 65.9619 | 65.882 | 65.992 | 68.3138 | 63.276 | 60.2399
00 Exist Coal Steam_ACI_DSI | 43.8703 | 48.0683 | 54.9273 | 56.7117 | 44.8522 | 50.3305 | 43.1056 | 41.3614
00 Exist Coal Steam_DryFGD | 36.912 | 36.912 | 43.1087 | 40.3338 | 40.3338 | 40.3338 | 40.3338 | N/A
00 Exist Coal Steam_DryFGD_ACI | 70.5034 | 75.3962 | 77.785 | 71.8633 | 63.7064 | 67.2588 | 62.0272 | 55.4811
00 Exist Coal Steam_DryFGD_ACI_DSI | N/A | N/A | N/A | N/A | N/A | N/A | N/A | N/A
00 Exist Coal Steam_DryFGD_SCR | 48.4937 | 52.7705 | 52.7705 | 52.7705 | 49.6424 | 78.453 | 54.9884 | 54.9884
00 Exist Coal Steam_DryFGD_SCR_ACI | 57.6126 | 64.2197 | 64.4331 | 62.8586 | 61.2752 | 63.3546 | 57.4415 | 52.1892
00 Exist Coal Steam_DryFGD_SCR_DSI | 36.8293 | 38.5846 | 65.2743 | 65.8066 | 57.159 | 57.159 | 57.159 | N/A
00 Exist Coal Steam_DryFGD_SCR_ACI_DSI | 49.4288 | 52.7556 | 57.588 | 48.8936 | 45.4079 | 49.7682 | 44.7501 | 38.1731
00 Exist Coal Steam_DryFGD_SNCR | 0 | 0 | 0 | 0 | N/A | N/A | N/A | N/A
00 Exist Coal Steam_DryFGD_SNCR_ACI | 72.5895 | 73.7469 | 74.528 | 73.0001 | 68.558 | 66.9741 | 65.7131 | 49.4614
00 Exist Coal Steam_DryFGD_SNCR_ACI_DSI | 38.6094 | 45.2562 | 49.9857 | 51.8336 | 47.6778 | 49.3469 | 44.6479 | 41.7988
00 Exist Coal Steam_DSI | 27.4729 | 33.0224 | 33.2169 | 37.5823 | 39.6556 | 48.4053 | 52.996 | 0
00 Exist Coal Steam_SCR_ACI | 52.2519 | 63.4369 | 66.943 | 59.2475 | 58.474 | 59.6738 | 54.4083 | 53.9837
00 Exist Coal Steam_SCR_ACI_DSI | 30.1965 | 30.3446 | 33.7181 | 42.4262 | 37.4719 | 37.4719 | 34.115 | N/A
00 Exist Coal Steam_SNCR | 85.47 | 85.47 | 85.47 | 85.47 | 85.47 | 85.47 | 77.7502 | 73.3845
00 Exist Coal Steam_SNCR_ACI | 15.2627 | 40.6639 | 42.8465 | 42.8465 | 42.8465 | 48.9971 | 48.9971 | 30.9121
00 Exist Coal Steam_SNCR_ACI_DSI | 0 | 0 | 0 | 0 | 0 | 0 | 1.8622 | N/A
00 Exist Coal Steam_WetFGD | 80.9361 | 82.32 | 82.32 | 80.4363 | 69.6031 | 67.086 | 65.0422 | 41.1713
00 Exist Coal Steam_WetFGD_ACI | 62.5601 | 67.3608 | 69.6851 | 63.7295 | 59.6835 | 61.4216 | 58.6197 | 57.6626
00 Exist Coal Steam_WetFGD_ACI_DSI | 8.7148 | 25.959 | 2.8932 | 34.3441 | N/A | N/A | N/A | N/A
00 Exist Coal Steam_WetFGD_DSI | N/A | N/A | N/A | N/A | N/A | N/A | N/A | N/A
00 Exist Coal Steam_WetFGD_SCR | 57.6854 | 62.5957 | 60.4803 | 57.6228 | 46.1867 | 47.0333 | 44.2589 | 37.8132
00 Exist Coal Steam_WetFGD_SCR_DSI | 11.5714 | 11.5714 | 11.5714 | 11.5714 | 11.5714 | N/A | N/A | N/A
00 Exist Coal Steam_WetFGD_SCR_ACI | 60.6109 | 61.9964 | 63.0026 | 63.5538 | 57.1136 | 58.5227 | 55.6183 | 50.3317
00 Exist Coal Steam_WetFGD_SCR_ACI_DSI | 17.883 | 29.6542 | 32.8688 | 35.847 | 33.9013 | 44.1439 | 34.821 | 30.8894
00 Exist Coal Steam_WetFGD_SNCR | 27.0645 | 27.3784 | 27.1732 | 25.4855 | 17.956 | 35.8163 | 36.7894 | 74.6298
00 Exist Coal Steam_WetFGD_SNCR_ACI | 58.2435 | 67.7745 | 66.5783 | 58.8716 | 48.7622 | 49.0237 | 46.899 | 48.4354
00 Exist Coal Steam_WetFGD_SNCR_ACI_DSI | N/A | N/A | N/A | N/A | N/A | N/A | N/A | N/A
00 Exist FBC_Uncontrolled | N/A | N/A | N/A | N/A | N/A | N/A | N/A | N/A
00 Exist FBC_WetFGD_SNCR | 85.47 | 85.47 | 85.47 | 85.47 | 85.47 | 85.47 | 85.47 | 85.47
00 Exist FBC_WetFGD_DSI | N/A | N/A | N/A | N/A | N/A | N/A | N/A | N/A
00 Exist FBC_ACI | N/A | N/A | N/A | N/A | N/A | N/A | N/A | N/A
00 Exist FBC_ACI_DSI | 30.4014 | 36.406 | 39.6831 | 40.0927 | 40.119 | 39.6831 | 40.119 | 39.2853
00 Exist FBC_DryFGD_ACI | 0 | 39.7641 | 42.8334 | 45.6004 | 35.1461 | N/A | N/A | N/A
00 Exist FBC_DryFGD_DSI | N/A | N/A | N/A | N/A | N/A | N/A | N/A | N/A
00 Exist FBC_DryFGD_SNCR | 22.1156 | 22.1978 | 22.6554 | 23.3001 | 26.631 | 0 | N/A | N/A
00 Exist FBC_DryFGD_SNCR_ACI | 0 | 6.0924 | 6.0924 | 14.6637 | 14.6637 | 14.5866 | 14.6637 | 14.5866
00 Exist FBC_DryFGD_SNCR_ACI_DSI | 0 | 0 | 16.083 | 0 | 14.4399 | 35.0078 | 14.4399 | 0
00 Exist FBC_DryFGD_SNCR_DSI | N/A | N/A | N/A | N/A | N/A | N/A | N/A | N/A
00 Exist FBC_DSI | 28.9802 | 32.9592 | 48.698 | 48.698 | 45.8459 | 37.9915 | 37.9915 | 22.2528
00 Exist FBC_SNCR | N/A | N/A | N/A | N/A | N/A | N/A | N/A | N/A
00 Exist FBC_SNCR_ACI | 37.9716 | 40.4882 | 40.0396 | 46.4241 | 41.1665 | 38.3759 | 35.2307 | 35.2307
00 Exist FBC_SNCR_ACI_DSI | 0 | 0 | 0 | 0 | 27.4811 | 27.4811 | 32.6312 | 27.4811
00 Exist FBC_SNCR_DSI | 7.9051 | 18.4018 | 24.7908 | 26.8644 | 25.3631 | 25.9623 | 25.679 | 48.0872
00 Exist IGCC | 82.2965 | 82.2965 | 82.2965 | 82.2965 | 78.3016 | 75.8726 | N/A | N/A
00 Exist Fossil_Other | 35.2087 | 35.2087 | 35.2087 | 32.0873 | 32.1342 | 32.5586 | 32.6452 | 31.9243
00 Exist Fuel Cell | 0.0010679 | 0.0010679 | 0.082381 | 0.082381 | 0.082381 | 0.082381 | 0 | 0
00 Exist Hydro | 38.4491 | 38.4491 | 38.4491 | 38.4491 | 38.4491 | 38.4491 | 38.4491 | 38.4491
00 Exist Non Fossil_Other | 60.0631 | 60.0631 | 60.0576 | 59.1913 | 59.1848 | 59.1831 | 59.186 | 58.9223
00 Exist Nuclear | 89.6429 | 90.3573 | 90.3521 | 90.1911 | 90.2202 | 90.2453 | 90.2494 | 90.1798
00 International Imports | 72.37 | 72.37 | 72.37 | 72.37 | 72.37 | 72.37 | 72.37 | 72.37
00 Exist Oil/Gas Steam | 9.2461 | 9.3576 | 9.1447 | 8.5469 | 9.5765 | 8.3709 | 5.9657 | 4.7511
00 Exist Oil/Gas Steam_SCR | 7.3532 | 7.2173 | 7.0261 | 5.712 | 5.4646 | 4.1712 | 1.9266 | 2.0589
00 Exist Oil/Gas Steam_SNCR | 9.1537 | 10.4256 | 10.1473 | 12.2346 | 14.534 | 11.2481 | 10.0116 | 7.2987
00 Exist Biomass | 54.4204 | 59.7655 | 60.1478 | 57.4203 | 32.5287 | 35.1526 | 34.3762 | 31.6532
00 Exist Landfill Gas | 67.3756 | 67.3756 | 67.3756 | 57.529 | 57.7841 | 59.3109 | 59.2579 | 57.954
00 Exist Geothermal | 77.7472 | 77.7472 | 77.7472 | 77.7472 | 77.7472 | 77.7472 | 77.7472 | 77.7472
00 Exist Pump Storage | 3.7711 | 4.2852 | 4.6702 | 5.939 | 6.0218 | 4.4727 | 4.8414 | 4.7939
00 Exist Energy Storage | 11.8011 | 13.1516 | 15.1149 | 15.646 | 14.7217 | 12.4924 | 13.7077 | 13.6447
00 Exist Solar PV | 24.5492 | 24.5492 | 24.5492 | 24.5492 | 24.5492 | 24.5492 | 24.5492 | 24.5492
00 Exist Solar Thermal | 20.1873 | 20.1873 | 20.1873 | 20.1873 | 20.1873 | 20.1873 | 20.1873 | 20.1873
00 Exist Offshore Wind | 47.6961 | 47.6961 | 47.6961 | 47.6961 | 47.6961 | 47.6961 | 47.6961 | 47.6961
00 Exist Onshore Wind | 33.8968 | 33.8968 | 33.8968 | 33.8968 | 33.8968 | 33.8968 | 33.8968 | 33.8968
00 Ret.ACI | N/A | N/A | N/A | N/A | N/A | N/A | N/A | N/A
00 Ret.ACI & DryFGD | N/A | N/A | N/A | N/A | N/A | N/A | N/A | N/A
00 Ret.ACI & DryFGD & HRI | N/A | N/A | N/A | N/A | N/A | N/A | N/A | N/A
00 Ret.ACI & DSI | N/A | N/A | N/A | N/A | N/A | N/A | N/A | N/A
00 Ret.ACI & DSI & DryFGD | N/A | N/A | N/A | N/A | N/A | N/A | N/A | N/A
00 Ret.ACI & DSI & DryFGD & HRI | N/A | N/A | N/A | N/A | N/A | N/A | N/A | N/A
00 Ret.ACI & DSI & HRI | N/A | N/A | N/A | N/A | N/A | N/A | N/A | N/A
00 Ret.ACI & DSI & WetFGD & HRI | N/A | N/A | N/A | N/A | N/A | N/A | N/A | N/A
00 Ret.ACI & HRI | N/A | N/A | N/A | N/A | N/A | N/A | N/A | N/A
00 Ret.ACI & SCR | N/A | N/A | N/A | N/A | N/A | N/A | N/A | N/A
00 Ret.ACI & SCR & DryFGD & HRI | N/A | N/A | N/A | N/A | N/A | N/A | N/A | N/A
00 Ret.ACI & SCR & DSI | N/A | N/A | N/A | N/A | N/A | N/A | N/A | N/A
00 Ret.ACI & SCR & DSI & DryFGD | N/A | N/A | N/A | N/A | N/A | N/A | N/A | N/A
00 Ret.ACI & SCR & DSI & DryFGD & HRI | N/A | N/A | N/A | N/A | N/A | N/A | N/A | N/A
00 Ret.ACI & SCR & DSI & HRI | N/A | N/A | N/A | N/A | N/A | N/A | N/A | N/A
00 Ret.ACI & SCR & DSI & WetFGD | N/A | N/A | N/A | N/A | N/A | N/A | N/A | N/A
00 Ret.ACI & SCR & DSI & WetFGD & HRI | N/A | N/A | N/A | N/A | N/A | N/A | N/A | N/A
00 Ret.ACI & SCR & HRI | N/A | N/A | N/A | N/A | N/A | N/A | N/A | N/A
00 Ret.ACI & SCR & WetFGD & HRI | N/A | N/A | N/A | N/A | N/A | N/A | N/A | N/A
00 Ret.ACI & SNCR | N/A | N/A | N/A | N/A | N/A | N/A | N/A | N/A
00 Ret.ACI & SNCR & DSI | N/A | N/A | N/A | N/A | N/A | N/A | N/A | N/A
00 Ret.ACI & SNCR & DSI & DryFGD | N/A | N/A | N/A | N/A | N/A | N/A | N/A | N/A
00 Ret.ACI & SNCR & DSI & DryFGD & HRI | N/A | N/A | N/A | N/A | N/A | N/A | N/A | N/A
00 Ret.ACI & SNCR & DSI & HRI | N/A | N/A | N/A | N/A | N/A | N/A | N/A | N/A
00 Ret.ACI & SNCR & DSI & WetFGD | N/A | N/A | N/A | N/A | N/A | N/A | N/A | N/A
00 Ret.ACI & SNCR & DSI & WetFGD & HRI | N/A | N/A | N/A | N/A | N/A | N/A | N/A | N/A
00 Ret.ACI & SNCR & HRI | N/A | N/A | N/A | N/A | N/A | N/A | N/A | N/A
00 Ret.ACI & WetFGD | N/A | N/A | N/A | N/A | N/A | N/A | N/A | N/A
00 Ret.ACI & WetFGD & DSI | N/A | N/A | N/A | N/A | N/A | N/A | N/A | N/A
00 Ret.ACI & WetFGD & HRI | N/A | N/A | N/A | N/A | N/A | N/A | N/A | N/A
00 Ret.C2G | 26.0327 | 20.4075 | 18.3522 | 20.6977 | 19.1939 | 0 | 0 | 0
00 Ret.C2G & SCR | N/A | N/A | N/A | N/A | N/A | N/A | N/A | N/A
00 Ret.CCG | N/A | N/A | N/A | N/A | N/A | N/A | N/A | N/A
00 Ret.DryFGD | N/A | N/A | N/A | N/A | N/A | N/A | N/A | N/A
00 Ret.DryFGD & CCS | N/A | N/A | N/A | N/A | N/A | N/A | N/A | N/A
00 Ret.DryFGD & HRI | N/A | N/A | N/A | N/A | N/A | N/A | N/A | N/A
00 Ret.DSI | N/A | N/A | N/A | N/A | N/A | N/A | N/A | N/A
00 Ret.DSI & DryFGD | N/A | N/A | N/A | N/A | N/A | N/A | N/A | N/A
00 Ret.DSI & DryFGD & HRI | N/A | N/A | N/A | N/A | N/A | N/A | N/A | N/A
00 Ret.DSI & HRI | N/A | N/A | N/A | N/A | N/A | N/A | N/A | N/A
00 Ret.DSI & WetFGD | N/A | N/A | N/A | N/A | N/A | N/A | N/A | N/A
00 Ret.DSI & WetFGD & HRI | N/A | N/A | N/A | N/A | N/A | N/A | N/A | N/A
00 Ret.ExistACI & DryFGD | N/A | N/A | N/A | N/A | N/A | N/A | N/A | N/A
00 Ret.ExistACI & DryFGD & CCS | N/A | N/A | N/A | N/A | N/A | N/A | N/A | N/A
00 Ret.ExistACI & DryFGD & HRI | N/A | N/A | N/A | N/A | N/A | N/A | N/A | N/A
00 Ret.ExistACI & DryFGD & HRI & CCS | N/A | N/A | N/A | N/A | N/A | N/A | N/A | N/A
00 Ret.ExistACI & DSI | N/A | N/A | N/A | N/A | N/A | N/A | N/A | N/A
00 Ret.ExistACI & DSI & DryFGD | N/A | N/A | N/A | N/A | N/A | N/A | N/A | N/A
00 Ret.ExistACI & DSI & DryFGD & HRI | N/A | N/A | N/A | N/A | N/A | N/A | N/A | N/A
00 Ret.ExistACI & DSI & HRI | N/A | N/A | N/A | N/A | N/A | N/A | N/A | N/A
00 Ret.ExistACI & DSI & WetFGD | N/A | N/A | N/A | N/A | N/A | N/A | N/A | N/A
00 Ret.ExistACI & DSI & WetFGD & HRI | N/A | N/A | N/A | N/A | N/A | N/A | N/A | N/A
00 Ret.ExistACI & HRI | N/A | N/A | N/A | N/A | N/A | N/A | N/A | N/A
00 Ret.ExistACI & HRI & WetFGD | N/A | N/A | N/A | N/A | N/A | N/A | N/A | N/A
00 Ret.ExistACI & SCR | N/A | N/A | N/A | N/A | N/A | N/A | N/A | N/A
00 Ret.ExistACI & SCR & DryFGD | N/A | N/A | N/A | N/A | N/A | N/A | N/A | N/A
00 Ret.ExistACI & SCR & DryFGD & CCS | N/A | N/A | N/A | N/A | N/A | N/A | N/A | N/A
00 Ret.ExistACI & SCR & DryFGD & HRI | N/A | N/A | N/A | N/A | N/A | N/A | N/A | N/A
00 Ret.ExistACI & SCR & DryFGD & HRI & CCS | N/A | N/A | N/A | N/A | N/A | N/A | N/A | N/A
00 Ret.ExistACI & SCR & DSI | N/A | N/A | N/A | N/A | N/A | N/A | N/A | N/A
00 Ret.ExistACI & SCR & DSI & DryFGD | N/A | N/A | N/A | N/A | N/A | N/A | N/A | N/A
00 Ret.ExistACI & SCR & DSI & DryFGD & HRI | N/A | N/A | N/A | N/A | N/A | N/A | N/A | N/A
00 Ret.ExistACI & SCR & DSI & HRI | N/A | N/A | N/A | N/A | N/A | N/A | N/A | N/A
00 Ret.ExistACI & SCR & HRI | N/A | N/A | N/A | N/A | N/A | N/A | N/A | N/A
00 Ret.ExistACI & SCR & WetFGD | N/A | N/A | N/A | N/A | N/A | N/A | N/A | N/A
00 Ret.ExistACI & SCR & WetFGD & CCS | N/A | N/A | N/A | N/A | N/A | N/A | N/A | N/A
00 Ret.ExistACI & SCR & WetFGD & HRI | N/A | N/A | N/A | N/A | N/A | N/A | N/A | N/A
00 Ret.ExistACI & SCR & WetFGD & HRI & CCS | N/A | N/A | N/A | N/A | N/A | N/A | N/A | N/A
00 Ret.ExistACI & SNCR | N/A | N/A | N/A | N/A | N/A | N/A | N/A | N/A
00 Ret.ExistACI & SNCR & DryFGD | N/A | N/A | N/A | N/A | N/A | N/A | N/A | N/A
00 Ret.ExistACI & SNCR & DryFGD & CCS | N/A | N/A | N/A | N/A | N/A | N/A | N/A | N/A
00 Ret.ExistACI & SNCR & DryFGD & HRI | N/A | N/A | N/A | N/A | N/A | N/A | N/A | N/A
00 Ret.ExistACI & SNCR & DryFGD & HRI & CCS | N/A | N/A | N/A | N/A | N/A | N/A | N/A | N/A
00 Ret.ExistACI & SNCR & DSI | N/A | N/A | N/A | N/A | N/A | N/A | N/A | N/A
00 Ret.ExistACI & SNCR & DSI & HRI | N/A | N/A | N/A | N/A | N/A | N/A | N/A | N/A
00 Ret.ExistACI & SNCR & HRI | N/A | N/A | N/A | N/A | N/A | N/A | N/A | N/A
00 Ret.ExistACI & SNCR & WetFGD | N/A | N/A | N/A | N/A | N/A | N/A | N/A | N/A
00 Ret.ExistACI & SNCR & WetFGD & CCS | N/A | N/A | N/A | N/A | N/A | N/A | N/A | N/A
00 Ret.ExistACI & SNCR & WetFGD & HRI | N/A | N/A | N/A | N/A | N/A | N/A | N/A | N/A
00 Ret.ExistACI & SNCR & WetFGD & HRI & CCS | N/A | N/A | N/A | N/A | N/A | N/A | N/A | N/A
00 Ret.ExistACI & WetFGD | 84.66 | 84.66 | 84.66 | 84.66 | 84.66 | 84.66 | 84.66 | 70.4916
00 Ret.ExistACI & WetFGD & CCS | N/A | N/A | N/A | N/A | N/A | N/A | N/A | N/A
00 Ret.ExistACI & WetFGD & HRI & CCS | N/A | N/A | N/A | N/A | N/A | N/A | N/A | N/A
00 Ret.ExistACI_DSI & DryFGD | N/A | N/A | N/A | N/A | N/A | N/A | N/A | N/A
00 Ret.ExistACI_DSI & DryFGD & CCS | N/A | N/A | N/A | N/A | N/A | N/A | N/A | N/A
00 Ret.ExistACI_DSI & DryFGD & HRI | N/A | N/A | N/A | N/A | N/A | N/A | N/A | N/A
00 Ret.ExistACI_DSI & DryFGD & HRI & CCS | N/A | N/A | N/A | N/A | N/A | N/A | N/A | N/A
00 Ret.ExistACI_DSI & HRI | N/A | N/A | N/A | N/A | N/A | N/A | N/A | N/A
00 Ret.ExistACI_DSI & SCR | N/A | N/A | N/A | N/A | N/A | N/A | N/A | N/A
00 Ret.ExistACI_DSI & SCR & DryFGD | N/A | N/A | N/A | N/A | N/A | N/A | N/A | N/A
00 Ret.ExistACI_DSI & SCR & DryFGD & CCS | N/A | N/A | N/A | N/A | N/A | N/A | N/A | N/A
00 Ret.ExistACI_DSI & SCR & DryFGD & HRI | N/A | N/A | N/A | N/A | N/A | N/A | N/A | N/A
00 Ret.ExistACI_DSI & SCR & DryFGD & HRI & CCS | N/A | N/A | N/A | N/A | N/A | N/A | N/A | N/A
00 Ret.ExistACI_DSI & SCR & HRI | N/A | N/A | N/A | N/A | N/A | N/A | N/A | N/A
00 Ret.ExistACI_DSI & SCR & WetFGD | N/A | N/A | N/A | N/A | N/A | N/A | N/A | N/A
00 Ret.ExistACI_DSI & SCR & WetFGD & CCS | N/A | N/A | N/A | N/A | N/A | N/A | N/A | N/A
00 Ret.ExistACI_DSI & SCR & WetFGD & HRI | N/A | N/A | N/A | N/A | N/A | N/A | N/A | N/A
00 Ret.ExistACI_DSI & SCR & WetFGD & HRI & CCS | N/A | N/A | N/A | N/A | N/A | N/A | N/A | N/A
00 Ret.ExistACI_DSI & SNCR | N/A | N/A | N/A | N/A | N/A | N/A | N/A | N/A
00 Ret.ExistACI_DSI & SNCR & DryFGD | N/A | N/A | N/A | N/A | N/A | N/A | N/A | N/A
00 Ret.ExistACI_DSI & SNCR & DryFGD & HRI & CCS | N/A | N/A | N/A | N/A | N/A | N/A | N/A | N/A
00 Ret.ExistACI_DSI & SNCR & DryFGD & HRI | N/A | N/A | N/A | N/A | N/A | N/A | N/A | N/A
00 Ret.ExistACI_DSI & SNCR & WetFGD & HRI & CCS | N/A | N/A | N/A | N/A | N/A | N/A | N/A | N/A
00 Ret.ExistACI_DSI & SNCR & HRI | N/A | N/A | N/A | N/A | N/A | N/A | N/A | N/A
00 Ret.ExistACI_DSI & SNCR & WetFGD | N/A | N/A | N/A | N/A | N/A | N/A | N/A | N/A
00 Ret.ExistACI_DSI & SNCR & WetFGD & HRI | N/A | N/A | N/A | N/A | N/A | N/A | N/A | N/A
00 Ret.ExistACI_DSI & WetFGD | N/A | N/A | N/A | N/A | N/A | N/A | N/A | N/A
00 Ret.ExistACI_DSI & WetFGD & CCS | N/A | N/A | N/A | N/A | N/A | N/A | N/A | N/A
00 Ret.ExistACI_DSI & WetFGD & HRI | N/A | N/A | N/A | N/A | N/A | N/A | N/A | N/A
00 Ret.ExistACI_DSI & WetFGD & HRI & CCS | N/A | N/A | N/A | N/A | N/A | N/A | N/A | N/A
00 Ret.ExistDryFGD & ACI | N/A | N/A | N/A | N/A | N/A | N/A | N/A | N/A
00 Ret.ExistDryFGD & ACI & CCS | N/A | N/A | N/A | N/A | N/A | N/A | N/A | N/A
00 Ret.ExistDryFGD & ACI & HRI | N/A | N/A | N/A | N/A | N/A | N/A | N/A | N/A
00 Ret.ExistDryFGD & ACI & HRI & CCS | N/A | N/A | N/A | N/A | N/A | N/A | N/A | N/A
00 Ret.ExistDryFGD & ACI & SCR | N/A | N/A | N/A | N/A | N/A | N/A | N/A | N/A
00 Ret.ExistDryFGD & ACI & SCR & CCS | N/A | N/A | N/A | N/A | N/A | N/A | N/A | N/A
00 Ret.ExistDryFGD & ACI & SCR & HRI | N/A | N/A | N/A | N/A | N/A | N/A | N/A | N/A
00 Ret.ExistDryFGD & ACI & SCR & HRI & CCS | N/A | N/A | N/A | N/A | N/A | N/A | N/A | N/A
00 Ret.ExistDryFGD & ACI & SNCR | N/A | N/A | N/A | N/A | N/A | N/A | N/A | N/A
00 Ret.ExistDryFGD & ACI & SNCR & HRI | N/A | N/A | N/A | N/A | N/A | N/A | N/A | N/A
00 Ret.ExistDryFGD & ACI & SNCR & HRI & CCS | N/A | N/A | N/A | N/A | N/A | N/A | N/A | N/A
00 Ret.ExistDryFGD & CCS | N/A | N/A | N/A | N/A | N/A | N/A | N/A | N/A
00 Ret.ExistDryFGD & HRI | N/A | N/A | N/A | N/A | N/A | N/A | N/A | N/A
00 Ret.ExistDryFGD & HRI & CCS | N/A | N/A | N/A | N/A | N/A | N/A | N/A | N/A
00 Ret.ExistDryFGD & SCR | N/A | N/A | N/A | N/A | N/A | N/A | N/A | N/A
00 Ret.ExistDryFGD & SCR & CCS | N/A | N/A | N/A | N/A | N/A | N/A | N/A | N/A
00 Ret.ExistDryFGD & SCR & HRI | N/A | N/A | N/A | N/A | N/A | N/A | N/A | N/A
00 Ret.ExistDryFGD & SCR & HRI & CCS | N/A | N/A | N/A | N/A | N/A | N/A | N/A | N/A
00 Ret.ExistDryFGD & SNCR | N/A | N/A | N/A | N/A | N/A | N/A | N/A | N/A
00 Ret.ExistDryFGD & SNCR & CCS | N/A | N/A | N/A | N/A | N/A | N/A | N/A | N/A
00 Ret.ExistDryFGD & SNCR & HRI | N/A | N/A | N/A | N/A | N/A | N/A | N/A | N/A
00 Ret.ExistDryFGD & SNCR & HRI & CCS | N/A | N/A | N/A | N/A | N/A | N/A | N/A | N/A
00 Ret.ExistDryFGD_ACI & CCS | N/A | N/A | N/A | N/A | N/A | N/A | N/A | N/A
00 Ret.ExistDryFGD_ACI & HRI | N/A | N/A | N/A | N/A | N/A | N/A | N/A | N/A
00 Ret.ExistDryFGD_ACI & HRI & CCS | N/A | N/A | N/A | N/A | N/A | N/A | N/A | N/A
00 Ret.ExistDryFGD_ACI & SCR | N/A | N/A | N/A | N/A | N/A | N/A | N/A | N/A
00 Ret.ExistDryFGD_ACI & SCR & CCS | N/A | N/A | N/A | N/A | N/A | N/A | N/A | N/A
00 Ret.ExistDryFGD_ACI & SCR & HRI | N/A | N/A | N/A | N/A | N/A | N/A | N/A | N/A
00 Ret.ExistDryFGD_ACI & SCR & HRI & CCS | N/A | N/A | N/A | N/A | N/A | N/A | N/A | N/A
00 Ret.ExistDryFGD_ACI & SNCR | 82.32 | 82.32 | 82.32 | 82.32 | 80.7169 | 82.32 | 79.4818 | 77.664
00 Ret.ExistDryFGD_ACI & SNCR & CCS | N/A | N/A | N/A | N/A | N/A | N/A | N/A | N/A
00 Ret.ExistDryFGD_ACI & SNCR & HRI | N/A | N/A | N/A | N/A | N/A | N/A | N/A | N/A
00 Ret.ExistDryFGD_ACI & SNCR & HRI & CCS | N/A | N/A | N/A | N/A | N/A | N/A | N/A | N/A
00 Ret.ExistDryFGD_ACI_DSI & HRI | N/A | N/A | N/A | N/A | N/A | N/A | N/A | N/A
00 Ret.ExistDryFGD_ACI_DSI & SCR | N/A | N/A | N/A | N/A | N/A | N/A | N/A | N/A
00 Ret.ExistDryFGD_ACI_DSI & SCR & CCS | N/A | N/A | N/A | N/A | N/A | N/A | N/A | N/A
00 Ret.ExistDryFGD_ACI_DSI & SCR & HRI | N/A | N/A | N/A | N/A | N/A | N/A | N/A | N/A
00 Ret.ExistDryFGD_ACI_DSI & SCR & HRI & CCS | N/A | N/A | N/A | N/A | N/A | N/A | N/A | N/A
00 Ret.ExistDryFGD_ACI_DSI & SNCR | N/A | N/A | N/A | N/A | N/A | N/A | N/A | N/A
00 Ret.ExistDryFGD_ACI_DSI & SNCR & HRI | N/A | N/A | N/A | N/A | N/A | N/A | N/A | N/A
00 Ret.ExistDryFGD_SCR & ACI & CCS | N/A | N/A | N/A | N/A | N/A | N/A | N/A | N/A
00 Ret.ExistDryFGD_DSI & HRI | N/A | N/A | N/A | N/A | N/A | N/A | N/A | N/A
00 Ret.ExistDryFGD_SCR & ACI & HRI | N/A | N/A | N/A | N/A | N/A | N/A | N/A | N/A
00 Ret.ExistDryFGD_SCR & ACI & HRI & CCS | N/A | N/A | N/A | N/A | N/A | N/A | N/A | N/A
00 Ret.ExistDryFGD_SCR & CCS | N/A | N/A | N/A | N/A | N/A | N/A | N/A | N/A
00 Ret.ExistDryFGD_SCR_DSI & ACI & HRI | N/A | N/A | N/A | N/A | N/A | N/A | N/A | N/A
00 Ret.ExistDryFGD_SNCR_ACI_DSI & CCS | N/A | N/A | N/A | N/A | N/A | N/A | N/A | N/A
00 Ret.ExistDryFGD_SNCR_ACI_DSI & HRI | N/A | N/A | N/A | N/A | N/A | N/A | N/A | N/A
00 Ret.ExistDryFGD_SNCR_ACI_DSI & HRI & CCS | N/A | N/A | N/A | N/A | N/A | N/A | N/A | N/A
00 Ret.ExistDSI & ACI | N/A | N/A | N/A | N/A | N/A | N/A | N/A | N/A
00 Ret.ExistDSI & ACI & HRI | N/A | N/A | N/A | N/A | N/A | N/A | N/A | N/A
00 Ret.ExistDSI & ACI & SCR | N/A | N/A | N/A | N/A | N/A | N/A | N/A | N/A
00 Ret.ExistDSI & ACI & SCR & DryFGD & HRI | N/A | N/A | N/A | N/A | N/A | N/A | N/A | N/A
00 Ret.ExistDSI & ACI & SCR & HRI | N/A | N/A | N/A | N/A | N/A | N/A | N/A | N/A
00 Ret.ExistDSI & ACI & SCR & WetFGD & HRI | N/A | N/A | N/A | N/A | N/A | N/A | N/A | N/A
00 Ret.ExistDSI & DryFGD | N/A | N/A | N/A | N/A | N/A | N/A | N/A | N/A
00 Ret.ExistDSI & DryFGD & ACI | N/A | N/A | N/A | N/A | N/A | N/A | N/A | N/A
00 Ret.ExistDSI & DryFGD & ACI & HRI | N/A | N/A | N/A | N/A | N/A | N/A | N/A | N/A
00 Ret.ExistDSI & DryFGD & HRI | N/A | N/A | N/A | N/A | N/A | N/A | N/A | N/A
00 Ret.ExistDSI & HRI | N/A | N/A | N/A | N/A | N/A | N/A | N/A | N/A
00 Ret.ExistDSI & SCR | N/A | N/A | N/A | N/A | N/A | N/A | N/A | N/A
00 Ret.ExistDSI & SCR & DryFGD | N/A | N/A | N/A | N/A | N/A | N/A | N/A | N/A
00 Ret.ExistDSI & SCR & DryFGD & ACI | N/A | N/A | N/A | N/A | N/A | N/A | N/A | N/A
00 Ret.ExistDSI & SCR & DryFGD & HRI | N/A | N/A | N/A | N/A | N/A | N/A | N/A | N/A
00 Ret.ExistDSI & SCR & HRI | N/A | N/A | N/A | N/A | N/A | N/A | N/A | N/A
00 Ret.ExistDSI & SCR & WetFGD | N/A | N/A | N/A | N/A | N/A | N/A | N/A | N/A
00 Ret.ExistDSI & SCR & WetFGD & ACI | N/A | N/A | N/A | N/A | N/A | N/A | N/A | N/A
00 Ret.ExistDSI & SCR & WetFGD & HRI | N/A | N/A | N/A | N/A | N/A | N/A | N/A | N/A
00 Ret.ExistDSI & SNCR | N/A | N/A | N/A | N/A | N/A | N/A | N/A | N/A
00 Ret.ExistDSI & SNCR & ACI | N/A | N/A | N/A | N/A | N/A | N/A | N/A | N/A
00 Ret.ExistDSI & SNCR & ACI & HRI | N/A | N/A | N/A | N/A | N/A | N/A | N/A | N/A
00 Ret.ExistDSI & SNCR & DryFGD | N/A | N/A | N/A | N/A | N/A | N/A | N/A | N/A
00 Ret.ExistDSI & SNCR & DryFGD & ACI | N/A | N/A | N/A | N/A | N/A | N/A | N/A | N/A
00 Ret.ExistDSI & SNCR & DryFGD & ACI & HRI | N/A | N/A | N/A | N/A | N/A | N/A | N/A | N/A
00 Ret.ExistDSI & SNCR & DryFGD & HRI | N/A | N/A | N/A | N/A | N/A | N/A | N/A | N/A
00 Ret.ExistDSI & SNCR & HRI | N/A | N/A | N/A | N/A | N/A | N/A | N/A | N/A
00 Ret.ExistDSI & SNCR & WetFGD | N/A | N/A | N/A | N/A | N/A | N/A | N/A | N/A
00 Ret.ExistDSI & SNCR & WetFGD & ACI | N/A | N/A | N/A | N/A | N/A | N/A | N/A | N/A
00 Ret.ExistDSI & SNCR & WetFGD & ACI & HRI | N/A | N/A | N/A | N/A | N/A | N/A | N/A | N/A
00 Ret.ExistDSI & SNCR & WetFGD & HRI | N/A | N/A | N/A | N/A | N/A | N/A | N/A | N/A
00 Ret.ExistDSI & WetFGD | N/A | N/A | N/A | N/A | N/A | N/A | N/A | N/A
00 Ret.ExistDSI & WetFGD & ACI | N/A | N/A | N/A | N/A | N/A | N/A | N/A | N/A
00 Ret.ExistDSI & WetFGD & ACI & HRI | N/A | N/A | N/A | N/A | N/A | N/A | N/A | N/A
00 Ret.ExistDSI & WetFGD & HRI | N/A | N/A | N/A | N/A | N/A | N/A | N/A | N/A
00 Ret.ExistDSI_ACI & SNCR & DryFGD & CCS | N/A | N/A | N/A | N/A | N/A | N/A | N/A | N/A
00 Ret.ExistDSI_ACI & SNCR & WetFGD & CCS | N/A | N/A | N/A | N/A | N/A | N/A | N/A | N/A
00 Ret.ExistSCR_ACI & DryFGD | N/A | N/A | N/A | N/A | N/A | N/A | N/A | N/A
00 Ret.ExistSCR_ACI & DryFGD & CCS | N/A | N/A | N/A | N/A | N/A | N/A | N/A | N/A
00 Ret.ExistSCR_ACI & DryFGD & HRI | N/A | N/A | N/A | N/A | N/A | N/A | N/A | N/A
00 Ret.ExistSCR_ACI & DryFGD & HRI & CCS | N/A | N/A | N/A | N/A | N/A | N/A | N/A | N/A
00 Ret.ExistSCR_ACI & DSI | N/A | N/A | N/A | N/A | N/A | N/A | N/A | N/A
00 Ret.ExistSCR_ACI & DSI & HRI | N/A | N/A | N/A | N/A | N/A | N/A | N/A | N/A
00 Ret.ExistSCR_ACI & HRI | N/A | N/A | N/A | N/A | N/A | N/A | N/A | N/A
00 Ret.ExistSCR_ACI & WetFGD | N/A | N/A | N/A | N/A | N/A | N/A | N/A | N/A
00 Ret.ExistSCR_ACI & WetFGD & CCS | N/A | N/A | N/A | N/A | N/A | N/A | N/A | N/A
00 Ret.ExistSCR_ACI & WetFGD & HRI | N/A | N/A | N/A | N/A | N/A | N/A | N/A | N/A
00 Ret.ExistSCR_ACI & WetFGD & HRI & CCS | N/A | N/A | N/A | N/A | N/A | N/A | N/A | N/A
00 Ret.ExistSCR_ACI_DSI & DryFGD | N/A | N/A | N/A | N/A | N/A | N/A | N/A | N/A
00 Ret.ExistSCR_ACI_DSI & DryFGD & HRI | N/A | N/A | N/A | N/A | N/A | N/A | N/A | N/A
00 Ret.ExistSCR_ACI_DSI & HRI | N/A | N/A | N/A | N/A | N/A | N/A | N/A | N/A
00 Ret.ExistSCR_ACI_DSI & WetFGD | N/A | N/A | N/A | N/A | N/A | N/A | N/A | N/A
00 Ret.ExistSCR_ACI_DSI & WetFGD & HRI | N/A | N/A | N/A | N/A | N/A | N/A | N/A | N/A
00 Ret.ExistSCR_DryFGD & ACI | N/A | N/A | N/A | N/A | N/A | N/A | N/A | N/A
00 Ret.ExistSCR_DryFGD & HRI | N/A | N/A | N/A | N/A | N/A | N/A | N/A | N/A
00 Ret.ExistSCR_DryFGD & HRI & CCS | N/A | N/A | N/A | N/A | N/A | N/A | N/A | N/A
00 Ret.ExistSCR_DryFGD_ACI & CCS | N/A | N/A | 82.25 | 82.25 | 82.25 | 82.25 | 82.25 | 82.25
00 Ret.ExistSCR_DryFGD_ACI & HRI | N/A | N/A | N/A | N/A | N/A | N/A | N/A | N/A
00 Ret.ExistSCR_DryFGD_ACI & HRI & CCS | N/A | N/A | N/A | N/A | N/A | N/A | N/A | N/A
00 Ret.ExistSCR_DryFGD_ACI_DSI & CCS | N/A | N/A | N/A | N/A | N/A | N/A | N/A | N/A
00 Ret.ExistSCR_DryFGD_ACI_DSI & HRI | N/A | N/A | N/A | N/A | N/A | N/A | N/A | N/A
00 Ret.ExistSCR_DryFGD_ACI_DSI & HRI & CCS | N/A | N/A | N/A | N/A | N/A | N/A | N/A | N/A
00 Ret.ExistSCR_DryFGD_DSI & ACI | N/A | N/A | N/A | N/A | N/A | N/A | N/A | N/A
00 Ret.ExistSCR_WetFGD & ACI | N/A | N/A | N/A | N/A | N/A | N/A | N/A | N/A
00 Ret.ExistSCR_WetFGD & HRI | N/A | N/A | N/A | N/A | N/A | N/A | N/A | N/A
00 Ret.ExistSCR_WetFGD & HRI & CCS | N/A | N/A | N/A | N/A | N/A | N/A | N/A | N/A
00 Ret.ExistSCR_WetFGD_ACI & CCS | N/A | N/A | 82.25 | 82.25 | 82.25 | 82.25 | 82.25 | 82.25
00 Ret.ExistSCR_WetFGD_ACI & HRI | N/A | N/A | N/A | N/A | N/A | N/A | N/A | N/A
00 Ret.ExistSCR_WetFGD_ACI & HRI & CCS | N/A | N/A | N/A | N/A | N/A | N/A | N/A | N/A
00 Ret.ExistSCR_WetFGD_ACI_DSI & CCS | N/A | N/A | N/A | N/A | N/A | N/A | N/A | N/A
00 Ret.ExistSCR_WetFGD_ACI_DSI & HRI | N/A | N/A | N/A | N/A | N/A | N/A | N/A | N/A
00 Ret.ExistSCR_WetFGD_ACI_DSI & HRI & CCS | N/A | N/A | N/A | N/A | N/A | N/A | N/A | N/A
00 Ret.ExistSCR_WetFGD_DSI & ACI | N/A | N/A | N/A | N/A | N/A | N/A | N/A | N/A
00 Ret.ExistSCR_WetFGD_DSI & HRI | N/A | N/A | N/A | N/A | N/A | N/A | N/A | N/A
00 Ret.ExistSCR_WetFGD_DSI & HRI & CCS | N/A | N/A | N/A | N/A | N/A | N/A | N/A | N/A
00 Ret.ExistSNCR_ACI & DryFGD | N/A | N/A | N/A | N/A | N/A | N/A | N/A | N/A
00 Ret.ExistSNCR_ACI & DryFGD & CCS | N/A | N/A | N/A | N/A | N/A | N/A | N/A | N/A
00 Ret.ExistSNCR_ACI & DryFGD & HRI | N/A | N/A | N/A | N/A | N/A | N/A | N/A | N/A
00 Ret.ExistSNCR_ACI & DryFGD & HRI & CCS | N/A | N/A | N/A | N/A | N/A | N/A | N/A | N/A
00 Ret.ExistSNCR_ACI & DSI & HRI | N/A | N/A | N/A | N/A | N/A | N/A | N/A | N/A
00 Ret.ExistSNCR_ACI & HRI | N/A | N/A | N/A | N/A | N/A | N/A | N/A | N/A
00 Ret.ExistSNCR_ACI & WetFGD | N/A | N/A | N/A | N/A | N/A | N/A | N/A | N/A
00 Ret.ExistSNCR_ACI & WetFGD & CCS | N/A | N/A | N/A | N/A | N/A | N/A | N/A | N/A
00 Ret.ExistSNCR_ACI & WetFGD & HRI | N/A | N/A | N/A | N/A | N/A | N/A | N/A | N/A
00 Ret.ExistSNCR_ACI & WetFGD & HRI & CCS | N/A | N/A | N/A | N/A | N/A | N/A | N/A | N/A
00 Ret.ExistSNCR_ACI_DSI & DryFGD | N/A | N/A | N/A | N/A | N/A | N/A | N/A | N/A
00 Ret.ExistSNCR_ACI_DSI & DryFGD & CCS | N/A | N/A | N/A | N/A | N/A | N/A | N/A | N/A
00 Ret.ExistSNCR_ACI_DSI & DryFGD & HRI | N/A | N/A | N/A | N/A | N/A | N/A | N/A | N/A
00 Ret.ExistSNCR_ACI_DSI & DryFGD & HRI & CCS | N/A | N/A | N/A | N/A | N/A | N/A | N/A | N/A
00 Ret.ExistSNCR_ACI_DSI & HRI | N/A | N/A | N/A | N/A | N/A | N/A | N/A | N/A
00 Ret.ExistSNCR_ACI_DSI & WetFGD | N/A | N/A | N/A | N/A | N/A | N/A | N/A | N/A
00 Ret.ExistSNCR_ACI_DSI & WetFGD & CCS | N/A | N/A | N/A | N/A | N/A | N/A | N/A | N/A
00 Ret.ExistSNCR_ACI_DSI & WetFGD & HRI | N/A | N/A | N/A | N/A | N/A | N/A | N/A | N/A
00 Ret.ExistSNCR_ACI_DSI & WetFGD & HRI & CCS | N/A | N/A | N/A | N/A | N/A | N/A | N/A | N/A
00 Ret.ExistSNCR_DryFGD & HRI | N/A | N/A | N/A | N/A | N/A | N/A | N/A | N/A
00 Ret.ExistSNCR_DryFGD_ACI & CCS | N/A | N/A | N/A | N/A | N/A | N/A | N/A | N/A
00 Ret.ExistSNCR_DryFGD_ACI & HRI | N/A | N/A | N/A | N/A | N/A | N/A | N/A | N/A
00 Ret.ExistSNCR_DryFGD_ACI & HRI & CCS | N/A | N/A | N/A | N/A | N/A | N/A | N/A | N/A
00 Ret.ExistSNCR_WetFGD & ACI | N/A | N/A | N/A | N/A | N/A | N/A | N/A | N/A
00 Ret.ExistSNCR_WetFGD & HRI | N/A | N/A | N/A | N/A | N/A | N/A | N/A | N/A
00 Ret.ExistSNCR_WetFGD & HRI & CCS | N/A | N/A | N/A | N/A | N/A | N/A | N/A | N/A
00 Ret.ExistSNCR_WetFGD_ACI & CCS | N/A | N/A | 83.5432 | 83.5432 | 83.5432 | 83.5432 | 83.5432 | 83.5432
00 Ret.ExistSNCR_WetFGD_ACI & HRI | N/A | N/A | N/A | N/A | N/A | N/A | N/A | N/A
00 Ret.ExistSNCR_WetFGD_ACI & HRI & CCS | N/A | N/A | N/A | N/A | N/A | N/A | N/A | N/A
00 Ret.ExistSNCR_WetFGD_ACI_DSI & CCS | N/A | N/A | N/A | N/A | N/A | N/A | N/A | N/A
00 Ret.ExistSNCR_WetFGD_ACI_DSI & HRI | N/A | N/A | N/A | N/A | N/A | N/A | N/A | N/A
00 Ret.ExistSNCR_WetFGD_ACI_DSI & HRI & CCS | N/A | N/A | N/A | N/A | N/A | N/A | N/A | N/A
00 Ret.ExistWetFGD & ACI | N/A | N/A | N/A | N/A | N/A | N/A | N/A | N/A
00 Ret.ExistWetFGD & ACI & CCS | N/A | N/A | N/A | N/A | N/A | N/A | N/A | N/A
00 Ret.ExistWetFGD & ACI & HRI | N/A | N/A | N/A | N/A | N/A | N/A | N/A | N/A
00 Ret.ExistWetFGD & ACI & HRI & CCS | N/A | N/A | N/A | N/A | N/A | N/A | N/A | N/A
00 Ret.ExistWetFGD & ACI & SCR | N/A | N/A | N/A | N/A | N/A | N/A | N/A | N/A
00 Ret.ExistWetFGD & ACI & SCR & CCS | N/A | N/A | N/A | N/A | N/A | N/A | N/A | N/A
00 Ret.ExistWetFGD & ACI & SCR & HRI | N/A | N/A | N/A | N/A | N/A | N/A | N/A | N/A
00 Ret.ExistWetFGD & ACI & SCR & HRI & CCS | N/A | N/A | N/A | N/A | N/A | N/A | N/A | N/A
00 Ret.ExistWetFGD & ACI & SNCR | N/A | N/A | N/A | N/A | N/A | N/A | N/A | N/A
00 Ret.ExistWetFGD & ACI & SNCR & HRI | N/A | N/A | N/A | N/A | N/A | N/A | N/A | N/A
00 Ret.ExistWetFGD & ACI & SNCR & HRI & CCS | N/A | N/A | N/A | N/A | N/A | N/A | N/A | N/A
00 Ret.ExistWetFGD & CCS | N/A | N/A | N/A | N/A | N/A | N/A | N/A | N/A
00 Ret.ExistWetFGD & HRI | N/A | N/A | N/A | N/A | N/A | N/A | N/A | N/A
00 Ret.ExistWetFGD & HRI & CCS | N/A | N/A | N/A | N/A | N/A | N/A | N/A | N/A
00 Ret.ExistWetFGD & SCR | 82.32 | 82.32 | 82.32 | 82.32 | 82.32 | 82.32 | 71.7164 | 71.7164
00 Ret.ExistWetFGD & SCR & CCS | N/A | N/A | N/A | N/A | N/A | N/A | N/A | N/A
00 Ret.ExistWetFGD & SCR & HRI | N/A | N/A | N/A | N/A | N/A | N/A | N/A | N/A
00 Ret.ExistWetFGD & SCR & HRI & CCS | N/A | N/A | N/A | N/A | N/A | N/A | N/A | N/A
00 Ret.ExistWetFGD & SNCR | N/A | N/A | N/A | N/A | N/A | N/A | N/A | N/A
00 Ret.ExistWetFGD & SNCR & CCS | N/A | N/A | N/A | N/A | N/A | N/A | N/A | N/A
00 Ret.ExistWetFGD & SNCR & HRI | N/A | N/A | N/A | N/A | N/A | N/A | N/A | N/A
00 Ret.ExistWetFGD & SNCR & HRI & CCS | N/A | N/A | N/A | N/A | N/A | N/A | N/A | N/A
00 Ret.ExistWetFGD_ACI & CCS | N/A | N/A | 82.25 | 82.25 | 82.25 | 82.25 | 82.25 | 77.8378
00 Ret.ExistWetFGD_ACI & HRI | N/A | N/A | N/A | N/A | N/A | N/A | N/A | N/A
00 Ret.ExistWetFGD_ACI & HRI & CCS | N/A | N/A | N/A | N/A | N/A | N/A | N/A | N/A
00 Ret.ExistWetFGD_ACI & SCR | 80.9361 | 82.2983 | 82.2843 | 81.124 | 74.3403 | 76.3152 | 70.8018 | 55.8367
00 Ret.ExistWetFGD_ACI & SCR & CCS | N/A | N/A | 82.32 | 82.32 | 82.32 | 82.32 | 82.32 | 82.32
00 Ret.ExistWetFGD_ACI & SCR & HRI | N/A | N/A | N/A | N/A | N/A | N/A | N/A | N/A
00 Ret.ExistWetFGD_ACI & SCR & HRI & CCS | N/A | N/A | N/A | N/A | N/A | N/A | N/A | N/A
00 Ret.ExistWetFGD_ACI & SNCR | 63.0219 | 59.4004 | 59.4004 | 60.5901 | 63.2489 | 65.1756 | 68.5014 | 61.0258
00 Ret.ExistWetFGD_ACI & SNCR & CCS | N/A | N/A | N/A | N/A | N/A | N/A | N/A | N/A
00 Ret.ExistWetFGD_ACI & SNCR & HRI | N/A | N/A | N/A | N/A | N/A | N/A | N/A | N/A
00 Ret.ExistWetFGD_ACI & SNCR & HRI & CCS | N/A | N/A | N/A | N/A | N/A | N/A | N/A | N/A
00 Ret.ExistWetFGD_ACI_DSI & CCS | N/A | N/A | N/A | N/A | N/A | N/A | N/A | N/A
00 Ret.ExistWetFGD_ACI_DSI & HRI | N/A | N/A | N/A | N/A | N/A | N/A | N/A | N/A
00 Ret.ExistWetFGD_ACI_DSI & HRI & CCS | N/A | N/A | N/A | N/A | N/A | N/A | N/A | N/A
00 Ret.ExistWetFGD_ACI_DSI & SCR | N/A | N/A | N/A | N/A | N/A | N/A | N/A | N/A
00 Ret.ExistWetFGD_ACI_DSI & SCR & CCS | N/A | N/A | N/A | N/A | N/A | N/A | N/A | N/A
00 Ret.ExistWetFGD_ACI_DSI & SCR & HRI | N/A | N/A | N/A | N/A | N/A | N/A | N/A | N/A
00 Ret.ExistWetFGD_ACI_DSI & SCR & HRI & CCS | N/A | N/A | N/A | N/A | N/A | N/A | N/A | N/A
00 Ret.ExistWetFGD_ACI_DSI & SNCR | N/A | N/A | N/A | N/A | N/A | N/A | N/A | N/A
00 Ret.ExistWetFGD_ACI_DSI & SNCR & CCS | N/A | N/A | N/A | N/A | N/A | N/A | N/A | N/A
00 Ret.ExistWetFGD_ACI_DSI & SNCR & HRI | N/A | N/A | N/A | N/A | N/A | N/A | N/A | N/A
00 Ret.ExistWetFGD_ACI_DSI & SNCR & HRI & CCS | N/A | N/A | N/A | N/A | N/A | N/A | N/A | N/A
00 Ret.ExistWetFGD_DSI & HRI | N/A | N/A | N/A | N/A | N/A | N/A | N/A | N/A
00 Ret.ExistWetFGD_DSI & SCR | N/A | N/A | N/A | N/A | N/A | N/A | N/A | N/A
00 Ret.ExistWetFGD_DSI & SCR & HRI | N/A | N/A | N/A | N/A | N/A | N/A | N/A | N/A
00 Ret.ExistWetFGD_DSI & SNCR | N/A | N/A | N/A | N/A | N/A | N/A | N/A | N/A
00 Ret.ExistWetFGD_SCR & ACI & CCS | N/A | N/A | N/A | N/A | N/A | N/A | N/A | N/A
00 Ret.ExistWetFGD_DSI & SNCR & HRI | N/A | N/A | N/A | N/A | N/A | N/A | N/A | N/A
00 Ret.ExistWetFGD_SCR & ACI & HRI | N/A | N/A | N/A | N/A | N/A | N/A | N/A | N/A
00 Ret.ExistWetFGD_SCR & ACI & HRI & CCS | N/A | N/A | N/A | N/A | N/A | N/A | N/A | N/A
00 Ret.ExistWetFGD_SCR & CCS | N/A | N/A | 82.25 | 82.25 | 82.25 | 82.25 | 82.25 | 82.25
00 Ret.ExistWetFGD_SCR_DSI & ACI & CCS | N/A | N/A | N/A | N/A | N/A | N/A | N/A | N/A
00 Ret.ExistWetFGD_SCR_DSI & ACI & HRI | N/A | N/A | N/A | N/A | N/A | N/A | N/A | N/A
00 Ret.ExistWetFGD_SCR_DSI & ACI & HRI & CCS | N/A | N/A | N/A | N/A | N/A | N/A | N/A | N/A
00 Ret.ExistWetFGD_SCR_DSI & CCS | N/A | N/A | N/A | N/A | N/A | N/A | N/A | N/A
00 Ret.ExistWetFGD_SNCR & ACI & HRI | N/A | N/A | N/A | N/A | N/A | N/A | N/A | N/A
00 Ret.ExistWetFGD_SNCR & CCS | N/A | N/A | N/A | N/A | N/A | N/A | N/A | N/A
00 Ret.HRI | N/A | N/A | N/A | N/A | N/A | N/A | N/A | N/A
00 Ret.SCR | N/A | N/A | N/A | N/A | N/A | N/A | N/A | N/A
00 Ret.SCR & DryFGD | N/A | N/A | N/A | N/A | N/A | N/A | N/A | N/A
00 Ret.SCR & DryFGD & ACI | N/A | N/A | N/A | N/A | N/A | N/A | N/A | N/A
00 Ret.SCR & DryFGD & CCS | N/A | N/A | N/A | N/A | N/A | N/A | N/A | N/A
00 Ret.SCR & DryFGD & HRI | N/A | N/A | N/A | N/A | N/A | N/A | N/A | N/A
00 Ret.SCR & DSI | N/A | N/A | N/A | N/A | N/A | N/A | N/A | N/A
00 Ret.SCR & DSI & DryFGD | N/A | N/A | N/A | N/A | N/A | N/A | N/A | N/A
00 Ret.SCR & DSI & DryFGD & HRI | N/A | N/A | N/A | N/A | N/A | N/A | N/A | N/A
00 Ret.SCR & DSI & HRI | N/A | N/A | N/A | N/A | N/A | N/A | N/A | N/A
00 Ret.SCR & DSI & WetFGD | N/A | N/A | N/A | N/A | N/A | N/A | N/A | N/A
00 Ret.SCR & DSI & WetFGD & HRI | N/A | N/A | N/A | N/A | N/A | N/A | N/A | N/A
00 Ret.SCR & HRI | N/A | N/A | N/A | N/A | N/A | N/A | N/A | N/A
00 Ret.SCR & WetFGD | N/A | N/A | N/A | N/A | N/A | N/A | N/A | N/A
00 Ret.SCR & WetFGD & ACI | N/A | N/A | N/A | N/A | N/A | N/A | N/A | N/A
00 Ret.SCR & WetFGD & CCS | N/A | N/A | N/A | N/A | N/A | N/A | N/A | N/A
00 Ret.SCR & WetFGD & HRI | N/A | N/A | N/A | N/A | N/A | N/A | N/A | N/A
00 Ret.SNCR | N/A | N/A | N/A | N/A | N/A | N/A | N/A | N/A
00 Ret.SNCR & DryFGD | N/A | N/A | N/A | N/A | N/A | N/A | N/A | N/A
00 Ret.SNCR & DryFGD & ACI | N/A | N/A | N/A | N/A | N/A | N/A | N/A | N/A
00 Ret.SNCR & DryFGD & ACI & HRI | N/A | N/A | N/A | N/A | N/A | N/A | N/A | N/A
00 Ret.SNCR & DryFGD & CCS | N/A | N/A | N/A | N/A | N/A | N/A | N/A | N/A
00 Ret.SNCR & DryFGD & HRI | N/A | N/A | N/A | N/A | N/A | N/A | N/A | N/A
00 Ret.SNCR & DSI | N/A | N/A | N/A | N/A | N/A | N/A | N/A | N/A
00 Ret.SNCR & DSI & HRI | N/A | N/A | N/A | N/A | N/A | N/A | N/A | N/A
00 Ret.SNCR & HRI | N/A | N/A | N/A | N/A | N/A | N/A | N/A | N/A
00 Ret.SNCR & WetFGD | N/A | N/A | N/A | N/A | N/A | N/A | N/A | N/A
00 Ret.SNCR & WetFGD & ACI | N/A | N/A | N/A | N/A | N/A | N/A | N/A | N/A
00 Ret.SNCR & WetFGD & ACI & HRI | N/A | N/A | N/A | N/A | N/A | N/A | N/A | N/A
00 Ret.SNCR & WetFGD & CCS | N/A | N/A | N/A | N/A | N/A | N/A | N/A | N/A
00 Ret.SNCR & WetFGD & HRI | N/A | N/A | N/A | N/A | N/A | N/A | N/A | N/A
00 Ret.WetFGD | N/A | N/A | N/A | N/A | N/A | N/A | N/A | N/A
00 Ret.WetFGD & CCS | N/A | N/A | N/A | N/A | N/A | N/A | N/A | N/A
00 Ret.WetFGD & HRI | N/A | N/A | N/A | N/A | N/A | N/A | N/A | N/A
00 Ret.FB & ACI | N/A | N/A | N/A | N/A | N/A | N/A | N/A | N/A
00 Ret.FB & ACI & DryFGD & HRI | N/A | N/A | N/A | N/A | N/A | N/A | N/A | N/A
00 Ret.FB & ACI & HRI | N/A | N/A | N/A | N/A | N/A | N/A | N/A | N/A
00 Ret.FB & HRI | N/A | N/A | N/A | N/A | N/A | N/A | N/A | N/A
00 Ret.FB DryFGD | N/A | N/A | N/A | N/A | N/A | N/A | N/A | N/A
00 Ret.FB DryFGD & ACI | N/A | N/A | N/A | N/A | N/A | N/A | N/A | N/A
00 Ret.FB DryFGD & ACI & HRI | N/A | N/A | N/A | N/A | N/A | N/A | N/A | N/A
00 Ret.FB DryFGD & HRI | N/A | N/A | N/A | N/A | N/A | N/A | N/A | N/A
00 Ret.FB DryFGD & SNCR | N/A | N/A | N/A | N/A | N/A | N/A | N/A | N/A
00 Ret.FB DryFGD & SNCR & HRI | N/A | N/A | N/A | N/A | N/A | N/A | N/A | N/A
00 Ret.FB SNCR & DryFGD & ACI | N/A | N/A | N/A | N/A | N/A | N/A | N/A | N/A
00 Ret.FB SNCR & DryFGD & ACI & HRI | N/A | N/A | N/A | N/A | N/A | N/A | N/A | N/A
00 Ret.FB-ACI & SNCR | N/A | N/A | N/A | N/A | N/A | N/A | N/A | N/A
00 Ret.FB-ACI & SNCR & HRI | N/A | N/A | N/A | N/A | N/A | N/A | N/A | N/A
00 Ret.FB-ACI & SNCR & HRI & CCS | N/A | N/A | N/A | N/A | N/A | N/A | N/A | N/A
00 Ret.FB-Exist ACI & DryFGD | N/A | N/A | N/A | N/A | N/A | N/A | N/A | N/A
00 Ret.FB-Exist ACI & DryFGD & HRI | N/A | N/A | N/A | N/A | N/A | N/A | N/A | N/A
00 Ret.FB-Exist ACI & DryFGD & SNCR | N/A | N/A | N/A | N/A | N/A | N/A | N/A | N/A
00 Ret.FB-Exist ACI & DryFGD & SNCR & HRI | N/A | N/A | N/A | N/A | N/A | N/A | N/A | N/A
00 Ret.FB-Exist ACI & SNCR | N/A | N/A | N/A | N/A | N/A | N/A | N/A | N/A
00 Ret.FB-Exist ACI & SNCR & HRI | N/A | N/A | N/A | N/A | N/A | N/A | N/A | N/A
00 Ret.FB-Exist ACI_DSI & DryFGD & SNCR | N/A | N/A | N/A | N/A | N/A | N/A | N/A | N/A
00 Ret.FB-Exist ACI_DSI & SNCR | N/A | N/A | N/A | N/A | N/A | N/A | N/A | N/A
00 Ret.FB-ExistACI & HRI | N/A | N/A | N/A | N/A | N/A | N/A | N/A | N/A
00 Ret.FB-ExistACI_DSI & DryFGD | N/A | N/A | N/A | N/A | N/A | N/A | N/A | N/A
00 Ret.FB-ExistACI_DSI & DryFGD & HRI | N/A | N/A | N/A | N/A | N/A | N/A | N/A | N/A
00 Ret.FB-ExistACI_DSI & DryFGD & SNCR | N/A | N/A | N/A | N/A | N/A | N/A | N/A | N/A
00 Ret.FB-ExistACI_DSI & DryFGD & SNCR & HRI | N/A | N/A | N/A | N/A | N/A | N/A | N/A | N/A
00 Ret.FB-ExistACI_DSI & HRI | N/A | N/A | N/A | N/A | N/A | N/A | N/A | N/A
00 Ret.FB-ExistACI_DSI & SNCR & HRI | N/A | N/A | N/A | N/A | N/A | N/A | N/A | N/A
00 Ret.FB-ExistDryFGD_ACI & HRI | N/A | N/A | N/A | N/A | N/A | N/A | N/A | N/A
00 Ret.FB-ExistDryFGD_ACI & SNCR | N/A | N/A | N/A | N/A | N/A | N/A | N/A | N/A
00 Ret.FB-ExistDryFGD_ACI & SNCR & HRI | N/A | N/A | N/A | N/A | N/A | N/A | N/A | N/A
00 Ret.FB-ExistDryFGD_DSI & HRI | N/A | N/A | N/A | N/A | N/A | N/A | N/A | N/A
00 Ret.FB-ExistDryFGD_DSI & SNCR | N/A | N/A | N/A | N/A | N/A | N/A | N/A | N/A
00 Ret.FB-ExistDryFGD_DSI & SNCR & HRI | N/A | N/A | N/A | N/A | N/A | N/A | N/A | N/A
00 Ret.FB-ExistDryFGD_SNCR & HRI | N/A | N/A | N/A | N/A | N/A | N/A | N/A | N/A
00 Ret.FB-ExistDryFGD_SNCR_ACI & HRI | N/A | N/A | N/A | N/A | N/A | N/A | N/A | N/A
00 Ret.FB-ExistDryFGD_SNCR_ACI_DSI & HRI | N/A | N/A | N/A | N/A | N/A | N/A | N/A | N/A
00 Ret.FB-ExistDryFGD_SNCR_DSI & HRI | N/A | N/A | N/A | N/A | N/A | N/A | N/A | N/A
00 Ret.FB-ExistDSI & ACI | N/A | N/A | N/A | N/A | N/A | N/A | N/A | N/A
00 Ret.FB-ExistDSI & ACI & HRI | N/A | N/A | N/A | N/A | N/A | N/A | N/A | N/A
00 Ret.FB-ExistDSI & ACI & SNCR | N/A | N/A | N/A | N/A | N/A | N/A | N/A | N/A
00 Ret.FB-ExistDSI & ACI & SNCR & HRI | N/A | N/A | N/A | N/A | N/A | N/A | N/A | N/A
00 Ret.FB-ExistDSI & DryFGD | N/A | N/A | N/A | N/A | N/A | N/A | N/A | N/A
00 Ret.FB-ExistDSI & DryFGD & ACI | N/A | N/A | N/A | N/A | N/A | N/A | N/A | N/A
00 Ret.FB-ExistDSI & DryFGD & ACI & HRI | N/A | N/A | N/A | N/A | N/A | N/A | N/A | N/A
00 Ret.FB-ExistDSI & DryFGD & HRI | N/A | N/A | N/A | N/A | N/A | N/A | N/A | N/A
00 Ret.FB-ExistDSI & DryFGD & SNCR | N/A | N/A | N/A | N/A | N/A | N/A | N/A | N/A
00 Ret.FB-ExistDSI & DryFGD & SNCR & HRI | N/A | N/A | N/A | N/A | N/A | N/A | N/A | N/A
00 Ret.FB-ExistDSI & HRI | N/A | N/A | N/A | N/A | N/A | N/A | N/A | N/A
00 Ret.FB-ExistDSI & SNCR | N/A | N/A | N/A | N/A | N/A | N/A | N/A | N/A
00 Ret.FB-ExistDSI & SNCR & DryFGD & ACI | N/A | N/A | N/A | N/A | N/A | N/A | N/A | N/A
00 Ret.FB-ExistDSI & SNCR & DryFGD & ACI & HRI | N/A | N/A | N/A | N/A | N/A | N/A | N/A | N/A
00 Ret.FB-ExistDSI & SNCR & HRI | N/A | N/A | N/A | N/A | N/A | N/A | N/A | N/A
00 Ret.FB-ExistSNCR & DryFGD | N/A | N/A | N/A | N/A | N/A | N/A | N/A | N/A
00 Ret.FB-ExistSNCR & DryFGD & ACI | N/A | N/A | N/A | N/A | N/A | N/A | N/A | N/A
00 Ret.FB-ExistSNCR & DryFGD & HRI | N/A | N/A | N/A | N/A | N/A | N/A | N/A | N/A
00 Ret.FB-ExistSNCR & HRI | N/A | N/A | N/A | N/A | N/A | N/A | N/A | N/A
00 Ret.FB-ExistSNCR_ACI_DSI & DryFGD | N/A | N/A | N/A | N/A | N/A | N/A | N/A | N/A
00 Ret.FB-ExistSNCR_ACI_DSI & DryFGD & HRI | N/A | N/A | N/A | N/A | N/A | N/A | N/A | N/A
00 Ret.FB-ExistSNCR_ACI_DSI & HRI | N/A | N/A | N/A | N/A | N/A | N/A | N/A | N/A
00 Ret.FB-ExistSNCR_DryFGD & HRI | N/A | N/A | N/A | N/A | N/A | N/A | N/A | N/A
00 Ret.FB-ExistSNCR_DryFGD_ACI & HRI | N/A | N/A | N/A | N/A | N/A | N/A | N/A | N/A
00 Ret.FB-ExistSNCR_DSI & ACI | N/A | N/A | N/A | N/A | N/A | N/A | N/A | N/A
00 Ret.FB-ExistSNCR_DSI & ACI & DryFGD | N/A | N/A | N/A | N/A | N/A | N/A | N/A | N/A
00 Ret.FB-ExistSNCR_DSI & ACI & DryFGD & HRI | N/A | N/A | N/A | N/A | N/A | N/A | N/A | N/A
00 Ret.FB-ExistSNCR_DSI & ACI & HRI | N/A | N/A | N/A | N/A | N/A | N/A | N/A | N/A
00 Ret.FB-ExistSNCR_DSI & DryFGD | N/A | N/A | N/A | N/A | N/A | N/A | N/A | N/A
00 Ret.FB-ExistSNCR_DSI & DryFGD & HRI | N/A | N/A | N/A | N/A | N/A | N/A | N/A | N/A
00 Ret.FB-ExistSNCR_DSI & HRI | N/A | N/A | N/A | N/A | N/A | N/A | N/A | N/A
00 Ret.FB-ExistSNCR_WetFGD & ACI | N/A | N/A | N/A | N/A | N/A | N/A | N/A | N/A
00 Ret.FB-ExistSNCR_WetFGD & HRI | N/A | N/A | N/A | N/A | N/A | N/A | N/A | N/A
00 Ret.FB-ExistWetFGD_DSI & HRI | N/A | N/A | N/A | N/A | N/A | N/A | N/A | N/A
00 Ret.FB-ExistWetFGD_DSI & SNCR | N/A | N/A | N/A | N/A | N/A | N/A | N/A | N/A
00 Ret.FB-ExistWetFGD_DSI & SNCR & HRI | N/A | N/A | N/A | N/A | N/A | N/A | N/A | N/A
00 Ret.FB-ExistWetFGD_SNCR & ACI & HRI | N/A | N/A | N/A | N/A | N/A | N/A | N/A | N/A
00 Ret.FB-SNCR | N/A | N/A | N/A | N/A | N/A | N/A | N/A | N/A
00 Ret.FB-SNCR & HRI | N/A | N/A | N/A | N/A | N/A | N/A | N/A | N/A
00 Ret.Oil/Gas Steam SCR | N/A | N/A | N/A | N/A | N/A | N/A | N/A | N/A
00 CC Retirement | 0 | 0 | 0 | 0 | 0 | 0 | 0 | 0
00 CT Retirement | 0 | 0 | 0 | 0 | 0 | 0 | 0 | 0
00 O/G Retirement | 0 | 0 | 0 | 0 | 0 | 0 | 0 | 0
00 Coal Retirement | 0 | 0 | 0 | 0 | 0 | 0 | 0 | 0
00 IGCC Retirement | 0 | 0 | 0 | 0 | 0 | 0 | 0 | 0
00 Nuke Retirement | 0 | 0 | 0 | 0 | 0 | 0 | 0 | 0
00 Biomass Retirement | 0 | 0 | 0 | 0 | 0 | 0 | 0 | 0
00 Fossil_Other Retirement | N/A | N/A | N/A | N/A | N/A | N/A | N/A | N/A
00 Fuel Cell Retirement | N/A | N/A | N/A | N/A | N/A | N/A | N/A | N/A
00 Geothermal Retirement | 0 | 0 | 0 | 0 | 0 | 0 | 0 | 0
00 Hydro Retirement | N/A | N/A | N/A | N/A | N/A | N/A | N/A | N/A
00 Landfill Gas Retirement | N/A | N/A | N/A | N/A | N/A | N/A | N/A | N/A
00 Non Fossil_Other Retirement | N/A | N/A | N/A | N/A | N/A | N/A | N/A | N/A
Average | 42.0587 | 41.5005 | 40.99 | 38.856 | 38.4026 | 37.9465 | 36.1491 | 34.0754
15. Total Annual Production Cost [Million US2016$](*)
Variable O&M | 9395.5175 | 9811.2346 | 9888.255 | 9600.1822 | 9579.9522 | 9679.5535 | 9312.9827 | 8678.5329
Fixed O&M | 50375.5401 | 48249.8315 | 49508.2259 | 50227.1981 | 52097.0723 | 53046.3611 | 55999.3055 | 56604.4412
Fuel | 61568.4703 | 65015.9979 | 65409.0158 | 63484.3309 | 63850.1943 | 69722.3946 | 68106.3749 | 64322.6953
Capital | 11178.6339 | 14754.5475 | 18745.9747 | 31920.3684 | 37962.6155 | 43132.4428 | 40722.7831 | 41436.9845
Pollutant Transport & Storage | 0 | 0 | -900.5923 | -872.7334 | -905.4178 | -352.8937 | -346.7609 | -361.1543
Total | 132518.1619 | 137831.6114 | 142650.879 | 154359.3462 | 162584.4166 | 175227.8583 | 173794.6853 | 170681.4995
Sales Revenue | 0 | 0 | 0 | 0 | 0 | 0 | 0 | 0
(*) Costs include only those items that are important for determining incremental cost of pollution control
16. Emissions
CO2 Thousand Tonnes | 1510804.0091 | 1566129.4311 | 1541556.402 | 1476149.8051 | 1429868.5177 | 1463080.4628 | 1365339.6817 | 1240137.6515
CO2 Thousand Tons | 1665375.8781 | 1726361.6994 | 1699274.5791 | 1627176.1678 | 1576159.7956 | 1612769.688 | 1505028.9498 | 1367017.3748
Carbon Million Tonnes | 411.9963 | 427.0835 | 420.3824 | 402.5461 | 389.9251 | 398.982 | 372.3281 | 338.1855
Carbon Million Tons | 454.148 | 470.7788 | 463.3922 | 443.7309 | 429.8188 | 439.8023 | 410.4214 | 372.7856
HCL Thousand Tons | 4.7655 | 5.0319 | 4.9729 | 4.6979 | 4.0537 | 4.1099 | 3.85 | 3.0556
MER lbs | 8667.3367 | 9023.0417 | 8988.1063 | 8385.58 | 7388.5599 | 7533.0989 | 7091.363 | 5981.0305
NOX Thousand Tons | 773.0746 | 794.4052 | 788.4838 | 749.2412 | 677.6731 | 669.1001 | 607.7072 | 490.2562
SO2 Thousand Tons | 808.3803 | 820.3854 | 825.5182 | 785.261 | 679.7509 | 665.1005 | 618.4786 | 488.3534

## FuelReport_ToEPA
Fuel Consumption by Fuel and Fuel Type [Tbtu]
Fuel Type | 2021 | 2023 | 2025 | 2030 | 2035 | 2040 | 2045 | 2050
Biomass | 31.5494 | 12.8997 | 14.1036 | 11.8024 | 6.5881 | 7.136 | 6.8814 | 6.2656
EPA v6 Biomass | 31.5494 | 12.8997 | 14.1036 | 11.8024 | 6.5881 | 7.136 | 6.8814 | 6.2656
Coal | 8626.5913 | 9132.7823 | 9046.9344 | 8443.5358 | 7275.7629 | 7384.7807 | 6811.3269 | 5220.3214
EPA v6 Coal BA | 114.2656 | 118.9082 | 98.6564 | 94.0844 | 67.858 | 66.835 | 65.6163 | 28.5302
EPA v6 Coal BB | 120.5961 | 128.7342 | 116.2821 | 188.3704 | 154.5998 | 157.0979 | 120.191 | 99.2794
EPA v6 Coal BD | 129.5355 | 169.6911 | 112.6858 | 98.3572 | 10.3884 | 0 | 0 | 0
EPA v6 Coal BE | 73.4166 | 116.975 | 77.9317 | 73.1498 | 56.9985 | 48.6044 | 35.9995 | 11.4049
EPA v6 Coal BG | 1725.5243 | 1740.2833 | 1639.9512 | 1408.0665 | 1299.9984 | 1325.7949 | 1403.169 | 737.2181
EPA v6 Coal BH | 1403.4867 | 1363.5582 | 1429.6645 | 1479.4586 | 1091.7164 | 1065.3412 | 823.7002 | 705.481
EPA v6 Coal LD | 0 | 0 | 0 | 0 | 0 | 0 | 0 | 0
EPA v6 Coal LE | 545.5095 | 566.3835 | 563.2759 | 491.0906 | 449.4562 | 404.6069 | 439.2573 | 436.3994
EPA v6 Coal LG | 98.56 | 98.56 | 98.56 | 98.56 | 98.56 | 98.56 | 98.56 | 6.5829
EPA v6 Coal LH | 57.6 | 57.6 | 57.6 | 57.6 | 8.9389 | 57.6 | 5.1787 | 16.796
EPA v6 Coal SA | 3770.2018 | 4276.6197 | 3993.1269 | 3468.2224 | 3068.1373 | 3120.6018 | 2821.5336 | 2439.6108
EPA v6 Coal SB | 295.2702 | 191.3117 | 586.4919 | 624.9241 | 613.4123 | 675.5213 | 609.1782 | 332.3009
EPA v6 Coal SD | 33.2137 | 41.0191 | 41.2913 | 140.1172 | 157.9755 | 166.4939 | 191.2199 | 208.9946
EPA v6 Coal SE | 259.4112 | 263.1384 | 231.4168 | 221.5346 | 197.7233 | 197.7233 | 197.7233 | 197.7233
LF Gas | 153.7775 | 153.7775 | 153.7775 | 131.2497 | 131.7321 | 134.935 | 134.8256 | 132.0743
EPA v6 LFG | 153.7775 | 153.7775 | 153.7775 | 131.2497 | 131.7321 | 134.935 | 134.8256 | 132.0743
MSW | 247.054 | 247.054 | 247.0141 | 240.4426 | 240.3955 | 240.3828 | 240.4038 | 238.6286
EPA v6 MSW | 247.054 | 247.054 | 247.0141 | 240.4426 | 240.3955 | 240.3828 | 240.4038 | 238.6286
NaturalGas | 11973.2958 | 12117.5947 | 12154.9086 | 12065.7152 | 13310.0979 | 13746.6798 | 12977.0569 | 13489.6841
EPA v6 Gas | 11973.2958 | 12117.5947 | 12154.9086 | 12065.7152 | 13310.0979 | 13746.6798 | 12977.0569 | 13489.6841
Nuclear | 7433.5026 | 6559.2512 | 6466.2683 | 5730.0096 | 5721.1812 | 5648.8763 | 5556.3016 | 4826.2209
EPA v6 Nuclear | 7433.5026 | 6559.2512 | 6466.2683 | 5730.0096 | 5721.1812 | 5648.8763 | 5556.3016 | 4826.2209
Oil | 5.9435 | 5.7121 | 5.8807 | 0.0076058 | 0 | 0 | 0 | 0
EPA v6 DFO | 0.59161 | 0.36018 | 0.52768 | 0.0076058 | 0 | 0 | 0 | 0
EPA v6 RFO | 5.3519 | 5.3519 | 5.353 | 0 | 0 | 0 | 0 | 0
Pet. Coke | 20.1291 | 22.1387 | 21.6496 | 20.8831 | 19.3545 | 15.145 | 15.145 | 15.145
EPA v6 Pet Coke | 20.1291 | 22.1387 | 21.6496 | 20.8831 | 19.3545 | 15.145 | 15.145 | 15.145
Waste Coal | 0 | 0 | 0 | 0 | 0 | 0 | 0 | 0
EPA v6 Waste Coal | 0 | 0 | 0 | 0 | 0 | 0 | 0 | 0
Grand Total | 28491.8432 | 28251.2101 | 28110.5367 | 26643.646 | 26705.1122 | 27177.9355 | 25741.9413 | 23928.3399
Fuel Costs by Fuel and Fuel Type[MMUS$]
Fuel Type | 2021 | 2023 | 2025 | 2030 | 2035 | 2040 | 2045 | 2050
Biomass | 124.9056 | 45.3705 | 49.605 | 41.5114 | 23.1714 | 25.0987 | 24.2033 | 22.0374
EPA v6 Biomass | 124.9056 | 45.3705 | 49.605 | 41.5114 | 23.1714 | 25.0987 | 24.2033 | 22.0374
Coal | 16319.864 | 17828.7048 | 17794.4744 | 17122.0878 | 14911.3929 | 15739.4606 | 15000.0664 | 11502.0437
EPA v6 Coal BA | 195.1223 | 208.851 | 182.7671 | 191.2716 | 149.6345 | 159.9818 | 167.8068 | 76.6051
EPA v6 Coal BB | 277.0261 | 311.3326 | 225.4738 | 371.0056 | 285.8794 | 310.2521 | 260.9081 | 214.4006
EPA v6 Coal BD | 374.6455 | 515.2006 | 346.2108 | 328.3963 | 32.3756 | 0 | 0 | 0
EPA v6 Coal BE | 193.9731 | 335.5474 | 225.5921 | 224.481 | 169.7596 | 128.9305 | 107.4278 | 27.9832
EPA v6 Coal BG | 3697.3889 | 3773.5572 | 3624.0257 | 3323.1778 | 3195.7771 | 3430.7275 | 3762.787 | 2049.2497
EPA v6 Coal BH | 2657.3016 | 2630.9489 | 2842.2172 | 2973.6434 | 2177.5293 | 2249.5582 | 1797.0372 | 1637.4745
EPA v6 Coal LD | 0 | 0 | 0 | 0 | 0 | 0 | 0 | 0
EPA v6 Coal LE | 868.3433 | 916.1088 | 933.6082 | 840.2332 | 778.7525 | 736.2498 | 842.7336 | 906.6691
EPA v6 Coal LG | 182.3942 | 183.6517 | 182.4666 | 190.8026 | 189.5418 | 206.9432 | 216.4538 | 15.4377
EPA v6 Coal LH | 101.396 | 103.8847 | 106.7158 | 107.8572 | 18.9272 | 117.1602 | 10.9563 | 38.3588
EPA v6 Coal SA | 6676.2172 | 7936.5722 | 7504.0309 | 6879.9388 | 6263.1624 | 6555.7227 | 6022.6439 | 5206.7692
EPA v6 Coal SB | 652.9454 | 438.1487 | 1185.1448 | 1197.2237 | 1143.8154 | 1316.1858 | 1226.1092 | 687.8445
EPA v6 Coal SD | 59.1493 | 75.7882 | 80.5523 | 136.1023 | 166.8012 | 165.4188 | 198.8081 | 226.1866
EPA v6 Coal SE | 383.961 | 399.1127 | 355.6692 | 357.9543 | 339.437 | 362.3301 | 386.3946 | 415.0647
LF Gas | 0 | 0 | 0 | 0 | 0 | 0 | 0 | 0
EPA v6 LFG | 0 | 0 | 0 | 0 | 0 | 0 | 0 | 0
MSW | 0 | 0 | 0 | 0 | 0 | 0 | 0 | 0
EPA v6 MSW | 0 | 0 | 0 | 0 | 0 | 0 | 0 | 0
NaturalGas | 40247.7903 | 42813.4181 | 43261.6238 | 42540.5091 | 45097.6625 | 50145.6389 | 49281.7973 | 49450.7277
EPA v6 Gas | 40247.7903 | 42813.4181 | 43261.6238 | 42540.5091 | 45097.6625 | 50145.6389 | 49281.7973 | 49450.7277
Nuclear | 4768.2294 | 4220.1922 | 4188.5547 | 3746.8674 | 3787.1308 | 3788.0053 | 3776.0519 | 3323.562
EPA v6 Nuclear | 4768.2294 | 4220.1922 | 4188.5547 | 3746.8674 | 3787.1308 | 3788.0053 | 3776.0519 | 3323.562
Oil | 75.8162 | 73.2361 | 80.4264 | 0.16326 | 0 | 0 | 0 | 0
EPA v6 DFO | 11.3819 | 7.456 | 11.1152 | 0.16326 | 0 | 0 | 0 | 0
EPA v6 RFO | 64.4342 | 65.7801 | 69.3112 | 0 | 0 | 0 | 0 | 0
Pet. Coke | 31.8648 | 35.0762 | 34.3315 | 33.192 | 30.8366 | 24.1911 | 24.2559 | 24.3244
EPA v6 Pet Coke | 31.8648 | 35.0762 | 34.3315 | 33.192 | 30.8366 | 24.1911 | 24.2559 | 24.3244
Waste Coal | 0 | 0 | 0 | 0 | 0 | 0 | 0 | 0
EPA v6 Waste Coal | 0 | 0 | 0 | 0 | 0 | 0 | 0 | 0
Grand Total | 61568.4703 | 65015.9979 | 65409.0158 | 63484.3309 | 63850.1943 | 69722.3946 | 68106.3749 | 64322.6953
Fuel Costs by Fuel and Fuel Type[US$/MMBtu]
Fuel Type | 2021 | 2023 | 2025 | 2030 | 2035 | 2040 | 2045 | 2050
Biomass | 3.959 | 3.5172 | 3.5172 | 3.5172 | 3.5172 | 3.5172 | 3.5172 | 3.5172
EPA v6 Biomass | 3.959 | 3.5172 | 3.5172 | 3.5172 | 3.5172 | 3.5172 | 3.5172 | 3.5172
Coal | 1.8918 | 1.9522 | 1.9669 | 2.0278 | 2.0495 | 2.1313 | 2.2022 | 2.2033
EPA v6 Coal BA | 1.7076 | 1.7564 | 1.8526 | 2.033 | 2.2051 | 2.3937 | 2.5574 | 2.6851
EPA v6 Coal BB | 2.2971 | 2.4184 | 1.939 | 1.9696 | 1.8492 | 1.9749 | 2.1708 | 2.1596
EPA v6 Coal BD | 2.8922 | 3.0361 | 3.0724 | 3.3388 | 3.1165 | 0 | 0 | 0
EPA v6 Coal BE | 2.6421 | 2.8685 | 2.8947 | 3.0688 | 2.9783 | 2.6526 | 2.9841 | 2.4536
EPA v6 Coal BG | 2.1428 | 2.1684 | 2.2098 | 2.3601 | 2.4583 | 2.5877 | 2.6816 | 2.7797
EPA v6 Coal BH | 1.8934 | 1.9295 | 1.988 | 2.01 | 1.9946 | 2.1116 | 2.1817 | 2.3211
EPA v6 Coal LD | 0 | 0 | 0 | 0 | 0 | 0 | 0 | 0
EPA v6 Coal LE | 1.5918 | 1.6175 | 1.6575 | 1.711 | 1.7327 | 1.8197 | 1.9185 | 2.0776
EPA v6 Coal LG | 1.8506 | 1.8633 | 1.8513 | 1.9359 | 1.9231 | 2.0997 | 2.1962 | 2.3451
EPA v6 Coal LH | 1.7603 | 1.8036 | 1.8527 | 1.8725 | 2.1174 | 2.034 | 2.1157 | 2.2838
EPA v6 Coal SA | 1.7708 | 1.8558 | 1.8792 | 1.9837 | 2.0414 | 2.1008 | 2.1345 | 2.1343
EPA v6 Coal SB | 2.2113 | 2.2902 | 2.0207 | 1.9158 | 1.8647 | 1.9484 | 2.0127 | 2.0699
EPA v6 Coal SD | 1.7809 | 1.8476 | 1.9508 | 0.97135 | 1.0559 | 0.99354 | 1.0397 | 1.0823
EPA v6 Coal SE | 1.4801 | 1.5167 | 1.5369 | 1.6158 | 1.7167 | 1.8325 | 1.9542 | 2.0992
LF Gas | 0 | 0 | 0 | 0 | 0 | 0 | 0 | 0
EPA v6 LFG | 0 | 0 | 0 | 0 | 0 | 0 | 0 | 0
MSW | 0 | 0 | 0 | 0 | 0 | 0 | 0 | 0
EPA v6 MSW | 0 | 0 | 0 | 0 | 0 | 0 | 0 | 0
NaturalGas | 3.3615 | 3.5332 | 3.5592 | 3.5257 | 3.3882 | 3.6478 | 3.7976 | 3.6658
EPA v6 Gas | 3.3615 | 3.5332 | 3.5592 | 3.5257 | 3.3882 | 3.6478 | 3.7976 | 3.6658
Nuclear | 0.64145 | 0.6434 | 0.64775 | 0.6539 | 0.66195 | 0.67058 | 0.6796 | 0.68865
EPA v6 Nuclear | 0.64145 | 0.6434 | 0.64775 | 0.6539 | 0.66195 | 0.67058 | 0.6796 | 0.68865
Oil | 12.7562 | 12.8213 | 13.6764 | 21.4654 | 0 | 0 | 0 | 0
EPA v6 DFO | 19.2387 | 20.7008 | 21.0644 | 21.4654 | 0 | 0 | 0 | 0
EPA v6 RFO | 12.0395 | 12.291 | 12.9481 | 0 | 0 | 0 | 0 | 0
Pet. Coke | 1.583 | 1.5844 | 1.5858 | 1.5894 | 1.5933 | 1.5973 | 1.6016 | 1.6061
EPA v6 Pet Coke | 1.583 | 1.5844 | 1.5858 | 1.5894 | 1.5933 | 1.5973 | 1.6016 | 1.6061
Waste Coal | 0 | 0 | 0 | 0 | 0 | 0 | 0 | 0
EPA v6 Waste Coal | 0 | 0 | 0 | 0 | 0 | 0 | 0 | 0
Grand Total | 2.1609 | 2.3014 | 2.3269 | 2.3827 | 2.3909 | 2.5654 | 2.6457 | 2.6881

## Coal Pivot Tables
Coal Prices (2016$/MMBtu) | [8 empty] | Total TBtu
Coal Region | 2021 | 2023 | 2025 | 2030 | 2035 | 2040 | 2045 | 2050 | 2021 | 2023 | 2025 | 2030 | 2035 | 2040 | 2045 | 2050
Appalachia | 1.9161 | 2.0215 | 2.0818 | 2.2994 | 2.5947 | 2.8434 | 3.2757 | 4.2462 | 2246.95 | 2236.1247 | 2033.6485 | 1805.4263 | 1351.0141 | 1449.9208 | 1246.0627 | 817.0385
Interior | 1.4081 | 1.4208 | 1.452 | 1.514 | 1.5712 | 1.6739 | 1.8007 | 1.8028 | 2275.3149 | 2378.2817 | 2429.9016 | 2477.2643 | 2294.5407 | 2287.0911 | 2226.6943 | 1705.5121
Waste Coal | 0.0001 | 0.0001 | 0.0001 | 0.0001 | 0.0001 | 0.0001 | 0.0001 | 0.0001 | 0.0001 | 0.0001 | 0.0001 | 0.0001 | 0.0001 | 0.0001 | 0.0001 | 0.0001
West | 0.82519 | 0.83956 | 0.85634 | 0.88696 | 0.95299 | 1.0113 | 1.0768 | 1.1308 | 5283.0187 | 5732.4393 | 5810.3763 | 5485.8337 | 5012.3568 | 5194.6727 | 4811.3688 | 4068.082
National | 1.2104 | 1.2286 | 1.2398 | 1.307 | 1.373 | 1.4784 | 1.6021 | 1.6909 | 9805.2837 | 10346.8457 | 10273.9265 | 9768.5244 | 8657.9117 | 8931.6847 | 8284.1259 | 6590.6327
Coal Prices (2016$/Ton) | [8 empty] | Total Million Tons
Coal Region | 2021 | 2023 | 2025 | 2030 | 2035 | 2040 | 2045 | 2050 | 2021 | 2023 | 2025 | 2030 | 2035 | 2040 | 2045 | 2050
Appalachia | 46.6192 | 49.315 | 50.6036 | 55.921 | 63.4584 | 69.5629 | 80.6906 | 104.6643 | 92.3514 | 91.6617 | 83.6627 | 74.237 | 55.2412 | 59.2654 | 50.5843 | 33.1474
Interior | 27.3135 | 27.6749 | 28.3797 | 30.0444 | 31.6698 | 33.7415 | 36.3502 | 35.7112 | 117.2983 | 122.1021 | 124.3245 | 124.8353 | 113.8336 | 113.4629 | 110.3064 | 86.0977
Waste Coal | 0.0001 | 0.0001 | 0.0001 | 0.0001 | 0.0001 | 0.0001 | 0.0001 | 0.0001 | 0.0001 | 0.0001 | 0.0001 | 0.0001 | 0.0001 | 0.0001 | 0.0001 | 0.0001
West | 14.6728 | 14.8818 | 15.2361 | 15.7853 | 16.8498 | 17.876 | 18.9802 | 19.8992 | 297.113 | 323.395 | 326.5711 | 308.244 | 283.4896 | 293.8696 | 272.9686 | 231.1738
National | 23.4205 | 23.6656 | 23.8282 | 25.1672 | 26.2666 | 28.299 | 30.5913 | 31.8024 | 506.7627 | 537.1589 | 534.5583 | 507.3164 | 452.5644 | 466.5979 | 433.8594 | 350.419

## Final Wholesale Price
Wholesale Electricity Price (2016$/MWh)
Region Group | 2021 | 2023 | 2025 | 2030 | 2035 | 2040 | 2045 | 2050
ERCOT_Tenaska Frontier Generating Station | 30.4077 | 32.6396 | 38.712 | 37.9291 | 39.2085 | 40.5983 | 40.9757 | 37.2643
ERCOT_Tenaska Gateway Generating Station | 30.4077 | 32.6396 | 38.712 | 37.9291 | 39.2085 | 40.5983 | 40.9757 | 37.2643
ERCOT_Panhandle | 42.2412 | 32.347 | 38.3589 | 34.7207 | 38.0058 | 39.8863 | 37.3218 | 33.5238
ERCOT_Rest | 44.2633 | 33.7811 | 39.8158 | 37.3989 | 40.0334 | 41.9253 | 42.157 | 38.2825
ERCOT_West | 43.9887 | 33.8512 | 40.011 | 37.3462 | 39.3289 | 41.2548 | 39.4795 | 35.7134
FRCC | 33.8629 | 37.2221 | 44.6013 | 41.8471 | 43.0202 | 43.5422 | 43.2397 | 41.1084
MISO_South_Amite South (including DSG) | 29.7388 | 34.1678 | 39.4587 | 41.6655 | 41.119 | 41.8073 | 41.4834 | 39.4735
MISO_Arkansas | 29.4326 | 32.8812 | 37.7977 | 38.5003 | 40.5347 | 41.078 | 40.6015 | 38.7317
MISO_Mississippi | 30.9103 | 35.4955 | 41.3291 | 43.2774 | 41.8974 | 42.2789 | 41.8771 | 39.8375
MISO_Iowa | 30.494 | 34.4558 | 39.3585 | 35.8943 | 38.0664 | 39.5238 | 37.7378 | 34.9881
MISO_Illinois | 31.4805 | 34.5827 | 39.4153 | 37.5817 | 38.8092 | 39.4643 | 38.7567 | 37.509
MISO_Indiana (including parts of Kentucky) | 33.9777 | 37.2482 | 40.8894 | 40.7479 | 39.5301 | 39.8958 | 39.27 | 37.5012
MISO_Louisiana | 29.9881 | 34.4783 | 39.7884 | 41.5841 | 41.1302 | 41.4629 | 41.1344 | 39.1301
MISO_Lower Michigan | 34.528 | 37.0919 | 41.6092 | 42.2236 | 40.1645 | 40.5161 | 40.3806 | 38.2211
MISO_MT, SD, ND | 24.2585 | 27.7749 | 32.4991 | 29.0103 | 31.443 | 33.5063 | 31.998 | 29.6397
MISO_Iowa-MidAmerican | 30.3946 | 33.5379 | 38.3429 | 36.1626 | 37.7455 | 38.6313 | 37.2309 | 34.8802
MISO_Minnesota and Western Wisconsin | 31.3522 | 34.9539 | 39.6586 | 36.2149 | 38.871 | 40.7383 | 38.1607 | 34.867
MISO_Missouri | 30.4127 | 34.3846 | 39.3808 | 37.3796 | 38.9513 | 39.7444 | 38.8141 | 37.4208
MISO_South_WOTAB (including Western) | 30.2878 | 32.9538 | 33.9299 | 40.3989 | 41.417 | 41.9374 | 44.2761 | 40.4188
MISO_Wisconsin- Upper Michigan (WUMS) | 31.1813 | 35.1377 | 39.5318 | 36.4537 | 38.3286 | 39.6903 | 38.3775 | 35.6698
ISONE_Connecticut | 34.937 | 39.8816 | 41.5395 | 38.397 | 40.1856 | 40.1713 | 42.8983 | 39.5942
ISONE_Maine | 34.6301 | 39.495 | 41.2249 | 38.2515 | 39.9816 | 40.8697 | 43.5886 | 39.8502
ISONE_MA, VT, NH, RI (Rest of ISO New England) | 35.8123 | 41.1545 | 42.925 | 39.8165 | 41.6357 | 41.846 | 44.6337 | 40.8162
NY_Zone A (West) | 32.2127 | 36.1811 | 36.3935 | 36.1758 | 32.7249 | 30.6288 | 34.1789 | 30.5106
NY_Zone B (Genesee) | 33.885 | 37.8612 | 37.4142 | 37.0663 | 33.442 | 31.8136 | 35.111 | 31.4069
NY_Zone C&E | 33.8081 | 37.2495 | 37.9187 | 37.253 | 34.6866 | 31.4096 | 34.6949 | 33.3347
NY_Zones D | 33.4246 | 36.704 | 37.3517 | 36.451 | 34.0097 | 30.983 | 34.1458 | 32.8747
NY_Zone F (Capital) | 34.5681 | 39.008 | 39.3937 | 38.0075 | 35.7272 | 32.4188 | 35.7864 | 34.0062
NY_Zone G-I (Downstate NY) | 35.9214 | 40.6198 | 41.3496 | 39.3026 | 36.9445 | 33.5894 | 37.042 | 35.2044
NY_Zone J(NYC) | 37.1603 | 41.9768 | 42.7259 | 40.6406 | 38.5808 | 35.4521 | 39.2451 | 38.0245
NY_Zone K(LI) | 38.5421 | 41.8447 | 43.3462 | 41.2256 | 35.0324 | 33.1164 | 35.4549 | 29.6169
PJM_AP | 30.9653 | 34.6214 | 38.9891 | 39.2248 | 36.4592 | 36.7728 | 36.2844 | 34.2523
PJM_ATSI | 31.5657 | 35.1078 | 39.6627 | 40.9337 | 37.6809 | 37.911 | 37.2398 | 34.9379
PJM_ComEd | 30.8017 | 33.3896 | 36.6762 | 35.6101 | 36.1301 | 36.9484 | 36.4344 | 35.8156
PJM_Dominion | 31.9869 | 35.7049 | 40.2036 | 40.4217 | 37.6908 | 38.7167 | 38.4886 | 36.9783
PJM_EMAAC | 28.2717 | 35.2741 | 36.5552 | 33.6412 | 34.591 | 37.8564 | 38.5818 | 35.9107
PJM_PENELEC | 28.7184 | 33.4956 | 34.6806 | 32.6696 | 33.3258 | 35.6545 | 35.9003 | 33.3518
PJM_SWMAAC | 49.206 | 38.4047 | 43.5923 | 43.3326 | 40.1339 | 39.858 | 38.8389 | 36.9266
PJM West | 32.3299 | 35.4627 | 40.3006 | 40.6226 | 38.0128 | 38.4626 | 37.9481 | 36.2617
PJM_Western MAAC | 27.8533 | 34.2054 | 35.4782 | 32.9712 | 33.8588 | 36.9799 | 36.4688 | 34.0551
SERC_Central_Kentucky | 39.6871 | 42.1383 | 44.9264 | 42.813 | 39.8398 | 40.335 | 39.8427 | 38.5866
SERC_Central_TVA | 32.7364 | 35.8336 | 41.0978 | 41.1398 | 40.3199 | 40.8609 | 40.2674 | 38.7181
SERC_Delta_AECI | 29.1587 | 32.503 | 37.5388 | 36.6922 | 38.1673 | 38.8586 | 38.1441 | 36.6979
SERC_Southeastern | 32.5453 | 34.8185 | 39.7027 | 40.4915 | 42.0723 | 42.4327 | 42.0391 | 39.971
SERC_VACAR | 38.6901 | 40.2244 | 46.5056 | 45.3336 | 43.0229 | 43.5597 | 43.4147 | 40.8528
SPP_Kiamichi Energy Facility | 30.0341 | 32.5326 | 38.701 | 37.1076 | 38.726 | 39.5953 | 39.3693 | 35.1175
SPP North- (Kansas, Missouri) | 30.4686 | 34.2195 | 39.6654 | 36.9799 | 38.3047 | 40.0377 | 38.1144 | 34.6868
SPP Nebraska | 30.0957 | 33.4803 | 38.8226 | 34.6499 | 36.9546 | 39.0542 | 37.3474 | 34.1338
SPP SPS (Texas Panhandle) | 29.6797 | 32.1753 | 32.5394 | 35.5543 | 38.046 | 39.9574 | 37.8629 | 34.4566
SPP_WAUE | 28.0654 | 31.3656 | 36.6473 | 32.9115 | 35.1283 | 37.4288 | 35.2203 | 31.8957
SPP West (Oklahoma, Arkansas, Louisiana) | 31.0643 | 33.6424 | 39.9026 | 36.6543 | 38.469 | 40.2958 | 38.5148 | 35.358
WECC_BANC | 50.2533 | 48.3862 | 48.509 | 66.8918 | 66.6154 | 70.5283 | 68.5426 | 62.1427
WECC_Northern California (not including BANC) | 40.8856 | 39.2108 | 39.3054 | 59.9541 | 60.7415 | 64.3642 | 63.3099 | 56.1487
WECC_LADWP | 40.7451 | 39.3718 | 38.5397 | 59.7505 | 63.2913 | 63.1352 | 62.1404 | 54.8056
WECC_San Diego Gas and Electric | 92.3515 | 41.3936 | 40.6741 | 62.5674 | 65.3149 | 63.2305 | 62.1001 | 54.5483
WECC_Arizona | 29.3387 | 30.1413 | 30.8934 | 34.8387 | 38.7286 | 39.9348 | 44.6778 | 38.5428
WECC_Colorado | 28.5606 | 31.9418 | 32.8702 | 38.8984 | 40.7826 | 43.5317 | 41.9901 | 37.9466
WECC_Idaho | 29.8895 | 32.9321 | 33.0459 | 34.536 | 38.1525 | 39.4874 | 38.7144 | 35.7727
WECC_Imperial Irrigation District (IID) | 37.5323 | 26.1931 | 26.5805 | 40.2096 | 40.8996 | 46.1444 | 51.1808 | 44.3583
WECC_Montana | 26.5478 | 29.8655 | 30.3767 | 27.5496 | 28.7031 | 35.6786 | 34.8596 | 32.3469
WECC_New Mexico | 28.9496 | 30.5192 | 31.7404 | 35.8267 | 39.1297 | 39.9772 | 43.0528 | 37.8891
WECC_Northern Nevada | 30.424 | 32.5822 | 31.791 | 32.3948 | 34.7878 | 36.3356 | 38.287 | 29.6254
WECC_Pacific Northwest | 27.6796 | 31.1042 | 31.6577 | 28.7201 | 30.243 | 37.4197 | 36.5976 | 34.013
WECC_Southern California Edison | 93.5532 | 42.3107 | 41.162 | 61.5584 | 64.3759 | 63.2329 | 62.1412 | 54.5305
WECC_Southern Nevada | 30.6652 | 31.3296 | 31.7815 | 34.4533 | 37.5335 | 36.868 | 40.5885 | 33.3914
WECC_Utah | 27.9078 | 29.9061 | 30.0747 | 32.7046 | 36.3909 | 38.4121 | 40.4037 | 37.3304
WECC_Wyoming | 21.4207 | 23.4522 | 23.5464 | 26.5738 | 30.7956 | 33.4948 | 33.9731 | 32.2385
National | 35.7137 | 35.5722 | 39.3928 | 39.9196 | 40.4227 | 41.6104 | 41.4388 | 38.5054

## Natural Gas
Air Quality Modeling Base Case - Natural Gas Results
| Delivered Natural Gas Price (2016$/MMBtu) | [24 empty] | Natural Gas Consumption in the Power Sector (Tcf)
| Winter | [7 empty] | Winter-Shoulder | [7 empty] | Summer | [8 empty] | Winter | [7 empty] | Winter-Shoulder | [7 empty] | Summer
| 2021 | 2023 | 2025 | 2030 | 2035 | 2040 | 2045 | 2050 | 2021 | 2023 | 2025 | 2030 | 2035 | 2040 | 2045 | 2050 | 2021 | 2023 | 2025 | 2030 | 2035 | 2040 | 2045 | 2050 |  | 2021 | 2023 | 2025 | 2030 | 2035 | 2040 | 2045 | 2050 | 2021 | 2023 | 2025 | 2030 | 2035 | 2040 | 2045 | 2050 | 2021 | 2023 | 2025 | 2030 | 2035 | 2040 | 2045 | 2050
ERC_FRNT | 3.457 | 3.5924 | 3.7568 | 3.7035 | 3.8507 | 4.163 | 4.393 | 4.2472 | 3.227 | 3.4024 | 3.5168 | 3.1935 | 2.6207 | 2.723 | 2.903 | 2.8672 | 3.457 | 3.7024 | 3.6768 | 4.0235 | 4.4807 | 4.833 | 6.173 | 4.8172 | ERC_FRNT | 0.0089631 | 0.010047 | 0.010047 | 0.010047 | 0.010182 | 0.010364 | 0 | 0 | 0.013617 | 0.014049 | 0.014049 | 0.014049 | 0.014049 | 0.014049 | 0.0099831 | 0.014049 | 0.019393 | 0.019393 | 0.019393 | 0.017186 | 0.017186 | 0.019393 | 0.017186 | 0.017186
ERC_GWAY | 3.457 | 3.5924 | 3.7568 | 3.7035 | 3.8507 | 4.163 | 4.393 | 4.2472 | 3.227 | 3.4024 | 3.5168 | 3.1935 | 2.6207 | 2.723 | 2.903 | 2.8672 | 3.457 | 3.7024 | 3.6768 | 4.0235 | 4.4807 | 4.833 | 6.173 | 4.8172 | ERC_GWAY | 0.009144 | 0.01025 | 0.01025 | 0.0092259 | 0.0054141 | 0.010308 | 0 | 0 | 0.012394 | 0.012394 | 0.012484 | 0.014333 | 0.014333 | 0.014333 | 0 | 0 | 0.019785 | 0.019785 | 0.019785 | 0.017532 | 0.017532 | 0.019598 | 0.0038053 | 0.017532
ERC_PHDL | - | - | - | - | - | - | - | - | - | - | - | - | - | - | - | - | - | - | - | - | - | - | - | - | ERC_PHDL | - | - | - | - | - | - | - | - | - | - | - | - | - | - | - | - | - | - | - | - | - | - | - | -
ERC_REST | 3.457 | 3.5924 | 3.7568 | 3.7035 | 3.8507 | 4.163 | 4.393 | 4.2472 | 3.227 | 3.4024 | 3.5168 | 3.1935 | 2.6207 | 2.723 | 2.903 | 2.8672 | 3.457 | 3.7024 | 3.6768 | 4.0235 | 4.4807 | 4.833 | 6.173 | 4.8172 | ERC_REST | 0.2436 | 0.2335 | 0.22719 | 0.23243 | 0.23932 | 0.23462 | 0.10886 | 0.13578 | 0.34104 | 0.3196 | 0.30271 | 0.34346 | 0.41133 | 0.43788 | 0.20446 | 0.22677 | 0.59088 | 0.58559 | 0.59756 | 0.5423 | 0.55127 | 0.59709 | 0.3355 | 0.40718
ERC_WEST | 3.417 | 3.5424 | 3.7068 | 3.6435 | 3.7907 | 4.103 | 4.323 | 4.1772 | 3.167 | 3.3424 | 3.4668 | 3.1235 | 2.5607 | 2.663 | 2.843 | 2.8072 | 3.397 | 3.6424 | 3.6068 | 3.8835 | 4.1607 | 4.483 | 5.593 | 4.4372 | ERC_WEST | 0.0098774 | 0.0083526 | 0.0092261 | 0.010937 | 0.0092261 | 0.0084487 | 0.00049343 | 0.0019653 | 0.014697 | 0.0065862 | 0.0067376 | 0.0068634 | 0.022506 | 0.022601 | 0.0067869 | 0.0065863 | 0.026354 | 0.024935 | 0.025656 | 0.02416 | 0.038811 | 0.03979 | 0.02769 | 0.028548
FRCC | 3.637 | 3.7224 | 3.8668 | 3.8835 | 4.0107 | 4.333 | 4.543 | 4.3972 | 3.387 | 3.5324 | 3.6468 | 3.3535 | 2.7307 | 2.823 | 2.753 | 2.9672 | 3.717 | 3.9424 | 3.8868 | 4.2735 | 4.7307 | 5.093 | 5.343 | 4.9072 | FRCC | 0.29272 | 0.29313 | 0.29514 | 0.29178 | 0.30501 | 0.3158 | 0.32881 | 0.3373 | 0.41307 | 0.41432 | 0.40862 | 0.41843 | 0.45937 | 0.46727 | 0.47537 | 0.47875 | 0.65241 | 0.64475 | 0.66849 | 0.65962 | 0.67801 | 0.72372 | 0.75565 | 0.79533
MIS_AMSO | 3.447 | 3.5624 | 3.7168 | 3.6935 | 3.8207 | 4.123 | 4.333 | 4.1872 | 3.217 | 3.3724 | 3.4868 | 3.1735 | 2.5607 | 2.653 | 2.573 | 2.7972 | 3.457 | 3.6924 | 3.6568 | 4.0135 | 4.4507 | 4.803 | 5.043 | 4.6572 | MIS_AMSO | 0.040127 | 0.04009 | 0.038222 | 0.040052 | 0.039856 | 0.043795 | 0.046433 | 0.047035 | 0.060445 | 0.060445 | 0.056781 | 0.049922 | 0.053905 | 0.057217 | 0.062051 | 0.061749 | 0.093151 | 0.09012 | 0.09012 | 0.083702 | 0.073352 | 0.079282 | 0.082723 | 0.08796
MIS_AR | 3.447 | 3.5624 | 3.7068 | 3.6535 | 3.7807 | 4.093 | 4.313 | 4.1572 | 3.227 | 3.3824 | 3.4968 | 3.1635 | 2.5607 | 2.653 | 2.563 | 2.7872 | 3.437 | 3.6624 | 3.6168 | 3.8935 | 4.1107 | 4.453 | 4.643 | 4.3172 | MIS_AR | 0.042569 | 0.042277 | 0.043028 | 0.043652 | 0.043911 | 0.045234 | 0.047768 | 0.044619 | 0.05617 | 0.057908 | 0.057908 | 0.057908 | 0.059055 | 0.066709 | 0.077681 | 0.066433 | 0.077899 | 0.077553 | 0.078628 | 0.076172 | 0.078114 | 0.085121 | 0.088858 | 0.091974
MIS_D_MS | 3.497 | 3.6024 | 3.7468 | 3.7435 | 3.8707 | 4.183 | 4.393 | 4.2372 | 3.247 | 3.4024 | 3.5168 | 3.2035 | 2.6007 | 2.693 | 2.603 | 2.8272 | 3.547 | 3.7824 | 3.7368 | 4.1035 | 4.5607 | 4.923 | 5.153 | 4.7472 | MIS_D_MS | 0.013124 | 0.014154 | 0.014011 | 0.015029 | 0.025619 | 0.025757 | 0.024558 | 0.024179 | 0.015827 | 0.015857 | 0.016174 | 0.017797 | 0.034947 | 0.037524 | 0.036726 | 0.029445 | 0.022839 | 0.026043 | 0.028337 | 0.030277 | 0.04341 | 0.044737 | 0.04692 | 0.051651
MIS_IA | 3.737 | 3.8224 | 3.9268 | 3.8435 | 3.9507 | 4.273 | 7.043 | 4.3772 | 3.457 | 3.5924 | 3.6968 | 3.3135 | 2.7107 | 2.833 | 2.933 | 3.0372 | 3.537 | 3.7324 | 3.6668 | 3.7835 | 3.5907 | 3.913 | 3.963 | 3.7772 | MIS_IA | 0.01173 | 0.011705 | 0.011713 | 0.011756 | 0.011846 | 0.011728 | 0.00026408 | 0.0064057 | 0.016011 | 0.016011 | 0.015154 | 0.015844 | 0.018287 | 0.017929 | 0.015861 | 0.011462 | 0.022118 | 0.022145 | 0.022236 | 0.022262 | 0.02242 | 0.022422 | 0.018328 | 0.016024
MIS_IL | 3.547 | 3.6424 | 3.7568 | 3.6935 | 3.8007 | 4.123 | 4.363 | 4.2272 | 3.307 | 3.4524 | 3.5568 | 3.2035 | 2.5907 | 2.713 | 2.813 | 2.8972 | 3.437 | 3.6324 | 3.5668 | 3.7035 | 3.5107 | 3.843 | 3.903 | 3.7172 | MIS_IL | 0.0088812 | 0.011708 | 0.0095182 | 0.013625 | 0.01192 | 0.010953 | 0.005024 | 0.0050506 | 0.010388 | 0.009637 | 0.003697 | 0.020281 | 0.02056 | 0.020423 | 0.020493 | 0.013018 | 0.013353 | 0.018817 | 0.020959 | 0.02222 | 0.028844 | 0.021694 | 0.017532 | 0.017494
MIS_INKY | 3.467 | 3.5724 | 3.7168 | 3.6535 | 3.7707 | 4.093 | 4.313 | 4.1672 | 3.247 | 3.3924 | 3.5068 | 3.1635 | 2.5607 | 2.673 | 2.663 | 2.8172 | 3.417 | 3.6124 | 3.5468 | 3.7035 | 3.5007 | 3.833 | 3.913 | 3.7172 | MIS_INKY | 0.022619 | 0.023377 | 0.021159 | 0.024499 | 0.034724 | 0.051143 | 0.063496 | 0.065841 | 0.022384 | 0.023544 | 0.019706 | 0.026415 | 0.057187 | 0.077841 | 0.098589 | 0.093712 | 0.038181 | 0.038971 | 0.042543 | 0.039328 | 0.066296 | 0.097826 | 0.12385 | 0.13602
MIS_LA | 3.397 | 3.5124 | 3.6668 | 3.6335 | 3.7607 | 4.063 | 4.283 | 4.1272 | 3.177 | 3.3324 | 3.4468 | 3.1235 | 2.5207 | 2.613 | 2.523 | 2.7472 | 3.397 | 3.6424 | 3.6068 | 3.9435 | 4.3707 | 4.723 | 4.963 | 4.5772 | MIS_LA | 0.053215 | 0.055475 | 0.054587 | 0.057686 | 0.077 | 0.090584 | 0.094153 | 0.096037 | 0.069586 | 0.072914 | 0.073062 | 0.076906 | 0.1127 | 0.12565 | 0.13322 | 0.12791 | 0.10073 | 0.10228 | 0.10559 | 0.10809 | 0.12747 | 0.14976 | 0.15128 | 0.16146
MIS_LMI | 3.557 | 3.6524 | 3.7668 | 3.6835 | 3.7707 | 4.103 | 4.313 | 4.1872 | 3.357 | 3.5024 | 3.6068 | 3.2535 | 2.6307 | 2.753 | 3.083 | 2.9672 | 3.457 | 3.6524 | 3.5868 | 3.7335 | 3.5107 | 3.843 | 3.893 | 3.7172 | MIS_LMI | 0.057302 | 0.072272 | 0.070861 | 0.082452 | 0.075082 | 0.080464 | 0.075673 | 0.097181 | 0.064025 | 0.080705 | 0.079421 | 0.086576 | 0.1041 | 0.11693 | 0.10238 | 0.1294 | 0.10594 | 0.12819 | 0.12651 | 0.13084 | 0.13359 | 0.14602 | 0.14664 | 0.18514
MIS_MAPP | 3.617 | 3.7324 | 3.8568 | 3.7835 | 3.9007 | 4.223 | 4.443 | 4.3072 | 3.367 | 3.5324 | 3.6568 | 3.2735 | 2.6907 | 2.813 | 2.903 | 3.0372 | 3.457 | 3.6824 | 3.6368 | 3.7435 | 3.5507 | 3.883 | 3.913 | 3.7372 | MIS_MAPP | 2.1733e-05 | 2.1733e-05 | 2.1733e-05 | 2.1733e-05 | 2.1733e-05 | 2.6896e-05 | 2.9408e-05 | 1.1635e-05 | 0 | 0 | 0 | 0 | 0 | 0 | 0 | 0 | 0.00033843 | 0.00034467 | 0.00034467 | 0.00034467 | 0.00073028 | 0.0010801 | 0.00075165 | 0.00049273
MIS_MIDA | 3.677 | 3.7724 | 3.8768 | 3.7935 | 3.9007 | 4.233 | 4.463 | 4.3272 | 3.417 | 3.5624 | 3.6668 | 3.2835 | 2.6807 | 2.803 | 2.913 | 3.0072 | 3.507 | 3.7024 | 3.6368 | 3.7635 | 3.5607 | 3.893 | 3.943 | 3.7572 | MIS_MIDA | 0.00098705 | 0.0040893 | 0.0031828 | 0.0049937 | 0.005028 | 0.003235 | 0.0030868 | 0.00063243 | 0.00033081 | 0.0002456 | 0.00023446 | 0.0058936 | 0.0088856 | 0.0088614 | 0.0062293 | 0.0013365 | 0.0060249 | 0.0061891 | 0.0063357 | 0.0045351 | 0.010735 | 0.0070599 | 0.004152 | 0.0042886
MIS_MNWI | 3.817 | 3.9124 | 4.0068 | 3.8935 | 3.9807 | 4.303 | 5.803 | 4.3972 | 3.577 | 3.7124 | 3.8168 | 3.4035 | 2.7907 | 2.913 | 3.023 | 3.1172 | 3.667 | 3.8624 | 3.7868 | 3.8735 | 3.6707 | 4.003 | 4.043 | 3.8672 | MIS_MNWI | 0.021783 | 0.024964 | 0.024751 | 0.02582 | 0.027843 | 0.026112 | 0.0038452 | 0.012654 | 0.027315 | 0.028033 | 0.01598 | 0.032925 | 0.041068 | 0.041277 | 0.032026 | 0.018322 | 0.034762 | 0.035902 | 0.03914 | 0.031139 | 0.052761 | 0.047974 | 0.030108 | 0.023124
MIS_MO | 3.497 | 3.5924 | 3.7268 | 3.6535 | 3.7707 | 4.093 | 4.303 | 4.1772 | 3.257 | 3.4024 | 3.5068 | 3.1535 | 2.5507 | 2.663 | 2.713 | 2.8372 | 3.387 | 3.5924 | 3.5268 | 3.6635 | 3.4707 | 3.803 | 3.873 | 3.6772 | MIS_MO | 0.00080654 | 0.0009348 | 0.00089223 | 0.00098285 | 0.0010091 | 0.0016726 | 0.0025205 | 0.0030571 | 0.0010653 | 0.0010413 | 0.00094653 | 0.0013444 | 0.0016239 | 0.0018158 | 0.0023716 | 0.0028745 | 0.002971 | 0.003419 | 0.0042222 | 0.0046005 | 0.0069033 | 0.0072944 | 0.011201 | 0.017743
MIS_WOTA | 3.537 | 3.6624 | 3.8268 | 3.7935 | 3.9307 | 4.243 | 4.463 | 4.3172 | 3.307 | 3.4724 | 3.5968 | 3.2835 | 2.6907 | 2.793 | 2.893 | 2.9372 | 3.527 | 3.7724 | 3.7468 | 4.0935 | 4.5307 | 4.893 | 5.843 | 4.8372 | MIS_WOTA | 0.041517 | 0.040796 | 0.04097 | 0.037761 | 0.036441 | 0.033198 | 0.030049 | 0.03228 | 0.057701 | 0.055134 | 0.054239 | 0.047857 | 0.052945 | 0.043874 | 0.038581 | 0.041515 | 0.091876 | 0.090413 | 0.0913 | 0.089135 | 0.065068 | 0.057475 | 0.039723 | 0.057528
MIS_WUMS | 3.557 | 3.6524 | 3.7468 | 3.5935 | 3.6607 | 3.983 | 4.203 | 4.0772 | 3.347 | 3.4824 | 3.5868 | 3.1435 | 2.5207 | 2.643 | 2.753 | 2.8572 | 3.447 | 3.6324 | 3.5668 | 3.6235 | 3.4107 | 3.743 | 3.783 | 3.6072 | MIS_WUMS | 0.039022 | 0.039567 | 0.039639 | 0.040193 | 0.040325 | 0.040413 | 0.03956 | 0.039155 | 0.052863 | 0.052866 | 0.052609 | 0.053078 | 0.05694 | 0.054789 | 0.054302 | 0.053124 | 0.07487 | 0.0782 | 0.07875 | 0.079493 | 0.081236 | 0.081271 | 0.079929 | 0.072556
NENG_CT | 5.957 | 7.0424 | 7.4668 | 7.6135 | 8.1507 | 8.283 | 8.213 | 8.4372 | 3.707 | 3.8824 | 3.9568 | 3.6435 | 3.2007 | 3.353 | 3.363 | 3.3672 | 3.187 | 3.4624 | 3.3768 | 3.4635 | 3.3107 | 3.613 | 3.773 | 3.5672 | NENG_CT | 0.022758 | 0.017975 | 0.016754 | 0.010971 | 0.011327 | 0.011818 | 0.014956 | 0.011152 | 0.026593 | 0.02716 | 0.027286 | 0.018835 | 0.016796 | 0.016057 | 0.017472 | 0.010873 | 0.059728 | 0.05798 | 0.057834 | 0.048637 | 0.044096 | 0.043723 | 0.04237 | 0.036967
NENG_ME | 5.937 | 7.0224 | 7.4468 | 7.5935 | 8.1307 | 8.263 | 8.193 | 8.4172 | 3.687 | 3.8624 | 3.9368 | 3.6235 | 3.1807 | 3.333 | 3.343 | 3.3472 | 3.167 | 3.4424 | 3.3568 | 3.4435 | 3.2907 | 3.593 | 3.753 | 3.5472 | NENG_ME | 0.0046816 | 0.0022711 | 0.0022988 | 0.0003083 | 5.9948e-05 | 5.9948e-05 | 5.9948e-05 | 6.8537e-05 | 0.0032945 | 0.0037623 | 0.0028134 | 0 | 0 | 0 | 8.2785e-05 | 8.6739e-05 | 0.012888 | 0.012305 | 0.01231 | 0.010874 | 0.010868 | 0.010566 | 0.010868 | 0.0094887
NENGREST | 5.937 | 7.0224 | 7.4468 | 7.5935 | 8.1307 | 8.263 | 8.193 | 8.4172 | 3.687 | 3.8624 | 3.9368 | 3.6235 | 3.1807 | 3.333 | 3.343 | 3.3472 | 3.167 | 3.4424 | 3.3568 | 3.4435 | 3.2907 | 3.593 | 3.753 | 3.5472 | NENGREST | 0.033715 | 0.028217 | 0.026572 | 0.017949 | 0.016184 | 0.021727 | 0.027013 | 0.013135 | 0.046057 | 0.044632 | 0.044666 | 0.027494 | 0.028029 | 0.027089 | 0.027328 | 0.012694 | 0.12869 | 0.12756 | 0.12721 | 0.11391 | 0.10278 | 0.099061 | 0.10059 | 0.091071
NY_Z_A | 3.477 | 3.5824 | 3.4168 | 3.6235 | 3.7407 | 4.023 | 4.203 | 3.9272 | 3.077 | 3.1224 | 3.0468 | 2.8735 | 2.3607 | 2.443 | 2.493 | 2.3672 | 3.047 | 3.2824 | 3.2268 | 3.3435 | 3.1707 | 3.413 | 3.623 | 3.3672 | NY_Z_A | 0.0037051 | 0.0037051 | 0.0037051 | 0.0037051 | 0.0032809 | 0.0013228 | 0.00094056 | 0.00051251 | 0.0012667 | 0.0018877 | 0.001891 | 0.0012491 | 0.00045777 | 7.6584e-06 | 7.6584e-06 | 2.2582e-06 | 0.0042728 | 0.0044205 | 0.0050374 | 0.0057863 | 0.0019078 | 0.00084289 | 0.0010753 | 0.00087237
NY_Z_B | 2.967 | 2.9324 | 2.7468 | 3.0935 | 3.2507 | 3.533 | 3.753 | 3.4672 | 2.647 | 2.6224 | 2.5468 | 2.4435 | 1.9507 | 2.053 | 2.083 | 2.0272 | 2.697 | 2.8624 | 2.8168 | 2.9935 | 2.8507 | 3.083 | 3.373 | 3.0972 | NY_Z_B | 0.0038934 | 0.0038939 | 0.003884 | 0.003884 | 0.0038195 | 0.0015165 | 0.0013844 | 0.0011505 | 0.0020557 | 0.0020557 | 0.0020557 | 0.0020557 | 0.0012795 | 0.00071149 | 0.00068832 | 0.00010853 | 0.002841 | 0.0050953 | 0.002841 | 0.002841 | 0.0025736 | 0.0018312 | 0.0012516 | 0.0016344
NY_Z_C&E | 3.687 | 3.8024 | 3.5768 | 3.7835 | 3.9607 | 4.233 | 4.453 | 4.2572 | 2.927 | 2.9324 | 2.8668 | 2.6835 | 2.1607 | 2.273 | 2.323 | 2.2672 | 2.857 | 3.0724 | 2.9968 | 3.1435 | 2.9907 | 3.243 | 3.493 | 3.2372 | NY_Z_C&E | 0.015299 | 0.015296 | 0.017557 | 0.018949 | 0.014821 | 0.013226 | 0.012306 | 0.013475 | 0.017588 | 0.019163 | 0.019251 | 0.017907 | 0.015248 | 0.011469 | 0.011465 | 0.0092377 | 0.028178 | 0.028285 | 0.028285 | 0.027575 | 0.025744 | 0.017941 | 0.017561 | 0.017607
NY_Z_D | 5.127 | 5.5524 | 5.2568 | 5.1835 | 5.3807 | 5.623 | 5.853 | 5.8472 | 3.497 | 3.5424 | 3.4868 | 3.1635 | 2.5907 | 2.723 | 2.803 | 2.7672 | 3.187 | 3.4724 | 3.3568 | 3.4435 | 3.2707 | 3.553 | 3.743 | 3.5072 | NY_Z_D | 0 | 0 | 0 | 0 | 0 | 0 | 0 | 0 | 0 | 0 | 0 | 0 | 0 | 0 | 0 | 0 | 0 | 0 | 0 | 0 | 0 | 0 | 0 | 0
NY_Z_F | 5.127 | 5.5524 | 5.2568 | 5.1835 | 5.3807 | 5.623 | 5.853 | 5.8472 | 3.497 | 3.5424 | 3.4868 | 3.1635 | 2.5907 | 2.723 | 2.803 | 2.7672 | 3.187 | 3.4724 | 3.3568 | 3.4435 | 3.2707 | 3.553 | 3.743 | 3.5072 | NY_Z_F | 0.024398 | 0.023348 | 0.028411 | 0.028953 | 0.016684 | 0.0030439 | 0.0044155 | 0.0036943 | 0.032737 | 0.032737 | 0.032916 | 0.032854 | 0.0082932 | 0.00067966 | 0.0010671 | 0.00051286 | 0.051083 | 0.049953 | 0.054176 | 0.053318 | 0.045612 | 0.029922 | 0.029471 | 0.033406
NY_Z_G-I | 5.127 | 5.5524 | 5.2568 | 5.1835 | 5.3807 | 5.623 | 5.853 | 5.8472 | 3.497 | 3.5424 | 3.4868 | 3.1635 | 2.5907 | 2.723 | 2.803 | 2.7672 | 3.187 | 3.4724 | 3.3568 | 3.4435 | 3.2707 | 3.553 | 3.743 | 3.5072 | NY_Z_G-I | 0.022146 | 0.022084 | 0.022151 | 0.022146 | 0.02215 | 0.019221 | 0.01862 | 0.019357 | 0.030038 | 0.030032 | 0.030025 | 0.030035 | 0.028582 | 0.013151 | 0.012564 | 0.012561 | 0.046015 | 0.046016 | 0.045743 | 0.044606 | 0.044565 | 0.04269 | 0.042604 | 0.043604
NY_Z_J | 5.657 | 6.1924 | 6.3368 | 6.8935 | 6.9307 | 7.103 | 7.383 | 7.4272 | 3.537 | 3.5824 | 3.5268 | 3.2335 | 2.6407 | 2.763 | 2.833 | 2.7872 | 3.217 | 3.5024 | 3.3968 | 3.4935 | 3.3207 | 3.593 | 3.783 | 3.5672 | NY_Z_J | 0.019617 | 0.023812 | 0.022178 | 0.018194 | 0.0051179 | 0.0036075 | 0.0058392 | 0.0067684 | 0.042083 | 0.044932 | 0.044395 | 0.039892 | 0.027506 | 0.010901 | 0.0090852 | 0.0050539 | 0.084012 | 0.083257 | 0.081192 | 0.083141 | 0.06749 | 0.046462 | 0.047455 | 0.051264
NY_Z_K | 5.657 | 6.1924 | 6.3368 | 6.8935 | 6.9307 | 7.103 | 7.383 | 7.4272 | 3.537 | 3.5824 | 3.5268 | 3.2335 | 2.6407 | 2.763 | 2.833 | 2.7872 | 3.217 | 3.5024 | 3.3968 | 3.4935 | 3.3207 | 3.593 | 3.783 | 3.5672 | NY_Z_K | 0.0063843 | 0.006516 | 0.0037469 | 0.0025053 | 2.8099e-05 | 0 | 8.1054e-05 | 0 | 0.011407 | 0.010001 | 0.0085055 | 0.0084646 | 0.00026521 | 0.0001169 | 5.2419e-05 | 7.8352e-06 | 0.030145 | 0.029917 | 0.027548 | 0.022697 | 0.0094091 | 0.0068607 | 0.0078918 | 0.0079855
PJM_AP | 2.807 | 2.8324 | 2.8168 | 2.9835 | 3.1607 | 3.513 | 3.713 | 3.4972 | 2.457 | 2.5124 | 2.4768 | 2.2235 | 1.7107 | 1.863 | 1.823 | 1.8472 | 2.617 | 2.8724 | 2.8368 | 2.9035 | 2.7707 | 3.093 | 3.323 | 3.1872 | PJM_AP | 0.050521 | 0.054248 | 0.058017 | 0.058017 | 0.12155 | 0.14402 | 0.17248 | 0.19984 | 0.044327 | 0.044327 | 0.044327 | 0.068492 | 0.15968 | 0.19386 | 0.22627 | 0.23234 | 0.076429 | 0.073879 | 0.073879 | 0.074041 | 0.17745 | 0.21608 | 0.25365 | 0.29147
PJM_ATSI | 3.137 | 3.2024 | 3.1868 | 3.2435 | 3.4007 | 3.733 | 3.883 | 3.6572 | 2.877 | 2.9624 | 2.9468 | 2.6835 | 2.1307 | 2.243 | 2.263 | 2.2372 | 2.987 | 3.2024 | 3.1368 | 3.2535 | 3.0807 | 3.383 | 3.503 | 3.2772 | PJM_ATSI | 0.049374 | 0.051362 | 0.052165 | 0.061557 | 0.062319 | 0.081386 | 0.091674 | 0.1249 | 0.055152 | 0.055192 | 0.055262 | 0.073891 | 0.087283 | 0.11349 | 0.1349 | 0.17694 | 0.089564 | 0.089833 | 0.094228 | 0.1039 | 0.11514 | 0.14834 | 0.17279 | 0.23809
PJM_COMD | 3.587 | 3.6824 | 3.7868 | 3.7135 | 3.8107 | 4.143 | 4.373 | 4.2472 | 3.337 | 3.4724 | 3.5768 | 3.2135 | 2.6007 | 2.733 | 2.843 | 2.9372 | 3.437 | 3.6324 | 3.5668 | 3.7035 | 3.5007 | 3.833 | 3.903 | 3.7072 | PJM_COMD | 0.027075 | 0.024933 | 0.021703 | 0.032072 | 0.030758 | 0.026507 | 0.021433 | 0.021961 | 0.023643 | 0.023661 | 0.0053238 | 0.030944 | 0.040446 | 0.040145 | 0.029573 | 0.020838 | 0.047365 | 0.048859 | 0.041694 | 0.054851 | 0.057331 | 0.043821 | 0.043985 | 0.054431
PJM_Dom | 3.607 | 3.7024 | 3.8368 | 3.7635 | 3.8807 | 4.243 | 4.483 | 4.3972 | 3.027 | 3.0824 | 3.0568 | 2.5735 | 2.0107 | 2.183 | 2.133 | 2.1872 | 3.307 | 3.5224 | 3.4268 | 3.2435 | 3.1207 | 3.523 | 3.743 | 3.9972 | PJM_Dom | 0.080875 | 0.085852 | 0.082323 | 0.095566 | 0.086219 | 0.075543 | 0.058197 | 0.059452 | 0.10373 | 0.10824 | 0.10537 | 0.13027 | 0.16671 | 0.14491 | 0.13212 | 0.12103 | 0.14536 | 0.15501 | 0.15214 | 0.18356 | 0.17575 | 0.15961 | 0.14309 | 0.11182
PJM_EMAC | 3.847 | 3.9524 | 4.0668 | 3.9935 | 4.1107 | 4.463 | 4.703 | 4.6172 | 3.047 | 3.1324 | 3.0568 | 2.7335 | 2.1807 | 2.343 | 2.293 | 2.3572 | 3.217 | 3.5024 | 3.4168 | 3.4035 | 3.2607 | 3.603 | 3.813 | 3.7772 | PJM_EMAC | 0.10985 | 0.1401 | 0.13033 | 0.15073 | 0.14009 | 0.11545 | 0.087008 | 0.072794 | 0.14655 | 0.18767 | 0.18725 | 0.20318 | 0.21738 | 0.2163 | 0.19848 | 0.16894 | 0.22063 | 0.26129 | 0.26813 | 0.29446 | 0.29259 | 0.26378 | 0.21845 | 0.21209
PJM_PENE | 2.627 | 2.6124 | 2.4768 | 2.7935 | 2.9807 | 3.293 | 3.493 | 3.2072 | 2.347 | 2.3824 | 2.3368 | 2.2035 | 1.7107 | 1.833 | 1.833 | 1.7972 | 2.447 | 2.6724 | 2.6568 | 2.8135 | 2.6807 | 2.943 | 3.193 | 2.9272 | PJM_PENE | 0.04781 | 0.055622 | 0.05837 | 0.05597 | 0.04795 | 0.042089 | 0.040706 | 0.055607 | 0.056416 | 0.059598 | 0.059719 | 0.067074 | 0.07752 | 0.075182 | 0.067771 | 0.076368 | 0.088807 | 0.08742 | 0.083501 | 0.083075 | 0.082432 | 0.082272 | 0.079727 | 0.10438
PJM_SMAC | 3.667 | 3.7624 | 3.8968 | 3.8235 | 3.9607 | 4.313 | 4.553 | 4.4572 | 2.857 | 2.9324 | 2.8268 | 2.5735 | 2.0307 | 2.193 | 2.133 | 2.1972 | 2.957 | 3.2624 | 3.1768 | 3.2535 | 3.0907 | 3.423 | 3.613 | 3.3972 | PJM_SMAC | 0.01882 | 0.019563 | 0.019191 | 0.019958 | 0.019983 | 0.020018 | 0.018184 | 0.019589 | 0.025218 | 0.025729 | 0.026004 | 0.028452 | 0.031309 | 0.034883 | 0.036443 | 0.033112 | 0.043208 | 0.04515 | 0.04359 | 0.047623 | 0.046065 | 0.050026 | 0.051862 | 0.068392
PJM_West | 3.297 | 3.3824 | 3.4768 | 3.4335 | 3.5707 | 3.903 | 4.103 | 3.9372 | 3.027 | 3.1324 | 3.1768 | 2.7935 | 2.2107 | 2.343 | 2.363 | 2.4172 | 3.227 | 3.4224 | 3.3468 | 3.4035 | 3.2907 | 3.643 | 3.773 | 3.6872 | PJM_West | 0.07134 | 0.071969 | 0.072176 | 0.082671 | 0.10831 | 0.12061 | 0.13073 | 0.18803 | 0.088248 | 0.088854 | 0.087443 | 0.094523 | 0.15266 | 0.16862 | 0.18716 | 0.25914 | 0.1197 | 0.13573 | 0.13596 | 0.14514 | 0.20132 | 0.20184 | 0.22666 | 0.33517
PJM_WMAC | 2.677 | 2.6724 | 2.6068 | 2.8535 | 3.0407 | 3.373 | 3.583 | 3.3372 | 2.297 | 2.3324 | 2.2768 | 2.1335 | 1.6307 | 1.773 | 1.743 | 1.7572 | 2.417 | 2.6724 | 2.6468 | 2.8035 | 2.6707 | 2.943 | 3.193 | 2.9372 | PJM_WMAC | 0.14903 | 0.17067 | 0.18108 | 0.17068 | 0.14935 | 0.14162 | 0.17984 | 0.18815 | 0.1622 | 0.17221 | 0.17222 | 0.17348 | 0.20623 | 0.2057 | 0.23947 | 0.23221 | 0.21992 | 0.22191 | 0.22171 | 0.22151 | 0.22094 | 0.21898 | 0.2682 | 0.27569
S_C_KY | 3.607 | 3.7124 | 3.8568 | 3.7735 | 3.8707 | 4.203 | 4.433 | 4.2872 | 3.347 | 3.4424 | 3.5068 | 3.0335 | 2.4407 | 2.563 | 2.473 | 2.6472 | 3.567 | 3.7624 | 3.6668 | 3.7035 | 3.7307 | 4.103 | 4.283 | 4.2572 | S_C_KY | 0.0090067 | 0.01019 | 0.026137 | 0.030032 | 0.043775 | 0.046803 | 0.046845 | 0.050533 | 0.011096 | 0.010961 | 0.03152 | 0.03747 | 0.057718 | 0.062797 | 0.064559 | 0.070487 | 0.023376 | 0.023584 | 0.050531 | 0.05835 | 0.083914 | 0.087864 | 0.091302 | 0.097186
S_C_TVA | 3.497 | 3.5924 | 3.7368 | 3.7035 | 3.8207 | 4.133 | 4.353 | 4.2172 | 3.217 | 3.3424 | 3.4468 | 3.0835 | 2.4807 | 2.593 | 2.473 | 2.6972 | 3.477 | 3.6824 | 3.6268 | 3.8635 | 4.1107 | 4.463 | 4.623 | 4.4072 | S_C_TVA | 0.12933 | 0.13006 | 0.12974 | 0.13237 | 0.13283 | 0.14217 | 0.16846 | 0.19426 | 0.17103 | 0.17089 | 0.16987 | 0.17185 | 0.17052 | 0.17607 | 0.20441 | 0.20298 | 0.23349 | 0.23508 | 0.23599 | 0.23214 | 0.21565 | 0.23135 | 0.28282 | 0.33285
S_D_AECI | 3.477 | 3.5824 | 3.7168 | 3.6535 | 3.7707 | 4.093 | 4.293 | 4.1672 | 3.237 | 3.3824 | 3.4968 | 3.1535 | 2.5507 | 2.663 | 2.683 | 2.8172 | 3.407 | 3.6024 | 3.5368 | 3.6935 | 3.4907 | 3.823 | 3.913 | 3.7072 | S_D_AECI | 0.014697 | 0.016821 | 0.016821 | 0.018402 | 0.0175 | 0.015603 | 0.011328 | 0.0090907 | 0.0082702 | 0.0081418 | 0.0078947 | 0.023751 | 0.029932 | 0.029932 | 0.026877 | 0.021469 | 0.029025 | 0.024448 | 0.02864 | 0.028703 | 0.038411 | 0.033488 | 0.025533 | 0.027594
S_SOU | 3.507 | 3.6024 | 3.7468 | 3.7435 | 3.8707 | 4.183 | 4.393 | 4.2472 | 3.237 | 3.3924 | 3.5068 | 3.2035 | 2.5907 | 2.683 | 2.603 | 2.8172 | 3.547 | 3.7724 | 3.7268 | 4.0935 | 4.5607 | 4.913 | 5.143 | 4.7472 | S_SOU | 0.21212 | 0.20418 | 0.20583 | 0.2155 | 0.22299 | 0.22427 | 0.23382 | 0.26671 | 0.28274 | 0.27846 | 0.27775 | 0.28836 | 0.34086 | 0.3537 | 0.37444 | 0.37285 | 0.41686 | 0.38849 | 0.40854 | 0.39225 | 0.38925 | 0.40649 | 0.42945 | 0.48538
S_VACA | 3.787 | 3.8724 | 4.0168 | 4.0135 | 4.1307 | 4.463 | 4.673 | 4.5672 | 3.397 | 3.5124 | 3.6168 | 3.2735 | 2.6707 | 2.783 | 2.613 | 2.8672 | 3.727 | 3.9424 | 3.8868 | 4.1035 | 4.4207 | 4.793 | 4.953 | 4.8472 | S_VACA | 0.12396 | 0.12677 | 0.12665 | 0.14082 | 0.17616 | 0.18027 | 0.19232 | 0.18485 | 0.13482 | 0.13591 | 0.13486 | 0.1529 | 0.22354 | 0.22956 | 0.24007 | 0.18293 | 0.23218 | 0.2187 | 0.23652 | 0.27122 | 0.31835 | 0.32319 | 0.34397 | 0.33965
SPP_KIAM | 3.317 | 3.4424 | 3.5868 | 3.5235 | 3.6407 | 3.963 | 4.173 | 4.0172 | 3.097 | 3.2524 | 3.3668 | 3.0235 | 2.4207 | 2.533 | 2.483 | 2.6672 | 3.297 | 3.5124 | 3.4568 | 3.6635 | 3.6507 | 3.953 | 4.093 | 3.8072 | SPP_KIAM | 0.013207 | 0.013207 | 0.013207 | 0.013207 | 0.013207 | 0.013207 | 0.0081266 | 0 | 0 | 0.0047975 | 0 | 0.020064 | 0.020701 | 0.020701 | 0.020064 | 0 | 0.028574 | 0.028574 | 0.028574 | 0.028574 | 0.028574 | 0.028574 | 0.028574 | 0.028574
SPP_N | 3.437 | 3.5524 | 3.6968 | 3.6235 | 3.7407 | 4.063 | 4.263 | 4.1372 | 3.217 | 3.3624 | 3.4768 | 3.1335 | 2.5307 | 2.653 | 2.713 | 2.7972 | 3.387 | 3.5924 | 3.5368 | 3.6835 | 3.5107 | 3.823 | 3.913 | 3.6772 | SPP_N | 0.0078842 | 0.0081082 | 0.0089237 | 0.0066322 | 0.011942 | 0.012236 | 0.0041154 | 0.0040308 | 0.0060788 | 0.0082253 | 0.0062897 | 0.012232 | 0.026583 | 0.02662 | 0.015188 | 0.0064113 | 0.032557 | 0.035632 | 0.037484 | 0.029778 | 0.049213 | 0.055081 | 0.051732 | 0.045831
SPP_NEBR | 3.737 | 3.8624 | 4.0068 | 3.9335 | 4.0507 | 4.373 | 4.583 | 4.4472 | 3.507 | 3.6724 | 3.7768 | 3.4235 | 2.8207 | 2.943 | 3.043 | 3.0972 | 3.667 | 3.8824 | 3.8168 | 3.9535 | 3.7807 | 4.083 | 4.153 | 3.9372 | SPP_NEBR | 0.00010586 | 0.00030492 | 0.00027833 | 0.00017368 | 0.00017368 | 0.00017547 | 4.7952e-05 | 4.0202e-05 | 0 | 0 | 0 | 0 | 0.00015844 | 0.00015844 | 0.00015844 | 0.00015844 | 0.0052899 | 0.0056641 | 0.0038758 | 0.0035272 | 0.0048933 | 0.0045188 | 0.004427 | 0.0036659
SPP_SPS | 3.407 | 3.5424 | 3.6968 | 3.6135 | 3.7507 | 4.063 | 4.273 | 4.1172 | 3.167 | 3.3324 | 3.4568 | 3.0935 | 2.5107 | 2.613 | 2.713 | 2.7472 | 3.367 | 3.6024 | 3.5668 | 3.7535 | 3.8807 | 4.183 | 4.863 | 4.0772 | SPP_SPS | 0.010476 | 0.010182 | 0.0092237 | 0.006319 | 0.0075629 | 0.010967 | 0.0015466 | 0.0015583 | 0.0074807 | 0.0070074 | 0.0051914 | 0.0029006 | 0.01703 | 0.018901 | 0.005594 | 0.001575 | 0.03107 | 0.03067 | 0.030227 | 0.024751 | 0.023362 | 0.030864 | 0.011921 | 0.0136
SPP_WAUE | 3.357 | 3.4624 | 3.5868 | 3.5035 | 3.6207 | 3.943 | 5.863 | 4.0372 | 3.097 | 3.2524 | 3.3668 | 2.9835 | 2.3907 | 2.513 | 2.613 | 2.7372 | 3.187 | 3.4024 | 3.3468 | 3.4535 | 3.2607 | 3.593 | 3.623 | 3.4472 | SPP_WAUE | 0.0023356 | 0.002827 | 0.002864 | 0.00076091 | 0.002864 | 0.002864 | 0 | 0.00032585 | 0 | 0 | 0 | 0.00039102 | 0.0051573 | 0.0051573 | 0.0039173 | 0.00039102 | 0.006718 | 0.0069391 | 0.0071254 | 0.0073149 | 0.0091557 | 0.0074814 | 0.0074884 | 0.0035286
SPP_WEST | 3.317 | 3.4424 | 3.5868 | 3.5235 | 3.6407 | 3.963 | 4.173 | 4.0172 | 3.097 | 3.2524 | 3.3668 | 3.0235 | 2.4207 | 2.533 | 2.483 | 2.6672 | 3.297 | 3.5124 | 3.4568 | 3.6635 | 3.6507 | 3.953 | 4.093 | 3.8072 | SPP_WEST | 0.066301 | 0.066307 | 0.067009 | 0.064651 | 0.07085 | 0.07115 | 0.052588 | 0.035599 | 0.084541 | 0.083224 | 0.080218 | 0.082936 | 0.12446 | 0.12617 | 0.10423 | 0.061429 | 0.14859 | 0.15235 | 0.16044 | 0.14663 | 0.17127 | 0.20771 | 0.17799 | 0.15585
WEC_BANC | 3.887 | 3.9824 | 4.1668 | 3.7935 | 3.9107 | 4.253 | 4.533 | 4.2272 | 3.497 | 3.6724 | 3.7868 | 3.2935 | 2.6307 | 2.753 | 2.843 | 2.8072 | 3.677 | 3.9424 | 3.9068 | 3.6835 | 3.4307 | 3.753 | 3.673 | 3.3972 | WEC_BANC | 0.020286 | 0.017221 | 0.015731 | 0.013784 | 0.013571 | 0.012257 | 0.010283 | 0.010339 | 0.021448 | 0.020417 | 0.020511 | 0.011298 | 0.011504 | 0.012237 | 0.0086599 | 0.0021487 | 0.029682 | 0.028274 | 0.02817 | 0.01513 | 0.015148 | 0.016473 | 0.015083 | 0.0091213
WEC_CALN | 3.777 | 3.8824 | 4.0668 | 3.8235 | 3.9507 | 4.223 | 4.503 | 4.2272 | 3.337 | 3.5124 | 3.6468 | 3.2135 | 2.6007 | 2.703 | 2.843 | 2.7872 | 3.537 | 3.8124 | 3.8168 | 3.8035 | 3.9707 | 4.123 | 4.633 | 3.8672 | WEC_CALN | 0.10546 | 0.10202 | 0.10204 | 0.07083 | 0.069199 | 0.067482 | 0.049962 | 0.038346 | 0.13135 | 0.11375 | 0.10618 | 0.049829 | 0.047787 | 0.04671 | 0.0083925 | 0.0070853 | 0.15169 | 0.13387 | 0.12323 | 0.067816 | 0.07068 | 0.076432 | 0.0029575 | 0.00059878
WEC_LADW | 3.857 | 3.9424 | 4.1268 | 3.8235 | 3.9407 | 4.253 | 4.513 | 4.2572 | 3.387 | 3.5624 | 3.6868 | 3.2435 | 2.6307 | 2.733 | 2.913 | 2.8372 | 3.577 | 3.8524 | 3.8468 | 3.8335 | 3.9607 | 4.283 | 5.033 | 4.1072 | WEC_LADW | 0.037369 | 0.035665 | 0.035689 | 0.018138 | 0.018817 | 0.017557 | 0.01513 | 0.0083959 | 0.045455 | 0.038437 | 0.035548 | 0.0090892 | 0.0090499 | 0.009128 | 0.00083628 | 0.00061298 | 0.058638 | 0.056453 | 0.039588 | 0.018106 | 0.023893 | 0.015543 | 0.004689 | 0.00025532
WEC_SDGE | 3.827 | 3.9024 | 4.0868 | 3.8635 | 3.9907 | 4.263 | 4.523 | 4.2972 | 3.277 | 3.4624 | 3.6068 | 3.1935 | 2.6307 | 2.723 | 2.993 | 2.8672 | 3.487 | 3.7724 | 3.7868 | 3.9935 | 4.4907 | 4.823 | 6.413 | 4.8272 | WEC_SDGE | 0.014961 | 0.014961 | 0.014961 | 0.0050699 | 0.0063979 | 0.0074342 | 0.0028254 | 0.0046199 | 0.021579 | 0.019923 | 0.011468 | 0.0027597 | 0.0029889 | 0.0023205 | 0.002218 | 0.0021575 | 0.029702 | 0.028582 | 0.022162 | 0.0036276 | 0.0025794 | 0.00019047 | 7.0426e-05 | 0
WECC_AZ | 3.487 | 3.6024 | 3.7968 | 3.6635 | 3.8007 | 4.073 | 4.313 | 4.0972 | 3.097 | 3.2824 | 3.4168 | 3.0135 | 2.4507 | 2.543 | 2.753 | 2.6772 | 3.307 | 3.5924 | 3.6168 | 3.8235 | 4.3407 | 4.673 | 6.263 | 4.6672 | WECC_AZ | 0.071488 | 0.067196 | 0.074271 | 0.053499 | 0.058013 | 0.069088 | 0.046066 | 0.05377 | 0.066634 | 0.060169 | 0.070343 | 0.089386 | 0.11147 | 0.11543 | 0.086647 | 0.080794 | 0.12999 | 0.12774 | 0.14712 | 0.14329 | 0.1455 | 0.16254 | 0.11311 | 0.13224
WECC_CO | 3.377 | 3.5024 | 3.6668 | 3.5735 | 3.6907 | 4.013 | 4.203 | 4.0172 | 3.077 | 3.2624 | 3.3868 | 2.9935 | 2.4107 | 2.513 | 2.553 | 2.5872 | 3.217 | 3.4624 | 3.3968 | 3.5635 | 3.5907 | 3.923 | 4.353 | 3.6872 | WECC_CO | 0.020658 | 0.032176 | 0.032434 | 0.036797 | 0.04205 | 0.046156 | 0.037261 | 0.035673 | 0.013915 | 0.024177 | 0.027351 | 0.034558 | 0.047129 | 0.047251 | 0.041643 | 0.038558 | 0.033307 | 0.04561 | 0.049105 | 0.059227 | 0.068029 | 0.071211 | 0.058612 | 0.056098
WECC_ID | 3.287 | 3.4124 | 3.5568 | 3.4635 | 3.5607 | 3.893 | 4.083 | 3.8972 | 2.987 | 3.1824 | 3.3068 | 2.8835 | 2.2907 | 2.413 | 2.443 | 2.4572 | 3.127 | 3.3724 | 3.3268 | 3.3435 | 3.1207 | 3.473 | 3.373 | 3.1372 | WECC_ID | 0.0036991 | 0.0036991 | 0.0036991 | 0.0036991 | 0.0036991 | 0.0090719 | 0.012433 | 0.012433 | 0.0050143 | 0.0050143 | 0.0050143 | 0.0050143 | 0.0050143 | 0.012298 | 0.016853 | 0.016853 | 0.0069216 | 0.0069216 | 0.0069216 | 0.0069216 | 0.0069216 | 0.016975 | 0.023263 | 0.01861
WECC_IID | 3.817 | 3.9024 | 4.0768 | 3.8535 | 3.9807 | 4.253 | 4.503 | 4.2872 | 3.277 | 3.4524 | 3.5968 | 3.1835 | 2.6207 | 2.713 | 2.983 | 2.8572 | 3.477 | 3.7624 | 3.7868 | 3.9835 | 4.4807 | 4.813 | 6.393 | 4.8172 | WECC_IID | 0 | 3.279e-05 | 0 | 0 | 0 | 0 | 0 | 0 | 0.00034815 | 0.00034815 | 0 | 0 | 0 | 0 | 0 | 0 | 0.00069654 | 0.00069654 | 0.00069654 | 0 | 0 | 0 | 0 | 0
WECC_MT | 3.547 | 3.6924 | 3.8368 | 3.7635 | 3.8907 | 4.213 | 4.423 | 4.2872 | 3.317 | 3.5024 | 3.6368 | 3.2535 | 2.6907 | 2.823 | 2.893 | 3.0572 | 3.417 | 3.6624 | 3.6268 | 3.7235 | 3.5307 | 3.873 | 3.873 | 3.7172 | WECC_MT | - | - | - | - | - | - | - | - | - | - | - | - | - | - | - | - | - | - | - | - | - | - | - | -
WECC_NM | 3.227 | 3.3524 | 3.5168 | 3.4535 | 3.6107 | 3.893 | 4.113 | 3.9372 | 2.947 | 3.1224 | 3.2468 | 2.8635 | 2.3207 | 2.403 | 2.583 | 2.5172 | 3.157 | 3.4224 | 3.4068 | 3.6535 | 4.1607 | 4.493 | 6.043 | 4.4972 | WECC_NM | 0.010337 | 0.009746 | 0.0085219 | 0.0075176 | 0.0075884 | 0.0077861 | 0.0074582 | 0.0072372 | 0.014121 | 0.013138 | 0.010818 | 0.0099102 | 0.010371 | 0.010308 | 0.010004 | 0.0099287 | 0.021626 | 0.020678 | 0.019969 | 0.019777 | 0.018399 | 0.018579 | 0.0081323 | 0.016019
WECC_NNV | 3.517 | 3.6424 | 3.8168 | 3.6935 | 3.8207 | 4.093 | 4.343 | 4.0972 | 3.167 | 3.3524 | 3.4968 | 3.0835 | 2.4907 | 2.593 | 2.643 | 2.6372 | 3.347 | 3.6224 | 3.6168 | 3.6235 | 3.6407 | 3.723 | 3.673 | 3.3372 | WECC_NNV | 0.0086541 | 0.0086584 | 0.0086739 | 0.0072927 | 0.0081714 | 0.0087288 | 0.0087067 | 0.0021167 | 0.010504 | 0.011658 | 0.0070723 | 0.0041041 | 0.012048 | 0.011807 | 0.012043 | 0.00061333 | 0.0030279 | 0.002998 | 0.0028384 | 0.0023431 | 0.0021482 | 0.0020436 | 0.0027203 | 0.00031616
WECC_PNW | 3.397 | 3.5124 | 3.6668 | 3.4635 | 3.5707 | 3.913 | 4.143 | 4.6672 | 3.047 | 3.2324 | 3.3368 | 2.8935 | 2.2907 | 2.413 | 2.453 | 2.5372 | 3.177 | 3.4224 | 3.3768 | 3.3035 | 3.0907 | 3.443 | 3.343 | 3.1272 | WECC_PNW | 0.082527 | 0.082527 | 0.082527 | 0.08243 | 0.08243 | 0.08243 | 0.08243 | 0.08243 | 0.095887 | 0.095829 | 0.095829 | 0.095829 | 0.095829 | 0.095829 | 0.095829 | 0.095829 | 0.076485 | 0.080552 | 0.088184 | 0.068574 | 0.076455 | 0.063666 | 0.073654 | 0.039021
WECC_SCE | 3.727 | 3.8224 | 4.0168 | 3.8335 | 3.9707 | 4.213 | 4.493 | 4.2372 | 3.257 | 3.4424 | 3.5868 | 3.1635 | 2.5907 | 2.683 | 2.843 | 2.7772 | 3.467 | 3.7424 | 3.7668 | 3.8535 | 4.2407 | 4.313 | 5.113 | 4.1072 | WECC_SCE | 0.05035 | 0.049471 | 0.049085 | 0.023924 | 0.020653 | 0.020589 | 0.011588 | 0.0080776 | 0.066143 | 0.065772 | 0.063455 | 0.012789 | 0.014323 | 0.014311 | 0.0022654 | 0.001 | 0.092969 | 0.089261 | 0.085121 | 0.034815 | 0.017225 | 0.015454 | 0.0029827 | 0.00012693
WECC_SNV | 3.567 | 3.6924 | 3.8968 | 3.7535 | 3.8907 | 4.123 | 4.413 | 4.1272 | 3.177 | 3.3624 | 3.5068 | 3.0835 | 2.5107 | 2.593 | 2.653 | 2.6372 | 3.377 | 3.6724 | 3.6968 | 3.6735 | 3.9507 | 3.763 | 3.773 | 3.3472 | WECC_SNV | 0.046643 | 0.04631 | 0.041107 | 0.035758 | 0.036658 | 0.039744 | 0.04031 | 0.025542 | 0.050865 | 0.050572 | 0.05 | 0.051532 | 0.054322 | 0.053083 | 0.055471 | 0.027085 | 0.076154 | 0.072924 | 0.074052 | 0.075391 | 0.079345 | 0.085803 | 0.1141 | 0.085846
WECC_UT | 3.277 | 3.4124 | 3.5668 | 3.4735 | 3.5907 | 3.903 | 4.093 | 3.8972 | 2.987 | 3.1724 | 3.2968 | 2.8935 | 2.3107 | 2.413 | 2.493 | 2.4672 | 3.137 | 3.4124 | 3.3768 | 3.4735 | 3.4907 | 3.823 | 4.243 | 3.5772 | WECC_UT | 0.022661 | 0.022967 | 0.022967 | 0.021135 | 0.021555 | 0.022969 | 0.02298 | 0.023486 | 0.025408 | 0.02622 | 0.025891 | 0.028637 | 0.03114 | 0.031231 | 0.031276 | 0.032181 | 0.027105 | 0.027011 | 0.027082 | 0.018267 | 0.018294 | 0.02143 | 0.014779 | 0.037339
WECC_WY | 3.317 | 3.4324 | 3.5768 | 3.4835 | 3.5907 | 3.913 | 4.093 | 3.9272 | 3.037 | 3.2124 | 3.3368 | 2.9435 | 2.3507 | 2.463 | 2.553 | 2.5672 | 3.167 | 3.4124 | 3.3668 | 3.4335 | 3.2207 | 3.553 | 3.493 | 3.2872 | WECC_WY | 0 | 0 | 1.2345e-06 | 0 | 2.7726e-06 | 4.8145e-05 | 7.0145e-05 | 4.8145e-05 | 0 | 0 | 0 | 0 | 3.8154e-05 | 5.3241e-05 | 5.2465e-05 | 5.2465e-05 | 2.4458e-05 | 0.00011953 | 6.8405e-05 | 0.00023553 | 0.00037366 | 0.00037366 | 0.00037366 | 0.00037366