## Summary
EPA IPM Summary Run Results
EPA Platform v6 Projections for
Continental U.S.
Illustrative Base Case
All costs and prices are in 2016-year dollars | Values in red are rounded to zero, not equal to zero
NATIONWIDE EMISSIONS | 2021 | 2023 | 2025 | 2030 | 2035 | 2040 | 2045 | 2050
SO2 (million tons) | 0.77156 | 0.82436 | 0.83563 | 0.79176 | 0.68327 | 0.66393 | 0.62088 | 0.4945
NOx (million tons) | 0.76133 | 0.80275 | 0.79687 | 0.75222 | 0.6806 | 0.66998 | 0.60792 | 0.49019
CO2 (million metric tons) | 1470.3878 | 1579.1482 | 1553.9717 | 1482.7525 | 1435.2472 | 1467.5359 | 1368.0718 | 1240.1062
Hg (tons) | 4.1776 | 4.5469 | 4.5362 | 4.2138 | 3.7108 | 3.7803 | 3.5519 | 2.99
HCL (Mtons) | 4.5477 | 5.0884 | 5.0299 | 4.7327 | 4.0792 | 4.1323 | 3.8646 | 3.0534
TOTAL COSTS | 2021 | 2023 | 2025 | 2030 | 2035 | 2040 | 2045 | 2050
Total Costs (billion $) | 133.9447 | 137.826 | 142.6395 | 154.3241 | 162.6023 | 175.1889 | 173.8741 | 170.7055
PRICES | 2021 | 2023 | 2025 | 2030 | 2035 | 2040 | 2045 | 2050
National Wholesale Electricity Price (mills/kWh) | 33.4334 | 35.0038 | 39.2273 | 39.8179 | 40.4007 | 41.6259 | 41.4506 | 38.5101
Natural Gas Prices (2016 $/MMBtu)
Henry Hub | 3.1924 | 3.4924 | 3.5568 | 3.5835 | 3.5907 | 3.8446 | 3.9757 | 3.8472
Delivered | 3.2421 | 3.5327 | 3.5585 | 3.5248 | 3.3882 | 3.6491 | 3.7986 | 3.6653
Minemouth Coal Prices (2016 $/MMBtu)
Appalachia | 1.9105 | 2.0274 | 2.0778 | 2.3018 | 2.5974 | 2.8419 | 3.2848 | 4.252
Interior | 1.3957 | 1.4222 | 1.4533 | 1.5152 | 1.5739 | 1.6774 | 1.8042 | 1.809
Waste Coal | 0.0001 | 0.0001 | 0.0001 | 0.0001 | 0.0001 | 0.0001 | 0.0001 | 0.0001
West | 0.83952 | 0.83852 | 0.85534 | 0.88789 | 0.95237 | 1.0125 | 1.0786 | 1.1307
National | 1.2079 | 1.2275 | 1.239 | 1.3071 | 1.3711 | 1.4789 | 1.603 | 1.6923
TOTAL CAPACITY (Cumulative GW) | 2021 | 2023 | 2025 | 2030 | 2035 | 2040 | 2045 | 2050
Hydro | 107.0168 | 109.4298 | 110.3183 | 110.4523 | 110.9172 | 111.1554 | 111.1554 | 111.1554
Non-Hydro Renewables | 184.4904 | 206.2432 | 230.5361 | 329.3343 | 346.8755 | 373.3919 | 459.294 | 554.4006
Biomass | 3.8401 | 0.5736 | 0.5736 | 0.5736 | 0.4932 | 0.4932 | 0.4856 | 0.4472
Geothermal | 2.8117 | 2.9171 | 2.928 | 2.928 | 2.928 | 2.928 | 2.928 | 2.928
Landfill Gas | 1.8292 | 1.8292 | 1.8292 | 1.8292 | 1.8292 | 1.8292 | 1.8292 | 1.8292
Solar | 52.1704 | 70.5764 | 88.9824 | 134.9974 | 142.9595 | 160.6402 | 192.0004 | 234.5315
Wind | 123.839 | 130.3469 | 136.2228 | 189.006 | 198.6656 | 207.5013 | 262.0508 | 314.6646
Coal | 216.1924 | 169.5007 | 166.668 | 158.9789 | 152.8303 | 148.3146 | 145.1716 | 119.3506
Coal without CCS | 214.6842 | 168.9057 | 163.8074 | 156.1183 | 149.9697 | 145.454 | 142.906 | 117.0849
IGCC without CCS | 1.5082 | 0.595 | 0.595 | 0.595 | 0.595 | 0.595 | 0 | 0
Coal with CCS | 0 | 0 | 2.2657 | 2.2657 | 2.2657 | 2.2657 | 2.2657 | 2.2657
Energy Storage | 1.7647 | 1.7647 | 4.4761 | 10.8596 | 14.5944 | 24.9136 | 23.0243 | 37.8509
Nuclear | 94.3942 | 77.7279 | 76.6089 | 68.8064 | 68.8064 | 67.9124 | 66.7894 | 58.3802
Natural Gas | 421.4026 | 416.1699 | 418.2203 | 419.0473 | 450.2985 | 482.5357 | 517.0432 | 565.2101
CC without CCS | 274.0634 | 271.3001 | 272.8398 | 273.8728 | 294.5945 | 315.8684 | 339.2095 | 362.3381
CC with CCS | 0 | 0 | 0 | 0 | 0 | 0 | 0 | 0
CT | 147.3392 | 144.8698 | 145.3804 | 145.1745 | 155.704 | 166.6673 | 177.8337 | 202.872
Oil/Gas Steam | 74.2809 | 67.24 | 67.4184 | 66.4905 | 66.1147 | 65.5327 | 65.0038 | 63.3943
Other | 6.4252 | 6.4252 | 6.4252 | 6.4252 | 6.4252 | 6.4252 | 6.4252 | 6.4252
Grand Total | 1105.9671 | 1054.5014 | 1080.6712 | 1170.3943 | 1216.8623 | 1280.1815 | 1393.9069 | 1516.1673
NEW CAPACITY (Cumulative GW) | 2021 | 2023 | 2025 | 2030 | 2035 | 2040 | 2045 | 2050
Hydro | 5.4282 | 7.8412 | 8.7297 | 8.8637 | 9.3286 | 9.5668 | 9.5668 | 9.5668
Non-Hydro Renewables | 60.5067 | 85.5336 | 109.8265 | 208.6247 | 226.2463 | 252.7627 | 338.6724 | 433.8174
Biomass | 0.2179 | 0.2179 | 0.2179 | 0.2179 | 0.2179 | 0.2179 | 0.2179 | 0.2179
Geothermal | 0.45658 | 0.56964 | 0.58053 | 0.58053 | 0.58053 | 0.58053 | 0.58053 | 0.58053
Landfill Gas | 0.0362 | 0.0362 | 0.0362 | 0.0362 | 0.0362 | 0.0362 | 0.0362 | 0.0362
Solar | 25.855 | 44.261 | 62.667 | 108.682 | 116.6441 | 134.3248 | 165.685 | 208.2161
Wind | 33.941 | 40.4489 | 46.3248 | 99.108 | 108.7676 | 117.6033 | 172.1528 | 224.7666
Coal | 0 | 0 | 0 | 0 | 0 | 0 | 0 | 0
Coal without CCS | 0 | 0 | 0 | 0 | 0 | 0 | 0 | 0
IGCC without CCS | 0 | 0 | 0 | 0 | 0 | 0 | 0 | 0
Coal with CCS | 0 | 0 | 0 | 0 | 0 | 0 | 0 | 0
Energy Storage | 1.0865 | 1.0865 | 3.7979 | 10.1814 | 13.9162 | 24.2354 | 22.3461 | 37.1727
Nuclear | 0 | 0 | 0 | 0 | 0 | 0 | 0 | 0
Natural Gas | 16.487 | 17.633 | 19.6977 | 21.1974 | 52.7366 | 84.9738 | 119.4813 | 168.9175
CC without CCS | 12.6845 | 13.8305 | 15.3702 | 16.7311 | 37.4529 | 58.7268 | 82.0679 | 105.1965
CC with CCS | 0 | 0 | 0 | 0 | 0 | 0 | 0 | 0
CT | 3.8025 | 3.8025 | 4.3275 | 4.4662 | 15.2837 | 26.247 | 37.4134 | 63.721
Other | 0.035 | 0.035 | 0.035 | 0.035 | 0.035 | 0.035 | 0.035 | 0.035
Grand Total | 83.5433 | 112.1293 | 142.0868 | 248.902 | 302.2627 | 371.5737 | 490.1016 | 649.5094
RETIREMENTS (GW) | 2021 | 2023 | 2025 | 2030 | 2035 | 2040 | 2045 | 2050
CC Retirements | 0 | 3.9093 | 3.9093 | 4.2373 | 4.2373 | 4.2373 | 4.2373 | 4.2373
Coal Retirements | 0.00052478 | 43.7862 | 45.5062 | 52.9412 | 59.0898 | 63.6055 | 66.1535 | 91.9746
CT Retirements | 0 | 2.4564 | 2.4708 | 2.8154 | 3.1034 | 3.1034 | 3.1034 | 4.3727
Nuclear Retirements | 0 | 17.9653 | 19.0843 | 25.6468 | 25.6468 | 25.6468 | 26.7698 | 35.179
O/G Retirements | 0.11448 | 7.6844 | 7.6844 | 8.6123 | 8.9881 | 9.5701 | 10.099 | 11.7084
IGCC Retirements | 0 | 0.9132 | 0.9132 | 0.9132 | 0.9132 | 0.9132 | 1.5082 | 1.5082
Biomass Retirements | 0 | 3.2665 | 3.2665 | 3.2665 | 3.3469 | 3.3469 | 3.3545 | 3.3929
Fuel Cell Retirements | 0 | 0 | 0 | 0 | 0 | 0 | 0 | 0
Fossil_Other Retirements | 0 | 0 | 0 | 0 | 0 | 0 | 0 | 0
Geothermal Retirements | 0 | 0.0076 | 0.0076 | 0.0076 | 0.0076 | 0.0076 | 0.0076 | 0.0076
Hydro Retirements | 0 | 0 | 0 | 0 | 0 | 0 | 0 | 0
Landfill Gas Retirements | 0 | 0 | 0 | 0 | 0 | 0 | 0 | 0
Non Fossil_Other Retirements | 0 | 0 | 0 | 0 | 0 | 0 | 0 | 0
Energy Storage Retirements | 0 | 0 | 0 | 0 | 0 | 0 | 0 | 0
Grand Total | 0.115 | 79.9889 | 82.8423 | 98.4403 | 105.3331 | 110.4308 | 115.2333 | 152.3807
GENERATION MIX (thousand GWh) | 2021 | 2023 | 2025 | 2030 | 2035 | 2040 | 2045 | 2050
Hydro | 303.7033 | 317.9449 | 323.5394 | 326.8776 | 329.2501 | 327.6653 | 328.4937 | 328.3294
Non-Hydro Renewables | 536.3322 | 587.1336 | 640.3175 | 916.12 | 968.6699 | 1029.3405 | 1318.2272 | 1618.8461
Biomass | 4.5059 | 1.9307 | 2.0199 | 1.8612 | 1.0061 | 1.0646 | 1.0221 | 0.77492
Biomass Co-firing | 0.0058282 | 0.069328 | 0.072557 | 0 | 0 | 0 | 0 | 0
Geothermal | 19.5969 | 20.479 | 20.5649 | 20.5649 | 20.5649 | 20.5649 | 20.5649 | 20.5649
Landfill Gas | 10.8679 | 10.8679 | 10.8679 | 9.3367 | 9.3488 | 9.5919 | 9.5802 | 9.375
Solar | 102.6234 | 132.6294 | 164.2071 | 246.1329 | 260.6148 | 291.3064 | 346.1241 | 420.9513
Wind | 398.7323 | 421.1573 | 442.5852 | 638.2244 | 677.1354 | 706.8127 | 940.9358 | 1167.18
Coal | 796.745 | 893.0219 | 890.1464 | 825.8853 | 709.0068 | 717.8143 | 660.7577 | 504.6682
Coal without CCS (Biomass Co-firing is included) | 791.5647 | 888.7324 | 869.5071 | 805.246 | 688.6204 | 697.5098 | 644.4079 | 488.3483
IGCC without CCS | 5.1803 | 4.2895 | 4.2895 | 4.2895 | 4.0366 | 3.9546 | 0 | 0
Coal with CCS | 0 | 0 | 16.3499 | 16.3499 | 16.3499 | 16.3499 | 16.3499 | 16.3199
Energy Storage | 2.0662 | 2.2468 | 5.4901 | 14.2746 | 20.2603 | 35.1165 | 33.2896 | 53.52
Nuclear | 740.2851 | 615.4827 | 606.5825 | 543.7073 | 543.7073 | 536.7922 | 527.9385 | 461.1762
Natural Gas | 1582.3476 | 1622.7751 | 1628.0568 | 1612.2655 | 1793.3414 | 1902.7368 | 1848.3567 | 1959.7599
CC without CCS | 1564.2257 | 1598.5934 | 1600.9814 | 1574.1457 | 1744.1521 | 1856.399 | 1808.7427 | 1917.9113
CC with CCS | 0 | 0 | 0 | 0 | 0 | 0 | 0 | 0
CT | 18.1219 | 24.1817 | 27.0753 | 38.1198 | 49.1893 | 46.3378 | 39.614 | 41.8487
Oil/Gas Steam | 57.8458 | 56.3559 | 55.356 | 52.8128 | 58.355 | 44.9931 | 32.4598 | 25.731
Other | 31.7305 | 31.7314 | 31.7293 | 31.1229 | 31.1239 | 31.1632 | 31.1713 | 31.0066
Grand Total | 4051.0498 | 4126.6229 | 4181.1454 | 4323.0661 | 4453.7147 | 4625.6219 | 4780.6944 | 4983.0374
FUEL SUPPLY AND CONSUMPTION | 2021 | 2023 | 2025 | 2030 | 2035 | 2040 | 2045 | 2050
Coal Use by Region (million tons) | 487.0448 | 543.3084 | 541.0684 | 510.8802 | 455.7272 | 468.86 | 435.2278 | 350.4467
Power Sector | 431.3148 | 485.8084 | 482.9184 | 448.1202 | 390.3472 | 395.74 | 365.1778 | 284.7967
Appalachia | 63.9187 | 69.0007 | 62.2664 | 50.0722 | 29.5149 | 30.5503 | 26.4381 | 9.3601
Interior | 107.7271 | 117.1522 | 117.4814 | 115.4626 | 103.2755 | 101.5329 | 97.6209 | 77.1465
Waste Coal | 0.0001 | 0.0001 | 0.0001 | 0.0001 | 0.0001 | 0.0001 | 0.0001 | 0.0001
West | 259.6689 | 299.6553 | 303.1704 | 282.5853 | 257.5567 | 263.6568 | 241.1187 | 198.29
Non-Power Sector | 55.73 | 57.5 | 58.15 | 62.76 | 65.38 | 73.12 | 70.05 | 65.65
Appalachia | 21.19 | 22.33 | 23.02 | 24.6 | 25.7 | 29.01 | 23.89 | 23.73
Interior | 7.66 | 7.46 | 7.16 | 9.57 | 10.61 | 11.93 | 13.11 | 8.69
West | 26.88 | 27.71 | 27.97 | 28.59 | 29.07 | 32.18 | 33.05 | 33.23
Power Sector Coal Use by Rank (million tons) | 431.3147 | 485.8083 | 482.9183 | 448.1201 | 390.3471 | 395.7399 | 365.1777 | 284.7966
Bituminous | 147.9133 | 156.951 | 150.4416 | 145.2258 | 116.4051 | 116.2261 | 106.7346 | 68.8189
Subbituminous | 230.5439 | 272.2577 | 276.0238 | 252.2039 | 230.3037 | 235.5866 | 215.8805 | 179.9163
Lignite | 52.8574 | 56.5996 | 56.4529 | 50.6905 | 43.6383 | 43.9273 | 42.5626 | 36.0614
Natural Gas Use (Trillion cubic feet) | 11.4942 | 11.7849 | 11.8064 | 11.7118 | 12.9214 | 13.346 | 12.5977 | 13.1038
Note on A9: ICFI: All tons are SHORT tons, unless otherwise noted as metric Mtons : thousand tons

## Retrofit Summary
EPA IPM Summary Run Results
EPA Platform v6 Projections for
Continental U.S.
Illustrative Base Case
All costs and prices are in 2016-year dollars | Values in red are rounded to zero, not equal to zero
TOTAL CONTROLS (Cumulative GW) | 2021 | 2023 | 2025 | 2030 | 2035 | 2040 | 2045 | 2050
FGD | 181.3102 | 142.1789 | 139.3826 | 134.0366 | 129.6514 | 126.4844 | 123.9736 | 101.7666
Existing Scrubber | 181.3032 | 141.8302 | 139.0325 | 133.6866 | 129.3014 | 126.1344 | 123.6236 | 101.4166
Existing Wet Scrubber | 140.1673 | 109.3066 | 106.5555 | 102.4535 | 98.9963 | 96.4702 | 95.6155 | 75.7504
Existing Dry Scrubber | 41.136 | 32.5236 | 32.4771 | 31.2331 | 30.3051 | 29.6642 | 28.0081 | 25.6663
Retrofit Scrubber | 0.007 | 0.34871 | 0.35003 | 0.35003 | 0.35003 | 0.35003 | 0.35003 | 0.35003
Retrofit Wet Scrubber | 0.007 | 0.34871 | 0.35003 | 0.35003 | 0.35003 | 0.35003 | 0.35003 | 0.35003
Retrofit Dry Scrubber | 0 | 0 | 0 | 0 | 0 | 0 | 0 | 0
New Scrubber | 0 | 0 | 0 | 0 | 0 | 0 | 0 | 0
New Wet Scrubber | 0 | 0 | 0 | 0 | 0 | 0 | 0 | 0
New Dry Scrubber | 0 | 0 | 0 | 0 | 0 | 0 | 0 | 0
SCR | 127.3575 | 103.8009 | 101.544 | 97.3979 | 94.8837 | 93.9228 | 92.4377 | 75.9401
Existing SCR | 126.3675 | 102.1647 | 100.0408 | 95.8799 | 93.3658 | 92.4049 | 90.9198 | 74.4222
Retrofit SCR | 0.99 | 1.6362 | 1.5031 | 1.5179 | 1.5179 | 1.5179 | 1.5179 | 1.5179
New SCR | 0 | 0 | 0 | 0 | 0 | 0 | 0 | 0
SNCR | 27.5729 | 21.8339 | 21.7011 | 21.6029 | 21.0319 | 18.9618 | 18.3099 | 11.9375
Existing SNCR | 25.8149 | 19.9978 | 19.865 | 19.7668 | 19.1958 | 17.1257 | 16.4738 | 10.1014
Retrofit SNCR | 1.758 | 1.8361 | 1.8361 | 1.8361 | 1.8361 | 1.8361 | 1.8361 | 1.8361
New SNCR | 0 | 0 | 0 | 0 | 0 | 0 | 0 | 0
ACI | 137.1736 | 108.3021 | 105.677 | 101.201 | 96.7032 | 94.9516 | 93.8687 | 83.842
Existing ACI | 137.1736 | 108.3021 | 105.677 | 101.201 | 96.7032 | 94.9516 | 93.8687 | 83.842
Retrofit ACI | 0 | 0 | 0 | 0 | 0 | 0 | 0 | 0
New ACI | 0 | 0 | 0 | 0 | 0 | 0 | 0 | 0
CCS | 0 | 0 | 2.2657 | 2.2657 | 2.2657 | 2.2657 | 2.2657 | 2.2657
Hardwired CCS | 0 | 0 | 0 | 0 | 0 | 0 | 0 | 0
Retrofit CCS | 0 | 0 | 2.2657 | 2.2657 | 2.2657 | 2.2657 | 2.2657 | 2.2657
New CCS | 0 | 0 | 0 | 0 | 0 | 0 | 0 | 0
DSI | 39.7976 | 18.9693 | 17.2493 | 15.8761 | 14.4453 | 13.7093 | 13.3194 | 9.4411
Existing DSI | 39.4956 | 18.6673 | 16.9473 | 15.5741 | 14.1433 | 13.4073 | 13.0174 | 9.4411
Retrofit DSI | 0.302 | 0.302 | 0.302 | 0.302 | 0.302 | 0.302 | 0.302 | 0
C2G | 1.813 | 1.823 | 2.243 | 2.243 | 2.243 | 2.243 | 2.208 | 1.874
HRI | 0 | 0 | 0 | 0 | 0 | 0 | 0 | 0
RETROFITS (Cumulative GW) | 2021 | 2023 | 2025 | 2030 | 2035 | 2040 | 2045 | 2050
FGD | 0.007 | 0.34871 | 0.35003 | 0.35003 | 0.35003 | 0.35003 | 0.35003 | 0.35003
SCR | 0.99 | 1.6362 | 1.5031 | 1.5179 | 1.5179 | 1.5179 | 1.5179 | 1.5179
SNCR | 1.758 | 1.8361 | 1.8361 | 1.8361 | 1.8361 | 1.8361 | 1.8361 | 1.8361
ACI | 0 | 0 | 0 | 0 | 0 | 0 | 0 | 0
CCS | 0 | 0 | 2.2657 | 2.2657 | 2.2657 | 2.2657 | 2.2657 | 2.2657
DSI | 0.302 | 0.302 | 0.302 | 0.302 | 0.302 | 0.302 | 0.302 | 0
C2G | 1.813 | 1.823 | 2.243 | 2.243 | 2.243 | 2.243 | 2.208 | 1.874
HRI | 0 | 0 | 0 | 0 | 0 | 0 | 0 | 0
TOTAL CONTROLS IN NEEDS (GW)
FGD | 2021: 179.2414
SCR | 2021: 128.703
SNCR | 2021: 28.1529
ACI | 2021: 136.9158
DSI | 2021: 45.3577
Note on A9: ICFI: All tons are SHORT tons, unless otherwise noted as metric Mtons : thousand tons

## All Constraints
Constraint Name | Constraint # | Constraint ID | Constraint Type | Neutralized | LimitType | Constraint Time Frame | Data Field | Unit of Measure | 2021-2021(RY 2021) | 2022-2023(RY 2023) | 2024-2027(RY 2025) | 2028-2032(RY 2030) | 2033-2037(RY 2035) | 2038-2042(RY 2040) | 2043-2047(RY 2045) | 2048-2054(RY 2050)
#1 - SO2 Title IV Annual Constraint v5.14 | 1 | 6321 | Rate Constraint in MTons | FALSE | L | Annual | Seasons Included | Seasons | Winter, WintShld, Summer | Winter, WintShld, Summer | Winter, WintShld, Summer | Winter, WintShld, Summer | Winter, WintShld, Summer | Winter, WintShld, Summer | Winter, WintShld, Summer | Winter, WintShld, Summer
#1 - SO2 Title IV Annual Constraint v5.14 | 1 | 6321 | Rate Constraint in MTons | FALSE | L | Annual | Standard SO2 | Thousand Tons | 7973.0011 | 7973.0011 | 7973.0011 | 7973.0011 | 7973.0011 | 7973.0011 | 7973.0011 | 7973.0011
#1 - SO2 Title IV Annual Constraint v5.14 | 1 | 6321 | Rate Constraint in MTons | FALSE | L | Annual | Emissions at Affected Plants SO2 | Thousand Tons | 745.5683 | 791.5711 | 802.1901 | 761.8253 | 662.1317 | 642.7603 | 601.164 | 477.6538
#1 - SO2 Title IV Annual Constraint v5.14 | 1 | 6321 | Rate Constraint in MTons | FALSE | L | Annual | Allowances Purchased SO2 | Thousand Tons | 0 | 0 | 0 | 0 | 0 | 0 | 0 | 0
#1 - SO2 Title IV Annual Constraint v5.14 | 1 | 6321 | Rate Constraint in MTons | FALSE | L | Annual | Allowances Sold SO2 | Thousand Tons | 0 | 0 | 0 | 0 | 0 | 0 | 0 | 0
#1 - SO2 Title IV Annual Constraint v5.14 | 1 | 6321 | Rate Constraint in MTons | FALSE | L | Annual | Allowances Banked | Thousand Tons | 0 | 0 | 0 | 0 | 0 | 0 | 0 | 0
#1 - SO2 Title IV Annual Constraint v5.14 | 1 | 6321 | Rate Constraint in MTons | FALSE | L | Annual | Allowances Withdrawn (1:1) | Thousand Tons | 0 | 0 | 0 | 0 | 0 | 0 | 0 | 0
#1 - SO2 Title IV Annual Constraint v5.14 | 1 | 6321 | Rate Constraint in MTons | FALSE | L | Annual | Allowances Withdrawn (n:1) | Thousand Tons | 0 | 0 | 0 | 0 | 0 | 0 | 0 | 0
#1 - SO2 Title IV Annual Constraint v5.14 | 1 | 6321 | Rate Constraint in MTons | FALSE | L | Annual | Net Emissions Allowance Position | Thousand Tons | 745.5683 | 791.5711 | 802.1901 | 761.8253 | 662.1317 | 642.7603 | 601.164 | 477.6538
#1 - SO2 Title IV Annual Constraint v5.14 | 1 | 6321 | Rate Constraint in MTons | FALSE | L | Annual | Fuel Consumed | TBtu | 20047.5622 | 21326.8044 | 21264.6351 | 20502.2126 | 20568.3573 | 21120.878 | 19779.0211 | 18687.1166
#1 - SO2 Title IV Annual Constraint v5.14 | 1 | 6321 | Rate Constraint in MTons | FALSE | L | Annual | Rate | lb/MMBtu | 0.07438 | 0.074233 | 0.075448 | 0.074316 | 0.064384 | 0.060865 | 0.060788 | 0.051121
#1 - SO2 Title IV Annual Constraint v5.14 | 1 | 6321 | Rate Constraint in MTons | FALSE | L | Annual | Generation | TWh | 2427.0988 | 2561.3121 | 2562.647 | 2480.4155 | 2550.4181 | 2657.35 | 2535.4247 | 2485.2004
#1 - SO2 Title IV Annual Constraint v5.14 | 1 | 6321 | Rate Constraint in MTons | FALSE | L | Annual | Qualifying Generation | TWh | 2427.0988 | 2561.3121 | 2562.647 | 2480.4155 | 2550.4181 | 2657.35 | 2535.4247 | 2485.2004
#1 - SO2 Title IV Annual Constraint v5.14 | 1 | 6321 | Rate Constraint in MTons | FALSE | L | Annual | Rate | lb/MWh | 0.61437 | 0.6181 | 0.62606 | 0.61427 | 0.51923 | 0.48376 | 0.47421 | 0.3844
#1 - SO2 Title IV Annual Constraint v5.14 | 1 | 6321 | Rate Constraint in MTons | FALSE | L | Annual | Constraint Shadow Price | US2016$/Ton | 0 | 0 | 0 | 0 | 0 | 0 | 0 | 0
#4 - NOx SIPCall Constraint v5.16 | 2 | 6732 | Rate Constraint in MTons | FALSE | L | Annual | Seasons Included | Seasons | Summer | Summer | Summer | Summer | Summer | Summer | Summer | Summer
#4 - NOx SIPCall Constraint v5.16 | 2 | 6732 | Rate Constraint in MTons | FALSE | L | Annual | Standard NOX | Thousand Tons | 72.845 | 72.845 | 72.845 | 72.845 | 72.845 | 72.845 | 72.845 | 72.845
#4 - NOx SIPCall Constraint v5.16 | 2 | 6732 | Rate Constraint in MTons | FALSE | L | Annual | Emissions at Affected Plants NOX | Thousand Tons | 19.2927 | 23.652 | 21.7512 | 20.397 | 15.494 | 15.7348 | 15.5352 | 10.5897
#4 - NOx SIPCall Constraint v5.16 | 2 | 6732 | Rate Constraint in MTons | FALSE | L | Annual | Allowances Purchased NOX | Thousand Tons | 0 | 0 | 0 | 0 | 0 | 0 | 0 | 0
#4 - NOx SIPCall Constraint v5.16 | 2 | 6732 | Rate Constraint in MTons | FALSE | L | Annual | Allowances Sold NOX | Thousand Tons | 0 | 0 | 0 | 0 | 0 | 0 | 0 | 0
#4 - NOx SIPCall Constraint v5.16 | 2 | 6732 | Rate Constraint in MTons | FALSE | L | Annual | Allowances Banked | Thousand Tons | 0 | 0 | 0 | 0 | 0 | 0 | 0 | 0
#4 - NOx SIPCall Constraint v5.16 | 2 | 6732 | Rate Constraint in MTons | FALSE | L | Annual | Allowances Withdrawn (1:1) | Thousand Tons | 0 | 0 | 0 | 0 | 0 | 0 | 0 | 0
#4 - NOx SIPCall Constraint v5.16 | 2 | 6732 | Rate Constraint in MTons | FALSE | L | Annual | Allowances Withdrawn (n:1) | Thousand Tons | 0 | 0 | 0 | 0 | 0 | 0 | 0 | 0
#4 - NOx SIPCall Constraint v5.16 | 2 | 6732 | Rate Constraint in MTons | FALSE | L | Annual | Net Emissions Allowance Position | Thousand Tons | 19.2927 | 23.652 | 21.7512 | 20.397 | 15.494 | 15.7348 | 15.5352 | 10.5897
#4 - NOx SIPCall Constraint v5.16 | 2 | 6732 | Rate Constraint in MTons | FALSE | L | Annual | Fuel Consumed | TBtu | 592.1502 | 677.0667 | 665.5414 | 662.2762 | 649.536 | 666.9988 | 686.7844 | 602.7078
#4 - NOx SIPCall Constraint v5.16 | 2 | 6732 | Rate Constraint in MTons | FALSE | L | Annual | Rate | lb/MMBtu | 0.065161 | 0.069866 | 0.065364 | 0.061597 | 0.047708 | 0.047181 | 0.04524 | 0.03514
#4 - NOx SIPCall Constraint v5.16 | 2 | 6732 | Rate Constraint in MTons | FALSE | L | Annual | Generation | TWh | 72.9435 | 83.0666 | 81.9936 | 82.065 | 85.2299 | 94.1429 | 107.3854 | 109.9385
#4 - NOx SIPCall Constraint v5.16 | 2 | 6732 | Rate Constraint in MTons | FALSE | L | Annual | Qualifying Generation | TWh | 72.8465 | 82.7778 | 81.8917 | 81.6707 | 84.4485 | 88.1225 | 91.5694 | 82.9887
#4 - NOx SIPCall Constraint v5.16 | 2 | 6732 | Rate Constraint in MTons | FALSE | L | Annual | Rate | lb/MWh | 0.52968 | 0.57146 | 0.53122 | 0.49949 | 0.36695 | 0.35711 | 0.33931 | 0.25521
#4 - NOx SIPCall Constraint v5.16 | 2 | 6732 | Rate Constraint in MTons | FALSE | L | Annual | Constraint Shadow Price | US2016$/Ton | 0 | 0 | 0 | 0 | 0 | 0 | 0 | 0
#6 - WRAP SO2 Policy Case Constraint | 3 | 1265 | Rate Constraint in MTons | FALSE | L | Annual | Seasons Included | Seasons | Winter, WintShld, Summer | Winter, WintShld, Summer | Winter, WintShld, Summer | Winter, WintShld, Summer | Winter, WintShld, Summer | Winter, WintShld, Summer | Winter, WintShld, Summer | Winter, WintShld, Summer
#6 - WRAP SO2 Policy Case Constraint | 3 | 1265 | Rate Constraint in MTons | FALSE | L | Annual | Standard SO2 | Thousand Tons | 89.572 | 89.572 | 89.572 | 89.572 | 89.572 | 89.572 | 89.572 | 89.572
#6 - WRAP SO2 Policy Case Constraint | 3 | 1265 | Rate Constraint in MTons | FALSE | L | Annual | Emissions at Affected Plants SO2 | Thousand Tons | 41.5044 | 39.902 | 39.8949 | 33.0768 | 32.5421 | 32.3708 | 31.8663 | 26.3892
#6 - WRAP SO2 Policy Case Constraint | 3 | 1265 | Rate Constraint in MTons | FALSE | L | Annual | Allowances Purchased SO2 | Thousand Tons | 0 | 0 | 0 | 0 | 0 | 0 | 0 | 0
#6 - WRAP SO2 Policy Case Constraint | 3 | 1265 | Rate Constraint in MTons | FALSE | L | Annual | Allowances Sold SO2 | Thousand Tons | 0 | 0 | 0 | 0 | 0 | 0 | 0 | 0
#6 - WRAP SO2 Policy Case Constraint | 3 | 1265 | Rate Constraint in MTons | FALSE | L | Annual | Allowances Banked | Thousand Tons | 0 | 0 | 0 | 0 | 0 | 0 | 0 | 0
#6 - WRAP SO2 Policy Case Constraint | 3 | 1265 | Rate Constraint in MTons | FALSE | L | Annual | Allowances Withdrawn (1:1) | Thousand Tons | 0 | 0 | 0 | 0 | 0 | 0 | 0 | 0
#6 - WRAP SO2 Policy Case Constraint | 3 | 1265 | Rate Constraint in MTons | FALSE | L | Annual | Allowances Withdrawn (n:1) | Thousand Tons | 0 | 0 | 0 | 0 | 0 | 0 | 0 | 0
#6 - WRAP SO2 Policy Case Constraint | 3 | 1265 | Rate Constraint in MTons | FALSE | L | Annual | Net Emissions Allowance Position | Thousand Tons | 41.5044 | 39.902 | 39.8949 | 33.0768 | 32.5421 | 32.3708 | 31.8663 | 26.3892
#6 - WRAP SO2 Policy Case Constraint | 3 | 1265 | Rate Constraint in MTons | FALSE | L | Annual | Fuel Consumed | TBtu | 823.9934 | 806.2144 | 800.6786 | 723.0687 | 688.0598 | 693.2923 | 657.5847 | 597.8405
#6 - WRAP SO2 Policy Case Constraint | 3 | 1265 | Rate Constraint in MTons | FALSE | L | Annual | Rate | lb/MMBtu | 0.10074 | 0.098986 | 0.099653 | 0.09149 | 0.094591 | 0.093383 | 0.096919 | 0.088282
#6 - WRAP SO2 Policy Case Constraint | 3 | 1265 | Rate Constraint in MTons | FALSE | L | Annual | Generation | TWh | 83.2302 | 82.4054 | 80.2543 | 72.5684 | 69.6738 | 70.5456 | 65.5894 | 60.9078
#6 - WRAP SO2 Policy Case Constraint | 3 | 1265 | Rate Constraint in MTons | FALSE | L | Annual | Qualifying Generation | TWh | 83.2302 | 82.4054 | 80.2543 | 72.5684 | 69.6738 | 70.1816 | 65.5644 | 60.7979
#6 - WRAP SO2 Policy Case Constraint | 3 | 1265 | Rate Constraint in MTons | FALSE | L | Annual | Rate | lb/MWh | 0.99734 | 0.96843 | 0.99421 | 0.9116 | 0.93413 | 0.92249 | 0.97206 | 0.8681
#6 - WRAP SO2 Policy Case Constraint | 3 | 1265 | Rate Constraint in MTons | FALSE | L | Annual | Constraint Shadow Price | US2016$/Ton | 0 | 0 | 0 | 0 | 0 | 0 | 0 | 0
#CAN - #1 National - SO2 Cap Annual v3.1 | 4 | 1731 | Rate Constraint in MTons | FALSE | L | Annual | Seasons Included | Seasons | Winter, WintShld, Summer | Winter, WintShld, Summer | Winter, WintShld, Summer | Winter, WintShld, Summer | Winter, WintShld, Summer | Winter, WintShld, Summer | Winter, WintShld, Summer | Winter, WintShld, Summer
#CAN - #1 National - SO2 Cap Annual v3.1 | 4 | 1731 | Rate Constraint in MTons | FALSE | L | Annual | Standard SO2 | Thousand Tons | 948.21 | 948.21 | 948.21 | 948.21 | 948.21 | 948.21 | 948.21 | 948.21
#CAN - #1 National - SO2 Cap Annual v3.1 | 4 | 1731 | Rate Constraint in MTons | FALSE | L | Annual | Emissions at Affected Plants SO2 | Thousand Tons | 156.7117 | 150.2666 | 149.7461 | 47.575 | 20.5952 | 11.3761 | 11.3723 | 0.167
#CAN - #1 National - SO2 Cap Annual v3.1 | 4 | 1731 | Rate Constraint in MTons | FALSE | L | Annual | Allowances Purchased SO2 | Thousand Tons | 0 | 0 | 0 | 0 | 0 | 0 | 0 | 0
#CAN - #1 National - SO2 Cap Annual v3.1 | 4 | 1731 | Rate Constraint in MTons | FALSE | L | Annual | Allowances Sold SO2 | Thousand Tons | 0 | 0 | 0 | 0 | 0 | 0 | 0 | 0
#CAN - #1 National - SO2 Cap Annual v3.1 | 4 | 1731 | Rate Constraint in MTons | FALSE | L | Annual | Allowances Banked | Thousand Tons | 0 | 0 | 0 | 0 | 0 | 0 | 0 | 0
#CAN - #1 National - SO2 Cap Annual v3.1 | 4 | 1731 | Rate Constraint in MTons | FALSE | L | Annual | Allowances Withdrawn (1:1) | Thousand Tons | 0 | 0 | 0 | 0 | 0 | 0 | 0 | 0
#CAN - #1 National - SO2 Cap Annual v3.1 | 4 | 1731 | Rate Constraint in MTons | FALSE | L | Annual | Allowances Withdrawn (n:1) | Thousand Tons | 0 | 0 | 0 | 0 | 0 | 0 | 0 | 0
#CAN - #1 National - SO2 Cap Annual v3.1 | 4 | 1731 | Rate Constraint in MTons | FALSE | L | Annual | Net Emissions Allowance Position | Thousand Tons | 156.7117 | 150.2666 | 149.7461 | 47.575 | 20.5952 | 11.3761 | 11.3723 | 0.167
#CAN - #1 National - SO2 Cap Annual v3.1 | 4 | 1731 | Rate Constraint in MTons | FALSE | L | Annual | Fuel Consumed | TBtu | 728.6922 | 840.7209 | 912.5998 | 756.6264 | 776.5549 | 777.4236 | 786.6822 | 755.3724
#CAN - #1 National - SO2 Cap Annual v3.1 | 4 | 1731 | Rate Constraint in MTons | FALSE | L | Annual | Rate | lb/MMBtu | 0.43012 | 0.35747 | 0.32817 | 0.12576 | 0.053042 | 0.029266 | 0.028912 | 0.00044217
#CAN - #1 National - SO2 Cap Annual v3.1 | 4 | 1731 | Rate Constraint in MTons | FALSE | L | Annual | Generation | TWh | 85.9605 | 102.7768 | 112.9613 | 101.7261 | 105.0187 | 107.6518 | 109.6709 | 107.7068
#CAN - #1 National - SO2 Cap Annual v3.1 | 4 | 1731 | Rate Constraint in MTons | FALSE | L | Annual | Qualifying Generation | TWh | 85.9605 | 102.7768 | 112.9613 | 101.7261 | 105.0187 | 107.6518 | 109.6709 | 107.7068
#CAN - #1 National - SO2 Cap Annual v3.1 | 4 | 1731 | Rate Constraint in MTons | FALSE | L | Annual | Rate | lb/MWh | 3.6461 | 2.9241 | 2.6513 | 0.93536 | 0.39222 | 0.21135 | 0.20739 | 0.003101
#CAN - #1 National - SO2 Cap Annual v3.1 | 4 | 1731 | Rate Constraint in MTons | FALSE | L | Annual | Constraint Shadow Price | US2016$/Ton | 0 | 0 | 0 | 0 | 0 | 0 | 0 | 0
#CAN - AB - MER Cap Annual v4.12 | 5 | 2323 | Rate Constraint in MTons | FALSE | L | Annual | Seasons Included | Seasons | Winter, WintShld, Summer | Winter, WintShld, Summer | Winter, WintShld, Summer | Winter, WintShld, Summer | Winter, WintShld, Summer | Winter, WintShld, Summer | Winter, WintShld, Summer | Winter, WintShld, Summer
#CAN - AB - MER Cap Annual v4.12 | 5 | 2323 | Rate Constraint in MTons | FALSE | L | Annual | Standard MER | lbs | 1300.7273 | 1300.7273 | 1300.7273 | 1300.7273 | 1300.7273 | 1300.7273 | 1300.7273 | 1300.7273
#CAN - AB - MER Cap Annual v4.12 | 5 | 2323 | Rate Constraint in MTons | FALSE | L | Annual | Emissions at Affected Plants MER | lbs | 1300.7273 | 1300.7273 | 1300.7273 | 310.0998 | 310.0998 | 155.0499 | 155.0499 | 0
#CAN - AB - MER Cap Annual v4.12 | 5 | 2323 | Rate Constraint in MTons | FALSE | L | Annual | Allowances Purchased MER | lbs | 0 | 0 | 0 | 0 | 0 | 0 | 0 | 0
#CAN - AB - MER Cap Annual v4.12 | 5 | 2323 | Rate Constraint in MTons | FALSE | L | Annual | Allowances Sold MER | lbs | 0 | 0 | 0 | 0 | 0 | 0 | 0 | 0
#CAN - AB - MER Cap Annual v4.12 | 5 | 2323 | Rate Constraint in MTons | FALSE | L | Annual | Allowances Banked | lbs | 0 | 0 | 0 | 0 | 0 | 0 | 0 | 0
#CAN - AB - MER Cap Annual v4.12 | 5 | 2323 | Rate Constraint in MTons | FALSE | L | Annual | Allowances Withdrawn (1:1) | lbs | 0 | 0 | 0 | 0 | 0 | 0 | 0 | 0
#CAN - AB - MER Cap Annual v4.12 | 5 | 2323 | Rate Constraint in MTons | FALSE | L | Annual | Allowances Withdrawn (n:1) | lbs | 0 | 0 | 0 | 0 | 0 | 0 | 0 | 0
#CAN - AB - MER Cap Annual v4.12 | 5 | 2323 | Rate Constraint in MTons | FALSE | L | Annual | Net Emissions Allowance Position | lbs | 1300.7273 | 1300.7273 | 1300.7273 | 310.0998 | 310.0998 | 155.0499 | 155.0499 | 0
#CAN - AB - MER Cap Annual v4.12 | 5 | 2323 | Rate Constraint in MTons | FALSE | L | Annual | Fuel Consumed | TBtu | 308.8252 | 307.0563 | 307.0563 | 64.6709 | 64.6709 | 32.3355 | 32.3355 | 0
#CAN - AB - MER Cap Annual v4.12 | 5 | 2323 | Rate Constraint in MTons | FALSE | L | Annual | Rate | lb/MMBtu | 4.2119e-06 | 4.2361e-06 | 4.2361e-06 | 4.795e-06 | 4.795e-06 | 4.795e-06 | 4.795e-06 | 0
#CAN - AB - MER Cap Annual v4.12 | 5 | 2323 | Rate Constraint in MTons | FALSE | L | Annual | Generation | TWh | 29.615 | 29.4454 | 29.4454 | 6.2017 | 6.2017 | 3.1008 | 3.1008 | 0
#CAN - AB - MER Cap Annual v4.12 | 5 | 2323 | Rate Constraint in MTons | FALSE | L | Annual | Qualifying Generation | TWh | 29.615 | 29.4454 | 29.4454 | 6.2017 | 6.2017 | 3.1008 | 3.1008 | 0
#CAN - AB - MER Cap Annual v4.12 | 5 | 2323 | Rate Constraint in MTons | FALSE | L | Annual | Rate | lb/MWh | 4.3921e-05 | 4.4174e-05 | 4.4174e-05 | 5.0003e-05 | 5.0003e-05 | 5.0003e-05 | 5.0003e-05 | 0
#CAN - AB - MER Cap Annual v4.12 | 5 | 2323 | Rate Constraint in MTons | FALSE | L | Annual | Constraint Shadow Price | US2016$/Lb | 71635.8548 | 35123.2292 | 7822.4119 | 0 | 0 | 0 | 0 | 0
#CAN - BC - CO2 Constraint- v.6.17 | 6 | 6961 | Rate Constraint in MTons | FALSE | L | Annual | Seasons Included | Seasons | Winter, WintShld, Summer | Winter, WintShld, Summer | Winter, WintShld, Summer | Winter, WintShld, Summer | Winter, WintShld, Summer | Winter, WintShld, Summer | Winter, WintShld, Summer | Winter, WintShld, Summer
#CAN - BC - CO2 Constraint- v.6.17 | 6 | 6961 | Rate Constraint in MTons | FALSE | L | Annual | Standard CO2 | Thousand Tons | 0 | 0 | 0 | 0 | 0 | 0 | 0 | 0
#CAN - BC - CO2 Constraint- v.6.17 | 6 | 6961 | Rate Constraint in MTons | FALSE | L | Annual | Emissions at Affected Plants CO2 | Thousand Tons | 0 | 0 | 46.0908 | 198.0086 | 198.0086 | 198.0086 | 198.0086 | 0
#CAN - BC - CO2 Constraint- v.6.17 | 6 | 6961 | Rate Constraint in MTons | FALSE | L | Annual | Allowances Purchased CO2 | Thousand Tons | 0 | 0 | -46.0908 | -198.0086 | -198.0086 | -198.0086 | -198.0086 | 0
#CAN - BC - CO2 Constraint- v.6.17 | 6 | 6961 | Rate Constraint in MTons | FALSE | L | Annual | Allowances Sold CO2 | Thousand Tons | 0 | 0 | 0 | 0 | 0 | 0 | 0 | 0
#CAN - BC - CO2 Constraint- v.6.17 | 6 | 6961 | Rate Constraint in MTons | FALSE | L | Annual | Allowances Banked | Thousand Tons | 0 | 0 | 0 | 0 | 0 | 0 | 0 | 0
#CAN - BC - CO2 Constraint- v.6.17 | 6 | 6961 | Rate Constraint in MTons | FALSE | L | Annual | Allowances Withdrawn (1:1) | Thousand Tons | 0 | 0 | 0 | 0 | 0 | 0 | 0 | 0
#CAN - BC - CO2 Constraint- v.6.17 | 6 | 6961 | Rate Constraint in MTons | FALSE | L | Annual | Allowances Withdrawn (n:1) | Thousand Tons | 0 | 0 | 0 | 0 | 0 | 0 | 0 | 0
#CAN - BC - CO2 Constraint- v.6.17 | 6 | 6961 | Rate Constraint in MTons | FALSE | L | Annual | Net Emissions Allowance Position | Thousand Tons | 0 | 0 | 4.8621e-07 | 1.0911e-06 | 1.0911e-06 | 1.0911e-06 | 1.0911e-06 | 0
#CAN - BC - CO2 Constraint- v.6.17 | 6 | 6961 | Rate Constraint in MTons | FALSE | L | Annual | Fuel Consumed | TBtu | 0 | 0 | 0.78734 | 3.3824 | 3.3824 | 3.3824 | 3.3824 | 0
#CAN - BC - CO2 Constraint- v.6.17 | 6 | 6961 | Rate Constraint in MTons | FALSE | L | Annual | Rate | lb/MMBtu | 0 | 0 | 117.08 | 117.08 | 117.08 | 117.08 | 117.08 | 0
#CAN - BC - CO2 Constraint- v.6.17 | 6 | 6961 | Rate Constraint in MTons | FALSE | L | Annual | Generation | TWh | 0 | 0 | 0.12597 | 0.54119 | 0.54119 | 0.54119 | 0.54119 | 0
#CAN - BC - CO2 Constraint- v.6.17 | 6 | 6961 | Rate Constraint in MTons | FALSE | L | Annual | Qualifying Generation | TWh | 0 | 0 | 0.12597 | 0.54119 | 0.54119 | 0.54119 | 0.54119 | 0
#CAN - BC - CO2 Constraint- v.6.17 | 6 | 6961 | Rate Constraint in MTons | FALSE | L | Annual | Rate | lb/MWh | 0 | 0 | 731.75 | 731.75 | 731.75 | 731.75 | 731.75 | 0
#CAN - BC - CO2 Constraint- v.6.17 | 6 | 6961 | Rate Constraint in MTons | FALSE | L | Annual | Constraint Shadow Price | US2016$/Ton | 20.669 | 20.6687 | 20.6684 | 20.6685 | 20.6685 | 20.6687 | 20.6687 | 20.6688
#CAN - MB - Acid Rain - SO2 Cap Annual v3.1 | 7 | 1732 | Rate Constraint in MTons | FALSE | L | Annual | Seasons Included | Seasons | Winter, WintShld, Summer | Winter, WintShld, Summer | Winter, WintShld, Summer | Winter, WintShld, Summer | Winter, WintShld, Summer | Winter, WintShld, Summer | Winter, WintShld, Summer | Winter, WintShld, Summer
#CAN - MB - Acid Rain - SO2 Cap Annual v3.1 | 7 | 1732 | Rate Constraint in MTons | FALSE | L | Annual | Standard SO2 | Thousand Tons | 4.41 | 4.41 | 4.41 | 4.41 | 4.41 | 4.41 | 4.41 | 4.41
#CAN - MB - Acid Rain - SO2 Cap Annual v3.1 | 7 | 1732 | Rate Constraint in MTons | FALSE | L | Annual | Emissions at Affected Plants SO2 | Thousand Tons | 0 | 0 | 0 | 0 | 0 | 0 | 0 | 0
#CAN - MB - Acid Rain - SO2 Cap Annual v3.1 | 7 | 1732 | Rate Constraint in MTons | FALSE | L | Annual | Allowances Purchased SO2 | Thousand Tons | 0 | 0 | 0 | 0 | 0 | 0 | 0 | 0
#CAN - MB - Acid Rain - SO2 Cap Annual v3.1 | 7 | 1732 | Rate Constraint in MTons | FALSE | L | Annual | Allowances Sold SO2 | Thousand Tons | 0 | 0 | 0 | 0 | 0 | 0 | 0 | 0
#CAN - MB - Acid Rain - SO2 Cap Annual v3.1 | 7 | 1732 | Rate Constraint in MTons | FALSE | L | Annual | Allowances Banked | Thousand Tons | 0 | 0 | 0 | 0 | 0 | 0 | 0 | 0
#CAN - MB - Acid Rain - SO2 Cap Annual v3.1 | 7 | 1732 | Rate Constraint in MTons | FALSE | L | Annual | Allowances Withdrawn (1:1) | Thousand Tons | 0 | 0 | 0 | 0 | 0 | 0 | 0 | 0
#CAN - MB - Acid Rain - SO2 Cap Annual v3.1 | 7 | 1732 | Rate Constraint in MTons | FALSE | L | Annual | Allowances Withdrawn (n:1) | Thousand Tons | 0 | 0 | 0 | 0 | 0 | 0 | 0 | 0
#CAN - MB - Acid Rain - SO2 Cap Annual v3.1 | 7 | 1732 | Rate Constraint in MTons | FALSE | L | Annual | Net Emissions Allowance Position | Thousand Tons | 0 | 0 | 0 | 0 | 0 | 0 | 0 | 0
#CAN - MB - Acid Rain - SO2 Cap Annual v3.1 | 7 | 1732 | Rate Constraint in MTons | FALSE | L | Annual | Fuel Consumed | TBtu | 0 | 0 | 0 | 0.035068 | 0.12939 | 0.13087 | 0.10757 | 0.10748
#CAN - MB - Acid Rain - SO2 Cap Annual v3.1 | 7 | 1732 | Rate Constraint in MTons | FALSE | L | Annual | Rate | lb/MMBtu | 0 | 0 | 0 | 0 | 0 | 0 | 0 | 0
#CAN - MB - Acid Rain - SO2 Cap Annual v3.1 | 7 | 1732 | Rate Constraint in MTons | FALSE | L | Annual | Generation | TWh | 0 | 0 | 0 | 0.0031119 | 0.011482 | 0.011613 | 0.0095133 | 0.0095374
#CAN - MB - Acid Rain - SO2 Cap Annual v3.1 | 7 | 1732 | Rate Constraint in MTons | FALSE | L | Annual | Qualifying Generation | TWh | 0 | 0 | 0 | 0.0031119 | 0.011482 | 0.011613 | 0.0095133 | 0.0095374
#CAN - MB - Acid Rain - SO2 Cap Annual v3.1 | 7 | 1732 | Rate Constraint in MTons | FALSE | L | Annual | Rate | lb/MWh | 0 | 0 | 0 | 0 | 0 | 0 | 0 | 0
#CAN - MB - Acid Rain - SO2 Cap Annual v3.1 | 7 | 1732 | Rate Constraint in MTons | FALSE | L | Annual | Constraint Shadow Price | US2016$/Ton | 0 | 0 | 0 | 0 | 0 | 0 | 0 | 0
#CAN - MB - CO2 Constraint- v.6.17 | 8 | 6962 | Rate Constraint in MTons | FALSE | L | Annual | Seasons Included | Seasons | Winter, WintShld, Summer | Winter, WintShld, Summer | Winter, WintShld, Summer | Winter, WintShld, Summer | Winter, WintShld, Summer | Winter, WintShld, Summer | Winter, WintShld, Summer | Winter, WintShld, Summer
#CAN - MB - CO2 Constraint- v.6.17 | 8 | 6962 | Rate Constraint in MTons | FALSE | L | Annual | Standard CO2 | Thousand Tons | 0 | 0 | 0 | 0 | 0 | 0 | 0 | 0
#CAN - MB - CO2 Constraint- v.6.17 | 8 | 6962 | Rate Constraint in MTons | FALSE | L | Annual | Emissions at Affected Plants CO2 | Thousand Tons | 0 | 0 | 0 | 0 | 0 | 0 | 0 | 0
#CAN - MB - CO2 Constraint- v.6.17 | 8 | 6962 | Rate Constraint in MTons | FALSE | L | Annual | Allowances Purchased CO2 | Thousand Tons | 0 | 0 | 0 | 0 | 0 | 0 | 0 | 0
#CAN - MB - CO2 Constraint- v.6.17 | 8 | 6962 | Rate Constraint in MTons | FALSE | L | Annual | Allowances Sold CO2 | Thousand Tons | 0 | 0 | 0 | 0 | 0 | 0 | 0 | 0
#CAN - MB - CO2 Constraint- v.6.17 | 8 | 6962 | Rate Constraint in MTons | FALSE | L | Annual | Allowances Banked | Thousand Tons | 0 | 0 | 0 | 0 | 0 | 0 | 0 | 0
#CAN - MB - CO2 Constraint- v.6.17 | 8 | 6962 | Rate Constraint in MTons | FALSE | L | Annual | Allowances Withdrawn (1:1) | Thousand Tons | 0 | 0 | 0 | 0 | 0 | 0 | 0 | 0
#CAN - MB - CO2 Constraint- v.6.17 | 8 | 6962 | Rate Constraint in MTons | FALSE | L | Annual | Allowances Withdrawn (n:1) | Thousand Tons | 0 | 0 | 0 | 0 | 0 | 0 | 0 | 0
#CAN - MB - CO2 Constraint- v.6.17 | 8 | 6962 | Rate Constraint in MTons | FALSE | L | Annual | Net Emissions Allowance Position | Thousand Tons | 0 | 0 | 0 | 0 | 0 | 0 | 0 | 0
#CAN - MB - CO2 Constraint- v.6.17 | 8 | 6962 | Rate Constraint in MTons | FALSE | L | Annual | Fuel Consumed | TBtu | 0 | 0 | 0 | 0 | 0 | 0 | 0 | 0
#CAN - MB - CO2 Constraint- v.6.17 | 8 | 6962 | Rate Constraint in MTons | FALSE | L | Annual | Rate | lb/MMBtu | 0 | 0 | 0 | 0 | 0 | 0 | 0 | 0
#CAN - MB - CO2 Constraint- v.6.17 | 8 | 6962 | Rate Constraint in MTons | FALSE | L | Annual | Generation | TWh | 0 | 0 | 0 | 0 | 0 | 0 | 0 | 0
#CAN - MB - CO2 Constraint- v.6.17 | 8 | 6962 | Rate Constraint in MTons | FALSE | L | Annual | Qualifying Generation | TWh | 0 | 0 | 0 | 0 | 0 | 0 | 0 | 0
#CAN - MB - CO2 Constraint- v.6.17 | 8 | 6962 | Rate Constraint in MTons | FALSE | L | Annual | Rate | lb/MWh | 0 | 0 | 0 | 0 | 0 | 0 | 0 | 0
#CAN - MB - CO2 Constraint- v.6.17 | 8 | 6962 | Rate Constraint in MTons | FALSE | L | Annual | Constraint Shadow Price | US2016$/Ton | 9.787 | 9.7863 | 9.7859 | 9.786 | 9.7859 | 9.786 | 9.7865 | 9.7861
#CAN - MB - MER Cap Annual v4.12 | 9 | 2321 | Rate Constraint in MTons | FALSE | L | Annual | Seasons Included | Seasons | Winter, WintShld, Summer | Winter, WintShld, Summer | Winter, WintShld, Summer | Winter, WintShld, Summer | Winter, WintShld, Summer | Winter, WintShld, Summer | Winter, WintShld, Summer | Winter, WintShld, Summer
#CAN - MB - MER Cap Annual v4.12 | 9 | 2321 | Rate Constraint in MTons | FALSE | L | Annual | Standard MER | lbs | 44.0925 | 44.0925 | 44.0925 | 44.0925 | 44.0925 | 44.0925 | 44.0925 | 44.0925
#CAN - MB - MER Cap Annual v4.12 | 9 | 2321 | Rate Constraint in MTons | FALSE | L | Annual | Emissions at Affected Plants MER | lbs | 0 | 0 | 0 | 0 | 0 | 0 | 0 | 0
#CAN - MB - MER Cap Annual v4.12 | 9 | 2321 | Rate Constraint in MTons | FALSE | L | Annual | Allowances Purchased MER | lbs | 0 | 0 | 0 | 0 | 0 | 0 | 0 | 0
#CAN - MB - MER Cap Annual v4.12 | 9 | 2321 | Rate Constraint in MTons | FALSE | L | Annual | Allowances Sold MER | lbs | 0 | 0 | 0 | 0 | 0 | 0 | 0 | 0
#CAN - MB - MER Cap Annual v4.12 | 9 | 2321 | Rate Constraint in MTons | FALSE | L | Annual | Allowances Banked | lbs | 0 | 0 | 0 | 0 | 0 | 0 | 0 | 0
#CAN - MB - MER Cap Annual v4.12 | 9 | 2321 | Rate Constraint in MTons | FALSE | L | Annual | Allowances Withdrawn (1:1) | lbs | 0 | 0 | 0 | 0 | 0 | 0 | 0 | 0
#CAN - MB - MER Cap Annual v4.12 | 9 | 2321 | Rate Constraint in MTons | FALSE | L | Annual | Allowances Withdrawn (n:1) | lbs | 0 | 0 | 0 | 0 | 0 | 0 | 0 | 0
#CAN - MB - MER Cap Annual v4.12 | 9 | 2321 | Rate Constraint in MTons | FALSE | L | Annual | Net Emissions Allowance Position | lbs | 0 | 0 | 0 | 0 | 0 | 0 | 0 | 0
#CAN - MB - MER Cap Annual v4.12 | 9 | 2321 | Rate Constraint in MTons | FALSE | L | Annual | Fuel Consumed | TBtu | 0 | 0 | 0 | 0 | 0 | 0 | 0 | 0
#CAN - MB - MER Cap Annual v4.12 | 9 | 2321 | Rate Constraint in MTons | FALSE | L | Annual | Rate | lb/MMBtu | 0 | 0 | 0 | 0 | 0 | 0 | 0 | 0
#CAN - MB - MER Cap Annual v4.12 | 9 | 2321 | Rate Constraint in MTons | FALSE | L | Annual | Generation | TWh | 0 | 0 | 0 | 0 | 0 | 0 | 0 | 0
#CAN - MB - MER Cap Annual v4.12 | 9 | 2321 | Rate Constraint in MTons | FALSE | L | Annual | Qualifying Generation | TWh | 0 | 0 | 0 | 0 | 0 | 0 | 0 | 0
#CAN - MB - MER Cap Annual v4.12 | 9 | 2321 | Rate Constraint in MTons | FALSE | L | Annual | Rate | lb/MWh | 0 | 0 | 0 | 0 | 0 | 0 | 0 | 0
#CAN - MB - MER Cap Annual v4.12 | 9 | 2321 | Rate Constraint in MTons | FALSE | L | Annual | Constraint Shadow Price | US2016$/Lb | 0 | 0 | 0 | 0 | 0 | 0 | 0 | 0
#CAN - NB - Acid Rain - SO2 Cap Annual v3.1 | 10 | 1733 | Rate Constraint in MTons | FALSE | L | Annual | Seasons Included | Seasons | Winter, WintShld, Summer | Winter, WintShld, Summer | Winter, WintShld, Summer | Winter, WintShld, Summer | Winter, WintShld, Summer | Winter, WintShld, Summer | Winter, WintShld, Summer | Winter, WintShld, Summer
#CAN - NB - Acid Rain - SO2 Cap Annual v3.1 | 10 | 1733 | Rate Constraint in MTons | FALSE | L | Annual | Standard SO2 | Thousand Tons | 135.58 | 135.58 | 135.58 | 135.58 | 135.58 | 135.58 | 135.58 | 135.58
#CAN - NB - Acid Rain - SO2 Cap Annual v3.1 | 10 | 1733 | Rate Constraint in MTons | FALSE | L | Annual | Emissions at Affected Plants SO2 | Thousand Tons | 0 | 0 | 0 | 0 | 0 | 0 | 0 | 0
#CAN - NB - Acid Rain - SO2 Cap Annual v3.1 | 10 | 1733 | Rate Constraint in MTons | FALSE | L | Annual | Allowances Purchased SO2 | Thousand Tons | 0 | 0 | 0 | 0 | 0 | 0 | 0 | 0
#CAN - NB - Acid Rain - SO2 Cap Annual v3.1 | 10 | 1733 | Rate Constraint in MTons | FALSE | L | Annual | Allowances Sold SO2 | Thousand Tons | 0 | 0 | 0 | 0 | 0 | 0 | 0 | 0
#CAN - NB - Acid Rain - SO2 Cap Annual v3.1 | 10 | 1733 | Rate Constraint in MTons | FALSE | L | Annual | Allowances Banked | Thousand Tons | 0 | 0 | 0 | 0 | 0 | 0 | 0 | 0
#CAN - NB - Acid Rain - SO2 Cap Annual v3.1 | 10 | 1733 | Rate Constraint in MTons | FALSE | L | Annual | Allowances Withdrawn (1:1) | Thousand Tons | 0 | 0 | 0 | 0 | 0 | 0 | 0 | 0
#CAN - NB - Acid Rain - SO2 Cap Annual v3.1 | 10 | 1733 | Rate Constraint in MTons | FALSE | L | Annual | Allowances Withdrawn (n:1) | Thousand Tons | 0 | 0 | 0 | 0 | 0 | 0 | 0 | 0
#CAN - NB - Acid Rain - SO2 Cap Annual v3.1 | 10 | 1733 | Rate Constraint in MTons | FALSE | L | Annual | Net Emissions Allowance Position | Thousand Tons | 0 | 0 | 0 | 0 | 0 | 0 | 0 | 0
#CAN - NB - Acid Rain - SO2 Cap Annual v3.1 | 10 | 1733 | Rate Constraint in MTons | FALSE | L | Annual | Fuel Consumed | TBtu | 0.124 | 3.892 | 3.7052 | 4.9564 | 5.3352 | 6.018 | 5.2264 | 4.9527
#CAN - NB - Acid Rain - SO2 Cap Annual v3.1 | 10 | 1733 | Rate Constraint in MTons | FALSE | L | Annual | Rate | lb/MMBtu | 0 | 0 | 0 | 0 | 0 | 0 | 0 | 0
#CAN - NB - Acid Rain - SO2 Cap Annual v3.1 | 10 | 1733 | Rate Constraint in MTons | FALSE | L | Annual | Generation | TWh | 0.016337 | 0.51211 | 0.48817 | 0.65297 | 0.70293 | 0.79206 | 0.68815 | 0.65253
#CAN - NB - Acid Rain - SO2 Cap Annual v3.1 | 10 | 1733 | Rate Constraint in MTons | FALSE | L | Annual | Qualifying Generation | TWh | 0.016337 | 0.51211 | 0.48817 | 0.65297 | 0.70293 | 0.79206 | 0.68815 | 0.65253
#CAN - NB - Acid Rain - SO2 Cap Annual v3.1 | 10 | 1733 | Rate Constraint in MTons | FALSE | L | Annual | Rate | lb/MWh | 0 | 0 | 0 | 0 | 0 | 0 | 0 | 0
#CAN - NB - Acid Rain - SO2 Cap Annual v3.1 | 10 | 1733 | Rate Constraint in MTons | FALSE | L | Annual | Constraint Shadow Price | US2016$/Ton | 0 | 0 | 0 | 0 | 0 | 0 | 0 | 0
#CAN - NB - MER Cap Annual v4.12 | 11 | 2319 | Rate Constraint in MTons | FALSE | L | Annual | Seasons Included | Seasons | Winter, WintShld, Summer | Winter, WintShld, Summer | Winter, WintShld, Summer | Winter, WintShld, Summer | Winter, WintShld, Summer | Winter, WintShld, Summer | Winter, WintShld, Summer | Winter, WintShld, Summer
#CAN - NB - MER Cap Annual v4.12 | 11 | 2319 | Rate Constraint in MTons | FALSE | L | Annual | Standard MER | lbs | 55.1156 | 55.1156 | 55.1156 | 55.1156 | 55.1156 | 55.1156 | 55.1156 | 55.1156
#CAN - NB - MER Cap Annual v4.12 | 11 | 2319 | Rate Constraint in MTons | FALSE | L | Annual | Emissions at Affected Plants MER | lbs | 0 | 0 | 0 | 0 | 0 | 0 | 0 | 0
#CAN - NB - MER Cap Annual v4.12 | 11 | 2319 | Rate Constraint in MTons | FALSE | L | Annual | Allowances Purchased MER | lbs | 0 | 0 | 0 | 0 | 0 | 0 | 0 | 0
#CAN - NB - MER Cap Annual v4.12 | 11 | 2319 | Rate Constraint in MTons | FALSE | L | Annual | Allowances Sold MER | lbs | 0 | 0 | 0 | 0 | 0 | 0 | 0 | 0
#CAN - NB - MER Cap Annual v4.12 | 11 | 2319 | Rate Constraint in MTons | FALSE | L | Annual | Allowances Banked | lbs | 0 | 0 | 0 | 0 | 0 | 0 | 0 | 0
#CAN - NB - MER Cap Annual v4.12 | 11 | 2319 | Rate Constraint in MTons | FALSE | L | Annual | Allowances Withdrawn (1:1) | lbs | 0 | 0 | 0 | 0 | 0 | 0 | 0 | 0
#CAN - NB - MER Cap Annual v4.12 | 11 | 2319 | Rate Constraint in MTons | FALSE | L | Annual | Allowances Withdrawn (n:1) | lbs | 0 | 0 | 0 | 0 | 0 | 0 | 0 | 0
#CAN - NB - MER Cap Annual v4.12 | 11 | 2319 | Rate Constraint in MTons | FALSE | L | Annual | Net Emissions Allowance Position | lbs | 0 | 0 | 0 | 0 | 0 | 0 | 0 | 0
#CAN - NB - MER Cap Annual v4.12 | 11 | 2319 | Rate Constraint in MTons | FALSE | L | Annual | Fuel Consumed | TBtu | 0 | 0 | 0 | 0 | 0 | 0 | 0 | 0
#CAN - NB - MER Cap Annual v4.12 | 11 | 2319 | Rate Constraint in MTons | FALSE | L | Annual | Rate | lb/MMBtu | 0 | 0 | 0 | 0 | 0 | 0 | 0 | 0
#CAN - NB - MER Cap Annual v4.12 | 11 | 2319 | Rate Constraint in MTons | FALSE | L | Annual | Generation | TWh | 0 | 0 | 0 | 0 | 0 | 0 | 0 | 0
#CAN - NB - MER Cap Annual v4.12 | 11 | 2319 | Rate Constraint in MTons | FALSE | L | Annual | Qualifying Generation | TWh | 0 | 0 | 0 | 0 | 0 | 0 | 0 | 0
#CAN - NB - MER Cap Annual v4.12 | 11 | 2319 | Rate Constraint in MTons | FALSE | L | Annual | Rate | lb/MWh | 0 | 0 | 0 | 0 | 0 | 0 | 0 | 0
#CAN - NB - MER Cap Annual v4.12 | 11 | 2319 | Rate Constraint in MTons | FALSE | L | Annual | Constraint Shadow Price | US2016$/Lb | 0 | 0 | 0 | 0 | 0 | 0 | 0 | 0
#CAN - NL&NF - SO2 Cap Annual v3.1 | 12 | 1734 | Rate Constraint in MTons | FALSE | L | Annual | Seasons Included | Seasons | Winter, WintShld, Summer | Winter, WintShld, Summer | Winter, WintShld, Summer | Winter, WintShld, Summer | Winter, WintShld, Summer | Winter, WintShld, Summer | Winter, WintShld, Summer | Winter, WintShld, Summer
#CAN - NL&NF - SO2 Cap Annual v3.1 | 12 | 1734 | Rate Constraint in MTons | FALSE | L | Annual | Standard SO2 | Thousand Tons | 16.53 | 16.53 | 16.53 | 16.53 | 16.53 | 16.53 | 16.53 | 16.53
#CAN - NL&NF - SO2 Cap Annual v3.1 | 12 | 1734 | Rate Constraint in MTons | FALSE | L | Annual | Emissions at Affected Plants SO2 | Thousand Tons | 0 | 0 | 0 | 0 | 0 | 0 | 0 | 0
#CAN - NL&NF - SO2 Cap Annual v3.1 | 12 | 1734 | Rate Constraint in MTons | FALSE | L | Annual | Allowances Purchased SO2 | Thousand Tons | 0 | 0 | 0 | 0 | 0 | 0 | 0 | 0
#CAN - NL&NF - SO2 Cap Annual v3.1 | 12 | 1734 | Rate Constraint in MTons | FALSE | L | Annual | Allowances Sold SO2 | Thousand Tons | 0 | 0 | 0 | 0 | 0 | 0 | 0 | 0
#CAN - NL&NF - SO2 Cap Annual v3.1 | 12 | 1734 | Rate Constraint in MTons | FALSE | L | Annual | Allowances Banked | Thousand Tons | 0 | 0 | 0 | 0 | 0 | 0 | 0 | 0
#CAN - NL&NF - SO2 Cap Annual v3.1 | 12 | 1734 | Rate Constraint in MTons | FALSE | L | Annual | Allowances Withdrawn (1:1) | Thousand Tons | 0 | 0 | 0 | 0 | 0 | 0 | 0 | 0
#CAN - NL&NF - SO2 Cap Annual v3.1 | 12 | 1734 | Rate Constraint in MTons | FALSE | L | Annual | Allowances Withdrawn (n:1) | Thousand Tons | 0 | 0 | 0 | 0 | 0 | 0 | 0 | 0
#CAN - NL&NF - SO2 Cap Annual v3.1 | 12 | 1734 | Rate Constraint in MTons | FALSE | L | Annual | Net Emissions Allowance Position | Thousand Tons | 0 | 0 | 0 | 0 | 0 | 0 | 0 | 0
#CAN - NL&NF - SO2 Cap Annual v3.1 | 12 | 1734 | Rate Constraint in MTons | FALSE | L | Annual | Fuel Consumed | TBtu | 0 | 0 | 0 | 0 | 2.9945 | 2.9945 | 2.9945 | 2.9945
#CAN - NL&NF - SO2 Cap Annual v3.1 | 12 | 1734 | Rate Constraint in MTons | FALSE | L | Annual | Rate | lb/MMBtu | 0 | 0 | 0 | 0 | 0 | 0 | 0 | 0
#CAN - NL&NF - SO2 Cap Annual v3.1 | 12 | 1734 | Rate Constraint in MTons | FALSE | L | Annual | Generation | TWh | 0 | 0 | 0 | 0 | 0.35024 | 0.35024 | 0.35024 | 0.35024
#CAN - NL&NF - SO2 Cap Annual v3.1 | 12 | 1734 | Rate Constraint in MTons | FALSE | L | Annual | Qualifying Generation | TWh | 0 | 0 | 0 | 0 | 0.35024 | 0.35024 | 0.35024 | 0.35024
#CAN - NL&NF - SO2 Cap Annual v3.1 | 12 | 1734 | Rate Constraint in MTons | FALSE | L | Annual | Rate | lb/MWh | 0 | 0 | 0 | 0 | 0 | 0 | 0 | 0
#CAN - NL&NF - SO2 Cap Annual v3.1 | 12 | 1734 | Rate Constraint in MTons | FALSE | L | Annual | Constraint Shadow Price | US2016$/Ton | 0 | 0 | 0 | 0 | 0 | 0 | 0 | 0
#CAN - NS - MER Cap Annual v4.12 | 13 | 2320 | Rate Constraint in MTons | FALSE | L | Annual | Seasons Included | Seasons | Winter, WintShld, Summer | Winter, WintShld, Summer | Winter, WintShld, Summer | Winter, WintShld, Summer | Winter, WintShld, Summer | Winter, WintShld, Summer | Winter, WintShld, Summer | Winter, WintShld, Summer
#CAN - NS - MER Cap Annual v4.12 | 13 | 2320 | Rate Constraint in MTons | FALSE | L | Annual | Standard MER | lbs | 77.1618 | 77.1618 | 77.1618 | 77.1618 | 77.1618 | 77.1618 | 77.1618 | 77.1618
#CAN - NS - MER Cap Annual v4.12 | 13 | 2320 | Rate Constraint in MTons | FALSE | L | Annual | Emissions at Affected Plants MER | lbs | 0 | 0 | 0 | 0 | 0 | 0 | 0 | 0
#CAN - NS - MER Cap Annual v4.12 | 13 | 2320 | Rate Constraint in MTons | FALSE | L | Annual | Allowances Purchased MER | lbs | 0 | 0 | 0 | 0 | 0 | 0 | 0 | 0
#CAN - NS - MER Cap Annual v4.12 | 13 | 2320 | Rate Constraint in MTons | FALSE | L | Annual | Allowances Sold MER | lbs | 0 | 0 | 0 | 0 | 0 | 0 | 0 | 0
#CAN - NS - MER Cap Annual v4.12 | 13 | 2320 | Rate Constraint in MTons | FALSE | L | Annual | Allowances Banked | lbs | 0 | 0 | 0 | 0 | 0 | 0 | 0 | 0
#CAN - NS - MER Cap Annual v4.12 | 13 | 2320 | Rate Constraint in MTons | FALSE | L | Annual | Allowances Withdrawn (1:1) | lbs | 0 | 0 | 0 | 0 | 0 | 0 | 0 | 0
#CAN - NS - MER Cap Annual v4.12 | 13 | 2320 | Rate Constraint in MTons | FALSE | L | Annual | Allowances Withdrawn (n:1) | lbs | 0 | 0 | 0 | 0 | 0 | 0 | 0 | 0
#CAN - NS - MER Cap Annual v4.12 | 13 | 2320 | Rate Constraint in MTons | FALSE | L | Annual | Net Emissions Allowance Position | lbs | 0 | 0 | 0 | 0 | 0 | 0 | 0 | 0
#CAN - NS - MER Cap Annual v4.12 | 13 | 2320 | Rate Constraint in MTons | FALSE | L | Annual | Fuel Consumed | TBtu | 0 | 0 | 0 | 0 | 0 | 0 | 0 | 0
#CAN - NS - MER Cap Annual v4.12 | 13 | 2320 | Rate Constraint in MTons | FALSE | L | Annual | Rate | lb/MMBtu | 0 | 0 | 0 | 0 | 0 | 0 | 0 | 0
#CAN - NS - MER Cap Annual v4.12 | 13 | 2320 | Rate Constraint in MTons | FALSE | L | Annual | Generation | TWh | 0 | 0 | 0 | 0 | 0 | 0 | 0 | 0
#CAN - NS - MER Cap Annual v4.12 | 13 | 2320 | Rate Constraint in MTons | FALSE | L | Annual | Qualifying Generation | TWh | 0 | 0 | 0 | 0 | 0 | 0 | 0 | 0
#CAN - NS - MER Cap Annual v4.12 | 13 | 2320 | Rate Constraint in MTons | FALSE | L | Annual | Rate | lb/MWh | 0 | 0 | 0 | 0 | 0 | 0 | 0 | 0
#CAN - NS - MER Cap Annual v4.12 | 13 | 2320 | Rate Constraint in MTons | FALSE | L | Annual | Constraint Shadow Price | US2016$/Lb | 0 | 0 | 0 | 0 | 0 | 0 | 0 | 0
#CAN - NS - NS Power - NOX Cap Annual v3.1 | 14 | 2311 | Rate Constraint in MTons | FALSE | L | Annual | Seasons Included | Seasons | Winter, WintShld, Summer | Winter, WintShld, Summer | Winter, WintShld, Summer | Winter, WintShld, Summer | Winter, WintShld, Summer | Winter, WintShld, Summer | Winter, WintShld, Summer | Winter, WintShld, Summer
#CAN - NS - NS Power - NOX Cap Annual v3.1 | 14 | 2311 | Rate Constraint in MTons | FALSE | L | Annual | Standard NOX | Thousand Tons | 16.485 | 16.485 | 16.485 | 16.485 | 16.485 | 16.485 | 16.485 | 16.485
#CAN - NS - NS Power - NOX Cap Annual v3.1 | 14 | 2311 | Rate Constraint in MTons | FALSE | L | Annual | Emissions at Affected Plants NOX | Thousand Tons | 1.0723 | 1.14 | 1.1414 | 0.50962 | 0.50031 | 0.29183 | 0.25868 | 0.23669
#CAN - NS - NS Power - NOX Cap Annual v3.1 | 14 | 2311 | Rate Constraint in MTons | FALSE | L | Annual | Allowances Purchased NOX | Thousand Tons | 0 | 0 | 0 | 0 | 0 | 0 | 0 | 0
#CAN - NS - NS Power - NOX Cap Annual v3.1 | 14 | 2311 | Rate Constraint in MTons | FALSE | L | Annual | Allowances Sold NOX | Thousand Tons | 0 | 0 | 0 | 0 | 0 | 0 | 0 | 0
#CAN - NS - NS Power - NOX Cap Annual v3.1 | 14 | 2311 | Rate Constraint in MTons | FALSE | L | Annual | Allowances Banked | Thousand Tons | 0 | 0 | 0 | 0 | 0 | 0 | 0 | 0
#CAN - NS - NS Power - NOX Cap Annual v3.1 | 14 | 2311 | Rate Constraint in MTons | FALSE | L | Annual | Allowances Withdrawn (1:1) | Thousand Tons | 0 | 0 | 0 | 0 | 0 | 0 | 0 | 0
#CAN - NS - NS Power - NOX Cap Annual v3.1 | 14 | 2311 | Rate Constraint in MTons | FALSE | L | Annual | Allowances Withdrawn (n:1) | Thousand Tons | 0 | 0 | 0 | 0 | 0 | 0 | 0 | 0
#CAN - NS - NS Power - NOX Cap Annual v3.1 | 14 | 2311 | Rate Constraint in MTons | FALSE | L | Annual | Net Emissions Allowance Position | Thousand Tons | 1.0723 | 1.14 | 1.1414 | 0.50962 | 0.50031 | 0.29183 | 0.25868 | 0.23669
#CAN - NS - NS Power - NOX Cap Annual v3.1 | 14 | 2311 | Rate Constraint in MTons | FALSE | L | Annual | Fuel Consumed | TBtu | 36.8709 | 37.8545 | 38.027 | 36.1424 | 36.9069 | 39.7739 | 39.6849 | 38.1346
#CAN - NS - NS Power - NOX Cap Annual v3.1 | 14 | 2311 | Rate Constraint in MTons | FALSE | L | Annual | Rate | lb/MMBtu | 0.058166 | 0.060229 | 0.060029 | 0.028201 | 0.027112 | 0.014674 | 0.013036 | 0.012413
#CAN - NS - NS Power - NOX Cap Annual v3.1 | 14 | 2311 | Rate Constraint in MTons | FALSE | L | Annual | Generation | TWh | 5.1831 | 5.2871 | 5.3084 | 5.4943 | 5.6293 | 6.265 | 6.2693 | 6.0579
#CAN - NS - NS Power - NOX Cap Annual v3.1 | 14 | 2311 | Rate Constraint in MTons | FALSE | L | Annual | Qualifying Generation | TWh | 5.1831 | 5.2871 | 5.3084 | 5.4943 | 5.6293 | 6.265 | 6.2693 | 6.0579
#CAN - NS - NS Power - NOX Cap Annual v3.1 | 14 | 2311 | Rate Constraint in MTons | FALSE | L | Annual | Rate | lb/MWh | 0.41377 | 0.43122 | 0.43002 | 0.18551 | 0.17775 | 0.093162 | 0.082521 | 0.078142
#CAN - NS - NS Power - NOX Cap Annual v3.1 | 14 | 2311 | Rate Constraint in MTons | FALSE | L | Annual | Constraint Shadow Price | US2016$/Ton | 0 | 0 | 0 | 0 | 0 | 0 | 0 | 0
#CAN - NS - NS Power - SO2 Cap Annual v3.1 | 15 | 1737 | Rate Constraint in MTons | FALSE | L | Annual | Seasons Included | Seasons | Winter, WintShld, Summer | Winter, WintShld, Summer | Winter, WintShld, Summer | Winter, WintShld, Summer | Winter, WintShld, Summer | Winter, WintShld, Summer | Winter, WintShld, Summer | Winter, WintShld, Summer
#CAN - NS - NS Power - SO2 Cap Annual v3.1 | 15 | 1737 | Rate Constraint in MTons | FALSE | L | Annual | Standard SO2 | Thousand Tons | 39.9587 | 39.9587 | 39.9587 | 39.9587 | 39.9587 | 39.9587 | 39.9587 | 39.9587
#CAN - NS - NS Power - SO2 Cap Annual v3.1 | 15 | 1737 | Rate Constraint in MTons | FALSE | L | Annual | Emissions at Affected Plants SO2 | Thousand Tons | 0.046254 | 0.045396 | 0.04082 | 0.0095613 | 0.0092947 | 0.0037892 | 0 | 0
#CAN - NS - NS Power - SO2 Cap Annual v3.1 | 15 | 1737 | Rate Constraint in MTons | FALSE | L | Annual | Allowances Purchased SO2 | Thousand Tons | 0 | 0 | 0 | 0 | 0 | 0 | 0 | 0
#CAN - NS - NS Power - SO2 Cap Annual v3.1 | 15 | 1737 | Rate Constraint in MTons | FALSE | L | Annual | Allowances Sold SO2 | Thousand Tons | 0 | 0 | 0 | 0 | 0 | 0 | 0 | 0
#CAN - NS - NS Power - SO2 Cap Annual v3.1 | 15 | 1737 | Rate Constraint in MTons | FALSE | L | Annual | Allowances Banked | Thousand Tons | 0 | 0 | 0 | 0 | 0 | 0 | 0 | 0
#CAN - NS - NS Power - SO2 Cap Annual v3.1 | 15 | 1737 | Rate Constraint in MTons | FALSE | L | Annual | Allowances Withdrawn (1:1) | Thousand Tons | 0 | 0 | 0 | 0 | 0 | 0 | 0 | 0
#CAN - NS - NS Power - SO2 Cap Annual v3.1 | 15 | 1737 | Rate Constraint in MTons | FALSE | L | Annual | Allowances Withdrawn (n:1) | Thousand Tons | 0 | 0 | 0 | 0 | 0 | 0 | 0 | 0
#CAN - NS - NS Power - SO2 Cap Annual v3.1 | 15 | 1737 | Rate Constraint in MTons | FALSE | L | Annual | Net Emissions Allowance Position | Thousand Tons | 0.046254 | 0.045396 | 0.04082 | 0.0095613 | 0.0092947 | 0.0037892 | 0 | 0
#CAN - NS - NS Power - SO2 Cap Annual v3.1 | 15 | 1737 | Rate Constraint in MTons | FALSE | L | Annual | Fuel Consumed | TBtu | 36.8709 | 37.8545 | 38.027 | 36.1424 | 36.9069 | 39.7739 | 39.6849 | 38.1346
#CAN - NS - NS Power - SO2 Cap Annual v3.1 | 15 | 1737 | Rate Constraint in MTons | FALSE | L | Annual | Rate | lb/MMBtu | 0.0025089 | 0.0023985 | 0.0021469 | 0.00052909 | 0.00050369 | 0.00019054 | 0 | 0
#CAN - NS - NS Power - SO2 Cap Annual v3.1 | 15 | 1737 | Rate Constraint in MTons | FALSE | L | Annual | Generation | TWh | 5.1831 | 5.2871 | 5.3084 | 5.4943 | 5.6293 | 6.265 | 6.2693 | 6.0579
#CAN - NS - NS Power - SO2 Cap Annual v3.1 | 15 | 1737 | Rate Constraint in MTons | FALSE | L | Annual | Qualifying Generation | TWh | 5.1831 | 5.2871 | 5.3084 | 5.4943 | 5.6293 | 6.265 | 6.2693 | 6.0579
#CAN - NS - NS Power - SO2 Cap Annual v3.1 | 15 | 1737 | Rate Constraint in MTons | FALSE | L | Annual | Rate | lb/MWh | 0.017848 | 0.017172 | 0.015379 | 0.0034805 | 0.0033023 | 0.0012096 | 0 | 0
#CAN - NS - NS Power - SO2 Cap Annual v3.1 | 15 | 1737 | Rate Constraint in MTons | FALSE | L | Annual | Constraint Shadow Price | US2016$/Ton | 0 | 0 | 0 | 0 | 0 | 0 | 0 | 0
#CAN - NS - SO2 Cap Annual v3.1 | 16 | 1735 | Rate Constraint in MTons | FALSE | L | Annual | Seasons Included | Seasons | Winter, WintShld, Summer | Winter, WintShld, Summer | Winter, WintShld, Summer | Winter, WintShld, Summer | Winter, WintShld, Summer | Winter, WintShld, Summer | Winter, WintShld, Summer | Winter, WintShld, Summer
#CAN - NS - SO2 Cap Annual v3.1 | 16 | 1735 | Rate Constraint in MTons | FALSE | L | Annual | Standard SO2 | Thousand Tons | 131.2522 | 131.2522 | 131.2522 | 131.2522 | 131.2522 | 131.2522 | 131.2522 | 131.2522
#CAN - NS - SO2 Cap Annual v3.1 | 16 | 1735 | Rate Constraint in MTons | FALSE | L | Annual | Emissions at Affected Plants SO2 | Thousand Tons | 0.046254 | 0.045396 | 0.04082 | 0.0095613 | 0.0092947 | 0.0037892 | 0 | 0
#CAN - NS - SO2 Cap Annual v3.1 | 16 | 1735 | Rate Constraint in MTons | FALSE | L | Annual | Allowances Purchased SO2 | Thousand Tons | 0 | 0 | 0 | 0 | 0 | 0 | 0 | 0
#CAN - NS - SO2 Cap Annual v3.1 | 16 | 1735 | Rate Constraint in MTons | FALSE | L | Annual | Allowances Sold SO2 | Thousand Tons | 0 | 0 | 0 | 0 | 0 | 0 | 0 | 0
#CAN - NS - SO2 Cap Annual v3.1 | 16 | 1735 | Rate Constraint in MTons | FALSE | L | Annual | Allowances Banked | Thousand Tons | 0 | 0 | 0 | 0 | 0 | 0 | 0 | 0
#CAN - NS - SO2 Cap Annual v3.1 | 16 | 1735 | Rate Constraint in MTons | FALSE | L | Annual | Allowances Withdrawn (1:1) | Thousand Tons | 0 | 0 | 0 | 0 | 0 | 0 | 0 | 0
#CAN - NS - SO2 Cap Annual v3.1 | 16 | 1735 | Rate Constraint in MTons | FALSE | L | Annual | Allowances Withdrawn (n:1) | Thousand Tons | 0 | 0 | 0 | 0 | 0 | 0 | 0 | 0
#CAN - NS - SO2 Cap Annual v3.1 | 16 | 1735 | Rate Constraint in MTons | FALSE | L | Annual | Net Emissions Allowance Position | Thousand Tons | 0.046254 | 0.045396 | 0.04082 | 0.0095613 | 0.0092947 | 0.0037892 | 0 | 0
#CAN - NS - SO2 Cap Annual v3.1 | 16 | 1735 | Rate Constraint in MTons | FALSE | L | Annual | Fuel Consumed | TBtu | 36.8709 | 37.8545 | 38.027 | 36.1424 | 36.9069 | 39.7739 | 39.6849 | 38.1346
#CAN - NS - SO2 Cap Annual v3.1 | 16 | 1735 | Rate Constraint in MTons | FALSE | L | Annual | Rate | lb/MMBtu | 0.0025089 | 0.0023985 | 0.0021469 | 0.00052909 | 0.00050369 | 0.00019054 | 0 | 0
#CAN - NS - SO2 Cap Annual v3.1 | 16 | 1735 | Rate Constraint in MTons | FALSE | L | Annual | Generation | TWh | 5.1831 | 5.2871 | 5.3084 | 5.4943 | 5.6293 | 6.265 | 6.2693 | 6.0579
#CAN - NS - SO2 Cap Annual v3.1 | 16 | 1735 | Rate Constraint in MTons | FALSE | L | Annual | Qualifying Generation | TWh | 5.1831 | 5.2871 | 5.3084 | 5.4943 | 5.6293 | 6.265 | 6.2693 | 6.0579
#CAN - NS - SO2 Cap Annual v3.1 | 16 | 1735 | Rate Constraint in MTons | FALSE | L | Annual | Rate | lb/MWh | 0.017848 | 0.017172 | 0.015379 | 0.0034805 | 0.0033023 | 0.0012096 | 0 | 0
#CAN - NS - SO2 Cap Annual v3.1 | 16 | 1735 | Rate Constraint in MTons | FALSE | L | Annual | Constraint Shadow Price | US2016$/Ton | 0 | 0 | 0 | 0 | 0 | 0 | 0 | 0
#CAN - ON - CO2 Constraint- v.6.17 | 17 | 6963 | Rate Constraint in MTons | FALSE | L | Annual | Seasons Included | Seasons | Winter, WintShld, Summer | Winter, WintShld, Summer | Winter, WintShld, Summer | Winter, WintShld, Summer | Winter, WintShld, Summer | Winter, WintShld, Summer | Winter, WintShld, Summer | Winter, WintShld, Summer
#CAN - ON - CO2 Constraint- v.6.17 | 17 | 6963 | Rate Constraint in MTons | FALSE | L | Annual | Standard CO2 | Thousand Tons | 0 | 0 | 0 | 0 | 0 | 0 | 0 | 0
#CAN - ON - CO2 Constraint- v.6.17 | 17 | 6963 | Rate Constraint in MTons | FALSE | L | Annual | Emissions at Affected Plants CO2 | Thousand Tons | 0 | 3129.5771 | 5285.5311 | 1313.28 | 1325.8397 | 1328.9681 | 1344.1983 | 905.5513
#CAN - ON - CO2 Constraint- v.6.17 | 17 | 6963 | Rate Constraint in MTons | FALSE | L | Annual | Allowances Purchased CO2 | Thousand Tons | 0 | -3129.5771 | -5285.5311 | -1313.28 | -1325.8397 | -1328.9681 | -1344.1983 | -905.5513
#CAN - ON - CO2 Constraint- v.6.17 | 17 | 6963 | Rate Constraint in MTons | FALSE | L | Annual | Allowances Sold CO2 | Thousand Tons | 0 | 0 | 0 | 0 | 0 | 0 | 0 | 0
#CAN - ON - CO2 Constraint- v.6.17 | 17 | 6963 | Rate Constraint in MTons | FALSE | L | Annual | Allowances Banked | Thousand Tons | 0 | 0 | 0 | 0 | 0 | 0 | 0 | 0
#CAN - ON - CO2 Constraint- v.6.17 | 17 | 6963 | Rate Constraint in MTons | FALSE | L | Annual | Allowances Withdrawn (1:1) | Thousand Tons | 0 | 0 | 0 | 0 | 0 | 0 | 0 | 0
#CAN - ON - CO2 Constraint- v.6.17 | 17 | 6963 | Rate Constraint in MTons | FALSE | L | Annual | Allowances Withdrawn (n:1) | Thousand Tons | 0 | 0 | 0 | 0 | 0 | 0 | 0 | 0
#CAN - ON - CO2 Constraint- v.6.17 | 17 | 6963 | Rate Constraint in MTons | FALSE | L | Annual | Net Emissions Allowance Position | Thousand Tons | 0 | 2.0639e-06 | 1.1095e-06 | 3.3153e-07 | -2.189e-07 | -4.104e-08 | -1.28e-07 | -1.6283e-07
#CAN - ON - CO2 Constraint- v.6.17 | 17 | 6963 | Rate Constraint in MTons | FALSE | L | Annual | Fuel Consumed | TBtu | 0 | 52.256 | 89.0487 | 22.4339 | 22.6484 | 22.7019 | 22.962 | 15.4689
#CAN - ON - CO2 Constraint- v.6.17 | 17 | 6963 | Rate Constraint in MTons | FALSE | L | Annual | Rate | lb/MMBtu | 0 | 119.7786 | 118.711 | 117.08 | 117.08 | 117.08 | 117.08 | 117.08
#CAN - ON - CO2 Constraint- v.6.17 | 17 | 6963 | Rate Constraint in MTons | FALSE | L | Annual | Generation | TWh | 0 | 7.6513 | 13.0298 | 3.5853 | 3.6142 | 3.6236 | 3.6622 | 2.4589
#CAN - ON - CO2 Constraint- v.6.17 | 17 | 6963 | Rate Constraint in MTons | FALSE | L | Annual | Qualifying Generation | TWh | 0 | 7.6513 | 13.0298 | 3.5853 | 3.6142 | 3.6236 | 3.6622 | 2.4589
#CAN - ON - CO2 Constraint- v.6.17 | 17 | 6963 | Rate Constraint in MTons | FALSE | L | Annual | Rate | lb/MWh | 0 | 818.0509 | 811.2989 | 732.5939 | 733.6903 | 733.5155 | 734.0967 | 736.552
#CAN - ON - CO2 Constraint- v.6.17 | 17 | 6963 | Rate Constraint in MTons | FALSE | L | Annual | Constraint Shadow Price | US2016$/Ton | 13.321 | 13.32 | 13.3202 | 67.6707 | 67.6705 | 67.6706 | 67.6708 | 67.6709
#CAN - ON - NOX Cap Annual v3.1 | 18 | 1738 | Rate Constraint in MTons | FALSE | L | Annual | Seasons Included | Seasons | Winter, WintShld, Summer | Winter, WintShld, Summer | Winter, WintShld, Summer | Winter, WintShld, Summer | Winter, WintShld, Summer | Winter, WintShld, Summer | Winter, WintShld, Summer | Winter, WintShld, Summer
#CAN - ON - NOX Cap Annual v3.1 | 18 | 1738 | Rate Constraint in MTons | FALSE | L | Annual | Standard NOX | Thousand Tons | 47.2891 | 47.2891 | 47.2891 | 47.2891 | 47.2891 | 47.2891 | 47.2891 | 47.2891
#CAN - ON - NOX Cap Annual v3.1 | 18 | 1738 | Rate Constraint in MTons | FALSE | L | Annual | Emissions at Affected Plants NOX | Thousand Tons | 0 | 0.97806 | 1.7028 | 0.12765 | 0.13444 | 0.13387 | 0.13839 | 0.1017
#CAN - ON - NOX Cap Annual v3.1 | 18 | 1738 | Rate Constraint in MTons | FALSE | L | Annual | Allowances Purchased NOX | Thousand Tons | 0 | 0 | 0 | 0 | 0 | 0 | 0 | 0
#CAN - ON - NOX Cap Annual v3.1 | 18 | 1738 | Rate Constraint in MTons | FALSE | L | Annual | Allowances Sold NOX | Thousand Tons | 0 | 0 | 0 | 0 | 0 | 0 | 0 | 0
#CAN - ON - NOX Cap Annual v3.1 | 18 | 1738 | Rate Constraint in MTons | FALSE | L | Annual | Allowances Banked | Thousand Tons | 0 | 0 | 0 | 0 | 0 | 0 | 0 | 0
#CAN - ON - NOX Cap Annual v3.1 | 18 | 1738 | Rate Constraint in MTons | FALSE | L | Annual | Allowances Withdrawn (1:1) | Thousand Tons | 0 | 0 | 0 | 0 | 0 | 0 | 0 | 0
#CAN - ON - NOX Cap Annual v3.1 | 18 | 1738 | Rate Constraint in MTons | FALSE | L | Annual | Allowances Withdrawn (n:1) | Thousand Tons | 0 | 0 | 0 | 0 | 0 | 0 | 0 | 0
#CAN - ON - NOX Cap Annual v3.1 | 18 | 1738 | Rate Constraint in MTons | FALSE | L | Annual | Net Emissions Allowance Position | Thousand Tons | 0 | 0.97806 | 1.7028 | 0.12765 | 0.13444 | 0.13387 | 0.13839 | 0.1017
#CAN - ON - NOX Cap Annual v3.1 | 18 | 1738 | Rate Constraint in MTons | FALSE | L | Annual | Fuel Consumed | TBtu | 0 | 52.256 | 89.0487 | 22.4339 | 22.6484 | 22.7019 | 22.962 | 15.4689
#CAN - ON - NOX Cap Annual v3.1 | 18 | 1738 | Rate Constraint in MTons | FALSE | L | Annual | Rate | lb/MMBtu | 0 | 0.037433 | 0.038243 | 0.01138 | 0.011872 | 0.011793 | 0.012054 | 0.013149
#CAN - ON - NOX Cap Annual v3.1 | 18 | 1738 | Rate Constraint in MTons | FALSE | L | Annual | Generation | TWh | 0 | 7.6513 | 13.0298 | 3.5853 | 3.6142 | 3.6236 | 3.6622 | 2.4589
#CAN - ON - NOX Cap Annual v3.1 | 18 | 1738 | Rate Constraint in MTons | FALSE | L | Annual | Qualifying Generation | TWh | 0 | 7.6513 | 13.0298 | 3.5853 | 3.6142 | 3.6236 | 3.6622 | 2.4589
#CAN - ON - NOX Cap Annual v3.1 | 18 | 1738 | Rate Constraint in MTons | FALSE | L | Annual | Rate | lb/MWh | 0 | 0.25566 | 0.26136 | 0.071205 | 0.074396 | 0.073887 | 0.075578 | 0.082722
#CAN - ON - NOX Cap Annual v3.1 | 18 | 1738 | Rate Constraint in MTons | FALSE | L | Annual | Constraint Shadow Price | US2016$/Ton | 0 | 0 | 0 | 0 | 0 | 0 | 0 | 0
#CAN - ON - O3 Annex - NOX Cap Annual v3.1 | 19 | 1739 | Rate Constraint in MTons | FALSE | L | Annual | Seasons Included | Seasons | Winter, WintShld, Summer | Winter, WintShld, Summer | Winter, WintShld, Summer | Winter, WintShld, Summer | Winter, WintShld, Summer | Winter, WintShld, Summer | Winter, WintShld, Summer | Winter, WintShld, Summer
#CAN - ON - O3 Annex - NOX Cap Annual v3.1 | 19 | 1739 | Rate Constraint in MTons | FALSE | L | Annual | Standard NOX | Thousand Tons | 42.9901 | 42.9901 | 42.9901 | 42.9901 | 42.9901 | 42.9901 | 42.9901 | 42.9901
#CAN - ON - O3 Annex - NOX Cap Annual v3.1 | 19 | 1739 | Rate Constraint in MTons | FALSE | L | Annual | Emissions at Affected Plants NOX | Thousand Tons | 0 | 0.97806 | 1.7028 | 0.12765 | 0.13444 | 0.13387 | 0.13839 | 0.1017
#CAN - ON - O3 Annex - NOX Cap Annual v3.1 | 19 | 1739 | Rate Constraint in MTons | FALSE | L | Annual | Allowances Purchased NOX | Thousand Tons | 0 | 0 | 0 | 0 | 0 | 0 | 0 | 0
#CAN - ON - O3 Annex - NOX Cap Annual v3.1 | 19 | 1739 | Rate Constraint in MTons | FALSE | L | Annual | Allowances Sold NOX | Thousand Tons | 0 | 0 | 0 | 0 | 0 | 0 | 0 | 0
#CAN - ON - O3 Annex - NOX Cap Annual v3.1 | 19 | 1739 | Rate Constraint in MTons | FALSE | L | Annual | Allowances Banked | Thousand Tons | 0 | 0 | 0 | 0 | 0 | 0 | 0 | 0
#CAN - ON - O3 Annex - NOX Cap Annual v3.1 | 19 | 1739 | Rate Constraint in MTons | FALSE | L | Annual | Allowances Withdrawn (1:1) | Thousand Tons | 0 | 0 | 0 | 0 | 0 | 0 | 0 | 0
#CAN - ON - O3 Annex - NOX Cap Annual v3.1 | 19 | 1739 | Rate Constraint in MTons | FALSE | L | Annual | Allowances Withdrawn (n:1) | Thousand Tons | 0 | 0 | 0 | 0 | 0 | 0 | 0 | 0
#CAN - ON - O3 Annex - NOX Cap Annual v3.1 | 19 | 1739 | Rate Constraint in MTons | FALSE | L | Annual | Net Emissions Allowance Position | Thousand Tons | 0 | 0.97806 | 1.7028 | 0.12765 | 0.13444 | 0.13387 | 0.13839 | 0.1017
#CAN - ON - O3 Annex - NOX Cap Annual v3.1 | 19 | 1739 | Rate Constraint in MTons | FALSE | L | Annual | Fuel Consumed | TBtu | 0 | 52.256 | 89.0487 | 22.4339 | 22.6484 | 22.7019 | 22.962 | 15.4689
#CAN - ON - O3 Annex - NOX Cap Annual v3.1 | 19 | 1739 | Rate Constraint in MTons | FALSE | L | Annual | Rate | lb/MMBtu | 0 | 0.037433 | 0.038243 | 0.01138 | 0.011872 | 0.011793 | 0.012054 | 0.013149
#CAN - ON - O3 Annex - NOX Cap Annual v3.1 | 19 | 1739 | Rate Constraint in MTons | FALSE | L | Annual | Generation | TWh | 0 | 7.6513 | 13.0298 | 3.5853 | 3.6142 | 3.6236 | 3.6622 | 2.4589
#CAN - ON - O3 Annex - NOX Cap Annual v3.1 | 19 | 1739 | Rate Constraint in MTons | FALSE | L | Annual | Qualifying Generation | TWh | 0 | 7.6513 | 13.0298 | 3.5853 | 3.6142 | 3.6236 | 3.6622 | 2.4589
#CAN - ON - O3 Annex - NOX Cap Annual v3.1 | 19 | 1739 | Rate Constraint in MTons | FALSE | L | Annual | Rate | lb/MWh | 0 | 0.25566 | 0.26136 | 0.071205 | 0.074396 | 0.073887 | 0.075578 | 0.082722
#CAN - ON - O3 Annex - NOX Cap Annual v3.1 | 19 | 1739 | Rate Constraint in MTons | FALSE | L | Annual | Constraint Shadow Price | US2016$/Ton | 0 | 0 | 0 | 0 | 0 | 0 | 0 | 0
#CAN - ON - SO2 Cap Annual v3.1 | 20 | 1740 | Rate Constraint in MTons | FALSE | L | Annual | Seasons Included | Seasons | Winter, WintShld, Summer | Winter, WintShld, Summer | Winter, WintShld, Summer | Winter, WintShld, Summer | Winter, WintShld, Summer | Winter, WintShld, Summer | Winter, WintShld, Summer | Winter, WintShld, Summer
#CAN - ON - SO2 Cap Annual v3.1 | 20 | 1740 | Rate Constraint in MTons | FALSE | L | Annual | Standard SO2 | Thousand Tons | 144.4026 | 144.4026 | 144.4026 | 144.4026 | 144.4026 | 144.4026 | 144.4026 | 144.4026
#CAN - ON - SO2 Cap Annual v3.1 | 20 | 1740 | Rate Constraint in MTons | FALSE | L | Annual | Emissions at Affected Plants SO2 | Thousand Tons | 0 | 0.027648 | 0.028475 | 0 | 0 | 0 | 0 | 0
#CAN - ON - SO2 Cap Annual v3.1 | 20 | 1740 | Rate Constraint in MTons | FALSE | L | Annual | Allowances Purchased SO2 | Thousand Tons | 0 | 0 | 0 | 0 | 0 | 0 | 0 | 0
#CAN - ON - SO2 Cap Annual v3.1 | 20 | 1740 | Rate Constraint in MTons | FALSE | L | Annual | Allowances Sold SO2 | Thousand Tons | 0 | 0 | 0 | 0 | 0 | 0 | 0 | 0
#CAN - ON - SO2 Cap Annual v3.1 | 20 | 1740 | Rate Constraint in MTons | FALSE | L | Annual | Allowances Banked | Thousand Tons | 0 | 0 | 0 | 0 | 0 | 0 | 0 | 0
#CAN - ON - SO2 Cap Annual v3.1 | 20 | 1740 | Rate Constraint in MTons | FALSE | L | Annual | Allowances Withdrawn (1:1) | Thousand Tons | 0 | 0 | 0 | 0 | 0 | 0 | 0 | 0
#CAN - ON - SO2 Cap Annual v3.1 | 20 | 1740 | Rate Constraint in MTons | FALSE | L | Annual | Allowances Withdrawn (n:1) | Thousand Tons | 0 | 0 | 0 | 0 | 0 | 0 | 0 | 0
#CAN - ON - SO2 Cap Annual v3.1 | 20 | 1740 | Rate Constraint in MTons | FALSE | L | Annual | Net Emissions Allowance Position | Thousand Tons | 0 | 0.027648 | 0.028475 | 0 | 0 | 0 | 0 | 0
#CAN - ON - SO2 Cap Annual v3.1 | 20 | 1740 | Rate Constraint in MTons | FALSE | L | Annual | Fuel Consumed | TBtu | 0 | 52.256 | 89.0487 | 22.4339 | 22.6484 | 22.7019 | 22.962 | 15.4689
#CAN - ON - SO2 Cap Annual v3.1 | 20 | 1740 | Rate Constraint in MTons | FALSE | L | Annual | Rate | lb/MMBtu | 0 | 0.0010582 | 0.00063954 | 0 | 0 | 0 | 0 | 0
#CAN - ON - SO2 Cap Annual v3.1 | 20 | 1740 | Rate Constraint in MTons | FALSE | L | Annual | Generation | TWh | 0 | 7.6513 | 13.0298 | 3.5853 | 3.6142 | 3.6236 | 3.6622 | 2.4589
#CAN - ON - SO2 Cap Annual v3.1 | 20 | 1740 | Rate Constraint in MTons | FALSE | L | Annual | Qualifying Generation | TWh | 0 | 7.6513 | 13.0298 | 3.5853 | 3.6142 | 3.6236 | 3.6622 | 2.4589
#CAN - ON - SO2 Cap Annual v3.1 | 20 | 1740 | Rate Constraint in MTons | FALSE | L | Annual | Rate | lb/MWh | 0 | 0.007227 | 0.0043708 | 0 | 0 | 0 | 0 | 0
#CAN - ON - SO2 Cap Annual v3.1 | 20 | 1740 | Rate Constraint in MTons | FALSE | L | Annual | Constraint Shadow Price | US2016$/Ton | 0 | 0 | 0 | 0 | 0 | 0 | 0 | 0
#CAN - PE - Acid Rain - SO2 Cap Annual v3.1 | 21 | 1741 | Rate Constraint in MTons | FALSE | L | Annual | Seasons Included | Seasons | Winter, WintShld, Summer | Winter, WintShld, Summer | Winter, WintShld, Summer | Winter, WintShld, Summer | Winter, WintShld, Summer | Winter, WintShld, Summer | Winter, WintShld, Summer | Winter, WintShld, Summer
#CAN - PE - Acid Rain - SO2 Cap Annual v3.1 | 21 | 1741 | Rate Constraint in MTons | FALSE | L | Annual | Standard SO2 | Thousand Tons | 3.31 | 3.31 | 3.31 | 3.31 | 3.31 | 3.31 | 3.31 | 3.31
#CAN - PE - Acid Rain - SO2 Cap Annual v3.1 | 21 | 1741 | Rate Constraint in MTons | FALSE | L | Annual | Emissions at Affected Plants SO2 | Thousand Tons | 0.0014498 | 0.0014603 | 0.0015712 | 0.00060309 | 0 | 0 | 0 | 0
#CAN - PE - Acid Rain - SO2 Cap Annual v3.1 | 21 | 1741 | Rate Constraint in MTons | FALSE | L | Annual | Allowances Purchased SO2 | Thousand Tons | 0 | 0 | 0 | 0 | 0 | 0 | 0 | 0
#CAN - PE - Acid Rain - SO2 Cap Annual v3.1 | 21 | 1741 | Rate Constraint in MTons | FALSE | L | Annual | Allowances Sold SO2 | Thousand Tons | 0 | 0 | 0 | 0 | 0 | 0 | 0 | 0
#CAN - PE - Acid Rain - SO2 Cap Annual v3.1 | 21 | 1741 | Rate Constraint in MTons | FALSE | L | Annual | Allowances Banked | Thousand Tons | 0 | 0 | 0 | 0 | 0 | 0 | 0 | 0
#CAN - PE - Acid Rain - SO2 Cap Annual v3.1 | 21 | 1741 | Rate Constraint in MTons | FALSE | L | Annual | Allowances Withdrawn (1:1) | Thousand Tons | 0 | 0 | 0 | 0 | 0 | 0 | 0 | 0
#CAN - PE - Acid Rain - SO2 Cap Annual v3.1 | 21 | 1741 | Rate Constraint in MTons | FALSE | L | Annual | Allowances Withdrawn (n:1) | Thousand Tons | 0 | 0 | 0 | 0 | 0 | 0 | 0 | 0
#CAN - PE - Acid Rain - SO2 Cap Annual v3.1 | 21 | 1741 | Rate Constraint in MTons | FALSE | L | Annual | Net Emissions Allowance Position | Thousand Tons | 0.0014498 | 0.0014603 | 0.0015712 | 0.00060309 | 0 | 0 | 0 | 0
#CAN - PE - Acid Rain - SO2 Cap Annual v3.1 | 21 | 1741 | Rate Constraint in MTons | FALSE | L | Annual | Fuel Consumed | TBtu | 3.7702 | 4.3851 | 4.4874 | 5.147 | 6.6835 | 8.4629 | 9.2389 | 9.6991
#CAN - PE - Acid Rain - SO2 Cap Annual v3.1 | 21 | 1741 | Rate Constraint in MTons | FALSE | L | Annual | Rate | lb/MMBtu | 0.00076907 | 0.00066605 | 0.00070025 | 0.00023435 | 0 | 0 | 0 | 0
#CAN - PE - Acid Rain - SO2 Cap Annual v3.1 | 21 | 1741 | Rate Constraint in MTons | FALSE | L | Annual | Generation | TWh | 0.53665 | 0.62975 | 0.64273 | 0.72149 | 0.9643 | 1.2628 | 1.3931 | 1.4641
#CAN - PE - Acid Rain - SO2 Cap Annual v3.1 | 21 | 1741 | Rate Constraint in MTons | FALSE | L | Annual | Qualifying Generation | TWh | 0.53665 | 0.62975 | 0.64273 | 0.72149 | 0.9643 | 1.2628 | 1.3931 | 1.4641
#CAN - PE - Acid Rain - SO2 Cap Annual v3.1 | 21 | 1741 | Rate Constraint in MTons | FALSE | L | Annual | Rate | lb/MWh | 0.0054031 | 0.0046379 | 0.004889 | 0.0016718 | 0 | 0 | 0 | 0
#CAN - PE - Acid Rain - SO2 Cap Annual v3.1 | 21 | 1741 | Rate Constraint in MTons | FALSE | L | Annual | Constraint Shadow Price | US2016$/Ton | 0 | 0 | 0 | 0 | 0 | 0 | 0 | 0
#CAN - PQ - Acid Rain - SO2 Cap Annual v3.1 | 22 | 1742 | Rate Constraint in MTons | FALSE | L | Annual | Seasons Included | Seasons | Winter, WintShld, Summer | Winter, WintShld, Summer | Winter, WintShld, Summer | Winter, WintShld, Summer | Winter, WintShld, Summer | Winter, WintShld, Summer | Winter, WintShld, Summer | Winter, WintShld, Summer
#CAN - PQ - Acid Rain - SO2 Cap Annual v3.1 | 22 | 1742 | Rate Constraint in MTons | FALSE | L | Annual | Standard SO2 | Thousand Tons | 6.61 | 6.61 | 6.61 | 6.61 | 6.61 | 6.61 | 6.61 | 6.61
#CAN - PQ - Acid Rain - SO2 Cap Annual v3.1 | 22 | 1742 | Rate Constraint in MTons | FALSE | L | Annual | Emissions at Affected Plants SO2 | Thousand Tons | 0 | 0 | 0 | 0 | 0 | 0 | 0 | 0
#CAN - PQ - Acid Rain - SO2 Cap Annual v3.1 | 22 | 1742 | Rate Constraint in MTons | FALSE | L | Annual | Allowances Purchased SO2 | Thousand Tons | 0 | 0 | 0 | 0 | 0 | 0 | 0 | 0
#CAN - PQ - Acid Rain - SO2 Cap Annual v3.1 | 22 | 1742 | Rate Constraint in MTons | FALSE | L | Annual | Allowances Sold SO2 | Thousand Tons | 0 | 0 | 0 | 0 | 0 | 0 | 0 | 0
#CAN - PQ - Acid Rain - SO2 Cap Annual v3.1 | 22 | 1742 | Rate Constraint in MTons | FALSE | L | Annual | Allowances Banked | Thousand Tons | 0 | 0 | 0 | 0 | 0 | 0 | 0 | 0
#CAN - PQ - Acid Rain - SO2 Cap Annual v3.1 | 22 | 1742 | Rate Constraint in MTons | FALSE | L | Annual | Allowances Withdrawn (1:1) | Thousand Tons | 0 | 0 | 0 | 0 | 0 | 0 | 0 | 0
#CAN - PQ - Acid Rain - SO2 Cap Annual v3.1 | 22 | 1742 | Rate Constraint in MTons | FALSE | L | Annual | Allowances Withdrawn (n:1) | Thousand Tons | 0 | 0 | 0 | 0 | 0 | 0 | 0 | 0
#CAN - PQ - Acid Rain - SO2 Cap Annual v3.1 | 22 | 1742 | Rate Constraint in MTons | FALSE | L | Annual | Net Emissions Allowance Position | Thousand Tons | 0 | 0 | 0 | 0 | 0 | 0 | 0 | 0
#CAN - PQ - Acid Rain - SO2 Cap Annual v3.1 | 22 | 1742 | Rate Constraint in MTons | FALSE | L | Annual | Fuel Consumed | TBtu | 0 | 0 | 0 | 0 | 0 | 0 | 0 | 0
#CAN - PQ - Acid Rain - SO2 Cap Annual v3.1 | 22 | 1742 | Rate Constraint in MTons | FALSE | L | Annual | Rate | lb/MMBtu | 0 | 0 | 0 | 0 | 0 | 0 | 0 | 0
#CAN - PQ - Acid Rain - SO2 Cap Annual v3.1 | 22 | 1742 | Rate Constraint in MTons | FALSE | L | Annual | Generation | TWh | 0 | 0 | 0 | 0 | 0 | 0 | 0 | 0
#CAN - PQ - Acid Rain - SO2 Cap Annual v3.1 | 22 | 1742 | Rate Constraint in MTons | FALSE | L | Annual | Qualifying Generation | TWh | 0 | 0 | 0 | 0 | 0 | 0 | 0 | 0
#CAN - PQ - Acid Rain - SO2 Cap Annual v3.1 | 22 | 1742 | Rate Constraint in MTons | FALSE | L | Annual | Rate | lb/MWh | 0 | 0 | 0 | 0 | 0 | 0 | 0 | 0
#CAN - PQ - Acid Rain - SO2 Cap Annual v3.1 | 22 | 1742 | Rate Constraint in MTons | FALSE | L | Annual | Constraint Shadow Price | US2016$/Ton | 0 | 0 | 0 | 0 | 0 | 0 | 0 | 0
#CAN - PQ - CO2 Constraint- v.6.17 | 23 | 6964 | Rate Constraint in MTons | FALSE | L | Annual | Seasons Included | Seasons | Winter, WintShld, Summer | Winter, WintShld, Summer | Winter, WintShld, Summer | Winter, WintShld, Summer | Winter, WintShld, Summer | Winter, WintShld, Summer | Winter, WintShld, Summer | Winter, WintShld, Summer
#CAN - PQ - CO2 Constraint- v.6.17 | 23 | 6964 | Rate Constraint in MTons | FALSE | L | Annual | Standard CO2 | Thousand Tons | 0 | 0 | 0 | 0 | 0 | 0 | 0 | 0
#CAN - PQ - CO2 Constraint- v.6.17 | 23 | 6964 | Rate Constraint in MTons | FALSE | L | Annual | Emissions at Affected Plants CO2 | Thousand Tons | 0 | 0 | 0 | 0 | 0 | 0 | 0 | 0
#CAN - PQ - CO2 Constraint- v.6.17 | 23 | 6964 | Rate Constraint in MTons | FALSE | L | Annual | Allowances Purchased CO2 | Thousand Tons | 0 | 0 | 0 | 0 | 0 | 0 | 0 | 0
#CAN - PQ - CO2 Constraint- v.6.17 | 23 | 6964 | Rate Constraint in MTons | FALSE | L | Annual | Allowances Sold CO2 | Thousand Tons | 0 | 0 | 0 | 0 | 0 | 0 | 0 | 0
#CAN - PQ - CO2 Constraint- v.6.17 | 23 | 6964 | Rate Constraint in MTons | FALSE | L | Annual | Allowances Banked | Thousand Tons | 0 | 0 | 0 | 0 | 0 | 0 | 0 | 0
#CAN - PQ - CO2 Constraint- v.6.17 | 23 | 6964 | Rate Constraint in MTons | FALSE | L | Annual | Allowances Withdrawn (1:1) | Thousand Tons | 0 | 0 | 0 | 0 | 0 | 0 | 0 | 0
#CAN - PQ - CO2 Constraint- v.6.17 | 23 | 6964 | Rate Constraint in MTons | FALSE | L | Annual | Allowances Withdrawn (n:1) | Thousand Tons | 0 | 0 | 0 | 0 | 0 | 0 | 0 | 0
#CAN - PQ - CO2 Constraint- v.6.17 | 23 | 6964 | Rate Constraint in MTons | FALSE | L | Annual | Net Emissions Allowance Position | Thousand Tons | 0 | 0 | 0 | 0 | 0 | 0 | 0 | 0
#CAN - PQ - CO2 Constraint- v.6.17 | 23 | 6964 | Rate Constraint in MTons | FALSE | L | Annual | Fuel Consumed | TBtu | 0 | 0 | 0 | 0 | 0 | 0 | 0 | 0
#CAN - PQ - CO2 Constraint- v.6.17 | 23 | 6964 | Rate Constraint in MTons | FALSE | L | Annual | Rate | lb/MMBtu | 0 | 0 | 0 | 0 | 0 | 0 | 0 | 0
#CAN - PQ - CO2 Constraint- v.6.17 | 23 | 6964 | Rate Constraint in MTons | FALSE | L | Annual | Generation | TWh | 0 | 0 | 0 | 0 | 0 | 0 | 0 | 0
#CAN - PQ - CO2 Constraint- v.6.17 | 23 | 6964 | Rate Constraint in MTons | FALSE | L | Annual | Qualifying Generation | TWh | 0 | 0 | 0 | 0 | 0 | 0 | 0 | 0
#CAN - PQ - CO2 Constraint- v.6.17 | 23 | 6964 | Rate Constraint in MTons | FALSE | L | Annual | Rate | lb/MWh | 0 | 0 | 0 | 0 | 0 | 0 | 0 | 0
#CAN - PQ - CO2 Constraint- v.6.17 | 23 | 6964 | Rate Constraint in MTons | FALSE | L | Annual | Constraint Shadow Price | US2016$/Ton | 13.321 | 13.32 | 13.3202 | 67.6707 | 67.6705 | 67.6706 | 67.6708 | 67.6709
#CAN - PQ - O3 Annex - NOX Cap Annual v3.1 | 24 | 1743 | Rate Constraint in MTons | FALSE | L | Annual | Seasons Included | Seasons | Winter, WintShld, Summer | Winter, WintShld, Summer | Winter, WintShld, Summer | Winter, WintShld, Summer | Winter, WintShld, Summer | Winter, WintShld, Summer | Winter, WintShld, Summer | Winter, WintShld, Summer
#CAN - PQ - O3 Annex - NOX Cap Annual v3.1 | 24 | 1743 | Rate Constraint in MTons | FALSE | L | Annual | Standard NOX | Thousand Tons | 5.5115 | 5.5115 | 5.5115 | 5.5115 | 5.5115 | 5.5115 | 5.5115 | 5.5115
#CAN - PQ - O3 Annex - NOX Cap Annual v3.1 | 24 | 1743 | Rate Constraint in MTons | FALSE | L | Annual | Emissions at Affected Plants NOX | Thousand Tons | 0 | 0 | 0 | 0 | 0 | 0 | 0 | 0
#CAN - PQ - O3 Annex - NOX Cap Annual v3.1 | 24 | 1743 | Rate Constraint in MTons | FALSE | L | Annual | Allowances Purchased NOX | Thousand Tons | 0 | 0 | 0 | 0 | 0 | 0 | 0 | 0
#CAN - PQ - O3 Annex - NOX Cap Annual v3.1 | 24 | 1743 | Rate Constraint in MTons | FALSE | L | Annual | Allowances Sold NOX | Thousand Tons | 0 | 0 | 0 | 0 | 0 | 0 | 0 | 0
#CAN - PQ - O3 Annex - NOX Cap Annual v3.1 | 24 | 1743 | Rate Constraint in MTons | FALSE | L | Annual | Allowances Banked | Thousand Tons | 0 | 0 | 0 | 0 | 0 | 0 | 0 | 0
#CAN - PQ - O3 Annex - NOX Cap Annual v3.1 | 24 | 1743 | Rate Constraint in MTons | FALSE | L | Annual | Allowances Withdrawn (1:1) | Thousand Tons | 0 | 0 | 0 | 0 | 0 | 0 | 0 | 0
#CAN - PQ - O3 Annex - NOX Cap Annual v3.1 | 24 | 1743 | Rate Constraint in MTons | FALSE | L | Annual | Allowances Withdrawn (n:1) | Thousand Tons | 0 | 0 | 0 | 0 | 0 | 0 | 0 | 0
#CAN - PQ - O3 Annex - NOX Cap Annual v3.1 | 24 | 1743 | Rate Constraint in MTons | FALSE | L | Annual | Net Emissions Allowance Position | Thousand Tons | 0 | 0 | 0 | 0 | 0 | 0 | 0 | 0
#CAN - PQ - O3 Annex - NOX Cap Annual v3.1 | 24 | 1743 | Rate Constraint in MTons | FALSE | L | Annual | Fuel Consumed | TBtu | 0 | 0 | 0 | 0 | 0 | 0 | 0 | 0
#CAN - PQ - O3 Annex - NOX Cap Annual v3.1 | 24 | 1743 | Rate Constraint in MTons | FALSE | L | Annual | Rate | lb/MMBtu | 0 | 0 | 0 | 0 | 0 | 0 | 0 | 0
#CAN - PQ - O3 Annex - NOX Cap Annual v3.1 | 24 | 1743 | Rate Constraint in MTons | FALSE | L | Annual | Generation | TWh | 0 | 0 | 0 | 0 | 0 | 0 | 0 | 0
#CAN - PQ - O3 Annex - NOX Cap Annual v3.1 | 24 | 1743 | Rate Constraint in MTons | FALSE | L | Annual | Qualifying Generation | TWh | 0 | 0 | 0 | 0 | 0 | 0 | 0 | 0
#CAN - PQ - O3 Annex - NOX Cap Annual v3.1 | 24 | 1743 | Rate Constraint in MTons | FALSE | L | Annual | Rate | lb/MWh | 0 | 0 | 0 | 0 | 0 | 0 | 0 | 0
#CAN - PQ - O3 Annex - NOX Cap Annual v3.1 | 24 | 1743 | Rate Constraint in MTons | FALSE | L | Annual | Constraint Shadow Price | US2016$/Ton | 0 | 0 | 0 | 0 | 0 | 0 | 0 | 0
#CAN - SK - MER Cap Annual v4.12 | 25 | 2322 | Rate Constraint in MTons | FALSE | L | Annual | Seasons Included | Seasons | Winter, WintShld, Summer | Winter, WintShld, Summer | Winter, WintShld, Summer | Winter, WintShld, Summer | Winter, WintShld, Summer | Winter, WintShld, Summer | Winter, WintShld, Summer | Winter, WintShld, Summer
#CAN - SK - MER Cap Annual v4.12 | 25 | 2322 | Rate Constraint in MTons | FALSE | L | Annual | Standard MER | lbs | 947.9877 | 947.9877 | 947.9877 | 947.9877 | 947.9877 | 947.9877 | 947.9877 | 947.9877
#CAN - SK - MER Cap Annual v4.12 | 25 | 2322 | Rate Constraint in MTons | FALSE | L | Annual | Emissions at Affected Plants MER | lbs | 343.2693 | 231.9506 | 257.8627 | 51.9919 | 29.5822 | 28.7763 | 28.7763 | 1.5743
#CAN - SK - MER Cap Annual v4.12 | 25 | 2322 | Rate Constraint in MTons | FALSE | L | Annual | Allowances Purchased MER | lbs | 0 | 0 | 0 | 0 | 0 | 0 | 0 | 0
#CAN - SK - MER Cap Annual v4.12 | 25 | 2322 | Rate Constraint in MTons | FALSE | L | Annual | Allowances Sold MER | lbs | 0 | 0 | 0 | 0 | 0 | 0 | 0 | 0
#CAN - SK - MER Cap Annual v4.12 | 25 | 2322 | Rate Constraint in MTons | FALSE | L | Annual | Allowances Banked | lbs | 0 | 0 | 0 | 0 | 0 | 0 | 0 | 0
#CAN - SK - MER Cap Annual v4.12 | 25 | 2322 | Rate Constraint in MTons | FALSE | L | Annual | Allowances Withdrawn (1:1) | lbs | 0 | 0 | 0 | 0 | 0 | 0 | 0 | 0
#CAN - SK - MER Cap Annual v4.12 | 25 | 2322 | Rate Constraint in MTons | FALSE | L | Annual | Allowances Withdrawn (n:1) | lbs | 0 | 0 | 0 | 0 | 0 | 0 | 0 | 0
#CAN - SK - MER Cap Annual v4.12 | 25 | 2322 | Rate Constraint in MTons | FALSE | L | Annual | Net Emissions Allowance Position | lbs | 343.2693 | 231.9506 | 257.8627 | 51.9919 | 29.5822 | 28.7763 | 28.7763 | 1.5743
#CAN - SK - MER Cap Annual v4.12 | 25 | 2322 | Rate Constraint in MTons | FALSE | L | Annual | Fuel Consumed | TBtu | 96.8063 | 86.1606 | 86.1606 | 42.8889 | 22.9637 | 22.5354 | 22.5354 | 0.83668
#CAN - SK - MER Cap Annual v4.12 | 25 | 2322 | Rate Constraint in MTons | FALSE | L | Annual | Rate | lb/MMBtu | 3.5459e-06 | 2.6921e-06 | 2.9928e-06 | 1.2122e-06 | 1.2882e-06 | 1.2769e-06 | 1.2769e-06 | 1.8816e-06
#CAN - SK - MER Cap Annual v4.12 | 25 | 2322 | Rate Constraint in MTons | FALSE | L | Annual | Generation | TWh | 9.2833 | 8.2624 | 8.2624 | 4.1129 | 2.1959 | 2.1565 | 2.1565 | 0.076992
#CAN - SK - MER Cap Annual v4.12 | 25 | 2322 | Rate Constraint in MTons | FALSE | L | Annual | Qualifying Generation | TWh | 9.2833 | 8.2624 | 8.2624 | 4.1129 | 2.1959 | 2.1565 | 2.1565 | 0.076992
#CAN - SK - MER Cap Annual v4.12 | 25 | 2322 | Rate Constraint in MTons | FALSE | L | Annual | Rate | lb/MWh | 3.6977e-05 | 2.8073e-05 | 3.1209e-05 | 1.2641e-05 | 1.3471e-05 | 1.3344e-05 | 1.3344e-05 | 2.0447e-05
#CAN - SK - MER Cap Annual v4.12 | 25 | 2322 | Rate Constraint in MTons | FALSE | L | Annual | Constraint Shadow Price | US2016$/Lb | 0 | 0 | 0 | 0 | 0 | 0 | 0 | 0
#CAN Aconi 1 - SO2 Rate Annual v3.1, Unit 3699 and retrofits | 26 | 1744 | Rate Constraint in lbs/MMBtu | FALSE | L | Annual | Seasons Included | Seasons | Winter, WintShld, Summer | Winter, WintShld, Summer | Winter, WintShld, Summer | Winter, WintShld, Summer | Winter, WintShld, Summer | Winter, WintShld, Summer | Winter, WintShld, Summer | Winter, WintShld, Summer
#CAN Aconi 1 - SO2 Rate Annual v3.1, Unit 3699 and retrofits | 26 | 1744 | Rate Constraint in lbs/MMBtu | FALSE | L | Annual | Standard SO2 | lb/MMBtu | 0.58146 | 0.58146 | 0.58146 | 0.58146 | 0.58146 | 0.58146 | 0.58146 | 0.58146
#CAN Aconi 1 - SO2 Rate Annual v3.1, Unit 3699 and retrofits | 26 | 1744 | Rate Constraint in lbs/MMBtu | FALSE | L | Annual | Emissions at Affected Plants SO2 | Thousand Tons | 0 | 0 | 0 | 0 | 0 | 0 | 0 | 0
#CAN Aconi 1 - SO2 Rate Annual v3.1, Unit 3699 and retrofits | 26 | 1744 | Rate Constraint in lbs/MMBtu | FALSE | L | Annual | Allowances Purchased SO2 | Thousand Tons | 0 | 0 | 0 | 0 | 0 | 0 | 0 | 0
#CAN Aconi 1 - SO2 Rate Annual v3.1, Unit 3699 and retrofits | 26 | 1744 | Rate Constraint in lbs/MMBtu | FALSE | L | Annual | Allowances Sold SO2 | Thousand Tons | 0 | 0 | 0 | 0 | 0 | 0 | 0 | 0
#CAN Aconi 1 - SO2 Rate Annual v3.1, Unit 3699 and retrofits | 26 | 1744 | Rate Constraint in lbs/MMBtu | FALSE | L | Annual | Allowances Banked | Thousand Tons | 0 | 0 | 0 | 0 | 0 | 0 | 0 | 0
#CAN Aconi 1 - SO2 Rate Annual v3.1, Unit 3699 and retrofits | 26 | 1744 | Rate Constraint in lbs/MMBtu | FALSE | L | Annual | Allowances Withdrawn (1:1) | Thousand Tons | 0 | 0 | 0 | 0 | 0 | 0 | 0 | 0
#CAN Aconi 1 - SO2 Rate Annual v3.1, Unit 3699 and retrofits | 26 | 1744 | Rate Constraint in lbs/MMBtu | FALSE | L | Annual | Allowances Withdrawn (n:1) | Thousand Tons | 0 | 0 | 0 | 0 | 0 | 0 | 0 | 0
#CAN Aconi 1 - SO2 Rate Annual v3.1, Unit 3699 and retrofits | 26 | 1744 | Rate Constraint in lbs/MMBtu | FALSE | L | Annual | Net Emissions Allowance Position | Thousand Tons | 0 | 0 | 0 | 0 | 0 | 0 | 0 | 0
#CAN Aconi 1 - SO2 Rate Annual v3.1, Unit 3699 and retrofits | 26 | 1744 | Rate Constraint in lbs/MMBtu | FALSE | L | Annual | Fuel Consumed | TBtu | 0 | 0 | 0 | 0 | 0 | 0 | 0 | 0
#CAN Aconi 1 - SO2 Rate Annual v3.1, Unit 3699 and retrofits | 26 | 1744 | Rate Constraint in lbs/MMBtu | FALSE | L | Annual | Rate | lb/MMBtu | 0 | 0 | 0 | 0 | 0 | 0 | 0 | 0
#CAN Aconi 1 - SO2 Rate Annual v3.1, Unit 3699 and retrofits | 26 | 1744 | Rate Constraint in lbs/MMBtu | FALSE | L | Annual | Generation | TWh | 0 | 0 | 0 | 0 | 0 | 0 | 0 | 0
#CAN Aconi 1 - SO2 Rate Annual v3.1, Unit 3699 and retrofits | 26 | 1744 | Rate Constraint in lbs/MMBtu | FALSE | L | Annual | Qualifying Generation | TWh | 0 | 0 | 0 | 0 | 0 | 0 | 0 | 0
#CAN Aconi 1 - SO2 Rate Annual v3.1, Unit 3699 and retrofits | 26 | 1744 | Rate Constraint in lbs/MMBtu | FALSE | L | Annual | Rate | lb/MWh | 0 | 0 | 0 | 0 | 0 | 0 | 0 | 0
#CAN Aconi 1 - SO2 Rate Annual v3.1, Unit 3699 and retrofits | 26 | 1744 | Rate Constraint in lbs/MMBtu | FALSE | L | Annual | Constraint Shadow Price | US2016$/Ton | 0 | 0 | 0 | 0 | 0 | 0 | 0 | 0
#CAN Lingan 1-4 - SO2 Rate Annual v3.1, Unit 3599 and retrofits | 27 | 1748 | Rate Constraint in lbs/MMBtu | FALSE | L | Annual | Seasons Included | Seasons | Winter, WintShld, Summer | Winter, WintShld, Summer | Winter, WintShld, Summer | Winter, WintShld, Summer | Winter, WintShld, Summer | Winter, WintShld, Summer | Winter, WintShld, Summer | Winter, WintShld, Summer
#CAN Lingan 1-4 - SO2 Rate Annual v3.1, Unit 3599 and retrofits | 27 | 1748 | Rate Constraint in lbs/MMBtu | FALSE | L | Annual | Standard SO2 | lb/MMBtu | 3.7214 | 3.7214 | 3.7214 | 3.7214 | 3.7214 | 3.7214 | 3.7214 | 3.7214
#CAN Lingan 1-4 - SO2 Rate Annual v3.1, Unit 3599 and retrofits | 27 | 1748 | Rate Constraint in lbs/MMBtu | FALSE | L | Annual | Emissions at Affected Plants SO2 | Thousand Tons | 0 | 0 | 0 | 0 | 0 | 0 | 0 | 0
#CAN Lingan 1-4 - SO2 Rate Annual v3.1, Unit 3599 and retrofits | 27 | 1748 | Rate Constraint in lbs/MMBtu | FALSE | L | Annual | Allowances Purchased SO2 | Thousand Tons | 0 | 0 | 0 | 0 | 0 | 0 | 0 | 0
#CAN Lingan 1-4 - SO2 Rate Annual v3.1, Unit 3599 and retrofits | 27 | 1748 | Rate Constraint in lbs/MMBtu | FALSE | L | Annual | Allowances Sold SO2 | Thousand Tons | 0 | 0 | 0 | 0 | 0 | 0 | 0 | 0
#CAN Lingan 1-4 - SO2 Rate Annual v3.1, Unit 3599 and retrofits | 27 | 1748 | Rate Constraint in lbs/MMBtu | FALSE | L | Annual | Allowances Banked | Thousand Tons | 0 | 0 | 0 | 0 | 0 | 0 | 0 | 0
#CAN Lingan 1-4 - SO2 Rate Annual v3.1, Unit 3599 and retrofits | 27 | 1748 | Rate Constraint in lbs/MMBtu | FALSE | L | Annual | Allowances Withdrawn (1:1) | Thousand Tons | 0 | 0 | 0 | 0 | 0 | 0 | 0 | 0
#CAN Lingan 1-4 - SO2 Rate Annual v3.1, Unit 3599 and retrofits | 27 | 1748 | Rate Constraint in lbs/MMBtu | FALSE | L | Annual | Allowances Withdrawn (n:1) | Thousand Tons | 0 | 0 | 0 | 0 | 0 | 0 | 0 | 0
#CAN Lingan 1-4 - SO2 Rate Annual v3.1, Unit 3599 and retrofits | 27 | 1748 | Rate Constraint in lbs/MMBtu | FALSE | L | Annual | Net Emissions Allowance Position | Thousand Tons | 0 | 0 | 0 | 0 | 0 | 0 | 0 | 0
#CAN Lingan 1-4 - SO2 Rate Annual v3.1, Unit 3599 and retrofits | 27 | 1748 | Rate Constraint in lbs/MMBtu | FALSE | L | Annual | Fuel Consumed | TBtu | 0 | 0 | 0 | 0 | 0 | 0 | 0 | 0
#CAN Lingan 1-4 - SO2 Rate Annual v3.1, Unit 3599 and retrofits | 27 | 1748 | Rate Constraint in lbs/MMBtu | FALSE | L | Annual | Rate | lb/MMBtu | 0 | 0 | 0 | 0 | 0 | 0 | 0 | 0
#CAN Lingan 1-4 - SO2 Rate Annual v3.1, Unit 3599 and retrofits | 27 | 1748 | Rate Constraint in lbs/MMBtu | FALSE | L | Annual | Generation | TWh | 0 | 0 | 0 | 0 | 0 | 0 | 0 | 0
#CAN Lingan 1-4 - SO2 Rate Annual v3.1, Unit 3599 and retrofits | 27 | 1748 | Rate Constraint in lbs/MMBtu | FALSE | L | Annual | Qualifying Generation | TWh | 0 | 0 | 0 | 0 | 0 | 0 | 0 | 0
#CAN Lingan 1-4 - SO2 Rate Annual v3.1, Unit 3599 and retrofits | 27 | 1748 | Rate Constraint in lbs/MMBtu | FALSE | L | Annual | Rate | lb/MWh | 0 | 0 | 0 | 0 | 0 | 0 | 0 | 0
#CAN Lingan 1-4 - SO2 Rate Annual v3.1, Unit 3599 and retrofits | 27 | 1748 | Rate Constraint in lbs/MMBtu | FALSE | L | Annual | Constraint Shadow Price | US2016$/Ton | 0 | 0 | 0 | 0 | 0 | 0 | 0 | 0
#CAN Lingan 1-4 - SO2 Rate Annual v3.1, Unit 3600 and retrofits | 28 | 1748 | Rate Constraint in lbs/MMBtu | FALSE | L | Annual | Seasons Included | Seasons | Winter, WintShld, Summer | Winter, WintShld, Summer | Winter, WintShld, Summer | Winter, WintShld, Summer | Winter, WintShld, Summer | Winter, WintShld, Summer | Winter, WintShld, Summer | Winter, WintShld, Summer
#CAN Lingan 1-4 - SO2 Rate Annual v3.1, Unit 3600 and retrofits | 28 | 1748 | Rate Constraint in lbs/MMBtu | FALSE | L | Annual | Standard SO2 | lb/MMBtu | 3.7214 | 3.7214 | 3.7214 | 3.7214 | 3.7214 | 3.7214 | 3.7214 | 3.7214
#CAN Lingan 1-4 - SO2 Rate Annual v3.1, Unit 3600 and retrofits | 28 | 1748 | Rate Constraint in lbs/MMBtu | FALSE | L | Annual | Emissions at Affected Plants SO2 | Thousand Tons | 0 | 0 | 0 | 0 | 0 | 0 | 0 | 0
#CAN Lingan 1-4 - SO2 Rate Annual v3.1, Unit 3600 and retrofits | 28 | 1748 | Rate Constraint in lbs/MMBtu | FALSE | L | Annual | Allowances Purchased SO2 | Thousand Tons | 0 | 0 | 0 | 0 | 0 | 0 | 0 | 0
#CAN Lingan 1-4 - SO2 Rate Annual v3.1, Unit 3600 and retrofits | 28 | 1748 | Rate Constraint in lbs/MMBtu | FALSE | L | Annual | Allowances Sold SO2 | Thousand Tons | 0 | 0 | 0 | 0 | 0 | 0 | 0 | 0
#CAN Lingan 1-4 - SO2 Rate Annual v3.1, Unit 3600 and retrofits | 28 | 1748 | Rate Constraint in lbs/MMBtu | FALSE | L | Annual | Allowances Banked | Thousand Tons | 0 | 0 | 0 | 0 | 0 | 0 | 0 | 0
#CAN Lingan 1-4 - SO2 Rate Annual v3.1, Unit 3600 and retrofits | 28 | 1748 | Rate Constraint in lbs/MMBtu | FALSE | L | Annual | Allowances Withdrawn (1:1) | Thousand Tons | 0 | 0 | 0 | 0 | 0 | 0 | 0 | 0
#CAN Lingan 1-4 - SO2 Rate Annual v3.1, Unit 3600 and retrofits | 28 | 1748 | Rate Constraint in lbs/MMBtu | FALSE | L | Annual | Allowances Withdrawn (n:1) | Thousand Tons | 0 | 0 | 0 | 0 | 0 | 0 | 0 | 0
#CAN Lingan 1-4 - SO2 Rate Annual v3.1, Unit 3600 and retrofits | 28 | 1748 | Rate Constraint in lbs/MMBtu | FALSE | L | Annual | Net Emissions Allowance Position | Thousand Tons | 0 | 0 | 0 | 0 | 0 | 0 | 0 | 0
#CAN Lingan 1-4 - SO2 Rate Annual v3.1, Unit 3600 and retrofits | 28 | 1748 | Rate Constraint in lbs/MMBtu | FALSE | L | Annual | Fuel Consumed | TBtu | 0 | 0 | 0 | 0 | 0 | 0 | 0 | 0
#CAN Lingan 1-4 - SO2 Rate Annual v3.1, Unit 3600 and retrofits | 28 | 1748 | Rate Constraint in lbs/MMBtu | FALSE | L | Annual | Rate | lb/MMBtu | 0 | 0 | 0 | 0 | 0 | 0 | 0 | 0
#CAN Lingan 1-4 - SO2 Rate Annual v3.1, Unit 3600 and retrofits | 28 | 1748 | Rate Constraint in lbs/MMBtu | FALSE | L | Annual | Generation | TWh | 0 | 0 | 0 | 0 | 0 | 0 | 0 | 0
#CAN Lingan 1-4 - SO2 Rate Annual v3.1, Unit 3600 and retrofits | 28 | 1748 | Rate Constraint in lbs/MMBtu | FALSE | L | Annual | Qualifying Generation | TWh | 0 | 0 | 0 | 0 | 0 | 0 | 0 | 0
#CAN Lingan 1-4 - SO2 Rate Annual v3.1, Unit 3600 and retrofits | 28 | 1748 | Rate Constraint in lbs/MMBtu | FALSE | L | Annual | Rate | lb/MWh | 0 | 0 | 0 | 0 | 0 | 0 | 0 | 0
#CAN Lingan 1-4 - SO2 Rate Annual v3.1, Unit 3600 and retrofits | 28 | 1748 | Rate Constraint in lbs/MMBtu | FALSE | L | Annual | Constraint Shadow Price | US2016$/Ton | 0 | 0 | 0 | 0 | 0 | 0 | 0 | 0
#CAN Lingan 1-4 - SO2 Rate Annual v3.1, Unit 3601 and retrofits | 29 | 1748 | Rate Constraint in lbs/MMBtu | FALSE | L | Annual | Seasons Included | Seasons | Winter, WintShld, Summer | Winter, WintShld, Summer | Winter, WintShld, Summer | Winter, WintShld, Summer | Winter, WintShld, Summer | Winter, WintShld, Summer | Winter, WintShld, Summer | Winter, WintShld, Summer
#CAN Lingan 1-4 - SO2 Rate Annual v3.1, Unit 3601 and retrofits | 29 | 1748 | Rate Constraint in lbs/MMBtu | FALSE | L | Annual | Standard SO2 | lb/MMBtu | 3.7214 | 3.7214 | 3.7214 | 3.7214 | 3.7214 | 3.7214 | 3.7214 | 3.7214
#CAN Lingan 1-4 - SO2 Rate Annual v3.1, Unit 3601 and retrofits | 29 | 1748 | Rate Constraint in lbs/MMBtu | FALSE | L | Annual | Emissions at Affected Plants SO2 | Thousand Tons | 0 | 0 | 0 | 0 | 0 | 0 | 0 | 0
#CAN Lingan 1-4 - SO2 Rate Annual v3.1, Unit 3601 and retrofits | 29 | 1748 | Rate Constraint in lbs/MMBtu | FALSE | L | Annual | Allowances Purchased SO2 | Thousand Tons | 0 | 0 | 0 | 0 | 0 | 0 | 0 | 0
#CAN Lingan 1-4 - SO2 Rate Annual v3.1, Unit 3601 and retrofits | 29 | 1748 | Rate Constraint in lbs/MMBtu | FALSE | L | Annual | Allowances Sold SO2 | Thousand Tons | 0 | 0 | 0 | 0 | 0 | 0 | 0 | 0
#CAN Lingan 1-4 - SO2 Rate Annual v3.1, Unit 3601 and retrofits | 29 | 1748 | Rate Constraint in lbs/MMBtu | FALSE | L | Annual | Allowances Banked | Thousand Tons | 0 | 0 | 0 | 0 | 0 | 0 | 0 | 0
#CAN Lingan 1-4 - SO2 Rate Annual v3.1, Unit 3601 and retrofits | 29 | 1748 | Rate Constraint in lbs/MMBtu | FALSE | L | Annual | Allowances Withdrawn (1:1) | Thousand Tons | 0 | 0 | 0 | 0 | 0 | 0 | 0 | 0
#CAN Lingan 1-4 - SO2 Rate Annual v3.1, Unit 3601 and retrofits | 29 | 1748 | Rate Constraint in lbs/MMBtu | FALSE | L | Annual | Allowances Withdrawn (n:1) | Thousand Tons | 0 | 0 | 0 | 0 | 0 | 0 | 0 | 0
#CAN Lingan 1-4 - SO2 Rate Annual v3.1, Unit 3601 and retrofits | 29 | 1748 | Rate Constraint in lbs/MMBtu | FALSE | L | Annual | Net Emissions Allowance Position | Thousand Tons | 0 | 0 | 0 | 0 | 0 | 0 | 0 | 0
#CAN Lingan 1-4 - SO2 Rate Annual v3.1, Unit 3601 and retrofits | 29 | 1748 | Rate Constraint in lbs/MMBtu | FALSE | L | Annual | Fuel Consumed | TBtu | 0 | 0 | 0 | 0 | 0 | 0 | 0 | 0
#CAN Lingan 1-4 - SO2 Rate Annual v3.1, Unit 3601 and retrofits | 29 | 1748 | Rate Constraint in lbs/MMBtu | FALSE | L | Annual | Rate | lb/MMBtu | 0 | 0 | 0 | 0 | 0 | 0 | 0 | 0
#CAN Lingan 1-4 - SO2 Rate Annual v3.1, Unit 3601 and retrofits | 29 | 1748 | Rate Constraint in lbs/MMBtu | FALSE | L | Annual | Generation | TWh | 0 | 0 | 0 | 0 | 0 | 0 | 0 | 0
#CAN Lingan 1-4 - SO2 Rate Annual v3.1, Unit 3601 and retrofits | 29 | 1748 | Rate Constraint in lbs/MMBtu | FALSE | L | Annual | Qualifying Generation | TWh | 0 | 0 | 0 | 0 | 0 | 0 | 0 | 0
#CAN Lingan 1-4 - SO2 Rate Annual v3.1, Unit 3601 and retrofits | 29 | 1748 | Rate Constraint in lbs/MMBtu | FALSE | L | Annual | Rate | lb/MWh | 0 | 0 | 0 | 0 | 0 | 0 | 0 | 0
#CAN Lingan 1-4 - SO2 Rate Annual v3.1, Unit 3601 and retrofits | 29 | 1748 | Rate Constraint in lbs/MMBtu | FALSE | L | Annual | Constraint Shadow Price | US2016$/Ton | 0 | 0 | 0 | 0 | 0 | 0 | 0 | 0
#CAN Lingan 1-4 - SO2 Rate Annual v3.1, Unit 3602 and retrofits | 30 | 1748 | Rate Constraint in lbs/MMBtu | FALSE | L | Annual | Seasons Included | Seasons | Winter, WintShld, Summer | Winter, WintShld, Summer | Winter, WintShld, Summer | Winter, WintShld, Summer | Winter, WintShld, Summer | Winter, WintShld, Summer | Winter, WintShld, Summer | Winter, WintShld, Summer
#CAN Lingan 1-4 - SO2 Rate Annual v3.1, Unit 3602 and retrofits | 30 | 1748 | Rate Constraint in lbs/MMBtu | FALSE | L | Annual | Standard SO2 | lb/MMBtu | 3.7214 | 3.7214 | 3.7214 | 3.7214 | 3.7214 | 3.7214 | 3.7214 | 3.7214
#CAN Lingan 1-4 - SO2 Rate Annual v3.1, Unit 3602 and retrofits | 30 | 1748 | Rate Constraint in lbs/MMBtu | FALSE | L | Annual | Emissions at Affected Plants SO2 | Thousand Tons | 0 | 0 | 0 | 0 | 0 | 0 | 0 | 0
#CAN Lingan 1-4 - SO2 Rate Annual v3.1, Unit 3602 and retrofits | 30 | 1748 | Rate Constraint in lbs/MMBtu | FALSE | L | Annual | Allowances Purchased SO2 | Thousand Tons | 0 | 0 | 0 | 0 | 0 | 0 | 0 | 0
#CAN Lingan 1-4 - SO2 Rate Annual v3.1, Unit 3602 and retrofits | 30 | 1748 | Rate Constraint in lbs/MMBtu | FALSE | L | Annual | Allowances Sold SO2 | Thousand Tons | 0 | 0 | 0 | 0 | 0 | 0 | 0 | 0
#CAN Lingan 1-4 - SO2 Rate Annual v3.1, Unit 3602 and retrofits | 30 | 1748 | Rate Constraint in lbs/MMBtu | FALSE | L | Annual | Allowances Banked | Thousand Tons | 0 | 0 | 0 | 0 | 0 | 0 | 0 | 0
#CAN Lingan 1-4 - SO2 Rate Annual v3.1, Unit 3602 and retrofits | 30 | 1748 | Rate Constraint in lbs/MMBtu | FALSE | L | Annual | Allowances Withdrawn (1:1) | Thousand Tons | 0 | 0 | 0 | 0 | 0 | 0 | 0 | 0
#CAN Lingan 1-4 - SO2 Rate Annual v3.1, Unit 3602 and retrofits | 30 | 1748 | Rate Constraint in lbs/MMBtu | FALSE | L | Annual | Allowances Withdrawn (n:1) | Thousand Tons | 0 | 0 | 0 | 0 | 0 | 0 | 0 | 0
#CAN Lingan 1-4 - SO2 Rate Annual v3.1, Unit 3602 and retrofits | 30 | 1748 | Rate Constraint in lbs/MMBtu | FALSE | L | Annual | Net Emissions Allowance Position | Thousand Tons | 0 | 0 | 0 | 0 | 0 | 0 | 0 | 0
#CAN Lingan 1-4 - SO2 Rate Annual v3.1, Unit 3602 and retrofits | 30 | 1748 | Rate Constraint in lbs/MMBtu | FALSE | L | Annual | Fuel Consumed | TBtu | 0 | 0 | 0 | 0 | 0 | 0 | 0 | 0
#CAN Lingan 1-4 - SO2 Rate Annual v3.1, Unit 3602 and retrofits | 30 | 1748 | Rate Constraint in lbs/MMBtu | FALSE | L | Annual | Rate | lb/MMBtu | 0 | 0 | 0 | 0 | 0 | 0 | 0 | 0
#CAN Lingan 1-4 - SO2 Rate Annual v3.1, Unit 3602 and retrofits | 30 | 1748 | Rate Constraint in lbs/MMBtu | FALSE | L | Annual | Generation | TWh | 0 | 0 | 0 | 0 | 0 | 0 | 0 | 0
#CAN Lingan 1-4 - SO2 Rate Annual v3.1, Unit 3602 and retrofits | 30 | 1748 | Rate Constraint in lbs/MMBtu | FALSE | L | Annual | Qualifying Generation | TWh | 0 | 0 | 0 | 0 | 0 | 0 | 0 | 0
#CAN Lingan 1-4 - SO2 Rate Annual v3.1, Unit 3602 and retrofits | 30 | 1748 | Rate Constraint in lbs/MMBtu | FALSE | L | Annual | Rate | lb/MWh | 0 | 0 | 0 | 0 | 0 | 0 | 0 | 0
#CAN Lingan 1-4 - SO2 Rate Annual v3.1, Unit 3602 and retrofits | 30 | 1748 | Rate Constraint in lbs/MMBtu | FALSE | L | Annual | Constraint Shadow Price | US2016$/Ton | 0 | 0 | 0 | 0 | 0 | 0 | 0 | 0
#CAN -National CO2 Rate Limit- 2021- v6.17 | 31 | 5804 | Rate Constraint in lbs/MWh | FALSE | L | Annual | Seasons Included | Seasons | Winter, WintShld, Summer | Winter, WintShld, Summer | Winter, WintShld, Summer | Winter, WintShld, Summer | Winter, WintShld, Summer | Winter, WintShld, Summer | Winter, WintShld, Summer | Winter, WintShld, Summer
#CAN -National CO2 Rate Limit- 2021- v6.17 | 31 | 5804 | Rate Constraint in lbs/MWh | FALSE | L | Annual | Standard CO2 | lb/MWh | 925.94 | 925.94 | 925.94 | 925.94 | 925.94 | 925.94 | 925.94 | 925.94
#CAN -National CO2 Rate Limit- 2021- v6.17 | 31 | 5804 | Rate Constraint in lbs/MWh | FALSE | L | Annual | Emissions at Affected Plants CO2 | Thousand Tons | 0 | 0 | 0 | 0 | 67.9856 | 49.7391 | 49.7391 | 35.6448
#CAN -National CO2 Rate Limit- 2021- v6.17 | 31 | 5804 | Rate Constraint in lbs/MWh | FALSE | L | Annual | Allowances Purchased CO2 | Thousand Tons | 0 | 0 | 0 | 0 | 0 | 0 | 0 | 0
#CAN -National CO2 Rate Limit- 2021- v6.17 | 31 | 5804 | Rate Constraint in lbs/MWh | FALSE | L | Annual | Allowances Sold CO2 | Thousand Tons | 0 | 0 | 0 | 0 | 0 | 0 | 0 | 0
#CAN -National CO2 Rate Limit- 2021- v6.17 | 31 | 5804 | Rate Constraint in lbs/MWh | FALSE | L | Annual | Allowances Banked | Thousand Tons | 0 | 0 | 0 | 0 | 0 | 0 | 0 | 0
#CAN -National CO2 Rate Limit- 2021- v6.17 | 31 | 5804 | Rate Constraint in lbs/MWh | FALSE | L | Annual | Allowances Withdrawn (1:1) | Thousand Tons | 0 | 0 | 0 | 0 | 0 | 0 | 0 | 0
#CAN -National CO2 Rate Limit- 2021- v6.17 | 31 | 5804 | Rate Constraint in lbs/MWh | FALSE | L | Annual | Allowances Withdrawn (n:1) | Thousand Tons | 0 | 0 | 0 | 0 | 0 | 0 | 0 | 0
#CAN -National CO2 Rate Limit- 2021- v6.17 | 31 | 5804 | Rate Constraint in lbs/MWh | FALSE | L | Annual | Net Emissions Allowance Position | Thousand Tons | 0 | 0 | 0 | 0 | 67.9856 | 49.7391 | 49.7391 | 35.6448
#CAN -National CO2 Rate Limit- 2021- v6.17 | 31 | 5804 | Rate Constraint in lbs/MWh | FALSE | L | Annual | Fuel Consumed | TBtu | 0 | 0 | 0 | 0 | 1.5958 | 1.1675 | 1.1675 | 0.83668
#CAN -National CO2 Rate Limit- 2021- v6.17 | 31 | 5804 | Rate Constraint in lbs/MWh | FALSE | L | Annual | Rate | lb/MMBtu | 0 | 0 | 0 | 0 | 85.2049 | 85.2049 | 85.2049 | 85.2049
#CAN -National CO2 Rate Limit- 2021- v6.17 | 31 | 5804 | Rate Constraint in lbs/MWh | FALSE | L | Annual | Generation | TWh | 0 | 0 | 0 | 0 | 0.14685 | 0.10743 | 0.10743 | 0.076992
#CAN -National CO2 Rate Limit- 2021- v6.17 | 31 | 5804 | Rate Constraint in lbs/MWh | FALSE | L | Annual | Qualifying Generation | TWh | 0 | 0 | 0 | 0 | 0.14685 | 0.10743 | 0.10743 | 0.076992
#CAN -National CO2 Rate Limit- 2021- v6.17 | 31 | 5804 | Rate Constraint in lbs/MWh | FALSE | L | Annual | Constraint Shadow Price | US2016$/Ton | 604.299 | 154.824 | 132.4357 | 101.1663 | 94.0155 | 98.4796 | 96.9551 | 89.7575
#CAN -National CO2 Rate Limit- 2023- v6.17 | 32 | 6998 | Rate Constraint in lbs/MWh | FALSE | L | Annual | Seasons Included | Seasons |  | Winter, WintShld, Summer | Winter, WintShld, Summer | Winter, WintShld, Summer | Winter, WintShld, Summer | Winter, WintShld, Summer | Winter, WintShld, Summer | Winter, WintShld, Summer
#CAN -National CO2 Rate Limit- 2023- v6.17 | 32 | 6998 | Rate Constraint in lbs/MWh | FALSE | L | Annual | Standard CO2 | lb/MWh | 0 | 925.94 | 925.94 | 925.94 | 925.94 | 925.94 | 925.94 | 925.94
#CAN -National CO2 Rate Limit- 2023- v6.17 | 32 | 6998 | Rate Constraint in lbs/MWh | FALSE | L | Annual | Emissions at Affected Plants CO2 | Thousand Tons | 0 | 0 | 0 | 0 | 0 | 0 | 0 | 0
#CAN -National CO2 Rate Limit- 2023- v6.17 | 32 | 6998 | Rate Constraint in lbs/MWh | FALSE | L | Annual | Allowances Purchased CO2 | Thousand Tons | 0 | 0 | 0 | 0 | 0 | 0 | 0 | 0
#CAN -National CO2 Rate Limit- 2023- v6.17 | 32 | 6998 | Rate Constraint in lbs/MWh | FALSE | L | Annual | Allowances Sold CO2 | Thousand Tons | 0 | 0 | 0 | 0 | 0 | 0 | 0 | 0
#CAN -National CO2 Rate Limit- 2023- v6.17 | 32 | 6998 | Rate Constraint in lbs/MWh | FALSE | L | Annual | Allowances Banked | Thousand Tons | 0 | 0 | 0 | 0 | 0 | 0 | 0 | 0
#CAN -National CO2 Rate Limit- 2023- v6.17 | 32 | 6998 | Rate Constraint in lbs/MWh | FALSE | L | Annual | Allowances Withdrawn (1:1) | Thousand Tons | 0 | 0 | 0 | 0 | 0 | 0 | 0 | 0
#CAN -National CO2 Rate Limit- 2023- v6.17 | 32 | 6998 | Rate Constraint in lbs/MWh | FALSE | L | Annual | Allowances Withdrawn (n:1) | Thousand Tons | 0 | 0 | 0 | 0 | 0 | 0 | 0 | 0
#CAN -National CO2 Rate Limit- 2023- v6.17 | 32 | 6998 | Rate Constraint in lbs/MWh | FALSE | L | Annual | Net Emissions Allowance Position | Thousand Tons | 0 | 0 | 0 | 0 | 0 | 0 | 0 | 0
#CAN -National CO2 Rate Limit- 2023- v6.17 | 32 | 6998 | Rate Constraint in lbs/MWh | FALSE | L | Annual | Fuel Consumed | TBtu | 0 | 0 | 0 | 0 | 0 | 0 | 0 | 0
#CAN -National CO2 Rate Limit- 2023- v6.17 | 32 | 6998 | Rate Constraint in lbs/MWh | FALSE | L | Annual | Rate | lb/MMBtu | 0 | 0 | 0 | 0 | 0 | 0 | 0 | 0
#CAN -National CO2 Rate Limit- 2023- v6.17 | 32 | 6998 | Rate Constraint in lbs/MWh | FALSE | L | Annual | Generation | TWh | 0 | 0 | 0 | 0 | 0 | 0 | 0 | 0
#CAN -National CO2 Rate Limit- 2023- v6.17 | 32 | 6998 | Rate Constraint in lbs/MWh | FALSE | L | Annual | Qualifying Generation | TWh | 0 | 0 | 0 | 0 | 0 | 0 | 0 | 0
#CAN -National CO2 Rate Limit- 2023- v6.17 | 32 | 6998 | Rate Constraint in lbs/MWh | FALSE | L | Annual | Constraint Shadow Price | US2016$/Ton | 0 | 97.7099 | 97.3973 | 172.6859 | 2550.9151 | 186.2399 | 192.5792 | 408.7326
#CAN -National CO2 Rate Limit- 2030- v6.17 | 33 | 6999 | Rate Constraint in lbs/MWh | FALSE | L | Annual | Seasons Included | Seasons |  |  |  | Winter, WintShld, Summer | Winter, WintShld, Summer | Winter, WintShld, Summer | Winter, WintShld, Summer | Winter, WintShld, Summer
#CAN -National CO2 Rate Limit- 2030- v6.17 | 33 | 6999 | Rate Constraint in lbs/MWh | FALSE | L | Annual | Standard CO2 | lb/MWh | 0 | 0 | 0 | 925.94 | 925.94 | 925.94 | 925.94 | 925.94
#CAN -National CO2 Rate Limit- 2030- v6.17 | 33 | 6999 | Rate Constraint in lbs/MWh | FALSE | L | Annual | Emissions at Affected Plants CO2 | Thousand Tons | 0 | 0 | 0 | 0 | 0 | 0 | 0 | 0
#CAN -National CO2 Rate Limit- 2030- v6.17 | 33 | 6999 | Rate Constraint in lbs/MWh | FALSE | L | Annual | Allowances Purchased CO2 | Thousand Tons | 0 | 0 | 0 | 0 | 0 | 0 | 0 | 0
#CAN -National CO2 Rate Limit- 2030- v6.17 | 33 | 6999 | Rate Constraint in lbs/MWh | FALSE | L | Annual | Allowances Sold CO2 | Thousand Tons | 0 | 0 | 0 | 0 | 0 | 0 | 0 | 0
#CAN -National CO2 Rate Limit- 2030- v6.17 | 33 | 6999 | Rate Constraint in lbs/MWh | FALSE | L | Annual | Allowances Banked | Thousand Tons | 0 | 0 | 0 | 0 | 0 | 0 | 0 | 0
#CAN -National CO2 Rate Limit- 2030- v6.17 | 33 | 6999 | Rate Constraint in lbs/MWh | FALSE | L | Annual | Allowances Withdrawn (1:1) | Thousand Tons | 0 | 0 | 0 | 0 | 0 | 0 | 0 | 0
#CAN -National CO2 Rate Limit- 2030- v6.17 | 33 | 6999 | Rate Constraint in lbs/MWh | FALSE | L | Annual | Allowances Withdrawn (n:1) | Thousand Tons | 0 | 0 | 0 | 0 | 0 | 0 | 0 | 0
#CAN -National CO2 Rate Limit- 2030- v6.17 | 33 | 6999 | Rate Constraint in lbs/MWh | FALSE | L | Annual | Net Emissions Allowance Position | Thousand Tons | 0 | 0 | 0 | 0 | 0 | 0 | 0 | 0
#CAN -National CO2 Rate Limit- 2030- v6.17 | 33 | 6999 | Rate Constraint in lbs/MWh | FALSE | L | Annual | Fuel Consumed | TBtu | 0 | 0 | 0 | 0 | 0 | 0 | 0 | 0
#CAN -National CO2 Rate Limit- 2030- v6.17 | 33 | 6999 | Rate Constraint in lbs/MWh | FALSE | L | Annual | Rate | lb/MMBtu | 0 | 0 | 0 | 0 | 0 | 0 | 0 | 0
#CAN -National CO2 Rate Limit- 2030- v6.17 | 33 | 6999 | Rate Constraint in lbs/MWh | FALSE | L | Annual | Generation | TWh | 0 | 0 | 0 | 0 | 0 | 0 | 0 | 0
#CAN -National CO2 Rate Limit- 2030- v6.17 | 33 | 6999 | Rate Constraint in lbs/MWh | FALSE | L | Annual | Qualifying Generation | TWh | 0 | 0 | 0 | 0 | 0 | 0 | 0 | 0
#CAN -National CO2 Rate Limit- 2030- v6.17 | 33 | 6999 | Rate Constraint in lbs/MWh | FALSE | L | Annual | Constraint Shadow Price | US2016$/Ton | 0 | 0 | 0 | 536.7495 | 2550.9151 | 728.6827 | 192.5792 | 408.7326
#CAN -National CO2 Rate Limit- 2035- v6.17 | 34 | 7000 | Rate Constraint in lbs/MWh | FALSE | L | Annual | Seasons Included | Seasons |  |  |  |  | Winter, WintShld, Summer | Winter, WintShld, Summer | Winter, WintShld, Summer | Winter, WintShld, Summer
#CAN -National CO2 Rate Limit- 2035- v6.17 | 34 | 7000 | Rate Constraint in lbs/MWh | FALSE | L | Annual | Standard CO2 | lb/MWh | 0 | 0 | 0 | 0 | 925.94 | 925.94 | 925.94 | 925.94
#CAN -National CO2 Rate Limit- 2035- v6.17 | 34 | 7000 | Rate Constraint in lbs/MWh | FALSE | L | Annual | Emissions at Affected Plants CO2 | Thousand Tons | 0 | 0 | 0 | 0 | 0 | 0 | 0 | 0
#CAN -National CO2 Rate Limit- 2035- v6.17 | 34 | 7000 | Rate Constraint in lbs/MWh | FALSE | L | Annual | Allowances Purchased CO2 | Thousand Tons | 0 | 0 | 0 | 0 | 0 | 0 | 0 | 0
#CAN -National CO2 Rate Limit- 2035- v6.17 | 34 | 7000 | Rate Constraint in lbs/MWh | FALSE | L | Annual | Allowances Sold CO2 | Thousand Tons | 0 | 0 | 0 | 0 | 0 | 0 | 0 | 0
#CAN -National CO2 Rate Limit- 2035- v6.17 | 34 | 7000 | Rate Constraint in lbs/MWh | FALSE | L | Annual | Allowances Banked | Thousand Tons | 0 | 0 | 0 | 0 | 0 | 0 | 0 | 0
#CAN -National CO2 Rate Limit- 2035- v6.17 | 34 | 7000 | Rate Constraint in lbs/MWh | FALSE | L | Annual | Allowances Withdrawn (1:1) | Thousand Tons | 0 | 0 | 0 | 0 | 0 | 0 | 0 | 0
#CAN -National CO2 Rate Limit- 2035- v6.17 | 34 | 7000 | Rate Constraint in lbs/MWh | FALSE | L | Annual | Allowances Withdrawn (n:1) | Thousand Tons | 0 | 0 | 0 | 0 | 0 | 0 | 0 | 0
#CAN -National CO2 Rate Limit- 2035- v6.17 | 34 | 7000 | Rate Constraint in lbs/MWh | FALSE | L | Annual | Net Emissions Allowance Position | Thousand Tons | 0 | 0 | 0 | 0 | 0 | 0 | 0 | 0
#CAN -National CO2 Rate Limit- 2035- v6.17 | 34 | 7000 | Rate Constraint in lbs/MWh | FALSE | L | Annual | Fuel Consumed | TBtu | 0 | 0 | 0 | 0 | 0 | 0 | 0 | 0
#CAN -National CO2 Rate Limit- 2035- v6.17 | 34 | 7000 | Rate Constraint in lbs/MWh | FALSE | L | Annual | Rate | lb/MMBtu | 0 | 0 | 0 | 0 | 0 | 0 | 0 | 0
#CAN -National CO2 Rate Limit- 2035- v6.17 | 34 | 7000 | Rate Constraint in lbs/MWh | FALSE | L | Annual | Generation | TWh | 0 | 0 | 0 | 0 | 0 | 0 | 0 | 0
#CAN -National CO2 Rate Limit- 2035- v6.17 | 34 | 7000 | Rate Constraint in lbs/MWh | FALSE | L | Annual | Qualifying Generation | TWh | 0 | 0 | 0 | 0 | 0 | 0 | 0 | 0
#CAN -National CO2 Rate Limit- 2035- v6.17 | 34 | 7000 | Rate Constraint in lbs/MWh | FALSE | L | Annual | Constraint Shadow Price | US2016$/Ton | 0 | 0 | 0 | 0 | 2550.9151 | 728.6827 | 192.5792 | 408.7326
#CAN -National CO2 Rate Limit- 2040- v6.17 | 35 | 7001 | Rate Constraint in lbs/MWh | FALSE | L | Annual | Seasons Included | Seasons | [5 empty] | Winter, WintShld, Summer | Winter, WintShld, Summer | Winter, WintShld, Summer
#CAN -National CO2 Rate Limit- 2040- v6.17 | 35 | 7001 | Rate Constraint in lbs/MWh | FALSE | L | Annual | Standard CO2 | lb/MWh | 0 | 0 | 0 | 0 | 0 | 925.94 | 925.94 | 925.94
#CAN -National CO2 Rate Limit- 2040- v6.17 | 35 | 7001 | Rate Constraint in lbs/MWh | FALSE | L | Annual | Emissions at Affected Plants CO2 | Thousand Tons | 0 | 0 | 0 | 0 | 0 | 0 | 0 | 0
#CAN -National CO2 Rate Limit- 2040- v6.17 | 35 | 7001 | Rate Constraint in lbs/MWh | FALSE | L | Annual | Allowances Purchased CO2 | Thousand Tons | 0 | 0 | 0 | 0 | 0 | 0 | 0 | 0
#CAN -National CO2 Rate Limit- 2040- v6.17 | 35 | 7001 | Rate Constraint in lbs/MWh | FALSE | L | Annual | Allowances Sold CO2 | Thousand Tons | 0 | 0 | 0 | 0 | 0 | 0 | 0 | 0
#CAN -National CO2 Rate Limit- 2040- v6.17 | 35 | 7001 | Rate Constraint in lbs/MWh | FALSE | L | Annual | Allowances Banked | Thousand Tons | 0 | 0 | 0 | 0 | 0 | 0 | 0 | 0
#CAN -National CO2 Rate Limit- 2040- v6.17 | 35 | 7001 | Rate Constraint in lbs/MWh | FALSE | L | Annual | Allowances Withdrawn (1:1) | Thousand Tons | 0 | 0 | 0 | 0 | 0 | 0 | 0 | 0
#CAN -National CO2 Rate Limit- 2040- v6.17 | 35 | 7001 | Rate Constraint in lbs/MWh | FALSE | L | Annual | Allowances Withdrawn (n:1) | Thousand Tons | 0 | 0 | 0 | 0 | 0 | 0 | 0 | 0
#CAN -National CO2 Rate Limit- 2040- v6.17 | 35 | 7001 | Rate Constraint in lbs/MWh | FALSE | L | Annual | Net Emissions Allowance Position | Thousand Tons | 0 | 0 | 0 | 0 | 0 | 0 | 0 | 0
#CAN -National CO2 Rate Limit- 2040- v6.17 | 35 | 7001 | Rate Constraint in lbs/MWh | FALSE | L | Annual | Fuel Consumed | TBtu | 0 | 0 | 0 | 0 | 0 | 0 | 0 | 0
#CAN -National CO2 Rate Limit- 2040- v6.17 | 35 | 7001 | Rate Constraint in lbs/MWh | FALSE | L | Annual | Rate | lb/MMBtu | 0 | 0 | 0 | 0 | 0 | 0 | 0 | 0
#CAN -National CO2 Rate Limit- 2040- v6.17 | 35 | 7001 | Rate Constraint in lbs/MWh | FALSE | L | Annual | Generation | TWh | 0 | 0 | 0 | 0 | 0 | 0 | 0 | 0
#CAN -National CO2 Rate Limit- 2040- v6.17 | 35 | 7001 | Rate Constraint in lbs/MWh | FALSE | L | Annual | Qualifying Generation | TWh | 0 | 0 | 0 | 0 | 0 | 0 | 0 | 0
#CAN -National CO2 Rate Limit- 2040- v6.17 | 35 | 7001 | Rate Constraint in lbs/MWh | FALSE | L | Annual | Constraint Shadow Price | US2016$/Ton | 0 | 0 | 0 | 0 | 0 | 216.1684 | 357.4366 | 268.6329
#CAN -National CO2 Rate Limit- 2045- v6.17 | 36 | 7002 | Rate Constraint in lbs/MWh | FALSE | L | Annual | Seasons Included | Seasons | [6 empty] | Winter, WintShld, Summer | Winter, WintShld, Summer
#CAN -National CO2 Rate Limit- 2045- v6.17 | 36 | 7002 | Rate Constraint in lbs/MWh | FALSE | L | Annual | Standard CO2 | lb/MWh | 0 | 0 | 0 | 0 | 0 | 0 | 925.94 | 925.94
#CAN -National CO2 Rate Limit- 2045- v6.17 | 36 | 7002 | Rate Constraint in lbs/MWh | FALSE | L | Annual | Emissions at Affected Plants CO2 | Thousand Tons | 0 | 0 | 0 | 0 | 0 | 0 | 0 | 0
#CAN -National CO2 Rate Limit- 2045- v6.17 | 36 | 7002 | Rate Constraint in lbs/MWh | FALSE | L | Annual | Allowances Purchased CO2 | Thousand Tons | 0 | 0 | 0 | 0 | 0 | 0 | 0 | 0
#CAN -National CO2 Rate Limit- 2045- v6.17 | 36 | 7002 | Rate Constraint in lbs/MWh | FALSE | L | Annual | Allowances Sold CO2 | Thousand Tons | 0 | 0 | 0 | 0 | 0 | 0 | 0 | 0
#CAN -National CO2 Rate Limit- 2045- v6.17 | 36 | 7002 | Rate Constraint in lbs/MWh | FALSE | L | Annual | Allowances Banked | Thousand Tons | 0 | 0 | 0 | 0 | 0 | 0 | 0 | 0
#CAN -National CO2 Rate Limit- 2045- v6.17 | 36 | 7002 | Rate Constraint in lbs/MWh | FALSE | L | Annual | Allowances Withdrawn (1:1) | Thousand Tons | 0 | 0 | 0 | 0 | 0 | 0 | 0 | 0
#CAN -National CO2 Rate Limit- 2045- v6.17 | 36 | 7002 | Rate Constraint in lbs/MWh | FALSE | L | Annual | Allowances Withdrawn (n:1) | Thousand Tons | 0 | 0 | 0 | 0 | 0 | 0 | 0 | 0
#CAN -National CO2 Rate Limit- 2045- v6.17 | 36 | 7002 | Rate Constraint in lbs/MWh | FALSE | L | Annual | Net Emissions Allowance Position | Thousand Tons | 0 | 0 | 0 | 0 | 0 | 0 | 0 | 0
#CAN -National CO2 Rate Limit- 2045- v6.17 | 36 | 7002 | Rate Constraint in lbs/MWh | FALSE | L | Annual | Fuel Consumed | TBtu | 0 | 0 | 0 | 0 | 0 | 0 | 0 | 0
#CAN -National CO2 Rate Limit- 2045- v6.17 | 36 | 7002 | Rate Constraint in lbs/MWh | FALSE | L | Annual | Rate | lb/MMBtu | 0 | 0 | 0 | 0 | 0 | 0 | 0 | 0
#CAN -National CO2 Rate Limit- 2045- v6.17 | 36 | 7002 | Rate Constraint in lbs/MWh | FALSE | L | Annual | Generation | TWh | 0 | 0 | 0 | 0 | 0 | 0 | 0 | 0
#CAN -National CO2 Rate Limit- 2045- v6.17 | 36 | 7002 | Rate Constraint in lbs/MWh | FALSE | L | Annual | Qualifying Generation | TWh | 0 | 0 | 0 | 0 | 0 | 0 | 0 | 0
#CAN -National CO2 Rate Limit- 2045- v6.17 | 36 | 7002 | Rate Constraint in lbs/MWh | FALSE | L | Annual | Constraint Shadow Price | US2016$/Ton | 0 | 0 | 0 | 0 | 0 | 0 | 0 | 268.6329
#CAN -National CO2 Rate Limit- New Units- v5.12 | 37 | 5899 | Rate Constraint in lbs/MWh | FALSE | L | Annual | Seasons Included | Seasons | Winter, WintShld, Summer | Winter, WintShld, Summer | Winter, WintShld, Summer | Winter, WintShld, Summer | Winter, WintShld, Summer | Winter, WintShld, Summer | Winter, WintShld, Summer | Winter, WintShld, Summer
#CAN -National CO2 Rate Limit- New Units- v5.12 | 37 | 5899 | Rate Constraint in lbs/MWh | FALSE | L | Annual | Standard CO2 | lb/MWh | 925.94 | 925.94 | 925.94 | 925.94 | 925.94 | 925.94 | 925.94 | 925.94
#CAN -National CO2 Rate Limit- New Units- v5.12 | 37 | 5899 | Rate Constraint in lbs/MWh | FALSE | L | Annual | Emissions at Affected Plants CO2 | Thousand Tons | 0 | 0 | 0 | 0 | 0 | 0 | 0 | 0
#CAN -National CO2 Rate Limit- New Units- v5.12 | 37 | 5899 | Rate Constraint in lbs/MWh | FALSE | L | Annual | Allowances Purchased CO2 | Thousand Tons | 0 | 0 | 0 | 0 | 0 | 0 | 0 | 0
#CAN -National CO2 Rate Limit- New Units- v5.12 | 37 | 5899 | Rate Constraint in lbs/MWh | FALSE | L | Annual | Allowances Sold CO2 | Thousand Tons | 0 | 0 | 0 | 0 | 0 | 0 | 0 | 0
#CAN -National CO2 Rate Limit- New Units- v5.12 | 37 | 5899 | Rate Constraint in lbs/MWh | FALSE | L | Annual | Allowances Banked | Thousand Tons | 0 | 0 | 0 | 0 | 0 | 0 | 0 | 0
#CAN -National CO2 Rate Limit- New Units- v5.12 | 37 | 5899 | Rate Constraint in lbs/MWh | FALSE | L | Annual | Allowances Withdrawn (1:1) | Thousand Tons | 0 | 0 | 0 | 0 | 0 | 0 | 0 | 0
#CAN -National CO2 Rate Limit- New Units- v5.12 | 37 | 5899 | Rate Constraint in lbs/MWh | FALSE | L | Annual | Allowances Withdrawn (n:1) | Thousand Tons | 0 | 0 | 0 | 0 | 0 | 0 | 0 | 0
#CAN -National CO2 Rate Limit- New Units- v5.12 | 37 | 5899 | Rate Constraint in lbs/MWh | FALSE | L | Annual | Net Emissions Allowance Position | Thousand Tons | 0 | 0 | 0 | 0 | 0 | 0 | 0 | 0
#CAN -National CO2 Rate Limit- New Units- v5.12 | 37 | 5899 | Rate Constraint in lbs/MWh | FALSE | L | Annual | Fuel Consumed | TBtu | 0 | 0 | 0 | 0 | 0 | 0 | 0 | 0
#CAN -National CO2 Rate Limit- New Units- v5.12 | 37 | 5899 | Rate Constraint in lbs/MWh | FALSE | L | Annual | Rate | lb/MMBtu | 0 | 0 | 0 | 0 | 0 | 0 | 0 | 0
#CAN -National CO2 Rate Limit- New Units- v5.12 | 37 | 5899 | Rate Constraint in lbs/MWh | FALSE | L | Annual | Generation | TWh | 0 | 0 | 0 | 0 | 0 | 0 | 0 | 0
#CAN -National CO2 Rate Limit- New Units- v5.12 | 37 | 5899 | Rate Constraint in lbs/MWh | FALSE | L | Annual | Qualifying Generation | TWh | 0 | 0 | 0 | 0 | 0 | 0 | 0 | 0
#CAN -National CO2 Rate Limit- New Units- v5.12 | 37 | 5899 | Rate Constraint in lbs/MWh | FALSE | L | Annual | Constraint Shadow Price | US2016$/Ton | 0 | 0 | 405.3617 | 448.2053 | 497.9085 | 553.4945 | 236.5443 | 243.1169
#CAN -National NOx Rate Limit v4.12 | 38 | 2313 | Rate Constraint in lbs/MWh | FALSE | L | Annual | Seasons Included | Seasons | Winter, WintShld, Summer | Winter, WintShld, Summer | Winter, WintShld, Summer | Winter, WintShld, Summer | Winter, WintShld, Summer | Winter, WintShld, Summer | Winter, WintShld, Summer | Winter, WintShld, Summer
#CAN -National NOx Rate Limit v4.12 | 38 | 2313 | Rate Constraint in lbs/MWh | FALSE | L | Annual | Standard NOX | lb/MWh | 1.5212 | 1.5212 | 1.5212 | 1.5212 | 1.5212 | 1.5212 | 1.5212 | 1.5212
#CAN -National NOx Rate Limit v4.12 | 38 | 2313 | Rate Constraint in lbs/MWh | FALSE | L | Annual | Emissions at Affected Plants NOX | Thousand Tons | 8.0934 | 8.0091 | 9.2438 | 5.6286 | 5.8792 | 5.9675 | 6.0406 | 6.0238
#CAN -National NOx Rate Limit v4.12 | 38 | 2313 | Rate Constraint in lbs/MWh | FALSE | L | Annual | Allowances Purchased NOX | Thousand Tons | 0 | 0 | 0 | 0 | 0 | 0 | 0 | 0
#CAN -National NOx Rate Limit v4.12 | 38 | 2313 | Rate Constraint in lbs/MWh | FALSE | L | Annual | Allowances Sold NOX | Thousand Tons | 0 | 0 | 0 | 0 | 0 | 0 | 0 | 0
#CAN -National NOx Rate Limit v4.12 | 38 | 2313 | Rate Constraint in lbs/MWh | FALSE | L | Annual | Allowances Banked | Thousand Tons | 0 | 0 | 0 | 0 | 0 | 0 | 0 | 0
#CAN -National NOx Rate Limit v4.12 | 38 | 2313 | Rate Constraint in lbs/MWh | FALSE | L | Annual | Allowances Withdrawn (1:1) | Thousand Tons | 0 | 0 | 0 | 0 | 0 | 0 | 0 | 0
#CAN -National NOx Rate Limit v4.12 | 38 | 2313 | Rate Constraint in lbs/MWh | FALSE | L | Annual | Allowances Withdrawn (n:1) | Thousand Tons | 0 | 0 | 0 | 0 | 0 | 0 | 0 | 0
#CAN -National NOx Rate Limit v4.12 | 38 | 2313 | Rate Constraint in lbs/MWh | FALSE | L | Annual | Net Emissions Allowance Position | Thousand Tons | 8.0934 | 8.0091 | 9.2438 | 5.6286 | 5.8792 | 5.9675 | 6.0406 | 6.0238
#CAN -National NOx Rate Limit v4.12 | 38 | 2313 | Rate Constraint in lbs/MWh | FALSE | L | Annual | Fuel Consumed | TBtu | 303.5085 | 391.1747 | 450.0485 | 495.8834 | 520.0609 | 557.3794 | 573.0138 | 591.7109
#CAN -National NOx Rate Limit v4.12 | 38 | 2313 | Rate Constraint in lbs/MWh | FALSE | L | Annual | Rate | lb/MMBtu | 0.053332 | 0.040949 | 0.041079 | 0.022701 | 0.02261 | 0.021413 | 0.021084 | 0.020361
#CAN -National NOx Rate Limit v4.12 | 38 | 2313 | Rate Constraint in lbs/MWh | FALSE | L | Annual | Generation | TWh | 44.6883 | 58.5344 | 67.0538 | 72.8913 | 76.353 | 82.4286 | 85.0706 | 87.949
#CAN -National NOx Rate Limit v4.12 | 38 | 2313 | Rate Constraint in lbs/MWh | FALSE | L | Annual | Qualifying Generation | TWh | 44.6883 | 58.5344 | 67.0538 | 72.8913 | 76.353 | 82.4286 | 85.0706 | 87.949
#CAN -National NOx Rate Limit v4.12 | 38 | 2313 | Rate Constraint in lbs/MWh | FALSE | L | Annual | Constraint Shadow Price | US2016$/Ton | 0 | 0 | 0 | 0 | 0 | 0 | 0 | 0
#CAN -National SO2 Rate Limit v4.12 | 39 | 2314 | Rate Constraint in lbs/MWh | FALSE | L | Annual | Seasons Included | Seasons | Winter, WintShld, Summer | Winter, WintShld, Summer | Winter, WintShld, Summer | Winter, WintShld, Summer | Winter, WintShld, Summer | Winter, WintShld, Summer | Winter, WintShld, Summer | Winter, WintShld, Summer
#CAN -National SO2 Rate Limit v4.12 | 39 | 2314 | Rate Constraint in lbs/MWh | FALSE | L | Annual | Standard SO2 | lb/MWh | 9.3476 | 9.3476 | 9.3476 | 9.3476 | 9.3476 | 9.3476 | 9.3476 | 9.3476
#CAN -National SO2 Rate Limit v4.12 | 39 | 2314 | Rate Constraint in lbs/MWh | FALSE | L | Annual | Emissions at Affected Plants SO2 | Thousand Tons | 2.5781 | 1.6411 | 1.6419 | 0 | 0 | 0 | 0 | 0
#CAN -National SO2 Rate Limit v4.12 | 39 | 2314 | Rate Constraint in lbs/MWh | FALSE | L | Annual | Allowances Purchased SO2 | Thousand Tons | 0 | 0 | 0 | 0 | 0 | 0 | 0 | 0
#CAN -National SO2 Rate Limit v4.12 | 39 | 2314 | Rate Constraint in lbs/MWh | FALSE | L | Annual | Allowances Sold SO2 | Thousand Tons | 0 | 0 | 0 | 0 | 0 | 0 | 0 | 0
#CAN -National SO2 Rate Limit v4.12 | 39 | 2314 | Rate Constraint in lbs/MWh | FALSE | L | Annual | Allowances Banked | Thousand Tons | 0 | 0 | 0 | 0 | 0 | 0 | 0 | 0
#CAN -National SO2 Rate Limit v4.12 | 39 | 2314 | Rate Constraint in lbs/MWh | FALSE | L | Annual | Allowances Withdrawn (1:1) | Thousand Tons | 0 | 0 | 0 | 0 | 0 | 0 | 0 | 0
#CAN -National SO2 Rate Limit v4.12 | 39 | 2314 | Rate Constraint in lbs/MWh | FALSE | L | Annual | Allowances Withdrawn (n:1) | Thousand Tons | 0 | 0 | 0 | 0 | 0 | 0 | 0 | 0
#CAN -National SO2 Rate Limit v4.12 | 39 | 2314 | Rate Constraint in lbs/MWh | FALSE | L | Annual | Net Emissions Allowance Position | Thousand Tons | 2.5781 | 1.6411 | 1.6419 | 0 | 0 | 0 | 0 | 0
#CAN -National SO2 Rate Limit v4.12 | 39 | 2314 | Rate Constraint in lbs/MWh | FALSE | L | Annual | Fuel Consumed | TBtu | 303.5085 | 391.1747 | 450.0485 | 495.8834 | 520.0609 | 557.3794 | 573.0138 | 591.7109
#CAN -National SO2 Rate Limit v4.12 | 39 | 2314 | Rate Constraint in lbs/MWh | FALSE | L | Annual | Rate | lb/MMBtu | 0.016989 | 0.0083904 | 0.0072965 | 0 | 0 | 0 | 0 | 0
#CAN -National SO2 Rate Limit v4.12 | 39 | 2314 | Rate Constraint in lbs/MWh | FALSE | L | Annual | Generation | TWh | 44.6883 | 58.5344 | 67.0538 | 72.8913 | 76.353 | 82.4286 | 85.0706 | 87.949
#CAN -National SO2 Rate Limit v4.12 | 39 | 2314 | Rate Constraint in lbs/MWh | FALSE | L | Annual | Qualifying Generation | TWh | 44.6883 | 58.5344 | 67.0538 | 72.8913 | 76.353 | 82.4286 | 85.0706 | 87.949
#CAN -National SO2 Rate Limit v4.12 | 39 | 2314 | Rate Constraint in lbs/MWh | FALSE | L | Annual | Constraint Shadow Price | US2016$/Ton | 0 | 0 | 0 | 0 | 0 | 0 | 0 | 0
#CAN RPS v6.17- CNAB | 40 | 7051 | Generation Constraint in GWh | FALSE | G | Annual | Seasons Included | Seasons | Winter, WintShld, Summer | Winter, WintShld, Summer | Winter, WintShld, Summer | Winter, WintShld, Summer | Winter, WintShld, Summer | Winter, WintShld, Summer | Winter, WintShld, Summer | Winter, WintShld, Summer
#CAN RPS v6.17- CNAB | 40 | 7051 | Generation Constraint in GWh | FALSE | G | Annual | Standard GWh | GWh | 0 | 0 | 0 | 31985.2496 | 32522.667 | 33043.2023 | 33572.0689 | 34109.4001
#CAN RPS v6.17- CNAB | 40 | 7051 | Generation Constraint in GWh | FALSE | G | Annual | Emissions at Affected Plants | GWh | 31623.9902 | 31623.8644 | 31623.9453 | 31985.2496 | 32522.667 | 33043.2023 | 33572.0689 | 34109.4001
#CAN RPS v6.17- CNAB | 40 | 7051 | Generation Constraint in GWh | FALSE | G | Annual | Allowances Purchased | GWh | 0 | 0 | 0 | 0 | 0 | 0 | 0 | 0
#CAN RPS v6.17- CNAB | 40 | 7051 | Generation Constraint in GWh | FALSE | G | Annual | Allowances Sold | GWh | 0 | 0 | 0 | 0 | 0 | 0 | 0 | 0
#CAN RPS v6.17- CNAB | 40 | 7051 | Generation Constraint in GWh | FALSE | G | Annual | Allowances Banked | GWh | 0 | 0 | 0 | 0 | 0 | 0 | 0 | 0
#CAN RPS v6.17- CNAB | 40 | 7051 | Generation Constraint in GWh | FALSE | G | Annual | Allowances Withdrawn (1:1) | GWh | 0 | 0 | 0 | 0 | 0 | 0 | 0 | 0
#CAN RPS v6.17- CNAB | 40 | 7051 | Generation Constraint in GWh | FALSE | G | Annual | Allowances Withdrawn (n:1) | GWh | 0 | 0 | 0 | 0 | 0 | 0 | 0 | 0
#CAN RPS v6.17- CNAB | 40 | 7051 | Generation Constraint in GWh | FALSE | G | Annual | Net Emissions Allowance Position | GWh | 31623.9902 | 31623.8644 | 31623.9453 | 31985.2496 | 32522.667 | 33043.2023 | 33572.0689 | 34109.4001
#CAN RPS v6.17- CNAB | 40 | 7051 | Generation Constraint in GWh | FALSE | G | Annual | Fuel Consumed | TBtu | 62.2454 | 62.2454 | 62.2454 | 62.2454 | 62.2454 | 62.2454 | 62.2454 | 62.2454
#CAN RPS v6.17- CNAB | 40 | 7051 | Generation Constraint in GWh | FALSE | G | Annual | Heat Rate | MMBtu/MWh | 1.9683 | 1.9683 | 1.9683 | 1.9461 | 1.9139 | 1.8838 | 1.8541 | 1.8249
#CAN RPS v6.17- CNAB | 40 | 7051 | Generation Constraint in GWh | FALSE | G | Annual | Generation | TWh | 31.624 | 31.6239 | 31.6239 | 31.9852 | 32.5227 | 33.0432 | 33.5721 | 34.1094
#CAN RPS v6.17- CNAB | 40 | 7051 | Generation Constraint in GWh | FALSE | G | Annual | Qualifying Generation | TWh | 31.624 | 31.6239 | 31.6239 | 31.9852 | 32.5227 | 33.0432 | 33.5721 | 34.1094
#CAN RPS v6.17- CNAB | 40 | 7051 | Generation Constraint in GWh | FALSE | G | Annual | Rate | lb/MWh | 0 | 0 | 0 | 0 | 0 | 0 | 0 | 0
#CAN RPS v6.17- CNAB | 40 | 7051 | Generation Constraint in GWh | FALSE | G | Annual | Constraint Shadow Price | US2016$/MWh | 0 | 0 | 0 | 4.0267 | 12.1011 | 10.7282 | 7.1957 | 2.4404
#CAN RPS v6.17- CNBC | 41 | 7050 | Generation Constraint in GWh | FALSE | G | Annual | Seasons Included | Seasons | Winter, WintShld, Summer | Winter, WintShld, Summer | Winter, WintShld, Summer | Winter, WintShld, Summer | Winter, WintShld, Summer | Winter, WintShld, Summer | Winter, WintShld, Summer | Winter, WintShld, Summer
#CAN RPS v6.17- CNBC | 41 | 7050 | Generation Constraint in GWh | FALSE | G | Annual | Standard GWh | GWh | 60104.04 | 62112.84 | 64227.66 | 66536.7434 | 67811.3341 | 68545.0009 | 69286.6055 | 70036.2336
#CAN RPS v6.17- CNBC | 41 | 7050 | Generation Constraint in GWh | FALSE | G | Annual | Emissions at Affected Plants | GWh | 67721.3622 | 64625.0148 | 65032.2391 | 66536.7434 | 67811.3341 | 68545.0009 | 69286.6055 | 70036.2336
#CAN RPS v6.17- CNBC | 41 | 7050 | Generation Constraint in GWh | FALSE | G | Annual | Allowances Purchased | GWh | 0 | 0 | 0 | 0 | 0 | 0 | 0 | 0
#CAN RPS v6.17- CNBC | 41 | 7050 | Generation Constraint in GWh | FALSE | G | Annual | Allowances Sold | GWh | 0 | 0 | 0 | 0 | 0 | 0 | 0 | 0
#CAN RPS v6.17- CNBC | 41 | 7050 | Generation Constraint in GWh | FALSE | G | Annual | Allowances Banked | GWh | 0 | 0 | 0 | 0 | 0 | 0 | 0 | 0
#CAN RPS v6.17- CNBC | 41 | 7050 | Generation Constraint in GWh | FALSE | G | Annual | Allowances Withdrawn (1:1) | GWh | 0 | 0 | 0 | 0 | 0 | 0 | 0 | 0
#CAN RPS v6.17- CNBC | 41 | 7050 | Generation Constraint in GWh | FALSE | G | Annual | Allowances Withdrawn (n:1) | GWh | 0 | 0 | 0 | 0 | 0 | 0 | 0 | 0
#CAN RPS v6.17- CNBC | 41 | 7050 | Generation Constraint in GWh | FALSE | G | Annual | Net Emissions Allowance Position | GWh | 67721.3622 | 64625.0148 | 65032.2391 | 66536.7434 | 67811.3341 | 68545.0009 | 69286.6055 | 70036.2336
#CAN RPS v6.17- CNBC | 41 | 7050 | Generation Constraint in GWh | FALSE | G | Annual | Fuel Consumed | TBtu | 90.0112 | 37.2062 | 37.2062 | 37.2062 | 37.2062 | 37.2062 | 37.2062 | 13.448
#CAN RPS v6.17- CNBC | 41 | 7050 | Generation Constraint in GWh | FALSE | G | Annual | Heat Rate | MMBtu/MWh | 1.3291 | 0.57572 | 0.57212 | 0.55918 | 0.54867 | 0.5428 | 0.53699 | 0.19202
#CAN RPS v6.17- CNBC | 41 | 7050 | Generation Constraint in GWh | FALSE | G | Annual | Generation | TWh | 67.7214 | 64.625 | 65.0322 | 66.5367 | 67.8113 | 68.545 | 69.2866 | 70.0362
#CAN RPS v6.17- CNBC | 41 | 7050 | Generation Constraint in GWh | FALSE | G | Annual | Qualifying Generation | TWh | 67.7214 | 64.625 | 65.0322 | 66.5367 | 67.8113 | 68.545 | 69.2866 | 70.0362
#CAN RPS v6.17- CNBC | 41 | 7050 | Generation Constraint in GWh | FALSE | G | Annual | Rate | lb/MWh | 0 | 0 | 0 | 0 | 0 | 0 | 0 | 0
#CAN RPS v6.17- CNBC | 41 | 7050 | Generation Constraint in GWh | FALSE | G | Annual | Constraint Shadow Price | US2016$/MWh | 0 | 0 | 0 | 1.0965 | 8.6689 | 7.6163 | 4.1408 | 0.17261
#CAN RPS v6.17- CNNB | 42 | 7053 | Generation Constraint in GWh | FALSE | G | Annual | Seasons Included | Seasons | Winter, WintShld, Summer | Winter, WintShld, Summer | Winter, WintShld, Summer | Winter, WintShld, Summer | Winter, WintShld, Summer | Winter, WintShld, Summer | Winter, WintShld, Summer | Winter, WintShld, Summer
#CAN RPS v6.17- CNNB | 42 | 7053 | Generation Constraint in GWh | FALSE | G | Annual | Standard GWh | GWh | 5650.2302 | 5637.5049 | 5602.5138 | 4934.3714 | 4811.6258 | 4492.4873 | 4492.4873 | 4492.4873
#CAN RPS v6.17- CNNB | 42 | 7053 | Generation Constraint in GWh | FALSE | G | Annual | Emissions at Affected Plants | GWh | 5650.2302 | 5637.5049 | 5602.5138 | 4934.3714 | 4811.6258 | 4492.4874 | 4492.4873 | 4492.4873
#CAN RPS v6.17- CNNB | 42 | 7053 | Generation Constraint in GWh | FALSE | G | Annual | Allowances Purchased | GWh | 0 | 0 | 0 | 0 | 0 | 0 | 0 | 0
#CAN RPS v6.17- CNNB | 42 | 7053 | Generation Constraint in GWh | FALSE | G | Annual | Allowances Sold | GWh | 0 | 0 | 0 | 0 | 0 | 0 | 0 | 0
#CAN RPS v6.17- CNNB | 42 | 7053 | Generation Constraint in GWh | FALSE | G | Annual | Allowances Banked | GWh | 0 | 0 | 0 | 0 | 0 | 0 | 0 | 0
#CAN RPS v6.17- CNNB | 42 | 7053 | Generation Constraint in GWh | FALSE | G | Annual | Allowances Withdrawn (1:1) | GWh | 0 | 0 | 0 | 0 | 0 | 0 | 0 | 0
#CAN RPS v6.17- CNNB | 42 | 7053 | Generation Constraint in GWh | FALSE | G | Annual | Allowances Withdrawn (n:1) | GWh | 0 | 0 | 0 | 0 | 0 | 0 | 0 | 0
#CAN RPS v6.17- CNNB | 42 | 7053 | Generation Constraint in GWh | FALSE | G | Annual | Net Emissions Allowance Position | GWh | 5650.2302 | 5637.5049 | 5602.5138 | 4934.3714 | 4811.6258 | 4492.4874 | 4492.4873 | 4492.4873
#CAN RPS v6.17- CNNB | 42 | 7053 | Generation Constraint in GWh | FALSE | G | Annual | Fuel Consumed | TBtu | 30.1034 | 29.8817 | 29.2731 | 17.6494 | 15.5137 | 9.962 | 9.962 | 9.962
#CAN RPS v6.17- CNNB | 42 | 7053 | Generation Constraint in GWh | FALSE | G | Annual | Heat Rate | MMBtu/MWh | 5.3278 | 5.2886 | 5.1809 | 3.1237 | 3.0634 | 1.967 | 1.967 | 2.1381
#CAN RPS v6.17- CNNB | 42 | 7053 | Generation Constraint in GWh | FALSE | G | Annual | Generation | TWh | 5.6502 | 5.6503 | 5.6502 | 5.6502 | 5.0642 | 5.0645 | 5.0646 | 4.6592
#CAN RPS v6.17- CNNB | 42 | 7053 | Generation Constraint in GWh | FALSE | G | Annual | Qualifying Generation | TWh | 5.6502 | 5.6375 | 5.6025 | 4.9344 | 4.8116 | 4.4925 | 4.4925 | 4.4925
#CAN RPS v6.17- CNNB | 42 | 7053 | Generation Constraint in GWh | FALSE | G | Annual | Rate | lb/MWh | 0 | 0 | 0 | 0 | 0 | 0 | 0 | 0
#CAN RPS v6.17- CNNB | 42 | 7053 | Generation Constraint in GWh | FALSE | G | Annual | Constraint Shadow Price | US2016$/MWh | 1057.852 | 10.0007 | 10.0004 | 10.0003 | 0 | 0 | 0 | 0
#CAN RPS v6.17- CNNS | 43 | 7054 | Generation Constraint in GWh | FALSE | G | Annual | Seasons Included | Seasons | Winter, WintShld, Summer | Winter, WintShld, Summer | Winter, WintShld, Summer | Winter, WintShld, Summer | Winter, WintShld, Summer | Winter, WintShld, Summer | Winter, WintShld, Summer | Winter, WintShld, Summer
#CAN RPS v6.17- CNNS | 43 | 7054 | Generation Constraint in GWh | FALSE | G | Annual | Standard GWh | GWh | 4390.9689 | 4402.9464 | 4420.6518 | 4599.8491 | 4633.4415 | 4628.8081 | 4628.8081 | 4628.8081
#CAN RPS v6.17- CNNS | 43 | 7054 | Generation Constraint in GWh | FALSE | G | Annual | Emissions at Affected Plants | GWh | 4390.9689 | 4402.9464 | 4420.6518 | 4599.8491 | 4633.4415 | 4628.8081 | 4628.8081 | 4628.8081
#CAN RPS v6.17- CNNS | 43 | 7054 | Generation Constraint in GWh | FALSE | G | Annual | Allowances Purchased | GWh | 0 | 0 | 0 | 0 | 0 | 0 | 0 | 0
#CAN RPS v6.17- CNNS | 43 | 7054 | Generation Constraint in GWh | FALSE | G | Annual | Allowances Sold | GWh | 0 | 0 | 0 | 0 | 0 | 0 | 0 | 0
#CAN RPS v6.17- CNNS | 43 | 7054 | Generation Constraint in GWh | FALSE | G | Annual | Allowances Banked | GWh | 0 | 0 | 0 | 0 | 0 | 0 | 0 | 0
#CAN RPS v6.17- CNNS | 43 | 7054 | Generation Constraint in GWh | FALSE | G | Annual | Allowances Withdrawn (1:1) | GWh | 0 | 0 | 0 | 0 | 0 | 0 | 0 | 0
#CAN RPS v6.17- CNNS | 43 | 7054 | Generation Constraint in GWh | FALSE | G | Annual | Allowances Withdrawn (n:1) | GWh | 0 | 0 | 0 | 0 | 0 | 0 | 0 | 0
#CAN RPS v6.17- CNNS | 43 | 7054 | Generation Constraint in GWh | FALSE | G | Annual | Net Emissions Allowance Position | GWh | 4390.9689 | 4402.9464 | 4420.6518 | 4599.8491 | 4633.4415 | 4628.8081 | 4628.8081 | 4628.8081
#CAN RPS v6.17- CNNS | 43 | 7054 | Generation Constraint in GWh | FALSE | G | Annual | Fuel Consumed | TBtu | 6.198 | 5.9581 | 6.198 | 3.1429 | 3.7273 | 0 | 0 | 0
#CAN RPS v6.17- CNNS | 43 | 7054 | Generation Constraint in GWh | FALSE | G | Annual | Heat Rate | MMBtu/MWh | 1.4115 | 1.3532 | 1.4021 | 0.68326 | 0.80443 | 0 | 0 | 0
#CAN RPS v6.17- CNNS | 43 | 7054 | Generation Constraint in GWh | FALSE | G | Annual | Generation | TWh | 4.391 | 4.4029 | 4.4207 | 4.5998 | 4.6334 | 4.6288 | 4.6288 | 4.6288
#CAN RPS v6.17- CNNS | 43 | 7054 | Generation Constraint in GWh | FALSE | G | Annual | Qualifying Generation | TWh | 4.391 | 4.4029 | 4.4207 | 4.5998 | 4.6334 | 4.6288 | 4.6288 | 4.6288
#CAN RPS v6.17- CNNS | 43 | 7054 | Generation Constraint in GWh | FALSE | G | Annual | Rate | lb/MWh | 0 | 0 | 0 | 0 | 0 | 0 | 0 | 0
#CAN RPS v6.17- CNNS | 43 | 7054 | Generation Constraint in GWh | FALSE | G | Annual | Constraint Shadow Price | US2016$/MWh | 67.686 | 47.464 | 71.8071 | 37.8042 | 40.6819 | 27.0975 | 14.9568 | 3.7956
#CAN RPS v6.17- CNPE | 44 | 7055 | Generation Constraint in GWh | FALSE | G | Annual | Seasons Included | Seasons | Winter, WintShld, Summer | Winter, WintShld, Summer | Winter, WintShld, Summer | Winter, WintShld, Summer | Winter, WintShld, Summer | Winter, WintShld, Summer | Winter, WintShld, Summer | Winter, WintShld, Summer
#CAN RPS v6.17- CNPE | 44 | 7055 | Generation Constraint in GWh | FALSE | G | Annual | Standard GWh | GWh | 652.8307 | 664.1316 | 676.3458 | 708.9166 | 735.8484 | 754.9614 | 774.5708 | 794.6895
#CAN RPS v6.17- CNPE | 44 | 7055 | Generation Constraint in GWh | FALSE | G | Annual | Emissions at Affected Plants | GWh | 652.8307 | 664.1316 | 676.3458 | 708.9166 | 769.3116 | 769.3116 | 774.5708 | 794.6895
#CAN RPS v6.17- CNPE | 44 | 7055 | Generation Constraint in GWh | FALSE | G | Annual | Allowances Purchased | GWh | 0 | 0 | 0 | 0 | 0 | 0 | 0 | 0
#CAN RPS v6.17- CNPE | 44 | 7055 | Generation Constraint in GWh | FALSE | G | Annual | Allowances Sold | GWh | 0 | 0 | 0 | 0 | 0 | 0 | 0 | 0
#CAN RPS v6.17- CNPE | 44 | 7055 | Generation Constraint in GWh | FALSE | G | Annual | Allowances Banked | GWh | 0 | 0 | 0 | 0 | 0 | 0 | 0 | 0
#CAN RPS v6.17- CNPE | 44 | 7055 | Generation Constraint in GWh | FALSE | G | Annual | Allowances Withdrawn (1:1) | GWh | 0 | 0 | 0 | 0 | 0 | 0 | 0 | 0
#CAN RPS v6.17- CNPE | 44 | 7055 | Generation Constraint in GWh | FALSE | G | Annual | Allowances Withdrawn (n:1) | GWh | 0 | 0 | 0 | 0 | 0 | 0 | 0 | 0
#CAN RPS v6.17- CNPE | 44 | 7055 | Generation Constraint in GWh | FALSE | G | Annual | Net Emissions Allowance Position | GWh | 652.8307 | 664.1316 | 676.3458 | 708.9166 | 769.3116 | 769.3116 | 774.5708 | 794.6895
#CAN RPS v6.17- CNPE | 44 | 7055 | Generation Constraint in GWh | FALSE | G | Annual | Fuel Consumed | TBtu | 0 | 0 | 0 | 0 | 0 | 0 | 0 | 0
#CAN RPS v6.17- CNPE | 44 | 7055 | Generation Constraint in GWh | FALSE | G | Annual | Heat Rate | MMBtu/MWh | 0 | 0 | 0 | 0 | 0 | 0 | 0 | 0
#CAN RPS v6.17- CNPE | 44 | 7055 | Generation Constraint in GWh | FALSE | G | Annual | Generation | TWh | 0.77408 | 0.7817 | 0.7817 | 0.7833 | 0.76931 | 0.76931 | 0.77457 | 0.79469
#CAN RPS v6.17- CNPE | 44 | 7055 | Generation Constraint in GWh | FALSE | G | Annual | Qualifying Generation | TWh | 0.65283 | 0.66413 | 0.67635 | 0.70892 | 0.76931 | 0.76931 | 0.77457 | 0.79469
#CAN RPS v6.17- CNPE | 44 | 7055 | Generation Constraint in GWh | FALSE | G | Annual | Rate | lb/MWh | 0 | 0 | 0 | 0 | 0 | 0 | 0 | 0
#CAN RPS v6.17- CNPE | 44 | 7055 | Generation Constraint in GWh | FALSE | G | Annual | Constraint Shadow Price | US2016$/MWh | 10.001 | 10.0007 | 10.0004 | 10.0003 | 0 | 0 | 22.9023 | 10.4327
#CAN RPS v6.17- CNSK | 45 | 7052 | Generation Constraint in GWh | FALSE | G | Annual | Seasons Included | Seasons | Winter, WintShld, Summer | Winter, WintShld, Summer | Winter, WintShld, Summer | Winter, WintShld, Summer | Winter, WintShld, Summer | Winter, WintShld, Summer | Winter, WintShld, Summer | Winter, WintShld, Summer
#CAN RPS v6.17- CNSK | 45 | 7052 | Generation Constraint in GWh | FALSE | G | Annual | Standard GWh | GWh | 0 | 0 | 0 | 14197.8897 | 14620.2526 | 15037.9741 | 15467.6305 | 15909.5628
#CAN RPS v6.17- CNSK | 45 | 7052 | Generation Constraint in GWh | FALSE | G | Annual | Emissions at Affected Plants | GWh | 5169.6774 | 5169.7174 | 5169.7266 | 14197.8897 | 14620.2526 | 15037.9741 | 15467.6305 | 15909.5628
#CAN RPS v6.17- CNSK | 45 | 7052 | Generation Constraint in GWh | FALSE | G | Annual | Allowances Purchased | GWh | 0 | 0 | 0 | 0 | 0 | 0 | 0 | 0
#CAN RPS v6.17- CNSK | 45 | 7052 | Generation Constraint in GWh | FALSE | G | Annual | Allowances Sold | GWh | 0 | 0 | 0 | 0 | 0 | 0 | 0 | 0
#CAN RPS v6.17- CNSK | 45 | 7052 | Generation Constraint in GWh | FALSE | G | Annual | Allowances Banked | GWh | 0 | 0 | 0 | 0 | 0 | 0 | 0 | 0
#CAN RPS v6.17- CNSK | 45 | 7052 | Generation Constraint in GWh | FALSE | G | Annual | Allowances Withdrawn (1:1) | GWh | 0 | 0 | 0 | 0 | 0 | 0 | 0 | 0
#CAN RPS v6.17- CNSK | 45 | 7052 | Generation Constraint in GWh | FALSE | G | Annual | Allowances Withdrawn (n:1) | GWh | 0 | 0 | 0 | 0 | 0 | 0 | 0 | 0
#CAN RPS v6.17- CNSK | 45 | 7052 | Generation Constraint in GWh | FALSE | G | Annual | Net Emissions Allowance Position | GWh | 5169.6774 | 5169.7174 | 5169.7266 | 14197.8897 | 14620.2526 | 15037.9741 | 15467.6305 | 15909.5628
#CAN RPS v6.17- CNSK | 45 | 7052 | Generation Constraint in GWh | FALSE | G | Annual | Fuel Consumed | TBtu | 8.9858 | 8.9858 | 8.9858 | 8.9858 | 8.9858 | 8.9858 | 8.9858 | 8.9858
#CAN RPS v6.17- CNSK | 45 | 7052 | Generation Constraint in GWh | FALSE | G | Annual | Heat Rate | MMBtu/MWh | 1.7382 | 1.7382 | 1.7382 | 0.6329 | 0.61462 | 0.59754 | 0.58094 | 0.56481
#CAN RPS v6.17- CNSK | 45 | 7052 | Generation Constraint in GWh | FALSE | G | Annual | Generation | TWh | 5.1697 | 5.1697 | 5.1697 | 14.1979 | 14.6203 | 15.038 | 15.4676 | 15.9096
#CAN RPS v6.17- CNSK | 45 | 7052 | Generation Constraint in GWh | FALSE | G | Annual | Qualifying Generation | TWh | 5.1697 | 5.1697 | 5.1697 | 14.1979 | 14.6203 | 15.038 | 15.4676 | 15.9096
#CAN RPS v6.17- CNSK | 45 | 7052 | Generation Constraint in GWh | FALSE | G | Annual | Rate | lb/MWh | 0 | 0 | 0 | 0 | 0 | 0 | 0 | 0
#CAN RPS v6.17- CNSK | 45 | 7052 | Generation Constraint in GWh | FALSE | G | Annual | Constraint Shadow Price | US2016$/MWh | 0 | 0 | 0 | 10.3659 | 13.8417 | 15.9665 | 12.6213 | 8.0637
#CAN Trenton 1-2 - SO2 Rate Annual v3.1, Unit 3603 and retrofits | 46 | 1751 | Rate Constraint in lbs/MMBtu | FALSE | L | Annual | Seasons Included | Seasons | Winter, WintShld, Summer | Winter, WintShld, Summer | Winter, WintShld, Summer | Winter, WintShld, Summer | Winter, WintShld, Summer | Winter, WintShld, Summer | Winter, WintShld, Summer | Winter, WintShld, Summer
#CAN Trenton 1-2 - SO2 Rate Annual v3.1, Unit 3603 and retrofits | 46 | 1751 | Rate Constraint in lbs/MMBtu | FALSE | L | Annual | Standard SO2 | lb/MMBtu | 3.2097 | 3.2097 | 3.2097 | 3.2097 | 3.2097 | 3.2097 | 3.2097 | 3.2097
#CAN Trenton 1-2 - SO2 Rate Annual v3.1, Unit 3603 and retrofits | 46 | 1751 | Rate Constraint in lbs/MMBtu | FALSE | L | Annual | Emissions at Affected Plants SO2 | Thousand Tons | 0 | 0 | 0 | 0 | 0 | 0 | 0 | 0
#CAN Trenton 1-2 - SO2 Rate Annual v3.1, Unit 3603 and retrofits | 46 | 1751 | Rate Constraint in lbs/MMBtu | FALSE | L | Annual | Allowances Purchased SO2 | Thousand Tons | 0 | 0 | 0 | 0 | 0 | 0 | 0 | 0
#CAN Trenton 1-2 - SO2 Rate Annual v3.1, Unit 3603 and retrofits | 46 | 1751 | Rate Constraint in lbs/MMBtu | FALSE | L | Annual | Allowances Sold SO2 | Thousand Tons | 0 | 0 | 0 | 0 | 0 | 0 | 0 | 0
#CAN Trenton 1-2 - SO2 Rate Annual v3.1, Unit 3603 and retrofits | 46 | 1751 | Rate Constraint in lbs/MMBtu | FALSE | L | Annual | Allowances Banked | Thousand Tons | 0 | 0 | 0 | 0 | 0 | 0 | 0 | 0
#CAN Trenton 1-2 - SO2 Rate Annual v3.1, Unit 3603 and retrofits | 46 | 1751 | Rate Constraint in lbs/MMBtu | FALSE | L | Annual | Allowances Withdrawn (1:1) | Thousand Tons | 0 | 0 | 0 | 0 | 0 | 0 | 0 | 0
#CAN Trenton 1-2 - SO2 Rate Annual v3.1, Unit 3603 and retrofits | 46 | 1751 | Rate Constraint in lbs/MMBtu | FALSE | L | Annual | Allowances Withdrawn (n:1) | Thousand Tons | 0 | 0 | 0 | 0 | 0 | 0 | 0 | 0
#CAN Trenton 1-2 - SO2 Rate Annual v3.1, Unit 3603 and retrofits | 46 | 1751 | Rate Constraint in lbs/MMBtu | FALSE | L | Annual | Net Emissions Allowance Position | Thousand Tons | 0 | 0 | 0 | 0 | 0 | 0 | 0 | 0
#CAN Trenton 1-2 - SO2 Rate Annual v3.1, Unit 3603 and retrofits | 46 | 1751 | Rate Constraint in lbs/MMBtu | FALSE | L | Annual | Fuel Consumed | TBtu | 0 | 0 | 0 | 0 | 0 | 0 | 0 | 0
#CAN Trenton 1-2 - SO2 Rate Annual v3.1, Unit 3603 and retrofits | 46 | 1751 | Rate Constraint in lbs/MMBtu | FALSE | L | Annual | Rate | lb/MMBtu | 0 | 0 | 0 | 0 | 0 | 0 | 0 | 0
#CAN Trenton 1-2 - SO2 Rate Annual v3.1, Unit 3603 and retrofits | 46 | 1751 | Rate Constraint in lbs/MMBtu | FALSE | L | Annual | Generation | TWh | 0 | 0 | 0 | 0 | 0 | 0 | 0 | 0
#CAN Trenton 1-2 - SO2 Rate Annual v3.1, Unit 3603 and retrofits | 46 | 1751 | Rate Constraint in lbs/MMBtu | FALSE | L | Annual | Qualifying Generation | TWh | 0 | 0 | 0 | 0 | 0 | 0 | 0 | 0
#CAN Trenton 1-2 - SO2 Rate Annual v3.1, Unit 3603 and retrofits | 46 | 1751 | Rate Constraint in lbs/MMBtu | FALSE | L | Annual | Rate | lb/MWh | 0 | 0 | 0 | 0 | 0 | 0 | 0 | 0
#CAN Trenton 1-2 - SO2 Rate Annual v3.1, Unit 3603 and retrofits | 46 | 1751 | Rate Constraint in lbs/MMBtu | FALSE | L | Annual | Constraint Shadow Price | US2016$/Ton | 0 | 0 | 0 | 0 | 0 | 0 | 0 | 0
#CAN Trenton 1-2 - SO2 Rate Annual v3.1, Unit 3604 and retrofits | 47 | 1751 | Rate Constraint in lbs/MMBtu | FALSE | L | Annual | Seasons Included | Seasons | Winter, WintShld, Summer | Winter, WintShld, Summer | Winter, WintShld, Summer | Winter, WintShld, Summer | Winter, WintShld, Summer | Winter, WintShld, Summer | Winter, WintShld, Summer | Winter, WintShld, Summer
#CAN Trenton 1-2 - SO2 Rate Annual v3.1, Unit 3604 and retrofits | 47 | 1751 | Rate Constraint in lbs/MMBtu | FALSE | L | Annual | Standard SO2 | lb/MMBtu | 3.2097 | 3.2097 | 3.2097 | 3.2097 | 3.2097 | 3.2097 | 3.2097 | 3.2097
#CAN Trenton 1-2 - SO2 Rate Annual v3.1, Unit 3604 and retrofits | 47 | 1751 | Rate Constraint in lbs/MMBtu | FALSE | L | Annual | Emissions at Affected Plants SO2 | Thousand Tons | 0 | 0 | 0 | 0 | 0 | 0 | 0 | 0
#CAN Trenton 1-2 - SO2 Rate Annual v3.1, Unit 3604 and retrofits | 47 | 1751 | Rate Constraint in lbs/MMBtu | FALSE | L | Annual | Allowances Purchased SO2 | Thousand Tons | 0 | 0 | 0 | 0 | 0 | 0 | 0 | 0
#CAN Trenton 1-2 - SO2 Rate Annual v3.1, Unit 3604 and retrofits | 47 | 1751 | Rate Constraint in lbs/MMBtu | FALSE | L | Annual | Allowances Sold SO2 | Thousand Tons | 0 | 0 | 0 | 0 | 0 | 0 | 0 | 0
#CAN Trenton 1-2 - SO2 Rate Annual v3.1, Unit 3604 and retrofits | 47 | 1751 | Rate Constraint in lbs/MMBtu | FALSE | L | Annual | Allowances Banked | Thousand Tons | 0 | 0 | 0 | 0 | 0 | 0 | 0 | 0
#CAN Trenton 1-2 - SO2 Rate Annual v3.1, Unit 3604 and retrofits | 47 | 1751 | Rate Constraint in lbs/MMBtu | FALSE | L | Annual | Allowances Withdrawn (1:1) | Thousand Tons | 0 | 0 | 0 | 0 | 0 | 0 | 0 | 0
#CAN Trenton 1-2 - SO2 Rate Annual v3.1, Unit 3604 and retrofits | 47 | 1751 | Rate Constraint in lbs/MMBtu | FALSE | L | Annual | Allowances Withdrawn (n:1) | Thousand Tons | 0 | 0 | 0 | 0 | 0 | 0 | 0 | 0
#CAN Trenton 1-2 - SO2 Rate Annual v3.1, Unit 3604 and retrofits | 47 | 1751 | Rate Constraint in lbs/MMBtu | FALSE | L | Annual | Net Emissions Allowance Position | Thousand Tons | 0 | 0 | 0 | 0 | 0 | 0 | 0 | 0
#CAN Trenton 1-2 - SO2 Rate Annual v3.1, Unit 3604 and retrofits | 47 | 1751 | Rate Constraint in lbs/MMBtu | FALSE | L | Annual | Fuel Consumed | TBtu | 0 | 0 | 0 | 0 | 0 | 0 | 0 | 0
#CAN Trenton 1-2 - SO2 Rate Annual v3.1, Unit 3604 and retrofits | 47 | 1751 | Rate Constraint in lbs/MMBtu | FALSE | L | Annual | Rate | lb/MMBtu | 0 | 0 | 0 | 0 | 0 | 0 | 0 | 0
#CAN Trenton 1-2 - SO2 Rate Annual v3.1, Unit 3604 and retrofits | 47 | 1751 | Rate Constraint in lbs/MMBtu | FALSE | L | Annual | Generation | TWh | 0 | 0 | 0 | 0 | 0 | 0 | 0 | 0
#CAN Trenton 1-2 - SO2 Rate Annual v3.1, Unit 3604 and retrofits | 47 | 1751 | Rate Constraint in lbs/MMBtu | FALSE | L | Annual | Qualifying Generation | TWh | 0 | 0 | 0 | 0 | 0 | 0 | 0 | 0
#CAN Trenton 1-2 - SO2 Rate Annual v3.1, Unit 3604 and retrofits | 47 | 1751 | Rate Constraint in lbs/MMBtu | FALSE | L | Annual | Rate | lb/MWh | 0 | 0 | 0 | 0 | 0 | 0 | 0 | 0
#CAN Trenton 1-2 - SO2 Rate Annual v3.1, Unit 3604 and retrofits | 47 | 1751 | Rate Constraint in lbs/MMBtu | FALSE | L | Annual | Constraint Shadow Price | US2016$/Ton | 0 | 0 | 0 | 0 | 0 | 0 | 0 | 0
#MATS - HCL Rate in 2015 | 48 | 2407 | MACT Fuel Choice Floor in lbs/MMBtu | FALSE | L | Annual | Seasons Included | Seasons | Winter, WintShld, Summer | Winter, WintShld, Summer | Winter, WintShld, Summer | Winter, WintShld, Summer | Winter, WintShld, Summer | Winter, WintShld, Summer | Winter, WintShld, Summer | Winter, WintShld, Summer
#MATS - HCL Rate in 2015 | 48 | 2407 | MACT Fuel Choice Floor in lbs/MMBtu | FALSE | L | Annual | Emission Floor | lb/MMBtu | 0.002 | 0.002 | 0.002 | 0.002 | 0.002 | 0.002 | 0.002 | 0.002
#MATS - HCL Rate in 2015 | 48 | 2407 | MACT Fuel Choice Floor in lbs/MMBtu | FALSE | L | Annual | Emissions at Affected Plants HCL | Thousand Tons | 3.8418 | 4.3247 | 4.2788 | 3.9868 | 3.4184 | 3.4718 | 3.2148 | 2.4223
#MATS - HCL Rate in 2015 | 48 | 2407 | MACT Fuel Choice Floor in lbs/MMBtu | FALSE | L | Annual | Allowances Purchased HCL | Thousand Tons | 0 | 0 | 0 | 0 | 0 | 0 | 0 | 0
#MATS - HCL Rate in 2015 | 48 | 2407 | MACT Fuel Choice Floor in lbs/MMBtu | FALSE | L | Annual | Allowances Sold HCL | Thousand Tons | 0 | 0 | 0 | 0 | 0 | 0 | 0 | 0
#MATS - HCL Rate in 2015 | 48 | 2407 | MACT Fuel Choice Floor in lbs/MMBtu | FALSE | L | Annual | Allowances Banked | Thousand Tons | 0 | 0 | 0 | 0 | 0 | 0 | 0 | 0
#MATS - HCL Rate in 2015 | 48 | 2407 | MACT Fuel Choice Floor in lbs/MMBtu | FALSE | L | Annual | Allowances Withdrawn (1:1) | Thousand Tons | 0 | 0 | 0 | 0 | 0 | 0 | 0 | 0
#MATS - HCL Rate in 2015 | 48 | 2407 | MACT Fuel Choice Floor in lbs/MMBtu | FALSE | L | Annual | Allowances Withdrawn (n:1) | Thousand Tons | 0 | 0 | 0 | 0 | 0 | 0 | 0 | 0
#MATS - HCL Rate in 2015 | 48 | 2407 | MACT Fuel Choice Floor in lbs/MMBtu | FALSE | L | Annual | Net Emissions Allowance Position | Thousand Tons | 3.8418 | 4.3247 | 4.2788 | 3.9868 | 3.4184 | 3.4718 | 3.2148 | 2.4223
#MATS - HCL Rate in 2015 | 48 | 2407 | MACT Fuel Choice Floor in lbs/MMBtu | FALSE | L | Annual | Fuel Consumed | TBtu | 8277.1617 | 9298.1564 | 9215.7957 | 8564.7514 | 7381.4221 | 7430.9703 | 6878.1354 | 5266.3806
#MATS - HCL Rate in 2015 | 48 | 2407 | MACT Fuel Choice Floor in lbs/MMBtu | FALSE | L | Annual | Rate | lb/MMBtu | 0.00092828 | 0.00093022 | 0.00092857 | 0.00093099 | 0.00092621 | 0.00093442 | 0.0009348 | 0.0009199
#MATS - HCL Rate in 2015 | 48 | 2407 | MACT Fuel Choice Floor in lbs/MMBtu | FALSE | L | Annual | Generation | TWh | 797.4963 | 896.6775 | 894.0803 | 830.7215 | 713.7253 | 718.1051 | 664.238 | 509.3313
#MATS - HCL Rate in 2015 | 48 | 2407 | MACT Fuel Choice Floor in lbs/MMBtu | FALSE | L | Annual | Qualifying Generation | TWh | 797.4963 | 896.6775 | 894.0803 | 830.7215 | 713.7253 | 718.1051 | 664.238 | 509.3313
#MATS - HCL Rate in 2015 | 48 | 2407 | MACT Fuel Choice Floor in lbs/MMBtu | FALSE | L | Annual | Constraint Shadow Price | US2016$/Ton | 0 | 0 | 0 | 0 | 0 | 0 | 0 | 0
#MATS - HCL Rate in 2015 (IGCC) | 49 | 2409 | MACT Fuel Choice Floor in lbs/MMBtu | FALSE | L | Annual | Seasons Included | Seasons | Winter, WintShld, Summer | Winter, WintShld, Summer | Winter, WintShld, Summer | Winter, WintShld, Summer | Winter, WintShld, Summer | Winter, WintShld, Summer | Winter, WintShld, Summer | Winter, WintShld, Summer
#MATS - HCL Rate in 2015 (IGCC) | 49 | 2409 | MACT Fuel Choice Floor in lbs/MMBtu | FALSE | L | Annual | Emission Floor | lb/MMBtu | 0.005 | 0.005 | 0.005 | 0.005 | 0.005 | 0.005 | 0.005 | 0.005
#MATS - HCL Rate in 2015 (IGCC) | 49 | 2409 | MACT Fuel Choice Floor in lbs/MMBtu | FALSE | L | Annual | Emissions at Affected Plants HCL | Thousand Tons | 0.010447 | 0.0096157 | 0.0096157 | 0.0096157 | 0.0090488 | 0.0088651 | 0 | 0
#MATS - HCL Rate in 2015 (IGCC) | 49 | 2409 | MACT Fuel Choice Floor in lbs/MMBtu | FALSE | L | Annual | Allowances Purchased HCL | Thousand Tons | 0 | 0 | 0 | 0 | 0 | 0 | 0 | 0
#MATS - HCL Rate in 2015 (IGCC) | 49 | 2409 | MACT Fuel Choice Floor in lbs/MMBtu | FALSE | L | Annual | Allowances Sold HCL | Thousand Tons | 0 | 0 | 0 | 0 | 0 | 0 | 0 | 0
#MATS - HCL Rate in 2015 (IGCC) | 49 | 2409 | MACT Fuel Choice Floor in lbs/MMBtu | FALSE | L | Annual | Allowances Banked | Thousand Tons | 0 | 0 | 0 | 0 | 0 | 0 | 0 | 0
#MATS - HCL Rate in 2015 (IGCC) | 49 | 2409 | MACT Fuel Choice Floor in lbs/MMBtu | FALSE | L | Annual | Allowances Withdrawn (1:1) | Thousand Tons | 0 | 0 | 0 | 0 | 0 | 0 | 0 | 0
#MATS - HCL Rate in 2015 (IGCC) | 49 | 2409 | MACT Fuel Choice Floor in lbs/MMBtu | FALSE | L | Annual | Allowances Withdrawn (n:1) | Thousand Tons | 0 | 0 | 0 | 0 | 0 | 0 | 0 | 0
#MATS - HCL Rate in 2015 (IGCC) | 49 | 2409 | MACT Fuel Choice Floor in lbs/MMBtu | FALSE | L | Annual | Net Emissions Allowance Position | Thousand Tons | 0.010447 | 0.0096157 | 0.0096157 | 0.0096157 | 0.0090488 | 0.0088651 | 0 | 0
#MATS - HCL Rate in 2015 (IGCC) | 49 | 2409 | MACT Fuel Choice Floor in lbs/MMBtu | FALSE | L | Annual | Fuel Consumed | TBtu | 58.0614 | 49.0885 | 49.0885 | 49.0885 | 46.1944 | 45.2568 | 0 | 0
#MATS - HCL Rate in 2015 (IGCC) | 49 | 2409 | MACT Fuel Choice Floor in lbs/MMBtu | FALSE | L | Annual | Rate | lb/MMBtu | 0.00035986 | 0.00039177 | 0.00039177 | 0.00039177 | 0.00039177 | 0.00039177 | 0 | 0
#MATS - HCL Rate in 2015 (IGCC) | 49 | 2409 | MACT Fuel Choice Floor in lbs/MMBtu | FALSE | L | Annual | Generation | TWh | 5.1803 | 4.2895 | 4.2895 | 4.2895 | 4.0366 | 3.9546 | 0 | 0
#MATS - HCL Rate in 2015 (IGCC) | 49 | 2409 | MACT Fuel Choice Floor in lbs/MMBtu | FALSE | L | Annual | Qualifying Generation | TWh | 5.1803 | 4.2895 | 4.2895 | 4.2895 | 4.0366 | 3.9546 | 0 | 0
#MATS - HCL Rate in 2015 (IGCC) | 49 | 2409 | MACT Fuel Choice Floor in lbs/MMBtu | FALSE | L | Annual | Constraint Shadow Price | US2016$/Ton | 0 | 0 | 0 | 0 | 0 | 0 | 0 | 0
#MATS - HCL Rate in 2015 (PK) | 50 | 2408 | MACT Fuel Choice Floor in lbs/MMBtu | FALSE | L | Annual | Seasons Included | Seasons | Winter, WintShld, Summer | Winter, WintShld, Summer | Winter, WintShld, Summer | Winter, WintShld, Summer | Winter, WintShld, Summer | Winter, WintShld, Summer | Winter, WintShld, Summer | Winter, WintShld, Summer
#MATS - HCL Rate in 2015 (PK) | 50 | 2408 | MACT Fuel Choice Floor in lbs/MMBtu | FALSE | L | Annual | Emission Floor | lb/MMBtu | 0.0005 | 0.0005 | 0.0005 | 0.0005 | 0.0005 | 0.0005 | 0.0005 | 0.0005
#MATS - HCL Rate in 2015 (PK) | 50 | 2408 | MACT Fuel Choice Floor in lbs/MMBtu | FALSE | L | Annual | Emissions at Affected Plants HCL | Thousand Tons | 0.050976 | 0.076073 | 0.079807 | 0.088873 | 0.087631 | 0.071028 | 0.06878 | 0.051551
#MATS - HCL Rate in 2015 (PK) | 50 | 2408 | MACT Fuel Choice Floor in lbs/MMBtu | FALSE | L | Annual | Allowances Purchased HCL | Thousand Tons | 0 | 0 | 0 | 0 | 0 | 0 | 0 | 0
#MATS - HCL Rate in 2015 (PK) | 50 | 2408 | MACT Fuel Choice Floor in lbs/MMBtu | FALSE | L | Annual | Allowances Sold HCL | Thousand Tons | 0 | 0 | 0 | 0 | 0 | 0 | 0 | 0
#MATS - HCL Rate in 2015 (PK) | 50 | 2408 | MACT Fuel Choice Floor in lbs/MMBtu | FALSE | L | Annual | Allowances Banked | Thousand Tons | 0 | 0 | 0 | 0 | 0 | 0 | 0 | 0
#MATS - HCL Rate in 2015 (PK) | 50 | 2408 | MACT Fuel Choice Floor in lbs/MMBtu | FALSE | L | Annual | Allowances Withdrawn (1:1) | Thousand Tons | 0 | 0 | 0 | 0 | 0 | 0 | 0 | 0
#MATS - HCL Rate in 2015 (PK) | 50 | 2408 | MACT Fuel Choice Floor in lbs/MMBtu | FALSE | L | Annual | Allowances Withdrawn (n:1) | Thousand Tons | 0 | 0 | 0 | 0 | 0 | 0 | 0 | 0
#MATS - HCL Rate in 2015 (PK) | 50 | 2408 | MACT Fuel Choice Floor in lbs/MMBtu | FALSE | L | Annual | Net Emissions Allowance Position | Thousand Tons | 0.050976 | 0.076073 | 0.079807 | 0.088873 | 0.087631 | 0.071028 | 0.06878 | 0.051551
#MATS - HCL Rate in 2015 (PK) | 50 | 2408 | MACT Fuel Choice Floor in lbs/MMBtu | FALSE | L | Annual | Fuel Consumed | TBtu | 118.0376 | 170.1665 | 178.8232 | 196.2928 | 192.6208 | 168.8996 | 164.1741 | 125.9044
#MATS - HCL Rate in 2015 (PK) | 50 | 2408 | MACT Fuel Choice Floor in lbs/MMBtu | FALSE | L | Annual | Rate | lb/MMBtu | 0.00086373 | 0.0008941 | 0.00089258 | 0.00090551 | 0.00090988 | 0.00084107 | 0.00083789 | 0.0008189
#MATS - HCL Rate in 2015 (PK) | 50 | 2408 | MACT Fuel Choice Floor in lbs/MMBtu | FALSE | L | Annual | Generation | TWh | 11.0256 | 15.4596 | 16.5023 | 18.2044 | 17.8667 | 15.6754 | 15.2281 | 11.6773
#MATS - HCL Rate in 2015 (PK) | 50 | 2408 | MACT Fuel Choice Floor in lbs/MMBtu | FALSE | L | Annual | Qualifying Generation | TWh | 11.0256 | 15.4596 | 16.5023 | 18.2044 | 17.8667 | 15.6754 | 15.2281 | 11.6773
#MATS - HCL Rate in 2015 (PK) | 50 | 2408 | MACT Fuel Choice Floor in lbs/MMBtu | FALSE | L | Annual | Constraint Shadow Price | US2016$/Ton | 0 | 0 | 0 | 0 | 0 | 0 | 0 | 0
#MATS - MER Rate in 2015 (Bit and Subbit) | 51 | 2403 | MACT Fuel Choice Floor in lbs/MMBtu | FALSE | L | Annual | Seasons Included | Seasons | Winter, WintShld, Summer | Winter, WintShld, Summer | Winter, WintShld, Summer | Winter, WintShld, Summer | Winter, WintShld, Summer | Winter, WintShld, Summer | Winter, WintShld, Summer | Winter, WintShld, Summer
#MATS - MER Rate in 2015 (Bit and Subbit) | 51 | 2403 | MACT Fuel Choice Floor in lbs/MMBtu | FALSE | L | Annual | Emission Floor | lbs/MMBtu | 1.2e-06 | 1.2e-06 | 1.2e-06 | 1.2e-06 | 1.2e-06 | 1.2e-06 | 1.2e-06 | 1.2e-06
#MATS - MER Rate in 2015 (Bit and Subbit) | 51 | 2403 | MACT Fuel Choice Floor in lbs/MMBtu | FALSE | L | Annual | Emissions at Affected Plants MER | lbs | 4795.023 | 5363.3976 | 5330.6544 | 4827.4213 | 4070.5853 | 4134.5885 | 3823.7607 | 2804.3868
#MATS - MER Rate in 2015 (Bit and Subbit) | 51 | 2403 | MACT Fuel Choice Floor in lbs/MMBtu | FALSE | L | Annual | Allowances Purchased MER | lbs | 0 | 0 | 0 | 0 | 0 | 0 | 0 | 0
#MATS - MER Rate in 2015 (Bit and Subbit) | 51 | 2403 | MACT Fuel Choice Floor in lbs/MMBtu | FALSE | L | Annual | Allowances Sold MER | lbs | 0 | 0 | 0 | 0 | 0 | 0 | 0 | 0
#MATS - MER Rate in 2015 (Bit and Subbit) | 51 | 2403 | MACT Fuel Choice Floor in lbs/MMBtu | FALSE | L | Annual | Allowances Banked | lbs | 0 | 0 | 0 | 0 | 0 | 0 | 0 | 0
#MATS - MER Rate in 2015 (Bit and Subbit) | 51 | 2403 | MACT Fuel Choice Floor in lbs/MMBtu | FALSE | L | Annual | Allowances Withdrawn (1:1) | lbs | 0 | 0 | 0 | 0 | 0 | 0 | 0 | 0
#MATS - MER Rate in 2015 (Bit and Subbit) | 51 | 2403 | MACT Fuel Choice Floor in lbs/MMBtu | FALSE | L | Annual | Allowances Withdrawn (n:1) | lbs | 0 | 0 | 0 | 0 | 0 | 0 | 0 | 0
#MATS - MER Rate in 2015 (Bit and Subbit) | 51 | 2403 | MACT Fuel Choice Floor in lbs/MMBtu | FALSE | L | Annual | Net Emissions Allowance Position | lbs | 4795.023 | 5363.3976 | 5330.6544 | 4827.4213 | 4070.5853 | 4134.5885 | 3823.7607 | 2804.3868
#MATS - MER Rate in 2015 (Bit and Subbit) | 51 | 2403 | MACT Fuel Choice Floor in lbs/MMBtu | FALSE | L | Annual | Fuel Consumed | TBtu | 7538.1175 | 8519.638 | 8441.0537 | 7863.9832 | 6764.5513 | 6809.1743 | 6277.6432 | 4754.6198
#MATS - MER Rate in 2015 (Bit and Subbit) | 51 | 2403 | MACT Fuel Choice Floor in lbs/MMBtu | FALSE | L | Annual | Rate | lb/MMBtu | 6.361e-07 | 6.2953e-07 | 6.3152e-07 | 6.1386e-07 | 6.0175e-07 | 6.0721e-07 | 6.0911e-07 | 5.8982e-07
#MATS - MER Rate in 2015 (Bit and Subbit) | 51 | 2403 | MACT Fuel Choice Floor in lbs/MMBtu | FALSE | L | Annual | Generation | TWh | 729.7107 | 825.0166 | 822.4085 | 765.9653 | 657.0122 | 660.9916 | 609.0265 | 462.321
#MATS - MER Rate in 2015 (Bit and Subbit) | 51 | 2403 | MACT Fuel Choice Floor in lbs/MMBtu | FALSE | L | Annual | Qualifying Generation | TWh | 729.7107 | 825.0166 | 822.4085 | 765.9653 | 657.0122 | 660.9916 | 609.0265 | 462.321
#MATS - MER Rate in 2015 (Bit and Subbit) | 51 | 2403 | MACT Fuel Choice Floor in lbs/MMBtu | FALSE | L | Annual | Constraint Shadow Price | US2016$/Lb | 0 | 0 | 0 | 0 | 0 | 0 | 0 | 0
#MATS - MER Rate in 2015 (IGCC) | 52 | 2406 | MACT Fuel Choice Floor in lbs/MMBtu | FALSE | L | Annual | Seasons Included | Seasons | Winter, WintShld, Summer | Winter, WintShld, Summer | Winter, WintShld, Summer | Winter, WintShld, Summer | Winter, WintShld, Summer | Winter, WintShld, Summer | Winter, WintShld, Summer | Winter, WintShld, Summer
#MATS - MER Rate in 2015 (IGCC) | 52 | 2406 | MACT Fuel Choice Floor in lbs/MMBtu | FALSE | L | Annual | Emission Floor | lbs/MMBtu | 3e-06 | 3e-06 | 3e-06 | 3e-06 | 3e-06 | 3e-06 | 3e-06 | 3e-06
#MATS - MER Rate in 2015 (IGCC) | 52 | 2406 | MACT Fuel Choice Floor in lbs/MMBtu | FALSE | L | Annual | Emissions at Affected Plants MER | lbs | 41.2145 | 39.4149 | 39.4149 | 39.4149 | 37.0911 | 36.3382 | 0 | 0
#MATS - MER Rate in 2015 (IGCC) | 52 | 2406 | MACT Fuel Choice Floor in lbs/MMBtu | FALSE | L | Annual | Allowances Purchased MER | lbs | 0 | 0 | 0 | 0 | 0 | 0 | 0 | 0
#MATS - MER Rate in 2015 (IGCC) | 52 | 2406 | MACT Fuel Choice Floor in lbs/MMBtu | FALSE | L | Annual | Allowances Sold MER | lbs | 0 | 0 | 0 | 0 | 0 | 0 | 0 | 0
#MATS - MER Rate in 2015 (IGCC) | 52 | 2406 | MACT Fuel Choice Floor in lbs/MMBtu | FALSE | L | Annual | Allowances Banked | lbs | 0 | 0 | 0 | 0 | 0 | 0 | 0 | 0
#MATS - MER Rate in 2015 (IGCC) | 52 | 2406 | MACT Fuel Choice Floor in lbs/MMBtu | FALSE | L | Annual | Allowances Withdrawn (1:1) | lbs | 0 | 0 | 0 | 0 | 0 | 0 | 0 | 0
#MATS - MER Rate in 2015 (IGCC) | 52 | 2406 | MACT Fuel Choice Floor in lbs/MMBtu | FALSE | L | Annual | Allowances Withdrawn (n:1) | lbs | 0 | 0 | 0 | 0 | 0 | 0 | 0 | 0
#MATS - MER Rate in 2015 (IGCC) | 52 | 2406 | MACT Fuel Choice Floor in lbs/MMBtu | FALSE | L | Annual | Net Emissions Allowance Position | lbs | 41.2145 | 39.4149 | 39.4149 | 39.4149 | 37.0911 | 36.3382 | 0 | 0
#MATS - MER Rate in 2015 (IGCC) | 52 | 2406 | MACT Fuel Choice Floor in lbs/MMBtu | FALSE | L | Annual | Fuel Consumed | TBtu | 58.0614 | 49.0885 | 49.0885 | 49.0885 | 46.1944 | 45.2568 | 0 | 0
#MATS - MER Rate in 2015 (IGCC) | 52 | 2406 | MACT Fuel Choice Floor in lbs/MMBtu | FALSE | L | Annual | Rate | lb/MMBtu | 7.0984e-07 | 8.0293e-07 | 8.0293e-07 | 8.0293e-07 | 8.0293e-07 | 8.0293e-07 | 0 | 0
#MATS - MER Rate in 2015 (IGCC) | 52 | 2406 | MACT Fuel Choice Floor in lbs/MMBtu | FALSE | L | Annual | Generation | TWh | 5.1803 | 4.2895 | 4.2895 | 4.2895 | 4.0366 | 3.9546 | 0 | 0
#MATS - MER Rate in 2015 (IGCC) | 52 | 2406 | MACT Fuel Choice Floor in lbs/MMBtu | FALSE | L | Annual | Qualifying Generation | TWh | 5.1803 | 4.2895 | 4.2895 | 4.2895 | 4.0366 | 3.9546 | 0 | 0
#MATS - MER Rate in 2015 (IGCC) | 52 | 2406 | MACT Fuel Choice Floor in lbs/MMBtu | FALSE | L | Annual | Constraint Shadow Price | US2016$/Lb | 0 | 0 | 0 | 0 | 0 | 0 | 0 | 0
#MATS - MER Rate in 2015 (Lig) | 53 | 2404 | MACT Fuel Choice Floor in lbs/MMBtu | FALSE | L | Annual | Seasons Included | Seasons | Winter, WintShld, Summer | Winter, WintShld, Summer | Winter, WintShld, Summer | Winter, WintShld, Summer | Winter, WintShld, Summer | Winter, WintShld, Summer | Winter, WintShld, Summer | Winter, WintShld, Summer
#MATS - MER Rate in 2015 (Lig) | 53 | 2404 | MACT Fuel Choice Floor in lbs/MMBtu | FALSE | L | Annual | Emission Floor | lbs/MMBtu | 4e-06 | 4e-06 | 4e-06 | 4e-06 | 4e-06 | 4e-06 | 4e-06 | 4e-06
#MATS - MER Rate in 2015 (Lig) | 53 | 2404 | MACT Fuel Choice Floor in lbs/MMBtu | FALSE | L | Annual | Emissions at Affected Plants MER | lbs | 965.4824 | 1025.9553 | 1023.6134 | 928.8373 | 722.191 | 797.4124 | 694.3659 | 613.23
#MATS - MER Rate in 2015 (Lig) | 53 | 2404 | MACT Fuel Choice Floor in lbs/MMBtu | FALSE | L | Annual | Allowances Purchased MER | lbs | 0 | 0 | 0 | 0 | 0 | 0 | 0 | 0
#MATS - MER Rate in 2015 (Lig) | 53 | 2404 | MACT Fuel Choice Floor in lbs/MMBtu | FALSE | L | Annual | Allowances Sold MER | lbs | 0 | 0 | 0 | 0 | 0 | 0 | 0 | 0
#MATS - MER Rate in 2015 (Lig) | 53 | 2404 | MACT Fuel Choice Floor in lbs/MMBtu | FALSE | L | Annual | Allowances Banked | lbs | 0 | 0 | 0 | 0 | 0 | 0 | 0 | 0
#MATS - MER Rate in 2015 (Lig) | 53 | 2404 | MACT Fuel Choice Floor in lbs/MMBtu | FALSE | L | Annual | Allowances Withdrawn (1:1) | lbs | 0 | 0 | 0 | 0 | 0 | 0 | 0 | 0
#MATS - MER Rate in 2015 (Lig) | 53 | 2404 | MACT Fuel Choice Floor in lbs/MMBtu | FALSE | L | Annual | Allowances Withdrawn (n:1) | lbs | 0 | 0 | 0 | 0 | 0 | 0 | 0 | 0
#MATS - MER Rate in 2015 (Lig) | 53 | 2404 | MACT Fuel Choice Floor in lbs/MMBtu | FALSE | L | Annual | Net Emissions Allowance Position | lbs | 965.4824 | 1025.9553 | 1023.6134 | 928.8373 | 722.191 | 797.4124 | 694.3659 | 613.23
#MATS - MER Rate in 2015 (Lig) | 53 | 2404 | MACT Fuel Choice Floor in lbs/MMBtu | FALSE | L | Annual | Fuel Consumed | TBtu | 739.0442 | 778.5184 | 774.742 | 700.7682 | 616.8708 | 621.796 | 600.4922 | 511.7609
#MATS - MER Rate in 2015 (Lig) | 53 | 2404 | MACT Fuel Choice Floor in lbs/MMBtu | FALSE | L | Annual | Rate | lb/MMBtu | 1.3064e-06 | 1.3178e-06 | 1.3212e-06 | 1.3255e-06 | 1.1707e-06 | 1.2824e-06 | 1.1563e-06 | 1.1983e-06
#MATS - MER Rate in 2015 (Lig) | 53 | 2404 | MACT Fuel Choice Floor in lbs/MMBtu | FALSE | L | Annual | Generation | TWh | 67.7856 | 71.6609 | 71.6718 | 64.7561 | 56.7132 | 57.1134 | 55.2115 | 47.0104
#MATS - MER Rate in 2015 (Lig) | 53 | 2404 | MACT Fuel Choice Floor in lbs/MMBtu | FALSE | L | Annual | Qualifying Generation | TWh | 67.7856 | 71.6609 | 71.6718 | 64.7561 | 56.7132 | 57.1134 | 55.2115 | 47.0104
#MATS - MER Rate in 2015 (Lig) | 53 | 2404 | MACT Fuel Choice Floor in lbs/MMBtu | FALSE | L | Annual | Constraint Shadow Price | US2016$/Lb | 0 | 0 | 0 | 0 | 0 | 0 | 0 | 0
#MATS - MER Rate in 2015 (PK) | 54 | 2405 | MACT Fuel Choice Floor in lbs/MMBtu | FALSE | L | Annual | Seasons Included | Seasons | Winter, WintShld, Summer | Winter, WintShld, Summer | Winter, WintShld, Summer | Winter, WintShld, Summer | Winter, WintShld, Summer | Winter, WintShld, Summer | Winter, WintShld, Summer | Winter, WintShld, Summer
#MATS - MER Rate in 2015 (PK) | 54 | 2405 | MACT Fuel Choice Floor in lbs/MMBtu | FALSE | L | Annual | Emission Floor | lbs/MMBtu | 2e-07 | 2e-07 | 2e-07 | 2e-07 | 2e-07 | 2e-07 | 2e-07 | 2e-07
#MATS - MER Rate in 2015 (PK) | 54 | 2405 | MACT Fuel Choice Floor in lbs/MMBtu | FALSE | L | Annual | Emissions at Affected Plants MER | lbs | 63.6106 | 85.9388 | 94.6776 | 101.2778 | 99.1705 | 92.8079 | 89.8306 | 66.031
#MATS - MER Rate in 2015 (PK) | 54 | 2405 | MACT Fuel Choice Floor in lbs/MMBtu | FALSE | L | Annual | Allowances Purchased MER | lbs | 0 | 0 | 0 | 0 | 0 | 0 | 0 | 0
#MATS - MER Rate in 2015 (PK) | 54 | 2405 | MACT Fuel Choice Floor in lbs/MMBtu | FALSE | L | Annual | Allowances Sold MER | lbs | 0 | 0 | 0 | 0 | 0 | 0 | 0 | 0
#MATS - MER Rate in 2015 (PK) | 54 | 2405 | MACT Fuel Choice Floor in lbs/MMBtu | FALSE | L | Annual | Allowances Banked | lbs | 0 | 0 | 0 | 0 | 0 | 0 | 0 | 0
#MATS - MER Rate in 2015 (PK) | 54 | 2405 | MACT Fuel Choice Floor in lbs/MMBtu | FALSE | L | Annual | Allowances Withdrawn (1:1) | lbs | 0 | 0 | 0 | 0 | 0 | 0 | 0 | 0
#MATS - MER Rate in 2015 (PK) | 54 | 2405 | MACT Fuel Choice Floor in lbs/MMBtu | FALSE | L | Annual | Allowances Withdrawn (n:1) | lbs | 0 | 0 | 0 | 0 | 0 | 0 | 0 | 0
#MATS - MER Rate in 2015 (PK) | 54 | 2405 | MACT Fuel Choice Floor in lbs/MMBtu | FALSE | L | Annual | Net Emissions Allowance Position | lbs | 63.6106 | 85.9388 | 94.6776 | 101.2778 | 99.1705 | 92.8079 | 89.8306 | 66.031
#MATS - MER Rate in 2015 (PK) | 54 | 2405 | MACT Fuel Choice Floor in lbs/MMBtu | FALSE | L | Annual | Fuel Consumed | TBtu | 118.0376 | 170.1665 | 178.8232 | 196.2928 | 192.6208 | 168.8996 | 164.1741 | 125.9044
#MATS - MER Rate in 2015 (PK) | 54 | 2405 | MACT Fuel Choice Floor in lbs/MMBtu | FALSE | L | Annual | Rate | lb/MMBtu | 5.389e-07 | 5.0503e-07 | 5.2945e-07 | 5.1595e-07 | 5.1485e-07 | 5.4949e-07 | 5.4717e-07 | 5.2445e-07
#MATS - MER Rate in 2015 (PK) | 54 | 2405 | MACT Fuel Choice Floor in lbs/MMBtu | FALSE | L | Annual | Generation | TWh | 11.0256 | 15.4596 | 16.5023 | 18.2044 | 17.8667 | 15.6754 | 15.2281 | 11.6773
#MATS - MER Rate in 2015 (PK) | 54 | 2405 | MACT Fuel Choice Floor in lbs/MMBtu | FALSE | L | Annual | Qualifying Generation | TWh | 11.0256 | 15.4596 | 16.5023 | 18.2044 | 17.8667 | 15.6754 | 15.2281 | 11.6773
#MATS - MER Rate in 2015 (PK) | 54 | 2405 | MACT Fuel Choice Floor in lbs/MMBtu | FALSE | L | Annual | Constraint Shadow Price | US2016$/Lb | 0 | 0 | 0 | 0 | 0 | 0 | 0 | 0
AES Somerset MER Rate Limit v3.1 | 58 | 2038 | Rate Constraint in lbs/MMBtu | FALSE | L | Annual | Seasons Included | Seasons | Winter, WintShld, Summer | Winter, WintShld, Summer | Winter, WintShld, Summer | Winter, WintShld, Summer | Winter, WintShld, Summer | Winter, WintShld, Summer | Winter, WintShld, Summer | Winter, WintShld, Summer
AES Somerset MER Rate Limit v3.1 | 58 | 2038 | Rate Constraint in lbs/MMBtu | FALSE | L | Annual | Standard MER | lb/MMBtu | 6e-07 | 6e-07 | 6e-07 | 6e-07 | 6e-07 | 6e-07 | 6e-07 | 6e-07
AES Somerset MER Rate Limit v3.1 | 58 | 2038 | Rate Constraint in lbs/MMBtu | FALSE | L | Annual | Emissions at Affected Plants MER | lbs | 0 | 0 | 0 | 0 | 0 | 0 | 0 | 0
AES Somerset MER Rate Limit v3.1 | 58 | 2038 | Rate Constraint in lbs/MMBtu | FALSE | L | Annual | Allowances Purchased MER | lbs | 0 | 0 | 0 | 0 | 0 | 0 | 0 | 0
AES Somerset MER Rate Limit v3.1 | 58 | 2038 | Rate Constraint in lbs/MMBtu | FALSE | L | Annual | Allowances Sold MER | lbs | 0 | 0 | 0 | 0 | 0 | 0 | 0 | 0
AES Somerset MER Rate Limit v3.1 | 58 | 2038 | Rate Constraint in lbs/MMBtu | FALSE | L | Annual | Allowances Banked | lbs | 0 | 0 | 0 | 0 | 0 | 0 | 0 | 0
AES Somerset MER Rate Limit v3.1 | 58 | 2038 | Rate Constraint in lbs/MMBtu | FALSE | L | Annual | Allowances Withdrawn (1:1) | lbs | 0 | 0 | 0 | 0 | 0 | 0 | 0 | 0
AES Somerset MER Rate Limit v3.1 | 58 | 2038 | Rate Constraint in lbs/MMBtu | FALSE | L | Annual | Allowances Withdrawn (n:1) | lbs | 0 | 0 | 0 | 0 | 0 | 0 | 0 | 0
AES Somerset MER Rate Limit v3.1 | 58 | 2038 | Rate Constraint in lbs/MMBtu | FALSE | L | Annual | Net Emissions Allowance Position | lbs | 0 | 0 | 0 | 0 | 0 | 0 | 0 | 0
AES Somerset MER Rate Limit v3.1 | 58 | 2038 | Rate Constraint in lbs/MMBtu | FALSE | L | Annual | Fuel Consumed | TBtu | 0 | 0 | 0 | 0 | 0 | 0 | 0 | 0
AES Somerset MER Rate Limit v3.1 | 58 | 2038 | Rate Constraint in lbs/MMBtu | FALSE | L | Annual | Rate | lb/MMBtu | 0 | 0 | 0 | 0 | 0 | 0 | 0 | 0
AES Somerset MER Rate Limit v3.1 | 58 | 2038 | Rate Constraint in lbs/MMBtu | FALSE | L | Annual | Generation | TWh | 0 | 0 | 0 | 0 | 0 | 0 | 0 | 0
AES Somerset MER Rate Limit v3.1 | 58 | 2038 | Rate Constraint in lbs/MMBtu | FALSE | L | Annual | Qualifying Generation | TWh | 0 | 0 | 0 | 0 | 0 | 0 | 0 | 0
AES Somerset MER Rate Limit v3.1 | 58 | 2038 | Rate Constraint in lbs/MMBtu | FALSE | L | Annual | Rate | lb/MWh | 0 | 0 | 0 | 0 | 0 | 0 | 0 | 0
AES Somerset MER Rate Limit v3.1 | 58 | 2038 | Rate Constraint in lbs/MMBtu | FALSE | L | Annual | Constraint Shadow Price | US2016$/Lb | 0 | 0 | 0 | 0 | 0 | 0 | 0 | 0
AZ Hg Rule - MER Removal Annual v3.1 | 59 | 1513 | MACT Fuel Choice Floor in lbs/MMBtu | FALSE | L | Annual | Seasons Included | Seasons | Winter, WintShld, Summer | Winter, WintShld, Summer | Winter, WintShld, Summer | Winter, WintShld, Summer | Winter, WintShld, Summer | Winter, WintShld, Summer | Winter, WintShld, Summer | Winter, WintShld, Summer
AZ Hg Rule - MER Removal Annual v3.1 | 59 | 1513 | MACT Fuel Choice Floor in lbs/MMBtu | FALSE | L | Annual | Emission Floor | lbs/MMBtu | 8.44e-07 | 8.44e-07 | 8.44e-07 | 8.44e-07 | 8.44e-07 | 8.44e-07 | 8.44e-07 | 8.44e-07
AZ Hg Rule - MER Removal Annual v3.1 | 59 | 1513 | MACT Fuel Choice Floor in lbs/MMBtu | FALSE | L | Annual | Emissions at Affected Plants MER | lbs | 155.4819 | 142.9535 | 115.8425 | 104.2253 | 91.7756 | 92.5114 | 93.9382 | 91.8698
AZ Hg Rule - MER Removal Annual v3.1 | 59 | 1513 | MACT Fuel Choice Floor in lbs/MMBtu | FALSE | L | Annual | Allowances Purchased MER | lbs | 0 | 0 | 0 | 0 | 0 | 0 | 0 | 0
AZ Hg Rule - MER Removal Annual v3.1 | 59 | 1513 | MACT Fuel Choice Floor in lbs/MMBtu | FALSE | L | Annual | Allowances Sold MER | lbs | 0 | 0 | 0 | 0 | 0 | 0 | 0 | 0
AZ Hg Rule - MER Removal Annual v3.1 | 59 | 1513 | MACT Fuel Choice Floor in lbs/MMBtu | FALSE | L | Annual | Allowances Banked | lbs | 0 | 0 | 0 | 0 | 0 | 0 | 0 | 0
AZ Hg Rule - MER Removal Annual v3.1 | 59 | 1513 | MACT Fuel Choice Floor in lbs/MMBtu | FALSE | L | Annual | Allowances Withdrawn (1:1) | lbs | 0 | 0 | 0 | 0 | 0 | 0 | 0 | 0
AZ Hg Rule - MER Removal Annual v3.1 | 59 | 1513 | MACT Fuel Choice Floor in lbs/MMBtu | FALSE | L | Annual | Allowances Withdrawn (n:1) | lbs | 0 | 0 | 0 | 0 | 0 | 0 | 0 | 0
AZ Hg Rule - MER Removal Annual v3.1 | 59 | 1513 | MACT Fuel Choice Floor in lbs/MMBtu | FALSE | L | Annual | Net Emissions Allowance Position | lbs | 155.4819 | 142.9535 | 115.8425 | 104.2253 | 91.7756 | 92.5114 | 93.9382 | 91.8698
AZ Hg Rule - MER Removal Annual v3.1 | 59 | 1513 | MACT Fuel Choice Floor in lbs/MMBtu | FALSE | L | Annual | Fuel Consumed | TBtu | 184.9348 | 173.4622 | 141.9495 | 123.5167 | 109.9735 | 111.2847 | 113.8275 | 110.1412
AZ Hg Rule - MER Removal Annual v3.1 | 59 | 1513 | MACT Fuel Choice Floor in lbs/MMBtu | FALSE | L | Annual | Rate | lb/MMBtu | 8.4074e-07 | 8.2412e-07 | 8.1608e-07 | 8.4382e-07 | 8.3453e-07 | 8.313e-07 | 8.2527e-07 | 8.3411e-07
AZ Hg Rule - MER Removal Annual v3.1 | 59 | 1513 | MACT Fuel Choice Floor in lbs/MMBtu | FALSE | L | Annual | Generation | TWh | 17.4336 | 16.451 | 13.7896 | 12.0263 | 10.6796 | 10.7972 | 11.0254 | 10.6946
AZ Hg Rule - MER Removal Annual v3.1 | 59 | 1513 | MACT Fuel Choice Floor in lbs/MMBtu | FALSE | L | Annual | Qualifying Generation | TWh | 17.4336 | 16.451 | 13.7896 | 12.0263 | 10.6796 | 10.7972 | 11.0254 | 10.6946
AZ Hg Rule - MER Removal Annual v3.1 | 59 | 1513 | MACT Fuel Choice Floor in lbs/MMBtu | FALSE | L | Annual | Constraint Shadow Price | US2016$/Lb | 0 | 0 | 0 | 0 | 0 | 0 | 0 | 0
BART NOX Annual- Antelope Valley 1- v5.16 | 60 | 6656 | Rate Constraint in lbs/MMBtu | FALSE | L | Annual | Seasons Included | Seasons | Winter, WintShld, Summer | Winter, WintShld, Summer | Winter, WintShld, Summer | Winter, WintShld, Summer | Winter, WintShld, Summer | Winter, WintShld, Summer | Winter, WintShld, Summer | Winter, WintShld, Summer
BART NOX Annual- Antelope Valley 1- v5.16 | 60 | 6656 | Rate Constraint in lbs/MMBtu | FALSE | L | Annual | Standard NOX | lb/MMBtu | 0.17 | 0.17 | 0.17 | 0.17 | 0.17 | 0.17 | 0.17 | 0.17
BART NOX Annual- Antelope Valley 1- v5.16 | 60 | 6656 | Rate Constraint in lbs/MMBtu | FALSE | L | Annual | Emissions at Affected Plants NOX | Thousand Tons | 2.0453 | 2.0453 | 1.986 | 1.986 | 1.986 | 1.986 | 1.9056 | 1.3431
BART NOX Annual- Antelope Valley 1- v5.16 | 60 | 6656 | Rate Constraint in lbs/MMBtu | FALSE | L | Annual | Allowances Purchased NOX | Thousand Tons | 0 | 0 | 0 | 0 | 0 | 0 | 0 | 0
BART NOX Annual- Antelope Valley 1- v5.16 | 60 | 6656 | Rate Constraint in lbs/MMBtu | FALSE | L | Annual | Allowances Sold NOX | Thousand Tons | 0 | 0 | 0 | 0 | 0 | 0 | 0 | 0
BART NOX Annual- Antelope Valley 1- v5.16 | 60 | 6656 | Rate Constraint in lbs/MMBtu | FALSE | L | Annual | Allowances Banked | Thousand Tons | 0 | 0 | 0 | 0 | 0 | 0 | 0 | 0
BART NOX Annual- Antelope Valley 1- v5.16 | 60 | 6656 | Rate Constraint in lbs/MMBtu | FALSE | L | Annual | Allowances Withdrawn (1:1) | Thousand Tons | 0 | 0 | 0 | 0 | 0 | 0 | 0 | 0
BART NOX Annual- Antelope Valley 1- v5.16 | 60 | 6656 | Rate Constraint in lbs/MMBtu | FALSE | L | Annual | Allowances Withdrawn (n:1) | Thousand Tons | 0 | 0 | 0 | 0 | 0 | 0 | 0 | 0
BART NOX Annual- Antelope Valley 1- v5.16 | 60 | 6656 | Rate Constraint in lbs/MMBtu | FALSE | L | Annual | Net Emissions Allowance Position | Thousand Tons | 2.0453 | 2.0453 | 1.986 | 1.986 | 1.986 | 1.986 | 1.9056 | 1.3431
BART NOX Annual- Antelope Valley 1- v5.16 | 60 | 6656 | Rate Constraint in lbs/MMBtu | FALSE | L | Annual | Fuel Consumed | TBtu | 37.3032 | 37.3032 | 36.2214 | 36.2214 | 36.2214 | 36.2214 | 34.7553 | 24.4951
BART NOX Annual- Antelope Valley 1- v5.16 | 60 | 6656 | Rate Constraint in lbs/MMBtu | FALSE | L | Annual | Rate | lb/MMBtu | 0.10966 | 0.10966 | 0.10966 | 0.10966 | 0.10966 | 0.10966 | 0.10966 | 0.10966
BART NOX Annual- Antelope Valley 1- v5.16 | 60 | 6656 | Rate Constraint in lbs/MMBtu | FALSE | L | Annual | Generation | TWh | 3.305 | 3.305 | 3.305 | 3.305 | 3.305 | 3.305 | 3.1712 | 2.235
BART NOX Annual- Antelope Valley 1- v5.16 | 60 | 6656 | Rate Constraint in lbs/MMBtu | FALSE | L | Annual | Qualifying Generation | TWh | 3.305 | 3.305 | 3.305 | 3.305 | 3.305 | 3.305 | 3.1712 | 2.235
BART NOX Annual- Antelope Valley 1- v5.16 | 60 | 6656 | Rate Constraint in lbs/MMBtu | FALSE | L | Annual | Rate | lb/MWh | 1.2377 | 1.2377 | 1.2018 | 1.2018 | 1.2018 | 1.2018 | 1.2018 | 1.2018
BART NOX Annual- Antelope Valley 1- v5.16 | 60 | 6656 | Rate Constraint in lbs/MMBtu | FALSE | L | Annual | Constraint Shadow Price | US2016$/Ton | 0 | 0 | 0 | 0 | 0 | 0 | 0 | 0
BART NOX Annual- Antelope Valley 2- v5.16 | 61 | 6657 | Rate Constraint in lbs/MMBtu | FALSE | L | Annual | Seasons Included | Seasons | Winter, WintShld, Summer | Winter, WintShld, Summer | Winter, WintShld, Summer | Winter, WintShld, Summer | Winter, WintShld, Summer | Winter, WintShld, Summer | Winter, WintShld, Summer | Winter, WintShld, Summer
BART NOX Annual- Antelope Valley 2- v5.16 | 61 | 6657 | Rate Constraint in lbs/MMBtu | FALSE | L | Annual | Standard NOX | lb/MMBtu | 0.17 | 0.17 | 0.17 | 0.17 | 0.17 | 0.17 | 0.17 | 0.17
BART NOX Annual- Antelope Valley 2- v5.16 | 61 | 6657 | Rate Constraint in lbs/MMBtu | FALSE | L | Annual | Emissions at Affected Plants NOX | Thousand Tons | 2.0168 | 2.0168 | 1.9583 | 1.9583 | 1.9583 | 1.9583 | 1.879 | 1.3243
BART NOX Annual- Antelope Valley 2- v5.16 | 61 | 6657 | Rate Constraint in lbs/MMBtu | FALSE | L | Annual | Allowances Purchased NOX | Thousand Tons | 0 | 0 | 0 | 0 | 0 | 0 | 0 | 0
BART NOX Annual- Antelope Valley 2- v5.16 | 61 | 6657 | Rate Constraint in lbs/MMBtu | FALSE | L | Annual | Allowances Sold NOX | Thousand Tons | 0 | 0 | 0 | 0 | 0 | 0 | 0 | 0
BART NOX Annual- Antelope Valley 2- v5.16 | 61 | 6657 | Rate Constraint in lbs/MMBtu | FALSE | L | Annual | Allowances Banked | Thousand Tons | 0 | 0 | 0 | 0 | 0 | 0 | 0 | 0
BART NOX Annual- Antelope Valley 2- v5.16 | 61 | 6657 | Rate Constraint in lbs/MMBtu | FALSE | L | Annual | Allowances Withdrawn (1:1) | Thousand Tons | 0 | 0 | 0 | 0 | 0 | 0 | 0 | 0
BART NOX Annual- Antelope Valley 2- v5.16 | 61 | 6657 | Rate Constraint in lbs/MMBtu | FALSE | L | Annual | Allowances Withdrawn (n:1) | Thousand Tons | 0 | 0 | 0 | 0 | 0 | 0 | 0 | 0
BART NOX Annual- Antelope Valley 2- v5.16 | 61 | 6657 | Rate Constraint in lbs/MMBtu | FALSE | L | Annual | Net Emissions Allowance Position | Thousand Tons | 2.0168 | 2.0168 | 1.9583 | 1.9583 | 1.9583 | 1.9583 | 1.879 | 1.3243
BART NOX Annual- Antelope Valley 2- v5.16 | 61 | 6657 | Rate Constraint in lbs/MMBtu | FALSE | L | Annual | Fuel Consumed | TBtu | 37.0355 | 37.0355 | 35.9615 | 35.9615 | 35.9615 | 35.9615 | 34.5059 | 24.3193
BART NOX Annual- Antelope Valley 2- v5.16 | 61 | 6657 | Rate Constraint in lbs/MMBtu | FALSE | L | Annual | Rate | lb/MMBtu | 0.10891 | 0.10891 | 0.10891 | 0.10891 | 0.10891 | 0.10891 | 0.10891 | 0.10891
BART NOX Annual- Antelope Valley 2- v5.16 | 61 | 6657 | Rate Constraint in lbs/MMBtu | FALSE | L | Annual | Generation | TWh | 3.305 | 3.305 | 3.305 | 3.305 | 3.305 | 3.305 | 3.1712 | 2.235
BART NOX Annual- Antelope Valley 2- v5.16 | 61 | 6657 | Rate Constraint in lbs/MMBtu | FALSE | L | Annual | Qualifying Generation | TWh | 3.305 | 3.305 | 3.305 | 3.305 | 3.305 | 3.305 | 3.1712 | 2.235
BART NOX Annual- Antelope Valley 2- v5.16 | 61 | 6657 | Rate Constraint in lbs/MMBtu | FALSE | L | Annual | Rate | lb/MWh | 1.2204 | 1.2204 | 1.1851 | 1.1851 | 1.1851 | 1.1851 | 1.1851 | 1.1851
BART NOX Annual- Antelope Valley 2- v5.16 | 61 | 6657 | Rate Constraint in lbs/MMBtu | FALSE | L | Annual | Constraint Shadow Price | US2016$/Ton | 0 | 0 | 0 | 0 | 0 | 0 | 0 | 0
BART NOX Annual- Arthur Kill- v5.16 | 62 | 6661 | Rate Constraint in lbs/MMBtu | FALSE | L | Annual | Seasons Included | Seasons | Winter, WintShld, Summer | Winter, WintShld, Summer | Winter, WintShld, Summer | Winter, WintShld, Summer | Winter, WintShld, Summer | Winter, WintShld, Summer | Winter, WintShld, Summer | Winter, WintShld, Summer
BART NOX Annual- Arthur Kill- v5.16 | 62 | 6661 | Rate Constraint in lbs/MMBtu | FALSE | L | Annual | Standard NOX | lb/MMBtu | 0.15 | 0.15 | 0.15 | 0.15 | 0.15 | 0.15 | 0.15 | 0.15
BART NOX Annual- Arthur Kill- v5.16 | 62 | 6661 | Rate Constraint in lbs/MMBtu | FALSE | L | Annual | Emissions at Affected Plants NOX | Thousand Tons | 0.1445 | 0.1445 | 0.1445 | 0.04611 | 0.03265 | 0.03265 | 0.051423 | 0.083557
BART NOX Annual- Arthur Kill- v5.16 | 62 | 6661 | Rate Constraint in lbs/MMBtu | FALSE | L | Annual | Allowances Purchased NOX | Thousand Tons | 0 | 0 | 0 | 0 | 0 | 0 | 0 | 0
BART NOX Annual- Arthur Kill- v5.16 | 62 | 6661 | Rate Constraint in lbs/MMBtu | FALSE | L | Annual | Allowances Sold NOX | Thousand Tons | 0 | 0 | 0 | 0 | 0 | 0 | 0 | 0
BART NOX Annual- Arthur Kill- v5.16 | 62 | 6661 | Rate Constraint in lbs/MMBtu | FALSE | L | Annual | Allowances Banked | Thousand Tons | 0 | 0 | 0 | 0 | 0 | 0 | 0 | 0
BART NOX Annual- Arthur Kill- v5.16 | 62 | 6661 | Rate Constraint in lbs/MMBtu | FALSE | L | Annual | Allowances Withdrawn (1:1) | Thousand Tons | 0 | 0 | 0 | 0 | 0 | 0 | 0 | 0
BART NOX Annual- Arthur Kill- v5.16 | 62 | 6661 | Rate Constraint in lbs/MMBtu | FALSE | L | Annual | Allowances Withdrawn (n:1) | Thousand Tons | 0 | 0 | 0 | 0 | 0 | 0 | 0 | 0
BART NOX Annual- Arthur Kill- v5.16 | 62 | 6661 | Rate Constraint in lbs/MMBtu | FALSE | L | Annual | Net Emissions Allowance Position | Thousand Tons | 0.1445 | 0.1445 | 0.1445 | 0.04611 | 0.03265 | 0.03265 | 0.051423 | 0.083557
BART NOX Annual- Arthur Kill- v5.16 | 62 | 6661 | Rate Constraint in lbs/MMBtu | FALSE | L | Annual | Fuel Consumed | TBtu | 3.707 | 3.707 | 3.707 | 1.1829 | 0.83761 | 0.83761 | 1.3192 | 2.1436
BART NOX Annual- Arthur Kill- v5.16 | 62 | 6661 | Rate Constraint in lbs/MMBtu | FALSE | L | Annual | Rate | lb/MMBtu | 0.07796 | 0.07796 | 0.07796 | 0.07796 | 0.07796 | 0.07796 | 0.07796 | 0.07796
BART NOX Annual- Arthur Kill- v5.16 | 62 | 6661 | Rate Constraint in lbs/MMBtu | FALSE | L | Annual | Generation | TWh | 0.33697 | 0.33697 | 0.33697 | 0.10753 | 0.07614 | 0.07614 | 0.11992 | 0.19485
BART NOX Annual- Arthur Kill- v5.16 | 62 | 6661 | Rate Constraint in lbs/MMBtu | FALSE | L | Annual | Qualifying Generation | TWh | 0.33697 | 0.33697 | 0.33697 | 0.10753 | 0.07614 | 0.07614 | 0.11992 | 0.19485
BART NOX Annual- Arthur Kill- v5.16 | 62 | 6661 | Rate Constraint in lbs/MMBtu | FALSE | L | Annual | Rate | lb/MWh | 0.85764 | 0.85764 | 0.85764 | 0.85764 | 0.85764 | 0.85764 | 0.85764 | 0.85764
BART NOX Annual- Arthur Kill- v5.16 | 62 | 6661 | Rate Constraint in lbs/MMBtu | FALSE | L | Annual | Constraint Shadow Price | US2016$/Ton | 0 | 0 | 0 | 0 | 0 | 0 | 0 | 0
BART NOX Annual- B L England 2- v5.16 | 63 | 6663 | Rate Constraint in lbs/MMBtu | FALSE | L | Annual | Seasons Included | Seasons | Winter, WintShld, Summer | Winter, WintShld, Summer | Winter, WintShld, Summer | Winter, WintShld, Summer | Winter, WintShld, Summer | Winter, WintShld, Summer | Winter, WintShld, Summer | Winter, WintShld, Summer
BART NOX Annual- B L England 2- v5.16 | 63 | 6663 | Rate Constraint in lbs/MMBtu | FALSE | L | Annual | Standard NOX | lb/MMBtu | 0.1 | 0.1 | 0.1 | 0.1 | 0.1 | 0.1 | 0.1 | 0.1
BART NOX Annual- B L England 2- v5.16 | 63 | 6663 | Rate Constraint in lbs/MMBtu | FALSE | L | Annual | Emissions at Affected Plants NOX | Thousand Tons | 0 | 0 | 0 | 0 | 0 | 0 | 0 | 0
BART NOX Annual- B L England 2- v5.16 | 63 | 6663 | Rate Constraint in lbs/MMBtu | FALSE | L | Annual | Allowances Purchased NOX | Thousand Tons | 0 | 0 | 0 | 0 | 0 | 0 | 0 | 0
BART NOX Annual- B L England 2- v5.16 | 63 | 6663 | Rate Constraint in lbs/MMBtu | FALSE | L | Annual | Allowances Sold NOX | Thousand Tons | 0 | 0 | 0 | 0 | 0 | 0 | 0 | 0
BART NOX Annual- B L England 2- v5.16 | 63 | 6663 | Rate Constraint in lbs/MMBtu | FALSE | L | Annual | Allowances Banked | Thousand Tons | 0 | 0 | 0 | 0 | 0 | 0 | 0 | 0
BART NOX Annual- B L England 2- v5.16 | 63 | 6663 | Rate Constraint in lbs/MMBtu | FALSE | L | Annual | Allowances Withdrawn (1:1) | Thousand Tons | 0 | 0 | 0 | 0 | 0 | 0 | 0 | 0
BART NOX Annual- B L England 2- v5.16 | 63 | 6663 | Rate Constraint in lbs/MMBtu | FALSE | L | Annual | Allowances Withdrawn (n:1) | Thousand Tons | 0 | 0 | 0 | 0 | 0 | 0 | 0 | 0
BART NOX Annual- B L England 2- v5.16 | 63 | 6663 | Rate Constraint in lbs/MMBtu | FALSE | L | Annual | Net Emissions Allowance Position | Thousand Tons | 0 | 0 | 0 | 0 | 0 | 0 | 0 | 0
BART NOX Annual- B L England 2- v5.16 | 63 | 6663 | Rate Constraint in lbs/MMBtu | FALSE | L | Annual | Fuel Consumed | TBtu | 0 | 0 | 0 | 0 | 0 | 0 | 0 | 0
BART NOX Annual- B L England 2- v5.16 | 63 | 6663 | Rate Constraint in lbs/MMBtu | FALSE | L | Annual | Rate | lb/MMBtu | 0 | 0 | 0 | 0 | 0 | 0 | 0 | 0
BART NOX Annual- B L England 2- v5.16 | 63 | 6663 | Rate Constraint in lbs/MMBtu | FALSE | L | Annual | Generation | TWh | 0 | 0 | 0 | 0 | 0 | 0 | 0 | 0
BART NOX Annual- B L England 2- v5.16 | 63 | 6663 | Rate Constraint in lbs/MMBtu | FALSE | L | Annual | Qualifying Generation | TWh | 0 | 0 | 0 | 0 | 0 | 0 | 0 | 0
BART NOX Annual- B L England 2- v5.16 | 63 | 6663 | Rate Constraint in lbs/MMBtu | FALSE | L | Annual | Rate | lb/MWh | 0 | 0 | 0 | 0 | 0 | 0 | 0 | 0
BART NOX Annual- B L England 2- v5.16 | 63 | 6663 | Rate Constraint in lbs/MMBtu | FALSE | L | Annual | Constraint Shadow Price | US2016$/Ton | 0 | 0 | 0 | 0 | 0 | 0 | 0 | 0
BART NOX Annual- Big Stone 1- v5.16 | 64 | 6689 | Rate Constraint in lbs/MMBtu | FALSE | L | Annual | Seasons Included | Seasons | Winter, WintShld, Summer | Winter, WintShld, Summer | Winter, WintShld, Summer | Winter, WintShld, Summer | Winter, WintShld, Summer | Winter, WintShld, Summer | Winter, WintShld, Summer | Winter, WintShld, Summer
BART NOX Annual- Big Stone 1- v5.16 | 64 | 6689 | Rate Constraint in lbs/MMBtu | FALSE | L | Annual | Standard NOX | lb/MMBtu | 0.1 | 0.1 | 0.1 | 0.1 | 0.1 | 0.1 | 0.1 | 0.1
BART NOX Annual- Big Stone 1- v5.16 | 64 | 6689 | Rate Constraint in lbs/MMBtu | FALSE | L | Annual | Emissions at Affected Plants NOX | Thousand Tons | 0 | 0.70738 | 0.68442 | 0.71719 | 0.69738 | 0.93392 | 0.71597 | 0.62933
BART NOX Annual- Big Stone 1- v5.16 | 64 | 6689 | Rate Constraint in lbs/MMBtu | FALSE | L | Annual | Allowances Purchased NOX | Thousand Tons | 0 | 0 | 0 | 0 | 0 | 0 | 0 | 0
BART NOX Annual- Big Stone 1- v5.16 | 64 | 6689 | Rate Constraint in lbs/MMBtu | FALSE | L | Annual | Allowances Sold NOX | Thousand Tons | 0 | 0 | 0 | 0 | 0 | 0 | 0 | 0
BART NOX Annual- Big Stone 1- v5.16 | 64 | 6689 | Rate Constraint in lbs/MMBtu | FALSE | L | Annual | Allowances Banked | Thousand Tons | 0 | 0 | 0 | 0 | 0 | 0 | 0 | 0
BART NOX Annual- Big Stone 1- v5.16 | 64 | 6689 | Rate Constraint in lbs/MMBtu | FALSE | L | Annual | Allowances Withdrawn (1:1) | Thousand Tons | 0 | 0 | 0 | 0 | 0 | 0 | 0 | 0
BART NOX Annual- Big Stone 1- v5.16 | 64 | 6689 | Rate Constraint in lbs/MMBtu | FALSE | L | Annual | Allowances Withdrawn (n:1) | Thousand Tons | 0 | 0 | 0 | 0 | 0 | 0 | 0 | 0
BART NOX Annual- Big Stone 1- v5.16 | 64 | 6689 | Rate Constraint in lbs/MMBtu | FALSE | L | Annual | Net Emissions Allowance Position | Thousand Tons | 0 | 0.70738 | 0.68442 | 0.71719 | 0.69738 | 0.93392 | 0.71597 | 0.62933
BART NOX Annual- Big Stone 1- v5.16 | 64 | 6689 | Rate Constraint in lbs/MMBtu | FALSE | L | Annual | Fuel Consumed | TBtu | 0 | 17.0392 | 16.486 | 17.2754 | 16.7983 | 22.4959 | 17.246 | 15.1591
BART NOX Annual- Big Stone 1- v5.16 | 64 | 6689 | Rate Constraint in lbs/MMBtu | FALSE | L | Annual | Rate | lb/MMBtu | 0 | 0.08303 | 0.08303 | 0.08303 | 0.08303 | 0.08303 | 0.08303 | 0.08303
BART NOX Annual- Big Stone 1- v5.16 | 64 | 6689 | Rate Constraint in lbs/MMBtu | FALSE | L | Annual | Generation | TWh | 0 | 1.5594 | 1.538 | 1.6116 | 1.5671 | 2.0986 | 1.6089 | 1.4142
BART NOX Annual- Big Stone 1- v5.16 | 64 | 6689 | Rate Constraint in lbs/MMBtu | FALSE | L | Annual | Qualifying Generation | TWh | 0 | 1.5594 | 1.538 | 1.6116 | 1.5671 | 2.0986 | 1.6089 | 1.4142
BART NOX Annual- Big Stone 1- v5.16 | 64 | 6689 | Rate Constraint in lbs/MMBtu | FALSE | L | Annual | Rate | lb/MWh | 0 | 0.90727 | 0.89003 | 0.89003 | 0.89003 | 0.89003 | 0.89003 | 0.89003
BART NOX Annual- Big Stone 1- v5.16 | 64 | 6689 | Rate Constraint in lbs/MMBtu | FALSE | L | Annual | Constraint Shadow Price | US2016$/Ton | 0 | 0 | 0 | 0 | 0 | 0 | 0 | 0
BART NOX Annual- Bowline Point 1- v6.17 | 65 | 6994 | Rate Constraint in lbs/MMBtu | FALSE | L | Annual | Seasons Included | Seasons | Winter, WintShld, Summer | Winter, WintShld, Summer | Winter, WintShld, Summer | Winter, WintShld, Summer | Winter, WintShld, Summer | Winter, WintShld, Summer | Winter, WintShld, Summer | Winter, WintShld, Summer
BART NOX Annual- Bowline Point 1- v6.17 | 65 | 6994 | Rate Constraint in lbs/MMBtu | FALSE | L | Annual | Standard NOX | lb/MMBtu | 0.15 | 0.15 | 0.15 | 0.15 | 0.15 | 0.15 | 0.15 | 0.15
BART NOX Annual- Bowline Point 1- v6.17 | 65 | 6994 | Rate Constraint in lbs/MMBtu | FALSE | L | Annual | Emissions at Affected Plants NOX | Thousand Tons | 0.038113 | 0.038302 | 0.038257 | 0.038302 | 0.038242 | 0.038113 | 0.038113 | 0.038113
BART NOX Annual- Bowline Point 1- v6.17 | 65 | 6994 | Rate Constraint in lbs/MMBtu | FALSE | L | Annual | Allowances Purchased NOX | Thousand Tons | 0 | 0 | 0 | 0 | 0 | 0 | 0 | 0
BART NOX Annual- Bowline Point 1- v6.17 | 65 | 6994 | Rate Constraint in lbs/MMBtu | FALSE | L | Annual | Allowances Sold NOX | Thousand Tons | 0 | 0 | 0 | 0 | 0 | 0 | 0 | 0
BART NOX Annual- Bowline Point 1- v6.17 | 65 | 6994 | Rate Constraint in lbs/MMBtu | FALSE | L | Annual | Allowances Banked | Thousand Tons | 0 | 0 | 0 | 0 | 0 | 0 | 0 | 0
BART NOX Annual- Bowline Point 1- v6.17 | 65 | 6994 | Rate Constraint in lbs/MMBtu | FALSE | L | Annual | Allowances Withdrawn (1:1) | Thousand Tons | 0 | 0 | 0 | 0 | 0 | 0 | 0 | 0
BART NOX Annual- Bowline Point 1- v6.17 | 65 | 6994 | Rate Constraint in lbs/MMBtu | FALSE | L | Annual | Allowances Withdrawn (n:1) | Thousand Tons | 0 | 0 | 0 | 0 | 0 | 0 | 0 | 0
BART NOX Annual- Bowline Point 1- v6.17 | 65 | 6994 | Rate Constraint in lbs/MMBtu | FALSE | L | Annual | Net Emissions Allowance Position | Thousand Tons | 0.038113 | 0.038302 | 0.038257 | 0.038302 | 0.038242 | 0.038113 | 0.038113 | 0.038113
BART NOX Annual- Bowline Point 1- v6.17 | 65 | 6994 | Rate Constraint in lbs/MMBtu | FALSE | L | Annual | Fuel Consumed | TBtu | 0.95283 | 0.95756 | 0.95641 | 0.95756 | 0.95604 | 0.95283 | 0.95283 | 0.95283
BART NOX Annual- Bowline Point 1- v6.17 | 65 | 6994 | Rate Constraint in lbs/MMBtu | FALSE | L | Annual | Rate | lb/MMBtu | 0.08 | 0.08 | 0.08 | 0.08 | 0.08 | 0.08 | 0.08 | 0.08
BART NOX Annual- Bowline Point 1- v6.17 | 65 | 6994 | Rate Constraint in lbs/MMBtu | FALSE | L | Annual | Generation | TWh | 0.086874 | 0.087304 | 0.0872 | 0.087304 | 0.087167 | 0.086874 | 0.086874 | 0.086874
BART NOX Annual- Bowline Point 1- v6.17 | 65 | 6994 | Rate Constraint in lbs/MMBtu | FALSE | L | Annual | Qualifying Generation | TWh | 0.086874 | 0.087304 | 0.0872 | 0.087304 | 0.087167 | 0.086874 | 0.086874 | 0.086874
BART NOX Annual- Bowline Point 1- v6.17 | 65 | 6994 | Rate Constraint in lbs/MMBtu | FALSE | L | Annual | Rate | lb/MWh | 0.87744 | 0.87744 | 0.87744 | 0.87744 | 0.87744 | 0.87744 | 0.87744 | 0.87744
BART NOX Annual- Bowline Point 1- v6.17 | 65 | 6994 | Rate Constraint in lbs/MMBtu | FALSE | L | Annual | Constraint Shadow Price | US2016$/Ton | 0 | 0 | 0 | 0 | 0 | 0 | 0 | 0
BART NOX Annual- Bowline Point 2- v6.17 | 66 | 6995 | Rate Constraint in lbs/MMBtu | FALSE | L | Annual | Seasons Included | Seasons | Winter, WintShld, Summer | Winter, WintShld, Summer | Winter, WintShld, Summer | Winter, WintShld, Summer | Winter, WintShld, Summer | Winter, WintShld, Summer | Winter, WintShld, Summer | Winter, WintShld, Summer
BART NOX Annual- Bowline Point 2- v6.17 | 66 | 6995 | Rate Constraint in lbs/MMBtu | FALSE | L | Annual | Standard NOX | lb/MMBtu | 0.15 | 0.15 | 0.15 | 0.15 | 0.15 | 0.15 | 0.15 | 0.15
BART NOX Annual- Bowline Point 2- v6.17 | 66 | 6995 | Rate Constraint in lbs/MMBtu | FALSE | L | Annual | Emissions at Affected Plants NOX | Thousand Tons | 0.0081039 | 0.041195 | 0.027212 | 0.0081039 | 0.0085541 | 0.0081039 | 0.0081039 | 0.0085541
BART NOX Annual- Bowline Point 2- v6.17 | 66 | 6995 | Rate Constraint in lbs/MMBtu | FALSE | L | Annual | Allowances Purchased NOX | Thousand Tons | 0 | 0 | 0 | 0 | 0 | 0 | 0 | 0
BART NOX Annual- Bowline Point 2- v6.17 | 66 | 6995 | Rate Constraint in lbs/MMBtu | FALSE | L | Annual | Allowances Sold NOX | Thousand Tons | 0 | 0 | 0 | 0 | 0 | 0 | 0 | 0
BART NOX Annual- Bowline Point 2- v6.17 | 66 | 6995 | Rate Constraint in lbs/MMBtu | FALSE | L | Annual | Allowances Banked | Thousand Tons | 0 | 0 | 0 | 0 | 0 | 0 | 0 | 0
BART NOX Annual- Bowline Point 2- v6.17 | 66 | 6995 | Rate Constraint in lbs/MMBtu | FALSE | L | Annual | Allowances Withdrawn (1:1) | Thousand Tons | 0 | 0 | 0 | 0 | 0 | 0 | 0 | 0
BART NOX Annual- Bowline Point 2- v6.17 | 66 | 6995 | Rate Constraint in lbs/MMBtu | FALSE | L | Annual | Allowances Withdrawn (n:1) | Thousand Tons | 0 | 0 | 0 | 0 | 0 | 0 | 0 | 0
BART NOX Annual- Bowline Point 2- v6.17 | 66 | 6995 | Rate Constraint in lbs/MMBtu | FALSE | L | Annual | Net Emissions Allowance Position | Thousand Tons | 0.0081039 | 0.041195 | 0.027212 | 0.0081039 | 0.0085541 | 0.0081039 | 0.0081039 | 0.0085541
BART NOX Annual- Bowline Point 2- v6.17 | 66 | 6995 | Rate Constraint in lbs/MMBtu | FALSE | L | Annual | Fuel Consumed | TBtu | 0.2026 | 1.0299 | 0.68029 | 0.2026 | 0.21385 | 0.2026 | 0.2026 | 0.21385
BART NOX Annual- Bowline Point 2- v6.17 | 66 | 6995 | Rate Constraint in lbs/MMBtu | FALSE | L | Annual | Rate | lb/MMBtu | 0.08 | 0.08 | 0.08 | 0.08 | 0.08 | 0.08 | 0.08 | 0.08
BART NOX Annual- Bowline Point 2- v6.17 | 66 | 6995 | Rate Constraint in lbs/MMBtu | FALSE | L | Annual | Generation | TWh | 0.016704 | 0.08491 | 0.056088 | 0.016704 | 0.017632 | 0.016704 | 0.016704 | 0.017632
BART NOX Annual- Bowline Point 2- v6.17 | 66 | 6995 | Rate Constraint in lbs/MMBtu | FALSE | L | Annual | Qualifying Generation | TWh | 0.016704 | 0.08491 | 0.056088 | 0.016704 | 0.017632 | 0.016704 | 0.016704 | 0.017632
BART NOX Annual- Bowline Point 2- v6.17 | 66 | 6995 | Rate Constraint in lbs/MMBtu | FALSE | L | Annual | Rate | lb/MWh | 0.97032 | 0.97032 | 0.97032 | 0.97032 | 0.97032 | 0.97032 | 0.97032 | 0.97032
BART NOX Annual- Bowline Point 2- v6.17 | 66 | 6995 | Rate Constraint in lbs/MMBtu | FALSE | L | Annual | Constraint Shadow Price | US2016$/Ton | 0 | 0 | 0 | 0 | 0 | 0 | 0 | 0
BART NOX Annual- Coronado U2B- v5.16 | 67 | 6658 | Rate Constraint in lbs/MMBtu | FALSE | L | Annual | Seasons Included | Seasons | Winter, WintShld, Summer | Winter, WintShld, Summer | Winter, WintShld, Summer | Winter, WintShld, Summer | Winter, WintShld, Summer | Winter, WintShld, Summer | Winter, WintShld, Summer | Winter, WintShld, Summer
BART NOX Annual- Coronado U2B- v5.16 | 67 | 6658 | Rate Constraint in lbs/MMBtu | FALSE | L | Annual | Standard NOX | lb/MMBtu | 0.08 | 0.08 | 0.08 | 0.08 | 0.08 | 0.08 | 0.08 | 0.08
BART NOX Annual- Coronado U2B- v5.16 | 67 | 6658 | Rate Constraint in lbs/MMBtu | FALSE | L | Annual | Emissions at Affected Plants NOX | Thousand Tons | 0.47783 | 0.82524 | 0.80956 | 0.5487 | 0.5487 | 0.5487 | 0.5487 | 0.5487
BART NOX Annual- Coronado U2B- v5.16 | 67 | 6658 | Rate Constraint in lbs/MMBtu | FALSE | L | Annual | Allowances Purchased NOX | Thousand Tons | 0 | 0 | 0 | 0 | 0 | 0 | 0 | 0
BART NOX Annual- Coronado U2B- v5.16 | 67 | 6658 | Rate Constraint in lbs/MMBtu | FALSE | L | Annual | Allowances Sold NOX | Thousand Tons | 0 | 0 | 0 | 0 | 0 | 0 | 0 | 0
BART NOX Annual- Coronado U2B- v5.16 | 67 | 6658 | Rate Constraint in lbs/MMBtu | FALSE | L | Annual | Allowances Banked | Thousand Tons | 0 | 0 | 0 | 0 | 0 | 0 | 0 | 0
BART NOX Annual- Coronado U2B- v5.16 | 67 | 6658 | Rate Constraint in lbs/MMBtu | FALSE | L | Annual | Allowances Withdrawn (1:1) | Thousand Tons | 0 | 0 | 0 | 0 | 0 | 0 | 0 | 0
BART NOX Annual- Coronado U2B- v5.16 | 67 | 6658 | Rate Constraint in lbs/MMBtu | FALSE | L | Annual | Allowances Withdrawn (n:1) | Thousand Tons | 0 | 0 | 0 | 0 | 0 | 0 | 0 | 0
BART NOX Annual- Coronado U2B- v5.16 | 67 | 6658 | Rate Constraint in lbs/MMBtu | FALSE | L | Annual | Net Emissions Allowance Position | Thousand Tons | 0.47783 | 0.82524 | 0.80956 | 0.5487 | 0.5487 | 0.5487 | 0.5487 | 0.5487
BART NOX Annual- Coronado U2B- v5.16 | 67 | 6658 | Rate Constraint in lbs/MMBtu | FALSE | L | Annual | Fuel Consumed | TBtu | 17.0199 | 29.3942 | 28.8357 | 19.544 | 19.544 | 19.544 | 19.544 | 19.544
BART NOX Annual- Coronado U2B- v5.16 | 67 | 6658 | Rate Constraint in lbs/MMBtu | FALSE | L | Annual | Rate | lb/MMBtu | 0.05615 | 0.05615 | 0.05615 | 0.05615 | 0.05615 | 0.05615 | 0.05615 | 0.05615
BART NOX Annual- Coronado U2B- v5.16 | 67 | 6658 | Rate Constraint in lbs/MMBtu | FALSE | L | Annual | Generation | TWh | 1.5871 | 2.741 | 2.741 | 1.8578 | 1.8578 | 1.8578 | 1.8578 | 1.8578
BART NOX Annual- Coronado U2B- v5.16 | 67 | 6658 | Rate Constraint in lbs/MMBtu | FALSE | L | Annual | Qualifying Generation | TWh | 1.5871 | 2.741 | 2.741 | 1.8578 | 1.8578 | 1.8578 | 1.8578 | 1.8578
BART NOX Annual- Coronado U2B- v5.16 | 67 | 6658 | Rate Constraint in lbs/MMBtu | FALSE | L | Annual | Rate | lb/MWh | 0.60215 | 0.60215 | 0.59071 | 0.59071 | 0.59071 | 0.59071 | 0.59071 | 0.59071
BART NOX Annual- Coronado U2B- v5.16 | 67 | 6658 | Rate Constraint in lbs/MMBtu | FALSE | L | Annual | Constraint Shadow Price | US2016$/Ton | 0 | 0 | 0 | 0 | 0 | 0 | 0 | 0
BART NOX Annual- Danskammer 4- v6.17 | 68 | 7005 | Rate Constraint in lbs/MMBtu | FALSE | L | Annual | Seasons Included | Seasons | Winter, WintShld, Summer | Winter, WintShld, Summer | Winter, WintShld, Summer | Winter, WintShld, Summer | Winter, WintShld, Summer | Winter, WintShld, Summer | Winter, WintShld, Summer | Winter, WintShld, Summer
BART NOX Annual- Danskammer 4- v6.17 | 68 | 7005 | Rate Constraint in lbs/MMBtu | FALSE | L | Annual | Standard NOX | lb/MMBtu | 0.12 | 0.12 | 0.12 | 0.12 | 0.12 | 0.12 | 0.12 | 0.12
BART NOX Annual- Danskammer 4- v6.17 | 68 | 7005 | Rate Constraint in lbs/MMBtu | FALSE | L | Annual | Emissions at Affected Plants NOX | Thousand Tons | 0.015325 | 0.015401 | 0.015325 | 0 | 0 | 0 | 0 | 0
BART NOX Annual- Danskammer 4- v6.17 | 68 | 7005 | Rate Constraint in lbs/MMBtu | FALSE | L | Annual | Allowances Purchased NOX | Thousand Tons | 0 | 0 | 0 | 0 | 0 | 0 | 0 | 0
BART NOX Annual- Danskammer 4- v6.17 | 68 | 7005 | Rate Constraint in lbs/MMBtu | FALSE | L | Annual | Allowances Sold NOX | Thousand Tons | 0 | 0 | 0 | 0 | 0 | 0 | 0 | 0
BART NOX Annual- Danskammer 4- v6.17 | 68 | 7005 | Rate Constraint in lbs/MMBtu | FALSE | L | Annual | Allowances Banked | Thousand Tons | 0 | 0 | 0 | 0 | 0 | 0 | 0 | 0
BART NOX Annual- Danskammer 4- v6.17 | 68 | 7005 | Rate Constraint in lbs/MMBtu | FALSE | L | Annual | Allowances Withdrawn (1:1) | Thousand Tons | 0 | 0 | 0 | 0 | 0 | 0 | 0 | 0
BART NOX Annual- Danskammer 4- v6.17 | 68 | 7005 | Rate Constraint in lbs/MMBtu | FALSE | L | Annual | Allowances Withdrawn (n:1) | Thousand Tons | 0 | 0 | 0 | 0 | 0 | 0 | 0 | 0
BART NOX Annual- Danskammer 4- v6.17 | 68 | 7005 | Rate Constraint in lbs/MMBtu | FALSE | L | Annual | Net Emissions Allowance Position | Thousand Tons | 0.015325 | 0.015401 | 0.015325 | 0 | 0 | 0 | 0 | 0
BART NOX Annual- Danskammer 4- v6.17 | 68 | 7005 | Rate Constraint in lbs/MMBtu | FALSE | L | Annual | Fuel Consumed | TBtu | 0.3793 | 0.38117 | 0.3793 | 0 | 0 | 0 | 0 | 0
BART NOX Annual- Danskammer 4- v6.17 | 68 | 7005 | Rate Constraint in lbs/MMBtu | FALSE | L | Annual | Rate | lb/MMBtu | 0.08081 | 0.08081 | 0.08081 | 0 | 0 | 0 | 0 | 0
BART NOX Annual- Danskammer 4- v6.17 | 68 | 7005 | Rate Constraint in lbs/MMBtu | FALSE | L | Annual | Generation | TWh | 0.034472 | 0.034642 | 0.034472 | 0 | 0 | 0 | 0 | 0
BART NOX Annual- Danskammer 4- v6.17 | 68 | 7005 | Rate Constraint in lbs/MMBtu | FALSE | L | Annual | Qualifying Generation | TWh | 0.034472 | 0.034642 | 0.034472 | 0 | 0 | 0 | 0 | 0
BART NOX Annual- Danskammer 4- v6.17 | 68 | 7005 | Rate Constraint in lbs/MMBtu | FALSE | L | Annual | Rate | lb/MWh | 0.88915 | 0.88915 | 0.88915 | 0 | 0 | 0 | 0 | 0
BART NOX Annual- Danskammer 4- v6.17 | 68 | 7005 | Rate Constraint in lbs/MMBtu | FALSE | L | Annual | Constraint Shadow Price | US2016$/Ton | 0 | 0 | 0 | 0 | 0 | 0 | 0 | 0
BART NOX Annual- E F Barrett- v5.16 | 69 | 6665 | Rate Constraint in lbs/MMBtu | FALSE | L | Annual | Seasons Included | Seasons | Winter, WintShld, Summer | Winter, WintShld, Summer | Winter, WintShld, Summer | Winter, WintShld, Summer | Winter, WintShld, Summer | Winter, WintShld, Summer | Winter, WintShld, Summer | Winter, WintShld, Summer
BART NOX Annual- E F Barrett- v5.16 | 69 | 6665 | Rate Constraint in lbs/MMBtu | FALSE | L | Annual | Standard NOX | lb/MMBtu | 0.1 | 0.1 | 0.1 | 0.1 | 0.1 | 0.1 | 0.1 | 0.1
BART NOX Annual- E F Barrett- v5.16 | 69 | 6665 | Rate Constraint in lbs/MMBtu | FALSE | L | Annual | Emissions at Affected Plants NOX | Thousand Tons | 0.11347 | 0.11347 | 0.0086578 | 0.0086578 | 0.00038765 | 0.00023655 | 0.0017032 | 0.0017032
BART NOX Annual- E F Barrett- v5.16 | 69 | 6665 | Rate Constraint in lbs/MMBtu | FALSE | L | Annual | Allowances Purchased NOX | Thousand Tons | 0 | 0 | 0 | 0 | 0 | 0 | 0 | 0
BART NOX Annual- E F Barrett- v5.16 | 69 | 6665 | Rate Constraint in lbs/MMBtu | FALSE | L | Annual | Allowances Sold NOX | Thousand Tons | 0 | 0 | 0 | 0 | 0 | 0 | 0 | 0
BART NOX Annual- E F Barrett- v5.16 | 69 | 6665 | Rate Constraint in lbs/MMBtu | FALSE | L | Annual | Allowances Banked | Thousand Tons | 0 | 0 | 0 | 0 | 0 | 0 | 0 | 0
BART NOX Annual- E F Barrett- v5.16 | 69 | 6665 | Rate Constraint in lbs/MMBtu | FALSE | L | Annual | Allowances Withdrawn (1:1) | Thousand Tons | 0 | 0 | 0 | 0 | 0 | 0 | 0 | 0
BART NOX Annual- E F Barrett- v5.16 | 69 | 6665 | Rate Constraint in lbs/MMBtu | FALSE | L | Annual | Allowances Withdrawn (n:1) | Thousand Tons | 0 | 0 | 0 | 0 | 0 | 0 | 0 | 0
BART NOX Annual- E F Barrett- v5.16 | 69 | 6665 | Rate Constraint in lbs/MMBtu | FALSE | L | Annual | Net Emissions Allowance Position | Thousand Tons | 0.11347 | 0.11347 | 0.0086578 | 0.0086578 | 0.00038765 | 0.00023655 | 0.0017032 | 0.0017032
BART NOX Annual- E F Barrett- v5.16 | 69 | 6665 | Rate Constraint in lbs/MMBtu | FALSE | L | Annual | Fuel Consumed | TBtu | 4.4798 | 4.4798 | 0.3418 | 0.3418 | 0.015304 | 0.0093388 | 0.067239 | 0.067239
BART NOX Annual- E F Barrett- v5.16 | 69 | 6665 | Rate Constraint in lbs/MMBtu | FALSE | L | Annual | Rate | lb/MMBtu | 0.05066 | 0.05066 | 0.05066 | 0.05066 | 0.05066 | 0.05066 | 0.05066 | 0.05066
BART NOX Annual- E F Barrett- v5.16 | 69 | 6665 | Rate Constraint in lbs/MMBtu | FALSE | L | Annual | Generation | TWh | 0.40359 | 0.40359 | 0.030793 | 0.030793 | 0.0013787 | 0.00084133 | 0.0060576 | 0.0060576
BART NOX Annual- E F Barrett- v5.16 | 69 | 6665 | Rate Constraint in lbs/MMBtu | FALSE | L | Annual | Qualifying Generation | TWh | 0.40359 | 0.40359 | 0.030793 | 0.030793 | 0.0013787 | 0.00084133 | 0.0060576 | 0.0060576
BART NOX Annual- E F Barrett- v5.16 | 69 | 6665 | Rate Constraint in lbs/MMBtu | FALSE | L | Annual | Rate | lb/MWh | 0.56233 | 0.56233 | 0.56233 | 0.56233 | 0.56233 | 0.56233 | 0.56233 | 0.56233
BART NOX Annual- E F Barrett- v5.16 | 69 | 6665 | Rate Constraint in lbs/MMBtu | FALSE | L | Annual | Constraint Shadow Price | US2016$/Ton | 0 | 0 | 0 | 0 | 0 | 0 | 0 | 0
BART NOX Annual- Hunter 1- v5.16 | 73 | 6691 | Rate Constraint in lbs/MMBtu | FALSE | L | Annual | Seasons Included | Seasons |  | Winter, WintShld, Summer | Winter, WintShld, Summer | Winter, WintShld, Summer | Winter, WintShld, Summer | Winter, WintShld, Summer | Winter, WintShld, Summer | Winter, WintShld, Summer
BART NOX Annual- Hunter 1- v5.16 | 73 | 6691 | Rate Constraint in lbs/MMBtu | FALSE | L | Annual | Standard NOX | lb/MMBtu | 0 | 0.26 | 0.26 | 0.26 | 0.26 | 0.26 | 0.26 | 0.26
BART NOX Annual- Hunter 1- v5.16 | 73 | 6691 | Rate Constraint in lbs/MMBtu | FALSE | L | Annual | Emissions at Affected Plants NOX | Thousand Tons | 0 | 2.4151 | 2.3958 | 1.9899 | 1.1662 | 1.623 | 1.538 | 0.57006
BART NOX Annual- Hunter 1- v5.16 | 73 | 6691 | Rate Constraint in lbs/MMBtu | FALSE | L | Annual | Allowances Purchased NOX | Thousand Tons | 0 | 0 | 0 | 0 | 0 | 0 | 0 | 0
BART NOX Annual- Hunter 1- v5.16 | 73 | 6691 | Rate Constraint in lbs/MMBtu | FALSE | L | Annual | Allowances Sold NOX | Thousand Tons | 0 | 0 | 0 | 0 | 0 | 0 | 0 | 0
BART NOX Annual- Hunter 1- v5.16 | 73 | 6691 | Rate Constraint in lbs/MMBtu | FALSE | L | Annual | Allowances Banked | Thousand Tons | 0 | 0 | 0 | 0 | 0 | 0 | 0 | 0
BART NOX Annual- Hunter 1- v5.16 | 73 | 6691 | Rate Constraint in lbs/MMBtu | FALSE | L | Annual | Allowances Withdrawn (1:1) | Thousand Tons | 0 | 0 | 0 | 0 | 0 | 0 | 0 | 0
BART NOX Annual- Hunter 1- v5.16 | 73 | 6691 | Rate Constraint in lbs/MMBtu | FALSE | L | Annual | Allowances Withdrawn (n:1) | Thousand Tons | 0 | 0 | 0 | 0 | 0 | 0 | 0 | 0
BART NOX Annual- Hunter 1- v5.16 | 73 | 6691 | Rate Constraint in lbs/MMBtu | FALSE | L | Annual | Net Emissions Allowance Position | Thousand Tons | 0 | 2.4151 | 2.3958 | 1.9899 | 1.1662 | 1.623 | 1.538 | 0.57006
BART NOX Annual- Hunter 1- v5.16 | 73 | 6691 | Rate Constraint in lbs/MMBtu | FALSE | L | Annual | Fuel Consumed | TBtu | 0 | 34.7495 | 34.4715 | 28.6315 | 16.7793 | 23.3528 | 22.1297 | 8.2023
BART NOX Annual- Hunter 1- v5.16 | 73 | 6691 | Rate Constraint in lbs/MMBtu | FALSE | L | Annual | Rate | lb/MMBtu | 0 | 0.139 | 0.139 | 0.139 | 0.139 | 0.139 | 0.139 | 0.139
BART NOX Annual- Hunter 1- v5.16 | 73 | 6691 | Rate Constraint in lbs/MMBtu | FALSE | L | Annual | Generation | TWh | 0 | 3.3965 | 3.3965 | 2.8211 | 1.6533 | 2.301 | 2.1804 | 0.80818
BART NOX Annual- Hunter 1- v5.16 | 73 | 6691 | Rate Constraint in lbs/MMBtu | FALSE | L | Annual | Qualifying Generation | TWh | 0 | 3.3965 | 3.3965 | 2.8211 | 1.6533 | 2.301 | 2.1804 | 0.80818
BART NOX Annual- Hunter 1- v5.16 | 73 | 6691 | Rate Constraint in lbs/MMBtu | FALSE | L | Annual | Rate | lb/MWh | 0 | 1.4221 | 1.4107 | 1.4107 | 1.4107 | 1.4107 | 1.4107 | 1.4107
BART NOX Annual- Hunter 1- v5.16 | 73 | 6691 | Rate Constraint in lbs/MMBtu | FALSE | L | Annual | Constraint Shadow Price | US2016$/Ton | 0 | 0 | 0 | 0 | 0 | 0 | 0 | 0
BART NOX Annual- Hunter 2- v5.16 | 74 | 6692 | Rate Constraint in lbs/MMBtu | FALSE | L | Annual | Seasons Included | Seasons |  | Winter, WintShld, Summer | Winter, WintShld, Summer | Winter, WintShld, Summer | Winter, WintShld, Summer | Winter, WintShld, Summer | Winter, WintShld, Summer | Winter, WintShld, Summer
BART NOX Annual- Hunter 2- v5.16 | 74 | 6692 | Rate Constraint in lbs/MMBtu | FALSE | L | Annual | Standard NOX | lb/MMBtu | 0 | 0.26 | 0.26 | 0.26 | 0.26 | 0.26 | 0.26 | 0.26
BART NOX Annual- Hunter 2- v5.16 | 74 | 6692 | Rate Constraint in lbs/MMBtu | FALSE | L | Annual | Emissions at Affected Plants NOX | Thousand Tons | 0 | 2.1975 | 2.18 | 2.18 | 1.4768 | 1.4768 | 1.4768 | 0.51871
BART NOX Annual- Hunter 2- v5.16 | 74 | 6692 | Rate Constraint in lbs/MMBtu | FALSE | L | Annual | Allowances Purchased NOX | Thousand Tons | 0 | 0 | 0 | 0 | 0 | 0 | 0 | 0
BART NOX Annual- Hunter 2- v5.16 | 74 | 6692 | Rate Constraint in lbs/MMBtu | FALSE | L | Annual | Allowances Sold NOX | Thousand Tons | 0 | 0 | 0 | 0 | 0 | 0 | 0 | 0
BART NOX Annual- Hunter 2- v5.16 | 74 | 6692 | Rate Constraint in lbs/MMBtu | FALSE | L | Annual | Allowances Banked | Thousand Tons | 0 | 0 | 0 | 0 | 0 | 0 | 0 | 0
BART NOX Annual- Hunter 2- v5.16 | 74 | 6692 | Rate Constraint in lbs/MMBtu | FALSE | L | Annual | Allowances Withdrawn (1:1) | Thousand Tons | 0 | 0 | 0 | 0 | 0 | 0 | 0 | 0
BART NOX Annual- Hunter 2- v5.16 | 74 | 6692 | Rate Constraint in lbs/MMBtu | FALSE | L | Annual | Allowances Withdrawn (n:1) | Thousand Tons | 0 | 0 | 0 | 0 | 0 | 0 | 0 | 0
BART NOX Annual- Hunter 2- v5.16 | 74 | 6692 | Rate Constraint in lbs/MMBtu | FALSE | L | Annual | Net Emissions Allowance Position | Thousand Tons | 0 | 2.1975 | 2.18 | 2.18 | 1.4768 | 1.4768 | 1.4768 | 0.51871
BART NOX Annual- Hunter 2- v5.16 | 74 | 6692 | Rate Constraint in lbs/MMBtu | FALSE | L | Annual | Fuel Consumed | TBtu | 0 | 31.6192 | 31.3662 | 31.3662 | 21.2491 | 21.2491 | 21.2491 | 7.4634
BART NOX Annual- Hunter 2- v5.16 | 74 | 6692 | Rate Constraint in lbs/MMBtu | FALSE | L | Annual | Rate | lb/MMBtu | 0 | 0.139 | 0.139 | 0.139 | 0.139 | 0.139 | 0.139 | 0.139
BART NOX Annual- Hunter 2- v5.16 | 74 | 6692 | Rate Constraint in lbs/MMBtu | FALSE | L | Annual | Generation | TWh | 0 | 3.1008 | 3.1008 | 3.1008 | 2.1007 | 2.1007 | 2.1007 | 0.73783
BART NOX Annual- Hunter 2- v5.16 | 74 | 6692 | Rate Constraint in lbs/MMBtu | FALSE | L | Annual | Qualifying Generation | TWh | 0 | 3.1008 | 3.1008 | 3.1008 | 2.1007 | 2.1007 | 2.1007 | 0.73783
BART NOX Annual- Hunter 2- v5.16 | 74 | 6692 | Rate Constraint in lbs/MMBtu | FALSE | L | Annual | Rate | lb/MWh | 0 | 1.4174 | 1.406 | 1.406 | 1.406 | 1.406 | 1.406 | 1.406
BART NOX Annual- Hunter 2- v5.16 | 74 | 6692 | Rate Constraint in lbs/MMBtu | FALSE | L | Annual | Constraint Shadow Price | US2016$/Ton | 0 | 0 | 0 | 0 | 0 | 0 | 0 | 0
BART NOX Annual- Hunter 3- v6.17 | 75 | 7082 | Rate Constraint in lbs/MMBtu | FALSE | L | Annual | Seasons Included | Seasons |  | Winter, WintShld, Summer | Winter, WintShld, Summer | Winter, WintShld, Summer | Winter, WintShld, Summer | Winter, WintShld, Summer | Winter, WintShld, Summer | Winter, WintShld, Summer
BART NOX Annual- Hunter 3- v6.17 | 75 | 7082 | Rate Constraint in lbs/MMBtu | FALSE | L | Annual | Standard NOX | lb/MMBtu | 0 | 0.34 | 0.34 | 0.34 | 0.34 | 0.34 | 0.34 | 0.34
BART NOX Annual- Hunter 3- v6.17 | 75 | 7082 | Rate Constraint in lbs/MMBtu | FALSE | L | Annual | Emissions at Affected Plants NOX | Thousand Tons | 0 | 4.6555 | 4.6182 | 4.6182 | 4.6182 | 3.9121 | 3.4947 | 2.3989
BART NOX Annual- Hunter 3- v6.17 | 75 | 7082 | Rate Constraint in lbs/MMBtu | FALSE | L | Annual | Allowances Purchased NOX | Thousand Tons | 0 | 0 | 0 | 0 | 0 | 0 | 0 | 0
BART NOX Annual- Hunter 3- v6.17 | 75 | 7082 | Rate Constraint in lbs/MMBtu | FALSE | L | Annual | Allowances Sold NOX | Thousand Tons | 0 | 0 | 0 | 0 | 0 | 0 | 0 | 0
BART NOX Annual- Hunter 3- v6.17 | 75 | 7082 | Rate Constraint in lbs/MMBtu | FALSE | L | Annual | Allowances Banked | Thousand Tons | 0 | 0 | 0 | 0 | 0 | 0 | 0 | 0
BART NOX Annual- Hunter 3- v6.17 | 75 | 7082 | Rate Constraint in lbs/MMBtu | FALSE | L | Annual | Allowances Withdrawn (1:1) | Thousand Tons | 0 | 0 | 0 | 0 | 0 | 0 | 0 | 0
BART NOX Annual- Hunter 3- v6.17 | 75 | 7082 | Rate Constraint in lbs/MMBtu | FALSE | L | Annual | Allowances Withdrawn (n:1) | Thousand Tons | 0 | 0 | 0 | 0 | 0 | 0 | 0 | 0
BART NOX Annual- Hunter 3- v6.17 | 75 | 7082 | Rate Constraint in lbs/MMBtu | FALSE | L | Annual | Net Emissions Allowance Position | Thousand Tons | 0 | 4.6555 | 4.6182 | 4.6182 | 4.6182 | 3.9121 | 3.4947 | 2.3989
BART NOX Annual- Hunter 3- v6.17 | 75 | 7082 | Rate Constraint in lbs/MMBtu | FALSE | L | Annual | Fuel Consumed | TBtu | 0 | 33.7256 | 33.4558 | 33.4558 | 33.4558 | 28.3402 | 25.3165 | 17.3786
BART NOX Annual- Hunter 3- v6.17 | 75 | 7082 | Rate Constraint in lbs/MMBtu | FALSE | L | Annual | Rate | lb/MMBtu | 0 | 0.27608 | 0.27608 | 0.27608 | 0.27608 | 0.27608 | 0.27608 | 0.27608
BART NOX Annual- Hunter 3- v6.17 | 75 | 7082 | Rate Constraint in lbs/MMBtu | FALSE | L | Annual | Generation | TWh | 0 | 3.3172 | 3.3172 | 3.3172 | 3.3172 | 2.81 | 2.5101 | 1.7231
BART NOX Annual- Hunter 3- v6.17 | 75 | 7082 | Rate Constraint in lbs/MMBtu | FALSE | L | Annual | Qualifying Generation | TWh | 0 | 3.3172 | 3.3172 | 3.3172 | 3.3172 | 2.81 | 2.5101 | 1.7231
BART NOX Annual- Hunter 3- v6.17 | 75 | 7082 | Rate Constraint in lbs/MMBtu | FALSE | L | Annual | Rate | lb/MWh | 0 | 2.8069 | 2.7845 | 2.7845 | 2.7845 | 2.7845 | 2.7845 | 2.7845
BART NOX Annual- Hunter 3- v6.17 | 75 | 7082 | Rate Constraint in lbs/MMBtu | FALSE | L | Annual | Constraint Shadow Price | US2016$/Ton | 0 | 0 | 0 | 0 | 0 | 0 | 0 | 0
BART NOX Annual- Huntington 1- v5.16 | 76 | 6693 | Rate Constraint in lbs/MMBtu | FALSE | L | Annual | Seasons Included | Seasons |  | Winter, WintShld, Summer | Winter, WintShld, Summer | Winter, WintShld, Summer | Winter, WintShld, Summer | Winter, WintShld, Summer | Winter, WintShld, Summer | Winter, WintShld, Summer
BART NOX Annual- Huntington 1- v5.16 | 76 | 6693 | Rate Constraint in lbs/MMBtu | FALSE | L | Annual | Standard NOX | lb/MMBtu | 0 | 0.26 | 0.26 | 0.26 | 0.26 | 0.26 | 0.26 | 0.26
BART NOX Annual- Huntington 1- v5.16 | 76 | 6693 | Rate Constraint in lbs/MMBtu | FALSE | L | Annual | Emissions at Affected Plants NOX | Thousand Tons | 0 | 2.3115 | 2.293 | 2.293 | 2.293 | 2.293 | 2.253 | 1.2752
BART NOX Annual- Huntington 1- v5.16 | 76 | 6693 | Rate Constraint in lbs/MMBtu | FALSE | L | Annual | Allowances Purchased NOX | Thousand Tons | 0 | 0 | 0 | 0 | 0 | 0 | 0 | 0
BART NOX Annual- Huntington 1- v5.16 | 76 | 6693 | Rate Constraint in lbs/MMBtu | FALSE | L | Annual | Allowances Sold NOX | Thousand Tons | 0 | 0 | 0 | 0 | 0 | 0 | 0 | 0
BART NOX Annual- Huntington 1- v5.16 | 76 | 6693 | Rate Constraint in lbs/MMBtu | FALSE | L | Annual | Allowances Banked | Thousand Tons | 0 | 0 | 0 | 0 | 0 | 0 | 0 | 0
BART NOX Annual- Huntington 1- v5.16 | 76 | 6693 | Rate Constraint in lbs/MMBtu | FALSE | L | Annual | Allowances Withdrawn (1:1) | Thousand Tons | 0 | 0 | 0 | 0 | 0 | 0 | 0 | 0
BART NOX Annual- Huntington 1- v5.16 | 76 | 6693 | Rate Constraint in lbs/MMBtu | FALSE | L | Annual | Allowances Withdrawn (n:1) | Thousand Tons | 0 | 0 | 0 | 0 | 0 | 0 | 0 | 0
BART NOX Annual- Huntington 1- v5.16 | 76 | 6693 | Rate Constraint in lbs/MMBtu | FALSE | L | Annual | Net Emissions Allowance Position | Thousand Tons | 0 | 2.3115 | 2.293 | 2.293 | 2.293 | 2.293 | 2.253 | 1.2752
BART NOX Annual- Huntington 1- v5.16 | 76 | 6693 | Rate Constraint in lbs/MMBtu | FALSE | L | Annual | Fuel Consumed | TBtu | 0 | 33.2584 | 32.9924 | 32.9924 | 32.9924 | 32.9924 | 32.417 | 18.3479
BART NOX Annual- Huntington 1- v5.16 | 76 | 6693 | Rate Constraint in lbs/MMBtu | FALSE | L | Annual | Rate | lb/MMBtu | 0 | 0.139 | 0.139 | 0.139 | 0.139 | 0.139 | 0.139 | 0.139
BART NOX Annual- Huntington 1- v5.16 | 76 | 6693 | Rate Constraint in lbs/MMBtu | FALSE | L | Annual | Generation | TWh | 0 | 3.31 | 3.31 | 3.31 | 3.31 | 3.31 | 3.2522 | 1.8407
BART NOX Annual- Huntington 1- v5.16 | 76 | 6693 | Rate Constraint in lbs/MMBtu | FALSE | L | Annual | Qualifying Generation | TWh | 0 | 3.31 | 3.31 | 3.31 | 3.31 | 3.31 | 3.2522 | 1.8407
BART NOX Annual- Huntington 1- v5.16 | 76 | 6693 | Rate Constraint in lbs/MMBtu | FALSE | L | Annual | Rate | lb/MWh | 0 | 1.3967 | 1.3855 | 1.3855 | 1.3855 | 1.3855 | 1.3855 | 1.3855
BART NOX Annual- Huntington 1- v5.16 | 76 | 6693 | Rate Constraint in lbs/MMBtu | FALSE | L | Annual | Constraint Shadow Price | US2016$/Ton | 0 | 0 | 0 | 0 | 0 | 0 | 0 | 0
BART NOX Annual- Huntington 2- v5.16 | 77 | 6694 | Rate Constraint in lbs/MMBtu | FALSE | L | Annual | Seasons Included | Seasons |  | Winter, WintShld, Summer | Winter, WintShld, Summer | Winter, WintShld, Summer | Winter, WintShld, Summer | Winter, WintShld, Summer | Winter, WintShld, Summer | Winter, WintShld, Summer
BART NOX Annual- Huntington 2- v5.16 | 77 | 6694 | Rate Constraint in lbs/MMBtu | FALSE | L | Annual | Standard NOX | lb/MMBtu | 0 | 0.26 | 0.26 | 0.26 | 0.26 | 0.26 | 0.26 | 0.26
BART NOX Annual- Huntington 2- v5.16 | 77 | 6694 | Rate Constraint in lbs/MMBtu | FALSE | L | Annual | Emissions at Affected Plants NOX | Thousand Tons | 0 | 2.2993 | 2.2809 | 2.2809 | 1.5955 | 1.5452 | 1.5452 | 0.89561
BART NOX Annual- Huntington 2- v5.16 | 77 | 6694 | Rate Constraint in lbs/MMBtu | FALSE | L | Annual | Allowances Purchased NOX | Thousand Tons | 0 | 0 | 0 | 0 | 0 | 0 | 0 | 0
BART NOX Annual- Huntington 2- v5.16 | 77 | 6694 | Rate Constraint in lbs/MMBtu | FALSE | L | Annual | Allowances Sold NOX | Thousand Tons | 0 | 0 | 0 | 0 | 0 | 0 | 0 | 0
BART NOX Annual- Huntington 2- v5.16 | 77 | 6694 | Rate Constraint in lbs/MMBtu | FALSE | L | Annual | Allowances Banked | Thousand Tons | 0 | 0 | 0 | 0 | 0 | 0 | 0 | 0
BART NOX Annual- Huntington 2- v5.16 | 77 | 6694 | Rate Constraint in lbs/MMBtu | FALSE | L | Annual | Allowances Withdrawn (1:1) | Thousand Tons | 0 | 0 | 0 | 0 | 0 | 0 | 0 | 0
BART NOX Annual- Huntington 2- v5.16 | 77 | 6694 | Rate Constraint in lbs/MMBtu | FALSE | L | Annual | Allowances Withdrawn (n:1) | Thousand Tons | 0 | 0 | 0 | 0 | 0 | 0 | 0 | 0
BART NOX Annual- Huntington 2- v5.16 | 77 | 6694 | Rate Constraint in lbs/MMBtu | FALSE | L | Annual | Net Emissions Allowance Position | Thousand Tons | 0 | 2.2993 | 2.2809 | 2.2809 | 1.5955 | 1.5452 | 1.5452 | 0.89561
BART NOX Annual- Huntington 2- v5.16 | 77 | 6694 | Rate Constraint in lbs/MMBtu | FALSE | L | Annual | Fuel Consumed | TBtu | 0 | 33.0833 | 32.8187 | 32.8187 | 22.9567 | 22.2331 | 22.2331 | 12.8865
BART NOX Annual- Huntington 2- v5.16 | 77 | 6694 | Rate Constraint in lbs/MMBtu | FALSE | L | Annual | Rate | lb/MMBtu | 0 | 0.139 | 0.139 | 0.139 | 0.139 | 0.139 | 0.139 | 0.139
BART NOX Annual- Huntington 2- v5.16 | 77 | 6694 | Rate Constraint in lbs/MMBtu | FALSE | L | Annual | Generation | TWh | 0 | 3.2451 | 3.2451 | 3.2451 | 2.2699 | 2.1984 | 2.1984 | 1.2742
BART NOX Annual- Huntington 2- v5.16 | 77 | 6694 | Rate Constraint in lbs/MMBtu | FALSE | L | Annual | Qualifying Generation | TWh | 0 | 3.2451 | 3.2451 | 3.2451 | 2.2699 | 2.1984 | 2.1984 | 1.2742
BART NOX Annual- Huntington 2- v5.16 | 77 | 6694 | Rate Constraint in lbs/MMBtu | FALSE | L | Annual | Rate | lb/MWh | 0 | 1.4171 | 1.4058 | 1.4058 | 1.4058 | 1.4058 | 1.4058 | 1.4058
BART NOX Annual- Huntington 2- v5.16 | 77 | 6694 | Rate Constraint in lbs/MMBtu | FALSE | L | Annual | Constraint Shadow Price | US2016$/Ton | 0 | 0 | 0 | 0 | 0 | 0 | 0 | 0
BART NOX Annual- Northport 1- v5.16 | 78 | 6666 | Rate Constraint in lbs/MMBtu | FALSE | L | Annual | Seasons Included | Seasons | Winter, WintShld, Summer | Winter, WintShld, Summer | Winter, WintShld, Summer | Winter, WintShld, Summer | Winter, WintShld, Summer | Winter, WintShld, Summer | Winter, WintShld, Summer | Winter, WintShld, Summer
BART NOX Annual- Northport 1- v5.16 | 78 | 6666 | Rate Constraint in lbs/MMBtu | FALSE | L | Annual | Standard NOX | lb/MMBtu | 0.1 | 0.1 | 0.1 | 0.1 | 0.1 | 0.1 | 0.1 | 0.1
BART NOX Annual- Northport 1- v5.16 | 78 | 6666 | Rate Constraint in lbs/MMBtu | FALSE | L | Annual | Emissions at Affected Plants NOX | Thousand Tons | 0.16175 | 0.13485 | 0.1059 | 0.049136 | 0.00404 | 0.0039309 | 0.015393 | 0.0051397
BART NOX Annual- Northport 1- v5.16 | 78 | 6666 | Rate Constraint in lbs/MMBtu | FALSE | L | Annual | Allowances Purchased NOX | Thousand Tons | 0 | 0 | 0 | 0 | 0 | 0 | 0 | 0
BART NOX Annual- Northport 1- v5.16 | 78 | 6666 | Rate Constraint in lbs/MMBtu | FALSE | L | Annual | Allowances Sold NOX | Thousand Tons | 0 | 0 | 0 | 0 | 0 | 0 | 0 | 0
BART NOX Annual- Northport 1- v5.16 | 78 | 6666 | Rate Constraint in lbs/MMBtu | FALSE | L | Annual | Allowances Banked | Thousand Tons | 0 | 0 | 0 | 0 | 0 | 0 | 0 | 0
BART NOX Annual- Northport 1- v5.16 | 78 | 6666 | Rate Constraint in lbs/MMBtu | FALSE | L | Annual | Allowances Withdrawn (1:1) | Thousand Tons | 0 | 0 | 0 | 0 | 0 | 0 | 0 | 0
BART NOX Annual- Northport 1- v5.16 | 78 | 6666 | Rate Constraint in lbs/MMBtu | FALSE | L | Annual | Allowances Withdrawn (n:1) | Thousand Tons | 0 | 0 | 0 | 0 | 0 | 0 | 0 | 0
BART NOX Annual- Northport 1- v5.16 | 78 | 6666 | Rate Constraint in lbs/MMBtu | FALSE | L | Annual | Net Emissions Allowance Position | Thousand Tons | 0.16175 | 0.13485 | 0.1059 | 0.049136 | 0.00404 | 0.0039309 | 0.015393 | 0.0051397
BART NOX Annual- Northport 1- v5.16 | 78 | 6666 | Rate Constraint in lbs/MMBtu | FALSE | L | Annual | Fuel Consumed | TBtu | 5.2653 | 4.3895 | 3.4472 | 1.5995 | 0.13151 | 0.12796 | 0.50106 | 0.16731
BART NOX Annual- Northport 1- v5.16 | 78 | 6666 | Rate Constraint in lbs/MMBtu | FALSE | L | Annual | Rate | lb/MMBtu | 0.06144 | 0.06144 | 0.06144 | 0.06144 | 0.06144 | 0.06144 | 0.06144 | 0.06144
BART NOX Annual- Northport 1- v5.16 | 78 | 6666 | Rate Constraint in lbs/MMBtu | FALSE | L | Annual | Generation | TWh | 0.4892 | 0.40783 | 0.32028 | 0.14861 | 0.012219 | 0.011889 | 0.046554 | 0.015545
BART NOX Annual- Northport 1- v5.16 | 78 | 6666 | Rate Constraint in lbs/MMBtu | FALSE | L | Annual | Qualifying Generation | TWh | 0.4892 | 0.40783 | 0.32028 | 0.14861 | 0.012219 | 0.011889 | 0.046554 | 0.015545
BART NOX Annual- Northport 1- v5.16 | 78 | 6666 | Rate Constraint in lbs/MMBtu | FALSE | L | Annual | Rate | lb/MWh | 0.66128 | 0.66128 | 0.66128 | 0.66128 | 0.66128 | 0.66128 | 0.66128 | 0.66128
BART NOX Annual- Northport 1- v5.16 | 78 | 6666 | Rate Constraint in lbs/MMBtu | FALSE | L | Annual | Constraint Shadow Price | US2016$/Ton | 0 | 0 | 0 | 0 | 0 | 0 | 0 | 0
BART NOX Annual- Northport 2- v5.16 | 79 | 6667 | Rate Constraint in lbs/MMBtu | FALSE | L | Annual | Seasons Included | Seasons | Winter, WintShld, Summer | Winter, WintShld, Summer | Winter, WintShld, Summer | Winter, WintShld, Summer | Winter, WintShld, Summer | Winter, WintShld, Summer | Winter, WintShld, Summer | Winter, WintShld, Summer
BART NOX Annual- Northport 2- v5.16 | 79 | 6667 | Rate Constraint in lbs/MMBtu | FALSE | L | Annual | Standard NOX | lb/MMBtu | 0.1 | 0.1 | 0.1 | 0.1 | 0.1 | 0.1 | 0.1 | 0.1
BART NOX Annual- Northport 2- v5.16 | 79 | 6667 | Rate Constraint in lbs/MMBtu | FALSE | L | Annual | Emissions at Affected Plants NOX | Thousand Tons | 0.18259 | 0.15222 | 0.1143 | 0.035069 | 0.004675 | 0.0031247 | 0.0047853 | 0.004656
BART NOX Annual- Northport 2- v5.16 | 79 | 6667 | Rate Constraint in lbs/MMBtu | FALSE | L | Annual | Allowances Purchased NOX | Thousand Tons | 0 | 0 | 0 | 0 | 0 | 0 | 0 | 0
BART NOX Annual- Northport 2- v5.16 | 79 | 6667 | Rate Constraint in lbs/MMBtu | FALSE | L | Annual | Allowances Sold NOX | Thousand Tons | 0 | 0 | 0 | 0 | 0 | 0 | 0 | 0
BART NOX Annual- Northport 2- v5.16 | 79 | 6667 | Rate Constraint in lbs/MMBtu | FALSE | L | Annual | Allowances Banked | Thousand Tons | 0 | 0 | 0 | 0 | 0 | 0 | 0 | 0
BART NOX Annual- Northport 2- v5.16 | 79 | 6667 | Rate Constraint in lbs/MMBtu | FALSE | L | Annual | Allowances Withdrawn (1:1) | Thousand Tons | 0 | 0 | 0 | 0 | 0 | 0 | 0 | 0
BART NOX Annual- Northport 2- v5.16 | 79 | 6667 | Rate Constraint in lbs/MMBtu | FALSE | L | Annual | Allowances Withdrawn (n:1) | Thousand Tons | 0 | 0 | 0 | 0 | 0 | 0 | 0 | 0
BART NOX Annual- Northport 2- v5.16 | 79 | 6667 | Rate Constraint in lbs/MMBtu | FALSE | L | Annual | Net Emissions Allowance Position | Thousand Tons | 0.18259 | 0.15222 | 0.1143 | 0.035069 | 0.004675 | 0.0031247 | 0.0047853 | 0.004656
BART NOX Annual- Northport 2- v5.16 | 79 | 6667 | Rate Constraint in lbs/MMBtu | FALSE | L | Annual | Fuel Consumed | TBtu | 5.2985 | 4.4172 | 3.3168 | 1.0177 | 0.13566 | 0.090676 | 0.13887 | 0.13511
BART NOX Annual- Northport 2- v5.16 | 79 | 6667 | Rate Constraint in lbs/MMBtu | FALSE | L | Annual | Rate | lb/MMBtu | 0.06892 | 0.06892 | 0.06892 | 0.06892 | 0.06892 | 0.06892 | 0.06892 | 0.06892
BART NOX Annual- Northport 2- v5.16 | 79 | 6667 | Rate Constraint in lbs/MMBtu | FALSE | L | Annual | Generation | TWh | 0.48798 | 0.40681 | 0.30547 | 0.093725 | 0.012494 | 0.008351 | 0.012789 | 0.012444
BART NOX Annual- Northport 2- v5.16 | 79 | 6667 | Rate Constraint in lbs/MMBtu | FALSE | L | Annual | Qualifying Generation | TWh | 0.48798 | 0.40681 | 0.30547 | 0.093725 | 0.012494 | 0.008351 | 0.012789 | 0.012444
BART NOX Annual- Northport 2- v5.16 | 79 | 6667 | Rate Constraint in lbs/MMBtu | FALSE | L | Annual | Rate | lb/MWh | 0.74833 | 0.74833 | 0.74833 | 0.74833 | 0.74833 | 0.74833 | 0.74833 | 0.74833
BART NOX Annual- Northport 2- v5.16 | 79 | 6667 | Rate Constraint in lbs/MMBtu | FALSE | L | Annual | Constraint Shadow Price | US2016$/Ton | 0 | 0 | 0 | 0 | 0 | 0 | 0 | 0
BART NOX Annual- Northport 3- v5.16 | 80 | 6668 | Rate Constraint in lbs/MMBtu | FALSE | L | Annual | Seasons Included | Seasons | Winter, WintShld, Summer | Winter, WintShld, Summer | Winter, WintShld, Summer | Winter, WintShld, Summer | Winter, WintShld, Summer | Winter, WintShld, Summer | Winter, WintShld, Summer | Winter, WintShld, Summer
BART NOX Annual- Northport 3- v5.16 | 80 | 6668 | Rate Constraint in lbs/MMBtu | FALSE | L | Annual | Standard NOX | lb/MMBtu | 0.1 | 0.1 | 0.1 | 0.1 | 0.1 | 0.1 | 0.1 | 0.1
BART NOX Annual- Northport 3- v5.16 | 80 | 6668 | Rate Constraint in lbs/MMBtu | FALSE | L | Annual | Emissions at Affected Plants NOX | Thousand Tons | 0.18077 | 0.15402 | 0.13896 | 0.063527 | 0.01872 | 0.011591 | 0.023433 | 0.023433
BART NOX Annual- Northport 3- v5.16 | 80 | 6668 | Rate Constraint in lbs/MMBtu | FALSE | L | Annual | Allowances Purchased NOX | Thousand Tons | 0 | 0 | 0 | 0 | 0 | 0 | 0 | 0
BART NOX Annual- Northport 3- v5.16 | 80 | 6668 | Rate Constraint in lbs/MMBtu | FALSE | L | Annual | Allowances Sold NOX | Thousand Tons | 0 | 0 | 0 | 0 | 0 | 0 | 0 | 0
BART NOX Annual- Northport 3- v5.16 | 80 | 6668 | Rate Constraint in lbs/MMBtu | FALSE | L | Annual | Allowances Banked | Thousand Tons | 0 | 0 | 0 | 0 | 0 | 0 | 0 | 0
BART NOX Annual- Northport 3- v5.16 | 80 | 6668 | Rate Constraint in lbs/MMBtu | FALSE | L | Annual | Allowances Withdrawn (1:1) | Thousand Tons | 0 | 0 | 0 | 0 | 0 | 0 | 0 | 0
BART NOX Annual- Northport 3- v5.16 | 80 | 6668 | Rate Constraint in lbs/MMBtu | FALSE | L | Annual | Allowances Withdrawn (n:1) | Thousand Tons | 0 | 0 | 0 | 0 | 0 | 0 | 0 | 0
BART NOX Annual- Northport 3- v5.16 | 80 | 6668 | Rate Constraint in lbs/MMBtu | FALSE | L | Annual | Net Emissions Allowance Position | Thousand Tons | 0.18077 | 0.15402 | 0.13896 | 0.063527 | 0.01872 | 0.011591 | 0.023433 | 0.023433
BART NOX Annual- Northport 3- v5.16 | 80 | 6668 | Rate Constraint in lbs/MMBtu | FALSE | L | Annual | Fuel Consumed | TBtu | 5.0964 | 4.3421 | 3.9178 | 1.791 | 0.52778 | 0.3268 | 0.66064 | 0.66064
BART NOX Annual- Northport 3- v5.16 | 80 | 6668 | Rate Constraint in lbs/MMBtu | FALSE | L | Annual | Rate | lb/MMBtu | 0.07094 | 0.07094 | 0.07094 | 0.07094 | 0.07094 | 0.07094 | 0.07094 | 0.07094
BART NOX Annual- Northport 3- v5.16 | 80 | 6668 | Rate Constraint in lbs/MMBtu | FALSE | L | Annual | Generation | TWh | 0.47697 | 0.40638 | 0.36666 | 0.16762 | 0.049395 | 0.030585 | 0.061828 | 0.061828
BART NOX Annual- Northport 3- v5.16 | 80 | 6668 | Rate Constraint in lbs/MMBtu | FALSE | L | Annual | Qualifying Generation | TWh | 0.47697 | 0.40638 | 0.36666 | 0.16762 | 0.049395 | 0.030585 | 0.061828 | 0.061828
BART NOX Annual- Northport 3- v5.16 | 80 | 6668 | Rate Constraint in lbs/MMBtu | FALSE | L | Annual | Rate | lb/MWh | 0.75799 | 0.75799 | 0.75799 | 0.75799 | 0.75799 | 0.75799 | 0.75799 | 0.75799
BART NOX Annual- Northport 3- v5.16 | 80 | 6668 | Rate Constraint in lbs/MMBtu | FALSE | L | Annual | Constraint Shadow Price | US2016$/Ton | 0 | 0 | 0 | 0 | 0 | 0 | 0 | 0
BART NOX Annual- Northport 4- v5.16 | 81 | 6669 | Rate Constraint in lbs/MMBtu | FALSE | L | Annual | Seasons Included | Seasons | Winter, WintShld, Summer | Winter, WintShld, Summer | Winter, WintShld, Summer | Winter, WintShld, Summer | Winter, WintShld, Summer | Winter, WintShld, Summer | Winter, WintShld, Summer | Winter, WintShld, Summer
BART NOX Annual- Northport 4- v5.16 | 81 | 6669 | Rate Constraint in lbs/MMBtu | FALSE | L | Annual | Standard NOX | lb/MMBtu | 0.1 | 0.1 | 0.1 | 0.1 | 0.1 | 0.1 | 0.1 | 0.1
BART NOX Annual- Northport 4- v5.16 | 81 | 6669 | Rate Constraint in lbs/MMBtu | FALSE | L | Annual | Emissions at Affected Plants NOX | Thousand Tons | 0.14488 | 0.13415 | 0.12731 | 0.056446 | 0.018781 | 0.018781 | 0.022574 | 0.018781
BART NOX Annual- Northport 4- v5.16 | 81 | 6669 | Rate Constraint in lbs/MMBtu | FALSE | L | Annual | Allowances Purchased NOX | Thousand Tons | 0 | 0 | 0 | 0 | 0 | 0 | 0 | 0
BART NOX Annual- Northport 4- v5.16 | 81 | 6669 | Rate Constraint in lbs/MMBtu | FALSE | L | Annual | Allowances Sold NOX | Thousand Tons | 0 | 0 | 0 | 0 | 0 | 0 | 0 | 0
BART NOX Annual- Northport 4- v5.16 | 81 | 6669 | Rate Constraint in lbs/MMBtu | FALSE | L | Annual | Allowances Banked | Thousand Tons | 0 | 0 | 0 | 0 | 0 | 0 | 0 | 0
BART NOX Annual- Northport 4- v5.16 | 81 | 6669 | Rate Constraint in lbs/MMBtu | FALSE | L | Annual | Allowances Withdrawn (1:1) | Thousand Tons | 0 | 0 | 0 | 0 | 0 | 0 | 0 | 0
BART NOX Annual- Northport 4- v5.16 | 81 | 6669 | Rate Constraint in lbs/MMBtu | FALSE | L | Annual | Allowances Withdrawn (n:1) | Thousand Tons | 0 | 0 | 0 | 0 | 0 | 0 | 0 | 0
BART NOX Annual- Northport 4- v5.16 | 81 | 6669 | Rate Constraint in lbs/MMBtu | FALSE | L | Annual | Net Emissions Allowance Position | Thousand Tons | 0.14488 | 0.13415 | 0.12731 | 0.056446 | 0.018781 | 0.018781 | 0.022574 | 0.018781
BART NOX Annual- Northport 4- v5.16 | 81 | 6669 | Rate Constraint in lbs/MMBtu | FALSE | L | Annual | Fuel Consumed | TBtu | 5.043 | 4.6694 | 4.4312 | 1.9647 | 0.65371 | 0.65371 | 0.78574 | 0.65371
BART NOX Annual- Northport 4- v5.16 | 81 | 6669 | Rate Constraint in lbs/MMBtu | FALSE | L | Annual | Rate | lb/MMBtu | 0.05746 | 0.05746 | 0.05746 | 0.05746 | 0.05746 | 0.05746 | 0.05746 | 0.05746
BART NOX Annual- Northport 4- v5.16 | 81 | 6669 | Rate Constraint in lbs/MMBtu | FALSE | L | Annual | Generation | TWh | 0.47942 | 0.44391 | 0.42126 | 0.18678 | 0.062145 | 0.062145 | 0.074697 | 0.062145
BART NOX Annual- Northport 4- v5.16 | 81 | 6669 | Rate Constraint in lbs/MMBtu | FALSE | L | Annual | Qualifying Generation | TWh | 0.47942 | 0.44391 | 0.42126 | 0.18678 | 0.062145 | 0.062145 | 0.074697 | 0.062145
BART NOX Annual- Northport 4- v5.16 | 81 | 6669 | Rate Constraint in lbs/MMBtu | FALSE | L | Annual | Rate | lb/MWh | 0.60442 | 0.60442 | 0.60442 | 0.60442 | 0.60442 | 0.60442 | 0.60442 | 0.60442
BART NOX Annual- Northport 4- v5.16 | 81 | 6669 | Rate Constraint in lbs/MMBtu | FALSE | L | Annual | Constraint Shadow Price | US2016$/Ton | 0 | 0 | 0 | 0 | 0 | 0 | 0 | 0
BART NOX Annual- Ravenswood 1- v5.16 | 82 | 6675 | Rate Constraint in lbs/MMBtu | FALSE | L | Annual | Seasons Included | Seasons | Winter, WintShld, Summer | Winter, WintShld, Summer | Winter, WintShld, Summer | Winter, WintShld, Summer | Winter, WintShld, Summer | Winter, WintShld, Summer | Winter, WintShld, Summer | Winter, WintShld, Summer
BART NOX Annual- Ravenswood 1- v5.16 | 82 | 6675 | Rate Constraint in lbs/MMBtu | FALSE | L | Annual | Standard NOX | lb/MMBtu | 0.15 | 0.15 | 0.15 | 0.15 | 0.15 | 0.15 | 0.15 | 0.15
BART NOX Annual- Ravenswood 1- v5.16 | 82 | 6675 | Rate Constraint in lbs/MMBtu | FALSE | L | Annual | Emissions at Affected Plants NOX | Thousand Tons | 0.097057 | 0.098852 | 0.065262 | 0.068564 | 0.03822 | 0.023013 | 0.069165 | 0.069165
BART NOX Annual- Ravenswood 1- v5.16 | 82 | 6675 | Rate Constraint in lbs/MMBtu | FALSE | L | Annual | Allowances Purchased NOX | Thousand Tons | 0 | 0 | 0 | 0 | 0 | 0 | 0 | 0
BART NOX Annual- Ravenswood 1- v5.16 | 82 | 6675 | Rate Constraint in lbs/MMBtu | FALSE | L | Annual | Allowances Sold NOX | Thousand Tons | 0 | 0 | 0 | 0 | 0 | 0 | 0 | 0
BART NOX Annual- Ravenswood 1- v5.16 | 82 | 6675 | Rate Constraint in lbs/MMBtu | FALSE | L | Annual | Allowances Banked | Thousand Tons | 0 | 0 | 0 | 0 | 0 | 0 | 0 | 0
BART NOX Annual- Ravenswood 1- v5.16 | 82 | 6675 | Rate Constraint in lbs/MMBtu | FALSE | L | Annual | Allowances Withdrawn (1:1) | Thousand Tons | 0 | 0 | 0 | 0 | 0 | 0 | 0 | 0
BART NOX Annual- Ravenswood 1- v5.16 | 82 | 6675 | Rate Constraint in lbs/MMBtu | FALSE | L | Annual | Allowances Withdrawn (n:1) | Thousand Tons | 0 | 0 | 0 | 0 | 0 | 0 | 0 | 0
BART NOX Annual- Ravenswood 1- v5.16 | 82 | 6675 | Rate Constraint in lbs/MMBtu | FALSE | L | Annual | Net Emissions Allowance Position | Thousand Tons | 0.097057 | 0.098852 | 0.065262 | 0.068564 | 0.03822 | 0.023013 | 0.069165 | 0.069165
BART NOX Annual- Ravenswood 1- v5.16 | 82 | 6675 | Rate Constraint in lbs/MMBtu | FALSE | L | Annual | Fuel Consumed | TBtu | 2.6701 | 2.7194 | 1.7954 | 1.8862 | 1.0514 | 0.63309 | 1.9027 | 1.9027
BART NOX Annual- Ravenswood 1- v5.16 | 82 | 6675 | Rate Constraint in lbs/MMBtu | FALSE | L | Annual | Rate | lb/MMBtu | 0.0727 | 0.0727 | 0.0727 | 0.0727 | 0.0727 | 0.0727 | 0.0727 | 0.0727
BART NOX Annual- Ravenswood 1- v5.16 | 82 | 6675 | Rate Constraint in lbs/MMBtu | FALSE | L | Annual | Generation | TWh | 0.24471 | 0.24924 | 0.16455 | 0.17287 | 0.096364 | 0.058023 | 0.17439 | 0.17439
BART NOX Annual- Ravenswood 1- v5.16 | 82 | 6675 | Rate Constraint in lbs/MMBtu | FALSE | L | Annual | Qualifying Generation | TWh | 0.24471 | 0.24924 | 0.16455 | 0.17287 | 0.096364 | 0.058023 | 0.17439 | 0.17439
BART NOX Annual- Ravenswood 1- v5.16 | 82 | 6675 | Rate Constraint in lbs/MMBtu | FALSE | L | Annual | Rate | lb/MWh | 0.79323 | 0.79323 | 0.79323 | 0.79323 | 0.79323 | 0.79323 | 0.79323 | 0.79323
BART NOX Annual- Ravenswood 1- v5.16 | 82 | 6675 | Rate Constraint in lbs/MMBtu | FALSE | L | Annual | Constraint Shadow Price | US2016$/Ton | 0 | 0 | 0 | 0 | 0 | 0 | 0 | 0
BART NOX Annual- Ravenswood 2- v5.16 | 83 | 6676 | Rate Constraint in lbs/MMBtu | FALSE | L | Annual | Seasons Included | Seasons | Winter, WintShld, Summer | Winter, WintShld, Summer | Winter, WintShld, Summer | Winter, WintShld, Summer | Winter, WintShld, Summer | Winter, WintShld, Summer | Winter, WintShld, Summer | Winter, WintShld, Summer
BART NOX Annual- Ravenswood 2- v5.16 | 83 | 6676 | Rate Constraint in lbs/MMBtu | FALSE | L | Annual | Standard NOX | lb/MMBtu | 0.15 | 0.15 | 0.15 | 0.15 | 0.15 | 0.15 | 0.15 | 0.15
BART NOX Annual- Ravenswood 2- v5.16 | 83 | 6676 | Rate Constraint in lbs/MMBtu | FALSE | L | Annual | Emissions at Affected Plants NOX | Thousand Tons | 0.092588 | 0.092588 | 0.031552 | 0.021953 | 0.021953 | 0.012908 | 0.021953 | 0.021953
BART NOX Annual- Ravenswood 2- v5.16 | 83 | 6676 | Rate Constraint in lbs/MMBtu | FALSE | L | Annual | Allowances Purchased NOX | Thousand Tons | 0 | 0 | 0 | 0 | 0 | 0 | 0 | 0
BART NOX Annual- Ravenswood 2- v5.16 | 83 | 6676 | Rate Constraint in lbs/MMBtu | FALSE | L | Annual | Allowances Sold NOX | Thousand Tons | 0 | 0 | 0 | 0 | 0 | 0 | 0 | 0
BART NOX Annual- Ravenswood 2- v5.16 | 83 | 6676 | Rate Constraint in lbs/MMBtu | FALSE | L | Annual | Allowances Banked | Thousand Tons | 0 | 0 | 0 | 0 | 0 | 0 | 0 | 0
BART NOX Annual- Ravenswood 2- v5.16 | 83 | 6676 | Rate Constraint in lbs/MMBtu | FALSE | L | Annual | Allowances Withdrawn (1:1) | Thousand Tons | 0 | 0 | 0 | 0 | 0 | 0 | 0 | 0
BART NOX Annual- Ravenswood 2- v5.16 | 83 | 6676 | Rate Constraint in lbs/MMBtu | FALSE | L | Annual | Allowances Withdrawn (n:1) | Thousand Tons | 0 | 0 | 0 | 0 | 0 | 0 | 0 | 0
BART NOX Annual- Ravenswood 2- v5.16 | 83 | 6676 | Rate Constraint in lbs/MMBtu | FALSE | L | Annual | Net Emissions Allowance Position | Thousand Tons | 0.092588 | 0.092588 | 0.031552 | 0.021953 | 0.021953 | 0.012908 | 0.021953 | 0.021953
BART NOX Annual- Ravenswood 2- v5.16 | 83 | 6676 | Rate Constraint in lbs/MMBtu | FALSE | L | Annual | Fuel Consumed | TBtu | 2.7208 | 2.7208 | 0.9272 | 0.64512 | 0.64512 | 0.37932 | 0.64512 | 0.64512
BART NOX Annual- Ravenswood 2- v5.16 | 83 | 6676 | Rate Constraint in lbs/MMBtu | FALSE | L | Annual | Rate | lb/MMBtu | 0.06806 | 0.06806 | 0.06806 | 0.06806 | 0.06806 | 0.06806 | 0.06806 | 0.06806
BART NOX Annual- Ravenswood 2- v5.16 | 83 | 6676 | Rate Constraint in lbs/MMBtu | FALSE | L | Annual | Generation | TWh | 0.24538 | 0.24538 | 0.083622 | 0.058182 | 0.058182 | 0.03421 | 0.058182 | 0.058182
BART NOX Annual- Ravenswood 2- v5.16 | 83 | 6676 | Rate Constraint in lbs/MMBtu | FALSE | L | Annual | Qualifying Generation | TWh | 0.24538 | 0.24538 | 0.083622 | 0.058182 | 0.058182 | 0.03421 | 0.058182 | 0.058182
BART NOX Annual- Ravenswood 2- v5.16 | 83 | 6676 | Rate Constraint in lbs/MMBtu | FALSE | L | Annual | Rate | lb/MWh | 0.75465 | 0.75465 | 0.75465 | 0.75465 | 0.75465 | 0.75465 | 0.75465 | 0.75465
BART NOX Annual- Ravenswood 2- v5.16 | 83 | 6676 | Rate Constraint in lbs/MMBtu | FALSE | L | Annual | Constraint Shadow Price | US2016$/Ton | 0 | 0 | 0 | 0 | 0 | 0 | 0 | 0
BART NOX Annual- Ravenswood 3- v5.16 | 84 | 6677 | Rate Constraint in lbs/MMBtu | FALSE | L | Annual | Seasons Included | Seasons | Winter, WintShld, Summer | Winter, WintShld, Summer | Winter, WintShld, Summer | Winter, WintShld, Summer | Winter, WintShld, Summer | Winter, WintShld, Summer | Winter, WintShld, Summer | Winter, WintShld, Summer
BART NOX Annual- Ravenswood 3- v5.16 | 84 | 6677 | Rate Constraint in lbs/MMBtu | FALSE | L | Annual | Standard NOX | lb/MMBtu | 0.15 | 0.15 | 0.15 | 0.15 | 0.15 | 0.15 | 0.15 | 0.15
BART NOX Annual- Ravenswood 3- v5.16 | 84 | 6677 | Rate Constraint in lbs/MMBtu | FALSE | L | Annual | Emissions at Affected Plants NOX | Thousand Tons | 0.28998 | 0.29139 | 0.28998 | 0.19527 | 0.19547 | 0.14768 | 0.19527 | 0.19527
BART NOX Annual- Ravenswood 3- v5.16 | 84 | 6677 | Rate Constraint in lbs/MMBtu | FALSE | L | Annual | Allowances Purchased NOX | Thousand Tons | 0 | 0 | 0 | 0 | 0 | 0 | 0 | 0
BART NOX Annual- Ravenswood 3- v5.16 | 84 | 6677 | Rate Constraint in lbs/MMBtu | FALSE | L | Annual | Allowances Sold NOX | Thousand Tons | 0 | 0 | 0 | 0 | 0 | 0 | 0 | 0
BART NOX Annual- Ravenswood 3- v5.16 | 84 | 6677 | Rate Constraint in lbs/MMBtu | FALSE | L | Annual | Allowances Banked | Thousand Tons | 0 | 0 | 0 | 0 | 0 | 0 | 0 | 0
BART NOX Annual- Ravenswood 3- v5.16 | 84 | 6677 | Rate Constraint in lbs/MMBtu | FALSE | L | Annual | Allowances Withdrawn (1:1) | Thousand Tons | 0 | 0 | 0 | 0 | 0 | 0 | 0 | 0
BART NOX Annual- Ravenswood 3- v5.16 | 84 | 6677 | Rate Constraint in lbs/MMBtu | FALSE | L | Annual | Allowances Withdrawn (n:1) | Thousand Tons | 0 | 0 | 0 | 0 | 0 | 0 | 0 | 0
BART NOX Annual- Ravenswood 3- v5.16 | 84 | 6677 | Rate Constraint in lbs/MMBtu | FALSE | L | Annual | Net Emissions Allowance Position | Thousand Tons | 0.28998 | 0.29139 | 0.28998 | 0.19527 | 0.19547 | 0.14768 | 0.19527 | 0.19527
BART NOX Annual- Ravenswood 3- v5.16 | 84 | 6677 | Rate Constraint in lbs/MMBtu | FALSE | L | Annual | Fuel Consumed | TBtu | 7.4805 | 7.5169 | 7.4805 | 5.0372 | 5.0425 | 3.8097 | 5.0372 | 5.0372
BART NOX Annual- Ravenswood 3- v5.16 | 84 | 6677 | Rate Constraint in lbs/MMBtu | FALSE | L | Annual | Rate | lb/MMBtu | 0.07753 | 0.07753 | 0.07753 | 0.07753 | 0.07753 | 0.07753 | 0.07753 | 0.07753
BART NOX Annual- Ravenswood 3- v5.16 | 84 | 6677 | Rate Constraint in lbs/MMBtu | FALSE | L | Annual | Generation | TWh | 0.68566 | 0.689 | 0.68566 | 0.46171 | 0.4622 | 0.34919 | 0.46171 | 0.46171
BART NOX Annual- Ravenswood 3- v5.16 | 84 | 6677 | Rate Constraint in lbs/MMBtu | FALSE | L | Annual | Qualifying Generation | TWh | 0.68566 | 0.689 | 0.68566 | 0.46171 | 0.4622 | 0.34919 | 0.46171 | 0.46171
BART NOX Annual- Ravenswood 3- v5.16 | 84 | 6677 | Rate Constraint in lbs/MMBtu | FALSE | L | Annual | Rate | lb/MWh | 0.84585 | 0.84585 | 0.84585 | 0.84585 | 0.84585 | 0.84585 | 0.84585 | 0.84585
BART NOX Annual- Ravenswood 3- v5.16 | 84 | 6677 | Rate Constraint in lbs/MMBtu | FALSE | L | Annual | Constraint Shadow Price | US2016$/Ton | 0 | 0 | 0 | 0 | 0 | 0 | 0 | 0
BART NOX Annual- Transalta Centralia 1,2- v5.16 | 85 | 6728 | Rate Constraint in lbs/MMBtu | FALSE | L | Annual | Seasons Included | Seasons | Winter, WintShld, Summer | Winter, WintShld, Summer | Winter, WintShld, Summer | Winter, WintShld, Summer | Winter, WintShld, Summer | Winter, WintShld, Summer | Winter, WintShld, Summer | Winter, WintShld, Summer
BART NOX Annual- Transalta Centralia 1,2- v5.16 | 85 | 6728 | Rate Constraint in lbs/MMBtu | FALSE | L | Annual | Standard NOX | lb/MMBtu | 0.21 | 0.21 | 0.21 | 0.21 | 0.21 | 0.21 | 0.21 | 0.21
BART NOX Annual- Transalta Centralia 1,2- v5.16 | 85 | 6728 | Rate Constraint in lbs/MMBtu | FALSE | L | Annual | Emissions at Affected Plants NOX | Thousand Tons | 0 | 0 | 0 | 0 | 0 | 0 | 0 | 0
BART NOX Annual- Transalta Centralia 1,2- v5.16 | 85 | 6728 | Rate Constraint in lbs/MMBtu | FALSE | L | Annual | Allowances Purchased NOX | Thousand Tons | 0 | 0 | 0 | 0 | 0 | 0 | 0 | 0
BART NOX Annual- Transalta Centralia 1,2- v5.16 | 85 | 6728 | Rate Constraint in lbs/MMBtu | FALSE | L | Annual | Allowances Sold NOX | Thousand Tons | 0 | 0 | 0 | 0 | 0 | 0 | 0 | 0
BART NOX Annual- Transalta Centralia 1,2- v5.16 | 85 | 6728 | Rate Constraint in lbs/MMBtu | FALSE | L | Annual | Allowances Banked | Thousand Tons | 0 | 0 | 0 | 0 | 0 | 0 | 0 | 0
BART NOX Annual- Transalta Centralia 1,2- v5.16 | 85 | 6728 | Rate Constraint in lbs/MMBtu | FALSE | L | Annual | Allowances Withdrawn (1:1) | Thousand Tons | 0 | 0 | 0 | 0 | 0 | 0 | 0 | 0
BART NOX Annual- Transalta Centralia 1,2- v5.16 | 85 | 6728 | Rate Constraint in lbs/MMBtu | FALSE | L | Annual | Allowances Withdrawn (n:1) | Thousand Tons | 0 | 0 | 0 | 0 | 0 | 0 | 0 | 0
BART NOX Annual- Transalta Centralia 1,2- v5.16 | 85 | 6728 | Rate Constraint in lbs/MMBtu | FALSE | L | Annual | Net Emissions Allowance Position | Thousand Tons | 0 | 0 | 0 | 0 | 0 | 0 | 0 | 0
BART NOX Annual- Transalta Centralia 1,2- v5.16 | 85 | 6728 | Rate Constraint in lbs/MMBtu | FALSE | L | Annual | Fuel Consumed | TBtu | 0 | 0 | 0 | 0 | 0 | 0 | 0 | 0
BART NOX Annual- Transalta Centralia 1,2- v5.16 | 85 | 6728 | Rate Constraint in lbs/MMBtu | FALSE | L | Annual | Rate | lb/MMBtu | 0 | 0 | 0 | 0 | 0 | 0 | 0 | 0
BART NOX Annual- Transalta Centralia 1,2- v5.16 | 85 | 6728 | Rate Constraint in lbs/MMBtu | FALSE | L | Annual | Generation | TWh | 0 | 0 | 0 | 0 | 0 | 0 | 0 | 0
BART NOX Annual- Transalta Centralia 1,2- v5.16 | 85 | 6728 | Rate Constraint in lbs/MMBtu | FALSE | L | Annual | Qualifying Generation | TWh | 0 | 0 | 0 | 0 | 0 | 0 | 0 | 0
BART NOX Annual- Transalta Centralia 1,2- v5.16 | 85 | 6728 | Rate Constraint in lbs/MMBtu | FALSE | L | Annual | Rate | lb/MWh | 0 | 0 | 0 | 0 | 0 | 0 | 0 | 0
BART NOX Annual- Transalta Centralia 1,2- v5.16 | 85 | 6728 | Rate Constraint in lbs/MMBtu | FALSE | L | Annual | Constraint Shadow Price | US2016$/Ton | 0 | 0 | 0 | 0 | 0 | 0 | 0 | 0
BART NOX Annual-Apache Station 2 -v5.13 | 88 | 6396 | Rate Constraint in lbs/MMBtu | FALSE | L | Annual | Seasons Included | Seasons | Winter, WintShld, Summer | Winter, WintShld, Summer | Winter, WintShld, Summer | Winter, WintShld, Summer | Winter, WintShld, Summer | Winter, WintShld, Summer | Winter, WintShld, Summer | Winter, WintShld, Summer
BART NOX Annual-Apache Station 2 -v5.13 | 88 | 6396 | Rate Constraint in lbs/MMBtu | FALSE | L | Annual | Standard NOX | lb/MMBtu | 0.085 | 0.085 | 0.085 | 0.085 | 0.085 | 0.085 | 0.085 | 0.085
BART NOX Annual-Apache Station 2 -v5.13 | 88 | 6396 | Rate Constraint in lbs/MMBtu | FALSE | L | Annual | Emissions at Affected Plants NOX | Thousand Tons | 0 | 0 | 0 | 0.0029361 | 0.013353 | 0.013353 | 0.013353 | 0.013353
BART NOX Annual-Apache Station 2 -v5.13 | 88 | 6396 | Rate Constraint in lbs/MMBtu | FALSE | L | Annual | Allowances Purchased NOX | Thousand Tons | 0 | 0 | 0 | 0 | 0 | 0 | 0 | 0
BART NOX Annual-Apache Station 2 -v5.13 | 88 | 6396 | Rate Constraint in lbs/MMBtu | FALSE | L | Annual | Allowances Sold NOX | Thousand Tons | 0 | 0 | 0 | 0 | 0 | 0 | 0 | 0
BART NOX Annual-Apache Station 2 -v5.13 | 88 | 6396 | Rate Constraint in lbs/MMBtu | FALSE | L | Annual | Allowances Banked | Thousand Tons | 0 | 0 | 0 | 0 | 0 | 0 | 0 | 0
BART NOX Annual-Apache Station 2 -v5.13 | 88 | 6396 | Rate Constraint in lbs/MMBtu | FALSE | L | Annual | Allowances Withdrawn (1:1) | Thousand Tons | 0 | 0 | 0 | 0 | 0 | 0 | 0 | 0
BART NOX Annual-Apache Station 2 -v5.13 | 88 | 6396 | Rate Constraint in lbs/MMBtu | FALSE | L | Annual | Allowances Withdrawn (n:1) | Thousand Tons | 0 | 0 | 0 | 0 | 0 | 0 | 0 | 0
BART NOX Annual-Apache Station 2 -v5.13 | 88 | 6396 | Rate Constraint in lbs/MMBtu | FALSE | L | Annual | Net Emissions Allowance Position | Thousand Tons | 0 | 0 | 0 | 0.0029361 | 0.013353 | 0.013353 | 0.013353 | 0.013353
BART NOX Annual-Apache Station 2 -v5.13 | 88 | 6396 | Rate Constraint in lbs/MMBtu | FALSE | L | Annual | Fuel Consumed | TBtu | 0 | 0 | 0 | 0.069084 | 0.31419 | 0.31419 | 0.31419 | 0.31419
BART NOX Annual-Apache Station 2 -v5.13 | 88 | 6396 | Rate Constraint in lbs/MMBtu | FALSE | L | Annual | Rate | lb/MMBtu | 0 | 0 | 0 | 0.085 | 0.085 | 0.085 | 0.085 | 0.085
BART NOX Annual-Apache Station 2 -v5.13 | 88 | 6396 | Rate Constraint in lbs/MMBtu | FALSE | L | Annual | Generation | TWh | 0 | 0 | 0 | 0.0063229 | 0.028757 | 0.028757 | 0.028757 | 0.028757
BART NOX Annual-Apache Station 2 -v5.13 | 88 | 6396 | Rate Constraint in lbs/MMBtu | FALSE | L | Annual | Qualifying Generation | TWh | 0 | 0 | 0 | 0.0063229 | 0.028757 | 0.028757 | 0.028757 | 0.028757
BART NOX Annual-Apache Station 2 -v5.13 | 88 | 6396 | Rate Constraint in lbs/MMBtu | FALSE | L | Annual | Rate | lb/MWh | 0 | 0 | 0 | 0.92871 | 0.92871 | 0.92871 | 0.92871 | 0.92871
BART NOX Annual-Apache Station 2 -v5.13 | 88 | 6396 | Rate Constraint in lbs/MMBtu | FALSE | L | Annual | Constraint Shadow Price | US2016$/Ton | 0 | 0 | 0 | 0 | 0 | 0 | 0 | 0
BART NOX Annual-Apache Station 3 -v5.13 | 89 | 6614 | Rate Constraint in lbs/MMBtu | FALSE | L | Annual | Seasons Included | Seasons | Winter, WintShld, Summer | Winter, WintShld, Summer | Winter, WintShld, Summer | Winter, WintShld, Summer | Winter, WintShld, Summer | Winter, WintShld, Summer | Winter, WintShld, Summer | Winter, WintShld, Summer
BART NOX Annual-Apache Station 3 -v5.13 | 89 | 6614 | Rate Constraint in lbs/MMBtu | FALSE | L | Annual | Standard NOX | lb/MMBtu | 0.23 | 0.23 | 0.23 | 0.23 | 0.23 | 0.23 | 0.23 | 0.23
BART NOX Annual-Apache Station 3 -v5.13 | 89 | 6614 | Rate Constraint in lbs/MMBtu | FALSE | L | Annual | Emissions at Affected Plants NOX | Thousand Tons | 0 | 0 | 0 | 0 | 0.11763 | 0.18082 | 0.30329 | 0.12575
BART NOX Annual-Apache Station 3 -v5.13 | 89 | 6614 | Rate Constraint in lbs/MMBtu | FALSE | L | Annual | Allowances Purchased NOX | Thousand Tons | 0 | 0 | 0 | 0 | 0 | 0 | 0 | 0
BART NOX Annual-Apache Station 3 -v5.13 | 89 | 6614 | Rate Constraint in lbs/MMBtu | FALSE | L | Annual | Allowances Sold NOX | Thousand Tons | 0 | 0 | 0 | 0 | 0 | 0 | 0 | 0
BART NOX Annual-Apache Station 3 -v5.13 | 89 | 6614 | Rate Constraint in lbs/MMBtu | FALSE | L | Annual | Allowances Banked | Thousand Tons | 0 | 0 | 0 | 0 | 0 | 0 | 0 | 0
BART NOX Annual-Apache Station 3 -v5.13 | 89 | 6614 | Rate Constraint in lbs/MMBtu | FALSE | L | Annual | Allowances Withdrawn (1:1) | Thousand Tons | 0 | 0 | 0 | 0 | 0 | 0 | 0 | 0
BART NOX Annual-Apache Station 3 -v5.13 | 89 | 6614 | Rate Constraint in lbs/MMBtu | FALSE | L | Annual | Allowances Withdrawn (n:1) | Thousand Tons | 0 | 0 | 0 | 0 | 0 | 0 | 0 | 0
BART NOX Annual-Apache Station 3 -v5.13 | 89 | 6614 | Rate Constraint in lbs/MMBtu | FALSE | L | Annual | Net Emissions Allowance Position | Thousand Tons | 0 | 0 | 0 | 0 | 0.11763 | 0.18082 | 0.30329 | 0.12575
BART NOX Annual-Apache Station 3 -v5.13 | 89 | 6614 | Rate Constraint in lbs/MMBtu | FALSE | L | Annual | Fuel Consumed | TBtu | 0 | 0 | 0 | 0 | 2.4418 | 3.753 | 6.2958 | 2.6095
BART NOX Annual-Apache Station 3 -v5.13 | 89 | 6614 | Rate Constraint in lbs/MMBtu | FALSE | L | Annual | Rate | lb/MMBtu | 0 | 0 | 0 | 0 | 0.096347 | 0.096362 | 0.096347 | 0.096381
BART NOX Annual-Apache Station 3 -v5.13 | 89 | 6614 | Rate Constraint in lbs/MMBtu | FALSE | L | Annual | Generation | TWh | 0 | 0 | 0 | 0 | 0.21912 | 0.33678 | 0.56496 | 0.23417
BART NOX Annual-Apache Station 3 -v5.13 | 89 | 6614 | Rate Constraint in lbs/MMBtu | FALSE | L | Annual | Qualifying Generation | TWh | 0 | 0 | 0 | 0 | 0.21912 | 0.33678 | 0.56496 | 0.23417
BART NOX Annual-Apache Station 3 -v5.13 | 89 | 6614 | Rate Constraint in lbs/MMBtu | FALSE | L | Annual | Rate | lb/MWh | 0 | 0 | 0 | 0 | 1.0737 | 1.0738 | 1.0737 | 1.074
BART NOX Annual-Apache Station 3 -v5.13 | 89 | 6614 | Rate Constraint in lbs/MMBtu | FALSE | L | Annual | Constraint Shadow Price | US2016$/Ton | 0 | 0 | 0 | 0 | 0 | 0 | 0 | 0
BART NOX Annual-Big Cajun 2 -v5.14 | 90 | 6397 | Rate Constraint in lbs/MMBtu | FALSE | L | Annual | Seasons Included | Seasons | Winter, WintShld, Summer | Winter, WintShld, Summer | Winter, WintShld, Summer | Winter, WintShld, Summer | Winter, WintShld, Summer | Winter, WintShld, Summer | Winter, WintShld, Summer | Winter, WintShld, Summer
BART NOX Annual-Big Cajun 2 -v5.14 | 90 | 6397 | Rate Constraint in lbs/MMBtu | FALSE | L | Annual | Standard NOX | lb/MMBtu | 0.15 | 0.15 | 0.15 | 0.15 | 0.15 | 0.15 | 0.15 | 0.15
BART NOX Annual-Big Cajun 2 -v5.14 | 90 | 6397 | Rate Constraint in lbs/MMBtu | FALSE | L | Annual | Emissions at Affected Plants NOX | Thousand Tons | 0 | 0 | 0 | 0 | 0 | 0 | 0 | 0
BART NOX Annual-Big Cajun 2 -v5.14 | 90 | 6397 | Rate Constraint in lbs/MMBtu | FALSE | L | Annual | Allowances Purchased NOX | Thousand Tons | 0 | 0 | 0 | 0 | 0 | 0 | 0 | 0
BART NOX Annual-Big Cajun 2 -v5.14 | 90 | 6397 | Rate Constraint in lbs/MMBtu | FALSE | L | Annual | Allowances Sold NOX | Thousand Tons | 0 | 0 | 0 | 0 | 0 | 0 | 0 | 0
BART NOX Annual-Big Cajun 2 -v5.14 | 90 | 6397 | Rate Constraint in lbs/MMBtu | FALSE | L | Annual | Allowances Banked | Thousand Tons | 0 | 0 | 0 | 0 | 0 | 0 | 0 | 0
BART NOX Annual-Big Cajun 2 -v5.14 | 90 | 6397 | Rate Constraint in lbs/MMBtu | FALSE | L | Annual | Allowances Withdrawn (1:1) | Thousand Tons | 0 | 0 | 0 | 0 | 0 | 0 | 0 | 0
BART NOX Annual-Big Cajun 2 -v5.14 | 90 | 6397 | Rate Constraint in lbs/MMBtu | FALSE | L | Annual | Allowances Withdrawn (n:1) | Thousand Tons | 0 | 0 | 0 | 0 | 0 | 0 | 0 | 0
BART NOX Annual-Big Cajun 2 -v5.14 | 90 | 6397 | Rate Constraint in lbs/MMBtu | FALSE | L | Annual | Net Emissions Allowance Position | Thousand Tons | 0 | 0 | 0 | 0 | 0 | 0 | 0 | 0
BART NOX Annual-Big Cajun 2 -v5.14 | 90 | 6397 | Rate Constraint in lbs/MMBtu | FALSE | L | Annual | Fuel Consumed | TBtu | 0 | 0 | 0 | 0 | 0 | 0 | 0 | 0
BART NOX Annual-Big Cajun 2 -v5.14 | 90 | 6397 | Rate Constraint in lbs/MMBtu | FALSE | L | Annual | Rate | lb/MMBtu | 0 | 0 | 0 | 0 | 0 | 0 | 0 | 0
BART NOX Annual-Big Cajun 2 -v5.14 | 90 | 6397 | Rate Constraint in lbs/MMBtu | FALSE | L | Annual | Generation | TWh | 0 | 0 | 0 | 0 | 0 | 0 | 0 | 0
BART NOX Annual-Big Cajun 2 -v5.14 | 90 | 6397 | Rate Constraint in lbs/MMBtu | FALSE | L | Annual | Qualifying Generation | TWh | 0 | 0 | 0 | 0 | 0 | 0 | 0 | 0
BART NOX Annual-Big Cajun 2 -v5.14 | 90 | 6397 | Rate Constraint in lbs/MMBtu | FALSE | L | Annual | Rate | lb/MWh | 0 | 0 | 0 | 0 | 0 | 0 | 0 | 0
BART NOX Annual-Big Cajun 2 -v5.14 | 90 | 6397 | Rate Constraint in lbs/MMBtu | FALSE | L | Annual | Constraint Shadow Price | US2016$/Ton | 0 | 0 | 0 | 0 | 0 | 0 | 0 | 0
BART NOX Annual-Campbell 2 -v5.14 | 91 | 6115 | Rate Constraint in lbs/MMBtu | FALSE | L | Annual | Seasons Included | Seasons | Winter, WintShld, Summer | Winter, WintShld, Summer | Winter, WintShld, Summer | Winter, WintShld, Summer | Winter, WintShld, Summer | Winter, WintShld, Summer | Winter, WintShld, Summer | Winter, WintShld, Summer
BART NOX Annual-Campbell 2 -v5.14 | 91 | 6115 | Rate Constraint in lbs/MMBtu | FALSE | L | Annual | Standard NOX | lb/MMBtu | 0.08 | 0.08 | 0.08 | 0.08 | 0.08 | 0.08 | 0.08 | 0.08
BART NOX Annual-Campbell 2 -v5.14 | 91 | 6115 | Rate Constraint in lbs/MMBtu | FALSE | L | Annual | Emissions at Affected Plants NOX | Thousand Tons | 0.058378 | 0.26799 | 0.31521 | 0.37169 | 0.32829 | 0.32829 | 0.29888 | 0
BART NOX Annual-Campbell 2 -v5.14 | 91 | 6115 | Rate Constraint in lbs/MMBtu | FALSE | L | Annual | Allowances Purchased NOX | Thousand Tons | 0 | 0 | 0 | 0 | 0 | 0 | 0 | 0
BART NOX Annual-Campbell 2 -v5.14 | 91 | 6115 | Rate Constraint in lbs/MMBtu | FALSE | L | Annual | Allowances Sold NOX | Thousand Tons | 0 | 0 | 0 | 0 | 0 | 0 | 0 | 0
BART NOX Annual-Campbell 2 -v5.14 | 91 | 6115 | Rate Constraint in lbs/MMBtu | FALSE | L | Annual | Allowances Banked | Thousand Tons | 0 | 0 | 0 | 0 | 0 | 0 | 0 | 0
BART NOX Annual-Campbell 2 -v5.14 | 91 | 6115 | Rate Constraint in lbs/MMBtu | FALSE | L | Annual | Allowances Withdrawn (1:1) | Thousand Tons | 0 | 0 | 0 | 0 | 0 | 0 | 0 | 0
BART NOX Annual-Campbell 2 -v5.14 | 91 | 6115 | Rate Constraint in lbs/MMBtu | FALSE | L | Annual | Allowances Withdrawn (n:1) | Thousand Tons | 0 | 0 | 0 | 0 | 0 | 0 | 0 | 0
BART NOX Annual-Campbell 2 -v5.14 | 91 | 6115 | Rate Constraint in lbs/MMBtu | FALSE | L | Annual | Net Emissions Allowance Position | Thousand Tons | 0.058378 | 0.26799 | 0.31521 | 0.37169 | 0.32829 | 0.32829 | 0.29888 | 0
BART NOX Annual-Campbell 2 -v5.14 | 91 | 6115 | Rate Constraint in lbs/MMBtu | FALSE | L | Annual | Fuel Consumed | TBtu | 2.1783 | 9.9996 | 11.7617 | 13.869 | 12.2495 | 12.2495 | 11.1521 | 0
BART NOX Annual-Campbell 2 -v5.14 | 91 | 6115 | Rate Constraint in lbs/MMBtu | FALSE | L | Annual | Rate | lb/MMBtu | 0.0536 | 0.0536 | 0.0536 | 0.0536 | 0.0536 | 0.0536 | 0.0536 | 0
BART NOX Annual-Campbell 2 -v5.14 | 91 | 6115 | Rate Constraint in lbs/MMBtu | FALSE | L | Annual | Generation | TWh | 0.20151 | 0.92505 | 1.0968 | 1.2934 | 1.1423 | 1.1423 | 1.04 | 0
BART NOX Annual-Campbell 2 -v5.14 | 91 | 6115 | Rate Constraint in lbs/MMBtu | FALSE | L | Annual | Qualifying Generation | TWh | 0.20151 | 0.92505 | 1.0968 | 1.2934 | 1.1423 | 1.1423 | 1.04 | 0
BART NOX Annual-Campbell 2 -v5.14 | 91 | 6115 | Rate Constraint in lbs/MMBtu | FALSE | L | Annual | Rate | lb/MWh | 0.5794 | 0.5794 | 0.57477 | 0.57477 | 0.57477 | 0.57477 | 0.57477 | 0
BART NOX Annual-Campbell 2 -v5.14 | 91 | 6115 | Rate Constraint in lbs/MMBtu | FALSE | L | Annual | Constraint Shadow Price | US2016$/Ton | 0 | 0 | 0 | 0 | 0 | 0 | 0 | 0
BART NOX Annual-Campbell 3 -v5.14 | 92 | 6116 | Rate Constraint in lbs/MMBtu | FALSE | L | Annual | Seasons Included | Seasons | Winter, WintShld, Summer | Winter, WintShld, Summer | Winter, WintShld, Summer | Winter, WintShld, Summer | Winter, WintShld, Summer | Winter, WintShld, Summer | Winter, WintShld, Summer | Winter, WintShld, Summer
BART NOX Annual-Campbell 3 -v5.14 | 92 | 6116 | Rate Constraint in lbs/MMBtu | FALSE | L | Annual | Standard NOX | lb/MMBtu | 0.08 | 0.08 | 0.08 | 0.08 | 0.08 | 0.08 | 0.08 | 0.08
BART NOX Annual-Campbell 3 -v5.14 | 92 | 6116 | Rate Constraint in lbs/MMBtu | FALSE | L | Annual | Emissions at Affected Plants NOX | Thousand Tons | 1.6187 | 1.5964 | 1.6356 | 1.8634 | 1.6315 | 1.6412 | 1.264 | 0.96251
BART NOX Annual-Campbell 3 -v5.14 | 92 | 6116 | Rate Constraint in lbs/MMBtu | FALSE | L | Annual | Allowances Purchased NOX | Thousand Tons | 0 | 0 | 0 | 0 | 0 | 0 | 0 | 0
BART NOX Annual-Campbell 3 -v5.14 | 92 | 6116 | Rate Constraint in lbs/MMBtu | FALSE | L | Annual | Allowances Sold NOX | Thousand Tons | 0 | 0 | 0 | 0 | 0 | 0 | 0 | 0
BART NOX Annual-Campbell 3 -v5.14 | 92 | 6116 | Rate Constraint in lbs/MMBtu | FALSE | L | Annual | Allowances Banked | Thousand Tons | 0 | 0 | 0 | 0 | 0 | 0 | 0 | 0
BART NOX Annual-Campbell 3 -v5.14 | 92 | 6116 | Rate Constraint in lbs/MMBtu | FALSE | L | Annual | Allowances Withdrawn (1:1) | Thousand Tons | 0 | 0 | 0 | 0 | 0 | 0 | 0 | 0
BART NOX Annual-Campbell 3 -v5.14 | 92 | 6116 | Rate Constraint in lbs/MMBtu | FALSE | L | Annual | Allowances Withdrawn (n:1) | Thousand Tons | 0 | 0 | 0 | 0 | 0 | 0 | 0 | 0
BART NOX Annual-Campbell 3 -v5.14 | 92 | 6116 | Rate Constraint in lbs/MMBtu | FALSE | L | Annual | Net Emissions Allowance Position | Thousand Tons | 1.6187 | 1.5964 | 1.6356 | 1.8634 | 1.6315 | 1.6412 | 1.264 | 0.96251
BART NOX Annual-Campbell 3 -v5.14 | 92 | 6116 | Rate Constraint in lbs/MMBtu | FALSE | L | Annual | Fuel Consumed | TBtu | 54.7779 | 54.0221 | 55.35 | 63.0589 | 55.2116 | 55.5398 | 42.7766 | 32.5722
BART NOX Annual-Campbell 3 -v5.14 | 92 | 6116 | Rate Constraint in lbs/MMBtu | FALSE | L | Annual | Rate | lb/MMBtu | 0.0591 | 0.0591 | 0.0591 | 0.0591 | 0.0591 | 0.0591 | 0.0591 | 0.0591
BART NOX Annual-Campbell 3 -v5.14 | 92 | 6116 | Rate Constraint in lbs/MMBtu | FALSE | L | Annual | Generation | TWh | 5.1597 | 5.0885 | 5.2556 | 5.9876 | 5.2425 | 5.2736 | 4.0617 | 3.0928
BART NOX Annual-Campbell 3 -v5.14 | 92 | 6116 | Rate Constraint in lbs/MMBtu | FALSE | L | Annual | Qualifying Generation | TWh | 5.1597 | 5.0885 | 5.2556 | 5.9876 | 5.2425 | 5.2736 | 4.0617 | 3.0928
BART NOX Annual-Campbell 3 -v5.14 | 92 | 6116 | Rate Constraint in lbs/MMBtu | FALSE | L | Annual | Rate | lb/MWh | 0.62744 | 0.62744 | 0.62242 | 0.62242 | 0.62242 | 0.62242 | 0.62242 | 0.62242
BART NOX Annual-Campbell 3 -v5.14 | 92 | 6116 | Rate Constraint in lbs/MMBtu | FALSE | L | Annual | Constraint Shadow Price | US2016$/Ton | 0 | 0 | 0 | 0 | 0 | 0 | 0 | 0
BART NOX AnnualCap- Oswego Harbor 5- v5.16 | 93 | 6670 | Rate Constraint in MTons | FALSE | L | Annual | Seasons Included | Seasons | Winter, WintShld, Summer | Winter, WintShld, Summer | Winter, WintShld, Summer | Winter, WintShld, Summer | Winter, WintShld, Summer | Winter, WintShld, Summer | Winter, WintShld, Summer | Winter, WintShld, Summer
BART NOX AnnualCap- Oswego Harbor 5- v5.16 | 93 | 6670 | Rate Constraint in MTons | FALSE | L | Annual | Standard NOX | Thousand Tons | 0.383 | 0.383 | 0.383 | 0.383 | 0.383 | 0.383 | 0.383 | 0.383
BART NOX AnnualCap- Oswego Harbor 5- v5.16 | 93 | 6670 | Rate Constraint in MTons | FALSE | L | Annual | Emissions at Affected Plants NOX | Thousand Tons | 0 | 0 | 0 | 0 | 0 | 0 | 0 | 0
BART NOX AnnualCap- Oswego Harbor 5- v5.16 | 93 | 6670 | Rate Constraint in MTons | FALSE | L | Annual | Allowances Purchased NOX | Thousand Tons | 0 | 0 | 0 | 0 | 0 | 0 | 0 | 0
BART NOX AnnualCap- Oswego Harbor 5- v5.16 | 93 | 6670 | Rate Constraint in MTons | FALSE | L | Annual | Allowances Sold NOX | Thousand Tons | 0 | 0 | 0 | 0 | 0 | 0 | 0 | 0
BART NOX AnnualCap- Oswego Harbor 5- v5.16 | 93 | 6670 | Rate Constraint in MTons | FALSE | L | Annual | Allowances Banked | Thousand Tons | 0 | 0 | 0 | 0 | 0 | 0 | 0 | 0
BART NOX AnnualCap- Oswego Harbor 5- v5.16 | 93 | 6670 | Rate Constraint in MTons | FALSE | L | Annual | Allowances Withdrawn (1:1) | Thousand Tons | 0 | 0 | 0 | 0 | 0 | 0 | 0 | 0
BART NOX AnnualCap- Oswego Harbor 5- v5.16 | 93 | 6670 | Rate Constraint in MTons | FALSE | L | Annual | Allowances Withdrawn (n:1) | Thousand Tons | 0 | 0 | 0 | 0 | 0 | 0 | 0 | 0
BART NOX AnnualCap- Oswego Harbor 5- v5.16 | 93 | 6670 | Rate Constraint in MTons | FALSE | L | Annual | Net Emissions Allowance Position | Thousand Tons | 0 | 0 | 0 | 0 | 0 | 0 | 0 | 0
BART NOX AnnualCap- Oswego Harbor 5- v5.16 | 93 | 6670 | Rate Constraint in MTons | FALSE | L | Annual | Fuel Consumed | TBtu | 0 | 0 | 0 | 0 | 0 | 0 | 0 | 0
BART NOX AnnualCap- Oswego Harbor 5- v5.16 | 93 | 6670 | Rate Constraint in MTons | FALSE | L | Annual | Rate | lb/MMBtu | 0 | 0 | 0 | 0 | 0 | 0 | 0 | 0
BART NOX AnnualCap- Oswego Harbor 5- v5.16 | 93 | 6670 | Rate Constraint in MTons | FALSE | L | Annual | Generation | TWh | 0 | 0 | 0 | 0 | 0 | 0 | 0 | 0
BART NOX AnnualCap- Oswego Harbor 5- v5.16 | 93 | 6670 | Rate Constraint in MTons | FALSE | L | Annual | Qualifying Generation | TWh | 0 | 0 | 0 | 0 | 0 | 0 | 0 | 0
BART NOX AnnualCap- Oswego Harbor 5- v5.16 | 93 | 6670 | Rate Constraint in MTons | FALSE | L | Annual | Rate | lb/MWh | 0 | 0 | 0 | 0 | 0 | 0 | 0 | 0
BART NOX AnnualCap- Oswego Harbor 5- v5.16 | 93 | 6670 | Rate Constraint in MTons | FALSE | L | Annual | Constraint Shadow Price | US2016$/Ton | 0 | 0 | 0 | 0 | 0 | 0 | 0 | 0
BART NOX AnnualCap- Oswego Harbor 6- v5.16 | 94 | 6671 | Rate Constraint in MTons | FALSE | L | Annual | Seasons Included | Seasons | Winter, WintShld, Summer | Winter, WintShld, Summer | Winter, WintShld, Summer | Winter, WintShld, Summer | Winter, WintShld, Summer | Winter, WintShld, Summer | Winter, WintShld, Summer | Winter, WintShld, Summer
BART NOX AnnualCap- Oswego Harbor 6- v5.16 | 94 | 6671 | Rate Constraint in MTons | FALSE | L | Annual | Standard NOX | Thousand Tons | 0.665 | 0.665 | 0.665 | 0.665 | 0.665 | 0.665 | 0.665 | 0.665
BART NOX AnnualCap- Oswego Harbor 6- v5.16 | 94 | 6671 | Rate Constraint in MTons | FALSE | L | Annual | Emissions at Affected Plants NOX | Thousand Tons | 0.011606 | 0.066297 | 0.10322 | 0.13229 | 0.012288 | 0.012288 | 0.012288 | 0.012288
BART NOX AnnualCap- Oswego Harbor 6- v5.16 | 94 | 6671 | Rate Constraint in MTons | FALSE | L | Annual | Allowances Purchased NOX | Thousand Tons | 0 | 0 | 0 | 0 | 0 | 0 | 0 | 0
BART NOX AnnualCap- Oswego Harbor 6- v5.16 | 94 | 6671 | Rate Constraint in MTons | FALSE | L | Annual | Allowances Sold NOX | Thousand Tons | 0 | 0 | 0 | 0 | 0 | 0 | 0 | 0
BART NOX AnnualCap- Oswego Harbor 6- v5.16 | 94 | 6671 | Rate Constraint in MTons | FALSE | L | Annual | Allowances Banked | Thousand Tons | 0 | 0 | 0 | 0 | 0 | 0 | 0 | 0
BART NOX AnnualCap- Oswego Harbor 6- v5.16 | 94 | 6671 | Rate Constraint in MTons | FALSE | L | Annual | Allowances Withdrawn (1:1) | Thousand Tons | 0 | 0 | 0 | 0 | 0 | 0 | 0 | 0
BART NOX AnnualCap- Oswego Harbor 6- v5.16 | 94 | 6671 | Rate Constraint in MTons | FALSE | L | Annual | Allowances Withdrawn (n:1) | Thousand Tons | 0 | 0 | 0 | 0 | 0 | 0 | 0 | 0
BART NOX AnnualCap- Oswego Harbor 6- v5.16 | 94 | 6671 | Rate Constraint in MTons | FALSE | L | Annual | Net Emissions Allowance Position | Thousand Tons | 0.011606 | 0.066297 | 0.10322 | 0.13229 | 0.012288 | 0.012288 | 0.012288 | 0.012288
BART NOX AnnualCap- Oswego Harbor 6- v5.16 | 94 | 6671 | Rate Constraint in MTons | FALSE | L | Annual | Fuel Consumed | TBtu | 0.29014 | 1.6574 | 2.5804 | 3.3072 | 0.30721 | 0.30721 | 0.30721 | 0.30721
BART NOX AnnualCap- Oswego Harbor 6- v5.16 | 94 | 6671 | Rate Constraint in MTons | FALSE | L | Annual | Rate | lb/MMBtu | 0.08 | 0.08 | 0.08 | 0.08 | 0.08 | 0.08 | 0.08 | 0.08
BART NOX AnnualCap- Oswego Harbor 6- v5.16 | 94 | 6671 | Rate Constraint in MTons | FALSE | L | Annual | Generation | TWh | 0.024167 | 0.13805 | 0.21493 | 0.27546 | 0.025588 | 0.025588 | 0.025588 | 0.025588
BART NOX AnnualCap- Oswego Harbor 6- v5.16 | 94 | 6671 | Rate Constraint in MTons | FALSE | L | Annual | Qualifying Generation | TWh | 0.024167 | 0.13805 | 0.21493 | 0.27546 | 0.025588 | 0.025588 | 0.025588 | 0.025588
BART NOX AnnualCap- Oswego Harbor 6- v5.16 | 94 | 6671 | Rate Constraint in MTons | FALSE | L | Annual | Rate | lb/MWh | 0.96048 | 0.96048 | 0.96048 | 0.96048 | 0.96048 | 0.96048 | 0.96048 | 0.96048
BART NOX AnnualCap- Oswego Harbor 6- v5.16 | 94 | 6671 | Rate Constraint in MTons | FALSE | L | Annual | Constraint Shadow Price | US2016$/Ton | 0 | 0 | 0 | 0 | 0 | 0 | 0 | 0
BART NOX Annual-Cherokee 4 -v5.13 | 95 | 5819 | Rate Constraint in lbs/MMBtu | FALSE | L | Annual | Seasons Included | Seasons | Winter, WintShld, Summer | Winter, WintShld, Summer | Winter, WintShld, Summer | Winter, WintShld, Summer | Winter, WintShld, Summer | Winter, WintShld, Summer | Winter, WintShld, Summer | Winter, WintShld, Summer
BART NOX Annual-Cherokee 4 -v5.13 | 95 | 5819 | Rate Constraint in lbs/MMBtu | FALSE | L | Annual | Standard NOX | lb/MMBtu | 0.12 | 0.12 | 0.12 | 0.12 | 0.12 | 0.12 | 0.12 | 0.12
BART NOX Annual-Cherokee 4 -v5.13 | 95 | 5819 | Rate Constraint in lbs/MMBtu | FALSE | L | Annual | Emissions at Affected Plants NOX | Thousand Tons | 0.066881 | 0.12979 | 0.13788 | 0.19485 | 0.22449 | 0.28331 | 0.20862 | 0.21319
BART NOX Annual-Cherokee 4 -v5.13 | 95 | 5819 | Rate Constraint in lbs/MMBtu | FALSE | L | Annual | Allowances Purchased NOX | Thousand Tons | 0 | 0 | 0 | 0 | 0 | 0 | 0 | 0
BART NOX Annual-Cherokee 4 -v5.13 | 95 | 5819 | Rate Constraint in lbs/MMBtu | FALSE | L | Annual | Allowances Sold NOX | Thousand Tons | 0 | 0 | 0 | 0 | 0 | 0 | 0 | 0
BART NOX Annual-Cherokee 4 -v5.13 | 95 | 5819 | Rate Constraint in lbs/MMBtu | FALSE | L | Annual | Allowances Banked | Thousand Tons | 0 | 0 | 0 | 0 | 0 | 0 | 0 | 0
BART NOX Annual-Cherokee 4 -v5.13 | 95 | 5819 | Rate Constraint in lbs/MMBtu | FALSE | L | Annual | Allowances Withdrawn (1:1) | Thousand Tons | 0 | 0 | 0 | 0 | 0 | 0 | 0 | 0
BART NOX Annual-Cherokee 4 -v5.13 | 95 | 5819 | Rate Constraint in lbs/MMBtu | FALSE | L | Annual | Allowances Withdrawn (n:1) | Thousand Tons | 0 | 0 | 0 | 0 | 0 | 0 | 0 | 0
BART NOX Annual-Cherokee 4 -v5.13 | 95 | 5819 | Rate Constraint in lbs/MMBtu | FALSE | L | Annual | Net Emissions Allowance Position | Thousand Tons | 0.066881 | 0.12979 | 0.13788 | 0.19485 | 0.22449 | 0.28331 | 0.20862 | 0.21319
BART NOX Annual-Cherokee 4 -v5.13 | 95 | 5819 | Rate Constraint in lbs/MMBtu | FALSE | L | Annual | Fuel Consumed | TBtu | 1.1147 | 2.1632 | 2.298 | 3.2475 | 3.7415 | 4.7218 | 3.477 | 3.5532
BART NOX Annual-Cherokee 4 -v5.13 | 95 | 5819 | Rate Constraint in lbs/MMBtu | FALSE | L | Annual | Rate | lb/MMBtu | 0.12 | 0.12 | 0.12 | 0.12 | 0.12 | 0.12 | 0.12 | 0.12
BART NOX Annual-Cherokee 4 -v5.13 | 95 | 5819 | Rate Constraint in lbs/MMBtu | FALSE | L | Annual | Generation | TWh | 0.10508 | 0.20392 | 0.21663 | 0.30614 | 0.35271 | 0.44512 | 0.32777 | 0.33496
BART NOX Annual-Cherokee 4 -v5.13 | 95 | 5819 | Rate Constraint in lbs/MMBtu | FALSE | L | Annual | Qualifying Generation | TWh | 0.10508 | 0.20392 | 0.21663 | 0.30614 | 0.35271 | 0.44512 | 0.32777 | 0.33496
BART NOX Annual-Cherokee 4 -v5.13 | 95 | 5819 | Rate Constraint in lbs/MMBtu | FALSE | L | Annual | Rate | lb/MWh | 1.273 | 1.273 | 1.273 | 1.273 | 1.273 | 1.273 | 1.273 | 1.273
BART NOX Annual-Cherokee 4 -v5.13 | 95 | 5819 | Rate Constraint in lbs/MMBtu | FALSE | L | Annual | Constraint Shadow Price | US2016$/Ton | 0 | 0 | 0 | 0 | 0 | 0 | 0 | 0
BART NOX Annual-Cholla 3 -v6.17 | 97 | 7048 | Rate Constraint in lbs/MMBtu | FALSE | L | Annual | Seasons Included | Seasons | Winter, WintShld, Summer | Winter, WintShld, Summer | Winter, WintShld, Summer | Winter, WintShld, Summer | Winter, WintShld, Summer | Winter, WintShld, Summer | Winter, WintShld, Summer | Winter, WintShld, Summer
BART NOX Annual-Cholla 3 -v6.17 | 97 | 7048 | Rate Constraint in lbs/MMBtu | FALSE | L | Annual | Standard NOX | lb/MMBtu | 0.22 | 0.22 | 0.22 | 0.08 | 0.08 | 0.08 | 0.08 | 0.08
BART NOX Annual-Cholla 3 -v6.17 | 97 | 7048 | Rate Constraint in lbs/MMBtu | FALSE | L | Annual | Emissions at Affected Plants NOX | Thousand Tons | 1.7504 | 1.9457 | 0 | 0 | 0 | 0 | 0 | 0
BART NOX Annual-Cholla 3 -v6.17 | 97 | 7048 | Rate Constraint in lbs/MMBtu | FALSE | L | Annual | Allowances Purchased NOX | Thousand Tons | 0 | 0 | 0 | 0 | 0 | 0 | 0 | 0
BART NOX Annual-Cholla 3 -v6.17 | 97 | 7048 | Rate Constraint in lbs/MMBtu | FALSE | L | Annual | Allowances Sold NOX | Thousand Tons | 0 | 0 | 0 | 0 | 0 | 0 | 0 | 0
BART NOX Annual-Cholla 3 -v6.17 | 97 | 7048 | Rate Constraint in lbs/MMBtu | FALSE | L | Annual | Allowances Banked | Thousand Tons | 0 | 0 | 0 | 0 | 0 | 0 | 0 | 0
BART NOX Annual-Cholla 3 -v6.17 | 97 | 7048 | Rate Constraint in lbs/MMBtu | FALSE | L | Annual | Allowances Withdrawn (1:1) | Thousand Tons | 0 | 0 | 0 | 0 | 0 | 0 | 0 | 0
BART NOX Annual-Cholla 3 -v6.17 | 97 | 7048 | Rate Constraint in lbs/MMBtu | FALSE | L | Annual | Allowances Withdrawn (n:1) | Thousand Tons | 0 | 0 | 0 | 0 | 0 | 0 | 0 | 0
BART NOX Annual-Cholla 3 -v6.17 | 97 | 7048 | Rate Constraint in lbs/MMBtu | FALSE | L | Annual | Net Emissions Allowance Position | Thousand Tons | 1.7504 | 1.9457 | 0 | 0 | 0 | 0 | 0 | 0
BART NOX Annual-Cholla 3 -v6.17 | 97 | 7048 | Rate Constraint in lbs/MMBtu | FALSE | L | Annual | Fuel Consumed | TBtu | 18.8675 | 20.9724 | 0 | 0 | 0 | 0 | 0 | 0
BART NOX Annual-Cholla 3 -v6.17 | 97 | 7048 | Rate Constraint in lbs/MMBtu | FALSE | L | Annual | Rate | lb/MMBtu | 0.18555 | 0.18555 | 0 | 0 | 0 | 0 | 0 | 0
BART NOX Annual-Cholla 3 -v6.17 | 97 | 7048 | Rate Constraint in lbs/MMBtu | FALSE | L | Annual | Generation | TWh | 1.6855 | 1.8735 | 0 | 0 | 0 | 0 | 0 | 0
BART NOX Annual-Cholla 3 -v6.17 | 97 | 7048 | Rate Constraint in lbs/MMBtu | FALSE | L | Annual | Qualifying Generation | TWh | 1.6855 | 1.8735 | 0 | 0 | 0 | 0 | 0 | 0
BART NOX Annual-Cholla 3 -v6.17 | 97 | 7048 | Rate Constraint in lbs/MMBtu | FALSE | L | Annual | Rate | lb/MWh | 2.0771 | 2.0771 | 0 | 0 | 0 | 0 | 0 | 0
BART NOX Annual-Cholla 3 -v6.17 | 97 | 7048 | Rate Constraint in lbs/MMBtu | FALSE | L | Annual | Constraint Shadow Price | US2016$/Ton | 0 | 0 | 0 | 10722.6591 | 9696.6185 | 7723.4392 | 25077.0791 | 19477.313
BART NOX Annual-Cholla 4 -v6.17 | 98 | 7049 | Rate Constraint in lbs/MMBtu | FALSE | L | Annual | Seasons Included | Seasons | Winter, WintShld, Summer | Winter, WintShld, Summer | Winter, WintShld, Summer | Winter, WintShld, Summer | Winter, WintShld, Summer | Winter, WintShld, Summer | Winter, WintShld, Summer | Winter, WintShld, Summer
BART NOX Annual-Cholla 4 -v6.17 | 98 | 7049 | Rate Constraint in lbs/MMBtu | FALSE | L | Annual | Standard NOX | lb/MMBtu | 0.22 | 0.22 | 0.22 | 0.08 | 0.08 | 0.08 | 0.08 | 0.08
BART NOX Annual-Cholla 4 -v6.17 | 98 | 7049 | Rate Constraint in lbs/MMBtu | FALSE | L | Annual | Emissions at Affected Plants NOX | Thousand Tons | 2.6356 | 0 | 0 | 0 | 0 | 0 | 0 | 0
BART NOX Annual-Cholla 4 -v6.17 | 98 | 7049 | Rate Constraint in lbs/MMBtu | FALSE | L | Annual | Allowances Purchased NOX | Thousand Tons | 0 | 0 | 0 | 0 | 0 | 0 | 0 | 0
BART NOX Annual-Cholla 4 -v6.17 | 98 | 7049 | Rate Constraint in lbs/MMBtu | FALSE | L | Annual | Allowances Sold NOX | Thousand Tons | 0 | 0 | 0 | 0 | 0 | 0 | 0 | 0
BART NOX Annual-Cholla 4 -v6.17 | 98 | 7049 | Rate Constraint in lbs/MMBtu | FALSE | L | Annual | Allowances Banked | Thousand Tons | 0 | 0 | 0 | 0 | 0 | 0 | 0 | 0
BART NOX Annual-Cholla 4 -v6.17 | 98 | 7049 | Rate Constraint in lbs/MMBtu | FALSE | L | Annual | Allowances Withdrawn (1:1) | Thousand Tons | 0 | 0 | 0 | 0 | 0 | 0 | 0 | 0
BART NOX Annual-Cholla 4 -v6.17 | 98 | 7049 | Rate Constraint in lbs/MMBtu | FALSE | L | Annual | Allowances Withdrawn (n:1) | Thousand Tons | 0 | 0 | 0 | 0 | 0 | 0 | 0 | 0
BART NOX Annual-Cholla 4 -v6.17 | 98 | 7049 | Rate Constraint in lbs/MMBtu | FALSE | L | Annual | Net Emissions Allowance Position | Thousand Tons | 2.6356 | 0 | 0 | 0 | 0 | 0 | 0 | 0
BART NOX Annual-Cholla 4 -v6.17 | 98 | 7049 | Rate Constraint in lbs/MMBtu | FALSE | L | Annual | Fuel Consumed | TBtu | 30.1784 | 0 | 0 | 0 | 0 | 0 | 0 | 0
BART NOX Annual-Cholla 4 -v6.17 | 98 | 7049 | Rate Constraint in lbs/MMBtu | FALSE | L | Annual | Rate | lb/MMBtu | 0.17467 | 0 | 0 | 0 | 0 | 0 | 0 | 0
BART NOX Annual-Cholla 4 -v6.17 | 98 | 7049 | Rate Constraint in lbs/MMBtu | FALSE | L | Annual | Generation | TWh | 2.7266 | 0 | 0 | 0 | 0 | 0 | 0 | 0
BART NOX Annual-Cholla 4 -v6.17 | 98 | 7049 | Rate Constraint in lbs/MMBtu | FALSE | L | Annual | Qualifying Generation | TWh | 2.7266 | 0 | 0 | 0 | 0 | 0 | 0 | 0
BART NOX Annual-Cholla 4 -v6.17 | 98 | 7049 | Rate Constraint in lbs/MMBtu | FALSE | L | Annual | Rate | lb/MWh | 1.9333 | 0 | 0 | 0 | 0 | 0 | 0 | 0
BART NOX Annual-Cholla 4 -v6.17 | 98 | 7049 | Rate Constraint in lbs/MMBtu | FALSE | L | Annual | Constraint Shadow Price | US2016$/Ton | 0 | 0 | 0 | 4781.0206 | 11733.3625 | 6634.0663 | 19090.6844 | 6100.8459
BART NOX Annual-Comanche 1 -v5.13 | 99 | 5820 | Rate Constraint in lbs/MMBtu | FALSE | L | Annual | Seasons Included | Seasons | Winter, WintShld, Summer | Winter, WintShld, Summer | Winter, WintShld, Summer | Winter, WintShld, Summer | Winter, WintShld, Summer | Winter, WintShld, Summer | Winter, WintShld, Summer | Winter, WintShld, Summer
BART NOX Annual-Comanche 1 -v5.13 | 99 | 5820 | Rate Constraint in lbs/MMBtu | FALSE | L | Annual | Standard NOX | lb/MMBtu | 0.2 | 0.2 | 0.2 | 0.2 | 0.2 | 0.2 | 0.2 | 0.2
BART NOX Annual-Comanche 1 -v5.13 | 99 | 5820 | Rate Constraint in lbs/MMBtu | FALSE | L | Annual | Emissions at Affected Plants NOX | Thousand Tons | 1.4948 | 0 | 0 | 0 | 0 | 0 | 0 | 0
BART NOX Annual-Comanche 1 -v5.13 | 99 | 5820 | Rate Constraint in lbs/MMBtu | FALSE | L | Annual | Allowances Purchased NOX | Thousand Tons | 0 | 0 | 0 | 0 | 0 | 0 | 0 | 0
BART NOX Annual-Comanche 1 -v5.13 | 99 | 5820 | Rate Constraint in lbs/MMBtu | FALSE | L | Annual | Allowances Sold NOX | Thousand Tons | 0 | 0 | 0 | 0 | 0 | 0 | 0 | 0
BART NOX Annual-Comanche 1 -v5.13 | 99 | 5820 | Rate Constraint in lbs/MMBtu | FALSE | L | Annual | Allowances Banked | Thousand Tons | 0 | 0 | 0 | 0 | 0 | 0 | 0 | 0
BART NOX Annual-Comanche 1 -v5.13 | 99 | 5820 | Rate Constraint in lbs/MMBtu | FALSE | L | Annual | Allowances Withdrawn (1:1) | Thousand Tons | 0 | 0 | 0 | 0 | 0 | 0 | 0 | 0
BART NOX Annual-Comanche 1 -v5.13 | 99 | 5820 | Rate Constraint in lbs/MMBtu | FALSE | L | Annual | Allowances Withdrawn (n:1) | Thousand Tons | 0 | 0 | 0 | 0 | 0 | 0 | 0 | 0
BART NOX Annual-Comanche 1 -v5.13 | 99 | 5820 | Rate Constraint in lbs/MMBtu | FALSE | L | Annual | Net Emissions Allowance Position | Thousand Tons | 1.4948 | 0 | 0 | 0 | 0 | 0 | 0 | 0
BART NOX Annual-Comanche 1 -v5.13 | 99 | 5820 | Rate Constraint in lbs/MMBtu | FALSE | L | Annual | Fuel Consumed | TBtu | 24.9638 | 0 | 0 | 0 | 0 | 0 | 0 | 0
BART NOX Annual-Comanche 1 -v5.13 | 99 | 5820 | Rate Constraint in lbs/MMBtu | FALSE | L | Annual | Rate | lb/MMBtu | 0.11976 | 0 | 0 | 0 | 0 | 0 | 0 | 0
BART NOX Annual-Comanche 1 -v5.13 | 99 | 5820 | Rate Constraint in lbs/MMBtu | FALSE | L | Annual | Generation | TWh | 2.332 | 0 | 0 | 0 | 0 | 0 | 0 | 0
BART NOX Annual-Comanche 1 -v5.13 | 99 | 5820 | Rate Constraint in lbs/MMBtu | FALSE | L | Annual | Qualifying Generation | TWh | 2.332 | 0 | 0 | 0 | 0 | 0 | 0 | 0
BART NOX Annual-Comanche 1 -v5.13 | 99 | 5820 | Rate Constraint in lbs/MMBtu | FALSE | L | Annual | Rate | lb/MWh | 1.282 | 0 | 0 | 0 | 0 | 0 | 0 | 0
BART NOX Annual-Comanche 1 -v5.13 | 99 | 5820 | Rate Constraint in lbs/MMBtu | FALSE | L | Annual | Constraint Shadow Price | US2016$/Ton | 0 | 0 | 0 | 0 | 0 | 0 | 0 | 0
BART NOX Annual-Comanche 2 -v5.13 | 100 | 5821 | Rate Constraint in lbs/MMBtu | FALSE | L | Annual | Seasons Included | Seasons | Winter, WintShld, Summer | Winter, WintShld, Summer | Winter, WintShld, Summer | Winter, WintShld, Summer | Winter, WintShld, Summer | Winter, WintShld, Summer | Winter, WintShld, Summer | Winter, WintShld, Summer
BART NOX Annual-Comanche 2 -v5.13 | 100 | 5821 | Rate Constraint in lbs/MMBtu | FALSE | L | Annual | Standard NOX | lb/MMBtu | 0.2 | 0.2 | 0.2 | 0.2 | 0.2 | 0.2 | 0.2 | 0.2
BART NOX Annual-Comanche 2 -v5.13 | 100 | 5821 | Rate Constraint in lbs/MMBtu | FALSE | L | Annual | Emissions at Affected Plants NOX | Thousand Tons | 1.9111 | 1.9111 | 1.8748 | 0 | 0 | 0 | 0 | 0
BART NOX Annual-Comanche 2 -v5.13 | 100 | 5821 | Rate Constraint in lbs/MMBtu | FALSE | L | Annual | Allowances Purchased NOX | Thousand Tons | 0 | 0 | 0 | 0 | 0 | 0 | 0 | 0
BART NOX Annual-Comanche 2 -v5.13 | 100 | 5821 | Rate Constraint in lbs/MMBtu | FALSE | L | Annual | Allowances Sold NOX | Thousand Tons | 0 | 0 | 0 | 0 | 0 | 0 | 0 | 0
BART NOX Annual-Comanche 2 -v5.13 | 100 | 5821 | Rate Constraint in lbs/MMBtu | FALSE | L | Annual | Allowances Banked | Thousand Tons | 0 | 0 | 0 | 0 | 0 | 0 | 0 | 0
BART NOX Annual-Comanche 2 -v5.13 | 100 | 5821 | Rate Constraint in lbs/MMBtu | FALSE | L | Annual | Allowances Withdrawn (1:1) | Thousand Tons | 0 | 0 | 0 | 0 | 0 | 0 | 0 | 0
BART NOX Annual-Comanche 2 -v5.13 | 100 | 5821 | Rate Constraint in lbs/MMBtu | FALSE | L | Annual | Allowances Withdrawn (n:1) | Thousand Tons | 0 | 0 | 0 | 0 | 0 | 0 | 0 | 0
BART NOX Annual-Comanche 2 -v5.13 | 100 | 5821 | Rate Constraint in lbs/MMBtu | FALSE | L | Annual | Net Emissions Allowance Position | Thousand Tons | 1.9111 | 1.9111 | 1.8748 | 0 | 0 | 0 | 0 | 0
BART NOX Annual-Comanche 2 -v5.13 | 100 | 5821 | Rate Constraint in lbs/MMBtu | FALSE | L | Annual | Fuel Consumed | TBtu | 25.482 | 25.482 | 24.9978 | 0 | 0 | 0 | 0 | 0
BART NOX Annual-Comanche 2 -v5.13 | 100 | 5821 | Rate Constraint in lbs/MMBtu | FALSE | L | Annual | Rate | lb/MMBtu | 0.15 | 0.15 | 0.15 | 0 | 0 | 0 | 0 | 0
BART NOX Annual-Comanche 2 -v5.13 | 100 | 5821 | Rate Constraint in lbs/MMBtu | FALSE | L | Annual | Generation | TWh | 2.4037 | 2.4037 | 2.4037 | 0 | 0 | 0 | 0 | 0
BART NOX Annual-Comanche 2 -v5.13 | 100 | 5821 | Rate Constraint in lbs/MMBtu | FALSE | L | Annual | Qualifying Generation | TWh | 2.4037 | 2.4037 | 2.4037 | 0 | 0 | 0 | 0 | 0
BART NOX Annual-Comanche 2 -v5.13 | 100 | 5821 | Rate Constraint in lbs/MMBtu | FALSE | L | Annual | Rate | lb/MWh | 1.5901 | 1.5901 | 1.5599 | 0 | 0 | 0 | 0 | 0
BART NOX Annual-Comanche 2 -v5.13 | 100 | 5821 | Rate Constraint in lbs/MMBtu | FALSE | L | Annual | Constraint Shadow Price | US2016$/Ton | 0 | 0 | 0 | 0 | 0 | 0 | 0 | 0
BART NOX Annual-Coronado U1B -v5.13 | 101 | 6398 | Rate Constraint in lbs/MMBtu | FALSE | L | Annual | Seasons Included | Seasons | Winter, WintShld, Summer | Winter, WintShld, Summer | Winter, WintShld, Summer | Winter, WintShld, Summer | Winter, WintShld, Summer | Winter, WintShld, Summer | Winter, WintShld, Summer | Winter, WintShld, Summer
BART NOX Annual-Coronado U1B -v5.13 | 101 | 6398 | Rate Constraint in lbs/MMBtu | FALSE | L | Annual | Standard NOX | lb/MMBtu | 0.065 | 0.065 | 0.065 | 0.065 | 0.065 | 0.065 | 0.065 | 0.065
BART NOX Annual-Coronado U1B -v5.13 | 101 | 6398 | Rate Constraint in lbs/MMBtu | FALSE | L | Annual | Emissions at Affected Plants NOX | Thousand Tons | 0.48714 | 0.71874 | 0.70509 | 0.47789 | 0.47789 | 0.47789 | 0.47789 | 0.47789
BART NOX Annual-Coronado U1B -v5.13 | 101 | 6398 | Rate Constraint in lbs/MMBtu | FALSE | L | Annual | Allowances Purchased NOX | Thousand Tons | 0 | 0 | 0 | 0 | 0 | 0 | 0 | 0
BART NOX Annual-Coronado U1B -v5.13 | 101 | 6398 | Rate Constraint in lbs/MMBtu | FALSE | L | Annual | Allowances Sold NOX | Thousand Tons | 0 | 0 | 0 | 0 | 0 | 0 | 0 | 0
BART NOX Annual-Coronado U1B -v5.13 | 101 | 6398 | Rate Constraint in lbs/MMBtu | FALSE | L | Annual | Allowances Banked | Thousand Tons | 0 | 0 | 0 | 0 | 0 | 0 | 0 | 0
BART NOX Annual-Coronado U1B -v5.13 | 101 | 6398 | Rate Constraint in lbs/MMBtu | FALSE | L | Annual | Allowances Withdrawn (1:1) | Thousand Tons | 0 | 0 | 0 | 0 | 0 | 0 | 0 | 0
BART NOX Annual-Coronado U1B -v5.13 | 101 | 6398 | Rate Constraint in lbs/MMBtu | FALSE | L | Annual | Allowances Withdrawn (n:1) | Thousand Tons | 0 | 0 | 0 | 0 | 0 | 0 | 0 | 0
BART NOX Annual-Coronado U1B -v5.13 | 101 | 6398 | Rate Constraint in lbs/MMBtu | FALSE | L | Annual | Net Emissions Allowance Position | Thousand Tons | 0.48714 | 0.71874 | 0.70509 | 0.47789 | 0.47789 | 0.47789 | 0.47789 | 0.47789
BART NOX Annual-Coronado U1B -v5.13 | 101 | 6398 | Rate Constraint in lbs/MMBtu | FALSE | L | Annual | Fuel Consumed | TBtu | 19.4858 | 28.7497 | 28.2035 | 19.1156 | 19.1156 | 19.1156 | 19.1156 | 19.1156
BART NOX Annual-Coronado U1B -v5.13 | 101 | 6398 | Rate Constraint in lbs/MMBtu | FALSE | L | Annual | Rate | lb/MMBtu | 0.05 | 0.05 | 0.05 | 0.05 | 0.05 | 0.05 | 0.05 | 0.05
BART NOX Annual-Coronado U1B -v5.13 | 101 | 6398 | Rate Constraint in lbs/MMBtu | FALSE | L | Annual | Generation | TWh | 1.8334 | 2.7051 | 2.7051 | 1.8334 | 1.8334 | 1.8334 | 1.8334 | 1.8334
BART NOX Annual-Coronado U1B -v5.13 | 101 | 6398 | Rate Constraint in lbs/MMBtu | FALSE | L | Annual | Qualifying Generation | TWh | 1.8334 | 2.7051 | 2.7051 | 1.8334 | 1.8334 | 1.8334 | 1.8334 | 1.8334
BART NOX Annual-Coronado U1B -v5.13 | 101 | 6398 | Rate Constraint in lbs/MMBtu | FALSE | L | Annual | Rate | lb/MWh | 0.5314 | 0.5314 | 0.5213 | 0.5213 | 0.5213 | 0.5213 | 0.5213 | 0.5213
BART NOX Annual-Coronado U1B -v5.13 | 101 | 6398 | Rate Constraint in lbs/MMBtu | FALSE | L | Annual | Constraint Shadow Price | US2016$/Ton | 0 | 0 | 0 | 0 | 0 | 0 | 0 | 0
BART NOX Annual-Craig C2 -v5.13 | 102 | 5823 | Rate Constraint in lbs/MMBtu | FALSE | L | Annual | Seasons Included | Seasons | Winter, WintShld, Summer | Winter, WintShld, Summer | Winter, WintShld, Summer | Winter, WintShld, Summer | Winter, WintShld, Summer | Winter, WintShld, Summer | Winter, WintShld, Summer | Winter, WintShld, Summer
BART NOX Annual-Craig C2 -v5.13 | 102 | 5823 | Rate Constraint in lbs/MMBtu | FALSE | L | Annual | Standard NOX | lb/MMBtu | 0.08 | 0.08 | 0.08 | 0.08 | 0.08 | 0.08 | 0.08 | 0.08
BART NOX Annual-Craig C2 -v5.13 | 102 | 5823 | Rate Constraint in lbs/MMBtu | FALSE | L | Annual | Emissions at Affected Plants NOX | Thousand Tons | 0.99313 | 0.99313 | 0.98519 | 1.0939 | 1.0939 | 1.0939 | 0.85888 | 0.85888
BART NOX Annual-Craig C2 -v5.13 | 102 | 5823 | Rate Constraint in lbs/MMBtu | FALSE | L | Annual | Allowances Purchased NOX | Thousand Tons | 0 | 0 | 0 | 0 | 0 | 0 | 0 | 0
BART NOX Annual-Craig C2 -v5.13 | 102 | 5823 | Rate Constraint in lbs/MMBtu | FALSE | L | Annual | Allowances Sold NOX | Thousand Tons | 0 | 0 | 0 | 0 | 0 | 0 | 0 | 0
BART NOX Annual-Craig C2 -v5.13 | 102 | 5823 | Rate Constraint in lbs/MMBtu | FALSE | L | Annual | Allowances Banked | Thousand Tons | 0 | 0 | 0 | 0 | 0 | 0 | 0 | 0
BART NOX Annual-Craig C2 -v5.13 | 102 | 5823 | Rate Constraint in lbs/MMBtu | FALSE | L | Annual | Allowances Withdrawn (1:1) | Thousand Tons | 0 | 0 | 0 | 0 | 0 | 0 | 0 | 0
BART NOX Annual-Craig C2 -v5.13 | 102 | 5823 | Rate Constraint in lbs/MMBtu | FALSE | L | Annual | Allowances Withdrawn (n:1) | Thousand Tons | 0 | 0 | 0 | 0 | 0 | 0 | 0 | 0
BART NOX Annual-Craig C2 -v5.13 | 102 | 5823 | Rate Constraint in lbs/MMBtu | FALSE | L | Annual | Net Emissions Allowance Position | Thousand Tons | 0.99313 | 0.99313 | 0.98519 | 1.0939 | 1.0939 | 1.0939 | 0.85888 | 0.85888
BART NOX Annual-Craig C2 -v5.13 | 102 | 5823 | Rate Constraint in lbs/MMBtu | FALSE | L | Annual | Fuel Consumed | TBtu | 32.9906 | 32.9906 | 32.7267 | 31.1683 | 31.1683 | 31.1683 | 28.5165 | 28.5165
BART NOX Annual-Craig C2 -v5.13 | 102 | 5823 | Rate Constraint in lbs/MMBtu | FALSE | L | Annual | Rate | lb/MMBtu | 0.060207 | 0.060207 | 0.060207 | 0.070194 | 0.070194 | 0.070194 | 0.060237 | 0.060237
BART NOX Annual-Craig C2 -v5.13 | 102 | 5823 | Rate Constraint in lbs/MMBtu | FALSE | L | Annual | Generation | TWh | 3.0686 | 3.0686 | 3.0686 | 3.0686 | 3.0686 | 3.0686 | 2.6739 | 2.6739
BART NOX Annual-Craig C2 -v5.13 | 102 | 5823 | Rate Constraint in lbs/MMBtu | FALSE | L | Annual | Qualifying Generation | TWh | 3.0686 | 3.0686 | 3.0686 | 3.0686 | 3.0686 | 3.0686 | 2.6739 | 2.6739
BART NOX Annual-Craig C2 -v5.13 | 102 | 5823 | Rate Constraint in lbs/MMBtu | FALSE | L | Annual | Rate | lb/MWh | 0.64728 | 0.64728 | 0.6421 | 0.71297 | 0.71297 | 0.71297 | 0.64242 | 0.64242
BART NOX Annual-Craig C2 -v5.13 | 102 | 5823 | Rate Constraint in lbs/MMBtu | FALSE | L | Annual | Constraint Shadow Price | US2016$/Ton | 0 | 0 | 0 | 0 | 0 | 0 | 0 | 0
BART NOX Annual-Dave Johnston 4 -v5.14 | 103 | 6104 | Rate Constraint in lbs/MMBtu | FALSE | L | Annual | Seasons Included | Seasons | Winter, WintShld, Summer | Winter, WintShld, Summer | Winter, WintShld, Summer | Winter, WintShld, Summer | Winter, WintShld, Summer | Winter, WintShld, Summer | Winter, WintShld, Summer | Winter, WintShld, Summer
BART NOX Annual-Dave Johnston 4 -v5.14 | 103 | 6104 | Rate Constraint in lbs/MMBtu | FALSE | L | Annual | Standard NOX | lb/MMBtu | 0.15 | 0.15 | 0.15 | 0.15 | 0.15 | 0.15 | 0.15 | 0.15
BART NOX Annual-Dave Johnston 4 -v5.14 | 103 | 6104 | Rate Constraint in lbs/MMBtu | FALSE | L | Annual | Emissions at Affected Plants NOX | Thousand Tons | 1.8416 | 0 | 0 | 0 | 0 | 0 | 0 | 0
BART NOX Annual-Dave Johnston 4 -v5.14 | 103 | 6104 | Rate Constraint in lbs/MMBtu | FALSE | L | Annual | Allowances Purchased NOX | Thousand Tons | 0 | 0 | 0 | 0 | 0 | 0 | 0 | 0
BART NOX Annual-Dave Johnston 4 -v5.14 | 103 | 6104 | Rate Constraint in lbs/MMBtu | FALSE | L | Annual | Allowances Sold NOX | Thousand Tons | 0 | 0 | 0 | 0 | 0 | 0 | 0 | 0
BART NOX Annual-Dave Johnston 4 -v5.14 | 103 | 6104 | Rate Constraint in lbs/MMBtu | FALSE | L | Annual | Allowances Banked | Thousand Tons | 0 | 0 | 0 | 0 | 0 | 0 | 0 | 0
BART NOX Annual-Dave Johnston 4 -v5.14 | 103 | 6104 | Rate Constraint in lbs/MMBtu | FALSE | L | Annual | Allowances Withdrawn (1:1) | Thousand Tons | 0 | 0 | 0 | 0 | 0 | 0 | 0 | 0
BART NOX Annual-Dave Johnston 4 -v5.14 | 103 | 6104 | Rate Constraint in lbs/MMBtu | FALSE | L | Annual | Allowances Withdrawn (n:1) | Thousand Tons | 0 | 0 | 0 | 0 | 0 | 0 | 0 | 0
BART NOX Annual-Dave Johnston 4 -v5.14 | 103 | 6104 | Rate Constraint in lbs/MMBtu | FALSE | L | Annual | Net Emissions Allowance Position | Thousand Tons | 1.8416 | 0 | 0 | 0 | 0 | 0 | 0 | 0
BART NOX Annual-Dave Johnston 4 -v5.14 | 103 | 6104 | Rate Constraint in lbs/MMBtu | FALSE | L | Annual | Fuel Consumed | TBtu | 26.9201 | 0 | 0 | 0 | 0 | 0 | 0 | 0
BART NOX Annual-Dave Johnston 4 -v5.14 | 103 | 6104 | Rate Constraint in lbs/MMBtu | FALSE | L | Annual | Rate | lb/MMBtu | 0.13682 | 0 | 0 | 0 | 0 | 0 | 0 | 0
BART NOX Annual-Dave Johnston 4 -v5.14 | 103 | 6104 | Rate Constraint in lbs/MMBtu | FALSE | L | Annual | Generation | TWh | 2.3679 | 0 | 0 | 0 | 0 | 0 | 0 | 0
BART NOX Annual-Dave Johnston 4 -v5.14 | 103 | 6104 | Rate Constraint in lbs/MMBtu | FALSE | L | Annual | Qualifying Generation | TWh | 2.3679 | 0 | 0 | 0 | 0 | 0 | 0 | 0
BART NOX Annual-Dave Johnston 4 -v5.14 | 103 | 6104 | Rate Constraint in lbs/MMBtu | FALSE | L | Annual | Rate | lb/MWh | 1.5555 | 0 | 0 | 0 | 0 | 0 | 0 | 0
BART NOX Annual-Dave Johnston 4 -v5.14 | 103 | 6104 | Rate Constraint in lbs/MMBtu | FALSE | L | Annual | Constraint Shadow Price | US2016$/Ton | 0 | 0 | 0 | 0 | 0 | 0 | 0 | 0
BART NOX Annual-Four Corners 4 -v5.14 | 104 | 6235 | Rate Constraint in lbs/MMBtu | FALSE | L | Annual | Seasons Included | Seasons | Winter, WintShld, Summer | Winter, WintShld, Summer | Winter, WintShld, Summer | Winter, WintShld, Summer | Winter, WintShld, Summer | Winter, WintShld, Summer | Winter, WintShld, Summer | Winter, WintShld, Summer
BART NOX Annual-Four Corners 4 -v5.14 | 104 | 6235 | Rate Constraint in lbs/MMBtu | FALSE | L | Annual | Standard NOX | lb/MMBtu | 0.098 | 0.098 | 0.098 | 0.098 | 0.098 | 0.098 | 0.098 | 0.098
BART NOX Annual-Four Corners 4 -v5.14 | 104 | 6235 | Rate Constraint in lbs/MMBtu | FALSE | L | Annual | Emissions at Affected Plants NOX | Thousand Tons | 0.9944 | 0.941 | 0.85797 | 0.85797 | 0.85797 | 0.85797 | 0.85797 | 0.85797
BART NOX Annual-Four Corners 4 -v5.14 | 104 | 6235 | Rate Constraint in lbs/MMBtu | FALSE | L | Annual | Allowances Purchased NOX | Thousand Tons | 0 | 0 | 0 | 0 | 0 | 0 | 0 | 0
BART NOX Annual-Four Corners 4 -v5.14 | 104 | 6235 | Rate Constraint in lbs/MMBtu | FALSE | L | Annual | Allowances Sold NOX | Thousand Tons | 0 | 0 | 0 | 0 | 0 | 0 | 0 | 0
BART NOX Annual-Four Corners 4 -v5.14 | 104 | 6235 | Rate Constraint in lbs/MMBtu | FALSE | L | Annual | Allowances Banked | Thousand Tons | 0 | 0 | 0 | 0 | 0 | 0 | 0 | 0
BART NOX Annual-Four Corners 4 -v5.14 | 104 | 6235 | Rate Constraint in lbs/MMBtu | FALSE | L | Annual | Allowances Withdrawn (1:1) | Thousand Tons | 0 | 0 | 0 | 0 | 0 | 0 | 0 | 0
BART NOX Annual-Four Corners 4 -v5.14 | 104 | 6235 | Rate Constraint in lbs/MMBtu | FALSE | L | Annual | Allowances Withdrawn (n:1) | Thousand Tons | 0 | 0 | 0 | 0 | 0 | 0 | 0 | 0
BART NOX Annual-Four Corners 4 -v5.14 | 104 | 6235 | Rate Constraint in lbs/MMBtu | FALSE | L | Annual | Net Emissions Allowance Position | Thousand Tons | 0.9944 | 0.941 | 0.85797 | 0.85797 | 0.85797 | 0.85797 | 0.85797 | 0.85797
BART NOX Annual-Four Corners 4 -v5.14 | 104 | 6235 | Rate Constraint in lbs/MMBtu | FALSE | L | Annual | Fuel Consumed | TBtu | 39.7601 | 37.6251 | 34.3051 | 34.3051 | 34.3051 | 34.3051 | 34.3051 | 34.3051
BART NOX Annual-Four Corners 4 -v5.14 | 104 | 6235 | Rate Constraint in lbs/MMBtu | FALSE | L | Annual | Rate | lb/MMBtu | 0.05002 | 0.05002 | 0.05002 | 0.05002 | 0.05002 | 0.05002 | 0.05002 | 0.05002
BART NOX Annual-Four Corners 4 -v5.14 | 104 | 6235 | Rate Constraint in lbs/MMBtu | FALSE | L | Annual | Generation | TWh | 3.9617 | 3.749 | 3.0607 | 3.0607 | 3.0607 | 3.0607 | 3.0607 | 3.0607
BART NOX Annual-Four Corners 4 -v5.14 | 104 | 6235 | Rate Constraint in lbs/MMBtu | FALSE | L | Annual | Qualifying Generation | TWh | 3.9617 | 3.749 | 3.0607 | 3.0607 | 3.0607 | 3.0607 | 3.0607 | 3.0607
BART NOX Annual-Four Corners 4 -v5.14 | 104 | 6235 | Rate Constraint in lbs/MMBtu | FALSE | L | Annual | Rate | lb/MWh | 0.502 | 0.502 | 0.56063 | 0.56063 | 0.56063 | 0.56063 | 0.56063 | 0.56063
BART NOX Annual-Four Corners 4 -v5.14 | 104 | 6235 | Rate Constraint in lbs/MMBtu | FALSE | L | Annual | Constraint Shadow Price | US2016$/Ton | 0 | 0 | 0 | 0 | 0 | 0 | 0 | 0
BART NOX Annual-Four Corners 5 -v5.14 | 105 | 6236 | Rate Constraint in lbs/MMBtu | FALSE | L | Annual | Seasons Included | Seasons | Winter, WintShld, Summer | Winter, WintShld, Summer | Winter, WintShld, Summer | Winter, WintShld, Summer | Winter, WintShld, Summer | Winter, WintShld, Summer | Winter, WintShld, Summer | Winter, WintShld, Summer
BART NOX Annual-Four Corners 5 -v5.14 | 105 | 6236 | Rate Constraint in lbs/MMBtu | FALSE | L | Annual | Standard NOX | lb/MMBtu | 0.098 | 0.098 | 0.098 | 0.098 | 0.098 | 0.098 | 0.098 | 0.098
BART NOX Annual-Four Corners 5 -v5.14 | 105 | 6236 | Rate Constraint in lbs/MMBtu | FALSE | L | Annual | Emissions at Affected Plants NOX | Thousand Tons | 1.2643 | 1.3187 | 1.4032 | 1.4032 | 1.4032 | 1.4032 | 1.4032 | 1.4032
BART NOX Annual-Four Corners 5 -v5.14 | 105 | 6236 | Rate Constraint in lbs/MMBtu | FALSE | L | Annual | Allowances Purchased NOX | Thousand Tons | 0 | 0 | 0 | 0 | 0 | 0 | 0 | 0
BART NOX Annual-Four Corners 5 -v5.14 | 105 | 6236 | Rate Constraint in lbs/MMBtu | FALSE | L | Annual | Allowances Sold NOX | Thousand Tons | 0 | 0 | 0 | 0 | 0 | 0 | 0 | 0
BART NOX Annual-Four Corners 5 -v5.14 | 105 | 6236 | Rate Constraint in lbs/MMBtu | FALSE | L | Annual | Allowances Banked | Thousand Tons | 0 | 0 | 0 | 0 | 0 | 0 | 0 | 0
BART NOX Annual-Four Corners 5 -v5.14 | 105 | 6236 | Rate Constraint in lbs/MMBtu | FALSE | L | Annual | Allowances Withdrawn (1:1) | Thousand Tons | 0 | 0 | 0 | 0 | 0 | 0 | 0 | 0
BART NOX Annual-Four Corners 5 -v5.14 | 105 | 6236 | Rate Constraint in lbs/MMBtu | FALSE | L | Annual | Allowances Withdrawn (n:1) | Thousand Tons | 0 | 0 | 0 | 0 | 0 | 0 | 0 | 0
BART NOX Annual-Four Corners 5 -v5.14 | 105 | 6236 | Rate Constraint in lbs/MMBtu | FALSE | L | Annual | Net Emissions Allowance Position | Thousand Tons | 1.2643 | 1.3187 | 1.4032 | 1.4032 | 1.4032 | 1.4032 | 1.4032 | 1.4032
BART NOX Annual-Four Corners 5 -v5.14 | 105 | 6236 | Rate Constraint in lbs/MMBtu | FALSE | L | Annual | Fuel Consumed | TBtu | 49.6686 | 51.8035 | 55.1235 | 55.1235 | 55.1235 | 55.1235 | 55.1235 | 55.1235
BART NOX Annual-Four Corners 5 -v5.14 | 105 | 6236 | Rate Constraint in lbs/MMBtu | FALSE | L | Annual | Rate | lb/MMBtu | 0.05091 | 0.05091 | 0.05091 | 0.05091 | 0.05091 | 0.05091 | 0.05091 | 0.05091
BART NOX Annual-Four Corners 5 -v5.14 | 105 | 6236 | Rate Constraint in lbs/MMBtu | FALSE | L | Annual | Generation | TWh | 4.9589 | 5.1721 | 4.437 | 4.437 | 4.437 | 4.437 | 4.437 | 4.437
BART NOX Annual-Four Corners 5 -v5.14 | 105 | 6236 | Rate Constraint in lbs/MMBtu | FALSE | L | Annual | Qualifying Generation | TWh | 4.9589 | 5.1721 | 4.437 | 4.437 | 4.437 | 4.437 | 4.437 | 4.437
BART NOX Annual-Four Corners 5 -v5.14 | 105 | 6236 | Rate Constraint in lbs/MMBtu | FALSE | L | Annual | Rate | lb/MWh | 0.50991 | 0.50991 | 0.63249 | 0.63249 | 0.63249 | 0.63249 | 0.63249 | 0.63249
BART NOX Annual-Four Corners 5 -v5.14 | 105 | 6236 | Rate Constraint in lbs/MMBtu | FALSE | L | Annual | Constraint Shadow Price | US2016$/Ton | 0 | 0 | 0 | 0 | 0 | 0 | 0 | 0
BART NOX Annual-Gerald Gentleman 1 -v5.14 | 106 | 6089 | Rate Constraint in lbs/MMBtu | FALSE | L | Annual | Seasons Included | Seasons | Winter, WintShld, Summer | Winter, WintShld, Summer | Winter, WintShld, Summer | Winter, WintShld, Summer | Winter, WintShld, Summer | Winter, WintShld, Summer | Winter, WintShld, Summer | Winter, WintShld, Summer
BART NOX Annual-Gerald Gentleman 1 -v5.14 | 106 | 6089 | Rate Constraint in lbs/MMBtu | FALSE | L | Annual | Standard NOX | lb/MMBtu | 0.23 | 0.23 | 0.23 | 0.23 | 0.23 | 0.23 | 0.23 | 0.23
BART NOX Annual-Gerald Gentleman 1 -v5.14 | 106 | 6089 | Rate Constraint in lbs/MMBtu | FALSE | L | Annual | Emissions at Affected Plants NOX | Thousand Tons | 4.8936 | 4.8849 | 4.8544 | 4.8544 | 4.8544 | 4.8544 | 4.8544 | 4.8544
BART NOX Annual-Gerald Gentleman 1 -v5.14 | 106 | 6089 | Rate Constraint in lbs/MMBtu | FALSE | L | Annual | Allowances Purchased NOX | Thousand Tons | 0 | 0 | 0 | 0 | 0 | 0 | 0 | 0
BART NOX Annual-Gerald Gentleman 1 -v5.14 | 106 | 6089 | Rate Constraint in lbs/MMBtu | FALSE | L | Annual | Allowances Sold NOX | Thousand Tons | 0 | 0 | 0 | 0 | 0 | 0 | 0 | 0
BART NOX Annual-Gerald Gentleman 1 -v5.14 | 106 | 6089 | Rate Constraint in lbs/MMBtu | FALSE | L | Annual | Allowances Banked | Thousand Tons | 0 | 0 | 0 | 0 | 0 | 0 | 0 | 0
BART NOX Annual-Gerald Gentleman 1 -v5.14 | 106 | 6089 | Rate Constraint in lbs/MMBtu | FALSE | L | Annual | Allowances Withdrawn (1:1) | Thousand Tons | 0 | 0 | 0 | 0 | 0 | 0 | 0 | 0
BART NOX Annual-Gerald Gentleman 1 -v5.14 | 106 | 6089 | Rate Constraint in lbs/MMBtu | FALSE | L | Annual | Allowances Withdrawn (n:1) | Thousand Tons | 0 | 0 | 0 | 0 | 0 | 0 | 0 | 0
BART NOX Annual-Gerald Gentleman 1 -v5.14 | 106 | 6089 | Rate Constraint in lbs/MMBtu | FALSE | L | Annual | Net Emissions Allowance Position | Thousand Tons | 4.8936 | 4.8849 | 4.8544 | 4.8544 | 4.8544 | 4.8544 | 4.8544 | 4.8544
BART NOX Annual-Gerald Gentleman 1 -v5.14 | 106 | 6089 | Rate Constraint in lbs/MMBtu | FALSE | L | Annual | Fuel Consumed | TBtu | 48.6997 | 48.613 | 48.3101 | 48.3101 | 48.3101 | 48.3101 | 48.3101 | 48.3101
BART NOX Annual-Gerald Gentleman 1 -v5.14 | 106 | 6089 | Rate Constraint in lbs/MMBtu | FALSE | L | Annual | Rate | lb/MMBtu | 0.20097 | 0.20097 | 0.20097 | 0.20097 | 0.20097 | 0.20097 | 0.20097 | 0.20097
BART NOX Annual-Gerald Gentleman 1 -v5.14 | 106 | 6089 | Rate Constraint in lbs/MMBtu | FALSE | L | Annual | Generation | TWh | 4.7914 | 4.7829 | 4.7914 | 4.7914 | 4.7914 | 4.7914 | 4.7914 | 4.7914
BART NOX Annual-Gerald Gentleman 1 -v5.14 | 106 | 6089 | Rate Constraint in lbs/MMBtu | FALSE | L | Annual | Qualifying Generation | TWh | 4.7914 | 4.7829 | 4.7914 | 4.7914 | 4.7914 | 4.7914 | 4.7914 | 4.7914
BART NOX Annual-Gerald Gentleman 1 -v5.14 | 106 | 6089 | Rate Constraint in lbs/MMBtu | FALSE | L | Annual | Rate | lb/MWh | 2.0427 | 2.0427 | 2.0263 | 2.0263 | 2.0263 | 2.0263 | 2.0263 | 2.0263
BART NOX Annual-Gerald Gentleman 1 -v5.14 | 106 | 6089 | Rate Constraint in lbs/MMBtu | FALSE | L | Annual | Constraint Shadow Price | US2016$/Ton | 0 | 0 | 0 | 0 | 0 | 0 | 0 | 0
BART NOX Annual-Gerald Gentleman 2 -v5.14 | 107 | 6090 | Rate Constraint in lbs/MMBtu | FALSE | L | Annual | Seasons Included | Seasons | Winter, WintShld, Summer | Winter, WintShld, Summer | Winter, WintShld, Summer | Winter, WintShld, Summer | Winter, WintShld, Summer | Winter, WintShld, Summer | Winter, WintShld, Summer | Winter, WintShld, Summer
BART NOX Annual-Gerald Gentleman 2 -v5.14 | 107 | 6090 | Rate Constraint in lbs/MMBtu | FALSE | L | Annual | Standard NOX | lb/MMBtu | 0.23 | 0.23 | 0.23 | 0.23 | 0.23 | 0.23 | 0.23 | 0.23
BART NOX Annual-Gerald Gentleman 2 -v5.14 | 107 | 6090 | Rate Constraint in lbs/MMBtu | FALSE | L | Annual | Emissions at Affected Plants NOX | Thousand Tons | 3.9132 | 3.9063 | 3.8819 | 3.8819 | 3.8819 | 3.8819 | 3.8819 | 3.8819
BART NOX Annual-Gerald Gentleman 2 -v5.14 | 107 | 6090 | Rate Constraint in lbs/MMBtu | FALSE | L | Annual | Allowances Purchased NOX | Thousand Tons | 0 | 0 | 0 | 0 | 0 | 0 | 0 | 0
BART NOX Annual-Gerald Gentleman 2 -v5.14 | 107 | 6090 | Rate Constraint in lbs/MMBtu | FALSE | L | Annual | Allowances Sold NOX | Thousand Tons | 0 | 0 | 0 | 0 | 0 | 0 | 0 | 0
BART NOX Annual-Gerald Gentleman 2 -v5.14 | 107 | 6090 | Rate Constraint in lbs/MMBtu | FALSE | L | Annual | Allowances Banked | Thousand Tons | 0 | 0 | 0 | 0 | 0 | 0 | 0 | 0
BART NOX Annual-Gerald Gentleman 2 -v5.14 | 107 | 6090 | Rate Constraint in lbs/MMBtu | FALSE | L | Annual | Allowances Withdrawn (1:1) | Thousand Tons | 0 | 0 | 0 | 0 | 0 | 0 | 0 | 0
BART NOX Annual-Gerald Gentleman 2 -v5.14 | 107 | 6090 | Rate Constraint in lbs/MMBtu | FALSE | L | Annual | Allowances Withdrawn (n:1) | Thousand Tons | 0 | 0 | 0 | 0 | 0 | 0 | 0 | 0
BART NOX Annual-Gerald Gentleman 2 -v5.14 | 107 | 6090 | Rate Constraint in lbs/MMBtu | FALSE | L | Annual | Net Emissions Allowance Position | Thousand Tons | 3.9132 | 3.9063 | 3.8819 | 3.8819 | 3.8819 | 3.8819 | 3.8819 | 3.8819
BART NOX Annual-Gerald Gentleman 2 -v5.14 | 107 | 6090 | Rate Constraint in lbs/MMBtu | FALSE | L | Annual | Fuel Consumed | TBtu | 51.4495 | 51.3579 | 51.0379 | 51.0379 | 51.0379 | 51.0379 | 51.0379 | 51.0379
BART NOX Annual-Gerald Gentleman 2 -v5.14 | 107 | 6090 | Rate Constraint in lbs/MMBtu | FALSE | L | Annual | Rate | lb/MMBtu | 0.15212 | 0.15212 | 0.15212 | 0.15212 | 0.15212 | 0.15212 | 0.15212 | 0.15212
BART NOX Annual-Gerald Gentleman 2 -v5.14 | 107 | 6090 | Rate Constraint in lbs/MMBtu | FALSE | L | Annual | Generation | TWh | 5.0436 | 5.0346 | 5.0436 | 5.0436 | 5.0436 | 5.0436 | 5.0436 | 5.0436
BART NOX Annual-Gerald Gentleman 2 -v5.14 | 107 | 6090 | Rate Constraint in lbs/MMBtu | FALSE | L | Annual | Qualifying Generation | TWh | 5.0436 | 5.0346 | 5.0436 | 5.0436 | 5.0436 | 5.0436 | 5.0436 | 5.0436
BART NOX Annual-Gerald Gentleman 2 -v5.14 | 107 | 6090 | Rate Constraint in lbs/MMBtu | FALSE | L | Annual | Rate | lb/MWh | 1.5518 | 1.5518 | 1.5394 | 1.5394 | 1.5394 | 1.5394 | 1.5394 | 1.5394
BART NOX Annual-Gerald Gentleman 2 -v5.14 | 107 | 6090 | Rate Constraint in lbs/MMBtu | FALSE | L | Annual | Constraint Shadow Price | US2016$/Ton | 0 | 0 | 0 | 0 | 0 | 0 | 0 | 0
BART NOX Annual-Hayden H1 -v5.13 | 108 | 5824 | Rate Constraint in lbs/MMBtu | FALSE | L | Annual | Seasons Included | Seasons | Winter, WintShld, Summer | Winter, WintShld, Summer | Winter, WintShld, Summer | Winter, WintShld, Summer | Winter, WintShld, Summer | Winter, WintShld, Summer | Winter, WintShld, Summer | Winter, WintShld, Summer
BART NOX Annual-Hayden H1 -v5.13 | 108 | 5824 | Rate Constraint in lbs/MMBtu | FALSE | L | Annual | Standard NOX | lb/MMBtu | 0.08 | 0.08 | 0.08 | 0.08 | 0.08 | 0.08 | 0.08 | 0.08
BART NOX Annual-Hayden H1 -v5.13 | 108 | 5824 | Rate Constraint in lbs/MMBtu | FALSE | L | Annual | Emissions at Affected Plants NOX | Thousand Tons | 0.2759 | 0.30857 | 0.30209 | 0.30209 | 0.27502 | 0.29277 | 0.20396 | 0.20396
BART NOX Annual-Hayden H1 -v5.13 | 108 | 5824 | Rate Constraint in lbs/MMBtu | FALSE | L | Annual | Allowances Purchased NOX | Thousand Tons | 0 | 0 | 0 | 0 | 0 | 0 | 0 | 0
BART NOX Annual-Hayden H1 -v5.13 | 108 | 5824 | Rate Constraint in lbs/MMBtu | FALSE | L | Annual | Allowances Sold NOX | Thousand Tons | 0 | 0 | 0 | 0 | 0 | 0 | 0 | 0
BART NOX Annual-Hayden H1 -v5.13 | 108 | 5824 | Rate Constraint in lbs/MMBtu | FALSE | L | Annual | Allowances Banked | Thousand Tons | 0 | 0 | 0 | 0 | 0 | 0 | 0 | 0
BART NOX Annual-Hayden H1 -v5.13 | 108 | 5824 | Rate Constraint in lbs/MMBtu | FALSE | L | Annual | Allowances Withdrawn (1:1) | Thousand Tons | 0 | 0 | 0 | 0 | 0 | 0 | 0 | 0
BART NOX Annual-Hayden H1 -v5.13 | 108 | 5824 | Rate Constraint in lbs/MMBtu | FALSE | L | Annual | Allowances Withdrawn (n:1) | Thousand Tons | 0 | 0 | 0 | 0 | 0 | 0 | 0 | 0
BART NOX Annual-Hayden H1 -v5.13 | 108 | 5824 | Rate Constraint in lbs/MMBtu | FALSE | L | Annual | Net Emissions Allowance Position | Thousand Tons | 0.2759 | 0.30857 | 0.30209 | 0.30209 | 0.27502 | 0.29277 | 0.20396 | 0.20396
BART NOX Annual-Hayden H1 -v5.13 | 108 | 5824 | Rate Constraint in lbs/MMBtu | FALSE | L | Annual | Fuel Consumed | TBtu | 13.0482 | 14.5932 | 14.2868 | 14.2868 | 13.0063 | 13.8459 | 9.6459 | 9.6459
BART NOX Annual-Hayden H1 -v5.13 | 108 | 5824 | Rate Constraint in lbs/MMBtu | FALSE | L | Annual | Rate | lb/MMBtu | 0.04229 | 0.04229 | 0.04229 | 0.04229 | 0.04229 | 0.04229 | 0.04229 | 0.04229
BART NOX Annual-Hayden H1 -v5.13 | 108 | 5824 | Rate Constraint in lbs/MMBtu | FALSE | L | Annual | Generation | TWh | 1.187 | 1.3275 | 1.3275 | 1.3275 | 1.2085 | 1.2865 | 0.89628 | 0.89628
BART NOX Annual-Hayden H1 -v5.13 | 108 | 5824 | Rate Constraint in lbs/MMBtu | FALSE | L | Annual | Qualifying Generation | TWh | 1.187 | 1.3275 | 1.3275 | 1.3275 | 1.2085 | 1.2865 | 0.89628 | 0.89628
BART NOX Annual-Hayden H1 -v5.13 | 108 | 5824 | Rate Constraint in lbs/MMBtu | FALSE | L | Annual | Rate | lb/MWh | 0.46489 | 0.46489 | 0.45513 | 0.45513 | 0.45513 | 0.45513 | 0.45513 | 0.45513
BART NOX Annual-Hayden H1 -v5.13 | 108 | 5824 | Rate Constraint in lbs/MMBtu | FALSE | L | Annual | Constraint Shadow Price | US2016$/Ton | 0 | 0 | 0 | 0 | 0 | 0 | 0 | 0
BART NOX Annual-Hayden H2 -v5.13 | 109 | 5825 | Rate Constraint in lbs/MMBtu | FALSE | L | Annual | Seasons Included | Seasons | Winter, WintShld, Summer | Winter, WintShld, Summer | Winter, WintShld, Summer | Winter, WintShld, Summer | Winter, WintShld, Summer | Winter, WintShld, Summer | Winter, WintShld, Summer | Winter, WintShld, Summer
BART NOX Annual-Hayden H2 -v5.13 | 109 | 5825 | Rate Constraint in lbs/MMBtu | FALSE | L | Annual | Standard NOX | lb/MMBtu | 0.07 | 0.07 | 0.07 | 0.07 | 0.07 | 0.07 | 0.07 | 0.07
BART NOX Annual-Hayden H2 -v5.13 | 109 | 5825 | Rate Constraint in lbs/MMBtu | FALSE | L | Annual | Emissions at Affected Plants NOX | Thousand Tons | 0.38606 | 0.44275 | 0.43434 | 0.43434 | 0.41826 | 0.41826 | 0.29447 | 0.29447
BART NOX Annual-Hayden H2 -v5.13 | 109 | 5825 | Rate Constraint in lbs/MMBtu | FALSE | L | Annual | Allowances Purchased NOX | Thousand Tons | 0 | 0 | 0 | 0 | 0 | 0 | 0 | 0
BART NOX Annual-Hayden H2 -v5.13 | 109 | 5825 | Rate Constraint in lbs/MMBtu | FALSE | L | Annual | Allowances Sold NOX | Thousand Tons | 0 | 0 | 0 | 0 | 0 | 0 | 0 | 0
BART NOX Annual-Hayden H2 -v5.13 | 109 | 5825 | Rate Constraint in lbs/MMBtu | FALSE | L | Annual | Allowances Banked | Thousand Tons | 0 | 0 | 0 | 0 | 0 | 0 | 0 | 0
BART NOX Annual-Hayden H2 -v5.13 | 109 | 5825 | Rate Constraint in lbs/MMBtu | FALSE | L | Annual | Allowances Withdrawn (1:1) | Thousand Tons | 0 | 0 | 0 | 0 | 0 | 0 | 0 | 0
BART NOX Annual-Hayden H2 -v5.13 | 109 | 5825 | Rate Constraint in lbs/MMBtu | FALSE | L | Annual | Allowances Withdrawn (n:1) | Thousand Tons | 0 | 0 | 0 | 0 | 0 | 0 | 0 | 0
BART NOX Annual-Hayden H2 -v5.13 | 109 | 5825 | Rate Constraint in lbs/MMBtu | FALSE | L | Annual | Net Emissions Allowance Position | Thousand Tons | 0.38606 | 0.44275 | 0.43434 | 0.43434 | 0.41826 | 0.41826 | 0.29447 | 0.29447
BART NOX Annual-Hayden H2 -v5.13 | 109 | 5825 | Rate Constraint in lbs/MMBtu | FALSE | L | Annual | Fuel Consumed | TBtu | 17.2311 | 19.7614 | 19.3859 | 19.3859 | 18.668 | 18.668 | 13.1431 | 13.1431
BART NOX Annual-Hayden H2 -v5.13 | 109 | 5825 | Rate Constraint in lbs/MMBtu | FALSE | L | Annual | Rate | lb/MMBtu | 0.04481 | 0.04481 | 0.04481 | 0.04481 | 0.04481 | 0.04481 | 0.04481 | 0.04481
BART NOX Annual-Hayden H2 -v5.13 | 109 | 5825 | Rate Constraint in lbs/MMBtu | FALSE | L | Annual | Generation | TWh | 1.5794 | 1.8113 | 1.8113 | 1.8113 | 1.7442 | 1.7442 | 1.228 | 1.228
BART NOX Annual-Hayden H2 -v5.13 | 109 | 5825 | Rate Constraint in lbs/MMBtu | FALSE | L | Annual | Qualifying Generation | TWh | 1.5794 | 1.8113 | 1.8113 | 1.8113 | 1.7442 | 1.7442 | 1.228 | 1.228
BART NOX Annual-Hayden H2 -v5.13 | 109 | 5825 | Rate Constraint in lbs/MMBtu | FALSE | L | Annual | Rate | lb/MWh | 0.48888 | 0.48888 | 0.47959 | 0.47959 | 0.47959 | 0.47959 | 0.47959 | 0.47959
BART NOX Annual-Hayden H2 -v5.13 | 109 | 5825 | Rate Constraint in lbs/MMBtu | FALSE | L | Annual | Constraint Shadow Price | US2016$/Ton | 0 | 0 | 0 | 0 | 0 | 0 | 0 | 0
BART NOX Annual-Jeffrey Energy Center 1 -v5.13 | 110 | 5831 | Rate Constraint in lbs/MMBtu | FALSE | L | Annual | Seasons Included | Seasons | Winter, WintShld, Summer | Winter, WintShld, Summer | Winter, WintShld, Summer | Winter, WintShld, Summer | Winter, WintShld, Summer | Winter, WintShld, Summer | Winter, WintShld, Summer | Winter, WintShld, Summer
BART NOX Annual-Jeffrey Energy Center 1 -v5.13 | 110 | 5831 | Rate Constraint in lbs/MMBtu | FALSE | L | Annual | Standard NOX | lb/MMBtu | 0.15 | 0.15 | 0.15 | 0.15 | 0.15 | 0.15 | 0.15 | 0.15
BART NOX Annual-Jeffrey Energy Center 1 -v5.13 | 110 | 5831 | Rate Constraint in lbs/MMBtu | FALSE | L | Annual | Emissions at Affected Plants NOX | Thousand Tons | 0.78101 | 0.93049 | 0.94587 | 0.85223 | 0.64043 | 0.70699 | 0.64043 | 0.51478
BART NOX Annual-Jeffrey Energy Center 1 -v5.13 | 110 | 5831 | Rate Constraint in lbs/MMBtu | FALSE | L | Annual | Allowances Purchased NOX | Thousand Tons | 0 | 0 | 0 | 0 | 0 | 0 | 0 | 0
BART NOX Annual-Jeffrey Energy Center 1 -v5.13 | 110 | 5831 | Rate Constraint in lbs/MMBtu | FALSE | L | Annual | Allowances Sold NOX | Thousand Tons | 0 | 0 | 0 | 0 | 0 | 0 | 0 | 0
BART NOX Annual-Jeffrey Energy Center 1 -v5.13 | 110 | 5831 | Rate Constraint in lbs/MMBtu | FALSE | L | Annual | Allowances Banked | Thousand Tons | 0 | 0 | 0 | 0 | 0 | 0 | 0 | 0
BART NOX Annual-Jeffrey Energy Center 1 -v5.13 | 110 | 5831 | Rate Constraint in lbs/MMBtu | FALSE | L | Annual | Allowances Withdrawn (1:1) | Thousand Tons | 0 | 0 | 0 | 0 | 0 | 0 | 0 | 0
BART NOX Annual-Jeffrey Energy Center 1 -v5.13 | 110 | 5831 | Rate Constraint in lbs/MMBtu | FALSE | L | Annual | Allowances Withdrawn (n:1) | Thousand Tons | 0 | 0 | 0 | 0 | 0 | 0 | 0 | 0
BART NOX Annual-Jeffrey Energy Center 1 -v5.13 | 110 | 5831 | Rate Constraint in lbs/MMBtu | FALSE | L | Annual | Net Emissions Allowance Position | Thousand Tons | 0.78101 | 0.93049 | 0.94587 | 0.85223 | 0.64043 | 0.70699 | 0.64043 | 0.51478
BART NOX Annual-Jeffrey Energy Center 1 -v5.13 | 110 | 5831 | Rate Constraint in lbs/MMBtu | FALSE | L | Annual | Fuel Consumed | TBtu | 46.1451 | 54.977 | 55.8858 | 50.3534 | 37.8391 | 41.7719 | 37.8391 | 30.4156
BART NOX Annual-Jeffrey Energy Center 1 -v5.13 | 110 | 5831 | Rate Constraint in lbs/MMBtu | FALSE | L | Annual | Rate | lb/MMBtu | 0.03385 | 0.03385 | 0.03385 | 0.03385 | 0.03385 | 0.03385 | 0.03385 | 0.03385
BART NOX Annual-Jeffrey Energy Center 1 -v5.13 | 110 | 5831 | Rate Constraint in lbs/MMBtu | FALSE | L | Annual | Generation | TWh | 4.152 | 4.9466 | 5.1733 | 4.6611 | 3.5027 | 3.8668 | 3.5027 | 2.8155
BART NOX Annual-Jeffrey Energy Center 1 -v5.13 | 110 | 5831 | Rate Constraint in lbs/MMBtu | FALSE | L | Annual | Qualifying Generation | TWh | 4.152 | 4.9466 | 5.1733 | 4.6611 | 3.5027 | 3.8668 | 3.5027 | 2.8155
BART NOX Annual-Jeffrey Energy Center 1 -v5.13 | 110 | 5831 | Rate Constraint in lbs/MMBtu | FALSE | L | Annual | Rate | lb/MWh | 0.37621 | 0.37621 | 0.36568 | 0.36568 | 0.36568 | 0.36568 | 0.36568 | 0.36568
BART NOX Annual-Jeffrey Energy Center 1 -v5.13 | 110 | 5831 | Rate Constraint in lbs/MMBtu | FALSE | L | Annual | Constraint Shadow Price | US2016$/Ton | 0 | 0 | 0 | 0 | 0 | 0 | 0 | 0
BART NOX Annual-Jeffrey Energy Center 2 -v5.13 | 111 | 5832 | Rate Constraint in lbs/MMBtu | FALSE | L | Annual | Seasons Included | Seasons | Winter, WintShld, Summer | Winter, WintShld, Summer | Winter, WintShld, Summer | Winter, WintShld, Summer | Winter, WintShld, Summer | Winter, WintShld, Summer | Winter, WintShld, Summer | Winter, WintShld, Summer
BART NOX Annual-Jeffrey Energy Center 2 -v5.13 | 111 | 5832 | Rate Constraint in lbs/MMBtu | FALSE | L | Annual | Standard NOX | lb/MMBtu | 0.15 | 0.15 | 0.15 | 0.15 | 0.15 | 0.15 | 0.15 | 0.15
BART NOX Annual-Jeffrey Energy Center 2 -v5.13 | 111 | 5832 | Rate Constraint in lbs/MMBtu | FALSE | L | Annual | Emissions at Affected Plants NOX | Thousand Tons | 0 | 2.609 | 2.536 | 2.536 | 1.9852 | 1.9871 | 1.9398 | 1.5285
BART NOX Annual-Jeffrey Energy Center 2 -v5.13 | 111 | 5832 | Rate Constraint in lbs/MMBtu | FALSE | L | Annual | Allowances Purchased NOX | Thousand Tons | 0 | 0 | 0 | 0 | 0 | 0 | 0 | 0
BART NOX Annual-Jeffrey Energy Center 2 -v5.13 | 111 | 5832 | Rate Constraint in lbs/MMBtu | FALSE | L | Annual | Allowances Sold NOX | Thousand Tons | 0 | 0 | 0 | 0 | 0 | 0 | 0 | 0
BART NOX Annual-Jeffrey Energy Center 2 -v5.13 | 111 | 5832 | Rate Constraint in lbs/MMBtu | FALSE | L | Annual | Allowances Banked | Thousand Tons | 0 | 0 | 0 | 0 | 0 | 0 | 0 | 0
BART NOX Annual-Jeffrey Energy Center 2 -v5.13 | 111 | 5832 | Rate Constraint in lbs/MMBtu | FALSE | L | Annual | Allowances Withdrawn (1:1) | Thousand Tons | 0 | 0 | 0 | 0 | 0 | 0 | 0 | 0
BART NOX Annual-Jeffrey Energy Center 2 -v5.13 | 111 | 5832 | Rate Constraint in lbs/MMBtu | FALSE | L | Annual | Allowances Withdrawn (n:1) | Thousand Tons | 0 | 0 | 0 | 0 | 0 | 0 | 0 | 0
BART NOX Annual-Jeffrey Energy Center 2 -v5.13 | 111 | 5832 | Rate Constraint in lbs/MMBtu | FALSE | L | Annual | Net Emissions Allowance Position | Thousand Tons | 0 | 2.609 | 2.536 | 2.536 | 1.9852 | 1.9871 | 1.9398 | 1.5285
BART NOX Annual-Jeffrey Energy Center 2 -v5.13 | 111 | 5832 | Rate Constraint in lbs/MMBtu | FALSE | L | Annual | Fuel Consumed | TBtu | 0 | 52.1806 | 50.7195 | 50.7195 | 40.6107 | 40.6861 | 38.7963 | 30.5704
BART NOX Annual-Jeffrey Energy Center 2 -v5.13 | 111 | 5832 | Rate Constraint in lbs/MMBtu | FALSE | L | Annual | Rate | lb/MMBtu | 0 | 0.1 | 0.1 | 0.1 | 0.097766 | 0.097678 | 0.1 | 0.1
BART NOX Annual-Jeffrey Energy Center 2 -v5.13 | 111 | 5832 | Rate Constraint in lbs/MMBtu | FALSE | L | Annual | Generation | TWh | 0 | 4.6876 | 4.6876 | 4.6876 | 3.7526 | 3.7595 | 3.5856 | 2.8254
BART NOX Annual-Jeffrey Energy Center 2 -v5.13 | 111 | 5832 | Rate Constraint in lbs/MMBtu | FALSE | L | Annual | Qualifying Generation | TWh | 0 | 4.6876 | 4.6876 | 4.6876 | 3.7526 | 3.7595 | 3.5856 | 2.8254
BART NOX Annual-Jeffrey Energy Center 2 -v5.13 | 111 | 5832 | Rate Constraint in lbs/MMBtu | FALSE | L | Annual | Rate | lb/MWh | 0 | 1.1132 | 1.082 | 1.082 | 1.058 | 1.0571 | 1.082 | 1.082
BART NOX Annual-Jeffrey Energy Center 2 -v5.13 | 111 | 5832 | Rate Constraint in lbs/MMBtu | FALSE | L | Annual | Constraint Shadow Price | US2016$/Ton | 0 | 0 | 0 | 0 | 0 | 0 | 0 | 0
BART NOX Annual-Jim Bridger 1 -v5.14 | 112 | 6105 | Rate Constraint in lbs/MMBtu | FALSE | L | Annual | Seasons Included | Seasons | Winter, WintShld, Summer | Winter, WintShld, Summer | Winter, WintShld, Summer | Winter, WintShld, Summer | Winter, WintShld, Summer | Winter, WintShld, Summer | Winter, WintShld, Summer | Winter, WintShld, Summer
BART NOX Annual-Jim Bridger 1 -v5.14 | 112 | 6105 | Rate Constraint in lbs/MMBtu | FALSE | L | Annual | Standard NOX | lb/MMBtu | 0.26 | 0.07 | 0.07 | 0.07 | 0.07 | 0.07 | 0.07 | 0.07
BART NOX Annual-Jim Bridger 1 -v5.14 | 112 | 6105 | Rate Constraint in lbs/MMBtu | FALSE | L | Annual | Emissions at Affected Plants NOX | Thousand Tons | 1.2122 | 0 | 0 | 0 | 0 | 0 | 0 | 0
BART NOX Annual-Jim Bridger 1 -v5.14 | 112 | 6105 | Rate Constraint in lbs/MMBtu | FALSE | L | Annual | Allowances Purchased NOX | Thousand Tons | 0 | 0 | 0 | 0 | 0 | 0 | 0 | 0
BART NOX Annual-Jim Bridger 1 -v5.14 | 112 | 6105 | Rate Constraint in lbs/MMBtu | FALSE | L | Annual | Allowances Sold NOX | Thousand Tons | 0 | 0 | 0 | 0 | 0 | 0 | 0 | 0
BART NOX Annual-Jim Bridger 1 -v5.14 | 112 | 6105 | Rate Constraint in lbs/MMBtu | FALSE | L | Annual | Allowances Banked | Thousand Tons | 0 | 0 | 0 | 0 | 0 | 0 | 0 | 0
BART NOX Annual-Jim Bridger 1 -v5.14 | 112 | 6105 | Rate Constraint in lbs/MMBtu | FALSE | L | Annual | Allowances Withdrawn (1:1) | Thousand Tons | 0 | 0 | 0 | 0 | 0 | 0 | 0 | 0
BART NOX Annual-Jim Bridger 1 -v5.14 | 112 | 6105 | Rate Constraint in lbs/MMBtu | FALSE | L | Annual | Allowances Withdrawn (n:1) | Thousand Tons | 0 | 0 | 0 | 0 | 0 | 0 | 0 | 0
BART NOX Annual-Jim Bridger 1 -v5.14 | 112 | 6105 | Rate Constraint in lbs/MMBtu | FALSE | L | Annual | Net Emissions Allowance Position | Thousand Tons | 1.2122 | 0 | 0 | 0 | 0 | 0 | 0 | 0
BART NOX Annual-Jim Bridger 1 -v5.14 | 112 | 6105 | Rate Constraint in lbs/MMBtu | FALSE | L | Annual | Fuel Consumed | TBtu | 17.442 | 0 | 0 | 0 | 0 | 0 | 0 | 0
BART NOX Annual-Jim Bridger 1 -v5.14 | 112 | 6105 | Rate Constraint in lbs/MMBtu | FALSE | L | Annual | Rate | lb/MMBtu | 0.139 | 0 | 0 | 0 | 0 | 0 | 0 | 0
BART NOX Annual-Jim Bridger 1 -v5.14 | 112 | 6105 | Rate Constraint in lbs/MMBtu | FALSE | L | Annual | Generation | TWh | 1.6959 | 0 | 0 | 0 | 0 | 0 | 0 | 0
BART NOX Annual-Jim Bridger 1 -v5.14 | 112 | 6105 | Rate Constraint in lbs/MMBtu | FALSE | L | Annual | Qualifying Generation | TWh | 1.6959 | 0 | 0 | 0 | 0 | 0 | 0 | 0
BART NOX Annual-Jim Bridger 1 -v5.14 | 112 | 6105 | Rate Constraint in lbs/MMBtu | FALSE | L | Annual | Rate | lb/MWh | 1.4296 | 0 | 0 | 0 | 0 | 0 | 0 | 0
BART NOX Annual-Jim Bridger 1 -v5.14 | 112 | 6105 | Rate Constraint in lbs/MMBtu | FALSE | L | Annual | Constraint Shadow Price | US2016$/Ton | 0 | 13554.7502 | 11126.1151 | 12730.8894 | 14731.1301 | 27284.6318 | 27691.628 | 19785.4956
BART NOX Annual-Jim Bridger 2 -v5.14 | 113 | 6106 | Rate Constraint in lbs/MMBtu | FALSE | L | Annual | Seasons Included | Seasons | Winter, WintShld, Summer | Winter, WintShld, Summer | Winter, WintShld, Summer | Winter, WintShld, Summer | Winter, WintShld, Summer | Winter, WintShld, Summer | Winter, WintShld, Summer | Winter, WintShld, Summer
BART NOX Annual-Jim Bridger 2 -v5.14 | 113 | 6106 | Rate Constraint in lbs/MMBtu | FALSE | L | Annual | Standard NOX | lb/MMBtu | 0.26 | 0.07 | 0.07 | 0.07 | 0.07 | 0.07 | 0.07 | 0.07
BART NOX Annual-Jim Bridger 2 -v5.14 | 113 | 6106 | Rate Constraint in lbs/MMBtu | FALSE | L | Annual | Emissions at Affected Plants NOX | Thousand Tons | 0.75 | 0.20387 | 0.20224 | 0.26055 | 0.22275 | 0.24853 | 0.26055 | 0.21015
BART NOX Annual-Jim Bridger 2 -v5.14 | 113 | 6106 | Rate Constraint in lbs/MMBtu | FALSE | L | Annual | Allowances Purchased NOX | Thousand Tons | 0 | 0 | 0 | 0 | 0 | 0 | 0 | 0
BART NOX Annual-Jim Bridger 2 -v5.14 | 113 | 6106 | Rate Constraint in lbs/MMBtu | FALSE | L | Annual | Allowances Sold NOX | Thousand Tons | 0 | 0 | 0 | 0 | 0 | 0 | 0 | 0
BART NOX Annual-Jim Bridger 2 -v5.14 | 113 | 6106 | Rate Constraint in lbs/MMBtu | FALSE | L | Annual | Allowances Banked | Thousand Tons | 0 | 0 | 0 | 0 | 0 | 0 | 0 | 0
BART NOX Annual-Jim Bridger 2 -v5.14 | 113 | 6106 | Rate Constraint in lbs/MMBtu | FALSE | L | Annual | Allowances Withdrawn (1:1) | Thousand Tons | 0 | 0 | 0 | 0 | 0 | 0 | 0 | 0
BART NOX Annual-Jim Bridger 2 -v5.14 | 113 | 6106 | Rate Constraint in lbs/MMBtu | FALSE | L | Annual | Allowances Withdrawn (n:1) | Thousand Tons | 0 | 0 | 0 | 0 | 0 | 0 | 0 | 0
BART NOX Annual-Jim Bridger 2 -v5.14 | 113 | 6106 | Rate Constraint in lbs/MMBtu | FALSE | L | Annual | Net Emissions Allowance Position | Thousand Tons | 0.75 | 0.20387 | 0.20224 | 0.26055 | 0.22275 | 0.24853 | 0.26055 | 0.21015
BART NOX Annual-Jim Bridger 2 -v5.14 | 113 | 6106 | Rate Constraint in lbs/MMBtu | FALSE | L | Annual | Fuel Consumed | TBtu | 10.7914 | 5.825 | 5.7784 | 7.4443 | 6.3644 | 7.1009 | 7.4443 | 6.0042
BART NOX Annual-Jim Bridger 2 -v5.14 | 113 | 6106 | Rate Constraint in lbs/MMBtu | FALSE | L | Annual | Rate | lb/MMBtu | 0.139 | 0.07 | 0.07 | 0.07 | 0.07 | 0.07 | 0.07 | 0.07
BART NOX Annual-Jim Bridger 2 -v5.14 | 113 | 6106 | Rate Constraint in lbs/MMBtu | FALSE | L | Annual | Generation | TWh | 1.047 | 0.56245 | 0.56245 | 0.72456 | 0.61945 | 0.69114 | 0.72456 | 0.5844
BART NOX Annual-Jim Bridger 2 -v5.14 | 113 | 6106 | Rate Constraint in lbs/MMBtu | FALSE | L | Annual | Qualifying Generation | TWh | 1.047 | 0.56245 | 0.56245 | 0.72456 | 0.61945 | 0.69114 | 0.72456 | 0.5844
BART NOX Annual-Jim Bridger 2 -v5.14 | 113 | 6106 | Rate Constraint in lbs/MMBtu | FALSE | L | Annual | Rate | lb/MWh | 1.4327 | 0.72494 | 0.71914 | 0.71919 | 0.71919 | 0.71919 | 0.71919 | 0.71919
BART NOX Annual-Jim Bridger 2 -v5.14 | 113 | 6106 | Rate Constraint in lbs/MMBtu | FALSE | L | Annual | Constraint Shadow Price | US2016$/Ton | 0 | 13446.0334 | 11403.596 | 13829.7714 | 14570.5525 | 25419.2802 | 28272.9215 | 19600.7385
BART NOX Annual-Jim Bridger 3 -v5.14 | 114 | 6107 | Rate Constraint in lbs/MMBtu | FALSE | L | Annual | Seasons Included | Seasons | Winter, WintShld, Summer | Winter, WintShld, Summer | Winter, WintShld, Summer | Winter, WintShld, Summer | Winter, WintShld, Summer | Winter, WintShld, Summer | Winter, WintShld, Summer | Winter, WintShld, Summer
BART NOX Annual-Jim Bridger 3 -v5.14 | 114 | 6107 | Rate Constraint in lbs/MMBtu | FALSE | L | Annual | Standard NOX | lb/MMBtu | 0.07 | 0.07 | 0.07 | 0.07 | 0.07 | 0.07 | 0.07 | 0.07
BART NOX Annual-Jim Bridger 3 -v5.14 | 114 | 6107 | Rate Constraint in lbs/MMBtu | FALSE | L | Annual | Emissions at Affected Plants NOX | Thousand Tons | 0 | 0.96929 | 0.96153 | 0.66352 | 0.70732 | 0.58054 | 0.69431 | 0.51548
BART NOX Annual-Jim Bridger 3 -v5.14 | 114 | 6107 | Rate Constraint in lbs/MMBtu | FALSE | L | Annual | Allowances Purchased NOX | Thousand Tons | 0 | 0 | 0 | 0 | 0 | 0 | 0 | 0
BART NOX Annual-Jim Bridger 3 -v5.14 | 114 | 6107 | Rate Constraint in lbs/MMBtu | FALSE | L | Annual | Allowances Sold NOX | Thousand Tons | 0 | 0 | 0 | 0 | 0 | 0 | 0 | 0
BART NOX Annual-Jim Bridger 3 -v5.14 | 114 | 6107 | Rate Constraint in lbs/MMBtu | FALSE | L | Annual | Allowances Banked | Thousand Tons | 0 | 0 | 0 | 0 | 0 | 0 | 0 | 0
BART NOX Annual-Jim Bridger 3 -v5.14 | 114 | 6107 | Rate Constraint in lbs/MMBtu | FALSE | L | Annual | Allowances Withdrawn (1:1) | Thousand Tons | 0 | 0 | 0 | 0 | 0 | 0 | 0 | 0
BART NOX Annual-Jim Bridger 3 -v5.14 | 114 | 6107 | Rate Constraint in lbs/MMBtu | FALSE | L | Annual | Allowances Withdrawn (n:1) | Thousand Tons | 0 | 0 | 0 | 0 | 0 | 0 | 0 | 0
BART NOX Annual-Jim Bridger 3 -v5.14 | 114 | 6107 | Rate Constraint in lbs/MMBtu | FALSE | L | Annual | Net Emissions Allowance Position | Thousand Tons | 0 | 0.96929 | 0.96153 | 0.66352 | 0.70732 | 0.58054 | 0.69431 | 0.51548
BART NOX Annual-Jim Bridger 3 -v5.14 | 114 | 6107 | Rate Constraint in lbs/MMBtu | FALSE | L | Annual | Fuel Consumed | TBtu | 0 | 38.982 | 38.6701 | 26.685 | 28.4463 | 23.3478 | 27.923 | 20.7312
BART NOX Annual-Jim Bridger 3 -v5.14 | 114 | 6107 | Rate Constraint in lbs/MMBtu | FALSE | L | Annual | Rate | lb/MMBtu | 0 | 0.04973 | 0.04973 | 0.04973 | 0.04973 | 0.04973 | 0.04973 | 0.04973
BART NOX Annual-Jim Bridger 3 -v5.14 | 114 | 6107 | Rate Constraint in lbs/MMBtu | FALSE | L | Annual | Generation | TWh | 0 | 3.7715 | 3.7715 | 2.6026 | 2.7743 | 2.2771 | 2.7233 | 2.0219
BART NOX Annual-Jim Bridger 3 -v5.14 | 114 | 6107 | Rate Constraint in lbs/MMBtu | FALSE | L | Annual | Qualifying Generation | TWh | 0 | 3.7715 | 3.7715 | 2.6026 | 2.7743 | 2.2771 | 2.7233 | 2.0219
BART NOX Annual-Jim Bridger 3 -v5.14 | 114 | 6107 | Rate Constraint in lbs/MMBtu | FALSE | L | Annual | Rate | lb/MWh | 0 | 0.51401 | 0.5099 | 0.5099 | 0.5099 | 0.5099 | 0.5099 | 0.5099
BART NOX Annual-Jim Bridger 3 -v5.14 | 114 | 6107 | Rate Constraint in lbs/MMBtu | FALSE | L | Annual | Constraint Shadow Price | US2016$/Ton | 0 | 0 | 0 | 0 | 0 | 0 | 0 | 0
BART NOX Annual-Jim Bridger 4 -v5.14 | 115 | 6108 | Rate Constraint in lbs/MMBtu | FALSE | L | Annual | Seasons Included | Seasons | Winter, WintShld, Summer | Winter, WintShld, Summer | Winter, WintShld, Summer | Winter, WintShld, Summer | Winter, WintShld, Summer | Winter, WintShld, Summer | Winter, WintShld, Summer | Winter, WintShld, Summer
BART NOX Annual-Jim Bridger 4 -v5.14 | 115 | 6108 | Rate Constraint in lbs/MMBtu | FALSE | L | Annual | Standard NOX | lb/MMBtu | 0.07 | 0.07 | 0.07 | 0.07 | 0.07 | 0.07 | 0.07 | 0.07
BART NOX Annual-Jim Bridger 4 -v5.14 | 115 | 6108 | Rate Constraint in lbs/MMBtu | FALSE | L | Annual | Emissions at Affected Plants NOX | Thousand Tons | 0 | 0.95912 | 0.94991 | 0.63457 | 0.46336 | 0.6928 | 0.6177 | 0.59343
BART NOX Annual-Jim Bridger 4 -v5.14 | 115 | 6108 | Rate Constraint in lbs/MMBtu | FALSE | L | Annual | Allowances Purchased NOX | Thousand Tons | 0 | 0 | 0 | 0 | 0 | 0 | 0 | 0
BART NOX Annual-Jim Bridger 4 -v5.14 | 115 | 6108 | Rate Constraint in lbs/MMBtu | FALSE | L | Annual | Allowances Sold NOX | Thousand Tons | 0 | 0 | 0 | 0 | 0 | 0 | 0 | 0
BART NOX Annual-Jim Bridger 4 -v5.14 | 115 | 6108 | Rate Constraint in lbs/MMBtu | FALSE | L | Annual | Allowances Banked | Thousand Tons | 0 | 0 | 0 | 0 | 0 | 0 | 0 | 0
BART NOX Annual-Jim Bridger 4 -v5.14 | 115 | 6108 | Rate Constraint in lbs/MMBtu | FALSE | L | Annual | Allowances Withdrawn (1:1) | Thousand Tons | 0 | 0 | 0 | 0 | 0 | 0 | 0 | 0
BART NOX Annual-Jim Bridger 4 -v5.14 | 115 | 6108 | Rate Constraint in lbs/MMBtu | FALSE | L | Annual | Allowances Withdrawn (n:1) | Thousand Tons | 0 | 0 | 0 | 0 | 0 | 0 | 0 | 0
BART NOX Annual-Jim Bridger 4 -v5.14 | 115 | 6108 | Rate Constraint in lbs/MMBtu | FALSE | L | Annual | Net Emissions Allowance Position | Thousand Tons | 0 | 0.95912 | 0.94991 | 0.63457 | 0.46336 | 0.6928 | 0.6177 | 0.59343
BART NOX Annual-Jim Bridger 4 -v5.14 | 115 | 6108 | Rate Constraint in lbs/MMBtu | FALSE | L | Annual | Fuel Consumed | TBtu | 0 | 39.06 | 38.6849 | 25.8427 | 18.8704 | 28.214 | 25.1556 | 24.1675
BART NOX Annual-Jim Bridger 4 -v5.14 | 115 | 6108 | Rate Constraint in lbs/MMBtu | FALSE | L | Annual | Rate | lb/MMBtu | 0 | 0.04911 | 0.04911 | 0.04911 | 0.04911 | 0.04911 | 0.04911 | 0.04911
BART NOX Annual-Jim Bridger 4 -v5.14 | 115 | 6108 | Rate Constraint in lbs/MMBtu | FALSE | L | Annual | Generation | TWh | 0 | 3.7757 | 3.7696 | 2.5182 | 1.8388 | 2.7493 | 2.4513 | 2.355
BART NOX Annual-Jim Bridger 4 -v5.14 | 115 | 6108 | Rate Constraint in lbs/MMBtu | FALSE | L | Annual | Qualifying Generation | TWh | 0 | 3.7757 | 3.7696 | 2.5182 | 1.8388 | 2.7493 | 2.4513 | 2.355
BART NOX Annual-Jim Bridger 4 -v5.14 | 115 | 6108 | Rate Constraint in lbs/MMBtu | FALSE | L | Annual | Rate | lb/MWh | 0 | 0.50804 | 0.50398 | 0.50398 | 0.50398 | 0.50398 | 0.50398 | 0.50398
BART NOX Annual-Jim Bridger 4 -v5.14 | 115 | 6108 | Rate Constraint in lbs/MMBtu | FALSE | L | Annual | Constraint Shadow Price | US2016$/Ton | 0 | 0 | 0 | 0 | 0 | 0 | 0 | 0
BART NOX Annual-La Cygne 1 & 2 -v5.13 | 116 | 5833 | Rate Constraint in lbs/MMBtu | FALSE | L | Annual | Seasons Included | Seasons | Winter, WintShld, Summer | Winter, WintShld, Summer | Winter, WintShld, Summer | Winter, WintShld, Summer | Winter, WintShld, Summer | Winter, WintShld, Summer | Winter, WintShld, Summer | Winter, WintShld, Summer
BART NOX Annual-La Cygne 1 & 2 -v5.13 | 116 | 5833 | Rate Constraint in lbs/MMBtu | FALSE | L | Annual | Standard NOX | lb/MMBtu | 0.13 | 0.13 | 0.13 | 0.13 | 0.13 | 0.13 | 0.13 | 0.13
BART NOX Annual-La Cygne 1 & 2 -v5.13 | 116 | 5833 | Rate Constraint in lbs/MMBtu | FALSE | L | Annual | Emissions at Affected Plants NOX | Thousand Tons | 2.5106 | 2.9369 | 3.5355 | 2.7927 | 2.8227 | 3.3363 | 2.8751 | 2.5484
BART NOX Annual-La Cygne 1 & 2 -v5.13 | 116 | 5833 | Rate Constraint in lbs/MMBtu | FALSE | L | Annual | Allowances Purchased NOX | Thousand Tons | 0 | 0 | 0 | 0 | 0 | 0 | 0 | 0
BART NOX Annual-La Cygne 1 & 2 -v5.13 | 116 | 5833 | Rate Constraint in lbs/MMBtu | FALSE | L | Annual | Allowances Sold NOX | Thousand Tons | 0 | 0 | 0 | 0 | 0 | 0 | 0 | 0
BART NOX Annual-La Cygne 1 & 2 -v5.13 | 116 | 5833 | Rate Constraint in lbs/MMBtu | FALSE | L | Annual | Allowances Banked | Thousand Tons | 0 | 0 | 0 | 0 | 0 | 0 | 0 | 0
BART NOX Annual-La Cygne 1 & 2 -v5.13 | 116 | 5833 | Rate Constraint in lbs/MMBtu | FALSE | L | Annual | Allowances Withdrawn (1:1) | Thousand Tons | 0 | 0 | 0 | 0 | 0 | 0 | 0 | 0
BART NOX Annual-La Cygne 1 & 2 -v5.13 | 116 | 5833 | Rate Constraint in lbs/MMBtu | FALSE | L | Annual | Allowances Withdrawn (n:1) | Thousand Tons | 0 | 0 | 0 | 0 | 0 | 0 | 0 | 0
BART NOX Annual-La Cygne 1 & 2 -v5.13 | 116 | 5833 | Rate Constraint in lbs/MMBtu | FALSE | L | Annual | Net Emissions Allowance Position | Thousand Tons | 2.5106 | 2.9369 | 3.5355 | 2.7927 | 2.8227 | 3.3363 | 2.8751 | 2.5484
BART NOX Annual-La Cygne 1 & 2 -v5.13 | 116 | 5833 | Rate Constraint in lbs/MMBtu | FALSE | L | Annual | Fuel Consumed | TBtu | 55.8657 | 65.441 | 77.9542 | 62.2931 | 62.9202 | 74.3309 | 64.0187 | 56.8105
BART NOX Annual-La Cygne 1 & 2 -v5.13 | 116 | 5833 | Rate Constraint in lbs/MMBtu | FALSE | L | Annual | Rate | lb/MMBtu | 0.08988 | 0.089756 | 0.090707 | 0.089664 | 0.089722 | 0.089768 | 0.089821 | 0.089715
BART NOX Annual-La Cygne 1 & 2 -v5.13 | 116 | 5833 | Rate Constraint in lbs/MMBtu | FALSE | L | Annual | Generation | TWh | 5.0602 | 5.9244 | 7.1747 | 5.7136 | 5.7722 | 6.82 | 5.8749 | 5.2116
BART NOX Annual-La Cygne 1 & 2 -v5.13 | 116 | 5833 | Rate Constraint in lbs/MMBtu | FALSE | L | Annual | Qualifying Generation | TWh | 5.0602 | 5.9244 | 7.1747 | 5.7136 | 5.7722 | 6.82 | 5.8749 | 5.2116
BART NOX Annual-La Cygne 1 & 2 -v5.13 | 116 | 5833 | Rate Constraint in lbs/MMBtu | FALSE | L | Annual | Rate | lb/MWh | 0.99229 | 0.99144 | 0.98554 | 0.97758 | 0.97802 | 0.97837 | 0.97878 | 0.97797
BART NOX Annual-La Cygne 1 & 2 -v5.13 | 116 | 5833 | Rate Constraint in lbs/MMBtu | FALSE | L | Annual | Constraint Shadow Price | US2016$/Ton | 0 | 0 | 0 | 0 | 0 | 0 | 0 | 0
BART NOX Annual-Laramie 1 -v5.14 | 117 | 6099 | Rate Constraint in lbs/MMBtu | FALSE | L | Annual | Seasons Included | Seasons | Winter, WintShld, Summer | Winter, WintShld, Summer | Winter, WintShld, Summer | Winter, WintShld, Summer | Winter, WintShld, Summer | Winter, WintShld, Summer | Winter, WintShld, Summer | Winter, WintShld, Summer
BART NOX Annual-Laramie 1 -v5.14 | 117 | 6099 | Rate Constraint in lbs/MMBtu | FALSE | L | Annual | Standard NOX | lb/MMBtu | 0.06 | 0.06 | 0.06 | 0.06 | 0.06 | 0.06 | 0.06 | 0.06
BART NOX Annual-Laramie 1 -v5.14 | 117 | 6099 | Rate Constraint in lbs/MMBtu | FALSE | L | Annual | Emissions at Affected Plants NOX | Thousand Tons | 1.2631 | 1.265 | 1.2549 | 1.2549 | 1.2549 | 1.2549 | 1.2549 | 1.2447
BART NOX Annual-Laramie 1 -v5.14 | 117 | 6099 | Rate Constraint in lbs/MMBtu | FALSE | L | Annual | Allowances Purchased NOX | Thousand Tons | 0 | 0 | 0 | 0 | 0 | 0 | 0 | 0
BART NOX Annual-Laramie 1 -v5.14 | 117 | 6099 | Rate Constraint in lbs/MMBtu | FALSE | L | Annual | Allowances Sold NOX | Thousand Tons | 0 | 0 | 0 | 0 | 0 | 0 | 0 | 0
BART NOX Annual-Laramie 1 -v5.14 | 117 | 6099 | Rate Constraint in lbs/MMBtu | FALSE | L | Annual | Allowances Banked | Thousand Tons | 0 | 0 | 0 | 0 | 0 | 0 | 0 | 0
BART NOX Annual-Laramie 1 -v5.14 | 117 | 6099 | Rate Constraint in lbs/MMBtu | FALSE | L | Annual | Allowances Withdrawn (1:1) | Thousand Tons | 0 | 0 | 0 | 0 | 0 | 0 | 0 | 0
BART NOX Annual-Laramie 1 -v5.14 | 117 | 6099 | Rate Constraint in lbs/MMBtu | FALSE | L | Annual | Allowances Withdrawn (n:1) | Thousand Tons | 0 | 0 | 0 | 0 | 0 | 0 | 0 | 0
BART NOX Annual-Laramie 1 -v5.14 | 117 | 6099 | Rate Constraint in lbs/MMBtu | FALSE | L | Annual | Net Emissions Allowance Position | Thousand Tons | 1.2631 | 1.265 | 1.2549 | 1.2549 | 1.2549 | 1.2549 | 1.2549 | 1.2447
BART NOX Annual-Laramie 1 -v5.14 | 117 | 6099 | Rate Constraint in lbs/MMBtu | FALSE | L | Annual | Fuel Consumed | TBtu | 42.1024 | 42.1661 | 41.8288 | 41.8288 | 41.8288 | 41.8288 | 41.8288 | 41.4911
BART NOX Annual-Laramie 1 -v5.14 | 117 | 6099 | Rate Constraint in lbs/MMBtu | FALSE | L | Annual | Rate | lb/MMBtu | 0.06 | 0.06 | 0.06 | 0.06 | 0.06 | 0.06 | 0.06 | 0.06
BART NOX Annual-Laramie 1 -v5.14 | 117 | 6099 | Rate Constraint in lbs/MMBtu | FALSE | L | Annual | Generation | TWh | 4.0787 | 4.0848 | 3.125 | 3.125 | 3.125 | 3.125 | 3.125 | 3.092
BART NOX Annual-Laramie 1 -v5.14 | 117 | 6099 | Rate Constraint in lbs/MMBtu | FALSE | L | Annual | Qualifying Generation | TWh | 4.0787 | 4.0848 | 3.125 | 3.125 | 3.125 | 3.125 | 3.125 | 3.092
BART NOX Annual-Laramie 1 -v5.14 | 117 | 6099 | Rate Constraint in lbs/MMBtu | FALSE | L | Annual | Rate | lb/MWh | 0.61936 | 0.61936 | 0.80312 | 0.80312 | 0.80312 | 0.80312 | 0.80312 | 0.80514
BART NOX Annual-Laramie 1 -v5.14 | 117 | 6099 | Rate Constraint in lbs/MMBtu | FALSE | L | Annual | Constraint Shadow Price | US2016$/Ton | 7083.326 | 11223.6171 | 10690.1798 | 10619.9623 | 9674.9142 | 10574.5247 | 10591.4113 | 8977.4336
BART NOX Annual-Laramie 2 -v5.14 | 118 | 6100 | Rate Constraint in lbs/MMBtu | FALSE | L | Annual | Seasons Included | Seasons | Winter, WintShld, Summer | Winter, WintShld, Summer | Winter, WintShld, Summer | Winter, WintShld, Summer | Winter, WintShld, Summer | Winter, WintShld, Summer | Winter, WintShld, Summer | Winter, WintShld, Summer
BART NOX Annual-Laramie 2 -v5.14 | 118 | 6100 | Rate Constraint in lbs/MMBtu | FALSE | L | Annual | Standard NOX | lb/MMBtu | 0.15 | 0.15 | 0.15 | 0.15 | 0.15 | 0.15 | 0.15 | 0.15
BART NOX Annual-Laramie 2 -v5.14 | 118 | 6100 | Rate Constraint in lbs/MMBtu | FALSE | L | Annual | Emissions at Affected Plants NOX | Thousand Tons | 2.7806 | 2.7806 | 2.7584 | 2.7584 | 2.7584 | 2.7584 | 2.7584 | 2.6461
BART NOX Annual-Laramie 2 -v5.14 | 118 | 6100 | Rate Constraint in lbs/MMBtu | FALSE | L | Annual | Allowances Purchased NOX | Thousand Tons | 0 | 0 | 0 | 0 | 0 | 0 | 0 | 0
BART NOX Annual-Laramie 2 -v5.14 | 118 | 6100 | Rate Constraint in lbs/MMBtu | FALSE | L | Annual | Allowances Sold NOX | Thousand Tons | 0 | 0 | 0 | 0 | 0 | 0 | 0 | 0
BART NOX Annual-Laramie 2 -v5.14 | 118 | 6100 | Rate Constraint in lbs/MMBtu | FALSE | L | Annual | Allowances Banked | Thousand Tons | 0 | 0 | 0 | 0 | 0 | 0 | 0 | 0
BART NOX Annual-Laramie 2 -v5.14 | 118 | 6100 | Rate Constraint in lbs/MMBtu | FALSE | L | Annual | Allowances Withdrawn (1:1) | Thousand Tons | 0 | 0 | 0 | 0 | 0 | 0 | 0 | 0
BART NOX Annual-Laramie 2 -v5.14 | 118 | 6100 | Rate Constraint in lbs/MMBtu | FALSE | L | Annual | Allowances Withdrawn (n:1) | Thousand Tons | 0 | 0 | 0 | 0 | 0 | 0 | 0 | 0
BART NOX Annual-Laramie 2 -v5.14 | 118 | 6100 | Rate Constraint in lbs/MMBtu | FALSE | L | Annual | Net Emissions Allowance Position | Thousand Tons | 2.7806 | 2.7806 | 2.7584 | 2.7584 | 2.7584 | 2.7584 | 2.7584 | 2.6461
BART NOX Annual-Laramie 2 -v5.14 | 118 | 6100 | Rate Constraint in lbs/MMBtu | FALSE | L | Annual | Fuel Consumed | TBtu | 42.1056 | 42.1056 | 41.7688 | 41.7688 | 41.7688 | 41.7688 | 41.7688 | 40.0677
BART NOX Annual-Laramie 2 -v5.14 | 118 | 6100 | Rate Constraint in lbs/MMBtu | FALSE | L | Annual | Rate | lb/MMBtu | 0.13208 | 0.13208 | 0.13208 | 0.13208 | 0.13208 | 0.13208 | 0.13208 | 0.13208
BART NOX Annual-Laramie 2 -v5.14 | 118 | 6100 | Rate Constraint in lbs/MMBtu | FALSE | L | Annual | Generation | TWh | 4.1084 | 4.1084 | 4.1084 | 4.1084 | 4.1084 | 4.1084 | 4.1084 | 3.941
BART NOX Annual-Laramie 2 -v5.14 | 118 | 6100 | Rate Constraint in lbs/MMBtu | FALSE | L | Annual | Qualifying Generation | TWh | 4.1084 | 4.1084 | 4.1084 | 4.1084 | 4.1084 | 4.1084 | 4.1084 | 3.941
BART NOX Annual-Laramie 2 -v5.14 | 118 | 6100 | Rate Constraint in lbs/MMBtu | FALSE | L | Annual | Rate | lb/MWh | 1.3536 | 1.3536 | 1.3428 | 1.3428 | 1.3428 | 1.3428 | 1.3428 | 1.3428
BART NOX Annual-Laramie 2 -v5.14 | 118 | 6100 | Rate Constraint in lbs/MMBtu | FALSE | L | Annual | Constraint Shadow Price | US2016$/Ton | 0 | 0 | 0 | 0 | 0 | 0 | 0 | 0
BART NOX Annual-Laramie 3 -v5.14 | 119 | 6101 | Rate Constraint in lbs/MMBtu | FALSE | L | Annual | Seasons Included | Seasons | Winter, WintShld, Summer | Winter, WintShld, Summer | Winter, WintShld, Summer | Winter, WintShld, Summer | Winter, WintShld, Summer | Winter, WintShld, Summer | Winter, WintShld, Summer | Winter, WintShld, Summer
BART NOX Annual-Laramie 3 -v5.14 | 119 | 6101 | Rate Constraint in lbs/MMBtu | FALSE | L | Annual | Standard NOX | lb/MMBtu | 0.15 | 0.15 | 0.15 | 0.15 | 0.15 | 0.15 | 0.15 | 0.15
BART NOX Annual-Laramie 3 -v5.14 | 119 | 6101 | Rate Constraint in lbs/MMBtu | FALSE | L | Annual | Emissions at Affected Plants NOX | Thousand Tons | 2.7909 | 2.7909 | 2.7686 | 2.7686 | 2.7686 | 2.7686 | 2.7686 | 2.7686
BART NOX Annual-Laramie 3 -v5.14 | 119 | 6101 | Rate Constraint in lbs/MMBtu | FALSE | L | Annual | Allowances Purchased NOX | Thousand Tons | 0 | 0 | 0 | 0 | 0 | 0 | 0 | 0
BART NOX Annual-Laramie 3 -v5.14 | 119 | 6101 | Rate Constraint in lbs/MMBtu | FALSE | L | Annual | Allowances Sold NOX | Thousand Tons | 0 | 0 | 0 | 0 | 0 | 0 | 0 | 0
BART NOX Annual-Laramie 3 -v5.14 | 119 | 6101 | Rate Constraint in lbs/MMBtu | FALSE | L | Annual | Allowances Banked | Thousand Tons | 0 | 0 | 0 | 0 | 0 | 0 | 0 | 0
BART NOX Annual-Laramie 3 -v5.14 | 119 | 6101 | Rate Constraint in lbs/MMBtu | FALSE | L | Annual | Allowances Withdrawn (1:1) | Thousand Tons | 0 | 0 | 0 | 0 | 0 | 0 | 0 | 0
BART NOX Annual-Laramie 3 -v5.14 | 119 | 6101 | Rate Constraint in lbs/MMBtu | FALSE | L | Annual | Allowances Withdrawn (n:1) | Thousand Tons | 0 | 0 | 0 | 0 | 0 | 0 | 0 | 0
BART NOX Annual-Laramie 3 -v5.14 | 119 | 6101 | Rate Constraint in lbs/MMBtu | FALSE | L | Annual | Net Emissions Allowance Position | Thousand Tons | 2.7909 | 2.7909 | 2.7686 | 2.7686 | 2.7686 | 2.7686 | 2.7686 | 2.7686
BART NOX Annual-Laramie 3 -v5.14 | 119 | 6101 | Rate Constraint in lbs/MMBtu | FALSE | L | Annual | Fuel Consumed | TBtu | 41.9876 | 41.9876 | 41.6517 | 41.6517 | 41.6517 | 41.6517 | 41.6517 | 41.6517
BART NOX Annual-Laramie 3 -v5.14 | 119 | 6101 | Rate Constraint in lbs/MMBtu | FALSE | L | Annual | Rate | lb/MMBtu | 0.13294 | 0.13294 | 0.13294 | 0.13294 | 0.13294 | 0.13294 | 0.13294 | 0.13294
BART NOX Annual-Laramie 3 -v5.14 | 119 | 6101 | Rate Constraint in lbs/MMBtu | FALSE | L | Annual | Generation | TWh | 4.1083 | 4.1083 | 4.1083 | 4.1083 | 4.1083 | 4.1083 | 4.1083 | 4.1083
BART NOX Annual-Laramie 3 -v5.14 | 119 | 6101 | Rate Constraint in lbs/MMBtu | FALSE | L | Annual | Qualifying Generation | TWh | 4.1083 | 4.1083 | 4.1083 | 4.1083 | 4.1083 | 4.1083 | 4.1083 | 4.1083
BART NOX Annual-Laramie 3 -v5.14 | 119 | 6101 | Rate Constraint in lbs/MMBtu | FALSE | L | Annual | Rate | lb/MWh | 1.3587 | 1.3587 | 1.3478 | 1.3478 | 1.3478 | 1.3478 | 1.3478 | 1.3478
BART NOX Annual-Laramie 3 -v5.14 | 119 | 6101 | Rate Constraint in lbs/MMBtu | FALSE | L | Annual | Constraint Shadow Price | US2016$/Ton | 0 | 0 | 0 | 0 | 0 | 0 | 0 | 0
BART NOX Annual-Lawrence 4 -v5.14 | 120 | 6095 | Rate Constraint in lbs/MMBtu | FALSE | L | Annual | Seasons Included | Seasons | Winter, WintShld, Summer | Winter, WintShld, Summer | Winter, WintShld, Summer | Winter, WintShld, Summer | Winter, WintShld, Summer | Winter, WintShld, Summer | Winter, WintShld, Summer | Winter, WintShld, Summer
BART NOX Annual-Lawrence 4 -v5.14 | 120 | 6095 | Rate Constraint in lbs/MMBtu | FALSE | L | Annual | Standard NOX | lb/MMBtu | 0.18 | 0.18 | 0.18 | 0.18 | 0.18 | 0.18 | 0.18 | 0.18
BART NOX Annual-Lawrence 4 -v5.14 | 120 | 6095 | Rate Constraint in lbs/MMBtu | FALSE | L | Annual | Emissions at Affected Plants NOX | Thousand Tons | 0.2747 | 0.2747 | 0.31151 | 0.32466 | 0.32466 | 0.39034 | 0.32466 | 0
BART NOX Annual-Lawrence 4 -v5.14 | 120 | 6095 | Rate Constraint in lbs/MMBtu | FALSE | L | Annual | Allowances Purchased NOX | Thousand Tons | 0 | 0 | 0 | 0 | 0 | 0 | 0 | 0
BART NOX Annual-Lawrence 4 -v5.14 | 120 | 6095 | Rate Constraint in lbs/MMBtu | FALSE | L | Annual | Allowances Sold NOX | Thousand Tons | 0 | 0 | 0 | 0 | 0 | 0 | 0 | 0
BART NOX Annual-Lawrence 4 -v5.14 | 120 | 6095 | Rate Constraint in lbs/MMBtu | FALSE | L | Annual | Allowances Banked | Thousand Tons | 0 | 0 | 0 | 0 | 0 | 0 | 0 | 0
BART NOX Annual-Lawrence 4 -v5.14 | 120 | 6095 | Rate Constraint in lbs/MMBtu | FALSE | L | Annual | Allowances Withdrawn (1:1) | Thousand Tons | 0 | 0 | 0 | 0 | 0 | 0 | 0 | 0
BART NOX Annual-Lawrence 4 -v5.14 | 120 | 6095 | Rate Constraint in lbs/MMBtu | FALSE | L | Annual | Allowances Withdrawn (n:1) | Thousand Tons | 0 | 0 | 0 | 0 | 0 | 0 | 0 | 0
BART NOX Annual-Lawrence 4 -v5.14 | 120 | 6095 | Rate Constraint in lbs/MMBtu | FALSE | L | Annual | Net Emissions Allowance Position | Thousand Tons | 0.2747 | 0.2747 | 0.31151 | 0.32466 | 0.32466 | 0.39034 | 0.32466 | 0
BART NOX Annual-Lawrence 4 -v5.14 | 120 | 6095 | Rate Constraint in lbs/MMBtu | FALSE | L | Annual | Fuel Consumed | TBtu | 3.6788 | 3.6788 | 4.1719 | 4.3479 | 4.3479 | 5.2275 | 4.3479 | 0
BART NOX Annual-Lawrence 4 -v5.14 | 120 | 6095 | Rate Constraint in lbs/MMBtu | FALSE | L | Annual | Rate | lb/MMBtu | 0.14934 | 0.14934 | 0.14934 | 0.14934 | 0.14934 | 0.14934 | 0.14934 | 0
BART NOX Annual-Lawrence 4 -v5.14 | 120 | 6095 | Rate Constraint in lbs/MMBtu | FALSE | L | Annual | Generation | TWh | 0.32202 | 0.32202 | 0.37726 | 0.39317 | 0.39317 | 0.47271 | 0.39317 | 0
BART NOX Annual-Lawrence 4 -v5.14 | 120 | 6095 | Rate Constraint in lbs/MMBtu | FALSE | L | Annual | Qualifying Generation | TWh | 0.32202 | 0.32202 | 0.37726 | 0.39317 | 0.39317 | 0.47271 | 0.39317 | 0
BART NOX Annual-Lawrence 4 -v5.14 | 120 | 6095 | Rate Constraint in lbs/MMBtu | FALSE | L | Annual | Rate | lb/MWh | 1.7061 | 1.7061 | 1.6515 | 1.6515 | 1.6515 | 1.6515 | 1.6515 | 0
BART NOX Annual-Lawrence 4 -v5.14 | 120 | 6095 | Rate Constraint in lbs/MMBtu | FALSE | L | Annual | Constraint Shadow Price | US2016$/Ton | 0 | 0 | 0 | 0 | 0 | 0 | 0 | 0
BART NOX Annual-Lawrence 5 -v5.14 | 121 | 6096 | Rate Constraint in lbs/MMBtu | FALSE | L | Annual | Seasons Included | Seasons | Winter, WintShld, Summer | Winter, WintShld, Summer | Winter, WintShld, Summer | Winter, WintShld, Summer | Winter, WintShld, Summer | Winter, WintShld, Summer | Winter, WintShld, Summer | Winter, WintShld, Summer
BART NOX Annual-Lawrence 5 -v5.14 | 121 | 6096 | Rate Constraint in lbs/MMBtu | FALSE | L | Annual | Standard NOX | lb/MMBtu | 0.15 | 0.15 | 0.15 | 0.15 | 0.15 | 0.15 | 0.15 | 0.15
BART NOX Annual-Lawrence 5 -v5.14 | 121 | 6096 | Rate Constraint in lbs/MMBtu | FALSE | L | Annual | Emissions at Affected Plants NOX | Thousand Tons | 1.0075 | 1.4937 | 1.6233 | 1.0392 | 1.2073 | 1.2073 | 1.1551 | 0.90227
BART NOX Annual-Lawrence 5 -v5.14 | 121 | 6096 | Rate Constraint in lbs/MMBtu | FALSE | L | Annual | Allowances Purchased NOX | Thousand Tons | 0 | 0 | 0 | 0 | 0 | 0 | 0 | 0
BART NOX Annual-Lawrence 5 -v5.14 | 121 | 6096 | Rate Constraint in lbs/MMBtu | FALSE | L | Annual | Allowances Sold NOX | Thousand Tons | 0 | 0 | 0 | 0 | 0 | 0 | 0 | 0
BART NOX Annual-Lawrence 5 -v5.14 | 121 | 6096 | Rate Constraint in lbs/MMBtu | FALSE | L | Annual | Allowances Banked | Thousand Tons | 0 | 0 | 0 | 0 | 0 | 0 | 0 | 0
BART NOX Annual-Lawrence 5 -v5.14 | 121 | 6096 | Rate Constraint in lbs/MMBtu | FALSE | L | Annual | Allowances Withdrawn (1:1) | Thousand Tons | 0 | 0 | 0 | 0 | 0 | 0 | 0 | 0
BART NOX Annual-Lawrence 5 -v5.14 | 121 | 6096 | Rate Constraint in lbs/MMBtu | FALSE | L | Annual | Allowances Withdrawn (n:1) | Thousand Tons | 0 | 0 | 0 | 0 | 0 | 0 | 0 | 0
BART NOX Annual-Lawrence 5 -v5.14 | 121 | 6096 | Rate Constraint in lbs/MMBtu | FALSE | L | Annual | Net Emissions Allowance Position | Thousand Tons | 1.0075 | 1.4937 | 1.6233 | 1.0392 | 1.2073 | 1.2073 | 1.1551 | 0.90227
BART NOX Annual-Lawrence 5 -v5.14 | 121 | 6096 | Rate Constraint in lbs/MMBtu | FALSE | L | Annual | Fuel Consumed | TBtu | 15.6981 | 23.2736 | 25.2923 | 16.1927 | 18.8118 | 18.8118 | 17.9975 | 14.0584
BART NOX Annual-Lawrence 5 -v5.14 | 121 | 6096 | Rate Constraint in lbs/MMBtu | FALSE | L | Annual | Rate | lb/MMBtu | 0.12836 | 0.12836 | 0.12836 | 0.12836 | 0.12836 | 0.12836 | 0.12836 | 0.12836
BART NOX Annual-Lawrence 5 -v5.14 | 121 | 6096 | Rate Constraint in lbs/MMBtu | FALSE | L | Annual | Generation | TWh | 1.473 | 2.1839 | 2.4193 | 1.5489 | 1.7994 | 1.7994 | 1.7215 | 1.3447
BART NOX Annual-Lawrence 5 -v5.14 | 121 | 6096 | Rate Constraint in lbs/MMBtu | FALSE | L | Annual | Qualifying Generation | TWh | 1.473 | 2.1839 | 2.4193 | 1.5489 | 1.7994 | 1.7994 | 1.7215 | 1.3447
BART NOX Annual-Lawrence 5 -v5.14 | 121 | 6096 | Rate Constraint in lbs/MMBtu | FALSE | L | Annual | Rate | lb/MWh | 1.3679 | 1.3679 | 1.3419 | 1.3419 | 1.3419 | 1.3419 | 1.3419 | 1.3419
BART NOX Annual-Lawrence 5 -v5.14 | 121 | 6096 | Rate Constraint in lbs/MMBtu | FALSE | L | Annual | Constraint Shadow Price | US2016$/Ton | 0 | 0 | 0 | 0 | 0 | 0 | 0 | 0
BART NOX Annual-Leland Olds 1 -v5.13 | 122 | 5855 | Rate Constraint in lbs/MMBtu | FALSE | L | Annual | Seasons Included | Seasons | Winter, WintShld, Summer | Winter, WintShld, Summer | Winter, WintShld, Summer | Winter, WintShld, Summer | Winter, WintShld, Summer | Winter, WintShld, Summer | Winter, WintShld, Summer | Winter, WintShld, Summer
BART NOX Annual-Leland Olds 1 -v5.13 | 122 | 5855 | Rate Constraint in lbs/MMBtu | FALSE | L | Annual | Standard NOX | lb/MMBtu | 0.19 | 0.19 | 0.19 | 0.19 | 0.19 | 0.19 | 0.19 | 0.19
BART NOX Annual-Leland Olds 1 -v5.13 | 122 | 5855 | Rate Constraint in lbs/MMBtu | FALSE | L | Annual | Emissions at Affected Plants NOX | Thousand Tons | 1.601 | 1.601 | 1.5546 | 1.5546 | 1.4915 | 1.4915 | 1.2955 | 0.95911
BART NOX Annual-Leland Olds 1 -v5.13 | 122 | 5855 | Rate Constraint in lbs/MMBtu | FALSE | L | Annual | Allowances Purchased NOX | Thousand Tons | 0 | 0 | 0 | 0 | 0 | 0 | 0 | 0
BART NOX Annual-Leland Olds 1 -v5.13 | 122 | 5855 | Rate Constraint in lbs/MMBtu | FALSE | L | Annual | Allowances Sold NOX | Thousand Tons | 0 | 0 | 0 | 0 | 0 | 0 | 0 | 0
BART NOX Annual-Leland Olds 1 -v5.13 | 122 | 5855 | Rate Constraint in lbs/MMBtu | FALSE | L | Annual | Allowances Banked | Thousand Tons | 0 | 0 | 0 | 0 | 0 | 0 | 0 | 0
BART NOX Annual-Leland Olds 1 -v5.13 | 122 | 5855 | Rate Constraint in lbs/MMBtu | FALSE | L | Annual | Allowances Withdrawn (1:1) | Thousand Tons | 0 | 0 | 0 | 0 | 0 | 0 | 0 | 0
BART NOX Annual-Leland Olds 1 -v5.13 | 122 | 5855 | Rate Constraint in lbs/MMBtu | FALSE | L | Annual | Allowances Withdrawn (n:1) | Thousand Tons | 0 | 0 | 0 | 0 | 0 | 0 | 0 | 0
BART NOX Annual-Leland Olds 1 -v5.13 | 122 | 5855 | Rate Constraint in lbs/MMBtu | FALSE | L | Annual | Net Emissions Allowance Position | Thousand Tons | 1.601 | 1.601 | 1.5546 | 1.5546 | 1.4915 | 1.4915 | 1.2955 | 0.95911
BART NOX Annual-Leland Olds 1 -v5.13 | 122 | 5855 | Rate Constraint in lbs/MMBtu | FALSE | L | Annual | Fuel Consumed | TBtu | 17.8755 | 17.8755 | 17.3571 | 17.3571 | 16.6526 | 16.6526 | 14.4643 | 10.7086
BART NOX Annual-Leland Olds 1 -v5.13 | 122 | 5855 | Rate Constraint in lbs/MMBtu | FALSE | L | Annual | Rate | lb/MMBtu | 0.17913 | 0.17913 | 0.17913 | 0.17913 | 0.17913 | 0.17913 | 0.17913 | 0.17913
BART NOX Annual-Leland Olds 1 -v5.13 | 122 | 5855 | Rate Constraint in lbs/MMBtu | FALSE | L | Annual | Generation | TWh | 1.5348 | 1.5348 | 1.5348 | 1.5348 | 1.4725 | 1.4725 | 1.279 | 0.94689
BART NOX Annual-Leland Olds 1 -v5.13 | 122 | 5855 | Rate Constraint in lbs/MMBtu | FALSE | L | Annual | Qualifying Generation | TWh | 1.5348 | 1.5348 | 1.5348 | 1.5348 | 1.4725 | 1.4725 | 1.279 | 0.94689
BART NOX Annual-Leland Olds 1 -v5.13 | 122 | 5855 | Rate Constraint in lbs/MMBtu | FALSE | L | Annual | Rate | lb/MWh | 2.0863 | 2.0863 | 2.0258 | 2.0258 | 2.0258 | 2.0258 | 2.0258 | 2.0258
BART NOX Annual-Leland Olds 1 -v5.13 | 122 | 5855 | Rate Constraint in lbs/MMBtu | FALSE | L | Annual | Constraint Shadow Price | US2016$/Ton | 0 | 0 | 0 | 0 | 0 | 0 | 0 | 0
BART NOX Annual-Leland Olds 2 -v5.13 | 123 | 5856 | Rate Constraint in lbs/MMBtu | FALSE | L | Annual | Seasons Included | Seasons | Winter, WintShld, Summer | Winter, WintShld, Summer | Winter, WintShld, Summer | Winter, WintShld, Summer | Winter, WintShld, Summer | Winter, WintShld, Summer | Winter, WintShld, Summer | Winter, WintShld, Summer
BART NOX Annual-Leland Olds 2 -v5.13 | 123 | 5856 | Rate Constraint in lbs/MMBtu | FALSE | L | Annual | Standard NOX | lb/MMBtu | 0.35 | 0.35 | 0.35 | 0.35 | 0.35 | 0.35 | 0.35 | 0.35
BART NOX Annual-Leland Olds 2 -v5.13 | 123 | 5856 | Rate Constraint in lbs/MMBtu | FALSE | L | Annual | Emissions at Affected Plants NOX | Thousand Tons | 5.5 | 5.5 | 5.3405 | 5.3405 | 5.1761 | 5.3405 | 4.8978 | 3.8794
BART NOX Annual-Leland Olds 2 -v5.13 | 123 | 5856 | Rate Constraint in lbs/MMBtu | FALSE | L | Annual | Allowances Purchased NOX | Thousand Tons | 0 | 0 | 0 | 0 | 0 | 0 | 0 | 0
BART NOX Annual-Leland Olds 2 -v5.13 | 123 | 5856 | Rate Constraint in lbs/MMBtu | FALSE | L | Annual | Allowances Sold NOX | Thousand Tons | 0 | 0 | 0 | 0 | 0 | 0 | 0 | 0
BART NOX Annual-Leland Olds 2 -v5.13 | 123 | 5856 | Rate Constraint in lbs/MMBtu | FALSE | L | Annual | Allowances Banked | Thousand Tons | 0 | 0 | 0 | 0 | 0 | 0 | 0 | 0
BART NOX Annual-Leland Olds 2 -v5.13 | 123 | 5856 | Rate Constraint in lbs/MMBtu | FALSE | L | Annual | Allowances Withdrawn (1:1) | Thousand Tons | 0 | 0 | 0 | 0 | 0 | 0 | 0 | 0
BART NOX Annual-Leland Olds 2 -v5.13 | 123 | 5856 | Rate Constraint in lbs/MMBtu | FALSE | L | Annual | Allowances Withdrawn (n:1) | Thousand Tons | 0 | 0 | 0 | 0 | 0 | 0 | 0 | 0
BART NOX Annual-Leland Olds 2 -v5.13 | 123 | 5856 | Rate Constraint in lbs/MMBtu | FALSE | L | Annual | Net Emissions Allowance Position | Thousand Tons | 5.5 | 5.5 | 5.3405 | 5.3405 | 5.1761 | 5.3405 | 4.8978 | 3.8794
BART NOX Annual-Leland Olds 2 -v5.13 | 123 | 5856 | Rate Constraint in lbs/MMBtu | FALSE | L | Annual | Fuel Consumed | TBtu | 37.2404 | 37.2404 | 36.1605 | 36.1605 | 35.0471 | 36.1605 | 33.1624 | 26.2669
BART NOX Annual-Leland Olds 2 -v5.13 | 123 | 5856 | Rate Constraint in lbs/MMBtu | FALSE | L | Annual | Rate | lb/MMBtu | 0.29538 | 0.29538 | 0.29538 | 0.29538 | 0.29538 | 0.29538 | 0.29538 | 0.29538
BART NOX Annual-Leland Olds 2 -v5.13 | 123 | 5856 | Rate Constraint in lbs/MMBtu | FALSE | L | Annual | Generation | TWh | 3.209 | 3.209 | 3.0133 | 3.0133 | 2.9145 | 3.0133 | 2.7472 | 2.1353
BART NOX Annual-Leland Olds 2 -v5.13 | 123 | 5856 | Rate Constraint in lbs/MMBtu | FALSE | L | Annual | Qualifying Generation | TWh | 3.209 | 3.209 | 3.0133 | 3.0133 | 2.9145 | 3.0133 | 2.7472 | 2.1353
BART NOX Annual-Leland Olds 2 -v5.13 | 123 | 5856 | Rate Constraint in lbs/MMBtu | FALSE | L | Annual | Rate | lb/MWh | 3.4279 | 3.4279 | 3.5447 | 3.5447 | 3.552 | 3.5447 | 3.5656 | 3.6336
BART NOX Annual-Leland Olds 2 -v5.13 | 123 | 5856 | Rate Constraint in lbs/MMBtu | FALSE | L | Annual | Constraint Shadow Price | US2016$/Ton | 0 | 0 | 0 | 0 | 0 | 0 | 0 | 0
BART NOX Annual-Martin Drake 6 -v5.13 | 124 | 5827 | Rate Constraint in lbs/MMBtu | FALSE | L | Annual | Seasons Included | Seasons | Winter, WintShld, Summer | Winter, WintShld, Summer | Winter, WintShld, Summer | Winter, WintShld, Summer | Winter, WintShld, Summer | Winter, WintShld, Summer | Winter, WintShld, Summer | Winter, WintShld, Summer
BART NOX Annual-Martin Drake 6 -v5.13 | 124 | 5827 | Rate Constraint in lbs/MMBtu | FALSE | L | Annual | Standard NOX | lb/MMBtu | 0.32 | 0.32 | 0.32 | 0.32 | 0.32 | 0.32 | 0.32 | 0.32
BART NOX Annual-Martin Drake 6 -v5.13 | 124 | 5827 | Rate Constraint in lbs/MMBtu | FALSE | L | Annual | Emissions at Affected Plants NOX | Thousand Tons | 0.67556 | 0.74621 | 0.72233 | 0.72233 | 0.63644 | 0.69276 | 0.48574 | 0.48574
BART NOX Annual-Martin Drake 6 -v5.13 | 124 | 5827 | Rate Constraint in lbs/MMBtu | FALSE | L | Annual | Allowances Purchased NOX | Thousand Tons | 0 | 0 | 0 | 0 | 0 | 0 | 0 | 0
BART NOX Annual-Martin Drake 6 -v5.13 | 124 | 5827 | Rate Constraint in lbs/MMBtu | FALSE | L | Annual | Allowances Sold NOX | Thousand Tons | 0 | 0 | 0 | 0 | 0 | 0 | 0 | 0
BART NOX Annual-Martin Drake 6 -v5.13 | 124 | 5827 | Rate Constraint in lbs/MMBtu | FALSE | L | Annual | Allowances Banked | Thousand Tons | 0 | 0 | 0 | 0 | 0 | 0 | 0 | 0
BART NOX Annual-Martin Drake 6 -v5.13 | 124 | 5827 | Rate Constraint in lbs/MMBtu | FALSE | L | Annual | Allowances Withdrawn (1:1) | Thousand Tons | 0 | 0 | 0 | 0 | 0 | 0 | 0 | 0
BART NOX Annual-Martin Drake 6 -v5.13 | 124 | 5827 | Rate Constraint in lbs/MMBtu | FALSE | L | Annual | Allowances Withdrawn (n:1) | Thousand Tons | 0 | 0 | 0 | 0 | 0 | 0 | 0 | 0
BART NOX Annual-Martin Drake 6 -v5.13 | 124 | 5827 | Rate Constraint in lbs/MMBtu | FALSE | L | Annual | Net Emissions Allowance Position | Thousand Tons | 0.67556 | 0.74621 | 0.72233 | 0.72233 | 0.63644 | 0.69276 | 0.48574 | 0.48574
BART NOX Annual-Martin Drake 6 -v5.13 | 124 | 5827 | Rate Constraint in lbs/MMBtu | FALSE | L | Annual | Fuel Consumed | TBtu | 6.2004 | 6.8488 | 6.6296 | 6.6296 | 5.8413 | 6.3582 | 4.4582 | 4.4582
BART NOX Annual-Martin Drake 6 -v5.13 | 124 | 5827 | Rate Constraint in lbs/MMBtu | FALSE | L | Annual | Rate | lb/MMBtu | 0.21791 | 0.21791 | 0.21791 | 0.21791 | 0.21791 | 0.21791 | 0.21791 | 0.21791
BART NOX Annual-Martin Drake 6 -v5.13 | 124 | 5827 | Rate Constraint in lbs/MMBtu | FALSE | L | Annual | Generation | TWh | 0.52193 | 0.57651 | 0.57651 | 0.57651 | 0.50796 | 0.55291 | 0.38768 | 0.38768
BART NOX Annual-Martin Drake 6 -v5.13 | 124 | 5827 | Rate Constraint in lbs/MMBtu | FALSE | L | Annual | Qualifying Generation | TWh | 0.52193 | 0.57651 | 0.57651 | 0.57651 | 0.50796 | 0.55291 | 0.38768 | 0.38768
BART NOX Annual-Martin Drake 6 -v5.13 | 124 | 5827 | Rate Constraint in lbs/MMBtu | FALSE | L | Annual | Rate | lb/MWh | 2.5887 | 2.5887 | 2.5059 | 2.5059 | 2.5059 | 2.5059 | 2.5059 | 2.5059
BART NOX Annual-Martin Drake 6 -v5.13 | 124 | 5827 | Rate Constraint in lbs/MMBtu | FALSE | L | Annual | Constraint Shadow Price | US2016$/Ton | 0 | 0 | 0 | 0 | 0 | 0 | 0 | 0
BART NOX Annual-Martin Drake 7 -v5.13 | 125 | 5828 | Rate Constraint in lbs/MMBtu | FALSE | L | Annual | Seasons Included | Seasons | Winter, WintShld, Summer | Winter, WintShld, Summer | Winter, WintShld, Summer | Winter, WintShld, Summer | Winter, WintShld, Summer | Winter, WintShld, Summer | Winter, WintShld, Summer | Winter, WintShld, Summer
BART NOX Annual-Martin Drake 7 -v5.13 | 125 | 5828 | Rate Constraint in lbs/MMBtu | FALSE | L | Annual | Standard NOX | lb/MMBtu | 0.32 | 0.32 | 0.32 | 0.32 | 0.32 | 0.32 | 0.32 | 0.32
BART NOX Annual-Martin Drake 7 -v5.13 | 125 | 5828 | Rate Constraint in lbs/MMBtu | FALSE | L | Annual | Emissions at Affected Plants NOX | Thousand Tons | 1.2073 | 1.3391 | 1.2962 | 1.2962 | 1.125 | 1.2373 | 1.005 | 0.87517
BART NOX Annual-Martin Drake 7 -v5.13 | 125 | 5828 | Rate Constraint in lbs/MMBtu | FALSE | L | Annual | Allowances Purchased NOX | Thousand Tons | 0 | 0 | 0 | 0 | 0 | 0 | 0 | 0
BART NOX Annual-Martin Drake 7 -v5.13 | 125 | 5828 | Rate Constraint in lbs/MMBtu | FALSE | L | Annual | Allowances Sold NOX | Thousand Tons | 0 | 0 | 0 | 0 | 0 | 0 | 0 | 0
BART NOX Annual-Martin Drake 7 -v5.13 | 125 | 5828 | Rate Constraint in lbs/MMBtu | FALSE | L | Annual | Allowances Banked | Thousand Tons | 0 | 0 | 0 | 0 | 0 | 0 | 0 | 0
BART NOX Annual-Martin Drake 7 -v5.13 | 125 | 5828 | Rate Constraint in lbs/MMBtu | FALSE | L | Annual | Allowances Withdrawn (1:1) | Thousand Tons | 0 | 0 | 0 | 0 | 0 | 0 | 0 | 0
BART NOX Annual-Martin Drake 7 -v5.13 | 125 | 5828 | Rate Constraint in lbs/MMBtu | FALSE | L | Annual | Allowances Withdrawn (n:1) | Thousand Tons | 0 | 0 | 0 | 0 | 0 | 0 | 0 | 0
BART NOX Annual-Martin Drake 7 -v5.13 | 125 | 5828 | Rate Constraint in lbs/MMBtu | FALSE | L | Annual | Net Emissions Allowance Position | Thousand Tons | 1.2073 | 1.3391 | 1.2962 | 1.2962 | 1.125 | 1.2373 | 1.005 | 0.87517
BART NOX Annual-Martin Drake 7 -v5.13 | 125 | 5828 | Rate Constraint in lbs/MMBtu | FALSE | L | Annual | Fuel Consumed | TBtu | 10.3728 | 11.5047 | 11.1365 | 11.1365 | 9.6656 | 10.6301 | 8.6342 | 7.5189
BART NOX Annual-Martin Drake 7 -v5.13 | 125 | 5828 | Rate Constraint in lbs/MMBtu | FALSE | L | Annual | Rate | lb/MMBtu | 0.23279 | 0.23279 | 0.23279 | 0.23279 | 0.23279 | 0.23279 | 0.23279 | 0.23279
BART NOX Annual-Martin Drake 7 -v5.13 | 125 | 5828 | Rate Constraint in lbs/MMBtu | FALSE | L | Annual | Generation | TWh | 0.87594 | 0.97152 | 0.97152 | 0.97152 | 0.8432 | 0.92734 | 0.75323 | 0.65593
BART NOX Annual-Martin Drake 7 -v5.13 | 125 | 5828 | Rate Constraint in lbs/MMBtu | FALSE | L | Annual | Qualifying Generation | TWh | 0.87594 | 0.97152 | 0.97152 | 0.97152 | 0.8432 | 0.92734 | 0.75323 | 0.65593
BART NOX Annual-Martin Drake 7 -v5.13 | 125 | 5828 | Rate Constraint in lbs/MMBtu | FALSE | L | Annual | Rate | lb/MWh | 2.7567 | 2.7567 | 2.6685 | 2.6685 | 2.6685 | 2.6685 | 2.6685 | 2.6685
BART NOX Annual-Martin Drake 7 -v5.13 | 125 | 5828 | Rate Constraint in lbs/MMBtu | FALSE | L | Annual | Constraint Shadow Price | US2016$/Ton | 0 | 0 | 0 | 0 | 0 | 0 | 0 | 0
BART NOX Annual-Merrimack 2 -v5.13 | 126 | 5844 | Rate Constraint in lbs/MMBtu | FALSE | L | Annual | Seasons Included | Seasons | Winter, WintShld, Summer | Winter, WintShld, Summer | Winter, WintShld, Summer | Winter, WintShld, Summer | Winter, WintShld, Summer | Winter, WintShld, Summer | Winter, WintShld, Summer | Winter, WintShld, Summer
BART NOX Annual-Merrimack 2 -v5.13 | 126 | 5844 | Rate Constraint in lbs/MMBtu | FALSE | L | Annual | Standard NOX | lb/MMBtu | 0.3 | 0.3 | 0.3 | 0.3 | 0.3 | 0.3 | 0.3 | 0.3
BART NOX Annual-Merrimack 2 -v5.13 | 126 | 5844 | Rate Constraint in lbs/MMBtu | FALSE | L | Annual | Emissions at Affected Plants NOX | Thousand Tons | 0.18774 | 0 | 0 | 0 | 0 | 0 | 0 | 0
BART NOX Annual-Merrimack 2 -v5.13 | 126 | 5844 | Rate Constraint in lbs/MMBtu | FALSE | L | Annual | Allowances Purchased NOX | Thousand Tons | 0 | 0 | 0 | 0 | 0 | 0 | 0 | 0
BART NOX Annual-Merrimack 2 -v5.13 | 126 | 5844 | Rate Constraint in lbs/MMBtu | FALSE | L | Annual | Allowances Sold NOX | Thousand Tons | 0 | 0 | 0 | 0 | 0 | 0 | 0 | 0
BART NOX Annual-Merrimack 2 -v5.13 | 126 | 5844 | Rate Constraint in lbs/MMBtu | FALSE | L | Annual | Allowances Banked | Thousand Tons | 0 | 0 | 0 | 0 | 0 | 0 | 0 | 0
BART NOX Annual-Merrimack 2 -v5.13 | 126 | 5844 | Rate Constraint in lbs/MMBtu | FALSE | L | Annual | Allowances Withdrawn (1:1) | Thousand Tons | 0 | 0 | 0 | 0 | 0 | 0 | 0 | 0
BART NOX Annual-Merrimack 2 -v5.13 | 126 | 5844 | Rate Constraint in lbs/MMBtu | FALSE | L | Annual | Allowances Withdrawn (n:1) | Thousand Tons | 0 | 0 | 0 | 0 | 0 | 0 | 0 | 0
BART NOX Annual-Merrimack 2 -v5.13 | 126 | 5844 | Rate Constraint in lbs/MMBtu | FALSE | L | Annual | Net Emissions Allowance Position | Thousand Tons | 0.18774 | 0 | 0 | 0 | 0 | 0 | 0 | 0
BART NOX Annual-Merrimack 2 -v5.13 | 126 | 5844 | Rate Constraint in lbs/MMBtu | FALSE | L | Annual | Fuel Consumed | TBtu | 5.3639 | 0 | 0 | 0 | 0 | 0 | 0 | 0
BART NOX Annual-Merrimack 2 -v5.13 | 126 | 5844 | Rate Constraint in lbs/MMBtu | FALSE | L | Annual | Rate | lb/MMBtu | 0.07 | 0 | 0 | 0 | 0 | 0 | 0 | 0
BART NOX Annual-Merrimack 2 -v5.13 | 126 | 5844 | Rate Constraint in lbs/MMBtu | FALSE | L | Annual | Generation | TWh | 0.49771 | 0 | 0 | 0 | 0 | 0 | 0 | 0
BART NOX Annual-Merrimack 2 -v5.13 | 126 | 5844 | Rate Constraint in lbs/MMBtu | FALSE | L | Annual | Qualifying Generation | TWh | 0.49771 | 0 | 0 | 0 | 0 | 0 | 0 | 0
BART NOX Annual-Merrimack 2 -v5.13 | 126 | 5844 | Rate Constraint in lbs/MMBtu | FALSE | L | Annual | Rate | lb/MWh | 0.75439 | 0 | 0 | 0 | 0 | 0 | 0 | 0
BART NOX Annual-Merrimack 2 -v5.13 | 126 | 5844 | Rate Constraint in lbs/MMBtu | FALSE | L | Annual | Constraint Shadow Price | US2016$/Ton | 0 | 0 | 0 | 0 | 0 | 0 | 0 | 0
BART NOX Annual-Milton R Young B1 -v5.13 | 127 | 5857 | Rate Constraint in lbs/MMBtu | FALSE | L | Annual | Seasons Included | Seasons | Winter, WintShld, Summer | Winter, WintShld, Summer | Winter, WintShld, Summer | Winter, WintShld, Summer | Winter, WintShld, Summer | Winter, WintShld, Summer | Winter, WintShld, Summer | Winter, WintShld, Summer
BART NOX Annual-Milton R Young B1 -v5.13 | 127 | 5857 | Rate Constraint in lbs/MMBtu | FALSE | L | Annual | Standard NOX | lb/MMBtu | 0.36 | 0.36 | 0.36 | 0.36 | 0.36 | 0.36 | 0.36 | 0.36
BART NOX Annual-Milton R Young B1 -v5.13 | 127 | 5857 | Rate Constraint in lbs/MMBtu | FALSE | L | Annual | Emissions at Affected Plants NOX | Thousand Tons | 1.316 | 2.5625 | 2.5373 | 1.6665 | 1.5773 | 1.6665 | 1.5513 | 0
BART NOX Annual-Milton R Young B1 -v5.13 | 127 | 5857 | Rate Constraint in lbs/MMBtu | FALSE | L | Annual | Allowances Purchased NOX | Thousand Tons | 0 | 0 | 0 | 0 | 0 | 0 | 0 | 0
BART NOX Annual-Milton R Young B1 -v5.13 | 127 | 5857 | Rate Constraint in lbs/MMBtu | FALSE | L | Annual | Allowances Sold NOX | Thousand Tons | 0 | 0 | 0 | 0 | 0 | 0 | 0 | 0
BART NOX Annual-Milton R Young B1 -v5.13 | 127 | 5857 | Rate Constraint in lbs/MMBtu | FALSE | L | Annual | Allowances Banked | Thousand Tons | 0 | 0 | 0 | 0 | 0 | 0 | 0 | 0
BART NOX Annual-Milton R Young B1 -v5.13 | 127 | 5857 | Rate Constraint in lbs/MMBtu | FALSE | L | Annual | Allowances Withdrawn (1:1) | Thousand Tons | 0 | 0 | 0 | 0 | 0 | 0 | 0 | 0
BART NOX Annual-Milton R Young B1 -v5.13 | 127 | 5857 | Rate Constraint in lbs/MMBtu | FALSE | L | Annual | Allowances Withdrawn (n:1) | Thousand Tons | 0 | 0 | 0 | 0 | 0 | 0 | 0 | 0
BART NOX Annual-Milton R Young B1 -v5.13 | 127 | 5857 | Rate Constraint in lbs/MMBtu | FALSE | L | Annual | Net Emissions Allowance Position | Thousand Tons | 1.316 | 2.5625 | 2.5373 | 1.6665 | 1.5773 | 1.6665 | 1.5513 | 0
BART NOX Annual-Milton R Young B1 -v5.13 | 127 | 5857 | Rate Constraint in lbs/MMBtu | FALSE | L | Annual | Fuel Consumed | TBtu | 9.9407 | 19.3569 | 19.1667 | 12.5887 | 11.9147 | 12.5887 | 11.7182 | 0
BART NOX Annual-Milton R Young B1 -v5.13 | 127 | 5857 | Rate Constraint in lbs/MMBtu | FALSE | L | Annual | Rate | lb/MMBtu | 0.26476 | 0.26476 | 0.26476 | 0.26476 | 0.26476 | 0.26476 | 0.26476 | 0
BART NOX Annual-Milton R Young B1 -v5.13 | 127 | 5857 | Rate Constraint in lbs/MMBtu | FALSE | L | Annual | Generation | TWh | 0.86539 | 1.6851 | 1.7184 | 1.1286 | 1.0682 | 1.1286 | 1.0506 | 0
BART NOX Annual-Milton R Young B1 -v5.13 | 127 | 5857 | Rate Constraint in lbs/MMBtu | FALSE | L | Annual | Qualifying Generation | TWh | 0.86539 | 1.6851 | 1.7184 | 1.1286 | 1.0682 | 1.1286 | 1.0506 | 0
BART NOX Annual-Milton R Young B1 -v5.13 | 127 | 5857 | Rate Constraint in lbs/MMBtu | FALSE | L | Annual | Rate | lb/MWh | 3.0413 | 3.0413 | 2.9531 | 2.9531 | 2.9531 | 2.9531 | 2.9531 | 0
BART NOX Annual-Milton R Young B1 -v5.13 | 127 | 5857 | Rate Constraint in lbs/MMBtu | FALSE | L | Annual | Constraint Shadow Price | US2016$/Ton | 0 | 0 | 0 | 0 | 0 | 0 | 0 | 0
BART NOX Annual-Milton R Young B2 -v5.13 | 128 | 5858 | Rate Constraint in lbs/MMBtu | FALSE | L | Annual | Seasons Included | Seasons | Winter, WintShld, Summer | Winter, WintShld, Summer | Winter, WintShld, Summer | Winter, WintShld, Summer | Winter, WintShld, Summer | Winter, WintShld, Summer | Winter, WintShld, Summer | Winter, WintShld, Summer
BART NOX Annual-Milton R Young B2 -v5.13 | 128 | 5858 | Rate Constraint in lbs/MMBtu | FALSE | L | Annual | Standard NOX | lb/MMBtu | 0.35 | 0.35 | 0.35 | 0.35 | 0.35 | 0.35 | 0.35 | 0.35
BART NOX Annual-Milton R Young B2 -v5.13 | 128 | 5858 | Rate Constraint in lbs/MMBtu | FALSE | L | Annual | Emissions at Affected Plants NOX | Thousand Tons | 3.3485 | 5.2209 | 5.0318 | 4.801 | 4.4462 | 4.5939 | 4.1886 | 4.1222
BART NOX Annual-Milton R Young B2 -v5.13 | 128 | 5858 | Rate Constraint in lbs/MMBtu | FALSE | L | Annual | Allowances Purchased NOX | Thousand Tons | 0 | 0 | 0 | 0 | 0 | 0 | 0 | 0
BART NOX Annual-Milton R Young B2 -v5.13 | 128 | 5858 | Rate Constraint in lbs/MMBtu | FALSE | L | Annual | Allowances Sold NOX | Thousand Tons | 0 | 0 | 0 | 0 | 0 | 0 | 0 | 0
BART NOX Annual-Milton R Young B2 -v5.13 | 128 | 5858 | Rate Constraint in lbs/MMBtu | FALSE | L | Annual | Allowances Banked | Thousand Tons | 0 | 0 | 0 | 0 | 0 | 0 | 0 | 0
BART NOX Annual-Milton R Young B2 -v5.13 | 128 | 5858 | Rate Constraint in lbs/MMBtu | FALSE | L | Annual | Allowances Withdrawn (1:1) | Thousand Tons | 0 | 0 | 0 | 0 | 0 | 0 | 0 | 0
BART NOX Annual-Milton R Young B2 -v5.13 | 128 | 5858 | Rate Constraint in lbs/MMBtu | FALSE | L | Annual | Allowances Withdrawn (n:1) | Thousand Tons | 0 | 0 | 0 | 0 | 0 | 0 | 0 | 0
BART NOX Annual-Milton R Young B2 -v5.13 | 128 | 5858 | Rate Constraint in lbs/MMBtu | FALSE | L | Annual | Net Emissions Allowance Position | Thousand Tons | 3.3485 | 5.2209 | 5.0318 | 4.801 | 4.4462 | 4.5939 | 4.1886 | 4.1222
BART NOX Annual-Milton R Young B2 -v5.13 | 128 | 5858 | Rate Constraint in lbs/MMBtu | FALSE | L | Annual | Fuel Consumed | TBtu | 23.7088 | 36.9659 | 35.6275 | 33.9926 | 31.4809 | 32.527 | 29.657 | 29.1866
BART NOX Annual-Milton R Young B2 -v5.13 | 128 | 5858 | Rate Constraint in lbs/MMBtu | FALSE | L | Annual | Rate | lb/MMBtu | 0.28247 | 0.28247 | 0.28247 | 0.28247 | 0.28247 | 0.28247 | 0.28247 | 0.28247
BART NOX Annual-Milton R Young B2 -v5.13 | 128 | 5858 | Rate Constraint in lbs/MMBtu | FALSE | L | Annual | Generation | TWh | 2.1056 | 3.2829 | 2.4826 | 2.3331 | 2.1034 | 2.1991 | 1.9366 | 1.8935
BART NOX Annual-Milton R Young B2 -v5.13 | 128 | 5858 | Rate Constraint in lbs/MMBtu | FALSE | L | Annual | Qualifying Generation | TWh | 2.1056 | 3.2829 | 2.4826 | 2.3331 | 2.1034 | 2.1991 | 1.9366 | 1.8935
BART NOX Annual-Milton R Young B2 -v5.13 | 128 | 5858 | Rate Constraint in lbs/MMBtu | FALSE | L | Annual | Rate | lb/MWh | 3.1806 | 3.1806 | 4.0536 | 4.1155 | 4.2277 | 4.1781 | 4.3258 | 4.3539
BART NOX Annual-Milton R Young B2 -v5.13 | 128 | 5858 | Rate Constraint in lbs/MMBtu | FALSE | L | Annual | Constraint Shadow Price | US2016$/Ton | 0 | 0 | 0 | 0 | 0 | 0 | 0 | 0
BART NOX Annual-Muskogee 4 -v6.17 | 129 | 6989 | Rate Constraint in lbs/MMBtu | FALSE | L | Annual | Seasons Included | Seasons | Winter, WintShld, Summer | Winter, WintShld, Summer | Winter, WintShld, Summer | Winter, WintShld, Summer | Winter, WintShld, Summer | Winter, WintShld, Summer | Winter, WintShld, Summer | Winter, WintShld, Summer
BART NOX Annual-Muskogee 4 -v6.17 | 129 | 6989 | Rate Constraint in lbs/MMBtu | FALSE | L | Annual | Standard NOX | lb/MMBtu | 0.15 | 0.15 | 0.15 | 0.15 | 0.15 | 0.15 | 0.15 | 0.15
BART NOX Annual-Muskogee 4 -v6.17 | 129 | 6989 | Rate Constraint in lbs/MMBtu | FALSE | L | Annual | Emissions at Affected Plants NOX | Thousand Tons | 0.086584 | 0.086584 | 0.092617 | 0.098497 | 0.1483 | 0.17781 | 0.056197 | 0.11205
BART NOX Annual-Muskogee 4 -v6.17 | 129 | 6989 | Rate Constraint in lbs/MMBtu | FALSE | L | Annual | Allowances Purchased NOX | Thousand Tons | 0 | 0 | 0 | 0 | 0 | 0 | 0 | 0
BART NOX Annual-Muskogee 4 -v6.17 | 129 | 6989 | Rate Constraint in lbs/MMBtu | FALSE | L | Annual | Allowances Sold NOX | Thousand Tons | 0 | 0 | 0 | 0 | 0 | 0 | 0 | 0
BART NOX Annual-Muskogee 4 -v6.17 | 129 | 6989 | Rate Constraint in lbs/MMBtu | FALSE | L | Annual | Allowances Banked | Thousand Tons | 0 | 0 | 0 | 0 | 0 | 0 | 0 | 0
BART NOX Annual-Muskogee 4 -v6.17 | 129 | 6989 | Rate Constraint in lbs/MMBtu | FALSE | L | Annual | Allowances Withdrawn (1:1) | Thousand Tons | 0 | 0 | 0 | 0 | 0 | 0 | 0 | 0
BART NOX Annual-Muskogee 4 -v6.17 | 129 | 6989 | Rate Constraint in lbs/MMBtu | FALSE | L | Annual | Allowances Withdrawn (n:1) | Thousand Tons | 0 | 0 | 0 | 0 | 0 | 0 | 0 | 0
BART NOX Annual-Muskogee 4 -v6.17 | 129 | 6989 | Rate Constraint in lbs/MMBtu | FALSE | L | Annual | Net Emissions Allowance Position | Thousand Tons | 0.086584 | 0.086584 | 0.092617 | 0.098497 | 0.1483 | 0.17781 | 0.056197 | 0.11205
BART NOX Annual-Muskogee 4 -v6.17 | 129 | 6989 | Rate Constraint in lbs/MMBtu | FALSE | L | Annual | Fuel Consumed | TBtu | 2.6037 | 2.6037 | 2.7851 | 2.9619 | 4.4595 | 5.3469 | 1.6899 | 3.3695
BART NOX Annual-Muskogee 4 -v6.17 | 129 | 6989 | Rate Constraint in lbs/MMBtu | FALSE | L | Annual | Rate | lb/MMBtu | 0.06651 | 0.06651 | 0.06651 | 0.06651 | 0.06651 | 0.06651 | 0.06651 | 0.06651
BART NOX Annual-Muskogee 4 -v6.17 | 129 | 6989 | Rate Constraint in lbs/MMBtu | FALSE | L | Annual | Generation | TWh | 0.2367 | 0.2367 | 0.25319 | 0.26926 | 0.40541 | 0.48608 | 0.15362 | 0.30632
BART NOX Annual-Muskogee 4 -v6.17 | 129 | 6989 | Rate Constraint in lbs/MMBtu | FALSE | L | Annual | Qualifying Generation | TWh | 0.2367 | 0.2367 | 0.25319 | 0.26926 | 0.40541 | 0.48608 | 0.15362 | 0.30632
BART NOX Annual-Muskogee 4 -v6.17 | 129 | 6989 | Rate Constraint in lbs/MMBtu | FALSE | L | Annual | Rate | lb/MWh | 0.73161 | 0.73161 | 0.73161 | 0.73161 | 0.73161 | 0.73161 | 0.73161 | 0.73161
BART NOX Annual-Muskogee 4 -v6.17 | 129 | 6989 | Rate Constraint in lbs/MMBtu | FALSE | L | Annual | Constraint Shadow Price | US2016$/Ton | 0 | 0 | 0 | 0 | 0 | 0 | 0 | 0
BART NOX Annual-Muskogee 5 -v6.17 | 130 | 6990 | Rate Constraint in lbs/MMBtu | FALSE | L | Annual | Seasons Included | Seasons | Winter, WintShld, Summer | Winter, WintShld, Summer | Winter, WintShld, Summer | Winter, WintShld, Summer | Winter, WintShld, Summer | Winter, WintShld, Summer | Winter, WintShld, Summer | Winter, WintShld, Summer
BART NOX Annual-Muskogee 5 -v6.17 | 130 | 6990 | Rate Constraint in lbs/MMBtu | FALSE | L | Annual | Standard NOX | lb/MMBtu | 0.15 | 0.15 | 0.15 | 0.15 | 0.15 | 0.15 | 0.15 | 0.15
BART NOX Annual-Muskogee 5 -v6.17 | 130 | 6990 | Rate Constraint in lbs/MMBtu | FALSE | L | Annual | Emissions at Affected Plants NOX | Thousand Tons | 0.088039 | 0.092762 | 0.11543 | 0.1074 | 0.17824 | 0.33716 | 0.10467 | 0.11394
BART NOX Annual-Muskogee 5 -v6.17 | 130 | 6990 | Rate Constraint in lbs/MMBtu | FALSE | L | Annual | Allowances Purchased NOX | Thousand Tons | 0 | 0 | 0 | 0 | 0 | 0 | 0 | 0
BART NOX Annual-Muskogee 5 -v6.17 | 130 | 6990 | Rate Constraint in lbs/MMBtu | FALSE | L | Annual | Allowances Sold NOX | Thousand Tons | 0 | 0 | 0 | 0 | 0 | 0 | 0 | 0
BART NOX Annual-Muskogee 5 -v6.17 | 130 | 6990 | Rate Constraint in lbs/MMBtu | FALSE | L | Annual | Allowances Banked | Thousand Tons | 0 | 0 | 0 | 0 | 0 | 0 | 0 | 0
BART NOX Annual-Muskogee 5 -v6.17 | 130 | 6990 | Rate Constraint in lbs/MMBtu | FALSE | L | Annual | Allowances Withdrawn (1:1) | Thousand Tons | 0 | 0 | 0 | 0 | 0 | 0 | 0 | 0
BART NOX Annual-Muskogee 5 -v6.17 | 130 | 6990 | Rate Constraint in lbs/MMBtu | FALSE | L | Annual | Allowances Withdrawn (n:1) | Thousand Tons | 0 | 0 | 0 | 0 | 0 | 0 | 0 | 0
BART NOX Annual-Muskogee 5 -v6.17 | 130 | 6990 | Rate Constraint in lbs/MMBtu | FALSE | L | Annual | Net Emissions Allowance Position | Thousand Tons | 0.088039 | 0.092762 | 0.11543 | 0.1074 | 0.17824 | 0.33716 | 0.10467 | 0.11394
BART NOX Annual-Muskogee 5 -v6.17 | 130 | 6990 | Rate Constraint in lbs/MMBtu | FALSE | L | Annual | Fuel Consumed | TBtu | 2.5419 | 2.6783 | 3.3327 | 3.1008 | 5.1462 | 9.7347 | 3.022 | 3.2896
BART NOX Annual-Muskogee 5 -v6.17 | 130 | 6990 | Rate Constraint in lbs/MMBtu | FALSE | L | Annual | Rate | lb/MMBtu | 0.06927 | 0.06927 | 0.06927 | 0.06927 | 0.06927 | 0.06927 | 0.06927 | 0.06927
BART NOX Annual-Muskogee 5 -v6.17 | 130 | 6990 | Rate Constraint in lbs/MMBtu | FALSE | L | Annual | Generation | TWh | 0.2311 | 0.2435 | 0.303 | 0.28191 | 0.46788 | 0.88506 | 0.27475 | 0.29908
BART NOX Annual-Muskogee 5 -v6.17 | 130 | 6990 | Rate Constraint in lbs/MMBtu | FALSE | L | Annual | Qualifying Generation | TWh | 0.2311 | 0.2435 | 0.303 | 0.28191 | 0.46788 | 0.88506 | 0.27475 | 0.29908
BART NOX Annual-Muskogee 5 -v6.17 | 130 | 6990 | Rate Constraint in lbs/MMBtu | FALSE | L | Annual | Rate | lb/MWh | 0.7619 | 0.7619 | 0.7619 | 0.7619 | 0.7619 | 0.7619 | 0.7619 | 0.7619
BART NOX Annual-Muskogee 5 -v6.17 | 130 | 6990 | Rate Constraint in lbs/MMBtu | FALSE | L | Annual | Constraint Shadow Price | US2016$/Ton | 0 | 0 | 0 | 0 | 0 | 0 | 0 | 0
BART NOX Annual-Naughton 1 -v5.14 | 131 | 6109 | Rate Constraint in lbs/MMBtu | FALSE | L | Annual | Seasons Included | Seasons | Winter, WintShld, Summer | Winter, WintShld, Summer | Winter, WintShld, Summer | Winter, WintShld, Summer | Winter, WintShld, Summer | Winter, WintShld, Summer | Winter, WintShld, Summer | Winter, WintShld, Summer
BART NOX Annual-Naughton 1 -v5.14 | 131 | 6109 | Rate Constraint in lbs/MMBtu | FALSE | L | Annual | Standard NOX | lb/MMBtu | 0.26 | 0.26 | 0.26 | 0.26 | 0.26 | 0.26 | 0.26 | 0.26
BART NOX Annual-Naughton 1 -v5.14 | 131 | 6109 | Rate Constraint in lbs/MMBtu | FALSE | L | Annual | Emissions at Affected Plants NOX | Thousand Tons | 0 | 0 | 0 | 0 | 0 | 0 | 0 | 0
BART NOX Annual-Naughton 1 -v5.14 | 131 | 6109 | Rate Constraint in lbs/MMBtu | FALSE | L | Annual | Allowances Purchased NOX | Thousand Tons | 0 | 0 | 0 | 0 | 0 | 0 | 0 | 0
BART NOX Annual-Naughton 1 -v5.14 | 131 | 6109 | Rate Constraint in lbs/MMBtu | FALSE | L | Annual | Allowances Sold NOX | Thousand Tons | 0 | 0 | 0 | 0 | 0 | 0 | 0 | 0
BART NOX Annual-Naughton 1 -v5.14 | 131 | 6109 | Rate Constraint in lbs/MMBtu | FALSE | L | Annual | Allowances Banked | Thousand Tons | 0 | 0 | 0 | 0 | 0 | 0 | 0 | 0
BART NOX Annual-Naughton 1 -v5.14 | 131 | 6109 | Rate Constraint in lbs/MMBtu | FALSE | L | Annual | Allowances Withdrawn (1:1) | Thousand Tons | 0 | 0 | 0 | 0 | 0 | 0 | 0 | 0
BART NOX Annual-Naughton 1 -v5.14 | 131 | 6109 | Rate Constraint in lbs/MMBtu | FALSE | L | Annual | Allowances Withdrawn (n:1) | Thousand Tons | 0 | 0 | 0 | 0 | 0 | 0 | 0 | 0
BART NOX Annual-Naughton 1 -v5.14 | 131 | 6109 | Rate Constraint in lbs/MMBtu | FALSE | L | Annual | Net Emissions Allowance Position | Thousand Tons | 0 | 0 | 0 | 0 | 0 | 0 | 0 | 0
BART NOX Annual-Naughton 1 -v5.14 | 131 | 6109 | Rate Constraint in lbs/MMBtu | FALSE | L | Annual | Fuel Consumed | TBtu | 0 | 0 | 0 | 0 | 0 | 0 | 0 | 0
BART NOX Annual-Naughton 1 -v5.14 | 131 | 6109 | Rate Constraint in lbs/MMBtu | FALSE | L | Annual | Rate | lb/MMBtu | 0 | 0 | 0 | 0 | 0 | 0 | 0 | 0
BART NOX Annual-Naughton 1 -v5.14 | 131 | 6109 | Rate Constraint in lbs/MMBtu | FALSE | L | Annual | Generation | TWh | 0 | 0 | 0 | 0 | 0 | 0 | 0 | 0
BART NOX Annual-Naughton 1 -v5.14 | 131 | 6109 | Rate Constraint in lbs/MMBtu | FALSE | L | Annual | Qualifying Generation | TWh | 0 | 0 | 0 | 0 | 0 | 0 | 0 | 0
BART NOX Annual-Naughton 1 -v5.14 | 131 | 6109 | Rate Constraint in lbs/MMBtu | FALSE | L | Annual | Rate | lb/MWh | 0 | 0 | 0 | 0 | 0 | 0 | 0 | 0
BART NOX Annual-Naughton 1 -v5.14 | 131 | 6109 | Rate Constraint in lbs/MMBtu | FALSE | L | Annual | Constraint Shadow Price | US2016$/Ton | 0 | 0 | 0 | 0 | 0 | 0 | 0 | 0
BART NOX Annual-Naughton 2 -v5.14 | 132 | 6110 | Rate Constraint in lbs/MMBtu | FALSE | L | Annual | Seasons Included | Seasons | Winter, WintShld, Summer | Winter, WintShld, Summer | Winter, WintShld, Summer | Winter, WintShld, Summer | Winter, WintShld, Summer | Winter, WintShld, Summer | Winter, WintShld, Summer | Winter, WintShld, Summer
BART NOX Annual-Naughton 2 -v5.14 | 132 | 6110 | Rate Constraint in lbs/MMBtu | FALSE | L | Annual | Standard NOX | lb/MMBtu | 0.26 | 0.26 | 0.26 | 0.26 | 0.26 | 0.26 | 0.26 | 0.26
BART NOX Annual-Naughton 2 -v5.14 | 132 | 6110 | Rate Constraint in lbs/MMBtu | FALSE | L | Annual | Emissions at Affected Plants NOX | Thousand Tons | 0 | 0 | 0 | 0 | 0 | 0 | 0 | 0
BART NOX Annual-Naughton 2 -v5.14 | 132 | 6110 | Rate Constraint in lbs/MMBtu | FALSE | L | Annual | Allowances Purchased NOX | Thousand Tons | 0 | 0 | 0 | 0 | 0 | 0 | 0 | 0
BART NOX Annual-Naughton 2 -v5.14 | 132 | 6110 | Rate Constraint in lbs/MMBtu | FALSE | L | Annual | Allowances Sold NOX | Thousand Tons | 0 | 0 | 0 | 0 | 0 | 0 | 0 | 0
BART NOX Annual-Naughton 2 -v5.14 | 132 | 6110 | Rate Constraint in lbs/MMBtu | FALSE | L | Annual | Allowances Banked | Thousand Tons | 0 | 0 | 0 | 0 | 0 | 0 | 0 | 0
BART NOX Annual-Naughton 2 -v5.14 | 132 | 6110 | Rate Constraint in lbs/MMBtu | FALSE | L | Annual | Allowances Withdrawn (1:1) | Thousand Tons | 0 | 0 | 0 | 0 | 0 | 0 | 0 | 0
BART NOX Annual-Naughton 2 -v5.14 | 132 | 6110 | Rate Constraint in lbs/MMBtu | FALSE | L | Annual | Allowances Withdrawn (n:1) | Thousand Tons | 0 | 0 | 0 | 0 | 0 | 0 | 0 | 0
BART NOX Annual-Naughton 2 -v5.14 | 132 | 6110 | Rate Constraint in lbs/MMBtu | FALSE | L | Annual | Net Emissions Allowance Position | Thousand Tons | 0 | 0 | 0 | 0 | 0 | 0 | 0 | 0
BART NOX Annual-Naughton 2 -v5.14 | 132 | 6110 | Rate Constraint in lbs/MMBtu | FALSE | L | Annual | Fuel Consumed | TBtu | 0 | 0 | 0 | 0 | 0 | 0 | 0 | 0
BART NOX Annual-Naughton 2 -v5.14 | 132 | 6110 | Rate Constraint in lbs/MMBtu | FALSE | L | Annual | Rate | lb/MMBtu | 0 | 0 | 0 | 0 | 0 | 0 | 0 | 0
BART NOX Annual-Naughton 2 -v5.14 | 132 | 6110 | Rate Constraint in lbs/MMBtu | FALSE | L | Annual | Generation | TWh | 0 | 0 | 0 | 0 | 0 | 0 | 0 | 0
BART NOX Annual-Naughton 2 -v5.14 | 132 | 6110 | Rate Constraint in lbs/MMBtu | FALSE | L | Annual | Qualifying Generation | TWh | 0 | 0 | 0 | 0 | 0 | 0 | 0 | 0
BART NOX Annual-Naughton 2 -v5.14 | 132 | 6110 | Rate Constraint in lbs/MMBtu | FALSE | L | Annual | Rate | lb/MWh | 0 | 0 | 0 | 0 | 0 | 0 | 0 | 0
BART NOX Annual-Naughton 2 -v5.14 | 132 | 6110 | Rate Constraint in lbs/MMBtu | FALSE | L | Annual | Constraint Shadow Price | US2016$/Ton | 0 | 0 | 0 | 0 | 0 | 0 | 0 | 0
BART NOX Annual-Naughton 3 -v5.14 | 133 | 6111 | Rate Constraint in lbs/MMBtu | FALSE | L | Annual | Seasons Included | Seasons | Winter, WintShld, Summer | Winter, WintShld, Summer | Winter, WintShld, Summer | Winter, WintShld, Summer | Winter, WintShld, Summer | Winter, WintShld, Summer | Winter, WintShld, Summer | Winter, WintShld, Summer
BART NOX Annual-Naughton 3 -v5.14 | 133 | 6111 | Rate Constraint in lbs/MMBtu | FALSE | L | Annual | Standard NOX | lb/MMBtu | 0.07 | 0.07 | 0.07 | 0.07 | 0.07 | 0.07 | 0.07 | 0.07
BART NOX Annual-Naughton 3 -v5.14 | 133 | 6111 | Rate Constraint in lbs/MMBtu | FALSE | L | Annual | Emissions at Affected Plants NOX | Thousand Tons | 0 | 0 | 0 | 0 | 0 | 0 | 0 | 0
BART NOX Annual-Naughton 3 -v5.14 | 133 | 6111 | Rate Constraint in lbs/MMBtu | FALSE | L | Annual | Allowances Purchased NOX | Thousand Tons | 0 | 0 | 0 | 0 | 0 | 0 | 0 | 0
BART NOX Annual-Naughton 3 -v5.14 | 133 | 6111 | Rate Constraint in lbs/MMBtu | FALSE | L | Annual | Allowances Sold NOX | Thousand Tons | 0 | 0 | 0 | 0 | 0 | 0 | 0 | 0
BART NOX Annual-Naughton 3 -v5.14 | 133 | 6111 | Rate Constraint in lbs/MMBtu | FALSE | L | Annual | Allowances Banked | Thousand Tons | 0 | 0 | 0 | 0 | 0 | 0 | 0 | 0
BART NOX Annual-Naughton 3 -v5.14 | 133 | 6111 | Rate Constraint in lbs/MMBtu | FALSE | L | Annual | Allowances Withdrawn (1:1) | Thousand Tons | 0 | 0 | 0 | 0 | 0 | 0 | 0 | 0
BART NOX Annual-Naughton 3 -v5.14 | 133 | 6111 | Rate Constraint in lbs/MMBtu | FALSE | L | Annual | Allowances Withdrawn (n:1) | Thousand Tons | 0 | 0 | 0 | 0 | 0 | 0 | 0 | 0
BART NOX Annual-Naughton 3 -v5.14 | 133 | 6111 | Rate Constraint in lbs/MMBtu | FALSE | L | Annual | Net Emissions Allowance Position | Thousand Tons | 0 | 0 | 0 | 0 | 0 | 0 | 0 | 0
BART NOX Annual-Naughton 3 -v5.14 | 133 | 6111 | Rate Constraint in lbs/MMBtu | FALSE | L | Annual | Fuel Consumed | TBtu | 0 | 0 | 0 | 0 | 0 | 0 | 0 | 0
BART NOX Annual-Naughton 3 -v5.14 | 133 | 6111 | Rate Constraint in lbs/MMBtu | FALSE | L | Annual | Rate | lb/MMBtu | 0 | 0 | 0 | 0 | 0 | 0 | 0 | 0
BART NOX Annual-Naughton 3 -v5.14 | 133 | 6111 | Rate Constraint in lbs/MMBtu | FALSE | L | Annual | Generation | TWh | 0 | 0 | 0 | 0 | 0 | 0 | 0 | 0
BART NOX Annual-Naughton 3 -v5.14 | 133 | 6111 | Rate Constraint in lbs/MMBtu | FALSE | L | Annual | Qualifying Generation | TWh | 0 | 0 | 0 | 0 | 0 | 0 | 0 | 0
BART NOX Annual-Naughton 3 -v5.14 | 133 | 6111 | Rate Constraint in lbs/MMBtu | FALSE | L | Annual | Rate | lb/MWh | 0 | 0 | 0 | 0 | 0 | 0 | 0 | 0
BART NOX Annual-Naughton 3 -v5.14 | 133 | 6111 | Rate Constraint in lbs/MMBtu | FALSE | L | Annual | Constraint Shadow Price | US2016$/Ton | 65730.836 | 0 | 0 | 0 | 0 | 0 | 0 | 0
BART NOX Annual-Nebraska City 1 -v5.14 | 134 | 6091 | Rate Constraint in lbs/MMBtu | FALSE | L | Annual | Seasons Included | Seasons | Winter, WintShld, Summer | Winter, WintShld, Summer | Winter, WintShld, Summer | Winter, WintShld, Summer | Winter, WintShld, Summer | Winter, WintShld, Summer | Winter, WintShld, Summer | Winter, WintShld, Summer
BART NOX Annual-Nebraska City 1 -v5.14 | 134 | 6091 | Rate Constraint in lbs/MMBtu | FALSE | L | Annual | Standard NOX | lb/MMBtu | 0.23 | 0.23 | 0.23 | 0.23 | 0.23 | 0.23 | 0.23 | 0.23
BART NOX Annual-Nebraska City 1 -v5.14 | 134 | 6091 | Rate Constraint in lbs/MMBtu | FALSE | L | Annual | Emissions at Affected Plants NOX | Thousand Tons | 4.2772 | 4.6164 | 4.6164 | 4.0829 | 3.7757 | 3.7757 | 3.1256 | 2.6618
BART NOX Annual-Nebraska City 1 -v5.14 | 134 | 6091 | Rate Constraint in lbs/MMBtu | FALSE | L | Annual | Allowances Purchased NOX | Thousand Tons | 0 | 0 | 0 | 0 | 0 | 0 | 0 | 0
BART NOX Annual-Nebraska City 1 -v5.14 | 134 | 6091 | Rate Constraint in lbs/MMBtu | FALSE | L | Annual | Allowances Sold NOX | Thousand Tons | 0 | 0 | 0 | 0 | 0 | 0 | 0 | 0
BART NOX Annual-Nebraska City 1 -v5.14 | 134 | 6091 | Rate Constraint in lbs/MMBtu | FALSE | L | Annual | Allowances Banked | Thousand Tons | 0 | 0 | 0 | 0 | 0 | 0 | 0 | 0
BART NOX Annual-Nebraska City 1 -v5.14 | 134 | 6091 | Rate Constraint in lbs/MMBtu | FALSE | L | Annual | Allowances Withdrawn (1:1) | Thousand Tons | 0 | 0 | 0 | 0 | 0 | 0 | 0 | 0
BART NOX Annual-Nebraska City 1 -v5.14 | 134 | 6091 | Rate Constraint in lbs/MMBtu | FALSE | L | Annual | Allowances Withdrawn (n:1) | Thousand Tons | 0 | 0 | 0 | 0 | 0 | 0 | 0 | 0
BART NOX Annual-Nebraska City 1 -v5.14 | 134 | 6091 | Rate Constraint in lbs/MMBtu | FALSE | L | Annual | Net Emissions Allowance Position | Thousand Tons | 4.2772 | 4.6164 | 4.6164 | 4.0829 | 3.7757 | 3.7757 | 3.1256 | 2.6618
BART NOX Annual-Nebraska City 1 -v5.14 | 134 | 6091 | Rate Constraint in lbs/MMBtu | FALSE | L | Annual | Fuel Consumed | TBtu | 42.755 | 46.1453 | 46.1453 | 40.8123 | 37.7414 | 37.7414 | 31.244 | 26.6076
BART NOX Annual-Nebraska City 1 -v5.14 | 134 | 6091 | Rate Constraint in lbs/MMBtu | FALSE | L | Annual | Rate | lb/MMBtu | 0.20008 | 0.20008 | 0.20008 | 0.20008 | 0.20008 | 0.20008 | 0.20008 | 0.20008
BART NOX Annual-Nebraska City 1 -v5.14 | 134 | 6091 | Rate Constraint in lbs/MMBtu | FALSE | L | Annual | Generation | TWh | 4.3793 | 4.7265 | 4.7265 | 4.1803 | 3.8658 | 3.8658 | 3.2002 | 2.7253
BART NOX Annual-Nebraska City 1 -v5.14 | 134 | 6091 | Rate Constraint in lbs/MMBtu | FALSE | L | Annual | Qualifying Generation | TWh | 4.3793 | 4.7265 | 4.7265 | 4.1803 | 3.8658 | 3.8658 | 3.2002 | 2.7253
BART NOX Annual-Nebraska City 1 -v5.14 | 134 | 6091 | Rate Constraint in lbs/MMBtu | FALSE | L | Annual | Rate | lb/MWh | 1.9534 | 1.9534 | 1.9534 | 1.9534 | 1.9534 | 1.9534 | 1.9534 | 1.9534
BART NOX Annual-Nebraska City 1 -v5.14 | 134 | 6091 | Rate Constraint in lbs/MMBtu | FALSE | L | Annual | Constraint Shadow Price | US2016$/Ton | 0 | 0 | 0 | 0 | 0 | 0 | 0 | 0
BART NOX Annual-Northeastern 3313 -v5.13 | 135 | 5862 | Rate Constraint in lbs/MMBtu | FALSE | L | Annual | Seasons Included | Seasons | Winter, WintShld, Summer | Winter, WintShld, Summer | Winter, WintShld, Summer | Winter, WintShld, Summer | Winter, WintShld, Summer | Winter, WintShld, Summer | Winter, WintShld, Summer | Winter, WintShld, Summer
BART NOX Annual-Northeastern 3313 -v5.13 | 135 | 5862 | Rate Constraint in lbs/MMBtu | FALSE | L | Annual | Standard NOX | lb/MMBtu | 0.23 | 0.23 | 0.23 | 0.23 | 0.23 | 0.23 | 0.23 | 0.23
BART NOX Annual-Northeastern 3313 -v5.13 | 135 | 5862 | Rate Constraint in lbs/MMBtu | FALSE | L | Annual | Emissions at Affected Plants NOX | Thousand Tons | 0.72384 | 1.1245 | 1.1262 | 0 | 0 | 0 | 0 | 0
BART NOX Annual-Northeastern 3313 -v5.13 | 135 | 5862 | Rate Constraint in lbs/MMBtu | FALSE | L | Annual | Allowances Purchased NOX | Thousand Tons | 0 | 0 | 0 | 0 | 0 | 0 | 0 | 0
BART NOX Annual-Northeastern 3313 -v5.13 | 135 | 5862 | Rate Constraint in lbs/MMBtu | FALSE | L | Annual | Allowances Sold NOX | Thousand Tons | 0 | 0 | 0 | 0 | 0 | 0 | 0 | 0
BART NOX Annual-Northeastern 3313 -v5.13 | 135 | 5862 | Rate Constraint in lbs/MMBtu | FALSE | L | Annual | Allowances Banked | Thousand Tons | 0 | 0 | 0 | 0 | 0 | 0 | 0 | 0
BART NOX Annual-Northeastern 3313 -v5.13 | 135 | 5862 | Rate Constraint in lbs/MMBtu | FALSE | L | Annual | Allowances Withdrawn (1:1) | Thousand Tons | 0 | 0 | 0 | 0 | 0 | 0 | 0 | 0
BART NOX Annual-Northeastern 3313 -v5.13 | 135 | 5862 | Rate Constraint in lbs/MMBtu | FALSE | L | Annual | Allowances Withdrawn (n:1) | Thousand Tons | 0 | 0 | 0 | 0 | 0 | 0 | 0 | 0
BART NOX Annual-Northeastern 3313 -v5.13 | 135 | 5862 | Rate Constraint in lbs/MMBtu | FALSE | L | Annual | Net Emissions Allowance Position | Thousand Tons | 0.72384 | 1.1245 | 1.1262 | 0 | 0 | 0 | 0 | 0
BART NOX Annual-Northeastern 3313 -v5.13 | 135 | 5862 | Rate Constraint in lbs/MMBtu | FALSE | L | Annual | Fuel Consumed | TBtu | 11.7946 | 18.3225 | 18.3506 | 0 | 0 | 0 | 0 | 0
BART NOX Annual-Northeastern 3313 -v5.13 | 135 | 5862 | Rate Constraint in lbs/MMBtu | FALSE | L | Annual | Rate | lb/MMBtu | 0.12274 | 0.12274 | 0.12274 | 0 | 0 | 0 | 0 | 0
BART NOX Annual-Northeastern 3313 -v5.13 | 135 | 5862 | Rate Constraint in lbs/MMBtu | FALSE | L | Annual | Generation | TWh | 1.089 | 1.6917 | 1.708 | 0 | 0 | 0 | 0 | 0
BART NOX Annual-Northeastern 3313 -v5.13 | 135 | 5862 | Rate Constraint in lbs/MMBtu | FALSE | L | Annual | Qualifying Generation | TWh | 1.089 | 1.6917 | 1.708 | 0 | 0 | 0 | 0 | 0
BART NOX Annual-Northeastern 3313 -v5.13 | 135 | 5862 | Rate Constraint in lbs/MMBtu | FALSE | L | Annual | Rate | lb/MWh | 1.3294 | 1.3294 | 1.3187 | 0 | 0 | 0 | 0 | 0
BART NOX Annual-Northeastern 3313 -v5.13 | 135 | 5862 | Rate Constraint in lbs/MMBtu | FALSE | L | Annual | Constraint Shadow Price | US2016$/Ton | 0 | 0 | 0 | 0 | 0 | 0 | 0 | 0
BART NOX Annual-Pawnee 1 -v5.13 | 136 | 5829 | Rate Constraint in lbs/MMBtu | FALSE | L | Annual | Seasons Included | Seasons | Winter, WintShld, Summer | Winter, WintShld, Summer | Winter, WintShld, Summer | Winter, WintShld, Summer | Winter, WintShld, Summer | Winter, WintShld, Summer | Winter, WintShld, Summer | Winter, WintShld, Summer
BART NOX Annual-Pawnee 1 -v5.13 | 136 | 5829 | Rate Constraint in lbs/MMBtu | FALSE | L | Annual | Standard NOX | lb/MMBtu | 0.07 | 0.07 | 0.07 | 0.07 | 0.07 | 0.07 | 0.07 | 0.07
BART NOX Annual-Pawnee 1 -v5.13 | 136 | 5829 | Rate Constraint in lbs/MMBtu | FALSE | L | Annual | Emissions at Affected Plants NOX | Thousand Tons | 1.0691 | 1.0691 | 1.0499 | 1.0499 | 1.0499 | 1.0499 | 1.0499 | 1.0499
BART NOX Annual-Pawnee 1 -v5.13 | 136 | 5829 | Rate Constraint in lbs/MMBtu | FALSE | L | Annual | Allowances Purchased NOX | Thousand Tons | 0 | 0 | 0 | 0 | 0 | 0 | 0 | 0
BART NOX Annual-Pawnee 1 -v5.13 | 136 | 5829 | Rate Constraint in lbs/MMBtu | FALSE | L | Annual | Allowances Sold NOX | Thousand Tons | 0 | 0 | 0 | 0 | 0 | 0 | 0 | 0
BART NOX Annual-Pawnee 1 -v5.13 | 136 | 5829 | Rate Constraint in lbs/MMBtu | FALSE | L | Annual | Allowances Banked | Thousand Tons | 0 | 0 | 0 | 0 | 0 | 0 | 0 | 0
BART NOX Annual-Pawnee 1 -v5.13 | 136 | 5829 | Rate Constraint in lbs/MMBtu | FALSE | L | Annual | Allowances Withdrawn (1:1) | Thousand Tons | 0 | 0 | 0 | 0 | 0 | 0 | 0 | 0
BART NOX Annual-Pawnee 1 -v5.13 | 136 | 5829 | Rate Constraint in lbs/MMBtu | FALSE | L | Annual | Allowances Withdrawn (n:1) | Thousand Tons | 0 | 0 | 0 | 0 | 0 | 0 | 0 | 0
BART NOX Annual-Pawnee 1 -v5.13 | 136 | 5829 | Rate Constraint in lbs/MMBtu | FALSE | L | Annual | Net Emissions Allowance Position | Thousand Tons | 1.0691 | 1.0691 | 1.0499 | 1.0499 | 1.0499 | 1.0499 | 1.0499 | 1.0499
BART NOX Annual-Pawnee 1 -v5.13 | 136 | 5829 | Rate Constraint in lbs/MMBtu | FALSE | L | Annual | Fuel Consumed | TBtu | 38.5762 | 38.5762 | 37.8819 | 37.8819 | 37.8819 | 37.8819 | 37.8819 | 37.8819
BART NOX Annual-Pawnee 1 -v5.13 | 136 | 5829 | Rate Constraint in lbs/MMBtu | FALSE | L | Annual | Rate | lb/MMBtu | 0.05543 | 0.05543 | 0.05543 | 0.05543 | 0.05543 | 0.05543 | 0.05543 | 0.05543
BART NOX Annual-Pawnee 1 -v5.13 | 136 | 5829 | Rate Constraint in lbs/MMBtu | FALSE | L | Annual | Generation | TWh | 3.6417 | 3.6417 | 3.6417 | 3.6417 | 3.6417 | 3.6417 | 3.6417 | 3.6417
BART NOX Annual-Pawnee 1 -v5.13 | 136 | 5829 | Rate Constraint in lbs/MMBtu | FALSE | L | Annual | Qualifying Generation | TWh | 3.6417 | 3.6417 | 3.6417 | 3.6417 | 3.6417 | 3.6417 | 3.6417 | 3.6417
BART NOX Annual-Pawnee 1 -v5.13 | 136 | 5829 | Rate Constraint in lbs/MMBtu | FALSE | L | Annual | Rate | lb/MWh | 0.58717 | 0.58717 | 0.5766 | 0.5766 | 0.5766 | 0.5766 | 0.5766 | 0.5766
BART NOX Annual-Pawnee 1 -v5.13 | 136 | 5829 | Rate Constraint in lbs/MMBtu | FALSE | L | Annual | Constraint Shadow Price | US2016$/Ton | 0 | 0 | 0 | 0 | 0 | 0 | 0 | 0
BART NOX Annual-Ray D Nixon 1 -v5.13 | 137 | 5830 | Rate Constraint in lbs/MMBtu | FALSE | L | Annual | Seasons Included | Seasons | Winter, WintShld, Summer | Winter, WintShld, Summer | Winter, WintShld, Summer | Winter, WintShld, Summer | Winter, WintShld, Summer | Winter, WintShld, Summer | Winter, WintShld, Summer | Winter, WintShld, Summer
BART NOX Annual-Ray D Nixon 1 -v5.13 | 137 | 5830 | Rate Constraint in lbs/MMBtu | FALSE | L | Annual | Standard NOX | lb/MMBtu | 0.21 | 0.21 | 0.21 | 0.21 | 0.21 | 0.21 | 0.21 | 0.21
BART NOX Annual-Ray D Nixon 1 -v5.13 | 137 | 5830 | Rate Constraint in lbs/MMBtu | FALSE | L | Annual | Emissions at Affected Plants NOX | Thousand Tons | 1.234 | 1.234 | 1.2105 | 1.2105 | 1.2105 | 1.2105 | 1.2105 | 1.1644
BART NOX Annual-Ray D Nixon 1 -v5.13 | 137 | 5830 | Rate Constraint in lbs/MMBtu | FALSE | L | Annual | Allowances Purchased NOX | Thousand Tons | 0 | 0 | 0 | 0 | 0 | 0 | 0 | 0
BART NOX Annual-Ray D Nixon 1 -v5.13 | 137 | 5830 | Rate Constraint in lbs/MMBtu | FALSE | L | Annual | Allowances Sold NOX | Thousand Tons | 0 | 0 | 0 | 0 | 0 | 0 | 0 | 0
BART NOX Annual-Ray D Nixon 1 -v5.13 | 137 | 5830 | Rate Constraint in lbs/MMBtu | FALSE | L | Annual | Allowances Banked | Thousand Tons | 0 | 0 | 0 | 0 | 0 | 0 | 0 | 0
BART NOX Annual-Ray D Nixon 1 -v5.13 | 137 | 5830 | Rate Constraint in lbs/MMBtu | FALSE | L | Annual | Allowances Withdrawn (1:1) | Thousand Tons | 0 | 0 | 0 | 0 | 0 | 0 | 0 | 0
BART NOX Annual-Ray D Nixon 1 -v5.13 | 137 | 5830 | Rate Constraint in lbs/MMBtu | FALSE | L | Annual | Allowances Withdrawn (n:1) | Thousand Tons | 0 | 0 | 0 | 0 | 0 | 0 | 0 | 0
BART NOX Annual-Ray D Nixon 1 -v5.13 | 137 | 5830 | Rate Constraint in lbs/MMBtu | FALSE | L | Annual | Net Emissions Allowance Position | Thousand Tons | 1.234 | 1.234 | 1.2105 | 1.2105 | 1.2105 | 1.2105 | 1.2105 | 1.1644
BART NOX Annual-Ray D Nixon 1 -v5.13 | 137 | 5830 | Rate Constraint in lbs/MMBtu | FALSE | L | Annual | Fuel Consumed | TBtu | 15.9323 | 15.9323 | 15.6296 | 15.6296 | 15.6296 | 15.6296 | 15.6296 | 15.0342
BART NOX Annual-Ray D Nixon 1 -v5.13 | 137 | 5830 | Rate Constraint in lbs/MMBtu | FALSE | L | Annual | Rate | lb/MMBtu | 0.1549 | 0.1549 | 0.1549 | 0.1549 | 0.1549 | 0.1549 | 0.1549 | 0.1549
BART NOX Annual-Ray D Nixon 1 -v5.13 | 137 | 5830 | Rate Constraint in lbs/MMBtu | FALSE | L | Annual | Generation | TWh | 1.438 | 1.438 | 1.438 | 1.438 | 1.438 | 1.438 | 1.438 | 1.3832
BART NOX Annual-Ray D Nixon 1 -v5.13 | 137 | 5830 | Rate Constraint in lbs/MMBtu | FALSE | L | Annual | Qualifying Generation | TWh | 1.438 | 1.438 | 1.438 | 1.438 | 1.438 | 1.438 | 1.438 | 1.3832
BART NOX Annual-Ray D Nixon 1 -v5.13 | 137 | 5830 | Rate Constraint in lbs/MMBtu | FALSE | L | Annual | Rate | lb/MWh | 1.7162 | 1.7162 | 1.6836 | 1.6836 | 1.6836 | 1.6836 | 1.6836 | 1.6836
BART NOX Annual-Ray D Nixon 1 -v5.13 | 137 | 5830 | Rate Constraint in lbs/MMBtu | FALSE | L | Annual | Constraint Shadow Price | US2016$/Ton | 0 | 0 | 0 | 0 | 0 | 0 | 0 | 0
BART NOX Annual-San Juan 1 -v5.14 | 138 | 6237 | Rate Constraint in lbs/MMBtu | FALSE | L | Annual | Seasons Included | Seasons | Winter, WintShld, Summer | Winter, WintShld, Summer | Winter, WintShld, Summer | Winter, WintShld, Summer | Winter, WintShld, Summer | Winter, WintShld, Summer | Winter, WintShld, Summer | Winter, WintShld, Summer
BART NOX Annual-San Juan 1 -v5.14 | 138 | 6237 | Rate Constraint in lbs/MMBtu | FALSE | L | Annual | Standard NOX | lb/MMBtu | 0.23 | 0.23 | 0.23 | 0.23 | 0.23 | 0.23 | 0.23 | 0.23
BART NOX Annual-San Juan 1 -v5.14 | 138 | 6237 | Rate Constraint in lbs/MMBtu | FALSE | L | Annual | Emissions at Affected Plants NOX | Thousand Tons | 1.3627 | 0.21854 | 0.31309 | 0.16708 | 0.13778 | 0.13778 | 0.13778 | 0
BART NOX Annual-San Juan 1 -v5.14 | 138 | 6237 | Rate Constraint in lbs/MMBtu | FALSE | L | Annual | Allowances Purchased NOX | Thousand Tons | 0 | 0 | 0 | 0 | 0 | 0 | 0 | 0
BART NOX Annual-San Juan 1 -v5.14 | 138 | 6237 | Rate Constraint in lbs/MMBtu | FALSE | L | Annual | Allowances Sold NOX | Thousand Tons | 0 | 0 | 0 | 0 | 0 | 0 | 0 | 0
BART NOX Annual-San Juan 1 -v5.14 | 138 | 6237 | Rate Constraint in lbs/MMBtu | FALSE | L | Annual | Allowances Banked | Thousand Tons | 0 | 0 | 0 | 0 | 0 | 0 | 0 | 0
BART NOX Annual-San Juan 1 -v5.14 | 138 | 6237 | Rate Constraint in lbs/MMBtu | FALSE | L | Annual | Allowances Withdrawn (1:1) | Thousand Tons | 0 | 0 | 0 | 0 | 0 | 0 | 0 | 0
BART NOX Annual-San Juan 1 -v5.14 | 138 | 6237 | Rate Constraint in lbs/MMBtu | FALSE | L | Annual | Allowances Withdrawn (n:1) | Thousand Tons | 0 | 0 | 0 | 0 | 0 | 0 | 0 | 0
BART NOX Annual-San Juan 1 -v5.14 | 138 | 6237 | Rate Constraint in lbs/MMBtu | FALSE | L | Annual | Net Emissions Allowance Position | Thousand Tons | 1.3627 | 0.21854 | 0.31309 | 0.16708 | 0.13778 | 0.13778 | 0.13778 | 0
BART NOX Annual-San Juan 1 -v5.14 | 138 | 6237 | Rate Constraint in lbs/MMBtu | FALSE | L | Annual | Fuel Consumed | TBtu | 11.9536 | 1.917 | 2.7464 | 1.4656 | 1.2086 | 1.2086 | 1.2086 | 0
BART NOX Annual-San Juan 1 -v5.14 | 138 | 6237 | Rate Constraint in lbs/MMBtu | FALSE | L | Annual | Rate | lb/MMBtu | 0.228 | 0.228 | 0.228 | 0.228 | 0.228 | 0.228 | 0.228 | 0
BART NOX Annual-San Juan 1 -v5.14 | 138 | 6237 | Rate Constraint in lbs/MMBtu | FALSE | L | Annual | Generation | TWh | 1.0795 | 0.17312 | 0.25543 | 0.13631 | 0.11241 | 0.11241 | 0.11241 | 0
BART NOX Annual-San Juan 1 -v5.14 | 138 | 6237 | Rate Constraint in lbs/MMBtu | FALSE | L | Annual | Qualifying Generation | TWh | 1.0795 | 0.17312 | 0.25543 | 0.13631 | 0.11241 | 0.11241 | 0.11241 | 0
BART NOX Annual-San Juan 1 -v5.14 | 138 | 6237 | Rate Constraint in lbs/MMBtu | FALSE | L | Annual | Rate | lb/MWh | 2.5246 | 2.5246 | 2.4514 | 2.4514 | 2.4514 | 2.4514 | 2.4514 | 0
BART NOX Annual-San Juan 1 -v5.14 | 138 | 6237 | Rate Constraint in lbs/MMBtu | FALSE | L | Annual | Constraint Shadow Price | US2016$/Ton | 0 | 0 | 0 | 0 | 0 | 0 | 0 | 0
BART NOX Annual-San Juan 4 -v5.14 | 139 | 6238 | Rate Constraint in lbs/MMBtu | FALSE | L | Annual | Seasons Included | Seasons | Winter, WintShld, Summer | Winter, WintShld, Summer | Winter, WintShld, Summer | Winter, WintShld, Summer | Winter, WintShld, Summer | Winter, WintShld, Summer | Winter, WintShld, Summer | Winter, WintShld, Summer
BART NOX Annual-San Juan 4 -v5.14 | 139 | 6238 | Rate Constraint in lbs/MMBtu | FALSE | L | Annual | Standard NOX | lb/MMBtu | 0.23 | 0.23 | 0.23 | 0.23 | 0.23 | 0.23 | 0.23 | 0.23
BART NOX Annual-San Juan 4 -v5.14 | 139 | 6238 | Rate Constraint in lbs/MMBtu | FALSE | L | Annual | Emissions at Affected Plants NOX | Thousand Tons | 2.9422 | 4.343 | 4.2648 | 2.4976 | 2.0797 | 1.8744 | 1.8744 | 0
BART NOX Annual-San Juan 4 -v5.14 | 139 | 6238 | Rate Constraint in lbs/MMBtu | FALSE | L | Annual | Allowances Purchased NOX | Thousand Tons | 0 | 0 | 0 | 0 | 0 | 0 | 0 | 0
BART NOX Annual-San Juan 4 -v5.14 | 139 | 6238 | Rate Constraint in lbs/MMBtu | FALSE | L | Annual | Allowances Sold NOX | Thousand Tons | 0 | 0 | 0 | 0 | 0 | 0 | 0 | 0
BART NOX Annual-San Juan 4 -v5.14 | 139 | 6238 | Rate Constraint in lbs/MMBtu | FALSE | L | Annual | Allowances Banked | Thousand Tons | 0 | 0 | 0 | 0 | 0 | 0 | 0 | 0
BART NOX Annual-San Juan 4 -v5.14 | 139 | 6238 | Rate Constraint in lbs/MMBtu | FALSE | L | Annual | Allowances Withdrawn (1:1) | Thousand Tons | 0 | 0 | 0 | 0 | 0 | 0 | 0 | 0
BART NOX Annual-San Juan 4 -v5.14 | 139 | 6238 | Rate Constraint in lbs/MMBtu | FALSE | L | Annual | Allowances Withdrawn (n:1) | Thousand Tons | 0 | 0 | 0 | 0 | 0 | 0 | 0 | 0
BART NOX Annual-San Juan 4 -v5.14 | 139 | 6238 | Rate Constraint in lbs/MMBtu | FALSE | L | Annual | Net Emissions Allowance Position | Thousand Tons | 2.9422 | 4.343 | 4.2648 | 2.4976 | 2.0797 | 1.8744 | 1.8744 | 0
BART NOX Annual-San Juan 4 -v5.14 | 139 | 6238 | Rate Constraint in lbs/MMBtu | FALSE | L | Annual | Fuel Consumed | TBtu | 26.2693 | 38.7765 | 38.0786 | 22.2997 | 18.5692 | 16.7358 | 16.7358 | 0
BART NOX Annual-San Juan 4 -v5.14 | 139 | 6238 | Rate Constraint in lbs/MMBtu | FALSE | L | Annual | Rate | lb/MMBtu | 0.224 | 0.224 | 0.224 | 0.224 | 0.224 | 0.224 | 0.224 | 0
BART NOX Annual-San Juan 4 -v5.14 | 139 | 6238 | Rate Constraint in lbs/MMBtu | FALSE | L | Annual | Generation | TWh | 2.4768 | 3.6561 | 3.6561 | 2.1411 | 1.7829 | 1.6069 | 1.6069 | 0
BART NOX Annual-San Juan 4 -v5.14 | 139 | 6238 | Rate Constraint in lbs/MMBtu | FALSE | L | Annual | Qualifying Generation | TWh | 2.4768 | 3.6561 | 3.6561 | 2.1411 | 1.7829 | 1.6069 | 1.6069 | 0
BART NOX Annual-San Juan 4 -v5.14 | 139 | 6238 | Rate Constraint in lbs/MMBtu | FALSE | L | Annual | Rate | lb/MWh | 2.3757 | 2.3757 | 2.333 | 2.333 | 2.333 | 2.333 | 2.333 | 0
BART NOX Annual-San Juan 4 -v5.14 | 139 | 6238 | Rate Constraint in lbs/MMBtu | FALSE | L | Annual | Constraint Shadow Price | US2016$/Ton | 0 | 0 | 0 | 0 | 0 | 0 | 0 | 0
BART NOX Annual-Sooner 1 -v5.13 | 140 | 5864 | Rate Constraint in lbs/MMBtu | FALSE | L | Annual | Seasons Included | Seasons | Winter, WintShld, Summer | Winter, WintShld, Summer | Winter, WintShld, Summer | Winter, WintShld, Summer | Winter, WintShld, Summer | Winter, WintShld, Summer | Winter, WintShld, Summer | Winter, WintShld, Summer
BART NOX Annual-Sooner 1 -v5.13 | 140 | 5864 | Rate Constraint in lbs/MMBtu | FALSE | L | Annual | Standard NOX | lb/MMBtu | 0.15 | 0.15 | 0.15 | 0.15 | 0.15 | 0.15 | 0.15 | 0.15
BART NOX Annual-Sooner 1 -v5.13 | 140 | 5864 | Rate Constraint in lbs/MMBtu | FALSE | L | Annual | Emissions at Affected Plants NOX | Thousand Tons | 1.1332 | 1.9214 | 2.0773 | 1.3057 | 1.4375 | 1.6579 | 1.4375 | 1.1217
BART NOX Annual-Sooner 1 -v5.13 | 140 | 5864 | Rate Constraint in lbs/MMBtu | FALSE | L | Annual | Allowances Purchased NOX | Thousand Tons | 0 | 0 | 0 | 0 | 0 | 0 | 0 | 0
BART NOX Annual-Sooner 1 -v5.13 | 140 | 5864 | Rate Constraint in lbs/MMBtu | FALSE | L | Annual | Allowances Sold NOX | Thousand Tons | 0 | 0 | 0 | 0 | 0 | 0 | 0 | 0
BART NOX Annual-Sooner 1 -v5.13 | 140 | 5864 | Rate Constraint in lbs/MMBtu | FALSE | L | Annual | Allowances Banked | Thousand Tons | 0 | 0 | 0 | 0 | 0 | 0 | 0 | 0
BART NOX Annual-Sooner 1 -v5.13 | 140 | 5864 | Rate Constraint in lbs/MMBtu | FALSE | L | Annual | Allowances Withdrawn (1:1) | Thousand Tons | 0 | 0 | 0 | 0 | 0 | 0 | 0 | 0
BART NOX Annual-Sooner 1 -v5.13 | 140 | 5864 | Rate Constraint in lbs/MMBtu | FALSE | L | Annual | Allowances Withdrawn (n:1) | Thousand Tons | 0 | 0 | 0 | 0 | 0 | 0 | 0 | 0
BART NOX Annual-Sooner 1 -v5.13 | 140 | 5864 | Rate Constraint in lbs/MMBtu | FALSE | L | Annual | Net Emissions Allowance Position | Thousand Tons | 1.1332 | 1.9214 | 2.0773 | 1.3057 | 1.4375 | 1.6579 | 1.4375 | 1.1217
BART NOX Annual-Sooner 1 -v5.13 | 140 | 5864 | Rate Constraint in lbs/MMBtu | FALSE | L | Annual | Fuel Consumed | TBtu | 17.8967 | 30.3439 | 32.8063 | 20.6199 | 22.7027 | 26.1829 | 22.7027 | 17.7146
BART NOX Annual-Sooner 1 -v5.13 | 140 | 5864 | Rate Constraint in lbs/MMBtu | FALSE | L | Annual | Rate | lb/MMBtu | 0.12664 | 0.12664 | 0.12664 | 0.12664 | 0.12664 | 0.12664 | 0.12664 | 0.12664
BART NOX Annual-Sooner 1 -v5.13 | 140 | 5864 | Rate Constraint in lbs/MMBtu | FALSE | L | Annual | Generation | TWh | 1.6822 | 2.8521 | 3.1401 | 1.9737 | 2.173 | 2.5061 | 2.173 | 1.6956
BART NOX Annual-Sooner 1 -v5.13 | 140 | 5864 | Rate Constraint in lbs/MMBtu | FALSE | L | Annual | Qualifying Generation | TWh | 1.6822 | 2.8521 | 3.1401 | 1.9737 | 2.173 | 2.5061 | 2.173 | 1.6956
BART NOX Annual-Sooner 1 -v5.13 | 140 | 5864 | Rate Constraint in lbs/MMBtu | FALSE | L | Annual | Rate | lb/MWh | 1.3473 | 1.3473 | 1.3231 | 1.3231 | 1.3231 | 1.3231 | 1.3231 | 1.3231
BART NOX Annual-Sooner 1 -v5.13 | 140 | 5864 | Rate Constraint in lbs/MMBtu | FALSE | L | Annual | Constraint Shadow Price | US2016$/Ton | 0 | 0 | 0 | 0 | 0 | 0 | 0 | 0
BART NOX Annual-Sooner 2 -v5.13 | 141 | 5865 | Rate Constraint in lbs/MMBtu | FALSE | L | Annual | Seasons Included | Seasons | Winter, WintShld, Summer | Winter, WintShld, Summer | Winter, WintShld, Summer | Winter, WintShld, Summer | Winter, WintShld, Summer | Winter, WintShld, Summer | Winter, WintShld, Summer | Winter, WintShld, Summer
BART NOX Annual-Sooner 2 -v5.13 | 141 | 5865 | Rate Constraint in lbs/MMBtu | FALSE | L | Annual | Standard NOX | lb/MMBtu | 0.15 | 0.15 | 0.15 | 0.15 | 0.15 | 0.15 | 0.15 | 0.15
BART NOX Annual-Sooner 2 -v5.13 | 141 | 5865 | Rate Constraint in lbs/MMBtu | FALSE | L | Annual | Emissions at Affected Plants NOX | Thousand Tons | 1.1196 | 2.0633 | 2.0561 | 1.3549 | 1.424 | 1.6505 | 1.424 | 1.0994
BART NOX Annual-Sooner 2 -v5.13 | 141 | 5865 | Rate Constraint in lbs/MMBtu | FALSE | L | Annual | Allowances Purchased NOX | Thousand Tons | 0 | 0 | 0 | 0 | 0 | 0 | 0 | 0
BART NOX Annual-Sooner 2 -v5.13 | 141 | 5865 | Rate Constraint in lbs/MMBtu | FALSE | L | Annual | Allowances Sold NOX | Thousand Tons | 0 | 0 | 0 | 0 | 0 | 0 | 0 | 0
BART NOX Annual-Sooner 2 -v5.13 | 141 | 5865 | Rate Constraint in lbs/MMBtu | FALSE | L | Annual | Allowances Banked | Thousand Tons | 0 | 0 | 0 | 0 | 0 | 0 | 0 | 0
BART NOX Annual-Sooner 2 -v5.13 | 141 | 5865 | Rate Constraint in lbs/MMBtu | FALSE | L | Annual | Allowances Withdrawn (1:1) | Thousand Tons | 0 | 0 | 0 | 0 | 0 | 0 | 0 | 0
BART NOX Annual-Sooner 2 -v5.13 | 141 | 5865 | Rate Constraint in lbs/MMBtu | FALSE | L | Annual | Allowances Withdrawn (n:1) | Thousand Tons | 0 | 0 | 0 | 0 | 0 | 0 | 0 | 0
BART NOX Annual-Sooner 2 -v5.13 | 141 | 5865 | Rate Constraint in lbs/MMBtu | FALSE | L | Annual | Net Emissions Allowance Position | Thousand Tons | 1.1196 | 2.0633 | 2.0561 | 1.3549 | 1.424 | 1.6505 | 1.424 | 1.0994
BART NOX Annual-Sooner 2 -v5.13 | 141 | 5865 | Rate Constraint in lbs/MMBtu | FALSE | L | Annual | Fuel Consumed | TBtu | 17.6132 | 32.4591 | 32.3462 | 21.3155 | 22.4023 | 25.9649 | 22.4023 | 17.2961
BART NOX Annual-Sooner 2 -v5.13 | 141 | 5865 | Rate Constraint in lbs/MMBtu | FALSE | L | Annual | Rate | lb/MMBtu | 0.12713 | 0.12713 | 0.12713 | 0.12713 | 0.12713 | 0.12713 | 0.12713 | 0.12713
BART NOX Annual-Sooner 2 -v5.13 | 141 | 5865 | Rate Constraint in lbs/MMBtu | FALSE | L | Annual | Generation | TWh | 1.6662 | 3.0706 | 3.116 | 2.0534 | 2.1581 | 2.5013 | 2.1581 | 1.6662
BART NOX Annual-Sooner 2 -v5.13 | 141 | 5865 | Rate Constraint in lbs/MMBtu | FALSE | L | Annual | Qualifying Generation | TWh | 1.6662 | 3.0706 | 3.116 | 2.0534 | 2.1581 | 2.5013 | 2.1581 | 1.6662
BART NOX Annual-Sooner 2 -v5.13 | 141 | 5865 | Rate Constraint in lbs/MMBtu | FALSE | L | Annual | Rate | lb/MWh | 1.3439 | 1.3439 | 1.3197 | 1.3197 | 1.3197 | 1.3197 | 1.3197 | 1.3197
BART NOX Annual-Sooner 2 -v5.13 | 141 | 5865 | Rate Constraint in lbs/MMBtu | FALSE | L | Annual | Constraint Shadow Price | US2016$/Ton | 0 | 0 | 0 | 0 | 0 | 0 | 0 | 0
BART NOX Annual-Tecumseh Energy Center 9 -v5.14 | 142 | 6031 | Rate Constraint in lbs/MMBtu | FALSE | L | Annual | Seasons Included | Seasons | Winter, WintShld, Summer | Winter, WintShld, Summer | Winter, WintShld, Summer | Winter, WintShld, Summer | Winter, WintShld, Summer | Winter, WintShld, Summer | Winter, WintShld, Summer | Winter, WintShld, Summer
BART NOX Annual-Tecumseh Energy Center 9 -v5.14 | 142 | 6031 | Rate Constraint in lbs/MMBtu | FALSE | L | Annual | Standard NOX | lb/MMBtu | 0.18 | 0.18 | 0.18 | 0.18 | 0.18 | 0.18 | 0.18 | 0.18
BART NOX Annual-Tecumseh Energy Center 9 -v5.14 | 142 | 6031 | Rate Constraint in lbs/MMBtu | FALSE | L | Annual | Emissions at Affected Plants NOX | Thousand Tons | 0 | 0 | 0 | 0 | 0 | 0 | 0 | 0
BART NOX Annual-Tecumseh Energy Center 9 -v5.14 | 142 | 6031 | Rate Constraint in lbs/MMBtu | FALSE | L | Annual | Allowances Purchased NOX | Thousand Tons | 0 | 0 | 0 | 0 | 0 | 0 | 0 | 0
BART NOX Annual-Tecumseh Energy Center 9 -v5.14 | 142 | 6031 | Rate Constraint in lbs/MMBtu | FALSE | L | Annual | Allowances Sold NOX | Thousand Tons | 0 | 0 | 0 | 0 | 0 | 0 | 0 | 0
BART NOX Annual-Tecumseh Energy Center 9 -v5.14 | 142 | 6031 | Rate Constraint in lbs/MMBtu | FALSE | L | Annual | Allowances Banked | Thousand Tons | 0 | 0 | 0 | 0 | 0 | 0 | 0 | 0
BART NOX Annual-Tecumseh Energy Center 9 -v5.14 | 142 | 6031 | Rate Constraint in lbs/MMBtu | FALSE | L | Annual | Allowances Withdrawn (1:1) | Thousand Tons | 0 | 0 | 0 | 0 | 0 | 0 | 0 | 0
BART NOX Annual-Tecumseh Energy Center 9 -v5.14 | 142 | 6031 | Rate Constraint in lbs/MMBtu | FALSE | L | Annual | Allowances Withdrawn (n:1) | Thousand Tons | 0 | 0 | 0 | 0 | 0 | 0 | 0 | 0
BART NOX Annual-Tecumseh Energy Center 9 -v5.14 | 142 | 6031 | Rate Constraint in lbs/MMBtu | FALSE | L | Annual | Net Emissions Allowance Position | Thousand Tons | 0 | 0 | 0 | 0 | 0 | 0 | 0 | 0
BART NOX Annual-Tecumseh Energy Center 9 -v5.14 | 142 | 6031 | Rate Constraint in lbs/MMBtu | FALSE | L | Annual | Fuel Consumed | TBtu | 0 | 0 | 0 | 0 | 0 | 0 | 0 | 0
BART NOX Annual-Tecumseh Energy Center 9 -v5.14 | 142 | 6031 | Rate Constraint in lbs/MMBtu | FALSE | L | Annual | Rate | lb/MMBtu | 0 | 0 | 0 | 0 | 0 | 0 | 0 | 0
BART NOX Annual-Tecumseh Energy Center 9 -v5.14 | 142 | 6031 | Rate Constraint in lbs/MMBtu | FALSE | L | Annual | Generation | TWh | 0 | 0 | 0 | 0 | 0 | 0 | 0 | 0
BART NOX Annual-Tecumseh Energy Center 9 -v5.14 | 142 | 6031 | Rate Constraint in lbs/MMBtu | FALSE | L | Annual | Qualifying Generation | TWh | 0 | 0 | 0 | 0 | 0 | 0 | 0 | 0
BART NOX Annual-Tecumseh Energy Center 9 -v5.14 | 142 | 6031 | Rate Constraint in lbs/MMBtu | FALSE | L | Annual | Rate | lb/MWh | 0 | 0 | 0 | 0 | 0 | 0 | 0 | 0
BART NOX Annual-Tecumseh Energy Center 9 -v5.14 | 142 | 6031 | Rate Constraint in lbs/MMBtu | FALSE | L | Annual | Constraint Shadow Price | US2016$/Ton | 0 | 0 | 0 | 0 | 0 | 0 | 0 | 0
BART SO2 Annual- Arthur Kill- v5.16 | 143 | 6662 | Rate Constraint in lbs/MMBtu | FALSE | L | Annual | Seasons Included | Seasons | Winter, WintShld, Summer | Winter, WintShld, Summer | Winter, WintShld, Summer | Winter, WintShld, Summer | Winter, WintShld, Summer | Winter, WintShld, Summer | Winter, WintShld, Summer | Winter, WintShld, Summer
BART SO2 Annual- Arthur Kill- v5.16 | 143 | 6662 | Rate Constraint in lbs/MMBtu | FALSE | L | Annual | Standard SO2 | lb/MMBtu | 0.15 | 0.15 | 0.15 | 0.15 | 0.15 | 0.15 | 0.15 | 0.15
BART SO2 Annual- Arthur Kill- v5.16 | 143 | 6662 | Rate Constraint in lbs/MMBtu | FALSE | L | Annual | Emissions at Affected Plants SO2 | Thousand Tons | 0 | 0 | 0 | 0 | 0 | 0 | 0 | 0
BART SO2 Annual- Arthur Kill- v5.16 | 143 | 6662 | Rate Constraint in lbs/MMBtu | FALSE | L | Annual | Allowances Purchased SO2 | Thousand Tons | 0 | 0 | 0 | 0 | 0 | 0 | 0 | 0
BART SO2 Annual- Arthur Kill- v5.16 | 143 | 6662 | Rate Constraint in lbs/MMBtu | FALSE | L | Annual | Allowances Sold SO2 | Thousand Tons | 0 | 0 | 0 | 0 | 0 | 0 | 0 | 0
BART SO2 Annual- Arthur Kill- v5.16 | 143 | 6662 | Rate Constraint in lbs/MMBtu | FALSE | L | Annual | Allowances Banked | Thousand Tons | 0 | 0 | 0 | 0 | 0 | 0 | 0 | 0
BART SO2 Annual- Arthur Kill- v5.16 | 143 | 6662 | Rate Constraint in lbs/MMBtu | FALSE | L | Annual | Allowances Withdrawn (1:1) | Thousand Tons | 0 | 0 | 0 | 0 | 0 | 0 | 0 | 0
BART SO2 Annual- Arthur Kill- v5.16 | 143 | 6662 | Rate Constraint in lbs/MMBtu | FALSE | L | Annual | Allowances Withdrawn (n:1) | Thousand Tons | 0 | 0 | 0 | 0 | 0 | 0 | 0 | 0
BART SO2 Annual- Arthur Kill- v5.16 | 143 | 6662 | Rate Constraint in lbs/MMBtu | FALSE | L | Annual | Net Emissions Allowance Position | Thousand Tons | 0 | 0 | 0 | 0 | 0 | 0 | 0 | 0
BART SO2 Annual- Arthur Kill- v5.16 | 143 | 6662 | Rate Constraint in lbs/MMBtu | FALSE | L | Annual | Fuel Consumed | TBtu | 3.707 | 3.707 | 3.707 | 1.1829 | 0.83761 | 0.83761 | 1.3192 | 2.1436
BART SO2 Annual- Arthur Kill- v5.16 | 143 | 6662 | Rate Constraint in lbs/MMBtu | FALSE | L | Annual | Rate | lb/MMBtu | 0 | 0 | 0 | 0 | 0 | 0 | 0 | 0
BART SO2 Annual- Arthur Kill- v5.16 | 143 | 6662 | Rate Constraint in lbs/MMBtu | FALSE | L | Annual | Generation | TWh | 0.33697 | 0.33697 | 0.33697 | 0.10753 | 0.07614 | 0.07614 | 0.11992 | 0.19485
BART SO2 Annual- Arthur Kill- v5.16 | 143 | 6662 | Rate Constraint in lbs/MMBtu | FALSE | L | Annual | Qualifying Generation | TWh | 0.33697 | 0.33697 | 0.33697 | 0.10753 | 0.07614 | 0.07614 | 0.11992 | 0.19485
BART SO2 Annual- Arthur Kill- v5.16 | 143 | 6662 | Rate Constraint in lbs/MMBtu | FALSE | L | Annual | Rate | lb/MWh | 0 | 0 | 0 | 0 | 0 | 0 | 0 | 0
BART SO2 Annual- Arthur Kill- v5.16 | 143 | 6662 | Rate Constraint in lbs/MMBtu | FALSE | L | Annual | Constraint Shadow Price | US2016$/Ton | 0 | 0 | 0 | 0 | 0 | 0 | 0 | 0
BART SO2 Annual- B L England 2- v5.16 | 144 | 6664 | Rate Constraint in lbs/MMBtu | FALSE | L | Annual | Seasons Included | Seasons | Winter, WintShld, Summer | Winter, WintShld, Summer | Winter, WintShld, Summer | Winter, WintShld, Summer | Winter, WintShld, Summer | Winter, WintShld, Summer | Winter, WintShld, Summer | Winter, WintShld, Summer
BART SO2 Annual- B L England 2- v5.16 | 144 | 6664 | Rate Constraint in lbs/MMBtu | FALSE | L | Annual | Standard SO2 | lb/MMBtu | 0.15 | 0.15 | 0.15 | 0.15 | 0.15 | 0.15 | 0.15 | 0.15
BART SO2 Annual- B L England 2- v5.16 | 144 | 6664 | Rate Constraint in lbs/MMBtu | FALSE | L | Annual | Emissions at Affected Plants SO2 | Thousand Tons | 0 | 0 | 0 | 0 | 0 | 0 | 0 | 0
BART SO2 Annual- B L England 2- v5.16 | 144 | 6664 | Rate Constraint in lbs/MMBtu | FALSE | L | Annual | Allowances Purchased SO2 | Thousand Tons | 0 | 0 | 0 | 0 | 0 | 0 | 0 | 0
BART SO2 Annual- B L England 2- v5.16 | 144 | 6664 | Rate Constraint in lbs/MMBtu | FALSE | L | Annual | Allowances Sold SO2 | Thousand Tons | 0 | 0 | 0 | 0 | 0 | 0 | 0 | 0
BART SO2 Annual- B L England 2- v5.16 | 144 | 6664 | Rate Constraint in lbs/MMBtu | FALSE | L | Annual | Allowances Banked | Thousand Tons | 0 | 0 | 0 | 0 | 0 | 0 | 0 | 0
BART SO2 Annual- B L England 2- v5.16 | 144 | 6664 | Rate Constraint in lbs/MMBtu | FALSE | L | Annual | Allowances Withdrawn (1:1) | Thousand Tons | 0 | 0 | 0 | 0 | 0 | 0 | 0 | 0
BART SO2 Annual- B L England 2- v5.16 | 144 | 6664 | Rate Constraint in lbs/MMBtu | FALSE | L | Annual | Allowances Withdrawn (n:1) | Thousand Tons | 0 | 0 | 0 | 0 | 0 | 0 | 0 | 0
BART SO2 Annual- B L England 2- v5.16 | 144 | 6664 | Rate Constraint in lbs/MMBtu | FALSE | L | Annual | Net Emissions Allowance Position | Thousand Tons | 0 | 0 | 0 | 0 | 0 | 0 | 0 | 0
BART SO2 Annual- B L England 2- v5.16 | 144 | 6664 | Rate Constraint in lbs/MMBtu | FALSE | L | Annual | Fuel Consumed | TBtu | 0 | 0 | 0 | 0 | 0 | 0 | 0 | 0
BART SO2 Annual- B L England 2- v5.16 | 144 | 6664 | Rate Constraint in lbs/MMBtu | FALSE | L | Annual | Rate | lb/MMBtu | 0 | 0 | 0 | 0 | 0 | 0 | 0 | 0
BART SO2 Annual- B L England 2- v5.16 | 144 | 6664 | Rate Constraint in lbs/MMBtu | FALSE | L | Annual | Generation | TWh | 0 | 0 | 0 | 0 | 0 | 0 | 0 | 0
BART SO2 Annual- B L England 2- v5.16 | 144 | 6664 | Rate Constraint in lbs/MMBtu | FALSE | L | Annual | Qualifying Generation | TWh | 0 | 0 | 0 | 0 | 0 | 0 | 0 | 0
BART SO2 Annual- B L England 2- v5.16 | 144 | 6664 | Rate Constraint in lbs/MMBtu | FALSE | L | Annual | Rate | lb/MWh | 0 | 0 | 0 | 0 | 0 | 0 | 0 | 0
BART SO2 Annual- B L England 2- v5.16 | 144 | 6664 | Rate Constraint in lbs/MMBtu | FALSE | L | Annual | Constraint Shadow Price | US2016$/Ton | 0 | 0 | 0 | 0 | 0 | 0 | 0 | 0
BART SO2 Annual- Big Stone 1- v5.16 | 145 | 6690 | Rate Constraint in lbs/MMBtu | FALSE | L | Annual | Seasons Included | Seasons | Winter, WintShld, Summer | Winter, WintShld, Summer | Winter, WintShld, Summer | Winter, WintShld, Summer | Winter, WintShld, Summer | Winter, WintShld, Summer | Winter, WintShld, Summer | Winter, WintShld, Summer
BART SO2 Annual- Big Stone 1- v5.16 | 145 | 6690 | Rate Constraint in lbs/MMBtu | FALSE | L | Annual | Standard SO2 | lb/MMBtu | 0.09 | 0.09 | 0.09 | 0.09 | 0.09 | 0.09 | 0.09 | 0.09
BART SO2 Annual- Big Stone 1- v5.16 | 145 | 6690 | Rate Constraint in lbs/MMBtu | FALSE | L | Annual | Emissions at Affected Plants SO2 | Thousand Tons | 0 | 0.59895 | 0.57951 | 0.60726 | 0.59048 | 0.79076 | 0.60622 | 0.53287
BART SO2 Annual- Big Stone 1- v5.16 | 145 | 6690 | Rate Constraint in lbs/MMBtu | FALSE | L | Annual | Allowances Purchased SO2 | Thousand Tons | 0 | 0 | 0 | 0 | 0 | 0 | 0 | 0
BART SO2 Annual- Big Stone 1- v5.16 | 145 | 6690 | Rate Constraint in lbs/MMBtu | FALSE | L | Annual | Allowances Sold SO2 | Thousand Tons | 0 | 0 | 0 | 0 | 0 | 0 | 0 | 0
BART SO2 Annual- Big Stone 1- v5.16 | 145 | 6690 | Rate Constraint in lbs/MMBtu | FALSE | L | Annual | Allowances Banked | Thousand Tons | 0 | 0 | 0 | 0 | 0 | 0 | 0 | 0
BART SO2 Annual- Big Stone 1- v5.16 | 145 | 6690 | Rate Constraint in lbs/MMBtu | FALSE | L | Annual | Allowances Withdrawn (1:1) | Thousand Tons | 0 | 0 | 0 | 0 | 0 | 0 | 0 | 0
BART SO2 Annual- Big Stone 1- v5.16 | 145 | 6690 | Rate Constraint in lbs/MMBtu | FALSE | L | Annual | Allowances Withdrawn (n:1) | Thousand Tons | 0 | 0 | 0 | 0 | 0 | 0 | 0 | 0
BART SO2 Annual- Big Stone 1- v5.16 | 145 | 6690 | Rate Constraint in lbs/MMBtu | FALSE | L | Annual | Net Emissions Allowance Position | Thousand Tons | 0 | 0.59895 | 0.57951 | 0.60726 | 0.59048 | 0.79076 | 0.60622 | 0.53287
BART SO2 Annual- Big Stone 1- v5.16 | 145 | 6690 | Rate Constraint in lbs/MMBtu | FALSE | L | Annual | Fuel Consumed | TBtu | 0 | 17.0392 | 16.486 | 17.2754 | 16.7983 | 22.4959 | 17.246 | 15.1591
BART SO2 Annual- Big Stone 1- v5.16 | 145 | 6690 | Rate Constraint in lbs/MMBtu | FALSE | L | Annual | Rate | lb/MMBtu | 0 | 0.070303 | 0.070303 | 0.070303 | 0.070303 | 0.070303 | 0.070303 | 0.070303
BART SO2 Annual- Big Stone 1- v5.16 | 145 | 6690 | Rate Constraint in lbs/MMBtu | FALSE | L | Annual | Generation | TWh | 0 | 1.5594 | 1.538 | 1.6116 | 1.5671 | 2.0986 | 1.6089 | 1.4142
BART SO2 Annual- Big Stone 1- v5.16 | 145 | 6690 | Rate Constraint in lbs/MMBtu | FALSE | L | Annual | Qualifying Generation | TWh | 0 | 1.5594 | 1.538 | 1.6116 | 1.5671 | 2.0986 | 1.6089 | 1.4142
BART SO2 Annual- Big Stone 1- v5.16 | 145 | 6690 | Rate Constraint in lbs/MMBtu | FALSE | L | Annual | Rate | lb/MWh | 0 | 0.7682 | 0.7536 | 0.7536 | 0.7536 | 0.7536 | 0.7536 | 0.7536
BART SO2 Annual- Big Stone 1- v5.16 | 145 | 6690 | Rate Constraint in lbs/MMBtu | FALSE | L | Annual | Constraint Shadow Price | US2016$/Ton | 0 | 0 | 0 | 0 | 0 | 0 | 0 | 0
BART SO2 Annual Cap-Deerhaven B2 -v5.13 | 146 | 6314 | Rate Constraint in MTons | FALSE | L | Annual | Seasons Included | Seasons | Winter, WintShld, Summer | Winter, WintShld, Summer | Winter, WintShld, Summer | Winter, WintShld, Summer | Winter, WintShld, Summer | Winter, WintShld, Summer | Winter, WintShld, Summer | Winter, WintShld, Summer
BART SO2 Annual Cap-Deerhaven B2 -v5.13 | 146 | 6314 | Rate Constraint in MTons | FALSE | L | Annual | Standard SO2 | Thousand Tons | 5.5 | 5.5 | 5.5 | 5.5 | 5.5 | 5.5 | 5.5 | 5.5
BART SO2 Annual Cap-Deerhaven B2 -v5.13 | 146 | 6314 | Rate Constraint in MTons | FALSE | L | Annual | Emissions at Affected Plants SO2 | Thousand Tons | 0 | 0 | 0 | 0 | 0 | 0 | 0 | 0
BART SO2 Annual Cap-Deerhaven B2 -v5.13 | 146 | 6314 | Rate Constraint in MTons | FALSE | L | Annual | Allowances Purchased SO2 | Thousand Tons | 0 | 0 | 0 | 0 | 0 | 0 | 0 | 0
BART SO2 Annual Cap-Deerhaven B2 -v5.13 | 146 | 6314 | Rate Constraint in MTons | FALSE | L | Annual | Allowances Sold SO2 | Thousand Tons | 0 | 0 | 0 | 0 | 0 | 0 | 0 | 0
BART SO2 Annual Cap-Deerhaven B2 -v5.13 | 146 | 6314 | Rate Constraint in MTons | FALSE | L | Annual | Allowances Banked | Thousand Tons | 0 | 0 | 0 | 0 | 0 | 0 | 0 | 0
BART SO2 Annual Cap-Deerhaven B2 -v5.13 | 146 | 6314 | Rate Constraint in MTons | FALSE | L | Annual | Allowances Withdrawn (1:1) | Thousand Tons | 0 | 0 | 0 | 0 | 0 | 0 | 0 | 0
BART SO2 Annual Cap-Deerhaven B2 -v5.13 | 146 | 6314 | Rate Constraint in MTons | FALSE | L | Annual | Allowances Withdrawn (n:1) | Thousand Tons | 0 | 0 | 0 | 0 | 0 | 0 | 0 | 0
BART SO2 Annual Cap-Deerhaven B2 -v5.13 | 146 | 6314 | Rate Constraint in MTons | FALSE | L | Annual | Net Emissions Allowance Position | Thousand Tons | 0 | 0 | 0 | 0 | 0 | 0 | 0 | 0
BART SO2 Annual Cap-Deerhaven B2 -v5.13 | 146 | 6314 | Rate Constraint in MTons | FALSE | L | Annual | Fuel Consumed | TBtu | 0 | 0 | 0 | 0 | 0 | 0 | 0 | 0
BART SO2 Annual Cap-Deerhaven B2 -v5.13 | 146 | 6314 | Rate Constraint in MTons | FALSE | L | Annual | Rate | lb/MMBtu | 0 | 0 | 0 | 0 | 0 | 0 | 0 | 0
BART SO2 Annual Cap-Deerhaven B2 -v5.13 | 146 | 6314 | Rate Constraint in MTons | FALSE | L | Annual | Generation | TWh | 0 | 0 | 0 | 0 | 0 | 0 | 0 | 0
BART SO2 Annual Cap-Deerhaven B2 -v5.13 | 146 | 6314 | Rate Constraint in MTons | FALSE | L | Annual | Qualifying Generation | TWh | 0 | 0 | 0 | 0 | 0 | 0 | 0 | 0
BART SO2 Annual Cap-Deerhaven B2 -v5.13 | 146 | 6314 | Rate Constraint in MTons | FALSE | L | Annual | Rate | lb/MWh | 0 | 0 | 0 | 0 | 0 | 0 | 0 | 0
BART SO2 Annual Cap-Deerhaven B2 -v5.13 | 146 | 6314 | Rate Constraint in MTons | FALSE | L | Annual | Constraint Shadow Price | US2016$/Ton | 0 | 0 | 0 | 0 | 0 | 0 | 0 | 0
BART SO2 Annual Cap-Northside 1-3 -v5.13 | 147 | 6315 | Rate Constraint in MTons | FALSE | L | Annual | Seasons Included | Seasons | Winter, WintShld, Summer | Winter, WintShld, Summer | Winter, WintShld, Summer | Winter, WintShld, Summer | Winter, WintShld, Summer | Winter, WintShld, Summer | Winter, WintShld, Summer | Winter, WintShld, Summer
BART SO2 Annual Cap-Northside 1-3 -v5.13 | 147 | 6315 | Rate Constraint in MTons | FALSE | L | Annual | Standard SO2 | Thousand Tons | 3.6 | 3.6 | 3.6 | 3.6 | 3.6 | 3.6 | 3.6 | 3.6
BART SO2 Annual Cap-Northside 1-3 -v5.13 | 147 | 6315 | Rate Constraint in MTons | FALSE | L | Annual | Emissions at Affected Plants SO2 | Thousand Tons | 0 | 2.0665 | 2.0273 | 2.1279 | 2.4321 | 0 | 0 | 0
BART SO2 Annual Cap-Northside 1-3 -v5.13 | 147 | 6315 | Rate Constraint in MTons | FALSE | L | Annual | Allowances Purchased SO2 | Thousand Tons | 0 | 0 | 0 | 0 | 0 | 0 | 0 | 0
BART SO2 Annual Cap-Northside 1-3 -v5.13 | 147 | 6315 | Rate Constraint in MTons | FALSE | L | Annual | Allowances Sold SO2 | Thousand Tons | 0 | 0 | 0 | 0 | 0 | 0 | 0 | 0
BART SO2 Annual Cap-Northside 1-3 -v5.13 | 147 | 6315 | Rate Constraint in MTons | FALSE | L | Annual | Allowances Banked | Thousand Tons | 0 | 0 | 0 | 0 | 0 | 0 | 0 | 0
BART SO2 Annual Cap-Northside 1-3 -v5.13 | 147 | 6315 | Rate Constraint in MTons | FALSE | L | Annual | Allowances Withdrawn (1:1) | Thousand Tons | 0 | 0 | 0 | 0 | 0 | 0 | 0 | 0
BART SO2 Annual Cap-Northside 1-3 -v5.13 | 147 | 6315 | Rate Constraint in MTons | FALSE | L | Annual | Allowances Withdrawn (n:1) | Thousand Tons | 0 | 0 | 0 | 0 | 0 | 0 | 0 | 0
BART SO2 Annual Cap-Northside 1-3 -v5.13 | 147 | 6315 | Rate Constraint in MTons | FALSE | L | Annual | Net Emissions Allowance Position | Thousand Tons | 0 | 2.0665 | 2.0273 | 2.1279 | 2.4321 | 0 | 0 | 0
BART SO2 Annual Cap-Northside 1-3 -v5.13 | 147 | 6315 | Rate Constraint in MTons | FALSE | L | Annual | Fuel Consumed | TBtu | 0 | 11.9391 | 11.7122 | 12.2938 | 14.0513 | 0 | 0 | 0
BART SO2 Annual Cap-Northside 1-3 -v5.13 | 147 | 6315 | Rate Constraint in MTons | FALSE | L | Annual | Rate | lb/MMBtu | 0 | 0.34618 | 0.34618 | 0.34618 | 0.34618 | 0 | 0 | 0
BART SO2 Annual Cap-Northside 1-3 -v5.13 | 147 | 6315 | Rate Constraint in MTons | FALSE | L | Annual | Generation | TWh | 0 | 1.1395 | 1.1395 | 1.1961 | 1.3671 | 0 | 0 | 0
BART SO2 Annual Cap-Northside 1-3 -v5.13 | 147 | 6315 | Rate Constraint in MTons | FALSE | L | Annual | Qualifying Generation | TWh | 0 | 1.1395 | 1.1395 | 1.1961 | 1.3671 | 0 | 0 | 0
BART SO2 Annual Cap-Northside 1-3 -v5.13 | 147 | 6315 | Rate Constraint in MTons | FALSE | L | Annual | Rate | lb/MWh | 0 | 3.6271 | 3.5582 | 3.5582 | 3.5582 | 0 | 0 | 0
BART SO2 Annual Cap-Northside 1-3 -v5.13 | 147 | 6315 | Rate Constraint in MTons | FALSE | L | Annual | Constraint Shadow Price | US2016$/Ton | 0 | 0 | 0 | 0 | 0 | 0 | 0 | 0
BART SO2 Annual- Coal Creek 1- v6.17 | 148 | 6979 | Rate Constraint in lbs/MMBtu | FALSE | L | Annual | Seasons Included | Seasons | Winter, WintShld, Summer | Winter, WintShld, Summer | Winter, WintShld, Summer | Winter, WintShld, Summer | Winter, WintShld, Summer | Winter, WintShld, Summer | Winter, WintShld, Summer | Winter, WintShld, Summer
BART SO2 Annual- Coal Creek 1- v6.17 | 148 | 6979 | Rate Constraint in lbs/MMBtu | FALSE | L | Annual | Standard SO2 | lb/MMBtu | 0.15 | 0.15 | 0.15 | 0.15 | 0.15 | 0.15 | 0.15 | 0.15
BART SO2 Annual- Coal Creek 1- v6.17 | 148 | 6979 | Rate Constraint in lbs/MMBtu | FALSE | L | Annual | Emissions at Affected Plants SO2 | Thousand Tons | 3.1517 | 3.1517 | 3.095 | 3.095 | 3.095 | 3.095 | 3.095 | 2.9211
BART SO2 Annual- Coal Creek 1- v6.17 | 148 | 6979 | Rate Constraint in lbs/MMBtu | FALSE | L | Annual | Allowances Purchased SO2 | Thousand Tons | 0 | 0 | 0 | 0 | 0 | 0 | 0 | 0
BART SO2 Annual- Coal Creek 1- v6.17 | 148 | 6979 | Rate Constraint in lbs/MMBtu | FALSE | L | Annual | Allowances Sold SO2 | Thousand Tons | 0 | 0 | 0 | 0 | 0 | 0 | 0 | 0
BART SO2 Annual- Coal Creek 1- v6.17 | 148 | 6979 | Rate Constraint in lbs/MMBtu | FALSE | L | Annual | Allowances Banked | Thousand Tons | 0 | 0 | 0 | 0 | 0 | 0 | 0 | 0
BART SO2 Annual- Coal Creek 1- v6.17 | 148 | 6979 | Rate Constraint in lbs/MMBtu | FALSE | L | Annual | Allowances Withdrawn (1:1) | Thousand Tons | 0 | 0 | 0 | 0 | 0 | 0 | 0 | 0
BART SO2 Annual- Coal Creek 1- v6.17 | 148 | 6979 | Rate Constraint in lbs/MMBtu | FALSE | L | Annual | Allowances Withdrawn (n:1) | Thousand Tons | 0 | 0 | 0 | 0 | 0 | 0 | 0 | 0
BART SO2 Annual- Coal Creek 1- v6.17 | 148 | 6979 | Rate Constraint in lbs/MMBtu | FALSE | L | Annual | Net Emissions Allowance Position | Thousand Tons | 3.1517 | 3.1517 | 3.095 | 3.095 | 3.095 | 3.095 | 3.095 | 2.9211
BART SO2 Annual- Coal Creek 1- v6.17 | 148 | 6979 | Rate Constraint in lbs/MMBtu | FALSE | L | Annual | Fuel Consumed | TBtu | 43.9521 | 43.9521 | 43.1609 | 43.1609 | 43.1609 | 43.1609 | 43.1609 | 40.7364
BART SO2 Annual- Coal Creek 1- v6.17 | 148 | 6979 | Rate Constraint in lbs/MMBtu | FALSE | L | Annual | Rate | lb/MMBtu | 0.14342 | 0.14342 | 0.14342 | 0.14342 | 0.14342 | 0.14342 | 0.14342 | 0.14342
BART SO2 Annual- Coal Creek 1- v6.17 | 148 | 6979 | Rate Constraint in lbs/MMBtu | FALSE | L | Annual | Generation | TWh | 4.1716 | 4.1716 | 4.1716 | 4.1716 | 4.1716 | 4.1716 | 4.1716 | 3.9373
BART SO2 Annual- Coal Creek 1- v6.17 | 148 | 6979 | Rate Constraint in lbs/MMBtu | FALSE | L | Annual | Qualifying Generation | TWh | 4.1716 | 4.1716 | 4.1716 | 4.1716 | 4.1716 | 4.1716 | 4.1716 | 3.9373
BART SO2 Annual- Coal Creek 1- v6.17 | 148 | 6979 | Rate Constraint in lbs/MMBtu | FALSE | L | Annual | Rate | lb/MWh | 1.511 | 1.511 | 1.4838 | 1.4838 | 1.4838 | 1.4838 | 1.4838 | 1.4838
BART SO2 Annual- Coal Creek 1- v6.17 | 148 | 6979 | Rate Constraint in lbs/MMBtu | FALSE | L | Annual | Constraint Shadow Price | US2016$/Ton | 0 | 0 | 0 | 0 | 0 | 0 | 0 | 0
BART SO2 Annual- Coal Creek 2- v6.17 | 149 | 6980 | Rate Constraint in lbs/MMBtu | FALSE | L | Annual | Seasons Included | Seasons | Winter, WintShld, Summer | Winter, WintShld, Summer | Winter, WintShld, Summer | Winter, WintShld, Summer | Winter, WintShld, Summer | Winter, WintShld, Summer | Winter, WintShld, Summer | Winter, WintShld, Summer
BART SO2 Annual- Coal Creek 2- v6.17 | 149 | 6980 | Rate Constraint in lbs/MMBtu | FALSE | L | Annual | Standard SO2 | lb/MMBtu | 0.15 | 0.15 | 0.15 | 0.15 | 0.15 | 0.15 | 0.15 | 0.15
BART SO2 Annual- Coal Creek 2- v6.17 | 149 | 6980 | Rate Constraint in lbs/MMBtu | FALSE | L | Annual | Emissions at Affected Plants SO2 | Thousand Tons | 3.1704 | 3.1704 | 3.1134 | 3.1134 | 3.1134 | 3.1134 | 3.1134 | 2.8812
BART SO2 Annual- Coal Creek 2- v6.17 | 149 | 6980 | Rate Constraint in lbs/MMBtu | FALSE | L | Annual | Allowances Purchased SO2 | Thousand Tons | 0 | 0 | 0 | 0 | 0 | 0 | 0 | 0
BART SO2 Annual- Coal Creek 2- v6.17 | 149 | 6980 | Rate Constraint in lbs/MMBtu | FALSE | L | Annual | Allowances Sold SO2 | Thousand Tons | 0 | 0 | 0 | 0 | 0 | 0 | 0 | 0
BART SO2 Annual- Coal Creek 2- v6.17 | 149 | 6980 | Rate Constraint in lbs/MMBtu | FALSE | L | Annual | Allowances Banked | Thousand Tons | 0 | 0 | 0 | 0 | 0 | 0 | 0 | 0
BART SO2 Annual- Coal Creek 2- v6.17 | 149 | 6980 | Rate Constraint in lbs/MMBtu | FALSE | L | Annual | Allowances Withdrawn (1:1) | Thousand Tons | 0 | 0 | 0 | 0 | 0 | 0 | 0 | 0
BART SO2 Annual- Coal Creek 2- v6.17 | 149 | 6980 | Rate Constraint in lbs/MMBtu | FALSE | L | Annual | Allowances Withdrawn (n:1) | Thousand Tons | 0 | 0 | 0 | 0 | 0 | 0 | 0 | 0
BART SO2 Annual- Coal Creek 2- v6.17 | 149 | 6980 | Rate Constraint in lbs/MMBtu | FALSE | L | Annual | Net Emissions Allowance Position | Thousand Tons | 3.1704 | 3.1704 | 3.1134 | 3.1134 | 3.1134 | 3.1134 | 3.1134 | 2.8812
BART SO2 Annual- Coal Creek 2- v6.17 | 149 | 6980 | Rate Constraint in lbs/MMBtu | FALSE | L | Annual | Fuel Consumed | TBtu | 44.339 | 44.339 | 43.5409 | 43.5409 | 43.5409 | 43.5409 | 43.5409 | 40.2943
BART SO2 Annual- Coal Creek 2- v6.17 | 149 | 6980 | Rate Constraint in lbs/MMBtu | FALSE | L | Annual | Rate | lb/MMBtu | 0.14301 | 0.14301 | 0.14301 | 0.14301 | 0.14301 | 0.14301 | 0.14301 | 0.14301
BART SO2 Annual- Coal Creek 2- v6.17 | 149 | 6980 | Rate Constraint in lbs/MMBtu | FALSE | L | Annual | Generation | TWh | 4.2083 | 4.2083 | 4.2083 | 4.2083 | 4.2083 | 4.2083 | 4.2083 | 3.8945
BART SO2 Annual- Coal Creek 2- v6.17 | 149 | 6980 | Rate Constraint in lbs/MMBtu | FALSE | L | Annual | Qualifying Generation | TWh | 4.2083 | 4.2083 | 4.2083 | 4.2083 | 4.2083 | 4.2083 | 4.2083 | 3.8945
BART SO2 Annual- Coal Creek 2- v6.17 | 149 | 6980 | Rate Constraint in lbs/MMBtu | FALSE | L | Annual | Rate | lb/MWh | 1.5067 | 1.5067 | 1.4796 | 1.4796 | 1.4796 | 1.4796 | 1.4796 | 1.4796
BART SO2 Annual- Coal Creek 2- v6.17 | 149 | 6980 | Rate Constraint in lbs/MMBtu | FALSE | L | Annual | Constraint Shadow Price | US2016$/Ton | 0 | 0 | 0 | 0 | 0 | 0 | 0 | 0
BART SO2 Annual- Comanche 1- v5.16 | 150 | 6681 | Rate Constraint in lbs/MMBtu | FALSE | L | Annual | Seasons Included | Seasons | Winter, WintShld, Summer | Winter, WintShld, Summer | Winter, WintShld, Summer | Winter, WintShld, Summer | Winter, WintShld, Summer | Winter, WintShld, Summer | Winter, WintShld, Summer | Winter, WintShld, Summer
BART SO2 Annual- Comanche 1- v5.16 | 150 | 6681 | Rate Constraint in lbs/MMBtu | FALSE | L | Annual | Standard SO2 | lb/MMBtu | 0.12 | 0.12 | 0.12 | 0.12 | 0.12 | 0.12 | 0.12 | 0.12
BART SO2 Annual- Comanche 1- v5.16 | 150 | 6681 | Rate Constraint in lbs/MMBtu | FALSE | L | Annual | Emissions at Affected Plants SO2 | Thousand Tons | 0.96062 | 0 | 0 | 0 | 0 | 0 | 0 | 0
BART SO2 Annual- Comanche 1- v5.16 | 150 | 6681 | Rate Constraint in lbs/MMBtu | FALSE | L | Annual | Allowances Purchased SO2 | Thousand Tons | 0 | 0 | 0 | 0 | 0 | 0 | 0 | 0
BART SO2 Annual- Comanche 1- v5.16 | 150 | 6681 | Rate Constraint in lbs/MMBtu | FALSE | L | Annual | Allowances Sold SO2 | Thousand Tons | 0 | 0 | 0 | 0 | 0 | 0 | 0 | 0
BART SO2 Annual- Comanche 1- v5.16 | 150 | 6681 | Rate Constraint in lbs/MMBtu | FALSE | L | Annual | Allowances Banked | Thousand Tons | 0 | 0 | 0 | 0 | 0 | 0 | 0 | 0
BART SO2 Annual- Comanche 1- v5.16 | 150 | 6681 | Rate Constraint in lbs/MMBtu | FALSE | L | Annual | Allowances Withdrawn (1:1) | Thousand Tons | 0 | 0 | 0 | 0 | 0 | 0 | 0 | 0
BART SO2 Annual- Comanche 1- v5.16 | 150 | 6681 | Rate Constraint in lbs/MMBtu | FALSE | L | Annual | Allowances Withdrawn (n:1) | Thousand Tons | 0 | 0 | 0 | 0 | 0 | 0 | 0 | 0
BART SO2 Annual- Comanche 1- v5.16 | 150 | 6681 | Rate Constraint in lbs/MMBtu | FALSE | L | Annual | Net Emissions Allowance Position | Thousand Tons | 0.96062 | 0 | 0 | 0 | 0 | 0 | 0 | 0
BART SO2 Annual- Comanche 1- v5.16 | 150 | 6681 | Rate Constraint in lbs/MMBtu | FALSE | L | Annual | Fuel Consumed | TBtu | 24.9638 | 0 | 0 | 0 | 0 | 0 | 0 | 0
BART SO2 Annual- Comanche 1- v5.16 | 150 | 6681 | Rate Constraint in lbs/MMBtu | FALSE | L | Annual | Rate | lb/MMBtu | 0.076961 | 0 | 0 | 0 | 0 | 0 | 0 | 0
BART SO2 Annual- Comanche 1- v5.16 | 150 | 6681 | Rate Constraint in lbs/MMBtu | FALSE | L | Annual | Generation | TWh | 2.332 | 0 | 0 | 0 | 0 | 0 | 0 | 0
BART SO2 Annual- Comanche 1- v5.16 | 150 | 6681 | Rate Constraint in lbs/MMBtu | FALSE | L | Annual | Qualifying Generation | TWh | 2.332 | 0 | 0 | 0 | 0 | 0 | 0 | 0
BART SO2 Annual- Comanche 1- v5.16 | 150 | 6681 | Rate Constraint in lbs/MMBtu | FALSE | L | Annual | Rate | lb/MWh | 0.82387 | 0 | 0 | 0 | 0 | 0 | 0 | 0
BART SO2 Annual- Comanche 1- v5.16 | 150 | 6681 | Rate Constraint in lbs/MMBtu | FALSE | L | Annual | Constraint Shadow Price | US2016$/Ton | 0 | 0 | 0 | 0 | 0 | 0 | 0 | 0
BART SO2 Annual- Comanche 1,2- v5.16 | 151 | 6683 | Rate Constraint in lbs/MMBtu | FALSE | L | Annual | Seasons Included | Seasons | Winter, WintShld, Summer | Winter, WintShld, Summer | Winter, WintShld, Summer | Winter, WintShld, Summer | Winter, WintShld, Summer | Winter, WintShld, Summer | Winter, WintShld, Summer | Winter, WintShld, Summer
BART SO2 Annual- Comanche 1,2- v5.16 | 151 | 6683 | Rate Constraint in lbs/MMBtu | FALSE | L | Annual | Standard SO2 | lb/MMBtu | 0.1 | 0.1 | 0.1 | 0.1 | 0.1 | 0.1 | 0.1 | 0.1
BART SO2 Annual- Comanche 1,2- v5.16 | 151 | 6683 | Rate Constraint in lbs/MMBtu | FALSE | L | Annual | Emissions at Affected Plants SO2 | Thousand Tons | 1.9265 | 0.96586 | 0.94751 | 0 | 0 | 0 | 0 | 0
BART SO2 Annual- Comanche 1,2- v5.16 | 151 | 6683 | Rate Constraint in lbs/MMBtu | FALSE | L | Annual | Allowances Purchased SO2 | Thousand Tons | 0 | 0 | 0 | 0 | 0 | 0 | 0 | 0
BART SO2 Annual- Comanche 1,2- v5.16 | 151 | 6683 | Rate Constraint in lbs/MMBtu | FALSE | L | Annual | Allowances Sold SO2 | Thousand Tons | 0 | 0 | 0 | 0 | 0 | 0 | 0 | 0
BART SO2 Annual- Comanche 1,2- v5.16 | 151 | 6683 | Rate Constraint in lbs/MMBtu | FALSE | L | Annual | Allowances Banked | Thousand Tons | 0 | 0 | 0 | 0 | 0 | 0 | 0 | 0
BART SO2 Annual- Comanche 1,2- v5.16 | 151 | 6683 | Rate Constraint in lbs/MMBtu | FALSE | L | Annual | Allowances Withdrawn (1:1) | Thousand Tons | 0 | 0 | 0 | 0 | 0 | 0 | 0 | 0
BART SO2 Annual- Comanche 1,2- v5.16 | 151 | 6683 | Rate Constraint in lbs/MMBtu | FALSE | L | Annual | Allowances Withdrawn (n:1) | Thousand Tons | 0 | 0 | 0 | 0 | 0 | 0 | 0 | 0
BART SO2 Annual- Comanche 1,2- v5.16 | 151 | 6683 | Rate Constraint in lbs/MMBtu | FALSE | L | Annual | Net Emissions Allowance Position | Thousand Tons | 1.9265 | 0.96586 | 0.94751 | 0 | 0 | 0 | 0 | 0
BART SO2 Annual- Comanche 1,2- v5.16 | 151 | 6683 | Rate Constraint in lbs/MMBtu | FALSE | L | Annual | Fuel Consumed | TBtu | 50.4458 | 25.482 | 24.9978 | 0 | 0 | 0 | 0 | 0
BART SO2 Annual- Comanche 1,2- v5.16 | 151 | 6683 | Rate Constraint in lbs/MMBtu | FALSE | L | Annual | Rate | lb/MMBtu | 0.076379 | 0.075808 | 0.075808 | 0 | 0 | 0 | 0 | 0
BART SO2 Annual- Comanche 1,2- v5.16 | 151 | 6683 | Rate Constraint in lbs/MMBtu | FALSE | L | Annual | Generation | TWh | 4.7357 | 2.4037 | 2.4037 | 0 | 0 | 0 | 0 | 0
BART SO2 Annual- Comanche 1,2- v5.16 | 151 | 6683 | Rate Constraint in lbs/MMBtu | FALSE | L | Annual | Qualifying Generation | TWh | 4.7357 | 2.4037 | 2.4037 | 0 | 0 | 0 | 0 | 0
BART SO2 Annual- Comanche 1,2- v5.16 | 151 | 6683 | Rate Constraint in lbs/MMBtu | FALSE | L | Annual | Rate | lb/MWh | 0.8136 | 0.80364 | 0.78837 | 0 | 0 | 0 | 0 | 0
BART SO2 Annual- Comanche 1,2- v5.16 | 151 | 6683 | Rate Constraint in lbs/MMBtu | FALSE | L | Annual | Constraint Shadow Price | US2016$/Ton | 0 | 0 | 0 | 0 | 0 | 0 | 0 | 0
BART SO2 Annual- Comanche 2- v5.16 | 152 | 6682 | Rate Constraint in lbs/MMBtu | FALSE | L | Annual | Seasons Included | Seasons | Winter, WintShld, Summer | Winter, WintShld, Summer | Winter, WintShld, Summer | Winter, WintShld, Summer | Winter, WintShld, Summer | Winter, WintShld, Summer | Winter, WintShld, Summer | Winter, WintShld, Summer
BART SO2 Annual- Comanche 2- v5.16 | 152 | 6682 | Rate Constraint in lbs/MMBtu | FALSE | L | Annual | Standard SO2 | lb/MMBtu | 0.12 | 0.12 | 0.12 | 0.12 | 0.12 | 0.12 | 0.12 | 0.12
BART SO2 Annual- Comanche 2- v5.16 | 152 | 6682 | Rate Constraint in lbs/MMBtu | FALSE | L | Annual | Emissions at Affected Plants SO2 | Thousand Tons | 0.96586 | 0.96586 | 0.94751 | 0 | 0 | 0 | 0 | 0
BART SO2 Annual- Comanche 2- v5.16 | 152 | 6682 | Rate Constraint in lbs/MMBtu | FALSE | L | Annual | Allowances Purchased SO2 | Thousand Tons | 0 | 0 | 0 | 0 | 0 | 0 | 0 | 0
BART SO2 Annual- Comanche 2- v5.16 | 152 | 6682 | Rate Constraint in lbs/MMBtu | FALSE | L | Annual | Allowances Sold SO2 | Thousand Tons | 0 | 0 | 0 | 0 | 0 | 0 | 0 | 0
BART SO2 Annual- Comanche 2- v5.16 | 152 | 6682 | Rate Constraint in lbs/MMBtu | FALSE | L | Annual | Allowances Banked | Thousand Tons | 0 | 0 | 0 | 0 | 0 | 0 | 0 | 0
BART SO2 Annual- Comanche 2- v5.16 | 152 | 6682 | Rate Constraint in lbs/MMBtu | FALSE | L | Annual | Allowances Withdrawn (1:1) | Thousand Tons | 0 | 0 | 0 | 0 | 0 | 0 | 0 | 0
BART SO2 Annual- Comanche 2- v5.16 | 152 | 6682 | Rate Constraint in lbs/MMBtu | FALSE | L | Annual | Allowances Withdrawn (n:1) | Thousand Tons | 0 | 0 | 0 | 0 | 0 | 0 | 0 | 0
BART SO2 Annual- Comanche 2- v5.16 | 152 | 6682 | Rate Constraint in lbs/MMBtu | FALSE | L | Annual | Net Emissions Allowance Position | Thousand Tons | 0.96586 | 0.96586 | 0.94751 | 0 | 0 | 0 | 0 | 0
BART SO2 Annual- Comanche 2- v5.16 | 152 | 6682 | Rate Constraint in lbs/MMBtu | FALSE | L | Annual | Fuel Consumed | TBtu | 25.482 | 25.482 | 24.9978 | 0 | 0 | 0 | 0 | 0
BART SO2 Annual- Comanche 2- v5.16 | 152 | 6682 | Rate Constraint in lbs/MMBtu | FALSE | L | Annual | Rate | lb/MMBtu | 0.075808 | 0.075808 | 0.075808 | 0 | 0 | 0 | 0 | 0
BART SO2 Annual- Comanche 2- v5.16 | 152 | 6682 | Rate Constraint in lbs/MMBtu | FALSE | L | Annual | Generation | TWh | 2.4037 | 2.4037 | 2.4037 | 0 | 0 | 0 | 0 | 0
BART SO2 Annual- Comanche 2- v5.16 | 152 | 6682 | Rate Constraint in lbs/MMBtu | FALSE | L | Annual | Qualifying Generation | TWh | 2.4037 | 2.4037 | 2.4037 | 0 | 0 | 0 | 0 | 0
BART SO2 Annual- Comanche 2- v5.16 | 152 | 6682 | Rate Constraint in lbs/MMBtu | FALSE | L | Annual | Rate | lb/MWh | 0.80364 | 0.80364 | 0.78837 | 0 | 0 | 0 | 0 | 0
BART SO2 Annual- Comanche 2- v5.16 | 152 | 6682 | Rate Constraint in lbs/MMBtu | FALSE | L | Annual | Constraint Shadow Price | US2016$/Ton | 0 | 0 | 0 | 0 | 0 | 0 | 0 | 0
BART SO2 Annual- Danskammer 4- v6.17 | 153 | 7004 | Rate Constraint in lbs/MMBtu | FALSE | L | Annual | Seasons Included | Seasons | Winter, WintShld, Summer | Winter, WintShld, Summer | Winter, WintShld, Summer | Winter, WintShld, Summer | Winter, WintShld, Summer | Winter, WintShld, Summer | Winter, WintShld, Summer | Winter, WintShld, Summer
BART SO2 Annual- Danskammer 4- v6.17 | 153 | 7004 | Rate Constraint in lbs/MMBtu | FALSE | L | Annual | Standard SO2 | lb/MMBtu | 0.09 | 0.09 | 0.09 | 0.09 | 0.09 | 0.09 | 0.09 | 0.09
BART SO2 Annual- Danskammer 4- v6.17 | 153 | 7004 | Rate Constraint in lbs/MMBtu | FALSE | L | Annual | Emissions at Affected Plants SO2 | Thousand Tons | 0 | 0 | 0 | 0 | 0 | 0 | 0 | 0
BART SO2 Annual- Danskammer 4- v6.17 | 153 | 7004 | Rate Constraint in lbs/MMBtu | FALSE | L | Annual | Allowances Purchased SO2 | Thousand Tons | 0 | 0 | 0 | 0 | 0 | 0 | 0 | 0
BART SO2 Annual- Danskammer 4- v6.17 | 153 | 7004 | Rate Constraint in lbs/MMBtu | FALSE | L | Annual | Allowances Sold SO2 | Thousand Tons | 0 | 0 | 0 | 0 | 0 | 0 | 0 | 0
BART SO2 Annual- Danskammer 4- v6.17 | 153 | 7004 | Rate Constraint in lbs/MMBtu | FALSE | L | Annual | Allowances Banked | Thousand Tons | 0 | 0 | 0 | 0 | 0 | 0 | 0 | 0
BART SO2 Annual- Danskammer 4- v6.17 | 153 | 7004 | Rate Constraint in lbs/MMBtu | FALSE | L | Annual | Allowances Withdrawn (1:1) | Thousand Tons | 0 | 0 | 0 | 0 | 0 | 0 | 0 | 0
BART SO2 Annual- Danskammer 4- v6.17 | 153 | 7004 | Rate Constraint in lbs/MMBtu | FALSE | L | Annual | Allowances Withdrawn (n:1) | Thousand Tons | 0 | 0 | 0 | 0 | 0 | 0 | 0 | 0
BART SO2 Annual- Danskammer 4- v6.17 | 153 | 7004 | Rate Constraint in lbs/MMBtu | FALSE | L | Annual | Net Emissions Allowance Position | Thousand Tons | 0 | 0 | 0 | 0 | 0 | 0 | 0 | 0
BART SO2 Annual- Danskammer 4- v6.17 | 153 | 7004 | Rate Constraint in lbs/MMBtu | FALSE | L | Annual | Fuel Consumed | TBtu | 0.3793 | 0.38117 | 0.3793 | 0 | 0 | 0 | 0 | 0
BART SO2 Annual- Danskammer 4- v6.17 | 153 | 7004 | Rate Constraint in lbs/MMBtu | FALSE | L | Annual | Rate | lb/MMBtu | 0 | 0 | 0 | 0 | 0 | 0 | 0 | 0
BART SO2 Annual- Danskammer 4- v6.17 | 153 | 7004 | Rate Constraint in lbs/MMBtu | FALSE | L | Annual | Generation | TWh | 0.034472 | 0.034642 | 0.034472 | 0 | 0 | 0 | 0 | 0
BART SO2 Annual- Danskammer 4- v6.17 | 153 | 7004 | Rate Constraint in lbs/MMBtu | FALSE | L | Annual | Qualifying Generation | TWh | 0.034472 | 0.034642 | 0.034472 | 0 | 0 | 0 | 0 | 0
BART SO2 Annual- Danskammer 4- v6.17 | 153 | 7004 | Rate Constraint in lbs/MMBtu | FALSE | L | Annual | Rate | lb/MWh | 0 | 0 | 0 | 0 | 0 | 0 | 0 | 0
BART SO2 Annual- Danskammer 4- v6.17 | 153 | 7004 | Rate Constraint in lbs/MMBtu | FALSE | L | Annual | Constraint Shadow Price | US2016$/Ton | 0 | 0 | 0 | 0 | 0 | 0 | 0 | 0
BART SO2 Annual- Hayden 1- v5.16 | 157 | 6684 | Rate Constraint in lbs/MMBtu | FALSE | L | Annual | Seasons Included | Seasons | Winter, WintShld, Summer | Winter, WintShld, Summer | Winter, WintShld, Summer | Winter, WintShld, Summer | Winter, WintShld, Summer | Winter, WintShld, Summer | Winter, WintShld, Summer | Winter, WintShld, Summer
BART SO2 Annual- Hayden 1- v5.16 | 157 | 6684 | Rate Constraint in lbs/MMBtu | FALSE | L | Annual | Standard SO2 | lb/MMBtu | 0.13 | 0.13 | 0.13 | 0.13 | 0.13 | 0.13 | 0.13 | 0.13
BART SO2 Annual- Hayden 1- v5.16 | 157 | 6684 | Rate Constraint in lbs/MMBtu | FALSE | L | Annual | Emissions at Affected Plants SO2 | Thousand Tons | 0.80397 | 0.89916 | 0.88028 | 0.88028 | 0.80138 | 0.85311 | 0.59433 | 0.59433
BART SO2 Annual- Hayden 1- v5.16 | 157 | 6684 | Rate Constraint in lbs/MMBtu | FALSE | L | Annual | Allowances Purchased SO2 | Thousand Tons | 0 | 0 | 0 | 0 | 0 | 0 | 0 | 0
BART SO2 Annual- Hayden 1- v5.16 | 157 | 6684 | Rate Constraint in lbs/MMBtu | FALSE | L | Annual | Allowances Sold SO2 | Thousand Tons | 0 | 0 | 0 | 0 | 0 | 0 | 0 | 0
BART SO2 Annual- Hayden 1- v5.16 | 157 | 6684 | Rate Constraint in lbs/MMBtu | FALSE | L | Annual | Allowances Banked | Thousand Tons | 0 | 0 | 0 | 0 | 0 | 0 | 0 | 0
BART SO2 Annual- Hayden 1- v5.16 | 157 | 6684 | Rate Constraint in lbs/MMBtu | FALSE | L | Annual | Allowances Withdrawn (1:1) | Thousand Tons | 0 | 0 | 0 | 0 | 0 | 0 | 0 | 0
BART SO2 Annual- Hayden 1- v5.16 | 157 | 6684 | Rate Constraint in lbs/MMBtu | FALSE | L | Annual | Allowances Withdrawn (n:1) | Thousand Tons | 0 | 0 | 0 | 0 | 0 | 0 | 0 | 0
BART SO2 Annual- Hayden 1- v5.16 | 157 | 6684 | Rate Constraint in lbs/MMBtu | FALSE | L | Annual | Net Emissions Allowance Position | Thousand Tons | 0.80397 | 0.89916 | 0.88028 | 0.88028 | 0.80138 | 0.85311 | 0.59433 | 0.59433
BART SO2 Annual- Hayden 1- v5.16 | 157 | 6684 | Rate Constraint in lbs/MMBtu | FALSE | L | Annual | Fuel Consumed | TBtu | 13.0482 | 14.5932 | 14.2868 | 14.2868 | 13.0063 | 13.8459 | 9.6459 | 9.6459
BART SO2 Annual- Hayden 1- v5.16 | 157 | 6684 | Rate Constraint in lbs/MMBtu | FALSE | L | Annual | Rate | lb/MMBtu | 0.12323 | 0.12323 | 0.12323 | 0.12323 | 0.12323 | 0.12323 | 0.12323 | 0.12323
BART SO2 Annual- Hayden 1- v5.16 | 157 | 6684 | Rate Constraint in lbs/MMBtu | FALSE | L | Annual | Generation | TWh | 1.187 | 1.3275 | 1.3275 | 1.3275 | 1.2085 | 1.2865 | 0.89628 | 0.89628
BART SO2 Annual- Hayden 1- v5.16 | 157 | 6684 | Rate Constraint in lbs/MMBtu | FALSE | L | Annual | Qualifying Generation | TWh | 1.187 | 1.3275 | 1.3275 | 1.3275 | 1.2085 | 1.2865 | 0.89628 | 0.89628
BART SO2 Annual- Hayden 1- v5.16 | 157 | 6684 | Rate Constraint in lbs/MMBtu | FALSE | L | Annual | Rate | lb/MWh | 1.3547 | 1.3547 | 1.3262 | 1.3262 | 1.3262 | 1.3262 | 1.3262 | 1.3262
BART SO2 Annual- Hayden 1- v5.16 | 157 | 6684 | Rate Constraint in lbs/MMBtu | FALSE | L | Annual | Constraint Shadow Price | US2016$/Ton | 0 | 0 | 0 | 0 | 0 | 0 | 0 | 0
BART SO2 Annual- Hayden 2- v5.16 | 158 | 6685 | Rate Constraint in lbs/MMBtu | FALSE | L | Annual | Seasons Included | Seasons | Winter, WintShld, Summer | Winter, WintShld, Summer | Winter, WintShld, Summer | Winter, WintShld, Summer | Winter, WintShld, Summer | Winter, WintShld, Summer | Winter, WintShld, Summer | Winter, WintShld, Summer
BART SO2 Annual- Hayden 2- v5.16 | 158 | 6685 | Rate Constraint in lbs/MMBtu | FALSE | L | Annual | Standard SO2 | lb/MMBtu | 0.13 | 0.13 | 0.13 | 0.13 | 0.13 | 0.13 | 0.13 | 0.13
BART SO2 Annual- Hayden 2- v5.16 | 158 | 6685 | Rate Constraint in lbs/MMBtu | FALSE | L | Annual | Emissions at Affected Plants SO2 | Thousand Tons | 1.0617 | 1.2176 | 1.1945 | 1.1945 | 1.1502 | 1.1502 | 0.80981 | 0.80981
BART SO2 Annual- Hayden 2- v5.16 | 158 | 6685 | Rate Constraint in lbs/MMBtu | FALSE | L | Annual | Allowances Purchased SO2 | Thousand Tons | 0 | 0 | 0 | 0 | 0 | 0 | 0 | 0
BART SO2 Annual- Hayden 2- v5.16 | 158 | 6685 | Rate Constraint in lbs/MMBtu | FALSE | L | Annual | Allowances Sold SO2 | Thousand Tons | 0 | 0 | 0 | 0 | 0 | 0 | 0 | 0
BART SO2 Annual- Hayden 2- v5.16 | 158 | 6685 | Rate Constraint in lbs/MMBtu | FALSE | L | Annual | Allowances Banked | Thousand Tons | 0 | 0 | 0 | 0 | 0 | 0 | 0 | 0
BART SO2 Annual- Hayden 2- v5.16 | 158 | 6685 | Rate Constraint in lbs/MMBtu | FALSE | L | Annual | Allowances Withdrawn (1:1) | Thousand Tons | 0 | 0 | 0 | 0 | 0 | 0 | 0 | 0
BART SO2 Annual- Hayden 2- v5.16 | 158 | 6685 | Rate Constraint in lbs/MMBtu | FALSE | L | Annual | Allowances Withdrawn (n:1) | Thousand Tons | 0 | 0 | 0 | 0 | 0 | 0 | 0 | 0
BART SO2 Annual- Hayden 2- v5.16 | 158 | 6685 | Rate Constraint in lbs/MMBtu | FALSE | L | Annual | Net Emissions Allowance Position | Thousand Tons | 1.0617 | 1.2176 | 1.1945 | 1.1945 | 1.1502 | 1.1502 | 0.80981 | 0.80981
BART SO2 Annual- Hayden 2- v5.16 | 158 | 6685 | Rate Constraint in lbs/MMBtu | FALSE | L | Annual | Fuel Consumed | TBtu | 17.2311 | 19.7614 | 19.3859 | 19.3859 | 18.668 | 18.668 | 13.1431 | 13.1431
BART SO2 Annual- Hayden 2- v5.16 | 158 | 6685 | Rate Constraint in lbs/MMBtu | FALSE | L | Annual | Rate | lb/MMBtu | 0.12323 | 0.12323 | 0.12323 | 0.12323 | 0.12323 | 0.12323 | 0.12323 | 0.12323
BART SO2 Annual- Hayden 2- v5.16 | 158 | 6685 | Rate Constraint in lbs/MMBtu | FALSE | L | Annual | Generation | TWh | 1.5794 | 1.8113 | 1.8113 | 1.8113 | 1.7442 | 1.7442 | 1.228 | 1.228
BART SO2 Annual- Hayden 2- v5.16 | 158 | 6685 | Rate Constraint in lbs/MMBtu | FALSE | L | Annual | Qualifying Generation | TWh | 1.5794 | 1.8113 | 1.8113 | 1.8113 | 1.7442 | 1.7442 | 1.228 | 1.228
BART SO2 Annual- Hayden 2- v5.16 | 158 | 6685 | Rate Constraint in lbs/MMBtu | FALSE | L | Annual | Rate | lb/MWh | 1.3444 | 1.3444 | 1.3189 | 1.3189 | 1.3189 | 1.3189 | 1.3189 | 1.3189
BART SO2 Annual- Hayden 2- v5.16 | 158 | 6685 | Rate Constraint in lbs/MMBtu | FALSE | L | Annual | Constraint Shadow Price | US2016$/Ton | 0 | 0 | 0 | 0 | 0 | 0 | 0 | 0
BART SO2 Annual- Laramie 1- v6.17 | 159 | 6981 | Rate Constraint in lbs/MMBtu | FALSE | L | Annual | Seasons Included | Seasons | Winter, WintShld, Summer | Winter, WintShld, Summer | Winter, WintShld, Summer | Winter, WintShld, Summer | Winter, WintShld, Summer | Winter, WintShld, Summer | Winter, WintShld, Summer | Winter, WintShld, Summer
BART SO2 Annual- Laramie 1- v6.17 | 159 | 6981 | Rate Constraint in lbs/MMBtu | FALSE | L | Annual | Standard SO2 | lb/MMBtu | 0.12 | 0.12 | 0.12 | 0.12 | 0.12 | 0.12 | 0.12 | 0.12
BART SO2 Annual- Laramie 1- v6.17 | 159 | 6981 | Rate Constraint in lbs/MMBtu | FALSE | L | Annual | Emissions at Affected Plants SO2 | Thousand Tons | 1.2631 | 1.265 | 1.2549 | 1.2549 | 1.2549 | 1.2549 | 2.5097 | 2.4895
BART SO2 Annual- Laramie 1- v6.17 | 159 | 6981 | Rate Constraint in lbs/MMBtu | FALSE | L | Annual | Allowances Purchased SO2 | Thousand Tons | 0 | 0 | 0 | 0 | 0 | 0 | 0 | 0
BART SO2 Annual- Laramie 1- v6.17 | 159 | 6981 | Rate Constraint in lbs/MMBtu | FALSE | L | Annual | Allowances Sold SO2 | Thousand Tons | 0 | 0 | 0 | 0 | 0 | 0 | 0 | 0
BART SO2 Annual- Laramie 1- v6.17 | 159 | 6981 | Rate Constraint in lbs/MMBtu | FALSE | L | Annual | Allowances Banked | Thousand Tons | 0 | 0 | 0 | 0 | 0 | 0 | 0 | 0
BART SO2 Annual- Laramie 1- v6.17 | 159 | 6981 | Rate Constraint in lbs/MMBtu | FALSE | L | Annual | Allowances Withdrawn (1:1) | Thousand Tons | 0 | 0 | 0 | 0 | 0 | 0 | 0 | 0
BART SO2 Annual- Laramie 1- v6.17 | 159 | 6981 | Rate Constraint in lbs/MMBtu | FALSE | L | Annual | Allowances Withdrawn (n:1) | Thousand Tons | 0 | 0 | 0 | 0 | 0 | 0 | 0 | 0
BART SO2 Annual- Laramie 1- v6.17 | 159 | 6981 | Rate Constraint in lbs/MMBtu | FALSE | L | Annual | Net Emissions Allowance Position | Thousand Tons | 1.2631 | 1.265 | 1.2549 | 1.2549 | 1.2549 | 1.2549 | 2.5097 | 2.4895
BART SO2 Annual- Laramie 1- v6.17 | 159 | 6981 | Rate Constraint in lbs/MMBtu | FALSE | L | Annual | Fuel Consumed | TBtu | 42.1024 | 42.1661 | 41.8288 | 41.8288 | 41.8288 | 41.8288 | 41.8288 | 41.4911
BART SO2 Annual- Laramie 1- v6.17 | 159 | 6981 | Rate Constraint in lbs/MMBtu | FALSE | L | Annual | Rate | lb/MMBtu | 0.06 | 0.06 | 0.06 | 0.06 | 0.06 | 0.06 | 0.12 | 0.12
BART SO2 Annual- Laramie 1- v6.17 | 159 | 6981 | Rate Constraint in lbs/MMBtu | FALSE | L | Annual | Generation | TWh | 4.0787 | 4.0848 | 3.125 | 3.125 | 3.125 | 3.125 | 3.125 | 3.092
BART SO2 Annual- Laramie 1- v6.17 | 159 | 6981 | Rate Constraint in lbs/MMBtu | FALSE | L | Annual | Qualifying Generation | TWh | 4.0787 | 4.0848 | 3.125 | 3.125 | 3.125 | 3.125 | 3.125 | 3.092
BART SO2 Annual- Laramie 1- v6.17 | 159 | 6981 | Rate Constraint in lbs/MMBtu | FALSE | L | Annual | Rate | lb/MWh | 0.61936 | 0.61936 | 0.80312 | 0.80312 | 0.80312 | 0.80312 | 1.6062 | 1.6103
BART SO2 Annual- Laramie 1- v6.17 | 159 | 6981 | Rate Constraint in lbs/MMBtu | FALSE | L | Annual | Constraint Shadow Price | US2016$/Ton | 0 | 0 | 0 | 0 | 0 | 0 | 102.4783 | 375.0428
BART SO2 Annual- Laramie 2- v6.17 | 160 | 6982 | Rate Constraint in lbs/MMBtu | FALSE | L | Annual | Seasons Included | Seasons | Winter, WintShld, Summer | Winter, WintShld, Summer | Winter, WintShld, Summer | Winter, WintShld, Summer | Winter, WintShld, Summer | Winter, WintShld, Summer | Winter, WintShld, Summer | Winter, WintShld, Summer
BART SO2 Annual- Laramie 2- v6.17 | 160 | 6982 | Rate Constraint in lbs/MMBtu | FALSE | L | Annual | Standard SO2 | lb/MMBtu | 0.12 | 0.12 | 0.12 | 0.12 | 0.12 | 0.12 | 0.12 | 0.12
BART SO2 Annual- Laramie 2- v6.17 | 160 | 6982 | Rate Constraint in lbs/MMBtu | FALSE | L | Annual | Emissions at Affected Plants SO2 | Thousand Tons | 1.2632 | 1.2632 | 1.2531 | 1.2531 | 1.2531 | 1.2531 | 1.2531 | 2.4041
BART SO2 Annual- Laramie 2- v6.17 | 160 | 6982 | Rate Constraint in lbs/MMBtu | FALSE | L | Annual | Allowances Purchased SO2 | Thousand Tons | 0 | 0 | 0 | 0 | 0 | 0 | 0 | 0
BART SO2 Annual- Laramie 2- v6.17 | 160 | 6982 | Rate Constraint in lbs/MMBtu | FALSE | L | Annual | Allowances Sold SO2 | Thousand Tons | 0 | 0 | 0 | 0 | 0 | 0 | 0 | 0
BART SO2 Annual- Laramie 2- v6.17 | 160 | 6982 | Rate Constraint in lbs/MMBtu | FALSE | L | Annual | Allowances Banked | Thousand Tons | 0 | 0 | 0 | 0 | 0 | 0 | 0 | 0
BART SO2 Annual- Laramie 2- v6.17 | 160 | 6982 | Rate Constraint in lbs/MMBtu | FALSE | L | Annual | Allowances Withdrawn (1:1) | Thousand Tons | 0 | 0 | 0 | 0 | 0 | 0 | 0 | 0
BART SO2 Annual- Laramie 2- v6.17 | 160 | 6982 | Rate Constraint in lbs/MMBtu | FALSE | L | Annual | Allowances Withdrawn (n:1) | Thousand Tons | 0 | 0 | 0 | 0 | 0 | 0 | 0 | 0
BART SO2 Annual- Laramie 2- v6.17 | 160 | 6982 | Rate Constraint in lbs/MMBtu | FALSE | L | Annual | Net Emissions Allowance Position | Thousand Tons | 1.2632 | 1.2632 | 1.2531 | 1.2531 | 1.2531 | 1.2531 | 1.2531 | 2.4041
BART SO2 Annual- Laramie 2- v6.17 | 160 | 6982 | Rate Constraint in lbs/MMBtu | FALSE | L | Annual | Fuel Consumed | TBtu | 42.1056 | 42.1056 | 41.7688 | 41.7688 | 41.7688 | 41.7688 | 41.7688 | 40.0677
BART SO2 Annual- Laramie 2- v6.17 | 160 | 6982 | Rate Constraint in lbs/MMBtu | FALSE | L | Annual | Rate | lb/MMBtu | 0.06 | 0.06 | 0.06 | 0.06 | 0.06 | 0.06 | 0.06 | 0.12
BART SO2 Annual- Laramie 2- v6.17 | 160 | 6982 | Rate Constraint in lbs/MMBtu | FALSE | L | Annual | Generation | TWh | 4.1084 | 4.1084 | 4.1084 | 4.1084 | 4.1084 | 4.1084 | 4.1084 | 3.941
BART SO2 Annual- Laramie 2- v6.17 | 160 | 6982 | Rate Constraint in lbs/MMBtu | FALSE | L | Annual | Qualifying Generation | TWh | 4.1084 | 4.1084 | 4.1084 | 4.1084 | 4.1084 | 4.1084 | 4.1084 | 3.941
BART SO2 Annual- Laramie 2- v6.17 | 160 | 6982 | Rate Constraint in lbs/MMBtu | FALSE | L | Annual | Rate | lb/MWh | 0.61493 | 0.61493 | 0.61001 | 0.61001 | 0.61001 | 0.61001 | 0.61001 | 1.22
BART SO2 Annual- Laramie 2- v6.17 | 160 | 6982 | Rate Constraint in lbs/MMBtu | FALSE | L | Annual | Constraint Shadow Price | US2016$/Ton | 0 | 0 | 0 | 0 | 0 | 0 | 0 | 252.5755
BART SO2 Annual- Martin Drake 6- v5.16 | 161 | 6687 | Rate Constraint in lbs/MMBtu | FALSE | L | Annual | Seasons Included | Seasons | Winter, WintShld, Summer | Winter, WintShld, Summer | Winter, WintShld, Summer | Winter, WintShld, Summer | Winter, WintShld, Summer | Winter, WintShld, Summer | Winter, WintShld, Summer | Winter, WintShld, Summer
BART SO2 Annual- Martin Drake 6- v5.16 | 161 | 6687 | Rate Constraint in lbs/MMBtu | FALSE | L | Annual | Standard SO2 | lb/MMBtu | 0.13 | 0.13 | 0.13 | 0.13 | 0.13 | 0.13 | 0.13 | 0.13
BART SO2 Annual- Martin Drake 6- v5.16 | 161 | 6687 | Rate Constraint in lbs/MMBtu | FALSE | L | Annual | Emissions at Affected Plants SO2 | Thousand Tons | 0.12954 | 0.14309 | 0.13851 | 0.13851 | 0.12204 | 0.13284 | 0.093143 | 0.093143
BART SO2 Annual- Martin Drake 6- v5.16 | 161 | 6687 | Rate Constraint in lbs/MMBtu | FALSE | L | Annual | Allowances Purchased SO2 | Thousand Tons | 0 | 0 | 0 | 0 | 0 | 0 | 0 | 0
BART SO2 Annual- Martin Drake 6- v5.16 | 161 | 6687 | Rate Constraint in lbs/MMBtu | FALSE | L | Annual | Allowances Sold SO2 | Thousand Tons | 0 | 0 | 0 | 0 | 0 | 0 | 0 | 0
BART SO2 Annual- Martin Drake 6- v5.16 | 161 | 6687 | Rate Constraint in lbs/MMBtu | FALSE | L | Annual | Allowances Banked | Thousand Tons | 0 | 0 | 0 | 0 | 0 | 0 | 0 | 0
BART SO2 Annual- Martin Drake 6- v5.16 | 161 | 6687 | Rate Constraint in lbs/MMBtu | FALSE | L | Annual | Allowances Withdrawn (1:1) | Thousand Tons | 0 | 0 | 0 | 0 | 0 | 0 | 0 | 0
BART SO2 Annual- Martin Drake 6- v5.16 | 161 | 6687 | Rate Constraint in lbs/MMBtu | FALSE | L | Annual | Allowances Withdrawn (n:1) | Thousand Tons | 0 | 0 | 0 | 0 | 0 | 0 | 0 | 0
BART SO2 Annual- Martin Drake 6- v5.16 | 161 | 6687 | Rate Constraint in lbs/MMBtu | FALSE | L | Annual | Net Emissions Allowance Position | Thousand Tons | 0.12954 | 0.14309 | 0.13851 | 0.13851 | 0.12204 | 0.13284 | 0.093143 | 0.093143
BART SO2 Annual- Martin Drake 6- v5.16 | 161 | 6687 | Rate Constraint in lbs/MMBtu | FALSE | L | Annual | Fuel Consumed | TBtu | 6.2004 | 6.8488 | 6.6296 | 6.6296 | 5.8413 | 6.3582 | 4.4582 | 4.4582
BART SO2 Annual- Martin Drake 6- v5.16 | 161 | 6687 | Rate Constraint in lbs/MMBtu | FALSE | L | Annual | Rate | lb/MMBtu | 0.041785 | 0.041785 | 0.041785 | 0.041785 | 0.041785 | 0.041785 | 0.041785 | 0.041785
BART SO2 Annual- Martin Drake 6- v5.16 | 161 | 6687 | Rate Constraint in lbs/MMBtu | FALSE | L | Annual | Generation | TWh | 0.52193 | 0.57651 | 0.57651 | 0.57651 | 0.50796 | 0.55291 | 0.38768 | 0.38768
BART SO2 Annual- Martin Drake 6- v5.16 | 161 | 6687 | Rate Constraint in lbs/MMBtu | FALSE | L | Annual | Qualifying Generation | TWh | 0.52193 | 0.57651 | 0.57651 | 0.57651 | 0.50796 | 0.55291 | 0.38768 | 0.38768
BART SO2 Annual- Martin Drake 6- v5.16 | 161 | 6687 | Rate Constraint in lbs/MMBtu | FALSE | L | Annual | Rate | lb/MWh | 0.4964 | 0.4964 | 0.48051 | 0.48051 | 0.48051 | 0.48051 | 0.48051 | 0.48051
BART SO2 Annual- Martin Drake 6- v5.16 | 161 | 6687 | Rate Constraint in lbs/MMBtu | FALSE | L | Annual | Constraint Shadow Price | US2016$/Ton | 0 | 0 | 0 | 0 | 0 | 0 | 0 | 0
BART SO2 Annual- Martin Drake 7- v5.16 | 162 | 6688 | Rate Constraint in lbs/MMBtu | FALSE | L | Annual | Seasons Included | Seasons | Winter, WintShld, Summer | Winter, WintShld, Summer | Winter, WintShld, Summer | Winter, WintShld, Summer | Winter, WintShld, Summer | Winter, WintShld, Summer | Winter, WintShld, Summer | Winter, WintShld, Summer
BART SO2 Annual- Martin Drake 7- v5.16 | 162 | 6688 | Rate Constraint in lbs/MMBtu | FALSE | L | Annual | Standard SO2 | lb/MMBtu | 0.13 | 0.13 | 0.13 | 0.13 | 0.13 | 0.13 | 0.13 | 0.13
BART SO2 Annual- Martin Drake 7- v5.16 | 162 | 6688 | Rate Constraint in lbs/MMBtu | FALSE | L | Annual | Emissions at Affected Plants SO2 | Thousand Tons | 0.21672 | 0.24036 | 0.23267 | 0.23267 | 0.20194 | 0.22209 | 0.18039 | 0.15709
BART SO2 Annual- Martin Drake 7- v5.16 | 162 | 6688 | Rate Constraint in lbs/MMBtu | FALSE | L | Annual | Allowances Purchased SO2 | Thousand Tons | 0 | 0 | 0 | 0 | 0 | 0 | 0 | 0
BART SO2 Annual- Martin Drake 7- v5.16 | 162 | 6688 | Rate Constraint in lbs/MMBtu | FALSE | L | Annual | Allowances Sold SO2 | Thousand Tons | 0 | 0 | 0 | 0 | 0 | 0 | 0 | 0
BART SO2 Annual- Martin Drake 7- v5.16 | 162 | 6688 | Rate Constraint in lbs/MMBtu | FALSE | L | Annual | Allowances Banked | Thousand Tons | 0 | 0 | 0 | 0 | 0 | 0 | 0 | 0
BART SO2 Annual- Martin Drake 7- v5.16 | 162 | 6688 | Rate Constraint in lbs/MMBtu | FALSE | L | Annual | Allowances Withdrawn (1:1) | Thousand Tons | 0 | 0 | 0 | 0 | 0 | 0 | 0 | 0
BART SO2 Annual- Martin Drake 7- v5.16 | 162 | 6688 | Rate Constraint in lbs/MMBtu | FALSE | L | Annual | Allowances Withdrawn (n:1) | Thousand Tons | 0 | 0 | 0 | 0 | 0 | 0 | 0 | 0
BART SO2 Annual- Martin Drake 7- v5.16 | 162 | 6688 | Rate Constraint in lbs/MMBtu | FALSE | L | Annual | Net Emissions Allowance Position | Thousand Tons | 0.21672 | 0.24036 | 0.23267 | 0.23267 | 0.20194 | 0.22209 | 0.18039 | 0.15709
BART SO2 Annual- Martin Drake 7- v5.16 | 162 | 6688 | Rate Constraint in lbs/MMBtu | FALSE | L | Annual | Fuel Consumed | TBtu | 10.3728 | 11.5047 | 11.1365 | 11.1365 | 9.6656 | 10.6301 | 8.6342 | 7.5189
BART SO2 Annual- Martin Drake 7- v5.16 | 162 | 6688 | Rate Constraint in lbs/MMBtu | FALSE | L | Annual | Rate | lb/MMBtu | 0.041785 | 0.041785 | 0.041785 | 0.041785 | 0.041785 | 0.041785 | 0.041785 | 0.041785
BART SO2 Annual- Martin Drake 7- v5.16 | 162 | 6688 | Rate Constraint in lbs/MMBtu | FALSE | L | Annual | Generation | TWh | 0.87594 | 0.97152 | 0.97152 | 0.97152 | 0.8432 | 0.92734 | 0.75323 | 0.65593
BART SO2 Annual- Martin Drake 7- v5.16 | 162 | 6688 | Rate Constraint in lbs/MMBtu | FALSE | L | Annual | Qualifying Generation | TWh | 0.87594 | 0.97152 | 0.97152 | 0.97152 | 0.8432 | 0.92734 | 0.75323 | 0.65593
BART SO2 Annual- Martin Drake 7- v5.16 | 162 | 6688 | Rate Constraint in lbs/MMBtu | FALSE | L | Annual | Rate | lb/MWh | 0.49482 | 0.49482 | 0.47899 | 0.47899 | 0.47899 | 0.47899 | 0.47899 | 0.47899
BART SO2 Annual- Martin Drake 7- v5.16 | 162 | 6688 | Rate Constraint in lbs/MMBtu | FALSE | L | Annual | Constraint Shadow Price | US2016$/Ton | 0 | 0 | 0 | 0 | 0 | 0 | 0 | 0
BART SO2 Annual- Nebraska City- v6.17 | 163 | 6978 | Rate Constraint in lbs/MMBtu | FALSE | L | Annual | Seasons Included | Seasons | Winter, WintShld, Summer | Winter, WintShld, Summer | Winter, WintShld, Summer | Winter, WintShld, Summer | Winter, WintShld, Summer | Winter, WintShld, Summer | Winter, WintShld, Summer | Winter, WintShld, Summer
BART SO2 Annual- Nebraska City- v6.17 | 163 | 6978 | Rate Constraint in lbs/MMBtu | FALSE | L | Annual | Standard SO2 | lb/MMBtu | 1.2 | 1.2 | 1.2 | 1.2 | 1.2 | 1.2 | 1.2 | 1.2
BART SO2 Annual- Nebraska City- v6.17 | 163 | 6978 | Rate Constraint in lbs/MMBtu | FALSE | L | Annual | Emissions at Affected Plants SO2 | Thousand Tons | 5.5829 | 6.0256 | 6.0256 | 5.3292 | 4.9283 | 4.9283 | 4.0798 | 3.4744
BART SO2 Annual- Nebraska City- v6.17 | 163 | 6978 | Rate Constraint in lbs/MMBtu | FALSE | L | Annual | Allowances Purchased SO2 | Thousand Tons | 0 | 0 | 0 | 0 | 0 | 0 | 0 | 0
BART SO2 Annual- Nebraska City- v6.17 | 163 | 6978 | Rate Constraint in lbs/MMBtu | FALSE | L | Annual | Allowances Sold SO2 | Thousand Tons | 0 | 0 | 0 | 0 | 0 | 0 | 0 | 0
BART SO2 Annual- Nebraska City- v6.17 | 163 | 6978 | Rate Constraint in lbs/MMBtu | FALSE | L | Annual | Allowances Banked | Thousand Tons | 0 | 0 | 0 | 0 | 0 | 0 | 0 | 0
BART SO2 Annual- Nebraska City- v6.17 | 163 | 6978 | Rate Constraint in lbs/MMBtu | FALSE | L | Annual | Allowances Withdrawn (1:1) | Thousand Tons | 0 | 0 | 0 | 0 | 0 | 0 | 0 | 0
BART SO2 Annual- Nebraska City- v6.17 | 163 | 6978 | Rate Constraint in lbs/MMBtu | FALSE | L | Annual | Allowances Withdrawn (n:1) | Thousand Tons | 0 | 0 | 0 | 0 | 0 | 0 | 0 | 0
BART SO2 Annual- Nebraska City- v6.17 | 163 | 6978 | Rate Constraint in lbs/MMBtu | FALSE | L | Annual | Net Emissions Allowance Position | Thousand Tons | 5.5829 | 6.0256 | 6.0256 | 5.3292 | 4.9283 | 4.9283 | 4.0798 | 3.4744
BART SO2 Annual- Nebraska City- v6.17 | 163 | 6978 | Rate Constraint in lbs/MMBtu | FALSE | L | Annual | Fuel Consumed | TBtu | 42.755 | 46.1453 | 46.1453 | 40.8123 | 37.7414 | 37.7414 | 31.244 | 26.6076
BART SO2 Annual- Nebraska City- v6.17 | 163 | 6978 | Rate Constraint in lbs/MMBtu | FALSE | L | Annual | Rate | lb/MMBtu | 0.26116 | 0.26116 | 0.26116 | 0.26116 | 0.26116 | 0.26116 | 0.26116 | 0.26116
BART SO2 Annual- Nebraska City- v6.17 | 163 | 6978 | Rate Constraint in lbs/MMBtu | FALSE | L | Annual | Generation | TWh | 4.3793 | 4.7265 | 4.7265 | 4.1803 | 3.8658 | 3.8658 | 3.2002 | 2.7253
BART SO2 Annual- Nebraska City- v6.17 | 163 | 6978 | Rate Constraint in lbs/MMBtu | FALSE | L | Annual | Qualifying Generation | TWh | 4.3793 | 4.7265 | 4.7265 | 4.1803 | 3.8658 | 3.8658 | 3.2002 | 2.7253
BART SO2 Annual- Nebraska City- v6.17 | 163 | 6978 | Rate Constraint in lbs/MMBtu | FALSE | L | Annual | Rate | lb/MWh | 2.5497 | 2.5497 | 2.5497 | 2.5497 | 2.5497 | 2.5497 | 2.5497 | 2.5497
BART SO2 Annual- Nebraska City- v6.17 | 163 | 6978 | Rate Constraint in lbs/MMBtu | FALSE | L | Annual | Constraint Shadow Price | US2016$/Ton | 0 | 0 | 0 | 0 | 0 | 0 | 0 | 0
BART SO2 Annual- Oswego Harbor 5- v5.16 | 164 | 6672 | Rate Constraint in lbs/MMBtu | FALSE | L | Annual | Seasons Included | Seasons | Winter, WintShld, Summer | Winter, WintShld, Summer | Winter, WintShld, Summer | Winter, WintShld, Summer | Winter, WintShld, Summer | Winter, WintShld, Summer | Winter, WintShld, Summer | Winter, WintShld, Summer
BART SO2 Annual- Oswego Harbor 5- v5.16 | 164 | 6672 | Rate Constraint in lbs/MMBtu | FALSE | L | Annual | Standard SO2 | lb/MMBtu | 0.8 | 0.8 | 0.8 | 0.8 | 0.8 | 0.8 | 0.8 | 0.8
BART SO2 Annual- Oswego Harbor 5- v5.16 | 164 | 6672 | Rate Constraint in lbs/MMBtu | FALSE | L | Annual | Emissions at Affected Plants SO2 | Thousand Tons | 0 | 0 | 0 | 0 | 0 | 0 | 0 | 0
BART SO2 Annual- Oswego Harbor 5- v5.16 | 164 | 6672 | Rate Constraint in lbs/MMBtu | FALSE | L | Annual | Allowances Purchased SO2 | Thousand Tons | 0 | 0 | 0 | 0 | 0 | 0 | 0 | 0
BART SO2 Annual- Oswego Harbor 5- v5.16 | 164 | 6672 | Rate Constraint in lbs/MMBtu | FALSE | L | Annual | Allowances Sold SO2 | Thousand Tons | 0 | 0 | 0 | 0 | 0 | 0 | 0 | 0
BART SO2 Annual- Oswego Harbor 5- v5.16 | 164 | 6672 | Rate Constraint in lbs/MMBtu | FALSE | L | Annual | Allowances Banked | Thousand Tons | 0 | 0 | 0 | 0 | 0 | 0 | 0 | 0
BART SO2 Annual- Oswego Harbor 5- v5.16 | 164 | 6672 | Rate Constraint in lbs/MMBtu | FALSE | L | Annual | Allowances Withdrawn (1:1) | Thousand Tons | 0 | 0 | 0 | 0 | 0 | 0 | 0 | 0
BART SO2 Annual- Oswego Harbor 5- v5.16 | 164 | 6672 | Rate Constraint in lbs/MMBtu | FALSE | L | Annual | Allowances Withdrawn (n:1) | Thousand Tons | 0 | 0 | 0 | 0 | 0 | 0 | 0 | 0
BART SO2 Annual- Oswego Harbor 5- v5.16 | 164 | 6672 | Rate Constraint in lbs/MMBtu | FALSE | L | Annual | Net Emissions Allowance Position | Thousand Tons | 0 | 0 | 0 | 0 | 0 | 0 | 0 | 0
BART SO2 Annual- Oswego Harbor 5- v5.16 | 164 | 6672 | Rate Constraint in lbs/MMBtu | FALSE | L | Annual | Fuel Consumed | TBtu | 0 | 0 | 0 | 0 | 0 | 0 | 0 | 0
BART SO2 Annual- Oswego Harbor 5- v5.16 | 164 | 6672 | Rate Constraint in lbs/MMBtu | FALSE | L | Annual | Rate | lb/MMBtu | 0 | 0 | 0 | 0 | 0 | 0 | 0 | 0
BART SO2 Annual- Oswego Harbor 5- v5.16 | 164 | 6672 | Rate Constraint in lbs/MMBtu | FALSE | L | Annual | Generation | TWh | 0 | 0 | 0 | 0 | 0 | 0 | 0 | 0
BART SO2 Annual- Oswego Harbor 5- v5.16 | 164 | 6672 | Rate Constraint in lbs/MMBtu | FALSE | L | Annual | Qualifying Generation | TWh | 0 | 0 | 0 | 0 | 0 | 0 | 0 | 0
BART SO2 Annual- Oswego Harbor 5- v5.16 | 164 | 6672 | Rate Constraint in lbs/MMBtu | FALSE | L | Annual | Rate | lb/MWh | 0 | 0 | 0 | 0 | 0 | 0 | 0 | 0
BART SO2 Annual- Oswego Harbor 5- v5.16 | 164 | 6672 | Rate Constraint in lbs/MMBtu | FALSE | L | Annual | Constraint Shadow Price | US2016$/Ton | 0 | 0 | 0 | 0 | 0 | 0 | 0 | 0
BART SO2 Annual- Oswego Harbor 6- v6.17 | 165 | 6986 | Rate Constraint in lbs/MMBtu | FALSE | L | Annual | Seasons Included | Seasons | Winter, WintShld, Summer | Winter, WintShld, Summer | Winter, WintShld, Summer | Winter, WintShld, Summer | Winter, WintShld, Summer | Winter, WintShld, Summer | Winter, WintShld, Summer | Winter, WintShld, Summer
BART SO2 Annual- Oswego Harbor 6- v6.17 | 165 | 6986 | Rate Constraint in lbs/MMBtu | FALSE | L | Annual | Standard SO2 | lb/MMBtu | 0.8 | 0.8 | 0.8 | 0.8 | 0.8 | 0.8 | 0.8 | 0.8
BART SO2 Annual- Oswego Harbor 6- v6.17 | 165 | 6986 | Rate Constraint in lbs/MMBtu | FALSE | L | Annual | Emissions at Affected Plants SO2 | Thousand Tons | 0 | 0 | 0 | 0 | 0 | 0 | 0 | 0
BART SO2 Annual- Oswego Harbor 6- v6.17 | 165 | 6986 | Rate Constraint in lbs/MMBtu | FALSE | L | Annual | Allowances Purchased SO2 | Thousand Tons | 0 | 0 | 0 | 0 | 0 | 0 | 0 | 0
BART SO2 Annual- Oswego Harbor 6- v6.17 | 165 | 6986 | Rate Constraint in lbs/MMBtu | FALSE | L | Annual | Allowances Sold SO2 | Thousand Tons | 0 | 0 | 0 | 0 | 0 | 0 | 0 | 0
BART SO2 Annual- Oswego Harbor 6- v6.17 | 165 | 6986 | Rate Constraint in lbs/MMBtu | FALSE | L | Annual | Allowances Banked | Thousand Tons | 0 | 0 | 0 | 0 | 0 | 0 | 0 | 0
BART SO2 Annual- Oswego Harbor 6- v6.17 | 165 | 6986 | Rate Constraint in lbs/MMBtu | FALSE | L | Annual | Allowances Withdrawn (1:1) | Thousand Tons | 0 | 0 | 0 | 0 | 0 | 0 | 0 | 0
BART SO2 Annual- Oswego Harbor 6- v6.17 | 165 | 6986 | Rate Constraint in lbs/MMBtu | FALSE | L | Annual | Allowances Withdrawn (n:1) | Thousand Tons | 0 | 0 | 0 | 0 | 0 | 0 | 0 | 0
BART SO2 Annual- Oswego Harbor 6- v6.17 | 165 | 6986 | Rate Constraint in lbs/MMBtu | FALSE | L | Annual | Net Emissions Allowance Position | Thousand Tons | 0 | 0 | 0 | 0 | 0 | 0 | 0 | 0
BART SO2 Annual- Oswego Harbor 6- v6.17 | 165 | 6986 | Rate Constraint in lbs/MMBtu | FALSE | L | Annual | Fuel Consumed | TBtu | 0.29014 | 1.6574 | 2.5804 | 3.3072 | 0.30721 | 0.30721 | 0.30721 | 0.30721
BART SO2 Annual- Oswego Harbor 6- v6.17 | 165 | 6986 | Rate Constraint in lbs/MMBtu | FALSE | L | Annual | Rate | lb/MMBtu | 0 | 0 | 0 | 0 | 0 | 0 | 0 | 0
BART SO2 Annual- Oswego Harbor 6- v6.17 | 165 | 6986 | Rate Constraint in lbs/MMBtu | FALSE | L | Annual | Generation | TWh | 0.024167 | 0.13805 | 0.21493 | 0.27546 | 0.025588 | 0.025588 | 0.025588 | 0.025588
BART SO2 Annual- Oswego Harbor 6- v6.17 | 165 | 6986 | Rate Constraint in lbs/MMBtu | FALSE | L | Annual | Qualifying Generation | TWh | 0.024167 | 0.13805 | 0.21493 | 0.27546 | 0.025588 | 0.025588 | 0.025588 | 0.025588
BART SO2 Annual- Oswego Harbor 6- v6.17 | 165 | 6986 | Rate Constraint in lbs/MMBtu | FALSE | L | Annual | Rate | lb/MWh | 0 | 0 | 0 | 0 | 0 | 0 | 0 | 0
BART SO2 Annual- Oswego Harbor 6- v6.17 | 165 | 6986 | Rate Constraint in lbs/MMBtu | FALSE | L | Annual | Constraint Shadow Price | US2016$/Ton | 0 | 0 | 0 | 0 | 0 | 0 | 0 | 0
BART SO2 Annual Rate-Seminole 1&2 -v5.13 | 166 | 6313 | Rate Constraint in lbs/MMBtu | FALSE | L | Annual | Seasons Included | Seasons | Winter, WintShld, Summer | Winter, WintShld, Summer | Winter, WintShld, Summer | Winter, WintShld, Summer | Winter, WintShld, Summer | Winter, WintShld, Summer | Winter, WintShld, Summer | Winter, WintShld, Summer
BART SO2 Annual Rate-Seminole 1&2 -v5.13 | 166 | 6313 | Rate Constraint in lbs/MMBtu | FALSE | L | Annual | Standard SO2 | lb/MMBtu | 0.25 | 0.25 | 0.25 | 0.25 | 0.25 | 0.25 | 0.25 | 0.25
BART SO2 Annual Rate-Seminole 1&2 -v5.13 | 166 | 6313 | Rate Constraint in lbs/MMBtu | FALSE | L | Annual | Emissions at Affected Plants SO2 | Thousand Tons | 0 | 1.2972 | 0.26358 | 0 | 0 | 0 | 0 | 0
BART SO2 Annual Rate-Seminole 1&2 -v5.13 | 166 | 6313 | Rate Constraint in lbs/MMBtu | FALSE | L | Annual | Allowances Purchased SO2 | Thousand Tons | 0 | 0 | 0 | 0 | 0 | 0 | 0 | 0
BART SO2 Annual Rate-Seminole 1&2 -v5.13 | 166 | 6313 | Rate Constraint in lbs/MMBtu | FALSE | L | Annual | Allowances Sold SO2 | Thousand Tons | 0 | 0 | 0 | 0 | 0 | 0 | 0 | 0
BART SO2 Annual Rate-Seminole 1&2 -v5.13 | 166 | 6313 | Rate Constraint in lbs/MMBtu | FALSE | L | Annual | Allowances Banked | Thousand Tons | 0 | 0 | 0 | 0 | 0 | 0 | 0 | 0
BART SO2 Annual Rate-Seminole 1&2 -v5.13 | 166 | 6313 | Rate Constraint in lbs/MMBtu | FALSE | L | Annual | Allowances Withdrawn (1:1) | Thousand Tons | 0 | 0 | 0 | 0 | 0 | 0 | 0 | 0
BART SO2 Annual Rate-Seminole 1&2 -v5.13 | 166 | 6313 | Rate Constraint in lbs/MMBtu | FALSE | L | Annual | Allowances Withdrawn (n:1) | Thousand Tons | 0 | 0 | 0 | 0 | 0 | 0 | 0 | 0
BART SO2 Annual Rate-Seminole 1&2 -v5.13 | 166 | 6313 | Rate Constraint in lbs/MMBtu | FALSE | L | Annual | Net Emissions Allowance Position | Thousand Tons | 0 | 1.2972 | 0.26358 | 0 | 0 | 0 | 0 | 0
BART SO2 Annual Rate-Seminole 1&2 -v5.13 | 166 | 6313 | Rate Constraint in lbs/MMBtu | FALSE | L | Annual | Fuel Consumed | TBtu | 0 | 23.2337 | 4.8187 | 0 | 0 | 0 | 0 | 0
BART SO2 Annual Rate-Seminole 1&2 -v5.13 | 166 | 6313 | Rate Constraint in lbs/MMBtu | FALSE | L | Annual | Rate | lb/MMBtu | 0 | 0.11166 | 0.1094 | 0 | 0 | 0 | 0 | 0
BART SO2 Annual Rate-Seminole 1&2 -v5.13 | 166 | 6313 | Rate Constraint in lbs/MMBtu | FALSE | L | Annual | Generation | TWh | 0 | 2.3292 | 0.48697 | 0 | 0 | 0 | 0 | 0
BART SO2 Annual Rate-Seminole 1&2 -v5.13 | 166 | 6313 | Rate Constraint in lbs/MMBtu | FALSE | L | Annual | Qualifying Generation | TWh | 0 | 2.3292 | 0.48697 | 0 | 0 | 0 | 0 | 0
BART SO2 Annual Rate-Seminole 1&2 -v5.13 | 166 | 6313 | Rate Constraint in lbs/MMBtu | FALSE | L | Annual | Rate | lb/MWh | 0 | 1.1138 | 1.0825 | 0 | 0 | 0 | 0 | 0
BART SO2 Annual Rate-Seminole 1&2 -v5.13 | 166 | 6313 | Rate Constraint in lbs/MMBtu | FALSE | L | Annual | Constraint Shadow Price | US2016$/Ton | 0 | 0 | 0 | 0 | 0 | 0 | 0 | 0
BART SO2 Annual- Roseton 1- v5.16 | 167 | 6678 | Rate Constraint in lbs/MMBtu | FALSE | L | Annual | Seasons Included | Seasons | Winter, WintShld, Summer | Winter, WintShld, Summer | Winter, WintShld, Summer | Winter, WintShld, Summer | Winter, WintShld, Summer | Winter, WintShld, Summer | Winter, WintShld, Summer | Winter, WintShld, Summer
BART SO2 Annual- Roseton 1- v5.16 | 167 | 6678 | Rate Constraint in lbs/MMBtu | FALSE | L | Annual | Standard SO2 | lb/MMBtu | 0.55 | 0.55 | 0.55 | 0.55 | 0.55 | 0.55 | 0.55 | 0.55
BART SO2 Annual- Roseton 1- v5.16 | 167 | 6678 | Rate Constraint in lbs/MMBtu | FALSE | L | Annual | Emissions at Affected Plants SO2 | Thousand Tons | 0 | 0 | 0 | 0 | 0 | 0 | 0 | 0
BART SO2 Annual- Roseton 1- v5.16 | 167 | 6678 | Rate Constraint in lbs/MMBtu | FALSE | L | Annual | Allowances Purchased SO2 | Thousand Tons | 0 | 0 | 0 | 0 | 0 | 0 | 0 | 0
BART SO2 Annual- Roseton 1- v5.16 | 167 | 6678 | Rate Constraint in lbs/MMBtu | FALSE | L | Annual | Allowances Sold SO2 | Thousand Tons | 0 | 0 | 0 | 0 | 0 | 0 | 0 | 0
BART SO2 Annual- Roseton 1- v5.16 | 167 | 6678 | Rate Constraint in lbs/MMBtu | FALSE | L | Annual | Allowances Banked | Thousand Tons | 0 | 0 | 0 | 0 | 0 | 0 | 0 | 0
BART SO2 Annual- Roseton 1- v5.16 | 167 | 6678 | Rate Constraint in lbs/MMBtu | FALSE | L | Annual | Allowances Withdrawn (1:1) | Thousand Tons | 0 | 0 | 0 | 0 | 0 | 0 | 0 | 0
BART SO2 Annual- Roseton 1- v5.16 | 167 | 6678 | Rate Constraint in lbs/MMBtu | FALSE | L | Annual | Allowances Withdrawn (n:1) | Thousand Tons | 0 | 0 | 0 | 0 | 0 | 0 | 0 | 0
BART SO2 Annual- Roseton 1- v5.16 | 167 | 6678 | Rate Constraint in lbs/MMBtu | FALSE | L | Annual | Net Emissions Allowance Position | Thousand Tons | 0 | 0 | 0 | 0 | 0 | 0 | 0 | 0
BART SO2 Annual- Roseton 1- v5.16 | 167 | 6678 | Rate Constraint in lbs/MMBtu | FALSE | L | Annual | Fuel Consumed | TBtu | 0.26779 | 1.0161 | 1.0161 | 1.0199 | 1.0161 | 0.20442 | 0.211 | 0.33504
BART SO2 Annual- Roseton 1- v5.16 | 167 | 6678 | Rate Constraint in lbs/MMBtu | FALSE | L | Annual | Rate | lb/MMBtu | 0 | 0 | 0 | 0 | 0 | 0 | 0 | 0
BART SO2 Annual- Roseton 1- v5.16 | 167 | 6678 | Rate Constraint in lbs/MMBtu | FALSE | L | Annual | Generation | TWh | 0.023493 | 0.08914 | 0.08914 | 0.089475 | 0.08914 | 0.017933 | 0.01851 | 0.029392
BART SO2 Annual- Roseton 1- v5.16 | 167 | 6678 | Rate Constraint in lbs/MMBtu | FALSE | L | Annual | Qualifying Generation | TWh | 0.023493 | 0.08914 | 0.08914 | 0.089475 | 0.08914 | 0.017933 | 0.01851 | 0.029392
BART SO2 Annual- Roseton 1- v5.16 | 167 | 6678 | Rate Constraint in lbs/MMBtu | FALSE | L | Annual | Rate | lb/MWh | 0 | 0 | 0 | 0 | 0 | 0 | 0 | 0
BART SO2 Annual- Roseton 1- v5.16 | 167 | 6678 | Rate Constraint in lbs/MMBtu | FALSE | L | Annual | Constraint Shadow Price | US2016$/Ton | 0 | 0 | 0 | 0 | 0 | 0 | 0 | 0
BART SO2 Annual- Roseton 2- v5.16 | 168 | 6679 | Rate Constraint in lbs/MMBtu | FALSE | L | Annual | Seasons Included | Seasons | Winter, WintShld, Summer | Winter, WintShld, Summer | Winter, WintShld, Summer | Winter, WintShld, Summer | Winter, WintShld, Summer | Winter, WintShld, Summer | Winter, WintShld, Summer | Winter, WintShld, Summer
BART SO2 Annual- Roseton 2- v5.16 | 168 | 6679 | Rate Constraint in lbs/MMBtu | FALSE | L | Annual | Standard SO2 | lb/MMBtu | 0.55 | 0.55 | 0.55 | 0.55 | 0.55 | 0.55 | 0.55 | 0.55
BART SO2 Annual- Roseton 2- v5.16 | 168 | 6679 | Rate Constraint in lbs/MMBtu | FALSE | L | Annual | Emissions at Affected Plants SO2 | Thousand Tons | 0 | 0 | 0 | 0 | 0 | 0 | 0 | 0
BART SO2 Annual- Roseton 2- v5.16 | 168 | 6679 | Rate Constraint in lbs/MMBtu | FALSE | L | Annual | Allowances Purchased SO2 | Thousand Tons | 0 | 0 | 0 | 0 | 0 | 0 | 0 | 0
BART SO2 Annual- Roseton 2- v5.16 | 168 | 6679 | Rate Constraint in lbs/MMBtu | FALSE | L | Annual | Allowances Sold SO2 | Thousand Tons | 0 | 0 | 0 | 0 | 0 | 0 | 0 | 0
BART SO2 Annual- Roseton 2- v5.16 | 168 | 6679 | Rate Constraint in lbs/MMBtu | FALSE | L | Annual | Allowances Banked | Thousand Tons | 0 | 0 | 0 | 0 | 0 | 0 | 0 | 0
BART SO2 Annual- Roseton 2- v5.16 | 168 | 6679 | Rate Constraint in lbs/MMBtu | FALSE | L | Annual | Allowances Withdrawn (1:1) | Thousand Tons | 0 | 0 | 0 | 0 | 0 | 0 | 0 | 0
BART SO2 Annual- Roseton 2- v5.16 | 168 | 6679 | Rate Constraint in lbs/MMBtu | FALSE | L | Annual | Allowances Withdrawn (n:1) | Thousand Tons | 0 | 0 | 0 | 0 | 0 | 0 | 0 | 0
BART SO2 Annual- Roseton 2- v5.16 | 168 | 6679 | Rate Constraint in lbs/MMBtu | FALSE | L | Annual | Net Emissions Allowance Position | Thousand Tons | 0 | 0 | 0 | 0 | 0 | 0 | 0 | 0
BART SO2 Annual- Roseton 2- v5.16 | 168 | 6679 | Rate Constraint in lbs/MMBtu | FALSE | L | Annual | Fuel Consumed | TBtu | 1.0238 | 1.0283 | 1.0238 | 1.0287 | 1.0238 | 0.21259 | 0.21259 | 1.0238
BART SO2 Annual- Roseton 2- v5.16 | 168 | 6679 | Rate Constraint in lbs/MMBtu | FALSE | L | Annual | Rate | lb/MMBtu | 0 | 0 | 0 | 0 | 0 | 0 | 0 | 0
BART SO2 Annual- Roseton 2- v5.16 | 168 | 6679 | Rate Constraint in lbs/MMBtu | FALSE | L | Annual | Generation | TWh | 0.089996 | 0.090392 | 0.089996 | 0.09043 | 0.089996 | 0.018688 | 0.018688 | 0.089996
BART SO2 Annual- Roseton 2- v5.16 | 168 | 6679 | Rate Constraint in lbs/MMBtu | FALSE | L | Annual | Qualifying Generation | TWh | 0.089996 | 0.090392 | 0.089996 | 0.09043 | 0.089996 | 0.018688 | 0.018688 | 0.089996
BART SO2 Annual- Roseton 2- v5.16 | 168 | 6679 | Rate Constraint in lbs/MMBtu | FALSE | L | Annual | Rate | lb/MWh | 0 | 0 | 0 | 0 | 0 | 0 | 0 | 0
BART SO2 Annual- Roseton 2- v5.16 | 168 | 6679 | Rate Constraint in lbs/MMBtu | FALSE | L | Annual | Constraint Shadow Price | US2016$/Ton | 0 | 0 | 0 | 0 | 0 | 0 | 0 | 0
BART SO2 Annual- Sherburne County 1- v5.16 | 169 | 6653 | Rate Constraint in lbs/MMBtu | FALSE | L | Annual | Seasons Included | Seasons | Winter, WintShld, Summer | Winter, WintShld, Summer | Winter, WintShld, Summer | Winter, WintShld, Summer | Winter, WintShld, Summer | Winter, WintShld, Summer | Winter, WintShld, Summer | Winter, WintShld, Summer
BART SO2 Annual- Sherburne County 1- v5.16 | 169 | 6653 | Rate Constraint in lbs/MMBtu | FALSE | L | Annual | Standard SO2 | lb/MMBtu | 0.05 | 0.05 | 0.05 | 0.05 | 0.05 | 0.05 | 0.05 | 0.05
BART SO2 Annual- Sherburne County 1- v5.16 | 169 | 6653 | Rate Constraint in lbs/MMBtu | FALSE | L | Annual | Emissions at Affected Plants SO2 | Thousand Tons | 0.46682 | 0.51242 | 0.5032 | 0 | 0 | 0 | 0 | 0
BART SO2 Annual- Sherburne County 1- v5.16 | 169 | 6653 | Rate Constraint in lbs/MMBtu | FALSE | L | Annual | Allowances Purchased SO2 | Thousand Tons | 0 | 0 | 0 | 0 | 0 | 0 | 0 | 0
BART SO2 Annual- Sherburne County 1- v5.16 | 169 | 6653 | Rate Constraint in lbs/MMBtu | FALSE | L | Annual | Allowances Sold SO2 | Thousand Tons | 0 | 0 | 0 | 0 | 0 | 0 | 0 | 0
BART SO2 Annual- Sherburne County 1- v5.16 | 169 | 6653 | Rate Constraint in lbs/MMBtu | FALSE | L | Annual | Allowances Banked | Thousand Tons | 0 | 0 | 0 | 0 | 0 | 0 | 0 | 0
BART SO2 Annual- Sherburne County 1- v5.16 | 169 | 6653 | Rate Constraint in lbs/MMBtu | FALSE | L | Annual | Allowances Withdrawn (1:1) | Thousand Tons | 0 | 0 | 0 | 0 | 0 | 0 | 0 | 0
BART SO2 Annual- Sherburne County 1- v5.16 | 169 | 6653 | Rate Constraint in lbs/MMBtu | FALSE | L | Annual | Allowances Withdrawn (n:1) | Thousand Tons | 0 | 0 | 0 | 0 | 0 | 0 | 0 | 0
BART SO2 Annual- Sherburne County 1- v5.16 | 169 | 6653 | Rate Constraint in lbs/MMBtu | FALSE | L | Annual | Net Emissions Allowance Position | Thousand Tons | 0.46682 | 0.51242 | 0.5032 | 0 | 0 | 0 | 0 | 0
BART SO2 Annual- Sherburne County 1- v5.16 | 169 | 6653 | Rate Constraint in lbs/MMBtu | FALSE | L | Annual | Fuel Consumed | TBtu | 46.6607 | 51.219 | 50.2971 | 0 | 0 | 0 | 0 | 0
BART SO2 Annual- Sherburne County 1- v5.16 | 169 | 6653 | Rate Constraint in lbs/MMBtu | FALSE | L | Annual | Rate | lb/MMBtu | 0.020009 | 0.020009 | 0.020009 | 0 | 0 | 0 | 0 | 0
BART SO2 Annual- Sherburne County 1- v5.16 | 169 | 6653 | Rate Constraint in lbs/MMBtu | FALSE | L | Annual | Generation | TWh | 4.4634 | 4.8995 | 4.8995 | 0 | 0 | 0 | 0 | 0
BART SO2 Annual- Sherburne County 1- v5.16 | 169 | 6653 | Rate Constraint in lbs/MMBtu | FALSE | L | Annual | Qualifying Generation | TWh | 4.4634 | 4.8995 | 4.8995 | 0 | 0 | 0 | 0 | 0
BART SO2 Annual- Sherburne County 1- v5.16 | 169 | 6653 | Rate Constraint in lbs/MMBtu | FALSE | L | Annual | Rate | lb/MWh | 0.20918 | 0.20918 | 0.20541 | 0 | 0 | 0 | 0 | 0
BART SO2 Annual- Sherburne County 1- v5.16 | 169 | 6653 | Rate Constraint in lbs/MMBtu | FALSE | L | Annual | Constraint Shadow Price | US2016$/Ton | 0 | 0 | 0 | 0 | 0 | 0 | 0 | 0
BART SO2 Annual- Sherburne County 2- v5.16 | 170 | 6654 | Rate Constraint in lbs/MMBtu | FALSE | L | Annual | Seasons Included | Seasons | Winter, WintShld, Summer | Winter, WintShld, Summer | Winter, WintShld, Summer | Winter, WintShld, Summer | Winter, WintShld, Summer | Winter, WintShld, Summer | Winter, WintShld, Summer | Winter, WintShld, Summer
BART SO2 Annual- Sherburne County 2- v5.16 | 170 | 6654 | Rate Constraint in lbs/MMBtu | FALSE | L | Annual | Standard SO2 | lb/MMBtu | 0.05 | 0.05 | 0.05 | 0.05 | 0.05 | 0.05 | 0.05 | 0.05
BART SO2 Annual- Sherburne County 2- v5.16 | 170 | 6654 | Rate Constraint in lbs/MMBtu | FALSE | L | Annual | Emissions at Affected Plants SO2 | Thousand Tons | 0.44625 | 0 | 0 | 0 | 0 | 0 | 0 | 0
BART SO2 Annual- Sherburne County 2- v5.16 | 170 | 6654 | Rate Constraint in lbs/MMBtu | FALSE | L | Annual | Allowances Purchased SO2 | Thousand Tons | 0 | 0 | 0 | 0 | 0 | 0 | 0 | 0
BART SO2 Annual- Sherburne County 2- v5.16 | 170 | 6654 | Rate Constraint in lbs/MMBtu | FALSE | L | Annual | Allowances Sold SO2 | Thousand Tons | 0 | 0 | 0 | 0 | 0 | 0 | 0 | 0
BART SO2 Annual- Sherburne County 2- v5.16 | 170 | 6654 | Rate Constraint in lbs/MMBtu | FALSE | L | Annual | Allowances Banked | Thousand Tons | 0 | 0 | 0 | 0 | 0 | 0 | 0 | 0
BART SO2 Annual- Sherburne County 2- v5.16 | 170 | 6654 | Rate Constraint in lbs/MMBtu | FALSE | L | Annual | Allowances Withdrawn (1:1) | Thousand Tons | 0 | 0 | 0 | 0 | 0 | 0 | 0 | 0
BART SO2 Annual- Sherburne County 2- v5.16 | 170 | 6654 | Rate Constraint in lbs/MMBtu | FALSE | L | Annual | Allowances Withdrawn (n:1) | Thousand Tons | 0 | 0 | 0 | 0 | 0 | 0 | 0 | 0
BART SO2 Annual- Sherburne County 2- v5.16 | 170 | 6654 | Rate Constraint in lbs/MMBtu | FALSE | L | Annual | Net Emissions Allowance Position | Thousand Tons | 0.44625 | 0 | 0 | 0 | 0 | 0 | 0 | 0
BART SO2 Annual- Sherburne County 2- v5.16 | 170 | 6654 | Rate Constraint in lbs/MMBtu | FALSE | L | Annual | Fuel Consumed | TBtu | 43.6598 | 0 | 0 | 0 | 0 | 0 | 0 | 0
BART SO2 Annual- Sherburne County 2- v5.16 | 170 | 6654 | Rate Constraint in lbs/MMBtu | FALSE | L | Annual | Rate | lb/MMBtu | 0.020442 | 0 | 0 | 0 | 0 | 0 | 0 | 0
BART SO2 Annual- Sherburne County 2- v5.16 | 170 | 6654 | Rate Constraint in lbs/MMBtu | FALSE | L | Annual | Generation | TWh | 4.1712 | 0 | 0 | 0 | 0 | 0 | 0 | 0
BART SO2 Annual- Sherburne County 2- v5.16 | 170 | 6654 | Rate Constraint in lbs/MMBtu | FALSE | L | Annual | Qualifying Generation | TWh | 4.1712 | 0 | 0 | 0 | 0 | 0 | 0 | 0
BART SO2 Annual- Sherburne County 2- v5.16 | 170 | 6654 | Rate Constraint in lbs/MMBtu | FALSE | L | Annual | Rate | lb/MWh | 0.21397 | 0 | 0 | 0 | 0 | 0 | 0 | 0
BART SO2 Annual- Sherburne County 2- v5.16 | 170 | 6654 | Rate Constraint in lbs/MMBtu | FALSE | L | Annual | Constraint Shadow Price | US2016$/Ton | 0 | 0 | 0 | 0 | 0 | 0 | 0 | 0
BART SO2 Annual- Sherburne County 3- v5.16 | 171 | 6655 | Rate Constraint in lbs/MMBtu | FALSE | L | Annual | Seasons Included | Seasons | Winter, WintShld, Summer | Winter, WintShld, Summer | Winter, WintShld, Summer | Winter, WintShld, Summer | Winter, WintShld, Summer | Winter, WintShld, Summer | Winter, WintShld, Summer | Winter, WintShld, Summer
BART SO2 Annual- Sherburne County 3- v5.16 | 171 | 6655 | Rate Constraint in lbs/MMBtu | FALSE | L | Annual | Standard SO2 | lb/MMBtu | 0.29 | 0.29 | 0.29 | 0.29 | 0.29 | 0.29 | 0.29 | 0.29
BART SO2 Annual- Sherburne County 3- v5.16 | 171 | 6655 | Rate Constraint in lbs/MMBtu | FALSE | L | Annual | Emissions at Affected Plants SO2 | Thousand Tons | 6.014 | 5.3423 | 8.663 | 8.663 | 0.028402 | 0.028402 | 0.027015 | 0.018363
BART SO2 Annual- Sherburne County 3- v5.16 | 171 | 6655 | Rate Constraint in lbs/MMBtu | FALSE | L | Annual | Allowances Purchased SO2 | Thousand Tons | 0 | 0 | 0 | 0 | 0 | 0 | 0 | 0
BART SO2 Annual- Sherburne County 3- v5.16 | 171 | 6655 | Rate Constraint in lbs/MMBtu | FALSE | L | Annual | Allowances Sold SO2 | Thousand Tons | 0 | 0 | 0 | 0 | 0 | 0 | 0 | 0
BART SO2 Annual- Sherburne County 3- v5.16 | 171 | 6655 | Rate Constraint in lbs/MMBtu | FALSE | L | Annual | Allowances Banked | Thousand Tons | 0 | 0 | 0 | 0 | 0 | 0 | 0 | 0
BART SO2 Annual- Sherburne County 3- v5.16 | 171 | 6655 | Rate Constraint in lbs/MMBtu | FALSE | L | Annual | Allowances Withdrawn (1:1) | Thousand Tons | 0 | 0 | 0 | 0 | 0 | 0 | 0 | 0
BART SO2 Annual- Sherburne County 3- v5.16 | 171 | 6655 | Rate Constraint in lbs/MMBtu | FALSE | L | Annual | Allowances Withdrawn (n:1) | Thousand Tons | 0 | 0 | 0 | 0 | 0 | 0 | 0 | 0
BART SO2 Annual- Sherburne County 3- v5.16 | 171 | 6655 | Rate Constraint in lbs/MMBtu | FALSE | L | Annual | Net Emissions Allowance Position | Thousand Tons | 6.014 | 5.3423 | 8.663 | 8.663 | 0.028402 | 0.028402 | 0.027015 | 0.018363
BART SO2 Annual- Sherburne County 3- v5.16 | 171 | 6655 | Rate Constraint in lbs/MMBtu | FALSE | L | Annual | Fuel Consumed | TBtu | 60.7019 | 64.4974 | 63.9814 | 63.9814 | 0.20977 | 0.20977 | 0.19952 | 0.13562
BART SO2 Annual- Sherburne County 3- v5.16 | 171 | 6655 | Rate Constraint in lbs/MMBtu | FALSE | L | Annual | Rate | lb/MMBtu | 0.19815 | 0.16566 | 0.2708 | 0.2708 | 0.2708 | 0.2708 | 0.2708 | 0.2708
BART SO2 Annual- Sherburne County 3- v5.16 | 171 | 6655 | Rate Constraint in lbs/MMBtu | FALSE | L | Annual | Generation | TWh | 5.9049 | 6.2741 | 6.2741 | 6.2741 | 0.02057 | 0.02057 | 0.019565 | 0.013299
BART SO2 Annual- Sherburne County 3- v5.16 | 171 | 6655 | Rate Constraint in lbs/MMBtu | FALSE | L | Annual | Qualifying Generation | TWh | 5.9049 | 6.2741 | 6.2741 | 6.2741 | 0.02057 | 0.02057 | 0.019565 | 0.013299
BART SO2 Annual- Sherburne County 3- v5.16 | 171 | 6655 | Rate Constraint in lbs/MMBtu | FALSE | L | Annual | Rate | lb/MWh | 2.037 | 1.703 | 2.7615 | 2.7615 | 2.7615 | 2.7615 | 2.7615 | 2.7615
BART SO2 Annual- Sherburne County 3- v5.16 | 171 | 6655 | Rate Constraint in lbs/MMBtu | FALSE | L | Annual | Constraint Shadow Price | US2016$/Ton | 0 | 0 | 0 | 0 | 0 | 0 | 0 | 0
BART SO2 Annual- Transalta Centralia 1,2- v5.16 | 172 | 6729 | Rate Constraint in MTons | FALSE | L | Annual | Seasons Included | Seasons | Winter, WintShld, Summer | Winter, WintShld, Summer | Winter, WintShld, Summer | Winter, WintShld, Summer | Winter, WintShld, Summer | Winter, WintShld, Summer | Winter, WintShld, Summer | Winter, WintShld, Summer
BART SO2 Annual- Transalta Centralia 1,2- v5.16 | 172 | 6729 | Rate Constraint in MTons | FALSE | L | Annual | Standard SO2 | Thousand Tons | 10 | 10 | 10 | 10 | 10 | 10 | 10 | 10
BART SO2 Annual- Transalta Centralia 1,2- v5.16 | 172 | 6729 | Rate Constraint in MTons | FALSE | L | Annual | Emissions at Affected Plants SO2 | Thousand Tons | 0 | 0 | 0 | 0 | 0 | 0 | 0 | 0
BART SO2 Annual- Transalta Centralia 1,2- v5.16 | 172 | 6729 | Rate Constraint in MTons | FALSE | L | Annual | Allowances Purchased SO2 | Thousand Tons | 0 | 0 | 0 | 0 | 0 | 0 | 0 | 0
BART SO2 Annual- Transalta Centralia 1,2- v5.16 | 172 | 6729 | Rate Constraint in MTons | FALSE | L | Annual | Allowances Sold SO2 | Thousand Tons | 0 | 0 | 0 | 0 | 0 | 0 | 0 | 0
BART SO2 Annual- Transalta Centralia 1,2- v5.16 | 172 | 6729 | Rate Constraint in MTons | FALSE | L | Annual | Allowances Banked | Thousand Tons | 0 | 0 | 0 | 0 | 0 | 0 | 0 | 0
BART SO2 Annual- Transalta Centralia 1,2- v5.16 | 172 | 6729 | Rate Constraint in MTons | FALSE | L | Annual | Allowances Withdrawn (1:1) | Thousand Tons | 0 | 0 | 0 | 0 | 0 | 0 | 0 | 0
BART SO2 Annual- Transalta Centralia 1,2- v5.16 | 172 | 6729 | Rate Constraint in MTons | FALSE | L | Annual | Allowances Withdrawn (n:1) | Thousand Tons | 0 | 0 | 0 | 0 | 0 | 0 | 0 | 0
BART SO2 Annual- Transalta Centralia 1,2- v5.16 | 172 | 6729 | Rate Constraint in MTons | FALSE | L | Annual | Net Emissions Allowance Position | Thousand Tons | 0 | 0 | 0 | 0 | 0 | 0 | 0 | 0
BART SO2 Annual- Transalta Centralia 1,2- v5.16 | 172 | 6729 | Rate Constraint in MTons | FALSE | L | Annual | Fuel Consumed | TBtu | 0 | 0 | 0 | 0 | 0 | 0 | 0 | 0
BART SO2 Annual- Transalta Centralia 1,2- v5.16 | 172 | 6729 | Rate Constraint in MTons | FALSE | L | Annual | Rate | lb/MMBtu | 0 | 0 | 0 | 0 | 0 | 0 | 0 | 0
BART SO2 Annual- Transalta Centralia 1,2- v5.16 | 172 | 6729 | Rate Constraint in MTons | FALSE | L | Annual | Generation | TWh | 0 | 0 | 0 | 0 | 0 | 0 | 0 | 0
BART SO2 Annual- Transalta Centralia 1,2- v5.16 | 172 | 6729 | Rate Constraint in MTons | FALSE | L | Annual | Qualifying Generation | TWh | 0 | 0 | 0 | 0 | 0 | 0 | 0 | 0
BART SO2 Annual- Transalta Centralia 1,2- v5.16 | 172 | 6729 | Rate Constraint in MTons | FALSE | L | Annual | Rate | lb/MWh | 0 | 0 | 0 | 0 | 0 | 0 | 0 | 0
BART SO2 Annual- Transalta Centralia 1,2- v5.16 | 172 | 6729 | Rate Constraint in MTons | FALSE | L | Annual | Constraint Shadow Price | US2016$/Ton | 0 | 0 | 0 | 0 | 0 | 0 | 0 | 0
BART SO2 Annual-Apache Station 2 -v5.13 | 175 | 5867 | Rate Constraint in lbs/MMBtu | FALSE | L | Annual | Seasons Included | Seasons | Winter, WintShld, Summer | Winter, WintShld, Summer | Winter, WintShld, Summer | Winter, WintShld, Summer | Winter, WintShld, Summer | Winter, WintShld, Summer | Winter, WintShld, Summer | Winter, WintShld, Summer
BART SO2 Annual-Apache Station 2 -v5.13 | 175 | 5867 | Rate Constraint in lbs/MMBtu | FALSE | L | Annual | Standard SO2 | lb/MMBtu | 0.00064 | 0.00064 | 0.00064 | 0.00064 | 0.00064 | 0.00064 | 0.00064 | 0.00064
BART SO2 Annual-Apache Station 2 -v5.13 | 175 | 5867 | Rate Constraint in lbs/MMBtu | FALSE | L | Annual | Emissions at Affected Plants SO2 | Thousand Tons | 0 | 0 | 0 | 0 | 0 | 0 | 0 | 0
BART SO2 Annual-Apache Station 2 -v5.13 | 175 | 5867 | Rate Constraint in lbs/MMBtu | FALSE | L | Annual | Allowances Purchased SO2 | Thousand Tons | 0 | 0 | 0 | 0 | 0 | 0 | 0 | 0
BART SO2 Annual-Apache Station 2 -v5.13 | 175 | 5867 | Rate Constraint in lbs/MMBtu | FALSE | L | Annual | Allowances Sold SO2 | Thousand Tons | 0 | 0 | 0 | 0 | 0 | 0 | 0 | 0
BART SO2 Annual-Apache Station 2 -v5.13 | 175 | 5867 | Rate Constraint in lbs/MMBtu | FALSE | L | Annual | Allowances Banked | Thousand Tons | 0 | 0 | 0 | 0 | 0 | 0 | 0 | 0
BART SO2 Annual-Apache Station 2 -v5.13 | 175 | 5867 | Rate Constraint in lbs/MMBtu | FALSE | L | Annual | Allowances Withdrawn (1:1) | Thousand Tons | 0 | 0 | 0 | 0 | 0 | 0 | 0 | 0
BART SO2 Annual-Apache Station 2 -v5.13 | 175 | 5867 | Rate Constraint in lbs/MMBtu | FALSE | L | Annual | Allowances Withdrawn (n:1) | Thousand Tons | 0 | 0 | 0 | 0 | 0 | 0 | 0 | 0
BART SO2 Annual-Apache Station 2 -v5.13 | 175 | 5867 | Rate Constraint in lbs/MMBtu | FALSE | L | Annual | Net Emissions Allowance Position | Thousand Tons | 0 | 0 | 0 | 0 | 0 | 0 | 0 | 0
BART SO2 Annual-Apache Station 2 -v5.13 | 175 | 5867 | Rate Constraint in lbs/MMBtu | FALSE | L | Annual | Fuel Consumed | TBtu | 0 | 0 | 0 | 0.069084 | 0.31419 | 0.31419 | 0.31419 | 0.31419
BART SO2 Annual-Apache Station 2 -v5.13 | 175 | 5867 | Rate Constraint in lbs/MMBtu | FALSE | L | Annual | Rate | lb/MMBtu | 0 | 0 | 0 | 0 | 0 | 0 | 0 | 0
BART SO2 Annual-Apache Station 2 -v5.13 | 175 | 5867 | Rate Constraint in lbs/MMBtu | FALSE | L | Annual | Generation | TWh | 0 | 0 | 0 | 0.0063229 | 0.028757 | 0.028757 | 0.028757 | 0.028757
BART SO2 Annual-Apache Station 2 -v5.13 | 175 | 5867 | Rate Constraint in lbs/MMBtu | FALSE | L | Annual | Qualifying Generation | TWh | 0 | 0 | 0 | 0.0063229 | 0.028757 | 0.028757 | 0.028757 | 0.028757
BART SO2 Annual-Apache Station 2 -v5.13 | 175 | 5867 | Rate Constraint in lbs/MMBtu | FALSE | L | Annual | Rate | lb/MWh | 0 | 0 | 0 | 0 | 0 | 0 | 0 | 0
BART SO2 Annual-Apache Station 2 -v5.13 | 175 | 5867 | Rate Constraint in lbs/MMBtu | FALSE | L | Annual | Constraint Shadow Price | US2016$/Ton | 0 | 0 | 0 | 0 | 0 | 0 | 0 | 0
BART SO2 Annual-Apache Station 3 -v5.13 | 176 | 5868 | Rate Constraint in lbs/MMBtu | FALSE | L | Annual | Seasons Included | Seasons | Winter, WintShld, Summer | Winter, WintShld, Summer | Winter, WintShld, Summer | Winter, WintShld, Summer | Winter, WintShld, Summer | Winter, WintShld, Summer | Winter, WintShld, Summer | Winter, WintShld, Summer
BART SO2 Annual-Apache Station 3 -v5.13 | 176 | 5868 | Rate Constraint in lbs/MMBtu | FALSE | L | Annual | Standard SO2 | lb/MMBtu | 0.15 | 0.15 | 0.15 | 0.15 | 0.15 | 0.15 | 0.15 | 0.15
BART SO2 Annual-Apache Station 3 -v5.13 | 176 | 5868 | Rate Constraint in lbs/MMBtu | FALSE | L | Annual | Emissions at Affected Plants SO2 | Thousand Tons | 0 | 0 | 0 | 0 | 0.095654 | 0.14702 | 0.24663 | 0.10223
BART SO2 Annual-Apache Station 3 -v5.13 | 176 | 5868 | Rate Constraint in lbs/MMBtu | FALSE | L | Annual | Allowances Purchased SO2 | Thousand Tons | 0 | 0 | 0 | 0 | 0 | 0 | 0 | 0
BART SO2 Annual-Apache Station 3 -v5.13 | 176 | 5868 | Rate Constraint in lbs/MMBtu | FALSE | L | Annual | Allowances Sold SO2 | Thousand Tons | 0 | 0 | 0 | 0 | 0 | 0 | 0 | 0
BART SO2 Annual-Apache Station 3 -v5.13 | 176 | 5868 | Rate Constraint in lbs/MMBtu | FALSE | L | Annual | Allowances Banked | Thousand Tons | 0 | 0 | 0 | 0 | 0 | 0 | 0 | 0
BART SO2 Annual-Apache Station 3 -v5.13 | 176 | 5868 | Rate Constraint in lbs/MMBtu | FALSE | L | Annual | Allowances Withdrawn (1:1) | Thousand Tons | 0 | 0 | 0 | 0 | 0 | 0 | 0 | 0
BART SO2 Annual-Apache Station 3 -v5.13 | 176 | 5868 | Rate Constraint in lbs/MMBtu | FALSE | L | Annual | Allowances Withdrawn (n:1) | Thousand Tons | 0 | 0 | 0 | 0 | 0 | 0 | 0 | 0
BART SO2 Annual-Apache Station 3 -v5.13 | 176 | 5868 | Rate Constraint in lbs/MMBtu | FALSE | L | Annual | Net Emissions Allowance Position | Thousand Tons | 0 | 0 | 0 | 0 | 0.095654 | 0.14702 | 0.24663 | 0.10223
BART SO2 Annual-Apache Station 3 -v5.13 | 176 | 5868 | Rate Constraint in lbs/MMBtu | FALSE | L | Annual | Fuel Consumed | TBtu | 0 | 0 | 0 | 0 | 2.4418 | 3.753 | 6.2958 | 2.6095
BART SO2 Annual-Apache Station 3 -v5.13 | 176 | 5868 | Rate Constraint in lbs/MMBtu | FALSE | L | Annual | Rate | lb/MMBtu | 0 | 0 | 0 | 0 | 0.078348 | 0.078348 | 0.078348 | 0.078348
BART SO2 Annual-Apache Station 3 -v5.13 | 176 | 5868 | Rate Constraint in lbs/MMBtu | FALSE | L | Annual | Generation | TWh | 0 | 0 | 0 | 0 | 0.21912 | 0.33678 | 0.56496 | 0.23417
BART SO2 Annual-Apache Station 3 -v5.13 | 176 | 5868 | Rate Constraint in lbs/MMBtu | FALSE | L | Annual | Qualifying Generation | TWh | 0 | 0 | 0 | 0 | 0.21912 | 0.33678 | 0.56496 | 0.23417
BART SO2 Annual-Apache Station 3 -v5.13 | 176 | 5868 | Rate Constraint in lbs/MMBtu | FALSE | L | Annual | Rate | lb/MWh | 0 | 0 | 0 | 0 | 0.87309 | 0.87309 | 0.87309 | 0.87309
BART SO2 Annual-Apache Station 3 -v5.13 | 176 | 5868 | Rate Constraint in lbs/MMBtu | FALSE | L | Annual | Constraint Shadow Price | US2016$/Ton | 0 | 0 | 0 | 0 | 0 | 0 | 0 | 0
BART SO2 Annual-Campbell 1 -v5.14 | 177 | 6117 | Rate Constraint in lbs/MMBtu | FALSE | L | Annual | Seasons Included | Seasons | Winter, WintShld, Summer | Winter, WintShld, Summer | Winter, WintShld, Summer | Winter, WintShld, Summer | Winter, WintShld, Summer | Winter, WintShld, Summer | Winter, WintShld, Summer | Winter, WintShld, Summer
BART SO2 Annual-Campbell 1 -v5.14 | 177 | 6117 | Rate Constraint in lbs/MMBtu | FALSE | L | Annual | Standard SO2 | lb/MMBtu | 0.29 | 0.29 | 0.29 | 0.29 | 0.29 | 0.29 | 0.29 | 0.29
BART SO2 Annual-Campbell 1 -v5.14 | 177 | 6117 | Rate Constraint in lbs/MMBtu | FALSE | L | Annual | Emissions at Affected Plants SO2 | Thousand Tons | 0.74752 | 0.99056 | 1.4853 | 1.4853 | 1.3428 | 1.3428 | 1.2947 | 0
BART SO2 Annual-Campbell 1 -v5.14 | 177 | 6117 | Rate Constraint in lbs/MMBtu | FALSE | L | Annual | Allowances Purchased SO2 | Thousand Tons | 0 | 0 | 0 | 0 | 0 | 0 | 0 | 0
BART SO2 Annual-Campbell 1 -v5.14 | 177 | 6117 | Rate Constraint in lbs/MMBtu | FALSE | L | Annual | Allowances Sold SO2 | Thousand Tons | 0 | 0 | 0 | 0 | 0 | 0 | 0 | 0
BART SO2 Annual-Campbell 1 -v5.14 | 177 | 6117 | Rate Constraint in lbs/MMBtu | FALSE | L | Annual | Allowances Banked | Thousand Tons | 0 | 0 | 0 | 0 | 0 | 0 | 0 | 0
BART SO2 Annual-Campbell 1 -v5.14 | 177 | 6117 | Rate Constraint in lbs/MMBtu | FALSE | L | Annual | Allowances Withdrawn (1:1) | Thousand Tons | 0 | 0 | 0 | 0 | 0 | 0 | 0 | 0
BART SO2 Annual-Campbell 1 -v5.14 | 177 | 6117 | Rate Constraint in lbs/MMBtu | FALSE | L | Annual | Allowances Withdrawn (n:1) | Thousand Tons | 0 | 0 | 0 | 0 | 0 | 0 | 0 | 0
BART SO2 Annual-Campbell 1 -v5.14 | 177 | 6117 | Rate Constraint in lbs/MMBtu | FALSE | L | Annual | Net Emissions Allowance Position | Thousand Tons | 0.74752 | 0.99056 | 1.4853 | 1.4853 | 1.3428 | 1.3428 | 1.2947 | 0
BART SO2 Annual-Campbell 1 -v5.14 | 177 | 6117 | Rate Constraint in lbs/MMBtu | FALSE | L | Annual | Fuel Consumed | TBtu | 7.1558 | 9.4824 | 10.2431 | 10.2431 | 9.2605 | 9.2605 | 8.9288 | 0
BART SO2 Annual-Campbell 1 -v5.14 | 177 | 6117 | Rate Constraint in lbs/MMBtu | FALSE | L | Annual | Rate | lb/MMBtu | 0.20893 | 0.20893 | 0.29 | 0.29 | 0.29 | 0.29 | 0.29 | 0
BART SO2 Annual-Campbell 1 -v5.14 | 177 | 6117 | Rate Constraint in lbs/MMBtu | FALSE | L | Annual | Generation | TWh | 0.67117 | 0.88939 | 0.96849 | 0.96849 | 0.87558 | 0.87558 | 0.84422 | 0
BART SO2 Annual-Campbell 1 -v5.14 | 177 | 6117 | Rate Constraint in lbs/MMBtu | FALSE | L | Annual | Qualifying Generation | TWh | 0.67117 | 0.88939 | 0.96849 | 0.96849 | 0.87558 | 0.87558 | 0.84422 | 0
BART SO2 Annual-Campbell 1 -v5.14 | 177 | 6117 | Rate Constraint in lbs/MMBtu | FALSE | L | Annual | Rate | lb/MWh | 2.2275 | 2.2275 | 3.0672 | 3.0672 | 3.0672 | 3.0672 | 3.0672 | 0
BART SO2 Annual-Campbell 1 -v5.14 | 177 | 6117 | Rate Constraint in lbs/MMBtu | FALSE | L | Annual | Constraint Shadow Price | US2016$/Ton | 0 | 0 | 270.1043 | 1306.9587 | 0 | 1267.9907 | 1056.8071 | 0
BART SO2 Annual-Campbell 2 -v5.14 | 178 | 6118 | Rate Constraint in lbs/MMBtu | FALSE | L | Annual | Seasons Included | Seasons | Winter, WintShld, Summer | Winter, WintShld, Summer | Winter, WintShld, Summer | Winter, WintShld, Summer | Winter, WintShld, Summer | Winter, WintShld, Summer | Winter, WintShld, Summer | Winter, WintShld, Summer
BART SO2 Annual-Campbell 2 -v5.14 | 178 | 6118 | Rate Constraint in lbs/MMBtu | FALSE | L | Annual | Standard SO2 | lb/MMBtu | 0.32 | 0.32 | 0.32 | 0.32 | 0.32 | 0.32 | 0.32 | 0.32
BART SO2 Annual-Campbell 2 -v5.14 | 178 | 6118 | Rate Constraint in lbs/MMBtu | FALSE | L | Annual | Emissions at Affected Plants SO2 | Thousand Tons | 0.22755 | 1.0446 | 1.8819 | 2.219 | 1.9599 | 1.9599 | 1.7843 | 0
BART SO2 Annual-Campbell 2 -v5.14 | 178 | 6118 | Rate Constraint in lbs/MMBtu | FALSE | L | Annual | Allowances Purchased SO2 | Thousand Tons | 0 | 0 | 0 | 0 | 0 | 0 | 0 | 0
BART SO2 Annual-Campbell 2 -v5.14 | 178 | 6118 | Rate Constraint in lbs/MMBtu | FALSE | L | Annual | Allowances Sold SO2 | Thousand Tons | 0 | 0 | 0 | 0 | 0 | 0 | 0 | 0
BART SO2 Annual-Campbell 2 -v5.14 | 178 | 6118 | Rate Constraint in lbs/MMBtu | FALSE | L | Annual | Allowances Banked | Thousand Tons | 0 | 0 | 0 | 0 | 0 | 0 | 0 | 0
BART SO2 Annual-Campbell 2 -v5.14 | 178 | 6118 | Rate Constraint in lbs/MMBtu | FALSE | L | Annual | Allowances Withdrawn (1:1) | Thousand Tons | 0 | 0 | 0 | 0 | 0 | 0 | 0 | 0
BART SO2 Annual-Campbell 2 -v5.14 | 178 | 6118 | Rate Constraint in lbs/MMBtu | FALSE | L | Annual | Allowances Withdrawn (n:1) | Thousand Tons | 0 | 0 | 0 | 0 | 0 | 0 | 0 | 0
BART SO2 Annual-Campbell 2 -v5.14 | 178 | 6118 | Rate Constraint in lbs/MMBtu | FALSE | L | Annual | Net Emissions Allowance Position | Thousand Tons | 0.22755 | 1.0446 | 1.8819 | 2.219 | 1.9599 | 1.9599 | 1.7843 | 0
BART SO2 Annual-Campbell 2 -v5.14 | 178 | 6118 | Rate Constraint in lbs/MMBtu | FALSE | L | Annual | Fuel Consumed | TBtu | 2.1783 | 9.9996 | 11.7617 | 13.869 | 12.2495 | 12.2495 | 11.1521 | 0
BART SO2 Annual-Campbell 2 -v5.14 | 178 | 6118 | Rate Constraint in lbs/MMBtu | FALSE | L | Annual | Rate | lb/MMBtu | 0.20893 | 0.20893 | 0.32 | 0.32 | 0.32 | 0.32 | 0.32 | 0
BART SO2 Annual-Campbell 2 -v5.14 | 178 | 6118 | Rate Constraint in lbs/MMBtu | FALSE | L | Annual | Generation | TWh | 0.20151 | 0.92505 | 1.0968 | 1.2934 | 1.1423 | 1.1423 | 1.04 | 0
BART SO2 Annual-Campbell 2 -v5.14 | 178 | 6118 | Rate Constraint in lbs/MMBtu | FALSE | L | Annual | Qualifying Generation | TWh | 0.20151 | 0.92505 | 1.0968 | 1.2934 | 1.1423 | 1.1423 | 1.04 | 0
BART SO2 Annual-Campbell 2 -v5.14 | 178 | 6118 | Rate Constraint in lbs/MMBtu | FALSE | L | Annual | Rate | lb/MWh | 2.2585 | 2.2585 | 3.4314 | 3.4314 | 3.4314 | 3.4314 | 3.4314 | 0
BART SO2 Annual-Campbell 2 -v5.14 | 178 | 6118 | Rate Constraint in lbs/MMBtu | FALSE | L | Annual | Constraint Shadow Price | US2016$/Ton | 0 | 0 | 270.1043 | 1306.9587 | 1395.9754 | 1267.9907 | 0 | 3.2696
BART SO2 Annual-Campbell 3 -v5.14 | 179 | 6119 | Rate Constraint in lbs/MMBtu | FALSE | L | Annual | Seasons Included | Seasons | Winter, WintShld, Summer | Winter, WintShld, Summer | Winter, WintShld, Summer | Winter, WintShld, Summer | Winter, WintShld, Summer | Winter, WintShld, Summer | Winter, WintShld, Summer | Winter, WintShld, Summer
BART SO2 Annual-Campbell 3 -v5.14 | 179 | 6119 | Rate Constraint in lbs/MMBtu | FALSE | L | Annual | Standard SO2 | lb/MMBtu | 0.07 | 0.07 | 0.07 | 0.07 | 0.07 | 0.07 | 0.07 | 0.07
BART SO2 Annual-Campbell 3 -v5.14 | 179 | 6119 | Rate Constraint in lbs/MMBtu | FALSE | L | Annual | Emissions at Affected Plants SO2 | Thousand Tons | 1.4681 | 1.4479 | 1.4835 | 1.6901 | 1.4798 | 1.4886 | 1.1465 | 0.87299
BART SO2 Annual-Campbell 3 -v5.14 | 179 | 6119 | Rate Constraint in lbs/MMBtu | FALSE | L | Annual | Allowances Purchased SO2 | Thousand Tons | 0 | 0 | 0 | 0 | 0 | 0 | 0 | 0
BART SO2 Annual-Campbell 3 -v5.14 | 179 | 6119 | Rate Constraint in lbs/MMBtu | FALSE | L | Annual | Allowances Sold SO2 | Thousand Tons | 0 | 0 | 0 | 0 | 0 | 0 | 0 | 0
BART SO2 Annual-Campbell 3 -v5.14 | 179 | 6119 | Rate Constraint in lbs/MMBtu | FALSE | L | Annual | Allowances Banked | Thousand Tons | 0 | 0 | 0 | 0 | 0 | 0 | 0 | 0
BART SO2 Annual-Campbell 3 -v5.14 | 179 | 6119 | Rate Constraint in lbs/MMBtu | FALSE | L | Annual | Allowances Withdrawn (1:1) | Thousand Tons | 0 | 0 | 0 | 0 | 0 | 0 | 0 | 0
BART SO2 Annual-Campbell 3 -v5.14 | 179 | 6119 | Rate Constraint in lbs/MMBtu | FALSE | L | Annual | Allowances Withdrawn (n:1) | Thousand Tons | 0 | 0 | 0 | 0 | 0 | 0 | 0 | 0
BART SO2 Annual-Campbell 3 -v5.14 | 179 | 6119 | Rate Constraint in lbs/MMBtu | FALSE | L | Annual | Net Emissions Allowance Position | Thousand Tons | 1.4681 | 1.4479 | 1.4835 | 1.6901 | 1.4798 | 1.4886 | 1.1465 | 0.87299
BART SO2 Annual-Campbell 3 -v5.14 | 179 | 6119 | Rate Constraint in lbs/MMBtu | FALSE | L | Annual | Fuel Consumed | TBtu | 54.7779 | 54.0221 | 55.35 | 63.0589 | 55.2116 | 55.5398 | 42.7766 | 32.5722
BART SO2 Annual-Campbell 3 -v5.14 | 179 | 6119 | Rate Constraint in lbs/MMBtu | FALSE | L | Annual | Rate | lb/MMBtu | 0.053603 | 0.053603 | 0.053603 | 0.053603 | 0.053603 | 0.053603 | 0.053603 | 0.053603
BART SO2 Annual-Campbell 3 -v5.14 | 179 | 6119 | Rate Constraint in lbs/MMBtu | FALSE | L | Annual | Generation | TWh | 5.1597 | 5.0885 | 5.2556 | 5.9876 | 5.2425 | 5.2736 | 4.0617 | 3.0928
BART SO2 Annual-Campbell 3 -v5.14 | 179 | 6119 | Rate Constraint in lbs/MMBtu | FALSE | L | Annual | Qualifying Generation | TWh | 5.1597 | 5.0885 | 5.2556 | 5.9876 | 5.2425 | 5.2736 | 4.0617 | 3.0928
BART SO2 Annual-Campbell 3 -v5.14 | 179 | 6119 | Rate Constraint in lbs/MMBtu | FALSE | L | Annual | Rate | lb/MWh | 0.56908 | 0.56908 | 0.56453 | 0.56453 | 0.56453 | 0.56453 | 0.56453 | 0.56453
BART SO2 Annual-Campbell 3 -v5.14 | 179 | 6119 | Rate Constraint in lbs/MMBtu | FALSE | L | Annual | Constraint Shadow Price | US2016$/Ton | 0 | 0 | 0 | 0 | 0 | 0 | 0 | 0
BART SO2 Annual-Cherokee 4 -v5.13 | 180 | 5874 | Rate Constraint in MTons | FALSE | L | Annual | Seasons Included | Seasons | Winter, WintShld, Summer | Winter, WintShld, Summer | Winter, WintShld, Summer | Winter, WintShld, Summer | Winter, WintShld, Summer | Winter, WintShld, Summer | Winter, WintShld, Summer | Winter, WintShld, Summer
BART SO2 Annual-Cherokee 4 -v5.13 | 180 | 5874 | Rate Constraint in MTons | FALSE | L | Annual | Standard SO2 | Thousand Tons | 0.00781 | 0.00781 | 0.00781 | 0.00781 | 0.00781 | 0.00781 | 0.00781 | 0.00781
BART SO2 Annual-Cherokee 4 -v5.13 | 180 | 5874 | Rate Constraint in MTons | FALSE | L | Annual | Emissions at Affected Plants SO2 | Thousand Tons | 0 | 0 | 0 | 0 | 0 | 0 | 0 | 0
BART SO2 Annual-Cherokee 4 -v5.13 | 180 | 5874 | Rate Constraint in MTons | FALSE | L | Annual | Allowances Purchased SO2 | Thousand Tons | 0 | 0 | 0 | 0 | 0 | 0 | 0 | 0
BART SO2 Annual-Cherokee 4 -v5.13 | 180 | 5874 | Rate Constraint in MTons | FALSE | L | Annual | Allowances Sold SO2 | Thousand Tons | 0 | 0 | 0 | 0 | 0 | 0 | 0 | 0
BART SO2 Annual-Cherokee 4 -v5.13 | 180 | 5874 | Rate Constraint in MTons | FALSE | L | Annual | Allowances Banked | Thousand Tons | 0 | 0 | 0 | 0 | 0 | 0 | 0 | 0
BART SO2 Annual-Cherokee 4 -v5.13 | 180 | 5874 | Rate Constraint in MTons | FALSE | L | Annual | Allowances Withdrawn (1:1) | Thousand Tons | 0 | 0 | 0 | 0 | 0 | 0 | 0 | 0
BART SO2 Annual-Cherokee 4 -v5.13 | 180 | 5874 | Rate Constraint in MTons | FALSE | L | Annual | Allowances Withdrawn (n:1) | Thousand Tons | 0 | 0 | 0 | 0 | 0 | 0 | 0 | 0
BART SO2 Annual-Cherokee 4 -v5.13 | 180 | 5874 | Rate Constraint in MTons | FALSE | L | Annual | Net Emissions Allowance Position | Thousand Tons | 0 | 0 | 0 | 0 | 0 | 0 | 0 | 0
BART SO2 Annual-Cherokee 4 -v5.13 | 180 | 5874 | Rate Constraint in MTons | FALSE | L | Annual | Fuel Consumed | TBtu | 1.1147 | 2.1632 | 2.298 | 3.2475 | 3.7415 | 4.7218 | 3.477 | 3.5532
BART SO2 Annual-Cherokee 4 -v5.13 | 180 | 5874 | Rate Constraint in MTons | FALSE | L | Annual | Rate | lb/MMBtu | 0 | 0 | 0 | 0 | 0 | 0 | 0 | 0
BART SO2 Annual-Cherokee 4 -v5.13 | 180 | 5874 | Rate Constraint in MTons | FALSE | L | Annual | Generation | TWh | 0.10508 | 0.20392 | 0.21663 | 0.30614 | 0.35271 | 0.44512 | 0.32777 | 0.33496
BART SO2 Annual-Cherokee 4 -v5.13 | 180 | 5874 | Rate Constraint in MTons | FALSE | L | Annual | Qualifying Generation | TWh | 0.10508 | 0.20392 | 0.21663 | 0.30614 | 0.35271 | 0.44512 | 0.32777 | 0.33496
BART SO2 Annual-Cherokee 4 -v5.13 | 180 | 5874 | Rate Constraint in MTons | FALSE | L | Annual | Rate | lb/MWh | 0 | 0 | 0 | 0 | 0 | 0 | 0 | 0
BART SO2 Annual-Cherokee 4 -v5.13 | 180 | 5874 | Rate Constraint in MTons | FALSE | L | Annual | Constraint Shadow Price | US2016$/Ton | 0 | 0 | 0 | 0 | 0 | 0 | 0 | 0
BART SO2 Annual-Cholla 3 -v5.13 | 181 | 5870 | Rate Constraint in lbs/MMBtu | FALSE | L | Annual | Seasons Included | Seasons | Winter, WintShld, Summer | Winter, WintShld, Summer | Winter, WintShld, Summer | Winter, WintShld, Summer | Winter, WintShld, Summer | Winter, WintShld, Summer | Winter, WintShld, Summer | Winter, WintShld, Summer
BART SO2 Annual-Cholla 3 -v5.13 | 181 | 5870 | Rate Constraint in lbs/MMBtu | FALSE | L | Annual | Standard SO2 | lb/MMBtu | 0.15 | 0.15 | 0.0006 | 0.0006 | 0.0006 | 0.0006 | 0.0006 | 0.0006
BART SO2 Annual-Cholla 3 -v5.13 | 181 | 5870 | Rate Constraint in lbs/MMBtu | FALSE | L | Annual | Emissions at Affected Plants SO2 | Thousand Tons | 1.076 | 1.196 | 0 | 0 | 0 | 0 | 0 | 0
BART SO2 Annual-Cholla 3 -v5.13 | 181 | 5870 | Rate Constraint in lbs/MMBtu | FALSE | L | Annual | Allowances Purchased SO2 | Thousand Tons | 0 | 0 | 0 | 0 | 0 | 0 | 0 | 0
BART SO2 Annual-Cholla 3 -v5.13 | 181 | 5870 | Rate Constraint in lbs/MMBtu | FALSE | L | Annual | Allowances Sold SO2 | Thousand Tons | 0 | 0 | 0 | 0 | 0 | 0 | 0 | 0
BART SO2 Annual-Cholla 3 -v5.13 | 181 | 5870 | Rate Constraint in lbs/MMBtu | FALSE | L | Annual | Allowances Banked | Thousand Tons | 0 | 0 | 0 | 0 | 0 | 0 | 0 | 0
BART SO2 Annual-Cholla 3 -v5.13 | 181 | 5870 | Rate Constraint in lbs/MMBtu | FALSE | L | Annual | Allowances Withdrawn (1:1) | Thousand Tons | 0 | 0 | 0 | 0 | 0 | 0 | 0 | 0
BART SO2 Annual-Cholla 3 -v5.13 | 181 | 5870 | Rate Constraint in lbs/MMBtu | FALSE | L | Annual | Allowances Withdrawn (n:1) | Thousand Tons | 0 | 0 | 0 | 0 | 0 | 0 | 0 | 0
BART SO2 Annual-Cholla 3 -v5.13 | 181 | 5870 | Rate Constraint in lbs/MMBtu | FALSE | L | Annual | Net Emissions Allowance Position | Thousand Tons | 1.076 | 1.196 | 0 | 0 | 0 | 0 | 0 | 0
BART SO2 Annual-Cholla 3 -v5.13 | 181 | 5870 | Rate Constraint in lbs/MMBtu | FALSE | L | Annual | Fuel Consumed | TBtu | 18.8675 | 20.9724 | 0 | 0 | 0 | 0 | 0 | 0
BART SO2 Annual-Cholla 3 -v5.13 | 181 | 5870 | Rate Constraint in lbs/MMBtu | FALSE | L | Annual | Rate | lb/MMBtu | 0.11406 | 0.11406 | 0 | 0 | 0 | 0 | 0 | 0
BART SO2 Annual-Cholla 3 -v5.13 | 181 | 5870 | Rate Constraint in lbs/MMBtu | FALSE | L | Annual | Generation | TWh | 1.6855 | 1.8735 | 0 | 0 | 0 | 0 | 0 | 0
BART SO2 Annual-Cholla 3 -v5.13 | 181 | 5870 | Rate Constraint in lbs/MMBtu | FALSE | L | Annual | Qualifying Generation | TWh | 1.6855 | 1.8735 | 0 | 0 | 0 | 0 | 0 | 0
BART SO2 Annual-Cholla 3 -v5.13 | 181 | 5870 | Rate Constraint in lbs/MMBtu | FALSE | L | Annual | Rate | lb/MWh | 1.2768 | 1.2768 | 0 | 0 | 0 | 0 | 0 | 0
BART SO2 Annual-Cholla 3 -v5.13 | 181 | 5870 | Rate Constraint in lbs/MMBtu | FALSE | L | Annual | Constraint Shadow Price | US2016$/Ton | 0 | 0 | 31684.2393 | 63914.5235 | 82592.0025 | 94524.4831 | 4058424.8086 | 74786.9911
BART SO2 Annual-Cholla 4 -v5.13 | 182 | 5871 | Rate Constraint in lbs/MMBtu | FALSE | L | Annual | Seasons Included | Seasons | Winter, WintShld, Summer | Winter, WintShld, Summer | Winter, WintShld, Summer | Winter, WintShld, Summer | Winter, WintShld, Summer | Winter, WintShld, Summer | Winter, WintShld, Summer | Winter, WintShld, Summer
BART SO2 Annual-Cholla 4 -v5.13 | 182 | 5871 | Rate Constraint in lbs/MMBtu | FALSE | L | Annual | Standard SO2 | lb/MMBtu | 0.15 | 0.15 | 0.0006 | 0.0006 | 0.0006 | 0.0006 | 0.0006 | 0.0006
BART SO2 Annual-Cholla 4 -v5.13 | 182 | 5871 | Rate Constraint in lbs/MMBtu | FALSE | L | Annual | Emissions at Affected Plants SO2 | Thousand Tons | 1.721 | 0 | 0 | 0 | 0 | 0 | 0 | 0
BART SO2 Annual-Cholla 4 -v5.13 | 182 | 5871 | Rate Constraint in lbs/MMBtu | FALSE | L | Annual | Allowances Purchased SO2 | Thousand Tons | 0 | 0 | 0 | 0 | 0 | 0 | 0 | 0
BART SO2 Annual-Cholla 4 -v5.13 | 182 | 5871 | Rate Constraint in lbs/MMBtu | FALSE | L | Annual | Allowances Sold SO2 | Thousand Tons | 0 | 0 | 0 | 0 | 0 | 0 | 0 | 0
BART SO2 Annual-Cholla 4 -v5.13 | 182 | 5871 | Rate Constraint in lbs/MMBtu | FALSE | L | Annual | Allowances Banked | Thousand Tons | 0 | 0 | 0 | 0 | 0 | 0 | 0 | 0
BART SO2 Annual-Cholla 4 -v5.13 | 182 | 5871 | Rate Constraint in lbs/MMBtu | FALSE | L | Annual | Allowances Withdrawn (1:1) | Thousand Tons | 0 | 0 | 0 | 0 | 0 | 0 | 0 | 0
BART SO2 Annual-Cholla 4 -v5.13 | 182 | 5871 | Rate Constraint in lbs/MMBtu | FALSE | L | Annual | Allowances Withdrawn (n:1) | Thousand Tons | 0 | 0 | 0 | 0 | 0 | 0 | 0 | 0
BART SO2 Annual-Cholla 4 -v5.13 | 182 | 5871 | Rate Constraint in lbs/MMBtu | FALSE | L | Annual | Net Emissions Allowance Position | Thousand Tons | 1.721 | 0 | 0 | 0 | 0 | 0 | 0 | 0
BART SO2 Annual-Cholla 4 -v5.13 | 182 | 5871 | Rate Constraint in lbs/MMBtu | FALSE | L | Annual | Fuel Consumed | TBtu | 30.1784 | 0 | 0 | 0 | 0 | 0 | 0 | 0
BART SO2 Annual-Cholla 4 -v5.13 | 182 | 5871 | Rate Constraint in lbs/MMBtu | FALSE | L | Annual | Rate | lb/MMBtu | 0.11406 | 0 | 0 | 0 | 0 | 0 | 0 | 0
BART SO2 Annual-Cholla 4 -v5.13 | 182 | 5871 | Rate Constraint in lbs/MMBtu | FALSE | L | Annual | Generation | TWh | 2.7266 | 0 | 0 | 0 | 0 | 0 | 0 | 0
BART SO2 Annual-Cholla 4 -v5.13 | 182 | 5871 | Rate Constraint in lbs/MMBtu | FALSE | L | Annual | Qualifying Generation | TWh | 2.7266 | 0 | 0 | 0 | 0 | 0 | 0 | 0
BART SO2 Annual-Cholla 4 -v5.13 | 182 | 5871 | Rate Constraint in lbs/MMBtu | FALSE | L | Annual | Rate | lb/MWh | 1.2624 | 0 | 0 | 0 | 0 | 0 | 0 | 0
BART SO2 Annual-Cholla 4 -v5.13 | 182 | 5871 | Rate Constraint in lbs/MMBtu | FALSE | L | Annual | Constraint Shadow Price | US2016$/Ton | 0 | 0 | 20791.6225 | 34375.1677 | 57118.1578 | 60968.0319 | 4989960.478 | 42660.2156
BART SO2 Annual-Coronado U1B -v5.13 | 183 | 5872 | Rate Constraint in lbs/MMBtu | FALSE | L | Annual | Seasons Included | Seasons | Winter, WintShld, Summer | Winter, WintShld, Summer | Winter, WintShld, Summer | Winter, WintShld, Summer | Winter, WintShld, Summer | Winter, WintShld, Summer | Winter, WintShld, Summer | Winter, WintShld, Summer
BART SO2 Annual-Coronado U1B -v5.13 | 183 | 5872 | Rate Constraint in lbs/MMBtu | FALSE | L | Annual | Standard SO2 | lb/MMBtu | 0.08 | 0.08 | 0.08 | 0.08 | 0.08 | 0.08 | 0.08 | 0.08
BART SO2 Annual-Coronado U1B -v5.13 | 183 | 5872 | Rate Constraint in lbs/MMBtu | FALSE | L | Annual | Emissions at Affected Plants SO2 | Thousand Tons | 0.77943 | 1.15 | 1.1281 | 0.76462 | 0.76462 | 0.76462 | 0.76462 | 0.76462
BART SO2 Annual-Coronado U1B -v5.13 | 183 | 5872 | Rate Constraint in lbs/MMBtu | FALSE | L | Annual | Allowances Purchased SO2 | Thousand Tons | 0 | 0 | 0 | 0 | 0 | 0 | 0 | 0
BART SO2 Annual-Coronado U1B -v5.13 | 183 | 5872 | Rate Constraint in lbs/MMBtu | FALSE | L | Annual | Allowances Sold SO2 | Thousand Tons | 0 | 0 | 0 | 0 | 0 | 0 | 0 | 0
BART SO2 Annual-Coronado U1B -v5.13 | 183 | 5872 | Rate Constraint in lbs/MMBtu | FALSE | L | Annual | Allowances Banked | Thousand Tons | 0 | 0 | 0 | 0 | 0 | 0 | 0 | 0
BART SO2 Annual-Coronado U1B -v5.13 | 183 | 5872 | Rate Constraint in lbs/MMBtu | FALSE | L | Annual | Allowances Withdrawn (1:1) | Thousand Tons | 0 | 0 | 0 | 0 | 0 | 0 | 0 | 0
BART SO2 Annual-Coronado U1B -v5.13 | 183 | 5872 | Rate Constraint in lbs/MMBtu | FALSE | L | Annual | Allowances Withdrawn (n:1) | Thousand Tons | 0 | 0 | 0 | 0 | 0 | 0 | 0 | 0
BART SO2 Annual-Coronado U1B -v5.13 | 183 | 5872 | Rate Constraint in lbs/MMBtu | FALSE | L | Annual | Net Emissions Allowance Position | Thousand Tons | 0.77943 | 1.15 | 1.1281 | 0.76462 | 0.76462 | 0.76462 | 0.76462 | 0.76462
BART SO2 Annual-Coronado U1B -v5.13 | 183 | 5872 | Rate Constraint in lbs/MMBtu | FALSE | L | Annual | Fuel Consumed | TBtu | 19.4858 | 28.7497 | 28.2035 | 19.1156 | 19.1156 | 19.1156 | 19.1156 | 19.1156
BART SO2 Annual-Coronado U1B -v5.13 | 183 | 5872 | Rate Constraint in lbs/MMBtu | FALSE | L | Annual | Rate | lb/MMBtu | 0.08 | 0.08 | 0.08 | 0.08 | 0.08 | 0.08 | 0.08 | 0.08
BART SO2 Annual-Coronado U1B -v5.13 | 183 | 5872 | Rate Constraint in lbs/MMBtu | FALSE | L | Annual | Generation | TWh | 1.8334 | 2.7051 | 2.7051 | 1.8334 | 1.8334 | 1.8334 | 1.8334 | 1.8334
BART SO2 Annual-Coronado U1B -v5.13 | 183 | 5872 | Rate Constraint in lbs/MMBtu | FALSE | L | Annual | Qualifying Generation | TWh | 1.8334 | 2.7051 | 2.7051 | 1.8334 | 1.8334 | 1.8334 | 1.8334 | 1.8334
BART SO2 Annual-Coronado U1B -v5.13 | 183 | 5872 | Rate Constraint in lbs/MMBtu | FALSE | L | Annual | Rate | lb/MWh | 0.85024 | 0.85024 | 0.83409 | 0.83409 | 0.83409 | 0.83409 | 0.83409 | 0.83409
BART SO2 Annual-Coronado U1B -v5.13 | 183 | 5872 | Rate Constraint in lbs/MMBtu | FALSE | L | Annual | Constraint Shadow Price | US2016$/Ton | 26914.493 | 27780.2411 | 28762.6991 | 29584.3892 | 27593.1667 | 25440.7859 | 23297.7634 | 20281.7497
BART SO2 Annual-Coronado U2B -v5.13 | 184 | 5873 | Rate Constraint in lbs/MMBtu | FALSE | L | Annual | Seasons Included | Seasons | Winter, WintShld, Summer | Winter, WintShld, Summer | Winter, WintShld, Summer | Winter, WintShld, Summer | Winter, WintShld, Summer | Winter, WintShld, Summer | Winter, WintShld, Summer | Winter, WintShld, Summer
BART SO2 Annual-Coronado U2B -v5.13 | 184 | 5873 | Rate Constraint in lbs/MMBtu | FALSE | L | Annual | Standard SO2 | lb/MMBtu | 0.08 | 0.08 | 0.08 | 0.08 | 0.08 | 0.08 | 0.08 | 0.08
BART SO2 Annual-Coronado U2B -v5.13 | 184 | 5873 | Rate Constraint in lbs/MMBtu | FALSE | L | Annual | Emissions at Affected Plants SO2 | Thousand Tons | 0.68079 | 1.1758 | 1.1534 | 0.78176 | 0.78176 | 0.78176 | 0.78176 | 0.78176
BART SO2 Annual-Coronado U2B -v5.13 | 184 | 5873 | Rate Constraint in lbs/MMBtu | FALSE | L | Annual | Allowances Purchased SO2 | Thousand Tons | 0 | 0 | 0 | 0 | 0 | 0 | 0 | 0
BART SO2 Annual-Coronado U2B -v5.13 | 184 | 5873 | Rate Constraint in lbs/MMBtu | FALSE | L | Annual | Allowances Sold SO2 | Thousand Tons | 0 | 0 | 0 | 0 | 0 | 0 | 0 | 0
BART SO2 Annual-Coronado U2B -v5.13 | 184 | 5873 | Rate Constraint in lbs/MMBtu | FALSE | L | Annual | Allowances Banked | Thousand Tons | 0 | 0 | 0 | 0 | 0 | 0 | 0 | 0
BART SO2 Annual-Coronado U2B -v5.13 | 184 | 5873 | Rate Constraint in lbs/MMBtu | FALSE | L | Annual | Allowances Withdrawn (1:1) | Thousand Tons | 0 | 0 | 0 | 0 | 0 | 0 | 0 | 0
BART SO2 Annual-Coronado U2B -v5.13 | 184 | 5873 | Rate Constraint in lbs/MMBtu | FALSE | L | Annual | Allowances Withdrawn (n:1) | Thousand Tons | 0 | 0 | 0 | 0 | 0 | 0 | 0 | 0
BART SO2 Annual-Coronado U2B -v5.13 | 184 | 5873 | Rate Constraint in lbs/MMBtu | FALSE | L | Annual | Net Emissions Allowance Position | Thousand Tons | 0.68079 | 1.1758 | 1.1534 | 0.78176 | 0.78176 | 0.78176 | 0.78176 | 0.78176
BART SO2 Annual-Coronado U2B -v5.13 | 184 | 5873 | Rate Constraint in lbs/MMBtu | FALSE | L | Annual | Fuel Consumed | TBtu | 17.0199 | 29.3942 | 28.8357 | 19.544 | 19.544 | 19.544 | 19.544 | 19.544
BART SO2 Annual-Coronado U2B -v5.13 | 184 | 5873 | Rate Constraint in lbs/MMBtu | FALSE | L | Annual | Rate | lb/MMBtu | 0.08 | 0.08 | 0.08 | 0.08 | 0.08 | 0.08 | 0.08 | 0.08
BART SO2 Annual-Coronado U2B -v5.13 | 184 | 5873 | Rate Constraint in lbs/MMBtu | FALSE | L | Annual | Generation | TWh | 1.5871 | 2.741 | 2.741 | 1.8578 | 1.8578 | 1.8578 | 1.8578 | 1.8578
BART SO2 Annual-Coronado U2B -v5.13 | 184 | 5873 | Rate Constraint in lbs/MMBtu | FALSE | L | Annual | Qualifying Generation | TWh | 1.5871 | 2.741 | 2.741 | 1.8578 | 1.8578 | 1.8578 | 1.8578 | 1.8578
BART SO2 Annual-Coronado U2B -v5.13 | 184 | 5873 | Rate Constraint in lbs/MMBtu | FALSE | L | Annual | Rate | lb/MWh | 0.85792 | 0.85792 | 0.84162 | 0.84162 | 0.84162 | 0.84162 | 0.84162 | 0.84162
BART SO2 Annual-Coronado U2B -v5.13 | 184 | 5873 | Rate Constraint in lbs/MMBtu | FALSE | L | Annual | Constraint Shadow Price | US2016$/Ton | 26914.493 | 27780.2411 | 28762.6991 | 29584.3892 | 27593.1667 | 25440.7859 | 23297.7634 | 20281.7497
BART SO2 Annual-Craig C1 -v5.14 | 185 | 6097 | Rate Constraint in lbs/MMBtu | FALSE | L | Annual | Seasons Included | Seasons | Winter, WintShld, Summer | Winter, WintShld, Summer | Winter, WintShld, Summer | Winter, WintShld, Summer | Winter, WintShld, Summer | Winter, WintShld, Summer | Winter, WintShld, Summer | Winter, WintShld, Summer
BART SO2 Annual-Craig C1 -v5.14 | 185 | 6097 | Rate Constraint in lbs/MMBtu | FALSE | L | Annual | Standard SO2 | lb/MMBtu | 0.11 | 0.11 | 0.11 | 0.11 | 0.11 | 0.11 | 0.11 | 0.11
BART SO2 Annual-Craig C1 -v5.14 | 185 | 6097 | Rate Constraint in lbs/MMBtu | FALSE | L | Annual | Emissions at Affected Plants SO2 | Thousand Tons | 0.53528 | 0.0025013 | 0.0024813 | 0.0034441 | 0.0034441 | 0.0034441 | 0.0024813 | 0.0024813
BART SO2 Annual-Craig C1 -v5.14 | 185 | 6097 | Rate Constraint in lbs/MMBtu | FALSE | L | Annual | Allowances Purchased SO2 | Thousand Tons | 0 | 0 | 0 | 0 | 0 | 0 | 0 | 0
BART SO2 Annual-Craig C1 -v5.14 | 185 | 6097 | Rate Constraint in lbs/MMBtu | FALSE | L | Annual | Allowances Sold SO2 | Thousand Tons | 0 | 0 | 0 | 0 | 0 | 0 | 0 | 0
BART SO2 Annual-Craig C1 -v5.14 | 185 | 6097 | Rate Constraint in lbs/MMBtu | FALSE | L | Annual | Allowances Banked | Thousand Tons | 0 | 0 | 0 | 0 | 0 | 0 | 0 | 0
BART SO2 Annual-Craig C1 -v5.14 | 185 | 6097 | Rate Constraint in lbs/MMBtu | FALSE | L | Annual | Allowances Withdrawn (1:1) | Thousand Tons | 0 | 0 | 0 | 0 | 0 | 0 | 0 | 0
BART SO2 Annual-Craig C1 -v5.14 | 185 | 6097 | Rate Constraint in lbs/MMBtu | FALSE | L | Annual | Allowances Withdrawn (n:1) | Thousand Tons | 0 | 0 | 0 | 0 | 0 | 0 | 0 | 0
BART SO2 Annual-Craig C1 -v5.14 | 185 | 6097 | Rate Constraint in lbs/MMBtu | FALSE | L | Annual | Net Emissions Allowance Position | Thousand Tons | 0.53528 | 0.0025013 | 0.0024813 | 0.0034441 | 0.0034441 | 0.0034441 | 0.0024813 | 0.0024813
BART SO2 Annual-Craig C1 -v5.14 | 185 | 6097 | Rate Constraint in lbs/MMBtu | FALSE | L | Annual | Fuel Consumed | TBtu | 32.9193 | 0.15383 | 0.1526 | 0.14533 | 0.14533 | 0.14533 | 0.1526 | 0.1526
BART SO2 Annual-Craig C1 -v5.14 | 185 | 6097 | Rate Constraint in lbs/MMBtu | FALSE | L | Annual | Rate | lb/MMBtu | 0.032521 | 0.032521 | 0.032521 | 0.047396 | 0.047396 | 0.047396 | 0.032521 | 0.032521
BART SO2 Annual-Craig C1 -v5.14 | 185 | 6097 | Rate Constraint in lbs/MMBtu | FALSE | L | Annual | Generation | TWh | 3.0864 | 0.014422 | 0.014422 | 0.014422 | 0.014422 | 0.014422 | 0.014422 | 0.014422
BART SO2 Annual-Craig C1 -v5.14 | 185 | 6097 | Rate Constraint in lbs/MMBtu | FALSE | L | Annual | Qualifying Generation | TWh | 3.0864 | 0.014422 | 0.014422 | 0.014422 | 0.014422 | 0.014422 | 0.014422 | 0.014422
BART SO2 Annual-Craig C1 -v5.14 | 185 | 6097 | Rate Constraint in lbs/MMBtu | FALSE | L | Annual | Rate | lb/MWh | 0.34686 | 0.34686 | 0.34409 | 0.4776 | 0.4776 | 0.4776 | 0.34409 | 0.34409
BART SO2 Annual-Craig C1 -v5.14 | 185 | 6097 | Rate Constraint in lbs/MMBtu | FALSE | L | Annual | Constraint Shadow Price | US2016$/Ton | 0 | 0 | 0 | 0 | 0 | 0 | 0 | 0
BART SO2 Annual-Craig C2 -v5.14 | 186 | 6098 | Rate Constraint in lbs/MMBtu | FALSE | L | Annual | Seasons Included | Seasons | Winter, WintShld, Summer | Winter, WintShld, Summer | Winter, WintShld, Summer | Winter, WintShld, Summer | Winter, WintShld, Summer | Winter, WintShld, Summer | Winter, WintShld, Summer | Winter, WintShld, Summer
BART SO2 Annual-Craig C2 -v5.14 | 186 | 6098 | Rate Constraint in lbs/MMBtu | FALSE | L | Annual | Standard SO2 | lb/MMBtu | 0.11 | 0.11 | 0.11 | 0.11 | 0.11 | 0.11 | 0.11 | 0.11
BART SO2 Annual-Craig C2 -v5.14 | 186 | 6098 | Rate Constraint in lbs/MMBtu | FALSE | L | Annual | Emissions at Affected Plants SO2 | Thousand Tons | 0.48393 | 0.48393 | 0.48006 | 0.73863 | 0.73863 | 0.73863 | 0.4183 | 0.4183
BART SO2 Annual-Craig C2 -v5.14 | 186 | 6098 | Rate Constraint in lbs/MMBtu | FALSE | L | Annual | Allowances Purchased SO2 | Thousand Tons | 0 | 0 | 0 | 0 | 0 | 0 | 0 | 0
BART SO2 Annual-Craig C2 -v5.14 | 186 | 6098 | Rate Constraint in lbs/MMBtu | FALSE | L | Annual | Allowances Sold SO2 | Thousand Tons | 0 | 0 | 0 | 0 | 0 | 0 | 0 | 0
BART SO2 Annual-Craig C2 -v5.14 | 186 | 6098 | Rate Constraint in lbs/MMBtu | FALSE | L | Annual | Allowances Banked | Thousand Tons | 0 | 0 | 0 | 0 | 0 | 0 | 0 | 0
BART SO2 Annual-Craig C2 -v5.14 | 186 | 6098 | Rate Constraint in lbs/MMBtu | FALSE | L | Annual | Allowances Withdrawn (1:1) | Thousand Tons | 0 | 0 | 0 | 0 | 0 | 0 | 0 | 0
BART SO2 Annual-Craig C2 -v5.14 | 186 | 6098 | Rate Constraint in lbs/MMBtu | FALSE | L | Annual | Allowances Withdrawn (n:1) | Thousand Tons | 0 | 0 | 0 | 0 | 0 | 0 | 0 | 0
BART SO2 Annual-Craig C2 -v5.14 | 186 | 6098 | Rate Constraint in lbs/MMBtu | FALSE | L | Annual | Net Emissions Allowance Position | Thousand Tons | 0.48393 | 0.48393 | 0.48006 | 0.73863 | 0.73863 | 0.73863 | 0.4183 | 0.4183
BART SO2 Annual-Craig C2 -v5.14 | 186 | 6098 | Rate Constraint in lbs/MMBtu | FALSE | L | Annual | Fuel Consumed | TBtu | 32.9906 | 32.9906 | 32.7267 | 31.1683 | 31.1683 | 31.1683 | 28.5165 | 28.5165
BART SO2 Annual-Craig C2 -v5.14 | 186 | 6098 | Rate Constraint in lbs/MMBtu | FALSE | L | Annual | Rate | lb/MMBtu | 0.029337 | 0.029337 | 0.029337 | 0.047396 | 0.047396 | 0.047396 | 0.029337 | 0.029337
BART SO2 Annual-Craig C2 -v5.14 | 186 | 6098 | Rate Constraint in lbs/MMBtu | FALSE | L | Annual | Generation | TWh | 3.0686 | 3.0686 | 3.0686 | 3.0686 | 3.0686 | 3.0686 | 2.6739 | 2.6739
BART SO2 Annual-Craig C2 -v5.14 | 186 | 6098 | Rate Constraint in lbs/MMBtu | FALSE | L | Annual | Qualifying Generation | TWh | 3.0686 | 3.0686 | 3.0686 | 3.0686 | 3.0686 | 3.0686 | 2.6739 | 2.6739
BART SO2 Annual-Craig C2 -v5.14 | 186 | 6098 | Rate Constraint in lbs/MMBtu | FALSE | L | Annual | Rate | lb/MWh | 0.3154 | 0.3154 | 0.31288 | 0.4814 | 0.4814 | 0.4814 | 0.31288 | 0.31288
BART SO2 Annual-Craig C2 -v5.14 | 186 | 6098 | Rate Constraint in lbs/MMBtu | FALSE | L | Annual | Constraint Shadow Price | US2016$/Ton | 0 | 0 | 0 | 0 | 0 | 0 | 0 | 0
BART SO2 Annual-Jeffrey Energy Center 1 -v5.13 | 187 | 5877 | Rate Constraint in lbs/MMBtu | FALSE | L | Annual | Seasons Included | Seasons | Winter, WintShld, Summer | Winter, WintShld, Summer | Winter, WintShld, Summer | Winter, WintShld, Summer | Winter, WintShld, Summer | Winter, WintShld, Summer | Winter, WintShld, Summer | Winter, WintShld, Summer
BART SO2 Annual-Jeffrey Energy Center 1 -v5.13 | 187 | 5877 | Rate Constraint in lbs/MMBtu | FALSE | L | Annual | Standard SO2 | lb/MMBtu | 0.15 | 0.15 | 0.15 | 0.15 | 0.15 | 0.15 | 0.15 | 0.15
BART SO2 Annual-Jeffrey Energy Center 1 -v5.13 | 187 | 5877 | Rate Constraint in lbs/MMBtu | FALSE | L | Annual | Emissions at Affected Plants SO2 | Thousand Tons | 0.54924 | 0.65436 | 0.66518 | 0.59933 | 0.45038 | 0.49719 | 0.45038 | 0.36202
BART SO2 Annual-Jeffrey Energy Center 1 -v5.13 | 187 | 5877 | Rate Constraint in lbs/MMBtu | FALSE | L | Annual | Allowances Purchased SO2 | Thousand Tons | 0 | 0 | 0 | 0 | 0 | 0 | 0 | 0
BART SO2 Annual-Jeffrey Energy Center 1 -v5.13 | 187 | 5877 | Rate Constraint in lbs/MMBtu | FALSE | L | Annual | Allowances Sold SO2 | Thousand Tons | 0 | 0 | 0 | 0 | 0 | 0 | 0 | 0
BART SO2 Annual-Jeffrey Energy Center 1 -v5.13 | 187 | 5877 | Rate Constraint in lbs/MMBtu | FALSE | L | Annual | Allowances Banked | Thousand Tons | 0 | 0 | 0 | 0 | 0 | 0 | 0 | 0
BART SO2 Annual-Jeffrey Energy Center 1 -v5.13 | 187 | 5877 | Rate Constraint in lbs/MMBtu | FALSE | L | Annual | Allowances Withdrawn (1:1) | Thousand Tons | 0 | 0 | 0 | 0 | 0 | 0 | 0 | 0
BART SO2 Annual-Jeffrey Energy Center 1 -v5.13 | 187 | 5877 | Rate Constraint in lbs/MMBtu | FALSE | L | Annual | Allowances Withdrawn (n:1) | Thousand Tons | 0 | 0 | 0 | 0 | 0 | 0 | 0 | 0
BART SO2 Annual-Jeffrey Energy Center 1 -v5.13 | 187 | 5877 | Rate Constraint in lbs/MMBtu | FALSE | L | Annual | Net Emissions Allowance Position | Thousand Tons | 0.54924 | 0.65436 | 0.66518 | 0.59933 | 0.45038 | 0.49719 | 0.45038 | 0.36202
BART SO2 Annual-Jeffrey Energy Center 1 -v5.13 | 187 | 5877 | Rate Constraint in lbs/MMBtu | FALSE | L | Annual | Fuel Consumed | TBtu | 46.1451 | 54.977 | 55.8858 | 50.3534 | 37.8391 | 41.7719 | 37.8391 | 30.4156
BART SO2 Annual-Jeffrey Energy Center 1 -v5.13 | 187 | 5877 | Rate Constraint in lbs/MMBtu | FALSE | L | Annual | Rate | lb/MMBtu | 0.023805 | 0.023805 | 0.023805 | 0.023805 | 0.023805 | 0.023805 | 0.023805 | 0.023805
BART SO2 Annual-Jeffrey Energy Center 1 -v5.13 | 187 | 5877 | Rate Constraint in lbs/MMBtu | FALSE | L | Annual | Generation | TWh | 4.152 | 4.9466 | 5.1733 | 4.6611 | 3.5027 | 3.8668 | 3.5027 | 2.8155
BART SO2 Annual-Jeffrey Energy Center 1 -v5.13 | 187 | 5877 | Rate Constraint in lbs/MMBtu | FALSE | L | Annual | Qualifying Generation | TWh | 4.152 | 4.9466 | 5.1733 | 4.6611 | 3.5027 | 3.8668 | 3.5027 | 2.8155
BART SO2 Annual-Jeffrey Energy Center 1 -v5.13 | 187 | 5877 | Rate Constraint in lbs/MMBtu | FALSE | L | Annual | Rate | lb/MWh | 0.26457 | 0.26457 | 0.25716 | 0.25716 | 0.25716 | 0.25716 | 0.25716 | 0.25716
BART SO2 Annual-Jeffrey Energy Center 1 -v5.13 | 187 | 5877 | Rate Constraint in lbs/MMBtu | FALSE | L | Annual | Constraint Shadow Price | US2016$/Ton | 0 | 0 | 0 | 0 | 0 | 0 | 0 | 0
BART SO2 Annual-Jeffrey Energy Center 2 -v5.13 | 188 | 5878 | Rate Constraint in lbs/MMBtu | FALSE | L | Annual | Seasons Included | Seasons | Winter, WintShld, Summer | Winter, WintShld, Summer | Winter, WintShld, Summer | Winter, WintShld, Summer | Winter, WintShld, Summer | Winter, WintShld, Summer | Winter, WintShld, Summer | Winter, WintShld, Summer
BART SO2 Annual-Jeffrey Energy Center 2 -v5.13 | 188 | 5878 | Rate Constraint in lbs/MMBtu | FALSE | L | Annual | Standard SO2 | lb/MMBtu | 0.15 | 0.15 | 0.15 | 0.15 | 0.15 | 0.15 | 0.15 | 0.15
BART SO2 Annual-Jeffrey Energy Center 2 -v5.13 | 188 | 5878 | Rate Constraint in lbs/MMBtu | FALSE | L | Annual | Emissions at Affected Plants SO2 | Thousand Tons | 0 | 0.52766 | 0.51288 | 0.51288 | 0.41066 | 0.41142 | 0.39231 | 0.30913
BART SO2 Annual-Jeffrey Energy Center 2 -v5.13 | 188 | 5878 | Rate Constraint in lbs/MMBtu | FALSE | L | Annual | Allowances Purchased SO2 | Thousand Tons | 0 | 0 | 0 | 0 | 0 | 0 | 0 | 0
BART SO2 Annual-Jeffrey Energy Center 2 -v5.13 | 188 | 5878 | Rate Constraint in lbs/MMBtu | FALSE | L | Annual | Allowances Sold SO2 | Thousand Tons | 0 | 0 | 0 | 0 | 0 | 0 | 0 | 0
BART SO2 Annual-Jeffrey Energy Center 2 -v5.13 | 188 | 5878 | Rate Constraint in lbs/MMBtu | FALSE | L | Annual | Allowances Banked | Thousand Tons | 0 | 0 | 0 | 0 | 0 | 0 | 0 | 0
BART SO2 Annual-Jeffrey Energy Center 2 -v5.13 | 188 | 5878 | Rate Constraint in lbs/MMBtu | FALSE | L | Annual | Allowances Withdrawn (1:1) | Thousand Tons | 0 | 0 | 0 | 0 | 0 | 0 | 0 | 0
BART SO2 Annual-Jeffrey Energy Center 2 -v5.13 | 188 | 5878 | Rate Constraint in lbs/MMBtu | FALSE | L | Annual | Allowances Withdrawn (n:1) | Thousand Tons | 0 | 0 | 0 | 0 | 0 | 0 | 0 | 0
BART SO2 Annual-Jeffrey Energy Center 2 -v5.13 | 188 | 5878 | Rate Constraint in lbs/MMBtu | FALSE | L | Annual | Net Emissions Allowance Position | Thousand Tons | 0 | 0.52766 | 0.51288 | 0.51288 | 0.41066 | 0.41142 | 0.39231 | 0.30913
BART SO2 Annual-Jeffrey Energy Center 2 -v5.13 | 188 | 5878 | Rate Constraint in lbs/MMBtu | FALSE | L | Annual | Fuel Consumed | TBtu | 0 | 52.1806 | 50.7195 | 50.7195 | 40.6107 | 40.6861 | 38.7963 | 30.5704
BART SO2 Annual-Jeffrey Energy Center 2 -v5.13 | 188 | 5878 | Rate Constraint in lbs/MMBtu | FALSE | L | Annual | Rate | lb/MMBtu | 0 | 0.020224 | 0.020224 | 0.020224 | 0.020224 | 0.020224 | 0.020224 | 0.020224
BART SO2 Annual-Jeffrey Energy Center 2 -v5.13 | 188 | 5878 | Rate Constraint in lbs/MMBtu | FALSE | L | Annual | Generation | TWh | 0 | 4.6876 | 4.6876 | 4.6876 | 3.7526 | 3.7595 | 3.5856 | 2.8254
BART SO2 Annual-Jeffrey Energy Center 2 -v5.13 | 188 | 5878 | Rate Constraint in lbs/MMBtu | FALSE | L | Annual | Qualifying Generation | TWh | 0 | 4.6876 | 4.6876 | 4.6876 | 3.7526 | 3.7595 | 3.5856 | 2.8254
BART SO2 Annual-Jeffrey Energy Center 2 -v5.13 | 188 | 5878 | Rate Constraint in lbs/MMBtu | FALSE | L | Annual | Rate | lb/MWh | 0 | 0.22513 | 0.21883 | 0.21883 | 0.21887 | 0.21887 | 0.21883 | 0.21883
BART SO2 Annual-Jeffrey Energy Center 2 -v5.13 | 188 | 5878 | Rate Constraint in lbs/MMBtu | FALSE | L | Annual | Constraint Shadow Price | US2016$/Ton | 0 | 0 | 0 | 0 | 0 | 0 | 0 | 0
BART SO2 Annual-La Cygne 1 -v5.13 | 189 | 5879 | Rate Constraint in lbs/MMBtu | FALSE | L | Annual | Seasons Included | Seasons | Winter, WintShld, Summer | Winter, WintShld, Summer | Winter, WintShld, Summer | Winter, WintShld, Summer | Winter, WintShld, Summer | Winter, WintShld, Summer | Winter, WintShld, Summer | Winter, WintShld, Summer
BART SO2 Annual-La Cygne 1 -v5.13 | 189 | 5879 | Rate Constraint in lbs/MMBtu | FALSE | L | Annual | Standard SO2 | lb/MMBtu | 0.15 | 0.15 | 0.15 | 0.15 | 0.15 | 0.15 | 0.15 | 0.15
BART SO2 Annual-La Cygne 1 -v5.13 | 189 | 5879 | Rate Constraint in lbs/MMBtu | FALSE | L | Annual | Emissions at Affected Plants SO2 | Thousand Tons | 0.34227 | 0.40979 | 0.40721 | 0.39629 | 0.39629 | 0.46447 | 0.39629 | 0.35825
BART SO2 Annual-La Cygne 1 -v5.13 | 189 | 5879 | Rate Constraint in lbs/MMBtu | FALSE | L | Annual | Allowances Purchased SO2 | Thousand Tons | 0 | 0 | 0 | 0 | 0 | 0 | 0 | 0
BART SO2 Annual-La Cygne 1 -v5.13 | 189 | 5879 | Rate Constraint in lbs/MMBtu | FALSE | L | Annual | Allowances Sold SO2 | Thousand Tons | 0 | 0 | 0 | 0 | 0 | 0 | 0 | 0
BART SO2 Annual-La Cygne 1 -v5.13 | 189 | 5879 | Rate Constraint in lbs/MMBtu | FALSE | L | Annual | Allowances Banked | Thousand Tons | 0 | 0 | 0 | 0 | 0 | 0 | 0 | 0
BART SO2 Annual-La Cygne 1 -v5.13 | 189 | 5879 | Rate Constraint in lbs/MMBtu | FALSE | L | Annual | Allowances Withdrawn (1:1) | Thousand Tons | 0 | 0 | 0 | 0 | 0 | 0 | 0 | 0
BART SO2 Annual-La Cygne 1 -v5.13 | 189 | 5879 | Rate Constraint in lbs/MMBtu | FALSE | L | Annual | Allowances Withdrawn (n:1) | Thousand Tons | 0 | 0 | 0 | 0 | 0 | 0 | 0 | 0
BART SO2 Annual-La Cygne 1 -v5.13 | 189 | 5879 | Rate Constraint in lbs/MMBtu | FALSE | L | Annual | Net Emissions Allowance Position | Thousand Tons | 0.34227 | 0.40979 | 0.40721 | 0.39629 | 0.39629 | 0.46447 | 0.39629 | 0.35825
BART SO2 Annual-La Cygne 1 -v5.13 | 189 | 5879 | Rate Constraint in lbs/MMBtu | FALSE | L | Annual | Fuel Consumed | TBtu | 29.3194 | 35.1032 | 34.8823 | 33.947 | 33.947 | 39.7874 | 33.947 | 30.6882
BART SO2 Annual-La Cygne 1 -v5.13 | 189 | 5879 | Rate Constraint in lbs/MMBtu | FALSE | L | Annual | Rate | lb/MMBtu | 0.023348 | 0.023348 | 0.023348 | 0.023348 | 0.023348 | 0.023348 | 0.023348 | 0.023348
BART SO2 Annual-La Cygne 1 -v5.13 | 189 | 5879 | Rate Constraint in lbs/MMBtu | FALSE | L | Annual | Generation | TWh | 2.5982 | 3.1108 | 3.1479 | 3.0635 | 3.0635 | 3.5905 | 3.0635 | 2.7694
BART SO2 Annual-La Cygne 1 -v5.13 | 189 | 5879 | Rate Constraint in lbs/MMBtu | FALSE | L | Annual | Qualifying Generation | TWh | 2.5982 | 3.1108 | 3.1479 | 3.0635 | 3.0635 | 3.5905 | 3.0635 | 2.7694
BART SO2 Annual-La Cygne 1 -v5.13 | 189 | 5879 | Rate Constraint in lbs/MMBtu | FALSE | L | Annual | Rate | lb/MWh | 0.26346 | 0.26346 | 0.25872 | 0.25872 | 0.25872 | 0.25872 | 0.25872 | 0.25872
BART SO2 Annual-La Cygne 1 -v5.13 | 189 | 5879 | Rate Constraint in lbs/MMBtu | FALSE | L | Annual | Constraint Shadow Price | US2016$/Ton | 0 | 0 | 0 | 0 | 0 | 0 | 0 | 0
BART SO2 Annual-La Cygne 2 -v5.13 | 190 | 5880 | Rate Constraint in lbs/MMBtu | FALSE | L | Annual | Seasons Included | Seasons | Winter, WintShld, Summer | Winter, WintShld, Summer | Winter, WintShld, Summer | Winter, WintShld, Summer | Winter, WintShld, Summer | Winter, WintShld, Summer | Winter, WintShld, Summer | Winter, WintShld, Summer
BART SO2 Annual-La Cygne 2 -v5.13 | 190 | 5880 | Rate Constraint in lbs/MMBtu | FALSE | L | Annual | Standard SO2 | lb/MMBtu | 0.15 | 0.15 | 0.15 | 0.15 | 0.15 | 0.15 | 0.15 | 0.15
BART SO2 Annual-La Cygne 2 -v5.13 | 190 | 5880 | Rate Constraint in lbs/MMBtu | FALSE | L | Annual | Emissions at Affected Plants SO2 | Thousand Tons | 0.18752 | 0.2143 | 0.30425 | 0.20023 | 0.20466 | 0.32349 | 0.22143 | 0.18452
BART SO2 Annual-La Cygne 2 -v5.13 | 190 | 5880 | Rate Constraint in lbs/MMBtu | FALSE | L | Annual | Allowances Purchased SO2 | Thousand Tons | 0 | 0 | 0 | 0 | 0 | 0 | 0 | 0
BART SO2 Annual-La Cygne 2 -v5.13 | 190 | 5880 | Rate Constraint in lbs/MMBtu | FALSE | L | Annual | Allowances Sold SO2 | Thousand Tons | 0 | 0 | 0 | 0 | 0 | 0 | 0 | 0
BART SO2 Annual-La Cygne 2 -v5.13 | 190 | 5880 | Rate Constraint in lbs/MMBtu | FALSE | L | Annual | Allowances Banked | Thousand Tons | 0 | 0 | 0 | 0 | 0 | 0 | 0 | 0
BART SO2 Annual-La Cygne 2 -v5.13 | 190 | 5880 | Rate Constraint in lbs/MMBtu | FALSE | L | Annual | Allowances Withdrawn (1:1) | Thousand Tons | 0 | 0 | 0 | 0 | 0 | 0 | 0 | 0
BART SO2 Annual-La Cygne 2 -v5.13 | 190 | 5880 | Rate Constraint in lbs/MMBtu | FALSE | L | Annual | Allowances Withdrawn (n:1) | Thousand Tons | 0 | 0 | 0 | 0 | 0 | 0 | 0 | 0
BART SO2 Annual-La Cygne 2 -v5.13 | 190 | 5880 | Rate Constraint in lbs/MMBtu | FALSE | L | Annual | Net Emissions Allowance Position | Thousand Tons | 0.18752 | 0.2143 | 0.30425 | 0.20023 | 0.20466 | 0.32349 | 0.22143 | 0.18452
BART SO2 Annual-La Cygne 2 -v5.13 | 190 | 5880 | Rate Constraint in lbs/MMBtu | FALSE | L | Annual | Fuel Consumed | TBtu | 26.5463 | 30.3378 | 43.0719 | 28.3461 | 28.9732 | 34.5435 | 30.0717 | 26.1222
BART SO2 Annual-La Cygne 2 -v5.13 | 190 | 5880 | Rate Constraint in lbs/MMBtu | FALSE | L | Annual | Rate | lb/MMBtu | 0.014128 | 0.014128 | 0.014128 | 0.014128 | 0.014128 | 0.018729 | 0.014727 | 0.014128
BART SO2 Annual-La Cygne 2 -v5.13 | 190 | 5880 | Rate Constraint in lbs/MMBtu | FALSE | L | Annual | Generation | TWh | 2.462 | 2.8136 | 4.0268 | 2.6501 | 2.7087 | 3.2295 | 2.8114 | 2.4422
BART SO2 Annual-La Cygne 2 -v5.13 | 190 | 5880 | Rate Constraint in lbs/MMBtu | FALSE | L | Annual | Qualifying Generation | TWh | 2.462 | 2.8136 | 4.0268 | 2.6501 | 2.7087 | 3.2295 | 2.8114 | 2.4422
BART SO2 Annual-La Cygne 2 -v5.13 | 190 | 5880 | Rate Constraint in lbs/MMBtu | FALSE | L | Annual | Rate | lb/MWh | 0.15233 | 0.15233 | 0.15111 | 0.15111 | 0.15111 | 0.20033 | 0.15752 | 0.15111
BART SO2 Annual-La Cygne 2 -v5.13 | 190 | 5880 | Rate Constraint in lbs/MMBtu | FALSE | L | Annual | Constraint Shadow Price | US2016$/Ton | 0 | 0 | 0 | 0 | 0 | 0 | 0 | 0
BART SO2 Annual-Lawrence 4 -v5.14 | 191 | 6092 | Rate Constraint in lbs/MMBtu | FALSE | L | Annual | Seasons Included | Seasons | Winter, WintShld, Summer | Winter, WintShld, Summer | Winter, WintShld, Summer | Winter, WintShld, Summer | Winter, WintShld, Summer | Winter, WintShld, Summer | Winter, WintShld, Summer | Winter, WintShld, Summer
BART SO2 Annual-Lawrence 4 -v5.14 | 191 | 6092 | Rate Constraint in lbs/MMBtu | FALSE | L | Annual | Standard SO2 | lb/MMBtu | 0.15 | 0.15 | 0.15 | 0.15 | 0.15 | 0.15 | 0.15 | 0.15
BART SO2 Annual-Lawrence 4 -v5.14 | 191 | 6092 | Rate Constraint in lbs/MMBtu | FALSE | L | Annual | Emissions at Affected Plants SO2 | Thousand Tons | 0.021066 | 0.021066 | 0.023889 | 0.024897 | 0.024897 | 0.029934 | 0.024897 | 0
BART SO2 Annual-Lawrence 4 -v5.14 | 191 | 6092 | Rate Constraint in lbs/MMBtu | FALSE | L | Annual | Allowances Purchased SO2 | Thousand Tons | 0 | 0 | 0 | 0 | 0 | 0 | 0 | 0
BART SO2 Annual-Lawrence 4 -v5.14 | 191 | 6092 | Rate Constraint in lbs/MMBtu | FALSE | L | Annual | Allowances Sold SO2 | Thousand Tons | 0 | 0 | 0 | 0 | 0 | 0 | 0 | 0
BART SO2 Annual-Lawrence 4 -v5.14 | 191 | 6092 | Rate Constraint in lbs/MMBtu | FALSE | L | Annual | Allowances Banked | Thousand Tons | 0 | 0 | 0 | 0 | 0 | 0 | 0 | 0
BART SO2 Annual-Lawrence 4 -v5.14 | 191 | 6092 | Rate Constraint in lbs/MMBtu | FALSE | L | Annual | Allowances Withdrawn (1:1) | Thousand Tons | 0 | 0 | 0 | 0 | 0 | 0 | 0 | 0
BART SO2 Annual-Lawrence 4 -v5.14 | 191 | 6092 | Rate Constraint in lbs/MMBtu | FALSE | L | Annual | Allowances Withdrawn (n:1) | Thousand Tons | 0 | 0 | 0 | 0 | 0 | 0 | 0 | 0
BART SO2 Annual-Lawrence 4 -v5.14 | 191 | 6092 | Rate Constraint in lbs/MMBtu | FALSE | L | Annual | Net Emissions Allowance Position | Thousand Tons | 0.021066 | 0.021066 | 0.023889 | 0.024897 | 0.024897 | 0.029934 | 0.024897 | 0
BART SO2 Annual-Lawrence 4 -v5.14 | 191 | 6092 | Rate Constraint in lbs/MMBtu | FALSE | L | Annual | Fuel Consumed | TBtu | 3.6788 | 3.6788 | 4.1719 | 4.3479 | 4.3479 | 5.2275 | 4.3479 | 0
BART SO2 Annual-Lawrence 4 -v5.14 | 191 | 6092 | Rate Constraint in lbs/MMBtu | FALSE | L | Annual | Rate | lb/MMBtu | 0.011453 | 0.011453 | 0.011453 | 0.011453 | 0.011453 | 0.011453 | 0.011453 | 0
BART SO2 Annual-Lawrence 4 -v5.14 | 191 | 6092 | Rate Constraint in lbs/MMBtu | FALSE | L | Annual | Generation | TWh | 0.32202 | 0.32202 | 0.37726 | 0.39317 | 0.39317 | 0.47271 | 0.39317 | 0
BART SO2 Annual-Lawrence 4 -v5.14 | 191 | 6092 | Rate Constraint in lbs/MMBtu | FALSE | L | Annual | Qualifying Generation | TWh | 0.32202 | 0.32202 | 0.37726 | 0.39317 | 0.39317 | 0.47271 | 0.39317 | 0
BART SO2 Annual-Lawrence 4 -v5.14 | 191 | 6092 | Rate Constraint in lbs/MMBtu | FALSE | L | Annual | Rate | lb/MWh | 0.13084 | 0.13084 | 0.12665 | 0.12665 | 0.12665 | 0.12665 | 0.12665 | 0
BART SO2 Annual-Lawrence 4 -v5.14 | 191 | 6092 | Rate Constraint in lbs/MMBtu | FALSE | L | Annual | Constraint Shadow Price | US2016$/Ton | 0 | 0 | 0 | 0 | 0 | 0 | 0 | 0
BART SO2 Annual-Lawrence 5 -v5.14 | 192 | 6093 | Rate Constraint in lbs/MMBtu | FALSE | L | Annual | Seasons Included | Seasons | Winter, WintShld, Summer | Winter, WintShld, Summer | Winter, WintShld, Summer | Winter, WintShld, Summer | Winter, WintShld, Summer | Winter, WintShld, Summer | Winter, WintShld, Summer | Winter, WintShld, Summer
BART SO2 Annual-Lawrence 5 -v5.14 | 192 | 6093 | Rate Constraint in lbs/MMBtu | FALSE | L | Annual | Standard SO2 | lb/MMBtu | 0.15 | 0.15 | 0.15 | 0.15 | 0.15 | 0.15 | 0.15 | 0.15
BART SO2 Annual-Lawrence 5 -v5.14 | 192 | 6093 | Rate Constraint in lbs/MMBtu | FALSE | L | Annual | Emissions at Affected Plants SO2 | Thousand Tons | 0.16003 | 0.23725 | 0.25783 | 0.16507 | 0.19177 | 0.19177 | 0.18347 | 0.14331
BART SO2 Annual-Lawrence 5 -v5.14 | 192 | 6093 | Rate Constraint in lbs/MMBtu | FALSE | L | Annual | Allowances Purchased SO2 | Thousand Tons | 0 | 0 | 0 | 0 | 0 | 0 | 0 | 0
BART SO2 Annual-Lawrence 5 -v5.14 | 192 | 6093 | Rate Constraint in lbs/MMBtu | FALSE | L | Annual | Allowances Sold SO2 | Thousand Tons | 0 | 0 | 0 | 0 | 0 | 0 | 0 | 0
BART SO2 Annual-Lawrence 5 -v5.14 | 192 | 6093 | Rate Constraint in lbs/MMBtu | FALSE | L | Annual | Allowances Banked | Thousand Tons | 0 | 0 | 0 | 0 | 0 | 0 | 0 | 0
BART SO2 Annual-Lawrence 5 -v5.14 | 192 | 6093 | Rate Constraint in lbs/MMBtu | FALSE | L | Annual | Allowances Withdrawn (1:1) | Thousand Tons | 0 | 0 | 0 | 0 | 0 | 0 | 0 | 0
BART SO2 Annual-Lawrence 5 -v5.14 | 192 | 6093 | Rate Constraint in lbs/MMBtu | FALSE | L | Annual | Allowances Withdrawn (n:1) | Thousand Tons | 0 | 0 | 0 | 0 | 0 | 0 | 0 | 0
BART SO2 Annual-Lawrence 5 -v5.14 | 192 | 6093 | Rate Constraint in lbs/MMBtu | FALSE | L | Annual | Net Emissions Allowance Position | Thousand Tons | 0.16003 | 0.23725 | 0.25783 | 0.16507 | 0.19177 | 0.19177 | 0.18347 | 0.14331
BART SO2 Annual-Lawrence 5 -v5.14 | 192 | 6093 | Rate Constraint in lbs/MMBtu | FALSE | L | Annual | Fuel Consumed | TBtu | 15.6981 | 23.2736 | 25.2923 | 16.1927 | 18.8118 | 18.8118 | 17.9975 | 14.0584
BART SO2 Annual-Lawrence 5 -v5.14 | 192 | 6093 | Rate Constraint in lbs/MMBtu | FALSE | L | Annual | Rate | lb/MMBtu | 0.020388 | 0.020388 | 0.020388 | 0.020388 | 0.020388 | 0.020388 | 0.020388 | 0.020388
BART SO2 Annual-Lawrence 5 -v5.14 | 192 | 6093 | Rate Constraint in lbs/MMBtu | FALSE | L | Annual | Generation | TWh | 1.473 | 2.1839 | 2.4193 | 1.5489 | 1.7994 | 1.7994 | 1.7215 | 1.3447
BART SO2 Annual-Lawrence 5 -v5.14 | 192 | 6093 | Rate Constraint in lbs/MMBtu | FALSE | L | Annual | Qualifying Generation | TWh | 1.473 | 2.1839 | 2.4193 | 1.5489 | 1.7994 | 1.7994 | 1.7215 | 1.3447
BART SO2 Annual-Lawrence 5 -v5.14 | 192 | 6093 | Rate Constraint in lbs/MMBtu | FALSE | L | Annual | Rate | lb/MWh | 0.21728 | 0.21728 | 0.21315 | 0.21315 | 0.21315 | 0.21315 | 0.21315 | 0.21315
BART SO2 Annual-Lawrence 5 -v5.14 | 192 | 6093 | Rate Constraint in lbs/MMBtu | FALSE | L | Annual | Constraint Shadow Price | US2016$/Ton | 0 | 0 | 0 | 0 | 0 | 0 | 0 | 0
BART SO2 Annual-Leland Olds 1 -v5.13 | 193 | 5883 | Rate Constraint in lbs/MMBtu | FALSE | L | Annual | Seasons Included | Seasons | Winter, WintShld, Summer | Winter, WintShld, Summer | Winter, WintShld, Summer | Winter, WintShld, Summer | Winter, WintShld, Summer | Winter, WintShld, Summer | Winter, WintShld, Summer | Winter, WintShld, Summer
BART SO2 Annual-Leland Olds 1 -v5.13 | 193 | 5883 | Rate Constraint in lbs/MMBtu | FALSE | L | Annual | Standard SO2 | lb/MMBtu | 0.15 | 0.15 | 0.15 | 0.15 | 0.15 | 0.15 | 0.15 | 0.15
BART SO2 Annual-Leland Olds 1 -v5.13 | 193 | 5883 | Rate Constraint in lbs/MMBtu | FALSE | L | Annual | Emissions at Affected Plants SO2 | Thousand Tons | 0.53627 | 0.53627 | 0.52071 | 0.52071 | 0.49958 | 0.49958 | 0.43393 | 0.32126
BART SO2 Annual-Leland Olds 1 -v5.13 | 193 | 5883 | Rate Constraint in lbs/MMBtu | FALSE | L | Annual | Allowances Purchased SO2 | Thousand Tons | 0 | 0 | 0 | 0 | 0 | 0 | 0 | 0
BART SO2 Annual-Leland Olds 1 -v5.13 | 193 | 5883 | Rate Constraint in lbs/MMBtu | FALSE | L | Annual | Allowances Sold SO2 | Thousand Tons | 0 | 0 | 0 | 0 | 0 | 0 | 0 | 0
BART SO2 Annual-Leland Olds 1 -v5.13 | 193 | 5883 | Rate Constraint in lbs/MMBtu | FALSE | L | Annual | Allowances Banked | Thousand Tons | 0 | 0 | 0 | 0 | 0 | 0 | 0 | 0
BART SO2 Annual-Leland Olds 1 -v5.13 | 193 | 5883 | Rate Constraint in lbs/MMBtu | FALSE | L | Annual | Allowances Withdrawn (1:1) | Thousand Tons | 0 | 0 | 0 | 0 | 0 | 0 | 0 | 0
BART SO2 Annual-Leland Olds 1 -v5.13 | 193 | 5883 | Rate Constraint in lbs/MMBtu | FALSE | L | Annual | Allowances Withdrawn (n:1) | Thousand Tons | 0 | 0 | 0 | 0 | 0 | 0 | 0 | 0
BART SO2 Annual-Leland Olds 1 -v5.13 | 193 | 5883 | Rate Constraint in lbs/MMBtu | FALSE | L | Annual | Net Emissions Allowance Position | Thousand Tons | 0.53627 | 0.53627 | 0.52071 | 0.52071 | 0.49958 | 0.49958 | 0.43393 | 0.32126
BART SO2 Annual-Leland Olds 1 -v5.13 | 193 | 5883 | Rate Constraint in lbs/MMBtu | FALSE | L | Annual | Fuel Consumed | TBtu | 17.8755 | 17.8755 | 17.3571 | 17.3571 | 16.6526 | 16.6526 | 14.4643 | 10.7086
BART SO2 Annual-Leland Olds 1 -v5.13 | 193 | 5883 | Rate Constraint in lbs/MMBtu | FALSE | L | Annual | Rate | lb/MMBtu | 0.06 | 0.06 | 0.06 | 0.06 | 0.06 | 0.06 | 0.06 | 0.06
BART SO2 Annual-Leland Olds 1 -v5.13 | 193 | 5883 | Rate Constraint in lbs/MMBtu | FALSE | L | Annual | Generation | TWh | 1.5348 | 1.5348 | 1.5348 | 1.5348 | 1.4725 | 1.4725 | 1.279 | 0.94689
BART SO2 Annual-Leland Olds 1 -v5.13 | 193 | 5883 | Rate Constraint in lbs/MMBtu | FALSE | L | Annual | Qualifying Generation | TWh | 1.5348 | 1.5348 | 1.5348 | 1.5348 | 1.4725 | 1.4725 | 1.279 | 0.94689
BART SO2 Annual-Leland Olds 1 -v5.13 | 193 | 5883 | Rate Constraint in lbs/MMBtu | FALSE | L | Annual | Rate | lb/MWh | 0.69882 | 0.69882 | 0.67855 | 0.67855 | 0.67855 | 0.67855 | 0.67855 | 0.67855
BART SO2 Annual-Leland Olds 1 -v5.13 | 193 | 5883 | Rate Constraint in lbs/MMBtu | FALSE | L | Annual | Constraint Shadow Price | US2016$/Ton | 0 | 0 | 0 | 0 | 0 | 0 | 0 | 0
BART SO2 Annual-Leland Olds 2 -v5.13 | 194 | 5884 | Rate Constraint in lbs/MMBtu | FALSE | L | Annual | Seasons Included | Seasons | Winter, WintShld, Summer | Winter, WintShld, Summer | Winter, WintShld, Summer | Winter, WintShld, Summer | Winter, WintShld, Summer | Winter, WintShld, Summer | Winter, WintShld, Summer | Winter, WintShld, Summer
BART SO2 Annual-Leland Olds 2 -v5.13 | 194 | 5884 | Rate Constraint in lbs/MMBtu | FALSE | L | Annual | Standard SO2 | lb/MMBtu | 0.15 | 0.15 | 0.15 | 0.15 | 0.15 | 0.15 | 0.15 | 0.15
BART SO2 Annual-Leland Olds 2 -v5.13 | 194 | 5884 | Rate Constraint in lbs/MMBtu | FALSE | L | Annual | Emissions at Affected Plants SO2 | Thousand Tons | 1.1172 | 1.1172 | 1.0848 | 1.0848 | 1.0514 | 1.0848 | 0.99487 | 0.78801
BART SO2 Annual-Leland Olds 2 -v5.13 | 194 | 5884 | Rate Constraint in lbs/MMBtu | FALSE | L | Annual | Allowances Purchased SO2 | Thousand Tons | 0 | 0 | 0 | 0 | 0 | 0 | 0 | 0
BART SO2 Annual-Leland Olds 2 -v5.13 | 194 | 5884 | Rate Constraint in lbs/MMBtu | FALSE | L | Annual | Allowances Sold SO2 | Thousand Tons | 0 | 0 | 0 | 0 | 0 | 0 | 0 | 0
BART SO2 Annual-Leland Olds 2 -v5.13 | 194 | 5884 | Rate Constraint in lbs/MMBtu | FALSE | L | Annual | Allowances Banked | Thousand Tons | 0 | 0 | 0 | 0 | 0 | 0 | 0 | 0
BART SO2 Annual-Leland Olds 2 -v5.13 | 194 | 5884 | Rate Constraint in lbs/MMBtu | FALSE | L | Annual | Allowances Withdrawn (1:1) | Thousand Tons | 0 | 0 | 0 | 0 | 0 | 0 | 0 | 0
BART SO2 Annual-Leland Olds 2 -v5.13 | 194 | 5884 | Rate Constraint in lbs/MMBtu | FALSE | L | Annual | Allowances Withdrawn (n:1) | Thousand Tons | 0 | 0 | 0 | 0 | 0 | 0 | 0 | 0
BART SO2 Annual-Leland Olds 2 -v5.13 | 194 | 5884 | Rate Constraint in lbs/MMBtu | FALSE | L | Annual | Net Emissions Allowance Position | Thousand Tons | 1.1172 | 1.1172 | 1.0848 | 1.0848 | 1.0514 | 1.0848 | 0.99487 | 0.78801
BART SO2 Annual-Leland Olds 2 -v5.13 | 194 | 5884 | Rate Constraint in lbs/MMBtu | FALSE | L | Annual | Fuel Consumed | TBtu | 37.2404 | 37.2404 | 36.1605 | 36.1605 | 35.0471 | 36.1605 | 33.1624 | 26.2669
BART SO2 Annual-Leland Olds 2 -v5.13 | 194 | 5884 | Rate Constraint in lbs/MMBtu | FALSE | L | Annual | Rate | lb/MMBtu | 0.06 | 0.06 | 0.06 | 0.06 | 0.06 | 0.06 | 0.06 | 0.06
BART SO2 Annual-Leland Olds 2 -v5.13 | 194 | 5884 | Rate Constraint in lbs/MMBtu | FALSE | L | Annual | Generation | TWh | 3.209 | 3.209 | 3.0133 | 3.0133 | 2.9145 | 3.0133 | 2.7472 | 2.1353
BART SO2 Annual-Leland Olds 2 -v5.13 | 194 | 5884 | Rate Constraint in lbs/MMBtu | FALSE | L | Annual | Qualifying Generation | TWh | 3.209 | 3.209 | 3.0133 | 3.0133 | 2.9145 | 3.0133 | 2.7472 | 2.1353
BART SO2 Annual-Leland Olds 2 -v5.13 | 194 | 5884 | Rate Constraint in lbs/MMBtu | FALSE | L | Annual | Rate | lb/MWh | 0.6963 | 0.6963 | 0.72003 | 0.72003 | 0.72151 | 0.72003 | 0.72428 | 0.73808
BART SO2 Annual-Leland Olds 2 -v5.13 | 194 | 5884 | Rate Constraint in lbs/MMBtu | FALSE | L | Annual | Constraint Shadow Price | US2016$/Ton | 0 | 0 | 0 | 0 | 0 | 0 | 0 | 0
BART SO2 Annual-Milton R Young B1 -v5.13 | 195 | 5885 | Rate Constraint in lbs/MMBtu | FALSE | L | Annual | Seasons Included | Seasons | Winter, WintShld, Summer | Winter, WintShld, Summer | Winter, WintShld, Summer | Winter, WintShld, Summer | Winter, WintShld, Summer | Winter, WintShld, Summer | Winter, WintShld, Summer | Winter, WintShld, Summer
BART SO2 Annual-Milton R Young B1 -v5.13 | 195 | 5885 | Rate Constraint in lbs/MMBtu | FALSE | L | Annual | Standard SO2 | lb/MMBtu | 0.15 | 0.15 | 0.15 | 0.15 | 0.15 | 0.15 | 0.15 | 0.15
BART SO2 Annual-Milton R Young B1 -v5.13 | 195 | 5885 | Rate Constraint in lbs/MMBtu | FALSE | L | Annual | Emissions at Affected Plants SO2 | Thousand Tons | 0.34313 | 0.66816 | 0.6616 | 0.43454 | 0.41127 | 0.43454 | 0.40449 | 0
BART SO2 Annual-Milton R Young B1 -v5.13 | 195 | 5885 | Rate Constraint in lbs/MMBtu | FALSE | L | Annual | Allowances Purchased SO2 | Thousand Tons | 0 | 0 | 0 | 0 | 0 | 0 | 0 | 0
BART SO2 Annual-Milton R Young B1 -v5.13 | 195 | 5885 | Rate Constraint in lbs/MMBtu | FALSE | L | Annual | Allowances Sold SO2 | Thousand Tons | 0 | 0 | 0 | 0 | 0 | 0 | 0 | 0
BART SO2 Annual-Milton R Young B1 -v5.13 | 195 | 5885 | Rate Constraint in lbs/MMBtu | FALSE | L | Annual | Allowances Banked | Thousand Tons | 0 | 0 | 0 | 0 | 0 | 0 | 0 | 0
BART SO2 Annual-Milton R Young B1 -v5.13 | 195 | 5885 | Rate Constraint in lbs/MMBtu | FALSE | L | Annual | Allowances Withdrawn (1:1) | Thousand Tons | 0 | 0 | 0 | 0 | 0 | 0 | 0 | 0
BART SO2 Annual-Milton R Young B1 -v5.13 | 195 | 5885 | Rate Constraint in lbs/MMBtu | FALSE | L | Annual | Allowances Withdrawn (n:1) | Thousand Tons | 0 | 0 | 0 | 0 | 0 | 0 | 0 | 0
BART SO2 Annual-Milton R Young B1 -v5.13 | 195 | 5885 | Rate Constraint in lbs/MMBtu | FALSE | L | Annual | Net Emissions Allowance Position | Thousand Tons | 0.34313 | 0.66816 | 0.6616 | 0.43454 | 0.41127 | 0.43454 | 0.40449 | 0
BART SO2 Annual-Milton R Young B1 -v5.13 | 195 | 5885 | Rate Constraint in lbs/MMBtu | FALSE | L | Annual | Fuel Consumed | TBtu | 9.9407 | 19.3569 | 19.1667 | 12.5887 | 11.9147 | 12.5887 | 11.7182 | 0
BART SO2 Annual-Milton R Young B1 -v5.13 | 195 | 5885 | Rate Constraint in lbs/MMBtu | FALSE | L | Annual | Rate | lb/MMBtu | 0.069036 | 0.069036 | 0.069036 | 0.069036 | 0.069036 | 0.069036 | 0.069036 | 0
BART SO2 Annual-Milton R Young B1 -v5.13 | 195 | 5885 | Rate Constraint in lbs/MMBtu | FALSE | L | Annual | Generation | TWh | 0.86539 | 1.6851 | 1.7184 | 1.1286 | 1.0682 | 1.1286 | 1.0506 | 0
BART SO2 Annual-Milton R Young B1 -v5.13 | 195 | 5885 | Rate Constraint in lbs/MMBtu | FALSE | L | Annual | Qualifying Generation | TWh | 0.86539 | 1.6851 | 1.7184 | 1.1286 | 1.0682 | 1.1286 | 1.0506 | 0
BART SO2 Annual-Milton R Young B1 -v5.13 | 195 | 5885 | Rate Constraint in lbs/MMBtu | FALSE | L | Annual | Rate | lb/MWh | 0.79302 | 0.79302 | 0.77002 | 0.77002 | 0.77002 | 0.77002 | 0.77002 | 0
BART SO2 Annual-Milton R Young B1 -v5.13 | 195 | 5885 | Rate Constraint in lbs/MMBtu | FALSE | L | Annual | Constraint Shadow Price | US2016$/Ton | 0 | 0 | 0 | 0 | 0 | 0 | 0 | 0
BART SO2 Annual-Milton R Young B2 -v5.13 | 196 | 5886 | Rate Constraint in lbs/MMBtu | FALSE | L | Annual | Seasons Included | Seasons | Winter, WintShld, Summer | Winter, WintShld, Summer | Winter, WintShld, Summer | Winter, WintShld, Summer | Winter, WintShld, Summer | Winter, WintShld, Summer | Winter, WintShld, Summer | Winter, WintShld, Summer
BART SO2 Annual-Milton R Young B2 -v5.13 | 196 | 5886 | Rate Constraint in lbs/MMBtu | FALSE | L | Annual | Standard SO2 | lb/MMBtu | 0.15 | 0.15 | 0.15 | 0.15 | 0.15 | 0.15 | 0.15 | 0.15
BART SO2 Annual-Milton R Young B2 -v5.13 | 196 | 5886 | Rate Constraint in lbs/MMBtu | FALSE | L | Annual | Emissions at Affected Plants SO2 | Thousand Tons | 0.87482 | 1.364 | 1.3146 | 1.2543 | 1.1616 | 1.2002 | 1.0943 | 1.0769
BART SO2 Annual-Milton R Young B2 -v5.13 | 196 | 5886 | Rate Constraint in lbs/MMBtu | FALSE | L | Annual | Allowances Purchased SO2 | Thousand Tons | 0 | 0 | 0 | 0 | 0 | 0 | 0 | 0
BART SO2 Annual-Milton R Young B2 -v5.13 | 196 | 5886 | Rate Constraint in lbs/MMBtu | FALSE | L | Annual | Allowances Sold SO2 | Thousand Tons | 0 | 0 | 0 | 0 | 0 | 0 | 0 | 0
BART SO2 Annual-Milton R Young B2 -v5.13 | 196 | 5886 | Rate Constraint in lbs/MMBtu | FALSE | L | Annual | Allowances Banked | Thousand Tons | 0 | 0 | 0 | 0 | 0 | 0 | 0 | 0
BART SO2 Annual-Milton R Young B2 -v5.13 | 196 | 5886 | Rate Constraint in lbs/MMBtu | FALSE | L | Annual | Allowances Withdrawn (1:1) | Thousand Tons | 0 | 0 | 0 | 0 | 0 | 0 | 0 | 0
BART SO2 Annual-Milton R Young B2 -v5.13 | 196 | 5886 | Rate Constraint in lbs/MMBtu | FALSE | L | Annual | Allowances Withdrawn (n:1) | Thousand Tons | 0 | 0 | 0 | 0 | 0 | 0 | 0 | 0
BART SO2 Annual-Milton R Young B2 -v5.13 | 196 | 5886 | Rate Constraint in lbs/MMBtu | FALSE | L | Annual | Net Emissions Allowance Position | Thousand Tons | 0.87482 | 1.364 | 1.3146 | 1.2543 | 1.1616 | 1.2002 | 1.0943 | 1.0769
BART SO2 Annual-Milton R Young B2 -v5.13 | 196 | 5886 | Rate Constraint in lbs/MMBtu | FALSE | L | Annual | Fuel Consumed | TBtu | 23.7088 | 36.9659 | 35.6275 | 33.9926 | 31.4809 | 32.527 | 29.657 | 29.1866
BART SO2 Annual-Milton R Young B2 -v5.13 | 196 | 5886 | Rate Constraint in lbs/MMBtu | FALSE | L | Annual | Rate | lb/MMBtu | 0.073797 | 0.073797 | 0.073797 | 0.073797 | 0.073797 | 0.073797 | 0.073797 | 0.073797
BART SO2 Annual-Milton R Young B2 -v5.13 | 196 | 5886 | Rate Constraint in lbs/MMBtu | FALSE | L | Annual | Generation | TWh | 2.1056 | 3.2829 | 2.4826 | 2.3331 | 2.1034 | 2.1991 | 1.9366 | 1.8935
BART SO2 Annual-Milton R Young B2 -v5.13 | 196 | 5886 | Rate Constraint in lbs/MMBtu | FALSE | L | Annual | Qualifying Generation | TWh | 2.1056 | 3.2829 | 2.4826 | 2.3331 | 2.1034 | 2.1991 | 1.9366 | 1.8935
BART SO2 Annual-Milton R Young B2 -v5.13 | 196 | 5886 | Rate Constraint in lbs/MMBtu | FALSE | L | Annual | Rate | lb/MWh | 0.83096 | 0.83096 | 1.059 | 1.0752 | 1.1045 | 1.0916 | 1.1301 | 1.1375
BART SO2 Annual-Milton R Young B2 -v5.13 | 196 | 5886 | Rate Constraint in lbs/MMBtu | FALSE | L | Annual | Constraint Shadow Price | US2016$/Ton | 0 | 0 | 0 | 0 | 0 | 0 | 0 | 0
BART SO2 Annual-Muskogee 4 -v5.13 | 197 | 5888 | Rate Constraint in lbs/MMBtu | FALSE | L | Annual | Seasons Included | Seasons | Winter, WintShld, Summer | Winter, WintShld, Summer | Winter, WintShld, Summer | Winter, WintShld, Summer | Winter, WintShld, Summer | Winter, WintShld, Summer | Winter, WintShld, Summer | Winter, WintShld, Summer
BART SO2 Annual-Muskogee 4 -v5.13 | 197 | 5888 | Rate Constraint in lbs/MMBtu | FALSE | L | Annual | Standard SO2 | lb/MMBtu | 0.06 | 0.06 | 0.06 | 0.06 | 0.06 | 0.06 | 0.06 | 0.06
BART SO2 Annual-Muskogee 4 -v5.13 | 197 | 5888 | Rate Constraint in lbs/MMBtu | FALSE | L | Annual | Emissions at Affected Plants SO2 | Thousand Tons | 0 | 0 | 0 | 0 | 0 | 0 | 0 | 0
BART SO2 Annual-Muskogee 4 -v5.13 | 197 | 5888 | Rate Constraint in lbs/MMBtu | FALSE | L | Annual | Allowances Purchased SO2 | Thousand Tons | 0 | 0 | 0 | 0 | 0 | 0 | 0 | 0
BART SO2 Annual-Muskogee 4 -v5.13 | 197 | 5888 | Rate Constraint in lbs/MMBtu | FALSE | L | Annual | Allowances Sold SO2 | Thousand Tons | 0 | 0 | 0 | 0 | 0 | 0 | 0 | 0
BART SO2 Annual-Muskogee 4 -v5.13 | 197 | 5888 | Rate Constraint in lbs/MMBtu | FALSE | L | Annual | Allowances Banked | Thousand Tons | 0 | 0 | 0 | 0 | 0 | 0 | 0 | 0
BART SO2 Annual-Muskogee 4 -v5.13 | 197 | 5888 | Rate Constraint in lbs/MMBtu | FALSE | L | Annual | Allowances Withdrawn (1:1) | Thousand Tons | 0 | 0 | 0 | 0 | 0 | 0 | 0 | 0
BART SO2 Annual-Muskogee 4 -v5.13 | 197 | 5888 | Rate Constraint in lbs/MMBtu | FALSE | L | Annual | Allowances Withdrawn (n:1) | Thousand Tons | 0 | 0 | 0 | 0 | 0 | 0 | 0 | 0
BART SO2 Annual-Muskogee 4 -v5.13 | 197 | 5888 | Rate Constraint in lbs/MMBtu | FALSE | L | Annual | Net Emissions Allowance Position | Thousand Tons | 0 | 0 | 0 | 0 | 0 | 0 | 0 | 0
BART SO2 Annual-Muskogee 4 -v5.13 | 197 | 5888 | Rate Constraint in lbs/MMBtu | FALSE | L | Annual | Fuel Consumed | TBtu | 2.6037 | 2.6037 | 2.7851 | 2.9619 | 4.4595 | 5.3469 | 1.6899 | 3.3695
BART SO2 Annual-Muskogee 4 -v5.13 | 197 | 5888 | Rate Constraint in lbs/MMBtu | FALSE | L | Annual | Rate | lb/MMBtu | 0 | 0 | 0 | 0 | 0 | 0 | 0 | 0
BART SO2 Annual-Muskogee 4 -v5.13 | 197 | 5888 | Rate Constraint in lbs/MMBtu | FALSE | L | Annual | Generation | TWh | 0.2367 | 0.2367 | 0.25319 | 0.26926 | 0.40541 | 0.48608 | 0.15362 | 0.30632
BART SO2 Annual-Muskogee 4 -v5.13 | 197 | 5888 | Rate Constraint in lbs/MMBtu | FALSE | L | Annual | Qualifying Generation | TWh | 0.2367 | 0.2367 | 0.25319 | 0.26926 | 0.40541 | 0.48608 | 0.15362 | 0.30632
BART SO2 Annual-Muskogee 4 -v5.13 | 197 | 5888 | Rate Constraint in lbs/MMBtu | FALSE | L | Annual | Rate | lb/MWh | 0 | 0 | 0 | 0 | 0 | 0 | 0 | 0
BART SO2 Annual-Muskogee 4 -v5.13 | 197 | 5888 | Rate Constraint in lbs/MMBtu | FALSE | L | Annual | Constraint Shadow Price | US2016$/Ton | 0 | 0 | 0 | 0 | 0 | 0 | 0 | 0
BART SO2 Annual-Muskogee 5 -v5.13 | 198 | 5889 | Rate Constraint in lbs/MMBtu | FALSE | L | Annual | Seasons Included | Seasons | Winter, WintShld, Summer | Winter, WintShld, Summer | Winter, WintShld, Summer | Winter, WintShld, Summer | Winter, WintShld, Summer | Winter, WintShld, Summer | Winter, WintShld, Summer | Winter, WintShld, Summer
BART SO2 Annual-Muskogee 5 -v5.13 | 198 | 5889 | Rate Constraint in lbs/MMBtu | FALSE | L | Annual | Standard SO2 | lb/MMBtu | 0.06 | 0.06 | 0.06 | 0.06 | 0.06 | 0.06 | 0.06 | 0.06
BART SO2 Annual-Muskogee 5 -v5.13 | 198 | 5889 | Rate Constraint in lbs/MMBtu | FALSE | L | Annual | Emissions at Affected Plants SO2 | Thousand Tons | 0 | 0 | 0 | 0 | 0 | 0 | 0 | 0
BART SO2 Annual-Muskogee 5 -v5.13 | 198 | 5889 | Rate Constraint in lbs/MMBtu | FALSE | L | Annual | Allowances Purchased SO2 | Thousand Tons | 0 | 0 | 0 | 0 | 0 | 0 | 0 | 0
BART SO2 Annual-Muskogee 5 -v5.13 | 198 | 5889 | Rate Constraint in lbs/MMBtu | FALSE | L | Annual | Allowances Sold SO2 | Thousand Tons | 0 | 0 | 0 | 0 | 0 | 0 | 0 | 0
BART SO2 Annual-Muskogee 5 -v5.13 | 198 | 5889 | Rate Constraint in lbs/MMBtu | FALSE | L | Annual | Allowances Banked | Thousand Tons | 0 | 0 | 0 | 0 | 0 | 0 | 0 | 0
BART SO2 Annual-Muskogee 5 -v5.13 | 198 | 5889 | Rate Constraint in lbs/MMBtu | FALSE | L | Annual | Allowances Withdrawn (1:1) | Thousand Tons | 0 | 0 | 0 | 0 | 0 | 0 | 0 | 0
BART SO2 Annual-Muskogee 5 -v5.13 | 198 | 5889 | Rate Constraint in lbs/MMBtu | FALSE | L | Annual | Allowances Withdrawn (n:1) | Thousand Tons | 0 | 0 | 0 | 0 | 0 | 0 | 0 | 0
BART SO2 Annual-Muskogee 5 -v5.13 | 198 | 5889 | Rate Constraint in lbs/MMBtu | FALSE | L | Annual | Net Emissions Allowance Position | Thousand Tons | 0 | 0 | 0 | 0 | 0 | 0 | 0 | 0
BART SO2 Annual-Muskogee 5 -v5.13 | 198 | 5889 | Rate Constraint in lbs/MMBtu | FALSE | L | Annual | Fuel Consumed | TBtu | 2.5419 | 2.6783 | 3.3327 | 3.1008 | 5.1462 | 9.7347 | 3.022 | 3.2896
BART SO2 Annual-Muskogee 5 -v5.13 | 198 | 5889 | Rate Constraint in lbs/MMBtu | FALSE | L | Annual | Rate | lb/MMBtu | 0 | 0 | 0 | 0 | 0 | 0 | 0 | 0
BART SO2 Annual-Muskogee 5 -v5.13 | 198 | 5889 | Rate Constraint in lbs/MMBtu | FALSE | L | Annual | Generation | TWh | 0.2311 | 0.2435 | 0.303 | 0.28191 | 0.46788 | 0.88506 | 0.27475 | 0.29908
BART SO2 Annual-Muskogee 5 -v5.13 | 198 | 5889 | Rate Constraint in lbs/MMBtu | FALSE | L | Annual | Qualifying Generation | TWh | 0.2311 | 0.2435 | 0.303 | 0.28191 | 0.46788 | 0.88506 | 0.27475 | 0.29908
BART SO2 Annual-Muskogee 5 -v5.13 | 198 | 5889 | Rate Constraint in lbs/MMBtu | FALSE | L | Annual | Rate | lb/MWh | 0 | 0 | 0 | 0 | 0 | 0 | 0 | 0
BART SO2 Annual-Muskogee 5 -v5.13 | 198 | 5889 | Rate Constraint in lbs/MMBtu | FALSE | L | Annual | Constraint Shadow Price | US2016$/Ton | 0 | 0 | 0 | 0 | 0 | 0 | 0 | 0
BART SO2 Annual-Northeastern 3313 -v5.13 | 199 | 5890 | Rate Constraint in lbs/MMBtu | FALSE | L | Annual | Seasons Included | Seasons | Winter, WintShld, Summer | Winter, WintShld, Summer | Winter, WintShld, Summer | Winter, WintShld, Summer | Winter, WintShld, Summer | Winter, WintShld, Summer | Winter, WintShld, Summer | Winter, WintShld, Summer
BART SO2 Annual-Northeastern 3313 -v5.13 | 199 | 5890 | Rate Constraint in lbs/MMBtu | FALSE | L | Annual | Standard SO2 | lb/MMBtu | 0.4 | 0.4 | 0.4 | 0 | 0 | 0 | 0 | 0
BART SO2 Annual-Northeastern 3313 -v5.13 | 199 | 5890 | Rate Constraint in lbs/MMBtu | FALSE | L | Annual | Emissions at Affected Plants SO2 | Thousand Tons | 1.5401 | 3.2357 | 3.2406 | 0 | 0 | 0 | 0 | 0
BART SO2 Annual-Northeastern 3313 -v5.13 | 199 | 5890 | Rate Constraint in lbs/MMBtu | FALSE | L | Annual | Allowances Purchased SO2 | Thousand Tons | 0 | 0 | 0 | 0 | 0 | 0 | 0 | 0
BART SO2 Annual-Northeastern 3313 -v5.13 | 199 | 5890 | Rate Constraint in lbs/MMBtu | FALSE | L | Annual | Allowances Sold SO2 | Thousand Tons | 0 | 0 | 0 | 0 | 0 | 0 | 0 | 0
BART SO2 Annual-Northeastern 3313 -v5.13 | 199 | 5890 | Rate Constraint in lbs/MMBtu | FALSE | L | Annual | Allowances Banked | Thousand Tons | 0 | 0 | 0 | 0 | 0 | 0 | 0 | 0
BART SO2 Annual-Northeastern 3313 -v5.13 | 199 | 5890 | Rate Constraint in lbs/MMBtu | FALSE | L | Annual | Allowances Withdrawn (1:1) | Thousand Tons | 0 | 0 | 0 | 0 | 0 | 0 | 0 | 0
BART SO2 Annual-Northeastern 3313 -v5.13 | 199 | 5890 | Rate Constraint in lbs/MMBtu | FALSE | L | Annual | Allowances Withdrawn (n:1) | Thousand Tons | 0 | 0 | 0 | 0 | 0 | 0 | 0 | 0
BART SO2 Annual-Northeastern 3313 -v5.13 | 199 | 5890 | Rate Constraint in lbs/MMBtu | FALSE | L | Annual | Net Emissions Allowance Position | Thousand Tons | 1.5401 | 3.2357 | 3.2406 | 0 | 0 | 0 | 0 | 0
BART SO2 Annual-Northeastern 3313 -v5.13 | 199 | 5890 | Rate Constraint in lbs/MMBtu | FALSE | L | Annual | Fuel Consumed | TBtu | 11.7946 | 18.3225 | 18.3506 | 0 | 0 | 0 | 0 | 0
BART SO2 Annual-Northeastern 3313 -v5.13 | 199 | 5890 | Rate Constraint in lbs/MMBtu | FALSE | L | Annual | Rate | lb/MMBtu | 0.26116 | 0.35319 | 0.35319 | 0 | 0 | 0 | 0 | 0
BART SO2 Annual-Northeastern 3313 -v5.13 | 199 | 5890 | Rate Constraint in lbs/MMBtu | FALSE | L | Annual | Generation | TWh | 1.089 | 1.6917 | 1.708 | 0 | 0 | 0 | 0 | 0
BART SO2 Annual-Northeastern 3313 -v5.13 | 199 | 5890 | Rate Constraint in lbs/MMBtu | FALSE | L | Annual | Qualifying Generation | TWh | 1.089 | 1.6917 | 1.708 | 0 | 0 | 0 | 0 | 0
BART SO2 Annual-Northeastern 3313 -v5.13 | 199 | 5890 | Rate Constraint in lbs/MMBtu | FALSE | L | Annual | Rate | lb/MWh | 2.8286 | 3.8253 | 3.7947 | 0 | 0 | 0 | 0 | 0
BART SO2 Annual-Northeastern 3313 -v5.13 | 199 | 5890 | Rate Constraint in lbs/MMBtu | FALSE | L | Annual | Constraint Shadow Price | US2016$/Ton | 0 | 0 | 0 | 266707.1141 | 265996.1646 | 193018.8384 | 201219.1602 | 167500.2886
BART SO2 Annual-Pawnee 1 -v5.13 | 200 | 5875 | Rate Constraint in lbs/MMBtu | FALSE | L | Annual | Seasons Included | Seasons | Winter, WintShld, Summer | Winter, WintShld, Summer | Winter, WintShld, Summer | Winter, WintShld, Summer | Winter, WintShld, Summer | Winter, WintShld, Summer | Winter, WintShld, Summer | Winter, WintShld, Summer
BART SO2 Annual-Pawnee 1 -v5.13 | 200 | 5875 | Rate Constraint in lbs/MMBtu | FALSE | L | Annual | Standard SO2 | lb/MMBtu | 0.12 | 0.12 | 0.12 | 0.12 | 0.12 | 0.12 | 0.12 | 0.12
BART SO2 Annual-Pawnee 1 -v5.13 | 200 | 5875 | Rate Constraint in lbs/MMBtu | FALSE | L | Annual | Emissions at Affected Plants SO2 | Thousand Tons | 1.543 | 1.543 | 1.5153 | 1.5153 | 1.5153 | 1.5153 | 1.5153 | 1.5153
BART SO2 Annual-Pawnee 1 -v5.13 | 200 | 5875 | Rate Constraint in lbs/MMBtu | FALSE | L | Annual | Allowances Purchased SO2 | Thousand Tons | 0 | 0 | 0 | 0 | 0 | 0 | 0 | 0
BART SO2 Annual-Pawnee 1 -v5.13 | 200 | 5875 | Rate Constraint in lbs/MMBtu | FALSE | L | Annual | Allowances Sold SO2 | Thousand Tons | 0 | 0 | 0 | 0 | 0 | 0 | 0 | 0
BART SO2 Annual-Pawnee 1 -v5.13 | 200 | 5875 | Rate Constraint in lbs/MMBtu | FALSE | L | Annual | Allowances Banked | Thousand Tons | 0 | 0 | 0 | 0 | 0 | 0 | 0 | 0
BART SO2 Annual-Pawnee 1 -v5.13 | 200 | 5875 | Rate Constraint in lbs/MMBtu | FALSE | L | Annual | Allowances Withdrawn (1:1) | Thousand Tons | 0 | 0 | 0 | 0 | 0 | 0 | 0 | 0
BART SO2 Annual-Pawnee 1 -v5.13 | 200 | 5875 | Rate Constraint in lbs/MMBtu | FALSE | L | Annual | Allowances Withdrawn (n:1) | Thousand Tons | 0 | 0 | 0 | 0 | 0 | 0 | 0 | 0
BART SO2 Annual-Pawnee 1 -v5.13 | 200 | 5875 | Rate Constraint in lbs/MMBtu | FALSE | L | Annual | Net Emissions Allowance Position | Thousand Tons | 1.543 | 1.543 | 1.5153 | 1.5153 | 1.5153 | 1.5153 | 1.5153 | 1.5153
BART SO2 Annual-Pawnee 1 -v5.13 | 200 | 5875 | Rate Constraint in lbs/MMBtu | FALSE | L | Annual | Fuel Consumed | TBtu | 38.5762 | 38.5762 | 37.8819 | 37.8819 | 37.8819 | 37.8819 | 37.8819 | 37.8819
BART SO2 Annual-Pawnee 1 -v5.13 | 200 | 5875 | Rate Constraint in lbs/MMBtu | FALSE | L | Annual | Rate | lb/MMBtu | 0.08 | 0.08 | 0.08 | 0.08 | 0.08 | 0.08 | 0.08 | 0.08
BART SO2 Annual-Pawnee 1 -v5.13 | 200 | 5875 | Rate Constraint in lbs/MMBtu | FALSE | L | Annual | Generation | TWh | 3.6417 | 3.6417 | 3.6417 | 3.6417 | 3.6417 | 3.6417 | 3.6417 | 3.6417
BART SO2 Annual-Pawnee 1 -v5.13 | 200 | 5875 | Rate Constraint in lbs/MMBtu | FALSE | L | Annual | Qualifying Generation | TWh | 3.6417 | 3.6417 | 3.6417 | 3.6417 | 3.6417 | 3.6417 | 3.6417 | 3.6417
BART SO2 Annual-Pawnee 1 -v5.13 | 200 | 5875 | Rate Constraint in lbs/MMBtu | FALSE | L | Annual | Rate | lb/MWh | 0.84744 | 0.84744 | 0.83219 | 0.83219 | 0.83219 | 0.83219 | 0.83219 | 0.83219
BART SO2 Annual-Pawnee 1 -v5.13 | 200 | 5875 | Rate Constraint in lbs/MMBtu | FALSE | L | Annual | Constraint Shadow Price | US2016$/Ton | 0 | 0 | 0 | 0 | 0 | 0 | 0 | 0
BART SO2 Annual-Ray D Nixon 1 -v5.13 | 201 | 5876 | Rate Constraint in lbs/MMBtu | FALSE | L | Annual | Seasons Included | Seasons | Winter, WintShld, Summer | Winter, WintShld, Summer | Winter, WintShld, Summer | Winter, WintShld, Summer | Winter, WintShld, Summer | Winter, WintShld, Summer | Winter, WintShld, Summer | Winter, WintShld, Summer
BART SO2 Annual-Ray D Nixon 1 -v5.13 | 201 | 5876 | Rate Constraint in lbs/MMBtu | FALSE | L | Annual | Standard SO2 | lb/MMBtu | 0.11 | 0.11 | 0.11 | 0.11 | 0.11 | 0.11 | 0.11 | 0.11
BART SO2 Annual-Ray D Nixon 1 -v5.13 | 201 | 5876 | Rate Constraint in lbs/MMBtu | FALSE | L | Annual | Emissions at Affected Plants SO2 | Thousand Tons | 0.5689 | 0.5689 | 0.55809 | 0.55809 | 0.55809 | 0.55809 | 0.55809 | 0.53683
BART SO2 Annual-Ray D Nixon 1 -v5.13 | 201 | 5876 | Rate Constraint in lbs/MMBtu | FALSE | L | Annual | Allowances Purchased SO2 | Thousand Tons | 0 | 0 | 0 | 0 | 0 | 0 | 0 | 0
BART SO2 Annual-Ray D Nixon 1 -v5.13 | 201 | 5876 | Rate Constraint in lbs/MMBtu | FALSE | L | Annual | Allowances Sold SO2 | Thousand Tons | 0 | 0 | 0 | 0 | 0 | 0 | 0 | 0
BART SO2 Annual-Ray D Nixon 1 -v5.13 | 201 | 5876 | Rate Constraint in lbs/MMBtu | FALSE | L | Annual | Allowances Banked | Thousand Tons | 0 | 0 | 0 | 0 | 0 | 0 | 0 | 0
BART SO2 Annual-Ray D Nixon 1 -v5.13 | 201 | 5876 | Rate Constraint in lbs/MMBtu | FALSE | L | Annual | Allowances Withdrawn (1:1) | Thousand Tons | 0 | 0 | 0 | 0 | 0 | 0 | 0 | 0
BART SO2 Annual-Ray D Nixon 1 -v5.13 | 201 | 5876 | Rate Constraint in lbs/MMBtu | FALSE | L | Annual | Allowances Withdrawn (n:1) | Thousand Tons | 0 | 0 | 0 | 0 | 0 | 0 | 0 | 0
BART SO2 Annual-Ray D Nixon 1 -v5.13 | 201 | 5876 | Rate Constraint in lbs/MMBtu | FALSE | L | Annual | Net Emissions Allowance Position | Thousand Tons | 0.5689 | 0.5689 | 0.55809 | 0.55809 | 0.55809 | 0.55809 | 0.55809 | 0.53683
BART SO2 Annual-Ray D Nixon 1 -v5.13 | 201 | 5876 | Rate Constraint in lbs/MMBtu | FALSE | L | Annual | Fuel Consumed | TBtu | 15.9323 | 15.9323 | 15.6296 | 15.6296 | 15.6296 | 15.6296 | 15.6296 | 15.0342
BART SO2 Annual-Ray D Nixon 1 -v5.13 | 201 | 5876 | Rate Constraint in lbs/MMBtu | FALSE | L | Annual | Rate | lb/MMBtu | 0.071415 | 0.071415 | 0.071415 | 0.071415 | 0.071415 | 0.071415 | 0.071415 | 0.071415
BART SO2 Annual-Ray D Nixon 1 -v5.13 | 201 | 5876 | Rate Constraint in lbs/MMBtu | FALSE | L | Annual | Generation | TWh | 1.438 | 1.438 | 1.438 | 1.438 | 1.438 | 1.438 | 1.438 | 1.3832
BART SO2 Annual-Ray D Nixon 1 -v5.13 | 201 | 5876 | Rate Constraint in lbs/MMBtu | FALSE | L | Annual | Qualifying Generation | TWh | 1.438 | 1.438 | 1.438 | 1.438 | 1.438 | 1.438 | 1.438 | 1.3832
BART SO2 Annual-Ray D Nixon 1 -v5.13 | 201 | 5876 | Rate Constraint in lbs/MMBtu | FALSE | L | Annual | Rate | lb/MWh | 0.79125 | 0.79125 | 0.77621 | 0.77621 | 0.77621 | 0.77621 | 0.77621 | 0.77621
BART SO2 Annual-Ray D Nixon 1 -v5.13 | 201 | 5876 | Rate Constraint in lbs/MMBtu | FALSE | L | Annual | Constraint Shadow Price | US2016$/Ton | 0 | 0 | 0 | 0 | 0 | 0 | 0 | 0
BART SO2 Annual-Sooner 1 -v5.13 | 202 | 5892 | Rate Constraint in lbs/MMBtu | FALSE | L | Annual | Seasons Included | Seasons | Winter, WintShld, Summer | Winter, WintShld, Summer | Winter, WintShld, Summer | Winter, WintShld, Summer | Winter, WintShld, Summer | Winter, WintShld, Summer | Winter, WintShld, Summer | Winter, WintShld, Summer
BART SO2 Annual-Sooner 1 -v5.13 | 202 | 5892 | Rate Constraint in lbs/MMBtu | FALSE | L | Annual | Standard SO2 | lb/MMBtu | 0.06 | 0.06 | 0.06 | 0.06 | 0.06 | 0.06 | 0.06 | 0.06
BART SO2 Annual-Sooner 1 -v5.13 | 202 | 5892 | Rate Constraint in lbs/MMBtu | FALSE | L | Annual | Emissions at Affected Plants SO2 | Thousand Tons | 0.52795 | 0.89515 | 0.96779 | 0.60829 | 0.66973 | 0.7724 | 0.66973 | 0.52258
BART SO2 Annual-Sooner 1 -v5.13 | 202 | 5892 | Rate Constraint in lbs/MMBtu | FALSE | L | Annual | Allowances Purchased SO2 | Thousand Tons | 0 | 0 | 0 | 0 | 0 | 0 | 0 | 0
BART SO2 Annual-Sooner 1 -v5.13 | 202 | 5892 | Rate Constraint in lbs/MMBtu | FALSE | L | Annual | Allowances Sold SO2 | Thousand Tons | 0 | 0 | 0 | 0 | 0 | 0 | 0 | 0
BART SO2 Annual-Sooner 1 -v5.13 | 202 | 5892 | Rate Constraint in lbs/MMBtu | FALSE | L | Annual | Allowances Banked | Thousand Tons | 0 | 0 | 0 | 0 | 0 | 0 | 0 | 0
BART SO2 Annual-Sooner 1 -v5.13 | 202 | 5892 | Rate Constraint in lbs/MMBtu | FALSE | L | Annual | Allowances Withdrawn (1:1) | Thousand Tons | 0 | 0 | 0 | 0 | 0 | 0 | 0 | 0
BART SO2 Annual-Sooner 1 -v5.13 | 202 | 5892 | Rate Constraint in lbs/MMBtu | FALSE | L | Annual | Allowances Withdrawn (n:1) | Thousand Tons | 0 | 0 | 0 | 0 | 0 | 0 | 0 | 0
BART SO2 Annual-Sooner 1 -v5.13 | 202 | 5892 | Rate Constraint in lbs/MMBtu | FALSE | L | Annual | Net Emissions Allowance Position | Thousand Tons | 0.52795 | 0.89515 | 0.96779 | 0.60829 | 0.66973 | 0.7724 | 0.66973 | 0.52258
BART SO2 Annual-Sooner 1 -v5.13 | 202 | 5892 | Rate Constraint in lbs/MMBtu | FALSE | L | Annual | Fuel Consumed | TBtu | 17.8967 | 30.3439 | 32.8063 | 20.6199 | 22.7027 | 26.1829 | 22.7027 | 17.7146
BART SO2 Annual-Sooner 1 -v5.13 | 202 | 5892 | Rate Constraint in lbs/MMBtu | FALSE | L | Annual | Rate | lb/MMBtu | 0.059 | 0.059 | 0.059 | 0.059 | 0.059 | 0.059 | 0.059 | 0.059
BART SO2 Annual-Sooner 1 -v5.13 | 202 | 5892 | Rate Constraint in lbs/MMBtu | FALSE | L | Annual | Generation | TWh | 1.6822 | 2.8521 | 3.1401 | 1.9737 | 2.173 | 2.5061 | 2.173 | 1.6956
BART SO2 Annual-Sooner 1 -v5.13 | 202 | 5892 | Rate Constraint in lbs/MMBtu | FALSE | L | Annual | Qualifying Generation | TWh | 1.6822 | 2.8521 | 3.1401 | 1.9737 | 2.173 | 2.5061 | 2.173 | 1.6956
BART SO2 Annual-Sooner 1 -v5.13 | 202 | 5892 | Rate Constraint in lbs/MMBtu | FALSE | L | Annual | Rate | lb/MWh | 0.6277 | 0.6277 | 0.6164 | 0.6164 | 0.6164 | 0.6164 | 0.6164 | 0.6164
BART SO2 Annual-Sooner 1 -v5.13 | 202 | 5892 | Rate Constraint in lbs/MMBtu | FALSE | L | Annual | Constraint Shadow Price | US2016$/Ton | 0 | 0 | 0 | 0 | 0 | 0 | 0 | 0
BART SO2 Annual-Sooner 2 -v5.13 | 203 | 5893 | Rate Constraint in lbs/MMBtu | FALSE | L | Annual | Seasons Included | Seasons | Winter, WintShld, Summer | Winter, WintShld, Summer | Winter, WintShld, Summer | Winter, WintShld, Summer | Winter, WintShld, Summer | Winter, WintShld, Summer | Winter, WintShld, Summer | Winter, WintShld, Summer
BART SO2 Annual-Sooner 2 -v5.13 | 203 | 5893 | Rate Constraint in lbs/MMBtu | FALSE | L | Annual | Standard SO2 | lb/MMBtu | 0.06 | 0.06 | 0.06 | 0.06 | 0.06 | 0.06 | 0.06 | 0.06
BART SO2 Annual-Sooner 2 -v5.13 | 203 | 5893 | Rate Constraint in lbs/MMBtu | FALSE | L | Annual | Emissions at Affected Plants SO2 | Thousand Tons | 0.51959 | 0.95754 | 0.95421 | 0.62881 | 0.66087 | 0.76596 | 0.66087 | 0.51024
BART SO2 Annual-Sooner 2 -v5.13 | 203 | 5893 | Rate Constraint in lbs/MMBtu | FALSE | L | Annual | Allowances Purchased SO2 | Thousand Tons | 0 | 0 | 0 | 0 | 0 | 0 | 0 | 0
BART SO2 Annual-Sooner 2 -v5.13 | 203 | 5893 | Rate Constraint in lbs/MMBtu | FALSE | L | Annual | Allowances Sold SO2 | Thousand Tons | 0 | 0 | 0 | 0 | 0 | 0 | 0 | 0
BART SO2 Annual-Sooner 2 -v5.13 | 203 | 5893 | Rate Constraint in lbs/MMBtu | FALSE | L | Annual | Allowances Banked | Thousand Tons | 0 | 0 | 0 | 0 | 0 | 0 | 0 | 0
BART SO2 Annual-Sooner 2 -v5.13 | 203 | 5893 | Rate Constraint in lbs/MMBtu | FALSE | L | Annual | Allowances Withdrawn (1:1) | Thousand Tons | 0 | 0 | 0 | 0 | 0 | 0 | 0 | 0
BART SO2 Annual-Sooner 2 -v5.13 | 203 | 5893 | Rate Constraint in lbs/MMBtu | FALSE | L | Annual | Allowances Withdrawn (n:1) | Thousand Tons | 0 | 0 | 0 | 0 | 0 | 0 | 0 | 0
BART SO2 Annual-Sooner 2 -v5.13 | 203 | 5893 | Rate Constraint in lbs/MMBtu | FALSE | L | Annual | Net Emissions Allowance Position | Thousand Tons | 0.51959 | 0.95754 | 0.95421 | 0.62881 | 0.66087 | 0.76596 | 0.66087 | 0.51024
BART SO2 Annual-Sooner 2 -v5.13 | 203 | 5893 | Rate Constraint in lbs/MMBtu | FALSE | L | Annual | Fuel Consumed | TBtu | 17.6132 | 32.4591 | 32.3462 | 21.3155 | 22.4023 | 25.9649 | 22.4023 | 17.2961
BART SO2 Annual-Sooner 2 -v5.13 | 203 | 5893 | Rate Constraint in lbs/MMBtu | FALSE | L | Annual | Rate | lb/MMBtu | 0.059 | 0.059 | 0.059 | 0.059 | 0.059 | 0.059 | 0.059 | 0.059
BART SO2 Annual-Sooner 2 -v5.13 | 203 | 5893 | Rate Constraint in lbs/MMBtu | FALSE | L | Annual | Generation | TWh | 1.6662 | 3.0706 | 3.116 | 2.0534 | 2.1581 | 2.5013 | 2.1581 | 1.6662
BART SO2 Annual-Sooner 2 -v5.13 | 203 | 5893 | Rate Constraint in lbs/MMBtu | FALSE | L | Annual | Qualifying Generation | TWh | 1.6662 | 3.0706 | 3.116 | 2.0534 | 2.1581 | 2.5013 | 2.1581 | 1.6662
BART SO2 Annual-Sooner 2 -v5.13 | 203 | 5893 | Rate Constraint in lbs/MMBtu | FALSE | L | Annual | Rate | lb/MWh | 0.62369 | 0.62369 | 0.61246 | 0.61246 | 0.61246 | 0.61246 | 0.61246 | 0.61246
BART SO2 Annual-Sooner 2 -v5.13 | 203 | 5893 | Rate Constraint in lbs/MMBtu | FALSE | L | Annual | Constraint Shadow Price | US2016$/Ton | 0 | 0 | 0 | 0 | 0 | 0 | 0 | 0
Black RiverGen MER Rate Limit v3.1 | 204 | 2045 | Rate Constraint in lbs/MMBtu | FALSE | L | Annual | Seasons Included | Seasons | Winter, WintShld, Summer | Winter, WintShld, Summer | Winter, WintShld, Summer | Winter, WintShld, Summer | Winter, WintShld, Summer | Winter, WintShld, Summer | Winter, WintShld, Summer | Winter, WintShld, Summer
Black RiverGen MER Rate Limit v3.1 | 204 | 2045 | Rate Constraint in lbs/MMBtu | FALSE | L | Annual | Standard MER | lb/MMBtu | 6e-07 | 6e-07 | 6e-07 | 6e-07 | 6e-07 | 6e-07 | 6e-07 | 6e-07
Black RiverGen MER Rate Limit v3.1 | 204 | 2045 | Rate Constraint in lbs/MMBtu | FALSE | L | Annual | Emissions at Affected Plants MER | lbs | 0 | 0 | 0 | 0 | 0 | 0 | 0 | 0
Black RiverGen MER Rate Limit v3.1 | 204 | 2045 | Rate Constraint in lbs/MMBtu | FALSE | L | Annual | Allowances Purchased MER | lbs | 0 | 0 | 0 | 0 | 0 | 0 | 0 | 0
Black RiverGen MER Rate Limit v3.1 | 204 | 2045 | Rate Constraint in lbs/MMBtu | FALSE | L | Annual | Allowances Sold MER | lbs | 0 | 0 | 0 | 0 | 0 | 0 | 0 | 0
Black RiverGen MER Rate Limit v3.1 | 204 | 2045 | Rate Constraint in lbs/MMBtu | FALSE | L | Annual | Allowances Banked | lbs | 0 | 0 | 0 | 0 | 0 | 0 | 0 | 0
Black RiverGen MER Rate Limit v3.1 | 204 | 2045 | Rate Constraint in lbs/MMBtu | FALSE | L | Annual | Allowances Withdrawn (1:1) | lbs | 0 | 0 | 0 | 0 | 0 | 0 | 0 | 0
Black RiverGen MER Rate Limit v3.1 | 204 | 2045 | Rate Constraint in lbs/MMBtu | FALSE | L | Annual | Allowances Withdrawn (n:1) | lbs | 0 | 0 | 0 | 0 | 0 | 0 | 0 | 0
Black RiverGen MER Rate Limit v3.1 | 204 | 2045 | Rate Constraint in lbs/MMBtu | FALSE | L | Annual | Net Emissions Allowance Position | lbs | 0 | 0 | 0 | 0 | 0 | 0 | 0 | 0
Black RiverGen MER Rate Limit v3.1 | 204 | 2045 | Rate Constraint in lbs/MMBtu | FALSE | L | Annual | Fuel Consumed | TBtu | 0 | 0 | 0 | 0 | 0 | 0 | 0 | 0
Black RiverGen MER Rate Limit v3.1 | 204 | 2045 | Rate Constraint in lbs/MMBtu | FALSE | L | Annual | Rate | lb/MMBtu | 0 | 0 | 0 | 0 | 0 | 0 | 0 | 0
Black RiverGen MER Rate Limit v3.1 | 204 | 2045 | Rate Constraint in lbs/MMBtu | FALSE | L | Annual | Generation | TWh | 0 | 0 | 0 | 0 | 0 | 0 | 0 | 0
Black RiverGen MER Rate Limit v3.1 | 204 | 2045 | Rate Constraint in lbs/MMBtu | FALSE | L | Annual | Qualifying Generation | TWh | 0 | 0 | 0 | 0 | 0 | 0 | 0 | 0
Black RiverGen MER Rate Limit v3.1 | 204 | 2045 | Rate Constraint in lbs/MMBtu | FALSE | L | Annual | Rate | lb/MWh | 0 | 0 | 0 | 0 | 0 | 0 | 0 | 0
Black RiverGen MER Rate Limit v3.1 | 204 | 2045 | Rate Constraint in lbs/MMBtu | FALSE | L | Annual | Constraint Shadow Price | US2016$/Lb | 0 | 0 | 0 | 0 | 0 | 0 | 0 | 0
CA AB 32- CO2 Constraint- v.5.13 | 205 | 5895 | Rate Constraint in MTons | FALSE | L | Annual | Seasons Included | Seasons | Winter, WintShld, Summer | Winter, WintShld, Summer | Winter, WintShld, Summer | Winter, WintShld, Summer | Winter, WintShld, Summer | Winter, WintShld, Summer | Winter, WintShld, Summer | Winter, WintShld, Summer
CA AB 32- CO2 Constraint- v.5.13 | 205 | 5895 | Rate Constraint in MTons | FALSE | L | Annual | Standard CO2 | Thousand Tons | 0 | 0 | 0 | 0 | 0 | 0 | 0 | 0
CA AB 32- CO2 Constraint- v.5.13 | 205 | 5895 | Rate Constraint in MTons | FALSE | L | Annual | Emissions at Affected Plants CO2 | Thousand Tons | 54999.9436 | 51868.3736 | 47828.8162 | 21855.224 | 21163.8937 | 20716.9179 | 8822.7712 | 5865.0009
CA AB 32- CO2 Constraint- v.5.13 | 205 | 5895 | Rate Constraint in MTons | FALSE | L | Annual | Allowances Purchased CO2 | Thousand Tons | -54999.9437 | -51868.3736 | -47828.8162 | -21855.224 | -21163.8937 | -20716.9179 | -8822.7712 | -5865.0009
CA AB 32- CO2 Constraint- v.5.13 | 205 | 5895 | Rate Constraint in MTons | FALSE | L | Annual | Allowances Sold CO2 | Thousand Tons | 0 | 0 | 0 | 0 | 0 | 0 | 0 | 0
CA AB 32- CO2 Constraint- v.5.13 | 205 | 5895 | Rate Constraint in MTons | FALSE | L | Annual | Allowances Banked | Thousand Tons | 0 | 0 | 0 | 0 | 0 | 0 | 0 | 0
CA AB 32- CO2 Constraint- v.5.13 | 205 | 5895 | Rate Constraint in MTons | FALSE | L | Annual | Allowances Withdrawn (1:1) | Thousand Tons | 0 | 0 | 0 | 0 | 0 | 0 | 0 | 0
CA AB 32- CO2 Constraint- v.5.13 | 205 | 5895 | Rate Constraint in MTons | FALSE | L | Annual | Allowances Withdrawn (n:1) | Thousand Tons | 0 | 0 | 0 | 0 | 0 | 0 | 0 | 0
CA AB 32- CO2 Constraint- v.5.13 | 205 | 5895 | Rate Constraint in MTons | FALSE | L | Annual | Net Emissions Allowance Position | Thousand Tons | -1.2631e-05 | -4.7523e-06 | 7.272e-06 | -1.553e-07 | 7.909e-07 | 4.4442e-06 | 4.9981e-06 | 1.1236e-06
CA AB 32- CO2 Constraint- v.5.13 | 205 | 5895 | Rate Constraint in MTons | FALSE | L | Annual | Fuel Consumed | TBtu | 935.0469 | 881.5192 | 812.1304 | 377.129 | 365.6971 | 357.4391 | 157.7133 | 108.0526
CA AB 32- CO2 Constraint- v.5.13 | 205 | 5895 | Rate Constraint in MTons | FALSE | L | Annual | Rate | lb/MMBtu | 117.641 | 117.6795 | 117.786 | 115.9032 | 115.7455 | 115.9186 | 111.8837 | 108.5583
CA AB 32- CO2 Constraint- v.5.13 | 205 | 5895 | Rate Constraint in MTons | FALSE | L | Annual | Generation | TWh | 126.0657 | 119.4262 | 110.345 | 53.5364 | 51.9314 | 50.6123 | 21.8229 | 14.9036
CA AB 32- CO2 Constraint- v.5.13 | 205 | 5895 | Rate Constraint in MTons | FALSE | L | Annual | Qualifying Generation | TWh | 126.0657 | 119.4262 | 110.345 | 53.5364 | 51.9314 | 50.6123 | 21.8229 | 14.9036
CA AB 32- CO2 Constraint- v.5.13 | 205 | 5895 | Rate Constraint in MTons | FALSE | L | Annual | Rate | lb/MWh | 872.5601 | 868.6261 | 866.8961 | 816.4619 | 815.071 | 818.6509 | 808.5797 | 787.0579
CA AB 32- CO2 Constraint- v.5.13 | 205 | 5895 | Rate Constraint in MTons | FALSE | L | Annual | Constraint Shadow Price | US2016$/Ton | 13.321 | 13.32 | 13.3202 | 67.6707 | 67.6705 | 67.6706 | 67.6708 | 67.6709
CA NOx Annual v5.14 | 206 | 6121 | Rate Constraint in MTons | FALSE | L | Annual | Seasons Included | Seasons | Winter, WintShld, Summer | Winter, WintShld, Summer | Winter, WintShld, Summer | Winter, WintShld, Summer | Winter, WintShld, Summer | Winter, WintShld, Summer | Winter, WintShld, Summer | Winter, WintShld, Summer
CA NOx Annual v5.14 | 206 | 6121 | Rate Constraint in MTons | FALSE | L | Annual | Standard NOX | Thousand Tons | 9.676 | 9.676 | 9.676 | 9.676 | 9.676 | 9.676 | 9.676 | 9.676
CA NOx Annual v5.14 | 206 | 6121 | Rate Constraint in MTons | FALSE | L | Annual | Emissions at Affected Plants NOX | Thousand Tons | 0.35857 | 0.3476 | 0.2385 | 0.046238 | 0.071039 | 0.036983 | 0.021894 | 0.0072013
CA NOx Annual v5.14 | 206 | 6121 | Rate Constraint in MTons | FALSE | L | Annual | Allowances Purchased NOX | Thousand Tons | 0 | 0 | 0 | 0 | 0 | 0 | 0 | 0
CA NOx Annual v5.14 | 206 | 6121 | Rate Constraint in MTons | FALSE | L | Annual | Allowances Sold NOX | Thousand Tons | 0 | 0 | 0 | 0 | 0 | 0 | 0 | 0
CA NOx Annual v5.14 | 206 | 6121 | Rate Constraint in MTons | FALSE | L | Annual | Allowances Banked | Thousand Tons | 0 | 0 | 0 | 0 | 0 | 0 | 0 | 0
CA NOx Annual v5.14 | 206 | 6121 | Rate Constraint in MTons | FALSE | L | Annual | Allowances Withdrawn (1:1) | Thousand Tons | 0 | 0 | 0 | 0 | 0 | 0 | 0 | 0
CA NOx Annual v5.14 | 206 | 6121 | Rate Constraint in MTons | FALSE | L | Annual | Allowances Withdrawn (n:1) | Thousand Tons | 0 | 0 | 0 | 0 | 0 | 0 | 0 | 0
CA NOx Annual v5.14 | 206 | 6121 | Rate Constraint in MTons | FALSE | L | Annual | Net Emissions Allowance Position | Thousand Tons | 0.35857 | 0.3476 | 0.2385 | 0.046238 | 0.071039 | 0.036983 | 0.021894 | 0.0072013
CA NOx Annual v5.14 | 206 | 6121 | Rate Constraint in MTons | FALSE | L | Annual | Fuel Consumed | TBtu | 87.5926 | 84.8579 | 57.763 | 12.7369 | 19.628 | 9.8427 | 5.5183 | 1.6709
CA NOx Annual v5.14 | 206 | 6121 | Rate Constraint in MTons | FALSE | L | Annual | Rate | lb/MMBtu | 0.0081872 | 0.0081925 | 0.008258 | 0.0072605 | 0.0072385 | 0.0075148 | 0.0079351 | 0.0086195
CA NOx Annual v5.14 | 206 | 6121 | Rate Constraint in MTons | FALSE | L | Annual | Generation | TWh | 11.7748 | 11.4837 | 7.9476 | 1.7715 | 2.7438 | 1.374 | 0.77349 | 0.23411
CA NOx Annual v5.14 | 206 | 6121 | Rate Constraint in MTons | FALSE | L | Annual | Qualifying Generation | TWh | 11.7748 | 11.4837 | 7.9476 | 1.7715 | 2.7438 | 1.374 | 0.77349 | 0.23411
CA NOx Annual v5.14 | 206 | 6121 | Rate Constraint in MTons | FALSE | L | Annual | Rate | lb/MWh | 0.060905 | 0.060538 | 0.060019 | 0.052201 | 0.051781 | 0.053832 | 0.056611 | 0.061521
CA NOx Annual v5.14 | 206 | 6121 | Rate Constraint in MTons | FALSE | L | Annual | Constraint Shadow Price | US2016$/Ton | 0 | 0 | 0 | 0 | 0 | 0 | 0 | 0
CA SO2 Annual v5.14 | 207 | 6122 | Rate Constraint in MTons | FALSE | L | Annual | Seasons Included | Seasons | Winter, WintShld, Summer | Winter, WintShld, Summer | Winter, WintShld, Summer | Winter, WintShld, Summer | Winter, WintShld, Summer | Winter, WintShld, Summer | Winter, WintShld, Summer | Winter, WintShld, Summer
CA SO2 Annual v5.14 | 207 | 6122 | Rate Constraint in MTons | FALSE | L | Annual | Standard SO2 | Thousand Tons | 2.219 | 2.219 | 2.219 | 2.219 | 2.219 | 2.219 | 2.219 | 2.219
CA SO2 Annual v5.14 | 207 | 6122 | Rate Constraint in MTons | FALSE | L | Annual | Emissions at Affected Plants SO2 | Thousand Tons | 0 | 0 | 0 | 0 | 0 | 0 | 0 | 0
CA SO2 Annual v5.14 | 207 | 6122 | Rate Constraint in MTons | FALSE | L | Annual | Allowances Purchased SO2 | Thousand Tons | 0 | 0 | 0 | 0 | 0 | 0 | 0 | 0
CA SO2 Annual v5.14 | 207 | 6122 | Rate Constraint in MTons | FALSE | L | Annual | Allowances Sold SO2 | Thousand Tons | 0 | 0 | 0 | 0 | 0 | 0 | 0 | 0
CA SO2 Annual v5.14 | 207 | 6122 | Rate Constraint in MTons | FALSE | L | Annual | Allowances Banked | Thousand Tons | 0 | 0 | 0 | 0 | 0 | 0 | 0 | 0
CA SO2 Annual v5.14 | 207 | 6122 | Rate Constraint in MTons | FALSE | L | Annual | Allowances Withdrawn (1:1) | Thousand Tons | 0 | 0 | 0 | 0 | 0 | 0 | 0 | 0
CA SO2 Annual v5.14 | 207 | 6122 | Rate Constraint in MTons | FALSE | L | Annual | Allowances Withdrawn (n:1) | Thousand Tons | 0 | 0 | 0 | 0 | 0 | 0 | 0 | 0
CA SO2 Annual v5.14 | 207 | 6122 | Rate Constraint in MTons | FALSE | L | Annual | Net Emissions Allowance Position | Thousand Tons | 0 | 0 | 0 | 0 | 0 | 0 | 0 | 0
CA SO2 Annual v5.14 | 207 | 6122 | Rate Constraint in MTons | FALSE | L | Annual | Fuel Consumed | TBtu | 0.031712 | 0.031712 | 0.010074 | 0 | 0 | 0.0010453 | 0 | 0
CA SO2 Annual v5.14 | 207 | 6122 | Rate Constraint in MTons | FALSE | L | Annual | Rate | lb/MMBtu | 0 | 0 | 0 | 0 | 0 | 0 | 0 | 0
CA SO2 Annual v5.14 | 207 | 6122 | Rate Constraint in MTons | FALSE | L | Annual | Generation | TWh | 0.0029514 | 0.0029514 | 0.00093758 | 0 | 0 | 8.8601e-05 | 0 | 0
CA SO2 Annual v5.14 | 207 | 6122 | Rate Constraint in MTons | FALSE | L | Annual | Qualifying Generation | TWh | 0.0029514 | 0.0029514 | 0.00093758 | 0 | 0 | 8.8601e-05 | 0 | 0
CA SO2 Annual v5.14 | 207 | 6122 | Rate Constraint in MTons | FALSE | L | Annual | Rate | lb/MWh | 0 | 0 | 0 | 0 | 0 | 0 | 0 | 0
CA SO2 Annual v5.14 | 207 | 6122 | Rate Constraint in MTons | FALSE | L | Annual | Constraint Shadow Price | US2016$/Ton | 0 | 0 | 0 | 0 | 0 | 0 | 0 | 0
CO Hg Rate Annual - Comanche 1,2 & 3 v5.14 | 208 | 6123 | Rate Constraint in lbs/MWh | FALSE | L | Annual | Seasons Included | Seasons | Winter, WintShld, Summer | Winter, WintShld, Summer | Winter, WintShld, Summer | Winter, WintShld, Summer | Winter, WintShld, Summer | Winter, WintShld, Summer | Winter, WintShld, Summer | Winter, WintShld, Summer
CO Hg Rate Annual - Comanche 1,2 & 3 v5.14 | 208 | 6123 | Rate Constraint in lbs/MWh | FALSE | L | Annual | Standard MER | lb/MWh | 1.3e-05 | 1.3e-05 | 1.3e-05 | 1.3e-05 | 1.3e-05 | 1.3e-05 | 1.3e-05 | 1.3e-05
CO Hg Rate Annual - Comanche 1,2 & 3 v5.14 | 208 | 6123 | Rate Constraint in lbs/MWh | FALSE | L | Annual | Emissions at Affected Plants MER | lbs | 59.1144 | 45.1423 | 44.6239 | 30.597 | 28.8984 | 29.9023 | 28.5795 | 28.14
CO Hg Rate Annual - Comanche 1,2 & 3 v5.14 | 208 | 6123 | Rate Constraint in lbs/MWh | FALSE | L | Annual | Allowances Purchased MER | lbs | 0 | 0 | 0 | 0 | 0 | 0 | 0 | 0
CO Hg Rate Annual - Comanche 1,2 & 3 v5.14 | 208 | 6123 | Rate Constraint in lbs/MWh | FALSE | L | Annual | Allowances Sold MER | lbs | 0 | 0 | 0 | 0 | 0 | 0 | 0 | 0
CO Hg Rate Annual - Comanche 1,2 & 3 v5.14 | 208 | 6123 | Rate Constraint in lbs/MWh | FALSE | L | Annual | Allowances Banked | lbs | 0 | 0 | 0 | 0 | 0 | 0 | 0 | 0
CO Hg Rate Annual - Comanche 1,2 & 3 v5.14 | 208 | 6123 | Rate Constraint in lbs/MWh | FALSE | L | Annual | Allowances Withdrawn (1:1) | lbs | 0 | 0 | 0 | 0 | 0 | 0 | 0 | 0
CO Hg Rate Annual - Comanche 1,2 & 3 v5.14 | 208 | 6123 | Rate Constraint in lbs/MWh | FALSE | L | Annual | Allowances Withdrawn (n:1) | lbs | 0 | 0 | 0 | 0 | 0 | 0 | 0 | 0
CO Hg Rate Annual - Comanche 1,2 & 3 v5.14 | 208 | 6123 | Rate Constraint in lbs/MWh | FALSE | L | Annual | Net Emissions Allowance Position | lbs | 59.1144 | 45.1423 | 44.6239 | 30.597 | 28.8984 | 29.9023 | 28.5795 | 28.14
CO Hg Rate Annual - Comanche 1,2 & 3 v5.14 | 208 | 6123 | Rate Constraint in lbs/MWh | FALSE | L | Annual | Fuel Consumed | TBtu | 105.3498 | 80.4497 | 79.5258 | 54.528 | 51.5009 | 53.29 | 50.9324 | 50.1493
CO Hg Rate Annual - Comanche 1,2 & 3 v5.14 | 208 | 6123 | Rate Constraint in lbs/MWh | FALSE | L | Annual | Rate | lb/MMBtu | 5.6112e-07 | 5.6112e-07 | 5.6112e-07 | 5.6112e-07 | 5.6112e-07 | 5.6112e-07 | 5.6112e-07 | 5.6112e-07
CO Hg Rate Annual - Comanche 1,2 & 3 v5.14 | 208 | 6123 | Rate Constraint in lbs/MWh | FALSE | L | Annual | Generation | TWh | 10.1333 | 7.8076 | 7.4725 | 5.0688 | 4.7688 | 4.9461 | 4.7125 | 4.6349
CO Hg Rate Annual - Comanche 1,2 & 3 v5.14 | 208 | 6123 | Rate Constraint in lbs/MWh | FALSE | L | Annual | Qualifying Generation | TWh | 10.1333 | 7.8076 | 7.4725 | 5.0688 | 4.7688 | 4.9461 | 4.7125 | 4.6349
CO Hg Rate Annual - Comanche 1,2 & 3 v5.14 | 208 | 6123 | Rate Constraint in lbs/MWh | FALSE | L | Annual | Constraint Shadow Price | US2016$/Lb | 0 | 0 | 0 | 0 | 0 | 0 | 0 | 0
CO Hg Rule - MER Removal Annual v3.1 | 209 | 1515 | MACT Fuel Choice Floor in lbs/MMBtu | FALSE | L | Annual | Seasons Included | Seasons | Winter, WintShld, Summer | Winter, WintShld, Summer | Winter, WintShld, Summer | Winter, WintShld, Summer | Winter, WintShld, Summer | Winter, WintShld, Summer | Winter, WintShld, Summer | Winter, WintShld, Summer
CO Hg Rule - MER Removal Annual v3.1 | 209 | 1515 | MACT Fuel Choice Floor in lbs/MMBtu | FALSE | L | Annual | Emission Floor | lbs/MMBtu | 8.248e-07 | 8.248e-07 | 8.248e-07 | 8.248e-07 | 8.248e-07 | 8.248e-07 | 8.248e-07 | 8.248e-07
CO Hg Rule - MER Removal Annual v3.1 | 209 | 1515 | MACT Fuel Choice Floor in lbs/MMBtu | FALSE | L | Annual | Emissions at Affected Plants MER | lbs | 113.0345 | 96.4734 | 95.0572 | 89.2919 | 86.776 | 88.6208 | 85.1961 | 83.1757
CO Hg Rule - MER Removal Annual v3.1 | 209 | 1515 | MACT Fuel Choice Floor in lbs/MMBtu | FALSE | L | Annual | Allowances Purchased MER | lbs | 0 | 0 | 0 | 0 | 0 | 0 | 0 | 0
CO Hg Rule - MER Removal Annual v3.1 | 209 | 1515 | MACT Fuel Choice Floor in lbs/MMBtu | FALSE | L | Annual | Allowances Sold MER | lbs | 0 | 0 | 0 | 0 | 0 | 0 | 0 | 0
CO Hg Rule - MER Removal Annual v3.1 | 209 | 1515 | MACT Fuel Choice Floor in lbs/MMBtu | FALSE | L | Annual | Allowances Banked | lbs | 0 | 0 | 0 | 0 | 0 | 0 | 0 | 0
CO Hg Rule - MER Removal Annual v3.1 | 209 | 1515 | MACT Fuel Choice Floor in lbs/MMBtu | FALSE | L | Annual | Allowances Withdrawn (1:1) | lbs | 0 | 0 | 0 | 0 | 0 | 0 | 0 | 0
CO Hg Rule - MER Removal Annual v3.1 | 209 | 1515 | MACT Fuel Choice Floor in lbs/MMBtu | FALSE | L | Annual | Allowances Withdrawn (n:1) | lbs | 0 | 0 | 0 | 0 | 0 | 0 | 0 | 0
CO Hg Rule - MER Removal Annual v3.1 | 209 | 1515 | MACT Fuel Choice Floor in lbs/MMBtu | FALSE | L | Annual | Net Emissions Allowance Position | lbs | 113.0345 | 96.4734 | 95.0572 | 89.2919 | 86.776 | 88.6208 | 85.1961 | 83.1757
CO Hg Rule - MER Removal Annual v3.1 | 209 | 1515 | MACT Fuel Choice Floor in lbs/MMBtu | FALSE | L | Annual | Fuel Consumed | TBtu | 220.7929 | 193.883 | 190.9234 | 189.3577 | 183.5968 | 187.421 | 168.6798 | 165.0792
CO Hg Rule - MER Removal Annual v3.1 | 209 | 1515 | MACT Fuel Choice Floor in lbs/MMBtu | FALSE | L | Annual | Rate | lb/MMBtu | 5.1195e-07 | 4.9759e-07 | 4.9788e-07 | 4.7155e-07 | 4.7264e-07 | 4.7284e-07 | 5.0508e-07 | 5.0385e-07
CO Hg Rule - MER Removal Annual v3.1 | 209 | 1515 | MACT Fuel Choice Floor in lbs/MMBtu | FALSE | L | Annual | Generation | TWh | 20.5637 | 18.0143 | 18.0143 | 18.0143 | 17.4882 | 17.8385 | 15.9621 | 15.6299
CO Hg Rule - MER Removal Annual v3.1 | 209 | 1515 | MACT Fuel Choice Floor in lbs/MMBtu | FALSE | L | Annual | Qualifying Generation | TWh | 20.5637 | 18.0143 | 18.0143 | 18.0143 | 17.4882 | 17.8385 | 15.9621 | 15.6299
CO Hg Rule - MER Removal Annual v3.1 | 209 | 1515 | MACT Fuel Choice Floor in lbs/MMBtu | FALSE | L | Annual | Constraint Shadow Price | US2016$/Lb | 0 | 0 | 0 | 0 | 0 | 0 | 0 | 0
CO NOX Rate Annual - Craig 1,3 v5.14 | 210 | 6124 | Rate Constraint in lbs/MMBtu | FALSE | L | Annual | Seasons Included | Seasons | Winter, WintShld, Summer | Winter, WintShld, Summer | Winter, WintShld, Summer | Winter, WintShld, Summer | Winter, WintShld, Summer | Winter, WintShld, Summer | Winter, WintShld, Summer | Winter, WintShld, Summer
CO NOX Rate Annual - Craig 1,3 v5.14 | 210 | 6124 | Rate Constraint in lbs/MMBtu | FALSE | L | Annual | Standard NOX | lb/MMBtu | 0.28 | 0.28 | 0.28 | 0.28 | 0.28 | 0.28 | 0.28 | 0.28
CO NOX Rate Annual - Craig 1,3 v5.14 | 210 | 6124 | Rate Constraint in lbs/MMBtu | FALSE | L | Annual | Emissions at Affected Plants NOX | Thousand Tons | 7.7996 | 3.7678 | 3.7377 | 3.7368 | 3.5719 | 3.7368 | 3.4661 | 3.2587
CO NOX Rate Annual - Craig 1,3 v5.14 | 210 | 6124 | Rate Constraint in lbs/MMBtu | FALSE | L | Annual | Allowances Purchased NOX | Thousand Tons | 0 | 0 | 0 | 0 | 0 | 0 | 0 | 0
CO NOX Rate Annual - Craig 1,3 v5.14 | 210 | 6124 | Rate Constraint in lbs/MMBtu | FALSE | L | Annual | Allowances Sold NOX | Thousand Tons | 0 | 0 | 0 | 0 | 0 | 0 | 0 | 0
CO NOX Rate Annual - Craig 1,3 v5.14 | 210 | 6124 | Rate Constraint in lbs/MMBtu | FALSE | L | Annual | Allowances Banked | Thousand Tons | 0 | 0 | 0 | 0 | 0 | 0 | 0 | 0
CO NOX Rate Annual - Craig 1,3 v5.14 | 210 | 6124 | Rate Constraint in lbs/MMBtu | FALSE | L | Annual | Allowances Withdrawn (1:1) | Thousand Tons | 0 | 0 | 0 | 0 | 0 | 0 | 0 | 0
CO NOX Rate Annual - Craig 1,3 v5.14 | 210 | 6124 | Rate Constraint in lbs/MMBtu | FALSE | L | Annual | Allowances Withdrawn (n:1) | Thousand Tons | 0 | 0 | 0 | 0 | 0 | 0 | 0 | 0
CO NOX Rate Annual - Craig 1,3 v5.14 | 210 | 6124 | Rate Constraint in lbs/MMBtu | FALSE | L | Annual | Net Emissions Allowance Position | Thousand Tons | 7.7996 | 3.7678 | 3.7377 | 3.7368 | 3.5719 | 3.7368 | 3.4661 | 3.2587
CO NOX Rate Annual - Craig 1,3 v5.14 | 210 | 6124 | Rate Constraint in lbs/MMBtu | FALSE | L | Annual | Fuel Consumed | TBtu | 67.0857 | 34.3202 | 34.0457 | 34.0384 | 32.5352 | 34.0384 | 31.5698 | 29.6799
CO NOX Rate Annual - Craig 1,3 v5.14 | 210 | 6124 | Rate Constraint in lbs/MMBtu | FALSE | L | Annual | Rate | lb/MMBtu | 0.23253 | 0.21957 | 0.21957 | 0.21956 | 0.21957 | 0.21956 | 0.21958 | 0.21959
CO NOX Rate Annual - Craig 1,3 v5.14 | 210 | 6124 | Rate Constraint in lbs/MMBtu | FALSE | L | Annual | Generation | TWh | 6.3154 | 3.2434 | 3.2434 | 3.2434 | 3.1002 | 3.2434 | 3.0076 | 2.8275
CO NOX Rate Annual - Craig 1,3 v5.14 | 210 | 6124 | Rate Constraint in lbs/MMBtu | FALSE | L | Annual | Qualifying Generation | TWh | 6.3154 | 3.2434 | 3.2434 | 3.2434 | 3.1002 | 3.2434 | 3.0076 | 2.8275
CO NOX Rate Annual - Craig 1,3 v5.14 | 210 | 6124 | Rate Constraint in lbs/MMBtu | FALSE | L | Annual | Rate | lb/MWh | 2.47 | 2.3234 | 2.3048 | 2.3042 | 2.3042 | 2.3042 | 2.3049 | 2.305
CO NOX Rate Annual - Craig 1,3 v5.14 | 210 | 6124 | Rate Constraint in lbs/MMBtu | FALSE | L | Annual | Constraint Shadow Price | US2016$/Ton | 0 | 0 | 0 | 0 | 0 | 0 | 0 | 0
CO NOX Rate Annual - Craig 2 v5.14 | 211 | 6125 | Rate Constraint in lbs/MMBtu | FALSE | L | Annual | Seasons Included | Seasons | Winter, WintShld, Summer | Winter, WintShld, Summer | Winter, WintShld, Summer | Winter, WintShld, Summer | Winter, WintShld, Summer | Winter, WintShld, Summer | Winter, WintShld, Summer | Winter, WintShld, Summer
CO NOX Rate Annual - Craig 2 v5.14 | 211 | 6125 | Rate Constraint in lbs/MMBtu | FALSE | L | Annual | Standard NOX | lb/MMBtu | 0.08 | 0.08 | 0.08 | 0.08 | 0.08 | 0.08 | 0.08 | 0.08
CO NOX Rate Annual - Craig 2 v5.14 | 211 | 6125 | Rate Constraint in lbs/MMBtu | FALSE | L | Annual | Emissions at Affected Plants NOX | Thousand Tons | 0.99313 | 0.99313 | 0.98519 | 1.0939 | 1.0939 | 1.0939 | 0.85888 | 0.85888
CO NOX Rate Annual - Craig 2 v5.14 | 211 | 6125 | Rate Constraint in lbs/MMBtu | FALSE | L | Annual | Allowances Purchased NOX | Thousand Tons | 0 | 0 | 0 | 0 | 0 | 0 | 0 | 0
CO NOX Rate Annual - Craig 2 v5.14 | 211 | 6125 | Rate Constraint in lbs/MMBtu | FALSE | L | Annual | Allowances Sold NOX | Thousand Tons | 0 | 0 | 0 | 0 | 0 | 0 | 0 | 0
CO NOX Rate Annual - Craig 2 v5.14 | 211 | 6125 | Rate Constraint in lbs/MMBtu | FALSE | L | Annual | Allowances Banked | Thousand Tons | 0 | 0 | 0 | 0 | 0 | 0 | 0 | 0
CO NOX Rate Annual - Craig 2 v5.14 | 211 | 6125 | Rate Constraint in lbs/MMBtu | FALSE | L | Annual | Allowances Withdrawn (1:1) | Thousand Tons | 0 | 0 | 0 | 0 | 0 | 0 | 0 | 0
CO NOX Rate Annual - Craig 2 v5.14 | 211 | 6125 | Rate Constraint in lbs/MMBtu | FALSE | L | Annual | Allowances Withdrawn (n:1) | Thousand Tons | 0 | 0 | 0 | 0 | 0 | 0 | 0 | 0
CO NOX Rate Annual - Craig 2 v5.14 | 211 | 6125 | Rate Constraint in lbs/MMBtu | FALSE | L | Annual | Net Emissions Allowance Position | Thousand Tons | 0.99313 | 0.99313 | 0.98519 | 1.0939 | 1.0939 | 1.0939 | 0.85888 | 0.85888
CO NOX Rate Annual - Craig 2 v5.14 | 211 | 6125 | Rate Constraint in lbs/MMBtu | FALSE | L | Annual | Fuel Consumed | TBtu | 32.9906 | 32.9906 | 32.7267 | 31.1683 | 31.1683 | 31.1683 | 28.5165 | 28.5165
CO NOX Rate Annual - Craig 2 v5.14 | 211 | 6125 | Rate Constraint in lbs/MMBtu | FALSE | L | Annual | Rate | lb/MMBtu | 0.060207 | 0.060207 | 0.060207 | 0.070194 | 0.070194 | 0.070194 | 0.060237 | 0.060237
CO NOX Rate Annual - Craig 2 v5.14 | 211 | 6125 | Rate Constraint in lbs/MMBtu | FALSE | L | Annual | Generation | TWh | 3.0686 | 3.0686 | 3.0686 | 3.0686 | 3.0686 | 3.0686 | 2.6739 | 2.6739
CO NOX Rate Annual - Craig 2 v5.14 | 211 | 6125 | Rate Constraint in lbs/MMBtu | FALSE | L | Annual | Qualifying Generation | TWh | 3.0686 | 3.0686 | 3.0686 | 3.0686 | 3.0686 | 3.0686 | 2.6739 | 2.6739
CO NOX Rate Annual - Craig 2 v5.14 | 211 | 6125 | Rate Constraint in lbs/MMBtu | FALSE | L | Annual | Rate | lb/MWh | 0.64728 | 0.64728 | 0.6421 | 0.71297 | 0.71297 | 0.71297 | 0.64242 | 0.64242
CO NOX Rate Annual - Craig 2 v5.14 | 211 | 6125 | Rate Constraint in lbs/MMBtu | FALSE | L | Annual | Constraint Shadow Price | US2016$/Ton | 0 | 0 | 0 | 0 | 0 | 0 | 0 | 0
CSAPR- NOX Annual- AL | 212 | 6393 | Rate Constraint in MTons | FALSE | L | Annual | Seasons Included | Seasons | Winter, WintShld, Summer | Winter, WintShld, Summer | Winter, WintShld, Summer | Winter, WintShld, Summer | Winter, WintShld, Summer | Winter, WintShld, Summer | Winter, WintShld, Summer | Winter, WintShld, Summer
CSAPR- NOX Annual- AL | 212 | 6393 | Rate Constraint in MTons | FALSE | L | Annual | Standard NOX | Thousand Tons | 84.9152 | 84.9152 | 84.9152 | 84.9152 | 84.9152 | 84.9152 | 84.9152 | 84.9152
CSAPR- NOX Annual- AL | 212 | 6393 | Rate Constraint in MTons | FALSE | L | Annual | Emissions at Affected Plants NOX | Thousand Tons | 9.9816 | 9.6845 | 10.2863 | 12.0518 | 12.2205 | 11.2944 | 11.4434 | 9.9587
CSAPR- NOX Annual- AL | 212 | 6393 | Rate Constraint in MTons | FALSE | L | Annual | Allowances Purchased NOX | Thousand Tons | 0 | 0 | 0 | 0 | 0 | 0 | 0 | 0
CSAPR- NOX Annual- AL | 212 | 6393 | Rate Constraint in MTons | FALSE | L | Annual | Allowances Sold NOX | Thousand Tons | 0 | 0 | 0 | 0 | 0 | 0 | 0 | 0
CSAPR- NOX Annual- AL | 212 | 6393 | Rate Constraint in MTons | FALSE | L | Annual | Allowances Banked | Thousand Tons | 0 | 0 | 0 | 0 | 0 | 0 | 0 | 0
CSAPR- NOX Annual- AL | 212 | 6393 | Rate Constraint in MTons | FALSE | L | Annual | Allowances Withdrawn (1:1) | Thousand Tons | 0 | 0 | 0 | 0 | 0 | 0 | 0 | 0
CSAPR- NOX Annual- AL | 212 | 6393 | Rate Constraint in MTons | FALSE | L | Annual | Allowances Withdrawn (n:1) | Thousand Tons | 0 | 0 | 0 | 0 | 0 | 0 | 0 | 0
CSAPR- NOX Annual- AL | 212 | 6393 | Rate Constraint in MTons | FALSE | L | Annual | Net Emissions Allowance Position | Thousand Tons | 9.9816 | 9.6845 | 10.2863 | 12.0518 | 12.2205 | 11.2944 | 11.4434 | 9.9587
CSAPR- NOX Annual- AL | 212 | 6393 | Rate Constraint in MTons | FALSE | L | Annual | Fuel Consumed | TBtu | 663.4548 | 644.2455 | 666.5917 | 708.116 | 690.7794 | 691.7407 | 717.3573 | 730.1159
CSAPR- NOX Annual- AL | 212 | 6393 | Rate Constraint in MTons | FALSE | L | Annual | Rate | lb/MMBtu | 0.03009 | 0.030064 | 0.030862 | 0.034039 | 0.035382 | 0.032655 | 0.031904 | 0.02728
CSAPR- NOX Annual- AL | 212 | 6393 | Rate Constraint in MTons | FALSE | L | Annual | Generation | TWh | 83.4842 | 80.8484 | 83.3089 | 87.1724 | 90.5601 | 116.1075 | 147.5008 | 183.055
CSAPR- NOX Annual- AL | 212 | 6393 | Rate Constraint in MTons | FALSE | L | Annual | Qualifying Generation | TWh | 83.4842 | 80.8484 | 83.3089 | 87.1724 | 85.8634 | 87.8593 | 92.7258 | 97.472
CSAPR- NOX Annual- AL | 212 | 6393 | Rate Constraint in MTons | FALSE | L | Annual | Rate | lb/MWh | 0.23913 | 0.23957 | 0.24694 | 0.2765 | 0.28465 | 0.2571 | 0.24682 | 0.20434
CSAPR- NOX Annual- AL | 212 | 6393 | Rate Constraint in MTons | FALSE | L | Annual | Constraint Shadow Price | US2016$/Ton | 0 | 0 | 0 | 0 | 0 | 0 | 0 | 0
CSAPR- NOX Annual- GA | 213 | 6399 | Rate Constraint in MTons | FALSE | L | Annual | Seasons Included | Seasons | Winter, WintShld, Summer | Winter, WintShld, Summer | Winter, WintShld, Summer | Winter, WintShld, Summer | Winter, WintShld, Summer | Winter, WintShld, Summer | Winter, WintShld, Summer | Winter, WintShld, Summer
CSAPR- NOX Annual- GA | 213 | 6399 | Rate Constraint in MTons | FALSE | L | Annual | Standard NOX | Thousand Tons | 63.4108 | 63.4108 | 63.4108 | 63.4108 | 63.4108 | 63.4108 | 63.4108 | 63.4108
CSAPR- NOX Annual- GA | 213 | 6399 | Rate Constraint in MTons | FALSE | L | Annual | Emissions at Affected Plants NOX | Thousand Tons | 14.3789 | 12.6087 | 13.0398 | 14.4696 | 13.4668 | 13.5404 | 13.9988 | 13.0759
CSAPR- NOX Annual- GA | 213 | 6399 | Rate Constraint in MTons | FALSE | L | Annual | Allowances Purchased NOX | Thousand Tons | 0 | 0 | 0 | 0 | 0 | 0 | 0 | 0
CSAPR- NOX Annual- GA | 213 | 6399 | Rate Constraint in MTons | FALSE | L | Annual | Allowances Sold NOX | Thousand Tons | 0 | 0 | 0 | 0 | 0 | 0 | 0 | 0
CSAPR- NOX Annual- GA | 213 | 6399 | Rate Constraint in MTons | FALSE | L | Annual | Allowances Banked | Thousand Tons | 0 | 0 | 0 | 0 | 0 | 0 | 0 | 0
CSAPR- NOX Annual- GA | 213 | 6399 | Rate Constraint in MTons | FALSE | L | Annual | Allowances Withdrawn (1:1) | Thousand Tons | 0 | 0 | 0 | 0 | 0 | 0 | 0 | 0
CSAPR- NOX Annual- GA | 213 | 6399 | Rate Constraint in MTons | FALSE | L | Annual | Allowances Withdrawn (n:1) | Thousand Tons | 0 | 0 | 0 | 0 | 0 | 0 | 0 | 0
CSAPR- NOX Annual- GA | 213 | 6399 | Rate Constraint in MTons | FALSE | L | Annual | Net Emissions Allowance Position | Thousand Tons | 14.3789 | 12.6087 | 13.0398 | 14.4696 | 13.4668 | 13.5404 | 13.9988 | 13.0759
CSAPR- NOX Annual- GA | 213 | 6399 | Rate Constraint in MTons | FALSE | L | Annual | Fuel Consumed | TBtu | 662.92 | 613.0433 | 626.7891 | 655.7998 | 653.1229 | 702.4287 | 747.0472 | 780.6255
CSAPR- NOX Annual- GA | 213 | 6399 | Rate Constraint in MTons | FALSE | L | Annual | Rate | lb/MMBtu | 0.043381 | 0.041135 | 0.041608 | 0.044128 | 0.041238 | 0.038553 | 0.037478 | 0.033501
CSAPR- NOX Annual- GA | 213 | 6399 | Rate Constraint in MTons | FALSE | L | Annual | Generation | TWh | 83.1335 | 77.6127 | 80.5163 | 88.5729 | 128.0662 | 169.0676 | 214.2114 | 250.1008
CSAPR- NOX Annual- GA | 213 | 6399 | Rate Constraint in MTons | FALSE | L | Annual | Qualifying Generation | TWh | 83.1335 | 77.6127 | 79.1934 | 81.9636 | 82.7702 | 91.9425 | 99.125 | 106.4668
CSAPR- NOX Annual- GA | 213 | 6399 | Rate Constraint in MTons | FALSE | L | Annual | Rate | lb/MWh | 0.34592 | 0.32491 | 0.32931 | 0.35307 | 0.3254 | 0.29454 | 0.28245 | 0.24563
CSAPR- NOX Annual- GA | 213 | 6399 | Rate Constraint in MTons | FALSE | L | Annual | Constraint Shadow Price | US2016$/Ton | 0 | 0 | 0 | 0 | 0 | 0 | 0 | 0
CSAPR- NOX Annual- IA | 214 | 6401 | Rate Constraint in MTons | FALSE | L | Annual | Seasons Included | Seasons | Winter, WintShld, Summer | Winter, WintShld, Summer | Winter, WintShld, Summer | Winter, WintShld, Summer | Winter, WintShld, Summer | Winter, WintShld, Summer | Winter, WintShld, Summer | Winter, WintShld, Summer
CSAPR- NOX Annual- IA | 214 | 6401 | Rate Constraint in MTons | FALSE | L | Annual | Standard NOX | Thousand Tons | 44.2476 | 44.2476 | 44.2476 | 44.2476 | 44.2476 | 44.2476 | 44.2476 | 44.2476
CSAPR- NOX Annual- IA | 214 | 6401 | Rate Constraint in MTons | FALSE | L | Annual | Emissions at Affected Plants NOX | Thousand Tons | 22.3751 | 25.1094 | 24.6918 | 24.0569 | 22.1473 | 21.9526 | 20.4583 | 14.2045
CSAPR- NOX Annual- IA | 214 | 6401 | Rate Constraint in MTons | FALSE | L | Annual | Allowances Purchased NOX | Thousand Tons | 0 | 0 | 0 | 0 | 0 | 0 | 0 | 0
CSAPR- NOX Annual- IA | 214 | 6401 | Rate Constraint in MTons | FALSE | L | Annual | Allowances Sold NOX | Thousand Tons | 0 | 0 | 0 | 0 | 0 | 0 | 0 | 0
CSAPR- NOX Annual- IA | 214 | 6401 | Rate Constraint in MTons | FALSE | L | Annual | Allowances Banked | Thousand Tons | 0 | 0 | 0 | 0 | 0 | 0 | 0 | 0
CSAPR- NOX Annual- IA | 214 | 6401 | Rate Constraint in MTons | FALSE | L | Annual | Allowances Withdrawn (1:1) | Thousand Tons | 0 | 0 | 0 | 0 | 0 | 0 | 0 | 0
CSAPR- NOX Annual- IA | 214 | 6401 | Rate Constraint in MTons | FALSE | L | Annual | Allowances Withdrawn (n:1) | Thousand Tons | 0 | 0 | 0 | 0 | 0 | 0 | 0 | 0
CSAPR- NOX Annual- IA | 214 | 6401 | Rate Constraint in MTons | FALSE | L | Annual | Net Emissions Allowance Position | Thousand Tons | 22.3751 | 25.1094 | 24.6918 | 24.0569 | 22.1473 | 21.9526 | 20.4583 | 14.2045
CSAPR- NOX Annual- IA | 214 | 6401 | Rate Constraint in MTons | FALSE | L | Annual | Fuel Consumed | TBtu | 343.6413 | 377.1335 | 373.1086 | 373.6813 | 364.4023 | 356.6977 | 310.3087 | 232.9258
CSAPR- NOX Annual- IA | 214 | 6401 | Rate Constraint in MTons | FALSE | L | Annual | Rate | lb/MMBtu | 0.13022 | 0.13316 | 0.13236 | 0.12876 | 0.12155 | 0.12309 | 0.13186 | 0.12197
CSAPR- NOX Annual- IA | 214 | 6401 | Rate Constraint in MTons | FALSE | L | Annual | Generation | TWh | 36.1028 | 39.3904 | 39.3039 | 39.619 | 39.0847 | 38.5824 | 33.8285 | 27.2049
CSAPR- NOX Annual- IA | 214 | 6401 | Rate Constraint in MTons | FALSE | L | Annual | Qualifying Generation | TWh | 36.1028 | 39.3904 | 39.3039 | 39.619 | 39.0847 | 38.1711 | 32.6431 | 24.9886
CSAPR- NOX Annual- IA | 214 | 6401 | Rate Constraint in MTons | FALSE | L | Annual | Rate | lb/MWh | 1.2395 | 1.2749 | 1.2565 | 1.2144 | 1.1333 | 1.1502 | 1.2535 | 1.1369
CSAPR- NOX Annual- IA | 214 | 6401 | Rate Constraint in MTons | FALSE | L | Annual | Constraint Shadow Price | US2016$/Ton | 0 | 0 | 0 | 0 | 0 | 0 | 0 | 0
CSAPR- NOX Annual- IL | 215 | 6403 | Rate Constraint in MTons | FALSE | L | Annual | Seasons Included | Seasons | Winter, WintShld, Summer | Winter, WintShld, Summer | Winter, WintShld, Summer | Winter, WintShld, Summer | Winter, WintShld, Summer | Winter, WintShld, Summer | Winter, WintShld, Summer | Winter, WintShld, Summer
CSAPR- NOX Annual- IL | 215 | 6403 | Rate Constraint in MTons | FALSE | L | Annual | Standard NOX | Thousand Tons | 56.489 | 56.489 | 56.489 | 56.489 | 56.489 | 56.489 | 56.489 | 56.489
CSAPR- NOX Annual- IL | 215 | 6403 | Rate Constraint in MTons | FALSE | L | Annual | Emissions at Affected Plants NOX | Thousand Tons | 17.6587 | 21.347 | 20.3741 | 21.5678 | 20.9425 | 20.7716 | 18.2179 | 16.9844
CSAPR- NOX Annual- IL | 215 | 6403 | Rate Constraint in MTons | FALSE | L | Annual | Allowances Purchased NOX | Thousand Tons | 0 | 0 | 0 | 0 | 0 | 0 | 0 | 0
CSAPR- NOX Annual- IL | 215 | 6403 | Rate Constraint in MTons | FALSE | L | Annual | Allowances Sold NOX | Thousand Tons | 0 | 0 | 0 | 0 | 0 | 0 | 0 | 0
CSAPR- NOX Annual- IL | 215 | 6403 | Rate Constraint in MTons | FALSE | L | Annual | Allowances Banked | Thousand Tons | 0 | 0 | 0 | 0 | 0 | 0 | 0 | 0
CSAPR- NOX Annual- IL | 215 | 6403 | Rate Constraint in MTons | FALSE | L | Annual | Allowances Withdrawn (1:1) | Thousand Tons | 0 | 0 | 0 | 0 | 0 | 0 | 0 | 0
CSAPR- NOX Annual- IL | 215 | 6403 | Rate Constraint in MTons | FALSE | L | Annual | Allowances Withdrawn (n:1) | Thousand Tons | 0 | 0 | 0 | 0 | 0 | 0 | 0 | 0
CSAPR- NOX Annual- IL | 215 | 6403 | Rate Constraint in MTons | FALSE | L | Annual | Net Emissions Allowance Position | Thousand Tons | 17.6587 | 21.347 | 20.3741 | 21.5678 | 20.9425 | 20.7716 | 18.2179 | 16.9844
CSAPR- NOX Annual- IL | 215 | 6403 | Rate Constraint in MTons | FALSE | L | Annual | Fuel Consumed | TBtu | 517.5473 | 593.6448 | 541.9622 | 616.6245 | 614.1577 | 594.96 | 522.7955 | 494.7412
CSAPR- NOX Annual- IL | 215 | 6403 | Rate Constraint in MTons | FALSE | L | Annual | Rate | lb/MMBtu | 0.06824 | 0.071918 | 0.075186 | 0.069954 | 0.068199 | 0.069825 | 0.069694 | 0.06866
CSAPR- NOX Annual- IL | 215 | 6403 | Rate Constraint in MTons | FALSE | L | Annual | Generation | TWh | 54.448 | 62.5969 | 56.6525 | 65.9438 | 66.4533 | 74.2344 | 87.1685 | 105.5985
CSAPR- NOX Annual- IL | 215 | 6403 | Rate Constraint in MTons | FALSE | L | Annual | Qualifying Generation | TWh | 54.448 | 62.5969 | 56.6525 | 65.9438 | 65.9276 | 63.6457 | 56.017 | 53.2931
CSAPR- NOX Annual- IL | 215 | 6403 | Rate Constraint in MTons | FALSE | L | Annual | Rate | lb/MWh | 0.64864 | 0.68204 | 0.71926 | 0.65413 | 0.63532 | 0.65273 | 0.65044 | 0.6374
CSAPR- NOX Annual- IL | 215 | 6403 | Rate Constraint in MTons | FALSE | L | Annual | Constraint Shadow Price | US2016$/Ton | 0 | 0 | 0 | 0 | 0 | 0 | 0 | 0
CSAPR- NOX Annual- IN | 216 | 6405 | Rate Constraint in MTons | FALSE | L | Annual | Seasons Included | Seasons | Winter, WintShld, Summer | Winter, WintShld, Summer | Winter, WintShld, Summer | Winter, WintShld, Summer | Winter, WintShld, Summer | Winter, WintShld, Summer | Winter, WintShld, Summer | Winter, WintShld, Summer
CSAPR- NOX Annual- IN | 216 | 6405 | Rate Constraint in MTons | FALSE | L | Annual | Standard NOX | Thousand Tons | 127.9403 | 127.9403 | 127.9403 | 127.9403 | 127.9403 | 127.9403 | 127.9403 | 127.9403
CSAPR- NOX Annual- IN | 216 | 6405 | Rate Constraint in MTons | FALSE | L | Annual | Emissions at Affected Plants NOX | Thousand Tons | 44.5025 | 43.8991 | 43.077 | 44.1498 | 40.8162 | 39.9794 | 33.4788 | 23.0325
CSAPR- NOX Annual- IN | 216 | 6405 | Rate Constraint in MTons | FALSE | L | Annual | Allowances Purchased NOX | Thousand Tons | 0 | 0 | 0 | 0 | 0 | 0 | 0 | 0
CSAPR- NOX Annual- IN | 216 | 6405 | Rate Constraint in MTons | FALSE | L | Annual | Allowances Sold NOX | Thousand Tons | 0 | 0 | 0 | 0 | 0 | 0 | 0 | 0
CSAPR- NOX Annual- IN | 216 | 6405 | Rate Constraint in MTons | FALSE | L | Annual | Allowances Banked | Thousand Tons | 0 | 0 | 0 | 0 | 0 | 0 | 0 | 0
CSAPR- NOX Annual- IN | 216 | 6405 | Rate Constraint in MTons | FALSE | L | Annual | Allowances Withdrawn (1:1) | Thousand Tons | 0 | 0 | 0 | 0 | 0 | 0 | 0 | 0
CSAPR- NOX Annual- IN | 216 | 6405 | Rate Constraint in MTons | FALSE | L | Annual | Allowances Withdrawn (n:1) | Thousand Tons | 0 | 0 | 0 | 0 | 0 | 0 | 0 | 0
CSAPR- NOX Annual- IN | 216 | 6405 | Rate Constraint in MTons | FALSE | L | Annual | Net Emissions Allowance Position | Thousand Tons | 44.5025 | 43.8991 | 43.077 | 44.1498 | 40.8162 | 39.9794 | 33.4788 | 23.0325
CSAPR- NOX Annual- IN | 216 | 6405 | Rate Constraint in MTons | FALSE | L | Annual | Fuel Consumed | TBtu | 745.1798 | 775.112 | 758.6158 | 781.3448 | 815.4105 | 869.5266 | 826.8998 | 721.2254
CSAPR- NOX Annual- IN | 216 | 6405 | Rate Constraint in MTons | FALSE | L | Annual | Rate | lb/MMBtu | 0.11944 | 0.11327 | 0.11357 | 0.11301 | 0.10011 | 0.091957 | 0.080974 | 0.06387
CSAPR- NOX Annual- IN | 216 | 6405 | Rate Constraint in MTons | FALSE | L | Annual | Generation | TWh | 77.7241 | 81.0498 | 80.2737 | 82.4761 | 113.9103 | 133.5528 | 145.9625 | 173.4109
CSAPR- NOX Annual- IN | 216 | 6405 | Rate Constraint in MTons | FALSE | L | Annual | Qualifying Generation | TWh | 77.7241 | 81.0498 | 80.2737 | 82.4761 | 91.2285 | 101.5175 | 102.4319 | 94.8499
CSAPR- NOX Annual- IN | 216 | 6405 | Rate Constraint in MTons | FALSE | L | Annual | Rate | lb/MWh | 1.1451 | 1.0833 | 1.0733 | 1.0706 | 0.89481 | 0.78764 | 0.65368 | 0.48566
CSAPR- NOX Annual- IN | 216 | 6405 | Rate Constraint in MTons | FALSE | L | Annual | Constraint Shadow Price | US2016$/Ton | 0 | 0 | 0 | 0 | 0 | 0 | 0 | 0
CSAPR- NOX Annual- KS | 217 | 6407 | Rate Constraint in MTons | FALSE | L | Annual | Seasons Included | Seasons | Winter, WintShld, Summer | Winter, WintShld, Summer | Winter, WintShld, Summer | Winter, WintShld, Summer | Winter, WintShld, Summer | Winter, WintShld, Summer | Winter, WintShld, Summer | Winter, WintShld, Summer
CSAPR- NOX Annual- KS | 217 | 6407 | Rate Constraint in MTons | FALSE | L | Annual | Standard NOX | Thousand Tons | 36.9977 | 36.9977 | 36.9977 | 36.9977 | 36.9977 | 36.9977 | 36.9977 | 36.9977
CSAPR- NOX Annual- KS | 217 | 6407 | Rate Constraint in MTons | FALSE | L | Annual | Emissions at Affected Plants NOX | Thousand Tons | 8.3468 | 15.0222 | 16.0204 | 13.9218 | 12.4735 | 13.9624 | 12.1712 | 9.7539
CSAPR- NOX Annual- KS | 217 | 6407 | Rate Constraint in MTons | FALSE | L | Annual | Allowances Purchased NOX | Thousand Tons | 0 | 0 | 0 | 0 | 0 | 0 | 0 | 0
CSAPR- NOX Annual- KS | 217 | 6407 | Rate Constraint in MTons | FALSE | L | Annual | Allowances Sold NOX | Thousand Tons | 0 | 0 | 0 | 0 | 0 | 0 | 0 | 0
CSAPR- NOX Annual- KS | 217 | 6407 | Rate Constraint in MTons | FALSE | L | Annual | Allowances Banked | Thousand Tons | 0 | 0 | 0 | 0 | 0 | 0 | 0 | 0
CSAPR- NOX Annual- KS | 217 | 6407 | Rate Constraint in MTons | FALSE | L | Annual | Allowances Withdrawn (1:1) | Thousand Tons | 0 | 0 | 0 | 0 | 0 | 0 | 0 | 0
CSAPR- NOX Annual- KS | 217 | 6407 | Rate Constraint in MTons | FALSE | L | Annual | Allowances Withdrawn (n:1) | Thousand Tons | 0 | 0 | 0 | 0 | 0 | 0 | 0 | 0
CSAPR- NOX Annual- KS | 217 | 6407 | Rate Constraint in MTons | FALSE | L | Annual | Net Emissions Allowance Position | Thousand Tons | 8.3468 | 15.0222 | 16.0204 | 13.9218 | 12.4735 | 13.9624 | 12.1712 | 9.7539
CSAPR- NOX Annual- KS | 217 | 6407 | Rate Constraint in MTons | FALSE | L | Annual | Fuel Consumed | TBtu | 172.7671 | 305.4328 | 323.0293 | 285.0594 | 263.3765 | 294.1149 | 262.0459 | 211.6851
CSAPR- NOX Annual- KS | 217 | 6407 | Rate Constraint in MTons | FALSE | L | Annual | Rate | lb/MMBtu | 0.096625 | 0.098367 | 0.099188 | 0.097676 | 0.09472 | 0.094945 | 0.092894 | 0.092155
CSAPR- NOX Annual- KS | 217 | 6407 | Rate Constraint in MTons | FALSE | L | Annual | Generation | TWh | 16.1135 | 27.9844 | 30.285 | 26.743 | 26.6915 | 32.0803 | 30.0158 | 25.6336
CSAPR- NOX Annual- KS | 217 | 6407 | Rate Constraint in MTons | FALSE | L | Annual | Qualifying Generation | TWh | 16.1135 | 27.9844 | 30.285 | 26.743 | 25.0881 | 28.0342 | 24.99 | 20.2134
CSAPR- NOX Annual- KS | 217 | 6407 | Rate Constraint in MTons | FALSE | L | Annual | Rate | lb/MWh | 1.036 | 1.0736 | 1.058 | 1.0412 | 0.99438 | 0.99609 | 0.97409 | 0.96509
CSAPR- NOX Annual- KS | 217 | 6407 | Rate Constraint in MTons | FALSE | L | Annual | Constraint Shadow Price | US2016$/Ton | 0 | 0 | 0 | 0 | 0 | 0 | 0 | 0
CSAPR- NOX Annual- KY | 218 | 6409 | Rate Constraint in MTons | FALSE | L | Annual | Seasons Included | Seasons | Winter, WintShld, Summer | Winter, WintShld, Summer | Winter, WintShld, Summer | Winter, WintShld, Summer | Winter, WintShld, Summer | Winter, WintShld, Summer | Winter, WintShld, Summer | Winter, WintShld, Summer
CSAPR- NOX Annual- KY | 218 | 6409 | Rate Constraint in MTons | FALSE | L | Annual | Standard NOX | Thousand Tons | 91.1408 | 91.1408 | 91.1408 | 91.1408 | 91.1408 | 91.1408 | 91.1408 | 91.1408
CSAPR- NOX Annual- KY | 218 | 6409 | Rate Constraint in MTons | FALSE | L | Annual | Emissions at Affected Plants NOX | Thousand Tons | 11.253 | 14.2517 | 11.311 | 13.4301 | 10.6941 | 11.9302 | 11.7944 | 3.0546
CSAPR- NOX Annual- KY | 218 | 6409 | Rate Constraint in MTons | FALSE | L | Annual | Allowances Purchased NOX | Thousand Tons | 0 | 0 | 0 | 0 | 0 | 0 | 0 | 0
CSAPR- NOX Annual- KY | 218 | 6409 | Rate Constraint in MTons | FALSE | L | Annual | Allowances Sold NOX | Thousand Tons | 0 | 0 | 0 | 0 | 0 | 0 | 0 | 0
CSAPR- NOX Annual- KY | 218 | 6409 | Rate Constraint in MTons | FALSE | L | Annual | Allowances Banked | Thousand Tons | 0 | 0 | 0 | 0 | 0 | 0 | 0 | 0
CSAPR- NOX Annual- KY | 218 | 6409 | Rate Constraint in MTons | FALSE | L | Annual | Allowances Withdrawn (1:1) | Thousand Tons | 0 | 0 | 0 | 0 | 0 | 0 | 0 | 0
CSAPR- NOX Annual- KY | 218 | 6409 | Rate Constraint in MTons | FALSE | L | Annual | Allowances Withdrawn (n:1) | Thousand Tons | 0 | 0 | 0 | 0 | 0 | 0 | 0 | 0
CSAPR- NOX Annual- KY | 218 | 6409 | Rate Constraint in MTons | FALSE | L | Annual | Net Emissions Allowance Position | Thousand Tons | 11.253 | 14.2517 | 11.311 | 13.4301 | 10.6941 | 11.9302 | 11.7944 | 3.0546
CSAPR- NOX Annual- KY | 218 | 6409 | Rate Constraint in MTons | FALSE | L | Annual | Fuel Consumed | TBtu | 252.9073 | 285.7865 | 294.0089 | 326.572 | 376.4468 | 416.5577 | 447.1764 | 407.7292
CSAPR- NOX Annual- KY | 218 | 6409 | Rate Constraint in MTons | FALSE | L | Annual | Rate | lb/MMBtu | 0.088989 | 0.099737 | 0.076943 | 0.082249 | 0.056816 | 0.05728 | 0.052751 | 0.014983
CSAPR- NOX Annual- KY | 218 | 6409 | Rate Constraint in MTons | FALSE | L | Annual | Generation | TWh | 28.6242 | 31.7698 | 36.7274 | 40.8052 | 84.2962 | 120.0444 | 164.5965 | 220.6572
CSAPR- NOX Annual- KY | 218 | 6409 | Rate Constraint in MTons | FALSE | L | Annual | Qualifying Generation | TWh | 28.6242 | 31.7698 | 36.7274 | 40.8052 | 51.7886 | 58.108 | 63.5724 | 63.8952
CSAPR- NOX Annual- KY | 218 | 6409 | Rate Constraint in MTons | FALSE | L | Annual | Rate | lb/MWh | 0.78626 | 0.89719 | 0.61594 | 0.65826 | 0.41299 | 0.41062 | 0.37106 | 0.095612
CSAPR- NOX Annual- KY | 218 | 6409 | Rate Constraint in MTons | FALSE | L | Annual | Constraint Shadow Price | US2016$/Ton | 0 | 0 | 0 | 0 | 0 | 0 | 0 | 0
CSAPR- NOX Annual- MD | 219 | 6411 | Rate Constraint in MTons | FALSE | L | Annual | Seasons Included | Seasons | Winter, WintShld, Summer | Winter, WintShld, Summer | Winter, WintShld, Summer | Winter, WintShld, Summer | Winter, WintShld, Summer | Winter, WintShld, Summer | Winter, WintShld, Summer | Winter, WintShld, Summer
CSAPR- NOX Annual- MD | 219 | 6411 | Rate Constraint in MTons | FALSE | L | Annual | Standard NOX | Thousand Tons | 19.5573 | 19.5573 | 19.5573 | 19.5573 | 19.5573 | 19.5573 | 19.5573 | 19.5573
CSAPR- NOX Annual- MD | 219 | 6411 | Rate Constraint in MTons | FALSE | L | Annual | Emissions at Affected Plants NOX | Thousand Tons | 1.2143 | 1.9157 | 1.8307 | 1.9585 | 1.5658 | 3.2658 | 2.8429 | 2.3763
CSAPR- NOX Annual- MD | 219 | 6411 | Rate Constraint in MTons | FALSE | L | Annual | Allowances Purchased NOX | Thousand Tons | 0 | 0 | 0 | 0 | 0 | 0 | 0 | 0
CSAPR- NOX Annual- MD | 219 | 6411 | Rate Constraint in MTons | FALSE | L | Annual | Allowances Sold NOX | Thousand Tons | 0 | 0 | 0 | 0 | 0 | 0 | 0 | 0
CSAPR- NOX Annual- MD | 219 | 6411 | Rate Constraint in MTons | FALSE | L | Annual | Allowances Banked | Thousand Tons | 0 | 0 | 0 | 0 | 0 | 0 | 0 | 0
CSAPR- NOX Annual- MD | 219 | 6411 | Rate Constraint in MTons | FALSE | L | Annual | Allowances Withdrawn (1:1) | Thousand Tons | 0 | 0 | 0 | 0 | 0 | 0 | 0 | 0
CSAPR- NOX Annual- MD | 219 | 6411 | Rate Constraint in MTons | FALSE | L | Annual | Allowances Withdrawn (n:1) | Thousand Tons | 0 | 0 | 0 | 0 | 0 | 0 | 0 | 0
CSAPR- NOX Annual- MD | 219 | 6411 | Rate Constraint in MTons | FALSE | L | Annual | Net Emissions Allowance Position | Thousand Tons | 1.2143 | 1.9157 | 1.8307 | 1.9585 | 1.5658 | 3.2658 | 2.8429 | 2.3763
CSAPR- NOX Annual- MD | 219 | 6411 | Rate Constraint in MTons | FALSE | L | Annual | Fuel Consumed | TBtu | 137.6623 | 174.2935 | 169.2142 | 174.1945 | 157.428 | 217.2997 | 217.7993 | 215.2163
CSAPR- NOX Annual- MD | 219 | 6411 | Rate Constraint in MTons | FALSE | L | Annual | Rate | lb/MMBtu | 0.017642 | 0.021983 | 0.021638 | 0.022486 | 0.019893 | 0.030058 | 0.026106 | 0.022083
CSAPR- NOX Annual- MD | 219 | 6411 | Rate Constraint in MTons | FALSE | L | Annual | Generation | TWh | 21.1704 | 24.9122 | 24.4072 | 24.9694 | 63.4585 | 90.8545 | 108.7685 | 134.8625
CSAPR- NOX Annual- MD | 219 | 6411 | Rate Constraint in MTons | FALSE | L | Annual | Qualifying Generation | TWh | 21.1702 | 24.9116 | 24.4069 | 24.9685 | 23.8025 | 30.1286 | 30.5926 | 30.7259
CSAPR- NOX Annual- MD | 219 | 6411 | Rate Constraint in MTons | FALSE | L | Annual | Rate | lb/MWh | 0.11472 | 0.1538 | 0.15001 | 0.15688 | 0.13157 | 0.21679 | 0.18586 | 0.15468
CSAPR- NOX Annual- MD | 219 | 6411 | Rate Constraint in MTons | FALSE | L | Annual | Constraint Shadow Price | US2016$/Ton | 0 | 0 | 0 | 0 | 0 | 0 | 0 | 0
CSAPR- NOX Annual- MI | 220 | 6413 | Rate Constraint in MTons | FALSE | L | Annual | Seasons Included | Seasons | Winter, WintShld, Summer | Winter, WintShld, Summer | Winter, WintShld, Summer | Winter, WintShld, Summer | Winter, WintShld, Summer | Winter, WintShld, Summer | Winter, WintShld, Summer | Winter, WintShld, Summer
CSAPR- NOX Annual- MI | 220 | 6413 | Rate Constraint in MTons | FALSE | L | Annual | Standard NOX | Thousand Tons | 74.3872 | 74.3872 | 74.3872 | 74.3872 | 74.3872 | 74.3872 | 74.3872 | 74.3872
CSAPR- NOX Annual- MI | 220 | 6413 | Rate Constraint in MTons | FALSE | L | Annual | Emissions at Affected Plants NOX | Thousand Tons | 20.3652 | 26.3082 | 28.4231 | 29.6991 | 26.4 | 26.1343 | 24.353 | 20.427
CSAPR- NOX Annual- MI | 220 | 6413 | Rate Constraint in MTons | FALSE | L | Annual | Allowances Purchased NOX | Thousand Tons | 0 | 0 | 0 | 0 | 0 | 0 | 0 | 0
CSAPR- NOX Annual- MI | 220 | 6413 | Rate Constraint in MTons | FALSE | L | Annual | Allowances Sold NOX | Thousand Tons | 0 | 0 | 0 | 0 | 0 | 0 | 0 | 0
CSAPR- NOX Annual- MI | 220 | 6413 | Rate Constraint in MTons | FALSE | L | Annual | Allowances Banked | Thousand Tons | 0 | 0 | 0 | 0 | 0 | 0 | 0 | 0
CSAPR- NOX Annual- MI | 220 | 6413 | Rate Constraint in MTons | FALSE | L | Annual | Allowances Withdrawn (1:1) | Thousand Tons | 0 | 0 | 0 | 0 | 0 | 0 | 0 | 0
CSAPR- NOX Annual- MI | 220 | 6413 | Rate Constraint in MTons | FALSE | L | Annual | Allowances Withdrawn (n:1) | Thousand Tons | 0 | 0 | 0 | 0 | 0 | 0 | 0 | 0
CSAPR- NOX Annual- MI | 220 | 6413 | Rate Constraint in MTons | FALSE | L | Annual | Net Emissions Allowance Position | Thousand Tons | 20.3652 | 26.3082 | 28.4231 | 29.6991 | 26.4 | 26.1343 | 24.353 | 20.427
CSAPR- NOX Annual- MI | 220 | 6413 | Rate Constraint in MTons | FALSE | L | Annual | Fuel Consumed | TBtu | 518.1511 | 653.8068 | 679.7888 | 716.084 | 686.9374 | 724.0322 | 680.0749 | 679.1566
CSAPR- NOX Annual- MI | 220 | 6413 | Rate Constraint in MTons | FALSE | L | Annual | Rate | lb/MMBtu | 0.078607 | 0.080477 | 0.083623 | 0.082949 | 0.076863 | 0.072191 | 0.071619 | 0.060154
CSAPR- NOX Annual- MI | 220 | 6413 | Rate Constraint in MTons | FALSE | L | Annual | Generation | TWh | 57.6948 | 74.2842 | 77.0221 | 80.6843 | 103.0205 | 118.9399 | 126.4282 | 172.2508
CSAPR- NOX Annual- MI | 220 | 6413 | Rate Constraint in MTons | FALSE | L | Annual | Qualifying Generation | TWh | 57.6948 | 74.2842 | 77.0221 | 80.6843 | 78.8386 | 85.6962 | 81.5189 | 88.5002
CSAPR- NOX Annual- MI | 220 | 6413 | Rate Constraint in MTons | FALSE | L | Annual | Rate | lb/MWh | 0.70596 | 0.70831 | 0.73805 | 0.73618 | 0.66972 | 0.60993 | 0.59748 | 0.46163
CSAPR- NOX Annual- MI | 220 | 6413 | Rate Constraint in MTons | FALSE | L | Annual | Constraint Shadow Price | US2016$/Ton | 0 | 0 | 0 | 0 | 0 | 0 | 0 | 0
CSAPR- NOX Annual- MN | 221 | 6415 | Rate Constraint in MTons | FALSE | L | Annual | Seasons Included | Seasons | Winter, WintShld, Summer | Winter, WintShld, Summer | Winter, WintShld, Summer | Winter, WintShld, Summer | Winter, WintShld, Summer | Winter, WintShld, Summer | Winter, WintShld, Summer | Winter, WintShld, Summer
CSAPR- NOX Annual- MN | 221 | 6415 | Rate Constraint in MTons | FALSE | L | Annual | Standard NOX | Thousand Tons | 34.895 | 34.895 | 34.895 | 34.895 | 34.895 | 34.895 | 34.895 | 34.895
CSAPR- NOX Annual- MN | 221 | 6415 | Rate Constraint in MTons | FALSE | L | Annual | Emissions at Affected Plants NOX | Thousand Tons | 15.6618 | 15.0182 | 15.0095 | 9.8711 | 5.8871 | 6.0943 | 4.8913 | 4.2099
CSAPR- NOX Annual- MN | 221 | 6415 | Rate Constraint in MTons | FALSE | L | Annual | Allowances Purchased NOX | Thousand Tons | 0 | 0 | 0 | 0 | 0 | 0 | 0 | 0
CSAPR- NOX Annual- MN | 221 | 6415 | Rate Constraint in MTons | FALSE | L | Annual | Allowances Sold NOX | Thousand Tons | 0 | 0 | 0 | 0 | 0 | 0 | 0 | 0
CSAPR- NOX Annual- MN | 221 | 6415 | Rate Constraint in MTons | FALSE | L | Annual | Allowances Banked | Thousand Tons | 0 | 0 | 0 | 0 | 0 | 0 | 0 | 0
CSAPR- NOX Annual- MN | 221 | 6415 | Rate Constraint in MTons | FALSE | L | Annual | Allowances Withdrawn (1:1) | Thousand Tons | 0 | 0 | 0 | 0 | 0 | 0 | 0 | 0
CSAPR- NOX Annual- MN | 221 | 6415 | Rate Constraint in MTons | FALSE | L | Annual | Allowances Withdrawn (n:1) | Thousand Tons | 0 | 0 | 0 | 0 | 0 | 0 | 0 | 0
CSAPR- NOX Annual- MN | 221 | 6415 | Rate Constraint in MTons | FALSE | L | Annual | Net Emissions Allowance Position | Thousand Tons | 15.6618 | 15.0182 | 15.0095 | 9.8711 | 5.8871 | 6.0943 | 4.8913 | 4.2099
CSAPR- NOX Annual- MN | 221 | 6415 | Rate Constraint in MTons | FALSE | L | Annual | Fuel Consumed | TBtu | 296.0078 | 321.1459 | 312.761 | 234.7409 | 194.1724 | 191.5367 | 126.0029 | 100.3984
CSAPR- NOX Annual- MN | 221 | 6415 | Rate Constraint in MTons | FALSE | L | Annual | Rate | lb/MMBtu | 0.10582 | 0.093529 | 0.09598 | 0.084102 | 0.060637 | 0.063636 | 0.077637 | 0.083864
CSAPR- NOX Annual- MN | 221 | 6415 | Rate Constraint in MTons | FALSE | L | Annual | Generation | TWh | 31.6302 | 34.9489 | 34.0166 | 26.6375 | 24.5286 | 31.9333 | 24.1666 | 36.5484
CSAPR- NOX Annual- MN | 221 | 6415 | Rate Constraint in MTons | FALSE | L | Annual | Qualifying Generation | TWh | 31.6302 | 34.9489 | 34.0166 | 26.6375 | 23.6337 | 23.0853 | 15.0038 | 11.8889
CSAPR- NOX Annual- MN | 221 | 6415 | Rate Constraint in MTons | FALSE | L | Annual | Rate | lb/MWh | 0.99031 | 0.85944 | 0.88248 | 0.74115 | 0.49819 | 0.52798 | 0.652 | 0.7082
CSAPR- NOX Annual- MN | 221 | 6415 | Rate Constraint in MTons | FALSE | L | Annual | Constraint Shadow Price | US2016$/Ton | 0 | 0 | 0 | 0 | 0 | 0 | 0 | 0
CSAPR- NOX Annual- MO | 222 | 6417 | Rate Constraint in MTons | FALSE | L | Annual | Seasons Included | Seasons | Winter, WintShld, Summer | Winter, WintShld, Summer | Winter, WintShld, Summer | Winter, WintShld, Summer | Winter, WintShld, Summer | Winter, WintShld, Summer | Winter, WintShld, Summer | Winter, WintShld, Summer
CSAPR- NOX Annual- MO | 222 | 6417 | Rate Constraint in MTons | FALSE | L | Annual | Standard NOX | Thousand Tons | 57.5167 | 57.5167 | 57.5167 | 57.5167 | 57.5167 | 57.5167 | 57.5167 | 57.5167
CSAPR- NOX Annual- MO | 222 | 6417 | Rate Constraint in MTons | FALSE | L | Annual | Emissions at Affected Plants NOX | Thousand Tons | 42.1836 | 49.2497 | 47.8121 | 45.0327 | 42.3839 | 41.3709 | 35.5562 | 26.933
CSAPR- NOX Annual- MO | 222 | 6417 | Rate Constraint in MTons | FALSE | L | Annual | Allowances Purchased NOX | Thousand Tons | 0 | 0 | 0 | 0 | 0 | 0 | 0 | 0
CSAPR- NOX Annual- MO | 222 | 6417 | Rate Constraint in MTons | FALSE | L | Annual | Allowances Sold NOX | Thousand Tons | 0 | 0 | 0 | 0 | 0 | 0 | 0 | 0
CSAPR- NOX Annual- MO | 222 | 6417 | Rate Constraint in MTons | FALSE | L | Annual | Allowances Banked | Thousand Tons | 0 | 0 | 0 | 0 | 0 | 0 | 0 | 0
CSAPR- NOX Annual- MO | 222 | 6417 | Rate Constraint in MTons | FALSE | L | Annual | Allowances Withdrawn (1:1) | Thousand Tons | 0 | 0 | 0 | 0 | 0 | 0 | 0 | 0
CSAPR- NOX Annual- MO | 222 | 6417 | Rate Constraint in MTons | FALSE | L | Annual | Allowances Withdrawn (n:1) | Thousand Tons | 0 | 0 | 0 | 0 | 0 | 0 | 0 | 0
CSAPR- NOX Annual- MO | 222 | 6417 | Rate Constraint in MTons | FALSE | L | Annual | Net Emissions Allowance Position | Thousand Tons | 42.1836 | 49.2497 | 47.8121 | 45.0327 | 42.3839 | 41.3709 | 35.5562 | 26.933
CSAPR- NOX Annual- MO | 222 | 6417 | Rate Constraint in MTons | FALSE | L | Annual | Fuel Consumed | TBtu | 693.4833 | 726.5346 | 713.4108 | 689.7342 | 687.3954 | 696.4866 | 608.7195 | 523.8298
CSAPR- NOX Annual- MO | 222 | 6417 | Rate Constraint in MTons | FALSE | L | Annual | Rate | lb/MMBtu | 0.12166 | 0.13557 | 0.13404 | 0.13058 | 0.12332 | 0.1188 | 0.11682 | 0.10283
CSAPR- NOX Annual- MO | 222 | 6417 | Rate Constraint in MTons | FALSE | L | Annual | Generation | TWh | 70.2762 | 73.6915 | 72.7989 | 70.5832 | 73.135 | 81.021 | 78.9436 | 72.4493
CSAPR- NOX Annual- MO | 222 | 6417 | Rate Constraint in MTons | FALSE | L | Annual | Qualifying Generation | TWh | 70.2762 | 73.6915 | 72.7989 | 70.5832 | 70.9773 | 72.059 | 62.5009 | 54.2997
CSAPR- NOX Annual- MO | 222 | 6417 | Rate Constraint in MTons | FALSE | L | Annual | Rate | lb/MWh | 1.2005 | 1.3366 | 1.3135 | 1.276 | 1.1943 | 1.1483 | 1.1378 | 0.99201
CSAPR- NOX Annual- MO | 222 | 6417 | Rate Constraint in MTons | FALSE | L | Annual | Constraint Shadow Price | US2016$/Ton | 0 | 0 | 0 | 0 | 0 | 0 | 0 | 0
CSAPR- NOX Annual- NC | 223 | 6419 | Rate Constraint in MTons | FALSE | L | Annual | Seasons Included | Seasons | Winter, WintShld, Summer | Winter, WintShld, Summer | Winter, WintShld, Summer | Winter, WintShld, Summer | Winter, WintShld, Summer | Winter, WintShld, Summer | Winter, WintShld, Summer | Winter, WintShld, Summer
CSAPR- NOX Annual- NC | 223 | 6419 | Rate Constraint in MTons | FALSE | L | Annual | Standard NOX | Thousand Tons | 49.0325 | 49.0325 | 49.0325 | 49.0325 | 49.0325 | 49.0325 | 49.0325 | 49.0325
CSAPR- NOX Annual- NC | 223 | 6419 | Rate Constraint in MTons | FALSE | L | Annual | Emissions at Affected Plants NOX | Thousand Tons | 22.4593 | 28.3235 | 25.986 | 23.3806 | 14.7961 | 14.0168 | 13.9179 | 7.4628
CSAPR- NOX Annual- NC | 223 | 6419 | Rate Constraint in MTons | FALSE | L | Annual | Allowances Purchased NOX | Thousand Tons | 0 | 0 | 0 | 0 | 0 | 0 | 0 | 0
CSAPR- NOX Annual- NC | 223 | 6419 | Rate Constraint in MTons | FALSE | L | Annual | Allowances Sold NOX | Thousand Tons | 0 | 0 | 0 | 0 | 0 | 0 | 0 | 0
CSAPR- NOX Annual- NC | 223 | 6419 | Rate Constraint in MTons | FALSE | L | Annual | Allowances Banked | Thousand Tons | 0 | 0 | 0 | 0 | 0 | 0 | 0 | 0
CSAPR- NOX Annual- NC | 223 | 6419 | Rate Constraint in MTons | FALSE | L | Annual | Allowances Withdrawn (1:1) | Thousand Tons | 0 | 0 | 0 | 0 | 0 | 0 | 0 | 0
CSAPR- NOX Annual- NC | 223 | 6419 | Rate Constraint in MTons | FALSE | L | Annual | Allowances Withdrawn (n:1) | Thousand Tons | 0 | 0 | 0 | 0 | 0 | 0 | 0 | 0
CSAPR- NOX Annual- NC | 223 | 6419 | Rate Constraint in MTons | FALSE | L | Annual | Net Emissions Allowance Position | Thousand Tons | 22.4593 | 28.3235 | 25.986 | 23.3806 | 14.7961 | 14.0168 | 13.9179 | 7.4628
CSAPR- NOX Annual- NC | 223 | 6419 | Rate Constraint in MTons | FALSE | L | Annual | Fuel Consumed | TBtu | 526.6059 | 590.0119 | 571.7991 | 577.6604 | 576.2439 | 575.5837 | 607.4686 | 484.296
CSAPR- NOX Annual- NC | 223 | 6419 | Rate Constraint in MTons | FALSE | L | Annual | Rate | lb/MMBtu | 0.085298 | 0.09601 | 0.090892 | 0.080949 | 0.051354 | 0.048704 | 0.045823 | 0.030819
CSAPR- NOX Annual- NC | 223 | 6419 | Rate Constraint in MTons | FALSE | L | Annual | Generation | TWh | 63.7234 | 70.1574 | 69.2966 | 73.1179 | 94.6308 | 112.4889 | 142.873 | 150.0178
CSAPR- NOX Annual- NC | 223 | 6419 | Rate Constraint in MTons | FALSE | L | Annual | Qualifying Generation | TWh | 63.7234 | 70.1574 | 68.7284 | 70.2794 | 76.0352 | 78.8597 | 84.2086 | 70.6869
CSAPR- NOX Annual- NC | 223 | 6419 | Rate Constraint in MTons | FALSE | L | Annual | Rate | lb/MWh | 0.7049 | 0.80743 | 0.75619 | 0.66536 | 0.38919 | 0.35549 | 0.33056 | 0.21115
CSAPR- NOX Annual- NC | 223 | 6419 | Rate Constraint in MTons | FALSE | L | Annual | Constraint Shadow Price | US2016$/Ton | 0 | 0 | 0 | 0 | 0 | 0 | 0 | 0
CSAPR- NOX Annual- NE | 224 | 6421 | Rate Constraint in MTons | FALSE | L | Annual | Seasons Included | Seasons | Winter, WintShld, Summer | Winter, WintShld, Summer | Winter, WintShld, Summer | Winter, WintShld, Summer | Winter, WintShld, Summer | Winter, WintShld, Summer | Winter, WintShld, Summer | Winter, WintShld, Summer
CSAPR- NOX Annual- NE | 224 | 6421 | Rate Constraint in MTons | FALSE | L | Annual | Standard NOX | Thousand Tons | 35.446 | 35.446 | 35.446 | 35.446 | 35.446 | 35.446 | 35.446 | 35.446
CSAPR- NOX Annual- NE | 224 | 6421 | Rate Constraint in MTons | FALSE | L | Annual | Emissions at Affected Plants NOX | Thousand Tons | 23.9856 | 21.5165 | 21.2305 | 20.5234 | 19.8227 | 19.8492 | 18.5786 | 17.1419
CSAPR- NOX Annual- NE | 224 | 6421 | Rate Constraint in MTons | FALSE | L | Annual | Allowances Purchased NOX | Thousand Tons | 0 | 0 | 0 | 0 | 0 | 0 | 0 | 0
CSAPR- NOX Annual- NE | 224 | 6421 | Rate Constraint in MTons | FALSE | L | Annual | Allowances Sold NOX | Thousand Tons | 0 | 0 | 0 | 0 | 0 | 0 | 0 | 0
CSAPR- NOX Annual- NE | 224 | 6421 | Rate Constraint in MTons | FALSE | L | Annual | Allowances Banked | Thousand Tons | 0 | 0 | 0 | 0 | 0 | 0 | 0 | 0
CSAPR- NOX Annual- NE | 224 | 6421 | Rate Constraint in MTons | FALSE | L | Annual | Allowances Withdrawn (1:1) | Thousand Tons | 0 | 0 | 0 | 0 | 0 | 0 | 0 | 0
CSAPR- NOX Annual- NE | 224 | 6421 | Rate Constraint in MTons | FALSE | L | Annual | Allowances Withdrawn (n:1) | Thousand Tons | 0 | 0 | 0 | 0 | 0 | 0 | 0 | 0
CSAPR- NOX Annual- NE | 224 | 6421 | Rate Constraint in MTons | FALSE | L | Annual | Net Emissions Allowance Position | Thousand Tons | 23.9856 | 21.5165 | 21.2305 | 20.5234 | 19.8227 | 19.8492 | 18.5786 | 17.1419
CSAPR- NOX Annual- NE | 224 | 6421 | Rate Constraint in MTons | FALSE | L | Annual | Fuel Consumed | TBtu | 272.5997 | 262.1017 | 257.8472 | 250.3066 | 243.7265 | 244.9811 | 230.6159 | 209.1154
CSAPR- NOX Annual- NE | 224 | 6421 | Rate Constraint in MTons | FALSE | L | Annual | Rate | lb/MMBtu | 0.17598 | 0.16418 | 0.16468 | 0.16399 | 0.16266 | 0.16205 | 0.16112 | 0.16395
CSAPR- NOX Annual- NE | 224 | 6421 | Rate Constraint in MTons | FALSE | L | Annual | Generation | TWh | 26.3964 | 25.4744 | 25.3344 | 24.5934 | 25.6072 | 26.6135 | 25.6613 | 22.9884
CSAPR- NOX Annual- NE | 224 | 6421 | Rate Constraint in MTons | FALSE | L | Annual | Qualifying Generation | TWh | 26.3964 | 25.4744 | 25.3344 | 24.5934 | 23.9986 | 24.1322 | 22.7169 | 20.5754
CSAPR- NOX Annual- NE | 224 | 6421 | Rate Constraint in MTons | FALSE | L | Annual | Rate | lb/MWh | 1.8173 | 1.6893 | 1.676 | 1.669 | 1.652 | 1.645 | 1.6357 | 1.6663
CSAPR- NOX Annual- NE | 224 | 6421 | Rate Constraint in MTons | FALSE | L | Annual | Constraint Shadow Price | US2016$/Ton | 0 | 0 | 0 | 0 | 0 | 0 | 0 | 0
CSAPR- NOX Annual- NJ | 225 | 6423 | Rate Constraint in MTons | FALSE | L | Annual | Seasons Included | Seasons | Winter, WintShld, Summer | Winter, WintShld, Summer | Winter, WintShld, Summer | Winter, WintShld, Summer | Winter, WintShld, Summer | Winter, WintShld, Summer | Winter, WintShld, Summer | Winter, WintShld, Summer
CSAPR- NOX Annual- NJ | 225 | 6423 | Rate Constraint in MTons | FALSE | L | Annual | Standard NOX | Thousand Tons | 9.3751 | 9.3751 | 9.3751 | 9.3751 | 9.3751 | 9.3751 | 9.3751 | 9.3751
CSAPR- NOX Annual- NJ | 225 | 6423 | Rate Constraint in MTons | FALSE | L | Annual | Emissions at Affected Plants NOX | Thousand Tons | 1.7317 | 2.7598 | 2.7523 | 3.4487 | 3.3219 | 2.7137 | 2.031 | 1.4483
CSAPR- NOX Annual- NJ | 225 | 6423 | Rate Constraint in MTons | FALSE | L | Annual | Allowances Purchased NOX | Thousand Tons | 0 | 0 | 0 | 0 | 0 | 0 | 0 | 0
CSAPR- NOX Annual- NJ | 225 | 6423 | Rate Constraint in MTons | FALSE | L | Annual | Allowances Sold NOX | Thousand Tons | 0 | 0 | 0 | 0 | 0 | 0 | 0 | 0
CSAPR- NOX Annual- NJ | 225 | 6423 | Rate Constraint in MTons | FALSE | L | Annual | Allowances Banked | Thousand Tons | 0 | 0 | 0 | 0 | 0 | 0 | 0 | 0
CSAPR- NOX Annual- NJ | 225 | 6423 | Rate Constraint in MTons | FALSE | L | Annual | Allowances Withdrawn (1:1) | Thousand Tons | 0 | 0 | 0 | 0 | 0 | 0 | 0 | 0
CSAPR- NOX Annual- NJ | 225 | 6423 | Rate Constraint in MTons | FALSE | L | Annual | Allowances Withdrawn (n:1) | Thousand Tons | 0 | 0 | 0 | 0 | 0 | 0 | 0 | 0
CSAPR- NOX Annual- NJ | 225 | 6423 | Rate Constraint in MTons | FALSE | L | Annual | Net Emissions Allowance Position | Thousand Tons | 1.7317 | 2.7598 | 2.7523 | 3.4487 | 3.3219 | 2.7137 | 2.031 | 1.4483
CSAPR- NOX Annual- NJ | 225 | 6423 | Rate Constraint in MTons | FALSE | L | Annual | Fuel Consumed | TBtu | 277.5707 | 367.2912 | 361.3261 | 413.8544 | 403.2633 | 351.5307 | 282.2531 | 241.6834
CSAPR- NOX Annual- NJ | 225 | 6423 | Rate Constraint in MTons | FALSE | L | Annual | Rate | lb/MMBtu | 0.012477 | 0.015028 | 0.015234 | 0.016666 | 0.016475 | 0.015439 | 0.014392 | 0.011985
CSAPR- NOX Annual- NJ | 225 | 6423 | Rate Constraint in MTons | FALSE | L | Annual | Generation | TWh | 39.2696 | 50.591 | 49.7637 | 56.1629 | 54.8326 | 48.1961 | 39.1049 | 33.9331
CSAPR- NOX Annual- NJ | 225 | 6423 | Rate Constraint in MTons | FALSE | L | Annual | Qualifying Generation | TWh | 39.2696 | 50.591 | 49.7637 | 56.1629 | 54.8326 | 48.1961 | 39.1049 | 33.9331
CSAPR- NOX Annual- NJ | 225 | 6423 | Rate Constraint in MTons | FALSE | L | Annual | Rate | lb/MWh | 0.088193 | 0.1091 | 0.11061 | 0.12281 | 0.12117 | 0.11261 | 0.10388 | 0.085362
CSAPR- NOX Annual- NJ | 225 | 6423 | Rate Constraint in MTons | FALSE | L | Annual | Constraint Shadow Price | US2016$/Ton | 0 | 0 | 0 | 0 | 0 | 0 | 0 | 0
CSAPR- NOX Annual- NY | 226 | 6427 | Rate Constraint in MTons | FALSE | L | Annual | Seasons Included | Seasons | Winter, WintShld, Summer | Winter, WintShld, Summer | Winter, WintShld, Summer | Winter, WintShld, Summer | Winter, WintShld, Summer | Winter, WintShld, Summer | Winter, WintShld, Summer | Winter, WintShld, Summer
CSAPR- NOX Annual- NY | 226 | 6427 | Rate Constraint in MTons | FALSE | L | Annual | Standard NOX | Thousand Tons | 25.632 | 25.632 | 25.632 | 25.632 | 25.632 | 25.632 | 25.632 | 25.632
CSAPR- NOX Annual- NY | 226 | 6427 | Rate Constraint in MTons | FALSE | L | Annual | Emissions at Affected Plants NOX | Thousand Tons | 4.5649 | 4.7746 | 4.6026 | 3.9517 | 2.6911 | 1.7158 | 1.8611 | 1.9505
CSAPR- NOX Annual- NY | 226 | 6427 | Rate Constraint in MTons | FALSE | L | Annual | Allowances Purchased NOX | Thousand Tons | 0 | 0 | 0 | 0 | 0 | 0 | 0 | 0
CSAPR- NOX Annual- NY | 226 | 6427 | Rate Constraint in MTons | FALSE | L | Annual | Allowances Sold NOX | Thousand Tons | 0 | 0 | 0 | 0 | 0 | 0 | 0 | 0
CSAPR- NOX Annual- NY | 226 | 6427 | Rate Constraint in MTons | FALSE | L | Annual | Allowances Banked | Thousand Tons | 0 | 0 | 0 | 0 | 0 | 0 | 0 | 0
CSAPR- NOX Annual- NY | 226 | 6427 | Rate Constraint in MTons | FALSE | L | Annual | Allowances Withdrawn (1:1) | Thousand Tons | 0 | 0 | 0 | 0 | 0 | 0 | 0 | 0
CSAPR- NOX Annual- NY | 226 | 6427 | Rate Constraint in MTons | FALSE | L | Annual | Allowances Withdrawn (n:1) | Thousand Tons | 0 | 0 | 0 | 0 | 0 | 0 | 0 | 0
CSAPR- NOX Annual- NY | 226 | 6427 | Rate Constraint in MTons | FALSE | L | Annual | Net Emissions Allowance Position | Thousand Tons | 4.5649 | 4.7746 | 4.6026 | 3.9517 | 2.6911 | 1.7158 | 1.8611 | 1.9505
CSAPR- NOX Annual- NY | 226 | 6427 | Rate Constraint in MTons | FALSE | L | Annual | Fuel Consumed | TBtu | 403.2642 | 439.4491 | 440.9747 | 413.9755 | 300.1566 | 194.5621 | 200.0684 | 209.5211
CSAPR- NOX Annual- NY | 226 | 6427 | Rate Constraint in MTons | FALSE | L | Annual | Rate | lb/MMBtu | 0.02264 | 0.02173 | 0.020875 | 0.019091 | 0.017931 | 0.017637 | 0.018605 | 0.018619
CSAPR- NOX Annual- NY | 226 | 6427 | Rate Constraint in MTons | FALSE | L | Annual | Generation | TWh | 55.2563 | 60.1669 | 60.8211 | 57.8788 | 42.9049 | 28.2559 | 28.81 | 29.993
CSAPR- NOX Annual- NY | 226 | 6427 | Rate Constraint in MTons | FALSE | L | Annual | Qualifying Generation | TWh | 55.2563 | 60.1669 | 60.8211 | 57.8788 | 42.9049 | 28.2559 | 28.81 | 29.993
CSAPR- NOX Annual- NY | 226 | 6427 | Rate Constraint in MTons | FALSE | L | Annual | Rate | lb/MWh | 0.16523 | 0.15871 | 0.15135 | 0.13655 | 0.12545 | 0.12144 | 0.1292 | 0.13007
CSAPR- NOX Annual- NY | 226 | 6427 | Rate Constraint in MTons | FALSE | L | Annual | Constraint Shadow Price | US2016$/Ton | 0 | 0 | 0 | 0 | 0 | 0 | 0 | 0
CSAPR- NOX Annual- OH | 227 | 6429 | Rate Constraint in MTons | FALSE | L | Annual | Seasons Included | Seasons | Winter, WintShld, Summer | Winter, WintShld, Summer | Winter, WintShld, Summer | Winter, WintShld, Summer | Winter, WintShld, Summer | Winter, WintShld, Summer | Winter, WintShld, Summer | Winter, WintShld, Summer
CSAPR- NOX Annual- OH | 227 | 6429 | Rate Constraint in MTons | FALSE | L | Annual | Standard NOX | Thousand Tons | 106.5044 | 106.5044 | 106.5044 | 106.5044 | 106.5044 | 106.5044 | 106.5044 | 106.5044
CSAPR- NOX Annual- OH | 227 | 6429 | Rate Constraint in MTons | FALSE | L | Annual | Emissions at Affected Plants NOX | Thousand Tons | 38.0504 | 42.634 | 42.0257 | 40.5759 | 31.7411 | 27.5577 | 26.7899 | 13.1198
CSAPR- NOX Annual- OH | 227 | 6429 | Rate Constraint in MTons | FALSE | L | Annual | Allowances Purchased NOX | Thousand Tons | 0 | 0 | 0 | 0 | 0 | 0 | 0 | 0
CSAPR- NOX Annual- OH | 227 | 6429 | Rate Constraint in MTons | FALSE | L | Annual | Allowances Sold NOX | Thousand Tons | 0 | 0 | 0 | 0 | 0 | 0 | 0 | 0
CSAPR- NOX Annual- OH | 227 | 6429 | Rate Constraint in MTons | FALSE | L | Annual | Allowances Banked | Thousand Tons | 0 | 0 | 0 | 0 | 0 | 0 | 0 | 0
CSAPR- NOX Annual- OH | 227 | 6429 | Rate Constraint in MTons | FALSE | L | Annual | Allowances Withdrawn (1:1) | Thousand Tons | 0 | 0 | 0 | 0 | 0 | 0 | 0 | 0
CSAPR- NOX Annual- OH | 227 | 6429 | Rate Constraint in MTons | FALSE | L | Annual | Allowances Withdrawn (n:1) | Thousand Tons | 0 | 0 | 0 | 0 | 0 | 0 | 0 | 0
CSAPR- NOX Annual- OH | 227 | 6429 | Rate Constraint in MTons | FALSE | L | Annual | Net Emissions Allowance Position | Thousand Tons | 38.0504 | 42.634 | 42.0257 | 40.5759 | 31.7411 | 27.5577 | 26.7899 | 13.1198
CSAPR- NOX Annual- OH | 227 | 6429 | Rate Constraint in MTons | FALSE | L | Annual | Fuel Consumed | TBtu | 907.0339 | 1001.2712 | 991.7031 | 1009.729 | 931.46 | 959.112 | 1012.5854 | 998.115
CSAPR- NOX Annual- OH | 227 | 6429 | Rate Constraint in MTons | FALSE | L | Annual | Rate | lb/MMBtu | 0.083901 | 0.08516 | 0.084755 | 0.08037 | 0.068153 | 0.057465 | 0.052914 | 0.026289
CSAPR- NOX Annual- OH | 227 | 6429 | Rate Constraint in MTons | FALSE | L | Annual | Generation | TWh | 107.0109 | 116.5064 | 116.0666 | 119.6491 | 133.3509 | 150.9527 | 171.4094 | 212.6863
CSAPR- NOX Annual- OH | 227 | 6429 | Rate Constraint in MTons | FALSE | L | Annual | Qualifying Generation | TWh | 107.0109 | 116.5064 | 116.0666 | 118.9619 | 116.8144 | 124.9854 | 135.3942 | 147.2352
CSAPR- NOX Annual- OH | 227 | 6429 | Rate Constraint in MTons | FALSE | L | Annual | Rate | lb/MWh | 0.71115 | 0.73187 | 0.72417 | 0.68217 | 0.54345 | 0.44098 | 0.39573 | 0.17822
CSAPR- NOX Annual- OH | 227 | 6429 | Rate Constraint in MTons | FALSE | L | Annual | Constraint Shadow Price | US2016$/Ton | 0 | 0 | 0 | 0 | 0 | 0 | 0 | 0
CSAPR- NOX Annual- PA | 228 | 6431 | Rate Constraint in MTons | FALSE | L | Annual | Seasons Included | Seasons | Winter, WintShld, Summer | Winter, WintShld, Summer | Winter, WintShld, Summer | Winter, WintShld, Summer | Winter, WintShld, Summer | Winter, WintShld, Summer | Winter, WintShld, Summer | Winter, WintShld, Summer
CSAPR- NOX Annual- PA | 228 | 6431 | Rate Constraint in MTons | FALSE | L | Annual | Standard NOX | Thousand Tons | 140.6489 | 140.6489 | 140.6489 | 140.6489 | 140.6489 | 140.6489 | 140.6489 | 140.6489
CSAPR- NOX Annual- PA | 228 | 6431 | Rate Constraint in MTons | FALSE | L | Annual | Emissions at Affected Plants NOX | Thousand Tons | 18.2294 | 23.4011 | 22.5022 | 17.8461 | 18.0209 | 16.0883 | 14.4627 | 12.3755
CSAPR- NOX Annual- PA | 228 | 6431 | Rate Constraint in MTons | FALSE | L | Annual | Allowances Purchased NOX | Thousand Tons | 0 | 0 | 0 | 0 | 0 | 0 | 0 | 0
CSAPR- NOX Annual- PA | 228 | 6431 | Rate Constraint in MTons | FALSE | L | Annual | Allowances Sold NOX | Thousand Tons | 0 | 0 | 0 | 0 | 0 | 0 | 0 | 0
CSAPR- NOX Annual- PA | 228 | 6431 | Rate Constraint in MTons | FALSE | L | Annual | Allowances Banked | Thousand Tons | 0 | 0 | 0 | 0 | 0 | 0 | 0 | 0
CSAPR- NOX Annual- PA | 228 | 6431 | Rate Constraint in MTons | FALSE | L | Annual | Allowances Withdrawn (1:1) | Thousand Tons | 0 | 0 | 0 | 0 | 0 | 0 | 0 | 0
CSAPR- NOX Annual- PA | 228 | 6431 | Rate Constraint in MTons | FALSE | L | Annual | Allowances Withdrawn (n:1) | Thousand Tons | 0 | 0 | 0 | 0 | 0 | 0 | 0 | 0
CSAPR- NOX Annual- PA | 228 | 6431 | Rate Constraint in MTons | FALSE | L | Annual | Net Emissions Allowance Position | Thousand Tons | 18.2294 | 23.4011 | 22.5022 | 17.8461 | 18.0209 | 16.0883 | 14.4627 | 12.3755
CSAPR- NOX Annual- PA | 228 | 6431 | Rate Constraint in MTons | FALSE | L | Annual | Fuel Consumed | TBtu | 1147.1315 | 1279.8825 | 1266.3203 | 1201.594 | 1263.692 | 1245.828 | 1387.2027 | 1459.6747
CSAPR- NOX Annual- PA | 228 | 6431 | Rate Constraint in MTons | FALSE | L | Annual | Rate | lb/MMBtu | 0.031783 | 0.036568 | 0.035539 | 0.029704 | 0.028521 | 0.025828 | 0.020852 | 0.016956
CSAPR- NOX Annual- PA | 228 | 6431 | Rate Constraint in MTons | FALSE | L | Annual | Generation | TWh | 154.1616 | 167.9914 | 166.5221 | 162.2538 | 233.3555 | 273.1137 | 334.6931 | 420.3169
CSAPR- NOX Annual- PA | 228 | 6431 | Rate Constraint in MTons | FALSE | L | Annual | Qualifying Generation | TWh | 154.1616 | 167.9914 | 166.5221 | 160.3088 | 170.3608 | 172.1106 | 199.0852 | 215.7786
CSAPR- NOX Annual- PA | 228 | 6431 | Rate Constraint in MTons | FALSE | L | Annual | Rate | lb/MWh | 0.2365 | 0.2786 | 0.27026 | 0.22265 | 0.21156 | 0.18695 | 0.14529 | 0.11471
CSAPR- NOX Annual- PA | 228 | 6431 | Rate Constraint in MTons | FALSE | L | Annual | Constraint Shadow Price | US2016$/Ton | 0 | 0 | 0 | 0 | 0 | 0 | 0 | 0
CSAPR- NOX Annual- SC | 229 | 6435 | Rate Constraint in MTons | FALSE | L | Annual | Seasons Included | Seasons | Winter, WintShld, Summer | Winter, WintShld, Summer | Winter, WintShld, Summer | Winter, WintShld, Summer | Winter, WintShld, Summer | Winter, WintShld, Summer | Winter, WintShld, Summer | Winter, WintShld, Summer
CSAPR- NOX Annual- SC | 229 | 6435 | Rate Constraint in MTons | FALSE | L | Annual | Standard NOX | Thousand Tons | 38.3476 | 38.3476 | 38.3476 | 38.3476 | 38.3476 | 38.3476 | 38.3476 | 38.3476
CSAPR- NOX Annual- SC | 229 | 6435 | Rate Constraint in MTons | FALSE | L | Annual | Emissions at Affected Plants NOX | Thousand Tons | 12.1129 | 12.9152 | 12.9649 | 12.2575 | 10.255 | 10.5844 | 10.5699 | 8.8766
CSAPR- NOX Annual- SC | 229 | 6435 | Rate Constraint in MTons | FALSE | L | Annual | Allowances Purchased NOX | Thousand Tons | 0 | 0 | 0 | 0 | 0 | 0 | 0 | 0
CSAPR- NOX Annual- SC | 229 | 6435 | Rate Constraint in MTons | FALSE | L | Annual | Allowances Sold NOX | Thousand Tons | 0 | 0 | 0 | 0 | 0 | 0 | 0 | 0
CSAPR- NOX Annual- SC | 229 | 6435 | Rate Constraint in MTons | FALSE | L | Annual | Allowances Banked | Thousand Tons | 0 | 0 | 0 | 0 | 0 | 0 | 0 | 0
CSAPR- NOX Annual- SC | 229 | 6435 | Rate Constraint in MTons | FALSE | L | Annual | Allowances Withdrawn (1:1) | Thousand Tons | 0 | 0 | 0 | 0 | 0 | 0 | 0 | 0
CSAPR- NOX Annual- SC | 229 | 6435 | Rate Constraint in MTons | FALSE | L | Annual | Allowances Withdrawn (n:1) | Thousand Tons | 0 | 0 | 0 | 0 | 0 | 0 | 0 | 0
CSAPR- NOX Annual- SC | 229 | 6435 | Rate Constraint in MTons | FALSE | L | Annual | Net Emissions Allowance Position | Thousand Tons | 12.1129 | 12.9152 | 12.9649 | 12.2575 | 10.255 | 10.5844 | 10.5699 | 8.8766
CSAPR- NOX Annual- SC | 229 | 6435 | Rate Constraint in MTons | FALSE | L | Annual | Fuel Consumed | TBtu | 379.6477 | 401.3251 | 403.9403 | 399.5891 | 432.9809 | 466.6413 | 483.7075 | 439.6263
CSAPR- NOX Annual- SC | 229 | 6435 | Rate Constraint in MTons | FALSE | L | Annual | Rate | lb/MMBtu | 0.063811 | 0.064363 | 0.064192 | 0.061351 | 0.047369 | 0.045364 | 0.043704 | 0.040382
CSAPR- NOX Annual- SC | 229 | 6435 | Rate Constraint in MTons | FALSE | L | Annual | Generation | TWh | 44.5493 | 46.7452 | 47.9727 | 51.4409 | 80.2844 | 92.5765 | 102.0398 | 96.6319
CSAPR- NOX Annual- SC | 229 | 6435 | Rate Constraint in MTons | FALSE | L | Annual | Qualifying Generation | TWh | 44.5493 | 46.7452 | 47.2174 | 47.6672 | 56.2699 | 61.5916 | 64.4562 | 59.4897
CSAPR- NOX Annual- SC | 229 | 6435 | Rate Constraint in MTons | FALSE | L | Annual | Rate | lb/MWh | 0.5438 | 0.55258 | 0.54916 | 0.5143 | 0.36449 | 0.3437 | 0.32797 | 0.29842
CSAPR- NOX Annual- SC | 229 | 6435 | Rate Constraint in MTons | FALSE | L | Annual | Constraint Shadow Price | US2016$/Ton | 0 | 0 | 0 | 0 | 0 | 0 | 0 | 0
CSAPR- NOX Annual- TN | 230 | 6437 | Rate Constraint in MTons | FALSE | L | Annual | Seasons Included | Seasons | Winter, WintShld, Summer | Winter, WintShld, Summer | Winter, WintShld, Summer | Winter, WintShld, Summer | Winter, WintShld, Summer | Winter, WintShld, Summer | Winter, WintShld, Summer | Winter, WintShld, Summer
CSAPR- NOX Annual- TN | 230 | 6437 | Rate Constraint in MTons | FALSE | L | Annual | Standard NOX | Thousand Tons | 22.8177 | 22.8177 | 22.8177 | 22.8177 | 22.8177 | 22.8177 | 22.8177 | 22.8177
CSAPR- NOX Annual- TN | 230 | 6437 | Rate Constraint in MTons | FALSE | L | Annual | Emissions at Affected Plants NOX | Thousand Tons | 5.1626 | 5.6411 | 5.8709 | 6.3323 | 6.5264 | 5.9859 | 4.5388 | 1.9281
CSAPR- NOX Annual- TN | 230 | 6437 | Rate Constraint in MTons | FALSE | L | Annual | Allowances Purchased NOX | Thousand Tons | 0 | 0 | 0 | 0 | 0 | 0 | 0 | 0
CSAPR- NOX Annual- TN | 230 | 6437 | Rate Constraint in MTons | FALSE | L | Annual | Allowances Sold NOX | Thousand Tons | 0 | 0 | 0 | 0 | 0 | 0 | 0 | 0
CSAPR- NOX Annual- TN | 230 | 6437 | Rate Constraint in MTons | FALSE | L | Annual | Allowances Banked | Thousand Tons | 0 | 0 | 0 | 0 | 0 | 0 | 0 | 0
CSAPR- NOX Annual- TN | 230 | 6437 | Rate Constraint in MTons | FALSE | L | Annual | Allowances Withdrawn (1:1) | Thousand Tons | 0 | 0 | 0 | 0 | 0 | 0 | 0 | 0
CSAPR- NOX Annual- TN | 230 | 6437 | Rate Constraint in MTons | FALSE | L | Annual | Allowances Withdrawn (n:1) | Thousand Tons | 0 | 0 | 0 | 0 | 0 | 0 | 0 | 0
CSAPR- NOX Annual- TN | 230 | 6437 | Rate Constraint in MTons | FALSE | L | Annual | Net Emissions Allowance Position | Thousand Tons | 5.1626 | 5.6411 | 5.8709 | 6.3323 | 6.5264 | 5.9859 | 4.5388 | 1.9281
CSAPR- NOX Annual- TN | 230 | 6437 | Rate Constraint in MTons | FALSE | L | Annual | Fuel Consumed | TBtu | 277.063 | 287.8137 | 293.0008 | 299.1628 | 303.1138 | 326.2153 | 362.0479 | 330.4419
CSAPR- NOX Annual- TN | 230 | 6437 | Rate Constraint in MTons | FALSE | L | Annual | Rate | lb/MMBtu | 0.037266 | 0.0392 | 0.040075 | 0.042334 | 0.043063 | 0.036699 | 0.025073 | 0.01167
CSAPR- NOX Annual- TN | 230 | 6437 | Rate Constraint in MTons | FALSE | L | Annual | Generation | TWh | 35.5621 | 36.5063 | 37.1404 | 37.793 | 38.4122 | 47.177 | 64.2978 | 75.2544
CSAPR- NOX Annual- TN | 230 | 6437 | Rate Constraint in MTons | FALSE | L | Annual | Qualifying Generation | TWh | 35.5621 | 36.5063 | 37.1404 | 37.793 | 38.1579 | 42.2489 | 49.7879 | 50.9656
CSAPR- NOX Annual- TN | 230 | 6437 | Rate Constraint in MTons | FALSE | L | Annual | Rate | lb/MWh | 0.29034 | 0.30905 | 0.31615 | 0.3351 | 0.34207 | 0.28336 | 0.18233 | 0.075664
CSAPR- NOX Annual- TN | 230 | 6437 | Rate Constraint in MTons | FALSE | L | Annual | Constraint Shadow Price | US2016$/Ton | 0 | 0 | 0 | 0 | 0 | 0 | 0 | 0
CSAPR- NOX Annual- VA | 231 | 6441 | Rate Constraint in MTons | FALSE | L | Annual | Seasons Included | Seasons | Winter, WintShld, Summer | Winter, WintShld, Summer | Winter, WintShld, Summer | Winter, WintShld, Summer | Winter, WintShld, Summer | Winter, WintShld, Summer | Winter, WintShld, Summer | Winter, WintShld, Summer
CSAPR- NOX Annual- VA | 231 | 6441 | Rate Constraint in MTons | FALSE | L | Annual | Standard NOX | Thousand Tons | 39.2256 | 39.2256 | 39.2256 | 39.2256 | 39.2256 | 39.2256 | 39.2256 | 39.2256
CSAPR- NOX Annual- VA | 231 | 6441 | Rate Constraint in MTons | FALSE | L | Annual | Emissions at Affected Plants NOX | Thousand Tons | 3.3442 | 5.4093 | 5.3851 | 7.0893 | 6.9136 | 5.7492 | 4.743 | 3.4712
CSAPR- NOX Annual- VA | 231 | 6441 | Rate Constraint in MTons | FALSE | L | Annual | Allowances Purchased NOX | Thousand Tons | 0 | 0 | 0 | 0 | 0 | 0 | 0 | 0
CSAPR- NOX Annual- VA | 231 | 6441 | Rate Constraint in MTons | FALSE | L | Annual | Allowances Sold NOX | Thousand Tons | 0 | 0 | 0 | 0 | 0 | 0 | 0 | 0
CSAPR- NOX Annual- VA | 231 | 6441 | Rate Constraint in MTons | FALSE | L | Annual | Allowances Banked | Thousand Tons | 0 | 0 | 0 | 0 | 0 | 0 | 0 | 0
CSAPR- NOX Annual- VA | 231 | 6441 | Rate Constraint in MTons | FALSE | L | Annual | Allowances Withdrawn (1:1) | Thousand Tons | 0 | 0 | 0 | 0 | 0 | 0 | 0 | 0
CSAPR- NOX Annual- VA | 231 | 6441 | Rate Constraint in MTons | FALSE | L | Annual | Allowances Withdrawn (n:1) | Thousand Tons | 0 | 0 | 0 | 0 | 0 | 0 | 0 | 0
CSAPR- NOX Annual- VA | 231 | 6441 | Rate Constraint in MTons | FALSE | L | Annual | Net Emissions Allowance Position | Thousand Tons | 3.3442 | 5.4093 | 5.3851 | 7.0893 | 6.9136 | 5.7492 | 4.743 | 3.4712
CSAPR- NOX Annual- VA | 231 | 6441 | Rate Constraint in MTons | FALSE | L | Annual | Fuel Consumed | TBtu | 421.581 | 490.989 | 480.3489 | 544.5993 | 583.2097 | 556.4427 | 508.8739 | 483.4624
CSAPR- NOX Annual- VA | 231 | 6441 | Rate Constraint in MTons | FALSE | L | Annual | Rate | lb/MMBtu | 0.015865 | 0.022034 | 0.022421 | 0.026035 | 0.023709 | 0.020664 | 0.018641 | 0.01436
CSAPR- NOX Annual- VA | 231 | 6441 | Rate Constraint in MTons | FALSE | L | Annual | Generation | TWh | 59.2825 | 66.5185 | 65.1736 | 72.747 | 139.2825 | 175.6691 | 218.6313 | 290.7533
CSAPR- NOX Annual- VA | 231 | 6441 | Rate Constraint in MTons | FALSE | L | Annual | Qualifying Generation | TWh | 59.2825 | 66.5185 | 65.1736 | 72.747 | 78.6495 | 76.9188 | 72.2333 | 70.3503
CSAPR- NOX Annual- VA | 231 | 6441 | Rate Constraint in MTons | FALSE | L | Annual | Rate | lb/MWh | 0.11282 | 0.16264 | 0.16525 | 0.1949 | 0.17581 | 0.14949 | 0.13132 | 0.098684
CSAPR- NOX Annual- VA | 231 | 6441 | Rate Constraint in MTons | FALSE | L | Annual | Constraint Shadow Price | US2016$/Ton | 0 | 0 | 0 | 0 | 0 | 0 | 0 | 0
CSAPR- NOX Annual- WI | 232 | 6443 | Rate Constraint in MTons | FALSE | L | Annual | Seasons Included | Seasons | Winter, WintShld, Summer | Winter, WintShld, Summer | Winter, WintShld, Summer | Winter, WintShld, Summer | Winter, WintShld, Summer | Winter, WintShld, Summer | Winter, WintShld, Summer | Winter, WintShld, Summer
CSAPR- NOX Annual- WI | 232 | 6443 | Rate Constraint in MTons | FALSE | L | Annual | Standard NOX | Thousand Tons | 38.7878 | 38.7878 | 38.7878 | 38.7878 | 38.7878 | 38.7878 | 38.7878 | 38.7878
CSAPR- NOX Annual- WI | 232 | 6443 | Rate Constraint in MTons | FALSE | L | Annual | Emissions at Affected Plants NOX | Thousand Tons | 7.9933 | 10.3142 | 10.1379 | 8.9052 | 8.4192 | 8.9914 | 6.739 | 4.1431
CSAPR- NOX Annual- WI | 232 | 6443 | Rate Constraint in MTons | FALSE | L | Annual | Allowances Purchased NOX | Thousand Tons | 0 | 0 | 0 | 0 | 0 | 0 | 0 | 0
CSAPR- NOX Annual- WI | 232 | 6443 | Rate Constraint in MTons | FALSE | L | Annual | Allowances Sold NOX | Thousand Tons | 0 | 0 | 0 | 0 | 0 | 0 | 0 | 0
CSAPR- NOX Annual- WI | 232 | 6443 | Rate Constraint in MTons | FALSE | L | Annual | Allowances Banked | Thousand Tons | 0 | 0 | 0 | 0 | 0 | 0 | 0 | 0
CSAPR- NOX Annual- WI | 232 | 6443 | Rate Constraint in MTons | FALSE | L | Annual | Allowances Withdrawn (1:1) | Thousand Tons | 0 | 0 | 0 | 0 | 0 | 0 | 0 | 0
CSAPR- NOX Annual- WI | 232 | 6443 | Rate Constraint in MTons | FALSE | L | Annual | Allowances Withdrawn (n:1) | Thousand Tons | 0 | 0 | 0 | 0 | 0 | 0 | 0 | 0
CSAPR- NOX Annual- WI | 232 | 6443 | Rate Constraint in MTons | FALSE | L | Annual | Net Emissions Allowance Position | Thousand Tons | 7.9933 | 10.3142 | 10.1379 | 8.9052 | 8.4192 | 8.9914 | 6.739 | 4.1431
CSAPR- NOX Annual- WI | 232 | 6443 | Rate Constraint in MTons | FALSE | L | Annual | Fuel Consumed | TBtu | 356.1984 | 443.2042 | 438.5874 | 395.5348 | 384.1981 | 396.6942 | 331.9461 | 252.9928
CSAPR- NOX Annual- WI | 232 | 6443 | Rate Constraint in MTons | FALSE | L | Annual | Rate | lb/MMBtu | 0.044881 | 0.046544 | 0.04623 | 0.045029 | 0.043827 | 0.045332 | 0.040603 | 0.032753
CSAPR- NOX Annual- WI | 232 | 6443 | Rate Constraint in MTons | FALSE | L | Annual | Generation | TWh | 42.8105 | 51.2567 | 51.0675 | 46.8386 | 45.6986 | 46.9009 | 40.4439 | 32.5539
CSAPR- NOX Annual- WI | 232 | 6443 | Rate Constraint in MTons | FALSE | L | Annual | Qualifying Generation | TWh | 42.8105 | 51.2567 | 51.0675 | 46.8386 | 45.6986 | 46.9009 | 40.4439 | 32.5539
CSAPR- NOX Annual- WI | 232 | 6443 | Rate Constraint in MTons | FALSE | L | Annual | Rate | lb/MWh | 0.37343 | 0.40245 | 0.39704 | 0.38025 | 0.36847 | 0.38342 | 0.33325 | 0.25454
CSAPR- NOX Annual- WI | 232 | 6443 | Rate Constraint in MTons | FALSE | L | Annual | Constraint Shadow Price | US2016$/Ton | 0 | 0 | 0 | 0 | 0 | 0 | 0 | 0
CSAPR- NOX Annual- WV | 233 | 6517 | Rate Constraint in MTons | FALSE | L | Annual | Seasons Included | Seasons | Winter, WintShld, Summer | Winter, WintShld, Summer | Winter, WintShld, Summer | Winter, WintShld, Summer | Winter, WintShld, Summer | Winter, WintShld, Summer | Winter, WintShld, Summer | Winter, WintShld, Summer
CSAPR- NOX Annual- WV | 233 | 6517 | Rate Constraint in MTons | FALSE | L | Annual | Standard NOX | Thousand Tons | 64.4068 | 64.4068 | 64.4068 | 64.4068 | 64.4068 | 64.4068 | 64.4068 | 64.4068
CSAPR- NOX Annual- WV | 233 | 6517 | Rate Constraint in MTons | FALSE | L | Annual | Emissions at Affected Plants NOX | Thousand Tons | 44.0175 | 42.4901 | 41.2825 | 39.6206 | 26.8015 | 27.1183 | 26.3444 | 17.9915
CSAPR- NOX Annual- WV | 233 | 6517 | Rate Constraint in MTons | FALSE | L | Annual | Allowances Purchased NOX | Thousand Tons | 0 | 0 | 0 | 0 | 0 | 0 | 0 | 0
CSAPR- NOX Annual- WV | 233 | 6517 | Rate Constraint in MTons | FALSE | L | Annual | Allowances Sold NOX | Thousand Tons | 0 | 0 | 0 | 0 | 0 | 0 | 0 | 0
CSAPR- NOX Annual- WV | 233 | 6517 | Rate Constraint in MTons | FALSE | L | Annual | Allowances Banked | Thousand Tons | 0 | 0 | 0 | 0 | 0 | 0 | 0 | 0
CSAPR- NOX Annual- WV | 233 | 6517 | Rate Constraint in MTons | FALSE | L | Annual | Allowances Withdrawn (1:1) | Thousand Tons | 0 | 0 | 0 | 0 | 0 | 0 | 0 | 0
CSAPR- NOX Annual- WV | 233 | 6517 | Rate Constraint in MTons | FALSE | L | Annual | Allowances Withdrawn (n:1) | Thousand Tons | 0 | 0 | 0 | 0 | 0 | 0 | 0 | 0
CSAPR- NOX Annual- WV | 233 | 6517 | Rate Constraint in MTons | FALSE | L | Annual | Net Emissions Allowance Position | Thousand Tons | 44.0175 | 42.4901 | 41.2825 | 39.6206 | 26.8015 | 27.1183 | 26.3444 | 17.9915
CSAPR- NOX Annual- WV | 233 | 6517 | Rate Constraint in MTons | FALSE | L | Annual | Fuel Consumed | TBtu | 739.8538 | 745.6917 | 719.7207 | 700.3142 | 642.1583 | 729.6295 | 797.6923 | 809.987
CSAPR- NOX Annual- WV | 233 | 6517 | Rate Constraint in MTons | FALSE | L | Annual | Rate | lb/MMBtu | 0.11899 | 0.11396 | 0.11472 | 0.11315 | 0.083473 | 0.074335 | 0.066052 | 0.044424
CSAPR- NOX Annual- WV | 233 | 6517 | Rate Constraint in MTons | FALSE | L | Annual | Generation | TWh | 74.2997 | 75.1281 | 73.0536 | 71.0438 | 112.2474 | 142.579 | 170.9725 | 218.7244
CSAPR- NOX Annual- WV | 233 | 6517 | Rate Constraint in MTons | FALSE | L | Annual | Qualifying Generation | TWh | 74.2997 | 75.1281 | 73.0536 | 71.0438 | 76.7411 | 91.5612 | 103.5174 | 111.2252
CSAPR- NOX Annual- WV | 233 | 6517 | Rate Constraint in MTons | FALSE | L | Annual | Rate | lb/MWh | 1.1849 | 1.1311 | 1.1302 | 1.1154 | 0.69849 | 0.59235 | 0.50899 | 0.32351
CSAPR- NOX Annual- WV | 233 | 6517 | Rate Constraint in MTons | FALSE | L | Annual | Constraint Shadow Price | US2016$/Ton | 0 | 0 | 0 | 0 | 0 | 0 | 0 | 0
CSAPR Rule Constraint- NOX Annual | 234 | 6395 | Rate Constraint in MTons | FALSE | L | Annual | Seasons Included | Seasons | Winter, WintShld, Summer | Winter, WintShld, Summer | Winter, WintShld, Summer | Winter, WintShld, Summer | Winter, WintShld, Summer | Winter, WintShld, Summer | Winter, WintShld, Summer | Winter, WintShld, Summer
CSAPR Rule Constraint- NOX Annual | 234 | 6395 | Rate Constraint in MTons | FALSE | L | Annual | Standard NOX | Thousand Tons | 1069.256 | 1069.256 | 1069.256 | 1069.256 | 1069.256 | 1069.256 | 1069.256 | 1069.256
CSAPR Rule Constraint- NOX Annual | 234 | 6395 | Rate Constraint in MTons | FALSE | L | Annual | Emissions at Affected Plants NOX | Thousand Tons | 389.5732 | 434.5938 | 426.6163 | 414.1406 | 358.3072 | 350.6669 | 319.7828 | 233.9202
CSAPR Rule Constraint- NOX Annual | 234 | 6395 | Rate Constraint in MTons | FALSE | L | Annual | Allowances Purchased NOX | Thousand Tons | 0 | 0 | 0 | 0 | 0 | 0 | 0 | 0
CSAPR Rule Constraint- NOX Annual | 234 | 6395 | Rate Constraint in MTons | FALSE | L | Annual | Allowances Sold NOX | Thousand Tons | 0 | 0 | 0 | 0 | 0 | 0 | 0 | 0
CSAPR Rule Constraint- NOX Annual | 234 | 6395 | Rate Constraint in MTons | FALSE | L | Annual | Allowances Banked | Thousand Tons | 0 | 0 | 0 | 0 | 0 | 0 | 0 | 0
CSAPR Rule Constraint- NOX Annual | 234 | 6395 | Rate Constraint in MTons | FALSE | L | Annual | Allowances Withdrawn (1:1) | Thousand Tons | 0 | 0 | 0 | 0 | 0 | 0 | 0 | 0
CSAPR Rule Constraint- NOX Annual | 234 | 6395 | Rate Constraint in MTons | FALSE | L | Annual | Allowances Withdrawn (n:1) | Thousand Tons | 0 | 0 | 0 | 0 | 0 | 0 | 0 | 0
CSAPR Rule Constraint- NOX Annual | 234 | 6395 | Rate Constraint in MTons | FALSE | L | Annual | Net Emissions Allowance Position | Thousand Tons | 389.5732 | 434.5938 | 426.6163 | 414.1406 | 358.3072 | 350.6669 | 319.7828 | 233.9202
CSAPR Rule Constraint- NOX Annual | 234 | 6395 | Rate Constraint in MTons | FALSE | L | Annual | Fuel Consumed | TBtu | 10712.2718 | 11779.2104 | 11684.8492 | 11768.2715 | 11567.8326 | 11802.602 | 11670.6892 | 11016.5652
CSAPR Rule Constraint- NOX Annual | 234 | 6395 | Rate Constraint in MTons | FALSE | L | Annual | Rate | lb/MMBtu | 0.072734 | 0.07379 | 0.07302 | 0.070383 | 0.061949 | 0.059422 | 0.054801 | 0.042467
CSAPR Rule Constraint- NOX Annual | 234 | 6395 | Rate Constraint in MTons | FALSE | L | Annual | Generation | TWh | 1262.724 | 1376.1317 | 1374.8783 | 1391.8723 | 1421.1412 | 1487.1551 | 1523.188 | 1518.2865
CSAPR Rule Constraint- NOX Annual | 234 | 6395 | Rate Constraint in MTons | FALSE | L | Annual | Qualifying Generation | TWh | 1262.7238 | 1376.1311 | 1374.878 | 1391.8714 | 1419.4663 | 1476.0085 | 1500.88 | 1489.3804
CSAPR Rule Constraint- NOX Annual | 234 | 6395 | Rate Constraint in MTons | FALSE | L | Annual | Rate | lb/MWh | 0.61704 | 0.63162 | 0.62059 | 0.59508 | 0.50485 | 0.47516 | 0.42613 | 0.31412
CSAPR Rule Constraint- NOX Annual | 234 | 6395 | Rate Constraint in MTons | FALSE | L | Annual | Constraint Shadow Price | US2016$/Ton | 0 | 0 | 0 | 0 | 0 | 0 | 0 | 0
CSAPR Rule Constraint- SO2 Annual- Region1 | 235 | 6433 | Rate Constraint in MTons | FALSE | L | Annual | Seasons Included | Seasons | Winter, WintShld, Summer | Winter, WintShld, Summer | Winter, WintShld, Summer | Winter, WintShld, Summer | Winter, WintShld, Summer | Winter, WintShld, Summer | Winter, WintShld, Summer | Winter, WintShld, Summer
CSAPR Rule Constraint- SO2 Annual- Region1 | 235 | 6433 | Rate Constraint in MTons | FALSE | L | Annual | Standard SO2 | Thousand Tons | 1372.631 | 1372.631 | 1372.631 | 1372.631 | 1372.631 | 1372.631 | 1372.631 | 1372.631
CSAPR Rule Constraint- SO2 Annual- Region1 | 235 | 6433 | Rate Constraint in MTons | FALSE | L | Annual | Emissions at Affected Plants SO2 | Thousand Tons | 381.7282 | 382.4162 | 382.4127 | 384.9572 | 335.4806 | 322.5659 | 299.2546 | 217.8828
CSAPR Rule Constraint- SO2 Annual- Region1 | 235 | 6433 | Rate Constraint in MTons | FALSE | L | Annual | Allowances Purchased SO2 | Thousand Tons | 0 | 0 | 0 | 0 | 0 | 0 | 0 | 0
CSAPR Rule Constraint- SO2 Annual- Region1 | 235 | 6433 | Rate Constraint in MTons | FALSE | L | Annual | Allowances Sold SO2 | Thousand Tons | 0 | 0 | 0 | 0 | 0 | 0 | 0 | 0
CSAPR Rule Constraint- SO2 Annual- Region1 | 235 | 6433 | Rate Constraint in MTons | FALSE | L | Annual | Allowances Banked | Thousand Tons | 0 | 0 | 0 | 0 | 0 | 0 | 0 | 0
CSAPR Rule Constraint- SO2 Annual- Region1 | 235 | 6433 | Rate Constraint in MTons | FALSE | L | Annual | Allowances Withdrawn (1:1) | Thousand Tons | 0 | 0 | 0 | 0 | 0 | 0 | 0 | 0
CSAPR Rule Constraint- SO2 Annual- Region1 | 235 | 6433 | Rate Constraint in MTons | FALSE | L | Annual | Allowances Withdrawn (n:1) | Thousand Tons | 0 | 0 | 0 | 0 | 0 | 0 | 0 | 0
CSAPR Rule Constraint- SO2 Annual- Region1 | 235 | 6433 | Rate Constraint in MTons | FALSE | L | Annual | Net Emissions Allowance Position | Thousand Tons | 381.7282 | 382.4162 | 382.4127 | 384.9572 | 335.4806 | 322.5659 | 299.2546 | 217.8828
CSAPR Rule Constraint- SO2 Annual- Region1 | 235 | 6433 | Rate Constraint in MTons | FALSE | L | Annual | Fuel Consumed | TBtu | 8264.8748 | 9231.9162 | 9093.8906 | 9234.6596 | 9089.674 | 9211.1586 | 9103.9126 | 8544.9986
CSAPR Rule Constraint- SO2 Annual- Region1 | 235 | 6433 | Rate Constraint in MTons | FALSE | L | Annual | Rate | lb/MMBtu | 0.092374 | 0.082847 | 0.084103 | 0.083372 | 0.073816 | 0.070038 | 0.065742 | 0.050997
CSAPR Rule Constraint- SO2 Annual- Region1 | 235 | 6433 | Rate Constraint in MTons | FALSE | L | Annual | Generation | TWh | 977.417 | 1082.5177 | 1076.0909 | 1099.9337 | 1142.2297 | 1194.8088 | 1235.9276 | 1235.0059
CSAPR Rule Constraint- SO2 Annual- Region1 | 235 | 6433 | Rate Constraint in MTons | FALSE | L | Annual | Qualifying Generation | TWh | 977.4167 | 1082.5171 | 1075.5224 | 1097.0943 | 1121.8425 | 1159.3635 | 1181.8624 | 1173.2743
CSAPR Rule Constraint- SO2 Annual- Region1 | 235 | 6433 | Rate Constraint in MTons | FALSE | L | Annual | Rate | lb/MWh | 0.7811 | 0.70653 | 0.71112 | 0.70178 | 0.59809 | 0.55645 | 0.50641 | 0.37141
CSAPR Rule Constraint- SO2 Annual- Region1 | 235 | 6433 | Rate Constraint in MTons | FALSE | L | Annual | Constraint Shadow Price | US2016$/Ton | 0 | 0 | 0 | 0 | 0 | 0 | 0 | 0
CSAPR Rule Constraint- SO2 Annual- Region2 | 236 | 6434 | Rate Constraint in MTons | FALSE | L | Annual | Seasons Included | Seasons | Winter, WintShld, Summer | Winter, WintShld, Summer | Winter, WintShld, Summer | Winter, WintShld, Summer | Winter, WintShld, Summer | Winter, WintShld, Summer | Winter, WintShld, Summer | Winter, WintShld, Summer
CSAPR Rule Constraint- SO2 Annual- Region2 | 236 | 6434 | Rate Constraint in MTons | FALSE | L | Annual | Standard SO2 | Thousand Tons | 597.579 | 597.579 | 597.579 | 597.579 | 597.579 | 597.579 | 597.579 | 597.579
CSAPR Rule Constraint- SO2 Annual- Region2 | 236 | 6434 | Rate Constraint in MTons | FALSE | L | Annual | Emissions at Affected Plants SO2 | Thousand Tons | 91.7404 | 90.5753 | 96.381 | 93.1724 | 77.5887 | 79.473 | 77.6092 | 76.2285
CSAPR Rule Constraint- SO2 Annual- Region2 | 236 | 6434 | Rate Constraint in MTons | FALSE | L | Annual | Allowances Purchased SO2 | Thousand Tons | 0 | 0 | 0 | 0 | 0 | 0 | 0 | 0
CSAPR Rule Constraint- SO2 Annual- Region2 | 236 | 6434 | Rate Constraint in MTons | FALSE | L | Annual | Allowances Sold SO2 | Thousand Tons | 0 | 0 | 0 | 0 | 0 | 0 | 0 | 0
CSAPR Rule Constraint- SO2 Annual- Region2 | 236 | 6434 | Rate Constraint in MTons | FALSE | L | Annual | Allowances Banked | Thousand Tons | 0 | 0 | 0 | 0 | 0 | 0 | 0 | 0
CSAPR Rule Constraint- SO2 Annual- Region2 | 236 | 6434 | Rate Constraint in MTons | FALSE | L | Annual | Allowances Withdrawn (1:1) | Thousand Tons | 0 | 0 | 0 | 0 | 0 | 0 | 0 | 0
CSAPR Rule Constraint- SO2 Annual- Region2 | 236 | 6434 | Rate Constraint in MTons | FALSE | L | Annual | Allowances Withdrawn (n:1) | Thousand Tons | 0 | 0 | 0 | 0 | 0 | 0 | 0 | 0
CSAPR Rule Constraint- SO2 Annual- Region2 | 236 | 6434 | Rate Constraint in MTons | FALSE | L | Annual | Net Emissions Allowance Position | Thousand Tons | 91.7404 | 90.5753 | 96.381 | 93.1724 | 77.5887 | 79.473 | 77.6092 | 76.2285
CSAPR Rule Constraint- SO2 Annual- Region2 | 236 | 6434 | Rate Constraint in MTons | FALSE | L | Annual | Fuel Consumed | TBtu | 2447.397 | 2547.2942 | 2590.9586 | 2533.6119 | 2478.1586 | 2591.4434 | 2566.7767 | 2471.5666
CSAPR Rule Constraint- SO2 Annual- Region2 | 236 | 6434 | Rate Constraint in MTons | FALSE | L | Annual | Rate | lb/MMBtu | 0.07497 | 0.071115 | 0.074398 | 0.073549 | 0.062618 | 0.061335 | 0.060472 | 0.061684
CSAPR Rule Constraint- SO2 Annual- Region2 | 236 | 6434 | Rate Constraint in MTons | FALSE | L | Annual | Generation | TWh | 285.3071 | 293.614 | 300.1107 | 298.5493 | 325.1127 | 371.7351 | 400.2534 | 431.8052
CSAPR Rule Constraint- SO2 Annual- Region2 | 236 | 6434 | Rate Constraint in MTons | FALSE | L | Annual | Qualifying Generation | TWh | 285.3071 | 293.614 | 299.3556 | 294.7771 | 297.6238 | 316.645 | 319.0176 | 316.1061
CSAPR Rule Constraint- SO2 Annual- Region2 | 236 | 6434 | Rate Constraint in MTons | FALSE | L | Annual | Rate | lb/MWh | 0.6431 | 0.61697 | 0.64392 | 0.63216 | 0.52139 | 0.50197 | 0.48655 | 0.4823
CSAPR Rule Constraint- SO2 Annual- Region2 | 236 | 6434 | Rate Constraint in MTons | FALSE | L | Annual | Constraint Shadow Price | US2016$/Ton | 0 | 0 | 0 | 0 | 0 | 0 | 0 | 0
CSAPR- SO2 Annual- AL | 237 | 6394 | Rate Constraint in MTons | FALSE | L | Annual | Seasons Included | Seasons | Winter, WintShld, Summer | Winter, WintShld, Summer | Winter, WintShld, Summer | Winter, WintShld, Summer | Winter, WintShld, Summer | Winter, WintShld, Summer | Winter, WintShld, Summer | Winter, WintShld, Summer
CSAPR- SO2 Annual- AL | 237 | 6394 | Rate Constraint in MTons | FALSE | L | Annual | Standard SO2 | Thousand Tons | 251.6444 | 251.6444 | 251.6444 | 251.6444 | 251.6444 | 251.6444 | 251.6444 | 251.6444
CSAPR- SO2 Annual- AL | 237 | 6394 | Rate Constraint in MTons | FALSE | L | Annual | Emissions at Affected Plants SO2 | Thousand Tons | 8.234 | 8.2729 | 9.3121 | 10.8973 | 9.4249 | 9.6692 | 10.1357 | 7.8583
CSAPR- SO2 Annual- AL | 237 | 6394 | Rate Constraint in MTons | FALSE | L | Annual | Allowances Purchased SO2 | Thousand Tons | 0 | 0 | 0 | 0 | 0 | 0 | 0 | 0
CSAPR- SO2 Annual- AL | 237 | 6394 | Rate Constraint in MTons | FALSE | L | Annual | Allowances Sold SO2 | Thousand Tons | 0 | 0 | 0 | 0 | 0 | 0 | 0 | 0
CSAPR- SO2 Annual- AL | 237 | 6394 | Rate Constraint in MTons | FALSE | L | Annual | Allowances Banked | Thousand Tons | 0 | 0 | 0 | 0 | 0 | 0 | 0 | 0
CSAPR- SO2 Annual- AL | 237 | 6394 | Rate Constraint in MTons | FALSE | L | Annual | Allowances Withdrawn (1:1) | Thousand Tons | 0 | 0 | 0 | 0 | 0 | 0 | 0 | 0
CSAPR- SO2 Annual- AL | 237 | 6394 | Rate Constraint in MTons | FALSE | L | Annual | Allowances Withdrawn (n:1) | Thousand Tons | 0 | 0 | 0 | 0 | 0 | 0 | 0 | 0
CSAPR- SO2 Annual- AL | 237 | 6394 | Rate Constraint in MTons | FALSE | L | Annual | Net Emissions Allowance Position | Thousand Tons | 8.234 | 8.2729 | 9.3121 | 10.8973 | 9.4249 | 9.6692 | 10.1357 | 7.8583
CSAPR- SO2 Annual- AL | 237 | 6394 | Rate Constraint in MTons | FALSE | L | Annual | Fuel Consumed | TBtu | 663.4548 | 644.2455 | 666.5917 | 708.116 | 690.7794 | 691.7407 | 717.3573 | 730.1159
CSAPR- SO2 Annual- AL | 237 | 6394 | Rate Constraint in MTons | FALSE | L | Annual | Rate | lb/MMBtu | 0.024822 | 0.025682 | 0.027939 | 0.030778 | 0.027288 | 0.027956 | 0.028258 | 0.021526
CSAPR- SO2 Annual- AL | 237 | 6394 | Rate Constraint in MTons | FALSE | L | Annual | Generation | TWh | 83.4842 | 80.8484 | 83.3089 | 87.1724 | 90.5601 | 116.1075 | 147.5008 | 183.055
CSAPR- SO2 Annual- AL | 237 | 6394 | Rate Constraint in MTons | FALSE | L | Annual | Qualifying Generation | TWh | 83.4842 | 80.8484 | 83.3089 | 87.1724 | 85.8634 | 87.8593 | 92.7258 | 97.472
CSAPR- SO2 Annual- AL | 237 | 6394 | Rate Constraint in MTons | FALSE | L | Annual | Rate | lb/MWh | 0.19726 | 0.20465 | 0.22355 | 0.25002 | 0.21953 | 0.22011 | 0.21862 | 0.16124
CSAPR- SO2 Annual- AL | 237 | 6394 | Rate Constraint in MTons | FALSE | L | Annual | Constraint Shadow Price | US2016$/Ton | 0 | 0 | 0 | 0 | 0 | 0 | 0 | 0
CSAPR- SO2 Annual- GA | 238 | 6400 | Rate Constraint in MTons | FALSE | L | Annual | Seasons Included | Seasons | Winter, WintShld, Summer | Winter, WintShld, Summer | Winter, WintShld, Summer | Winter, WintShld, Summer | Winter, WintShld, Summer | Winter, WintShld, Summer | Winter, WintShld, Summer | Winter, WintShld, Summer
CSAPR- SO2 Annual- GA | 238 | 6400 | Rate Constraint in MTons | FALSE | L | Annual | Standard SO2 | Thousand Tons | 159.9667 | 159.9667 | 159.9667 | 159.9667 | 159.9667 | 159.9667 | 159.9667 | 159.9667
CSAPR- SO2 Annual- GA | 238 | 6400 | Rate Constraint in MTons | FALSE | L | Annual | Emissions at Affected Plants SO2 | Thousand Tons | 13.6519 | 11.9312 | 12.8097 | 11.5558 | 10.3075 | 10.5963 | 10.8391 | 9.7507
CSAPR- SO2 Annual- GA | 238 | 6400 | Rate Constraint in MTons | FALSE | L | Annual | Allowances Purchased SO2 | Thousand Tons | 0 | 0 | 0 | 0 | 0 | 0 | 0 | 0
CSAPR- SO2 Annual- GA | 238 | 6400 | Rate Constraint in MTons | FALSE | L | Annual | Allowances Sold SO2 | Thousand Tons | 0 | 0 | 0 | 0 | 0 | 0 | 0 | 0
CSAPR- SO2 Annual- GA | 238 | 6400 | Rate Constraint in MTons | FALSE | L | Annual | Allowances Banked | Thousand Tons | 0 | 0 | 0 | 0 | 0 | 0 | 0 | 0
CSAPR- SO2 Annual- GA | 238 | 6400 | Rate Constraint in MTons | FALSE | L | Annual | Allowances Withdrawn (1:1) | Thousand Tons | 0 | 0 | 0 | 0 | 0 | 0 | 0 | 0
CSAPR- SO2 Annual- GA | 238 | 6400 | Rate Constraint in MTons | FALSE | L | Annual | Allowances Withdrawn (n:1) | Thousand Tons | 0 | 0 | 0 | 0 | 0 | 0 | 0 | 0
CSAPR- SO2 Annual- GA | 238 | 6400 | Rate Constraint in MTons | FALSE | L | Annual | Net Emissions Allowance Position | Thousand Tons | 13.6519 | 11.9312 | 12.8097 | 11.5558 | 10.3075 | 10.5963 | 10.8391 | 9.7507
CSAPR- SO2 Annual- GA | 238 | 6400 | Rate Constraint in MTons | FALSE | L | Annual | Fuel Consumed | TBtu | 662.92 | 613.0433 | 626.7891 | 655.7998 | 653.1229 | 702.4287 | 747.0472 | 780.6255
CSAPR- SO2 Annual- GA | 238 | 6400 | Rate Constraint in MTons | FALSE | L | Annual | Rate | lb/MMBtu | 0.041187 | 0.038925 | 0.040874 | 0.035242 | 0.031564 | 0.030171 | 0.029019 | 0.024982
CSAPR- SO2 Annual- GA | 238 | 6400 | Rate Constraint in MTons | FALSE | L | Annual | Generation | TWh | 83.1335 | 77.6127 | 80.5163 | 88.5729 | 128.0662 | 169.0676 | 214.2114 | 250.1008
CSAPR- SO2 Annual- GA | 238 | 6400 | Rate Constraint in MTons | FALSE | L | Annual | Qualifying Generation | TWh | 83.1335 | 77.6127 | 79.1934 | 81.9636 | 82.7702 | 91.9425 | 99.125 | 106.4668
CSAPR- SO2 Annual- GA | 238 | 6400 | Rate Constraint in MTons | FALSE | L | Annual | Rate | lb/MWh | 0.32843 | 0.30745 | 0.3235 | 0.28197 | 0.24906 | 0.2305 | 0.2187 | 0.18317
CSAPR- SO2 Annual- GA | 238 | 6400 | Rate Constraint in MTons | FALSE | L | Annual | Constraint Shadow Price | US2016$/Ton | 0 | 0 | 0 | 0 | 0 | 0 | 0 | 0
CSAPR- SO2 Annual- IA | 239 | 6402 | Rate Constraint in MTons | FALSE | L | Annual | Seasons Included | Seasons | Winter, WintShld, Summer | Winter, WintShld, Summer | Winter, WintShld, Summer | Winter, WintShld, Summer | Winter, WintShld, Summer | Winter, WintShld, Summer | Winter, WintShld, Summer | Winter, WintShld, Summer
CSAPR- SO2 Annual- IA | 239 | 6402 | Rate Constraint in MTons | FALSE | L | Annual | Standard SO2 | Thousand Tons | 88.7171 | 88.7171 | 88.7171 | 88.7171 | 88.7171 | 88.7171 | 88.7171 | 88.7171
CSAPR- SO2 Annual- IA | 239 | 6402 | Rate Constraint in MTons | FALSE | L | Annual | Emissions at Affected Plants SO2 | Thousand Tons | 16.1495 | 13.2313 | 12.7089 | 12.2661 | 11.658 | 11.581 | 10.7038 | 7.4157
CSAPR- SO2 Annual- IA | 239 | 6402 | Rate Constraint in MTons | FALSE | L | Annual | Allowances Purchased SO2 | Thousand Tons | 0 | 0 | 0 | 0 | 0 | 0 | 0 | 0
CSAPR- SO2 Annual- IA | 239 | 6402 | Rate Constraint in MTons | FALSE | L | Annual | Allowances Sold SO2 | Thousand Tons | 0 | 0 | 0 | 0 | 0 | 0 | 0 | 0
CSAPR- SO2 Annual- IA | 239 | 6402 | Rate Constraint in MTons | FALSE | L | Annual | Allowances Banked | Thousand Tons | 0 | 0 | 0 | 0 | 0 | 0 | 0 | 0
CSAPR- SO2 Annual- IA | 239 | 6402 | Rate Constraint in MTons | FALSE | L | Annual | Allowances Withdrawn (1:1) | Thousand Tons | 0 | 0 | 0 | 0 | 0 | 0 | 0 | 0
CSAPR- SO2 Annual- IA | 239 | 6402 | Rate Constraint in MTons | FALSE | L | Annual | Allowances Withdrawn (n:1) | Thousand Tons | 0 | 0 | 0 | 0 | 0 | 0 | 0 | 0
CSAPR- SO2 Annual- IA | 239 | 6402 | Rate Constraint in MTons | FALSE | L | Annual | Net Emissions Allowance Position | Thousand Tons | 16.1495 | 13.2313 | 12.7089 | 12.2661 | 11.658 | 11.581 | 10.7038 | 7.4157
CSAPR- SO2 Annual- IA | 239 | 6402 | Rate Constraint in MTons | FALSE | L | Annual | Fuel Consumed | TBtu | 343.6413 | 377.1335 | 373.1086 | 373.6813 | 364.4023 | 356.6977 | 310.3087 | 232.9258
CSAPR- SO2 Annual- IA | 239 | 6402 | Rate Constraint in MTons | FALSE | L | Annual | Rate | lb/MMBtu | 0.093991 | 0.070168 | 0.068124 | 0.06565 | 0.063984 | 0.064935 | 0.068988 | 0.063674
CSAPR- SO2 Annual- IA | 239 | 6402 | Rate Constraint in MTons | FALSE | L | Annual | Generation | TWh | 36.1028 | 39.3904 | 39.3039 | 39.619 | 39.0847 | 38.5824 | 33.8285 | 27.2049
CSAPR- SO2 Annual- IA | 239 | 6402 | Rate Constraint in MTons | FALSE | L | Annual | Qualifying Generation | TWh | 36.1028 | 39.3904 | 39.3039 | 39.619 | 39.0847 | 38.1711 | 32.6431 | 24.9886
CSAPR- SO2 Annual- IA | 239 | 6402 | Rate Constraint in MTons | FALSE | L | Annual | Rate | lb/MWh | 0.89464 | 0.6718 | 0.6467 | 0.6192 | 0.59655 | 0.6068 | 0.65581 | 0.59353
CSAPR- SO2 Annual- IA | 239 | 6402 | Rate Constraint in MTons | FALSE | L | Annual | Constraint Shadow Price | US2016$/Ton | 0 | 0 | 0 | 0 | 0 | 0 | 0 | 0
CSAPR- SO2 Annual- IL | 240 | 6404 | Rate Constraint in MTons | FALSE | L | Annual | Seasons Included | Seasons | Winter, WintShld, Summer | Winter, WintShld, Summer | Winter, WintShld, Summer | Winter, WintShld, Summer | Winter, WintShld, Summer | Winter, WintShld, Summer | Winter, WintShld, Summer | Winter, WintShld, Summer
CSAPR- SO2 Annual- IL | 240 | 6404 | Rate Constraint in MTons | FALSE | L | Annual | Standard SO2 | Thousand Tons | 146.4651 | 146.4651 | 146.4651 | 146.4651 | 146.4651 | 146.4651 | 146.4651 | 146.4651
CSAPR- SO2 Annual- IL | 240 | 6404 | Rate Constraint in MTons | FALSE | L | Annual | Emissions at Affected Plants SO2 | Thousand Tons | 25.2103 | 28.1401 | 27.6549 | 27.6868 | 26.7006 | 26.9066 | 24.832 | 23.1078
CSAPR- SO2 Annual- IL | 240 | 6404 | Rate Constraint in MTons | FALSE | L | Annual | Allowances Purchased SO2 | Thousand Tons | 0 | 0 | 0 | 0 | 0 | 0 | 0 | 0
CSAPR- SO2 Annual- IL | 240 | 6404 | Rate Constraint in MTons | FALSE | L | Annual | Allowances Sold SO2 | Thousand Tons | 0 | 0 | 0 | 0 | 0 | 0 | 0 | 0
CSAPR- SO2 Annual- IL | 240 | 6404 | Rate Constraint in MTons | FALSE | L | Annual | Allowances Banked | Thousand Tons | 0 | 0 | 0 | 0 | 0 | 0 | 0 | 0
CSAPR- SO2 Annual- IL | 240 | 6404 | Rate Constraint in MTons | FALSE | L | Annual | Allowances Withdrawn (1:1) | Thousand Tons | 0 | 0 | 0 | 0 | 0 | 0 | 0 | 0
CSAPR- SO2 Annual- IL | 240 | 6404 | Rate Constraint in MTons | FALSE | L | Annual | Allowances Withdrawn (n:1) | Thousand Tons | 0 | 0 | 0 | 0 | 0 | 0 | 0 | 0
CSAPR- SO2 Annual- IL | 240 | 6404 | Rate Constraint in MTons | FALSE | L | Annual | Net Emissions Allowance Position | Thousand Tons | 25.2103 | 28.1401 | 27.6549 | 27.6868 | 26.7006 | 26.9066 | 24.832 | 23.1078
CSAPR- SO2 Annual- IL | 240 | 6404 | Rate Constraint in MTons | FALSE | L | Annual | Fuel Consumed | TBtu | 517.5473 | 593.6448 | 541.9622 | 616.6245 | 614.1577 | 594.96 | 522.7955 | 494.7412
CSAPR- SO2 Annual- IL | 240 | 6404 | Rate Constraint in MTons | FALSE | L | Annual | Rate | lb/MMBtu | 0.097422 | 0.094805 | 0.10205 | 0.089801 | 0.08695 | 0.090449 | 0.094997 | 0.093414
CSAPR- SO2 Annual- IL | 240 | 6404 | Rate Constraint in MTons | FALSE | L | Annual | Generation | TWh | 54.448 | 62.5969 | 56.6525 | 65.9438 | 66.4533 | 74.2344 | 87.1685 | 105.5985
CSAPR- SO2 Annual- IL | 240 | 6404 | Rate Constraint in MTons | FALSE | L | Annual | Qualifying Generation | TWh | 54.448 | 62.5969 | 56.6525 | 65.9438 | 65.9276 | 63.6457 | 56.017 | 53.2931
CSAPR- SO2 Annual- IL | 240 | 6404 | Rate Constraint in MTons | FALSE | L | Annual | Rate | lb/MWh | 0.92603 | 0.89909 | 0.9763 | 0.83971 | 0.81 | 0.84551 | 0.88659 | 0.8672
CSAPR- SO2 Annual- IL | 240 | 6404 | Rate Constraint in MTons | FALSE | L | Annual | Constraint Shadow Price | US2016$/Ton | 0 | 0 | 0 | 0 | 0 | 0 | 0 | 0
CSAPR- SO2 Annual- IN | 241 | 6406 | Rate Constraint in MTons | FALSE | L | Annual | Seasons Included | Seasons | Winter, WintShld, Summer | Winter, WintShld, Summer | Winter, WintShld, Summer | Winter, WintShld, Summer | Winter, WintShld, Summer | Winter, WintShld, Summer | Winter, WintShld, Summer | Winter, WintShld, Summer
CSAPR- SO2 Annual- IN | 241 | 6406 | Rate Constraint in MTons | FALSE | L | Annual | Standard SO2 | Thousand Tons | 196.4098 | 196.4098 | 196.4098 | 196.4098 | 196.4098 | 196.4098 | 196.4098 | 196.4098
CSAPR- SO2 Annual- IN | 241 | 6406 | Rate Constraint in MTons | FALSE | L | Annual | Emissions at Affected Plants SO2 | Thousand Tons | 60.8593 | 61.1353 | 60.2669 | 61.79 | 56.7712 | 55.14 | 42.7604 | 27.642
CSAPR- SO2 Annual- IN | 241 | 6406 | Rate Constraint in MTons | FALSE | L | Annual | Allowances Purchased SO2 | Thousand Tons | 0 | 0 | 0 | 0 | 0 | 0 | 0 | 0
CSAPR- SO2 Annual- IN | 241 | 6406 | Rate Constraint in MTons | FALSE | L | Annual | Allowances Sold SO2 | Thousand Tons | 0 | 0 | 0 | 0 | 0 | 0 | 0 | 0
CSAPR- SO2 Annual- IN | 241 | 6406 | Rate Constraint in MTons | FALSE | L | Annual | Allowances Banked | Thousand Tons | 0 | 0 | 0 | 0 | 0 | 0 | 0 | 0
CSAPR- SO2 Annual- IN | 241 | 6406 | Rate Constraint in MTons | FALSE | L | Annual | Allowances Withdrawn (1:1) | Thousand Tons | 0 | 0 | 0 | 0 | 0 | 0 | 0 | 0
CSAPR- SO2 Annual- IN | 241 | 6406 | Rate Constraint in MTons | FALSE | L | Annual | Allowances Withdrawn (n:1) | Thousand Tons | 0 | 0 | 0 | 0 | 0 | 0 | 0 | 0
CSAPR- SO2 Annual- IN | 241 | 6406 | Rate Constraint in MTons | FALSE | L | Annual | Net Emissions Allowance Position | Thousand Tons | 60.8593 | 61.1353 | 60.2669 | 61.79 | 56.7712 | 55.14 | 42.7604 | 27.642
CSAPR- SO2 Annual- IN | 241 | 6406 | Rate Constraint in MTons | FALSE | L | Annual | Fuel Consumed | TBtu | 745.1798 | 775.112 | 758.6158 | 781.3448 | 815.4105 | 869.5266 | 826.8998 | 721.2254
CSAPR- SO2 Annual- IN | 241 | 6406 | Rate Constraint in MTons | FALSE | L | Annual | Rate | lb/MMBtu | 0.16334 | 0.15775 | 0.15889 | 0.15816 | 0.13925 | 0.12683 | 0.10342 | 0.076653
CSAPR- SO2 Annual- IN | 241 | 6406 | Rate Constraint in MTons | FALSE | L | Annual | Generation | TWh | 77.7241 | 81.0498 | 80.2737 | 82.4761 | 113.9103 | 133.5528 | 145.9625 | 173.4109
CSAPR- SO2 Annual- IN | 241 | 6406 | Rate Constraint in MTons | FALSE | L | Annual | Qualifying Generation | TWh | 77.7241 | 81.0498 | 80.2737 | 82.4761 | 91.2285 | 101.5175 | 102.4319 | 94.8499
CSAPR- SO2 Annual- IN | 241 | 6406 | Rate Constraint in MTons | FALSE | L | Annual | Rate | lb/MWh | 1.566 | 1.5086 | 1.5015 | 1.4984 | 1.2446 | 1.0863 | 0.8349 | 0.58286
CSAPR- SO2 Annual- IN | 241 | 6406 | Rate Constraint in MTons | FALSE | L | Annual | Constraint Shadow Price | US2016$/Ton | 0 | 0 | 0 | 0 | 0 | 0 | 0 | 0
CSAPR- SO2 Annual- KS | 242 | 6408 | Rate Constraint in MTons | FALSE | L | Annual | Seasons Included | Seasons | Winter, WintShld, Summer | Winter, WintShld, Summer | Winter, WintShld, Summer | Winter, WintShld, Summer | Winter, WintShld, Summer | Winter, WintShld, Summer | Winter, WintShld, Summer | Winter, WintShld, Summer
CSAPR- SO2 Annual- KS | 242 | 6408 | Rate Constraint in MTons | FALSE | L | Annual | Standard SO2 | Thousand Tons | 49.5364 | 49.5364 | 49.5364 | 49.5364 | 49.5364 | 49.5364 | 49.5364 | 49.5364
CSAPR- SO2 Annual- KS | 242 | 6408 | Rate Constraint in MTons | FALSE | L | Annual | Emissions at Affected Plants SO2 | Thousand Tons | 2.9475 | 4.6498 | 4.8844 | 4.2901 | 3.6064 | 4.3141 | 3.5945 | 2.9774
CSAPR- SO2 Annual- KS | 242 | 6408 | Rate Constraint in MTons | FALSE | L | Annual | Allowances Purchased SO2 | Thousand Tons | 0 | 0 | 0 | 0 | 0 | 0 | 0 | 0
CSAPR- SO2 Annual- KS | 242 | 6408 | Rate Constraint in MTons | FALSE | L | Annual | Allowances Sold SO2 | Thousand Tons | 0 | 0 | 0 | 0 | 0 | 0 | 0 | 0
CSAPR- SO2 Annual- KS | 242 | 6408 | Rate Constraint in MTons | FALSE | L | Annual | Allowances Banked | Thousand Tons | 0 | 0 | 0 | 0 | 0 | 0 | 0 | 0
CSAPR- SO2 Annual- KS | 242 | 6408 | Rate Constraint in MTons | FALSE | L | Annual | Allowances Withdrawn (1:1) | Thousand Tons | 0 | 0 | 0 | 0 | 0 | 0 | 0 | 0
CSAPR- SO2 Annual- KS | 242 | 6408 | Rate Constraint in MTons | FALSE | L | Annual | Allowances Withdrawn (n:1) | Thousand Tons | 0 | 0 | 0 | 0 | 0 | 0 | 0 | 0
CSAPR- SO2 Annual- KS | 242 | 6408 | Rate Constraint in MTons | FALSE | L | Annual | Net Emissions Allowance Position | Thousand Tons | 2.9475 | 4.6498 | 4.8844 | 4.2901 | 3.6064 | 4.3141 | 3.5945 | 2.9774
CSAPR- SO2 Annual- KS | 242 | 6408 | Rate Constraint in MTons | FALSE | L | Annual | Fuel Consumed | TBtu | 172.7671 | 305.4328 | 323.0293 | 285.0594 | 263.3765 | 294.1149 | 262.0459 | 211.6851
CSAPR- SO2 Annual- KS | 242 | 6408 | Rate Constraint in MTons | FALSE | L | Annual | Rate | lb/MMBtu | 0.034121 | 0.030447 | 0.030241 | 0.030099 | 0.027386 | 0.029336 | 0.027434 | 0.02813
CSAPR- SO2 Annual- KS | 242 | 6408 | Rate Constraint in MTons | FALSE | L | Annual | Generation | TWh | 16.1135 | 27.9844 | 30.285 | 26.743 | 26.6915 | 32.0803 | 30.0158 | 25.6336
CSAPR- SO2 Annual- KS | 242 | 6408 | Rate Constraint in MTons | FALSE | L | Annual | Qualifying Generation | TWh | 16.1135 | 27.9844 | 30.285 | 26.743 | 25.0881 | 28.0342 | 24.99 | 20.2134
CSAPR- SO2 Annual- KS | 242 | 6408 | Rate Constraint in MTons | FALSE | L | Annual | Rate | lb/MWh | 0.36585 | 0.33231 | 0.32256 | 0.32084 | 0.2875 | 0.30777 | 0.28768 | 0.2946
CSAPR- SO2 Annual- KS | 242 | 6408 | Rate Constraint in MTons | FALSE | L | Annual | Constraint Shadow Price | US2016$/Ton | 0 | 0 | 0 | 0 | 0 | 0 | 0 | 0
CSAPR- SO2 Annual- KY | 243 | 6410 | Rate Constraint in MTons | FALSE | L | Annual | Seasons Included | Seasons | Winter, WintShld, Summer | Winter, WintShld, Summer | Winter, WintShld, Summer | Winter, WintShld, Summer | Winter, WintShld, Summer | Winter, WintShld, Summer | Winter, WintShld, Summer | Winter, WintShld, Summer
CSAPR- SO2 Annual- KY | 243 | 6410 | Rate Constraint in MTons | FALSE | L | Annual | Standard SO2 | Thousand Tons | 125.4151 | 125.4151 | 125.4151 | 125.4151 | 125.4151 | 125.4151 | 125.4151 | 125.4151
CSAPR- SO2 Annual- KY | 243 | 6410 | Rate Constraint in MTons | FALSE | L | Annual | Emissions at Affected Plants SO2 | Thousand Tons | 10.2624 | 10.5819 | 9.0904 | 9.3197 | 8.3859 | 10.2974 | 10.7444 | 0.52898
CSAPR- SO2 Annual- KY | 243 | 6410 | Rate Constraint in MTons | FALSE | L | Annual | Allowances Purchased SO2 | Thousand Tons | 0 | 0 | 0 | 0 | 0 | 0 | 0 | 0
CSAPR- SO2 Annual- KY | 243 | 6410 | Rate Constraint in MTons | FALSE | L | Annual | Allowances Sold SO2 | Thousand Tons | 0 | 0 | 0 | 0 | 0 | 0 | 0 | 0
CSAPR- SO2 Annual- KY | 243 | 6410 | Rate Constraint in MTons | FALSE | L | Annual | Allowances Banked | Thousand Tons | 0 | 0 | 0 | 0 | 0 | 0 | 0 | 0
CSAPR- SO2 Annual- KY | 243 | 6410 | Rate Constraint in MTons | FALSE | L | Annual | Allowances Withdrawn (1:1) | Thousand Tons | 0 | 0 | 0 | 0 | 0 | 0 | 0 | 0
CSAPR- SO2 Annual- KY | 243 | 6410 | Rate Constraint in MTons | FALSE | L | Annual | Allowances Withdrawn (n:1) | Thousand Tons | 0 | 0 | 0 | 0 | 0 | 0 | 0 | 0
CSAPR- SO2 Annual- KY | 243 | 6410 | Rate Constraint in MTons | FALSE | L | Annual | Net Emissions Allowance Position | Thousand Tons | 10.2624 | 10.5819 | 9.0904 | 9.3197 | 8.3859 | 10.2974 | 10.7444 | 0.52898
CSAPR- SO2 Annual- KY | 243 | 6410 | Rate Constraint in MTons | FALSE | L | Annual | Fuel Consumed | TBtu | 252.9073 | 285.7865 | 294.0089 | 326.572 | 376.4468 | 416.5577 | 447.1764 | 407.7292
CSAPR- SO2 Annual- KY | 243 | 6410 | Rate Constraint in MTons | FALSE | L | Annual | Rate | lb/MMBtu | 0.081155 | 0.074055 | 0.061838 | 0.057076 | 0.044553 | 0.04944 | 0.048055 | 0.0025948
CSAPR- SO2 Annual- KY | 243 | 6410 | Rate Constraint in MTons | FALSE | L | Annual | Generation | TWh | 28.6242 | 31.7698 | 36.7274 | 40.8052 | 84.2962 | 120.0444 | 164.5965 | 220.6572
CSAPR- SO2 Annual- KY | 243 | 6410 | Rate Constraint in MTons | FALSE | L | Annual | Qualifying Generation | TWh | 28.6242 | 31.7698 | 36.7274 | 40.8052 | 51.7886 | 58.108 | 63.5724 | 63.8952
CSAPR- SO2 Annual- KY | 243 | 6410 | Rate Constraint in MTons | FALSE | L | Annual | Rate | lb/MWh | 0.71704 | 0.66616 | 0.49502 | 0.45679 | 0.32385 | 0.35442 | 0.33802 | 0.016558
CSAPR- SO2 Annual- KY | 243 | 6410 | Rate Constraint in MTons | FALSE | L | Annual | Constraint Shadow Price | US2016$/Ton | 0 | 0 | 0 | 0 | 0 | 0 | 0 | 0
CSAPR- SO2 Annual- MD | 244 | 6412 | Rate Constraint in MTons | FALSE | L | Annual | Seasons Included | Seasons | Winter, WintShld, Summer | Winter, WintShld, Summer | Winter, WintShld, Summer | Winter, WintShld, Summer | Winter, WintShld, Summer | Winter, WintShld, Summer | Winter, WintShld, Summer | Winter, WintShld, Summer
CSAPR- SO2 Annual- MD | 244 | 6412 | Rate Constraint in MTons | FALSE | L | Annual | Standard SO2 | Thousand Tons | 33.2795 | 33.2795 | 33.2795 | 33.2795 | 33.2795 | 33.2795 | 33.2795 | 33.2795
CSAPR- SO2 Annual- MD | 244 | 6412 | Rate Constraint in MTons | FALSE | L | Annual | Emissions at Affected Plants SO2 | Thousand Tons | 0 | 1.2429 | 1.1248 | 1.0958 | 0 | 1.8017 | 1.6114 | 0.73997
CSAPR- SO2 Annual- MD | 244 | 6412 | Rate Constraint in MTons | FALSE | L | Annual | Allowances Purchased SO2 | Thousand Tons | 0 | 0 | 0 | 0 | 0 | 0 | 0 | 0
CSAPR- SO2 Annual- MD | 244 | 6412 | Rate Constraint in MTons | FALSE | L | Annual | Allowances Sold SO2 | Thousand Tons | 0 | 0 | 0 | 0 | 0 | 0 | 0 | 0
CSAPR- SO2 Annual- MD | 244 | 6412 | Rate Constraint in MTons | FALSE | L | Annual | Allowances Banked | Thousand Tons | 0 | 0 | 0 | 0 | 0 | 0 | 0 | 0
CSAPR- SO2 Annual- MD | 244 | 6412 | Rate Constraint in MTons | FALSE | L | Annual | Allowances Withdrawn (1:1) | Thousand Tons | 0 | 0 | 0 | 0 | 0 | 0 | 0 | 0
CSAPR- SO2 Annual- MD | 244 | 6412 | Rate Constraint in MTons | FALSE | L | Annual | Allowances Withdrawn (n:1) | Thousand Tons | 0 | 0 | 0 | 0 | 0 | 0 | 0 | 0
CSAPR- SO2 Annual- MD | 244 | 6412 | Rate Constraint in MTons | FALSE | L | Annual | Net Emissions Allowance Position | Thousand Tons | 0 | 1.2429 | 1.1248 | 1.0958 | 0 | 1.8017 | 1.6114 | 0.73997
CSAPR- SO2 Annual- MD | 244 | 6412 | Rate Constraint in MTons | FALSE | L | Annual | Fuel Consumed | TBtu | 137.6623 | 174.2935 | 169.2142 | 174.1945 | 157.428 | 217.2997 | 217.7993 | 215.2163
CSAPR- SO2 Annual- MD | 244 | 6412 | Rate Constraint in MTons | FALSE | L | Annual | Rate | lb/MMBtu | 0 | 0.014262 | 0.013294 | 0.012581 | 0 | 0.016583 | 0.014797 | 0.0068765
CSAPR- SO2 Annual- MD | 244 | 6412 | Rate Constraint in MTons | FALSE | L | Annual | Generation | TWh | 21.1704 | 24.9122 | 24.4072 | 24.9694 | 63.4585 | 90.8545 | 108.7685 | 134.8625
CSAPR- SO2 Annual- MD | 244 | 6412 | Rate Constraint in MTons | FALSE | L | Annual | Qualifying Generation | TWh | 21.1702 | 24.9116 | 24.4069 | 24.9685 | 23.8025 | 30.1286 | 30.5926 | 30.7259
CSAPR- SO2 Annual- MD | 244 | 6412 | Rate Constraint in MTons | FALSE | L | Annual | Rate | lb/MWh | 0 | 0.099786 | 0.092168 | 0.087771 | 0 | 0.1196 | 0.10535 | 0.048166
CSAPR- SO2 Annual- MD | 244 | 6412 | Rate Constraint in MTons | FALSE | L | Annual | Constraint Shadow Price | US2016$/Ton | 0 | 0 | 0 | 0 | 0 | 0 | 0 | 0
CSAPR- SO2 Annual- MI | 245 | 6414 | Rate Constraint in MTons | FALSE | L | Annual | Seasons Included | Seasons | Winter, WintShld, Summer | Winter, WintShld, Summer | Winter, WintShld, Summer | Winter, WintShld, Summer | Winter, WintShld, Summer | Winter, WintShld, Summer | Winter, WintShld, Summer | Winter, WintShld, Summer
CSAPR- SO2 Annual- MI | 245 | 6414 | Rate Constraint in MTons | FALSE | L | Annual | Standard SO2 | Thousand Tons | 169.9141 | 169.9141 | 169.9141 | 169.9141 | 169.9141 | 169.9141 | 169.9141 | 169.9141
CSAPR- SO2 Annual- MI | 245 | 6414 | Rate Constraint in MTons | FALSE | L | Annual | Emissions at Affected Plants SO2 | Thousand Tons | 15.8636 | 18.6135 | 29.4731 | 31.1235 | 23.6628 | 23.1746 | 21.5726 | 16.2029
CSAPR- SO2 Annual- MI | 245 | 6414 | Rate Constraint in MTons | FALSE | L | Annual | Allowances Purchased SO2 | Thousand Tons | 0 | 0 | 0 | 0 | 0 | 0 | 0 | 0
CSAPR- SO2 Annual- MI | 245 | 6414 | Rate Constraint in MTons | FALSE | L | Annual | Allowances Sold SO2 | Thousand Tons | 0 | 0 | 0 | 0 | 0 | 0 | 0 | 0
CSAPR- SO2 Annual- MI | 245 | 6414 | Rate Constraint in MTons | FALSE | L | Annual | Allowances Banked | Thousand Tons | 0 | 0 | 0 | 0 | 0 | 0 | 0 | 0
CSAPR- SO2 Annual- MI | 245 | 6414 | Rate Constraint in MTons | FALSE | L | Annual | Allowances Withdrawn (1:1) | Thousand Tons | 0 | 0 | 0 | 0 | 0 | 0 | 0 | 0
CSAPR- SO2 Annual- MI | 245 | 6414 | Rate Constraint in MTons | FALSE | L | Annual | Allowances Withdrawn (n:1) | Thousand Tons | 0 | 0 | 0 | 0 | 0 | 0 | 0 | 0
CSAPR- SO2 Annual- MI | 245 | 6414 | Rate Constraint in MTons | FALSE | L | Annual | Net Emissions Allowance Position | Thousand Tons | 15.8636 | 18.6135 | 29.4731 | 31.1235 | 23.6628 | 23.1746 | 21.5726 | 16.2029
CSAPR- SO2 Annual- MI | 245 | 6414 | Rate Constraint in MTons | FALSE | L | Annual | Fuel Consumed | TBtu | 518.1511 | 653.8068 | 679.7888 | 716.084 | 686.9374 | 724.0322 | 680.0749 | 679.1566
CSAPR- SO2 Annual- MI | 245 | 6414 | Rate Constraint in MTons | FALSE | L | Annual | Rate | lb/MMBtu | 0.061231 | 0.056939 | 0.086713 | 0.086927 | 0.068894 | 0.064015 | 0.063442 | 0.047715
CSAPR- SO2 Annual- MI | 245 | 6414 | Rate Constraint in MTons | FALSE | L | Annual | Generation | TWh | 57.6948 | 74.2842 | 77.0221 | 80.6843 | 103.0205 | 118.9399 | 126.4282 | 172.2508
CSAPR- SO2 Annual- MI | 245 | 6414 | Rate Constraint in MTons | FALSE | L | Annual | Qualifying Generation | TWh | 57.6948 | 74.2842 | 77.0221 | 80.6843 | 78.8386 | 85.6962 | 81.5189 | 88.5002
CSAPR- SO2 Annual- MI | 245 | 6414 | Rate Constraint in MTons | FALSE | L | Annual | Rate | lb/MWh | 0.54991 | 0.50114 | 0.76532 | 0.77149 | 0.60028 | 0.54085 | 0.52927 | 0.36617
CSAPR- SO2 Annual- MI | 245 | 6414 | Rate Constraint in MTons | FALSE | L | Annual | Constraint Shadow Price | US2016$/Ton | 0 | 0 | 0 | 0 | 0 | 0 | 0 | 0
CSAPR- SO2 Annual- MN | 246 | 6416 | Rate Constraint in MTons | FALSE | L | Annual | Seasons Included | Seasons | Winter, WintShld, Summer | Winter, WintShld, Summer | Winter, WintShld, Summer | Winter, WintShld, Summer | Winter, WintShld, Summer | Winter, WintShld, Summer | Winter, WintShld, Summer | Winter, WintShld, Summer
CSAPR- SO2 Annual- MN | 246 | 6416 | Rate Constraint in MTons | FALSE | L | Annual | Standard SO2 | Thousand Tons | 49.5376 | 49.5376 | 49.5376 | 49.5376 | 49.5376 | 49.5376 | 49.5376 | 49.5376
CSAPR- SO2 Annual- MN | 246 | 6416 | Rate Constraint in MTons | FALSE | L | Annual | Emissions at Affected Plants SO2 | Thousand Tons | 11.5702 | 11.1494 | 15.2127 | 14.3508 | 5.6181 | 5.8072 | 5.4356 | 4.2097
CSAPR- SO2 Annual- MN | 246 | 6416 | Rate Constraint in MTons | FALSE | L | Annual | Allowances Purchased SO2 | Thousand Tons | 0 | 0 | 0 | 0 | 0 | 0 | 0 | 0
CSAPR- SO2 Annual- MN | 246 | 6416 | Rate Constraint in MTons | FALSE | L | Annual | Allowances Sold SO2 | Thousand Tons | 0 | 0 | 0 | 0 | 0 | 0 | 0 | 0
CSAPR- SO2 Annual- MN | 246 | 6416 | Rate Constraint in MTons | FALSE | L | Annual | Allowances Banked | Thousand Tons | 0 | 0 | 0 | 0 | 0 | 0 | 0 | 0
CSAPR- SO2 Annual- MN | 246 | 6416 | Rate Constraint in MTons | FALSE | L | Annual | Allowances Withdrawn (1:1) | Thousand Tons | 0 | 0 | 0 | 0 | 0 | 0 | 0 | 0
CSAPR- SO2 Annual- MN | 246 | 6416 | Rate Constraint in MTons | FALSE | L | Annual | Allowances Withdrawn (n:1) | Thousand Tons | 0 | 0 | 0 | 0 | 0 | 0 | 0 | 0
CSAPR- SO2 Annual- MN | 246 | 6416 | Rate Constraint in MTons | FALSE | L | Annual | Net Emissions Allowance Position | Thousand Tons | 11.5702 | 11.1494 | 15.2127 | 14.3508 | 5.6181 | 5.8072 | 5.4356 | 4.2097
CSAPR- SO2 Annual- MN | 246 | 6416 | Rate Constraint in MTons | FALSE | L | Annual | Fuel Consumed | TBtu | 296.0078 | 321.1459 | 312.761 | 234.7409 | 194.1724 | 191.5367 | 126.0029 | 100.3984
CSAPR- SO2 Annual- MN | 246 | 6416 | Rate Constraint in MTons | FALSE | L | Annual | Rate | lb/MMBtu | 0.078175 | 0.069435 | 0.09728 | 0.12227 | 0.057867 | 0.060638 | 0.086277 | 0.083859
CSAPR- SO2 Annual- MN | 246 | 6416 | Rate Constraint in MTons | FALSE | L | Annual | Generation | TWh | 31.6302 | 34.9489 | 34.0166 | 26.6375 | 24.5286 | 31.9333 | 24.1666 | 36.5484
CSAPR- SO2 Annual- MN | 246 | 6416 | Rate Constraint in MTons | FALSE | L | Annual | Qualifying Generation | TWh | 31.6302 | 34.9489 | 34.0166 | 26.6375 | 23.6337 | 23.0853 | 15.0038 | 11.8889
CSAPR- SO2 Annual- MN | 246 | 6416 | Rate Constraint in MTons | FALSE | L | Annual | Rate | lb/MWh | 0.73159 | 0.63804 | 0.89443 | 1.0775 | 0.47543 | 0.50311 | 0.72456 | 0.70817
CSAPR- SO2 Annual- MN | 246 | 6416 | Rate Constraint in MTons | FALSE | L | Annual | Constraint Shadow Price | US2016$/Ton | 0 | 0 | 0 | 0 | 0 | 0 | 0 | 0
CSAPR- SO2 Annual- MO | 247 | 6418 | Rate Constraint in MTons | FALSE | L | Annual | Seasons Included | Seasons | Winter, WintShld, Summer | Winter, WintShld, Summer | Winter, WintShld, Summer | Winter, WintShld, Summer | Winter, WintShld, Summer | Winter, WintShld, Summer | Winter, WintShld, Summer | Winter, WintShld, Summer
CSAPR- SO2 Annual- MO | 247 | 6418 | Rate Constraint in MTons | FALSE | L | Annual | Standard SO2 | Thousand Tons | 195.8104 | 195.8104 | 195.8104 | 195.8104 | 195.8104 | 195.8104 | 195.8104 | 195.8104
CSAPR- SO2 Annual- MO | 247 | 6418 | Rate Constraint in MTons | FALSE | L | Annual | Emissions at Affected Plants SO2 | Thousand Tons | 115.2002 | 114.8019 | 111.9719 | 118.7603 | 120.1038 | 111.1039 | 111.16 | 103.5676
CSAPR- SO2 Annual- MO | 247 | 6418 | Rate Constraint in MTons | FALSE | L | Annual | Allowances Purchased SO2 | Thousand Tons | 0 | 0 | 0 | 0 | 0 | 0 | 0 | 0
CSAPR- SO2 Annual- MO | 247 | 6418 | Rate Constraint in MTons | FALSE | L | Annual | Allowances Sold SO2 | Thousand Tons | 0 | 0 | 0 | 0 | 0 | 0 | 0 | 0
CSAPR- SO2 Annual- MO | 247 | 6418 | Rate Constraint in MTons | FALSE | L | Annual | Allowances Banked | Thousand Tons | 0 | 0 | 0 | 0 | 0 | 0 | 0 | 0
CSAPR- SO2 Annual- MO | 247 | 6418 | Rate Constraint in MTons | FALSE | L | Annual | Allowances Withdrawn (1:1) | Thousand Tons | 0 | 0 | 0 | 0 | 0 | 0 | 0 | 0
CSAPR- SO2 Annual- MO | 247 | 6418 | Rate Constraint in MTons | FALSE | L | Annual | Allowances Withdrawn (n:1) | Thousand Tons | 0 | 0 | 0 | 0 | 0 | 0 | 0 | 0
CSAPR- SO2 Annual- MO | 247 | 6418 | Rate Constraint in MTons | FALSE | L | Annual | Net Emissions Allowance Position | Thousand Tons | 115.2002 | 114.8019 | 111.9719 | 118.7603 | 120.1038 | 111.1039 | 111.16 | 103.5676
CSAPR- SO2 Annual- MO | 247 | 6418 | Rate Constraint in MTons | FALSE | L | Annual | Fuel Consumed | TBtu | 693.4833 | 726.5346 | 713.4108 | 689.7342 | 687.3954 | 696.4866 | 608.7195 | 523.8298
CSAPR- SO2 Annual- MO | 247 | 6418 | Rate Constraint in MTons | FALSE | L | Annual | Rate | lb/MMBtu | 0.33224 | 0.31603 | 0.31391 | 0.34437 | 0.34945 | 0.31904 | 0.36523 | 0.39542
CSAPR- SO2 Annual- MO | 247 | 6418 | Rate Constraint in MTons | FALSE | L | Annual | Generation | TWh | 70.2762 | 73.6915 | 72.7989 | 70.5832 | 73.135 | 81.021 | 78.9436 | 72.4493
CSAPR- SO2 Annual- MO | 247 | 6418 | Rate Constraint in MTons | FALSE | L | Annual | Qualifying Generation | TWh | 70.2762 | 73.6915 | 72.7989 | 70.5832 | 70.9773 | 72.059 | 62.5009 | 54.2997
CSAPR- SO2 Annual- MO | 247 | 6418 | Rate Constraint in MTons | FALSE | L | Annual | Rate | lb/MWh | 3.2785 | 3.1157 | 3.0762 | 3.3651 | 3.3843 | 3.0837 | 3.5571 | 3.8147
CSAPR- SO2 Annual- MO | 247 | 6418 | Rate Constraint in MTons | FALSE | L | Annual | Constraint Shadow Price | US2016$/Ton | 0 | 0 | 0 | 0 | 0 | 0 | 0 | 0
CSAPR- SO2 Annual- NC | 248 | 6420 | Rate Constraint in MTons | FALSE | L | Annual | Seasons Included | Seasons | Winter, WintShld, Summer | Winter, WintShld, Summer | Winter, WintShld, Summer | Winter, WintShld, Summer | Winter, WintShld, Summer | Winter, WintShld, Summer | Winter, WintShld, Summer | Winter, WintShld, Summer
CSAPR- SO2 Annual- NC | 248 | 6420 | Rate Constraint in MTons | FALSE | L | Annual | Standard SO2 | Thousand Tons | 67.9916 | 67.9916 | 67.9916 | 67.9916 | 67.9916 | 67.9916 | 67.9916 | 67.9916
CSAPR- SO2 Annual- NC | 248 | 6420 | Rate Constraint in MTons | FALSE | L | Annual | Emissions at Affected Plants SO2 | Thousand Tons | 10.0825 | 12.8632 | 11.8996 | 9.8053 | 6.3641 | 7.5873 | 7.5493 | 2.7846
CSAPR- SO2 Annual- NC | 248 | 6420 | Rate Constraint in MTons | FALSE | L | Annual | Allowances Purchased SO2 | Thousand Tons | 0 | 0 | 0 | 0 | 0 | 0 | 0 | 0
CSAPR- SO2 Annual- NC | 248 | 6420 | Rate Constraint in MTons | FALSE | L | Annual | Allowances Sold SO2 | Thousand Tons | 0 | 0 | 0 | 0 | 0 | 0 | 0 | 0
CSAPR- SO2 Annual- NC | 248 | 6420 | Rate Constraint in MTons | FALSE | L | Annual | Allowances Banked | Thousand Tons | 0 | 0 | 0 | 0 | 0 | 0 | 0 | 0
CSAPR- SO2 Annual- NC | 248 | 6420 | Rate Constraint in MTons | FALSE | L | Annual | Allowances Withdrawn (1:1) | Thousand Tons | 0 | 0 | 0 | 0 | 0 | 0 | 0 | 0
CSAPR- SO2 Annual- NC | 248 | 6420 | Rate Constraint in MTons | FALSE | L | Annual | Allowances Withdrawn (n:1) | Thousand Tons | 0 | 0 | 0 | 0 | 0 | 0 | 0 | 0
CSAPR- SO2 Annual- NC | 248 | 6420 | Rate Constraint in MTons | FALSE | L | Annual | Net Emissions Allowance Position | Thousand Tons | 10.0825 | 12.8632 | 11.8996 | 9.8053 | 6.3641 | 7.5873 | 7.5493 | 2.7846
CSAPR- SO2 Annual- NC | 248 | 6420 | Rate Constraint in MTons | FALSE | L | Annual | Fuel Consumed | TBtu | 526.6059 | 590.0119 | 571.7991 | 577.6604 | 576.2439 | 575.5837 | 607.4686 | 484.296
CSAPR- SO2 Annual- NC | 248 | 6420 | Rate Constraint in MTons | FALSE | L | Annual | Rate | lb/MMBtu | 0.038292 | 0.043603 | 0.041622 | 0.033948 | 0.022088 | 0.026364 | 0.024855 | 0.0115
CSAPR- SO2 Annual- NC | 248 | 6420 | Rate Constraint in MTons | FALSE | L | Annual | Generation | TWh | 63.7234 | 70.1574 | 69.2966 | 73.1179 | 94.6308 | 112.4889 | 142.873 | 150.0178
CSAPR- SO2 Annual- NC | 248 | 6420 | Rate Constraint in MTons | FALSE | L | Annual | Qualifying Generation | TWh | 63.7234 | 70.1574 | 68.7284 | 70.2794 | 76.0352 | 78.8597 | 84.2086 | 70.6869
CSAPR- SO2 Annual- NC | 248 | 6420 | Rate Constraint in MTons | FALSE | L | Annual | Rate | lb/MWh | 0.31645 | 0.3667 | 0.34628 | 0.27904 | 0.1674 | 0.19243 | 0.1793 | 0.078788
CSAPR- SO2 Annual- NC | 248 | 6420 | Rate Constraint in MTons | FALSE | L | Annual | Constraint Shadow Price | US2016$/Ton | 0 | 0 | 0 | 0 | 0 | 0 | 0 | 0
CSAPR- SO2 Annual- NE | 249 | 6422 | Rate Constraint in MTons | FALSE | L | Annual | Seasons Included | Seasons | Winter, WintShld, Summer | Winter, WintShld, Summer | Winter, WintShld, Summer | Winter, WintShld, Summer | Winter, WintShld, Summer | Winter, WintShld, Summer | Winter, WintShld, Summer | Winter, WintShld, Summer
CSAPR- SO2 Annual- NE | 249 | 6422 | Rate Constraint in MTons | FALSE | L | Annual | Standard SO2 | Thousand Tons | 80.4312 | 80.4312 | 80.4312 | 80.4312 | 80.4312 | 80.4312 | 80.4312 | 80.4312
CSAPR- SO2 Annual- NE | 249 | 6422 | Rate Constraint in MTons | FALSE | L | Annual | Emissions at Affected Plants SO2 | Thousand Tons | 44.2212 | 42.3096 | 41.9159 | 41.1549 | 40.6568 | 40.7214 | 39.236 | 43.9232
CSAPR- SO2 Annual- NE | 249 | 6422 | Rate Constraint in MTons | FALSE | L | Annual | Allowances Purchased SO2 | Thousand Tons | 0 | 0 | 0 | 0 | 0 | 0 | 0 | 0
CSAPR- SO2 Annual- NE | 249 | 6422 | Rate Constraint in MTons | FALSE | L | Annual | Allowances Sold SO2 | Thousand Tons | 0 | 0 | 0 | 0 | 0 | 0 | 0 | 0
CSAPR- SO2 Annual- NE | 249 | 6422 | Rate Constraint in MTons | FALSE | L | Annual | Allowances Banked | Thousand Tons | 0 | 0 | 0 | 0 | 0 | 0 | 0 | 0
CSAPR- SO2 Annual- NE | 249 | 6422 | Rate Constraint in MTons | FALSE | L | Annual | Allowances Withdrawn (1:1) | Thousand Tons | 0 | 0 | 0 | 0 | 0 | 0 | 0 | 0
CSAPR- SO2 Annual- NE | 249 | 6422 | Rate Constraint in MTons | FALSE | L | Annual | Allowances Withdrawn (n:1) | Thousand Tons | 0 | 0 | 0 | 0 | 0 | 0 | 0 | 0
CSAPR- SO2 Annual- NE | 249 | 6422 | Rate Constraint in MTons | FALSE | L | Annual | Net Emissions Allowance Position | Thousand Tons | 44.2212 | 42.3096 | 41.9159 | 41.1549 | 40.6568 | 40.7214 | 39.236 | 43.9232
CSAPR- SO2 Annual- NE | 249 | 6422 | Rate Constraint in MTons | FALSE | L | Annual | Fuel Consumed | TBtu | 272.5997 | 262.1017 | 257.8472 | 250.3066 | 243.7265 | 244.9811 | 230.6159 | 209.1154
CSAPR- SO2 Annual- NE | 249 | 6422 | Rate Constraint in MTons | FALSE | L | Annual | Rate | lb/MMBtu | 0.32444 | 0.32285 | 0.32512 | 0.32884 | 0.33363 | 0.33244 | 0.34027 | 0.42009
CSAPR- SO2 Annual- NE | 249 | 6422 | Rate Constraint in MTons | FALSE | L | Annual | Generation | TWh | 26.3964 | 25.4744 | 25.3344 | 24.5934 | 25.6072 | 26.6135 | 25.6613 | 22.9884
CSAPR- SO2 Annual- NE | 249 | 6422 | Rate Constraint in MTons | FALSE | L | Annual | Qualifying Generation | TWh | 26.3964 | 25.4744 | 25.3344 | 24.5934 | 23.9986 | 24.1322 | 22.7169 | 20.5754
CSAPR- SO2 Annual- NE | 249 | 6422 | Rate Constraint in MTons | FALSE | L | Annual | Rate | lb/MWh | 3.3505 | 3.3217 | 3.309 | 3.3468 | 3.3883 | 3.3749 | 3.4543 | 4.2695
CSAPR- SO2 Annual- NE | 249 | 6422 | Rate Constraint in MTons | FALSE | L | Annual | Constraint Shadow Price | US2016$/Ton | 0 | 0 | 0 | 0 | 0 | 0 | 0 | 0
CSAPR- SO2 Annual- NJ | 250 | 6424 | Rate Constraint in MTons | FALSE | L | Annual | Seasons Included | Seasons | Winter, WintShld, Summer | Winter, WintShld, Summer | Winter, WintShld, Summer | Winter, WintShld, Summer | Winter, WintShld, Summer | Winter, WintShld, Summer | Winter, WintShld, Summer | Winter, WintShld, Summer
CSAPR- SO2 Annual- NJ | 250 | 6424 | Rate Constraint in MTons | FALSE | L | Annual | Standard SO2 | Thousand Tons | 6.5773 | 6.5773 | 6.5773 | 6.5773 | 6.5773 | 6.5773 | 6.5773 | 6.5773
CSAPR- SO2 Annual- NJ | 250 | 6424 | Rate Constraint in MTons | FALSE | L | Annual | Emissions at Affected Plants SO2 | Thousand Tons | 0 | 0 | 0 | 0 | 0 | 0 | 0 | 0
CSAPR- SO2 Annual- NJ | 250 | 6424 | Rate Constraint in MTons | FALSE | L | Annual | Allowances Purchased SO2 | Thousand Tons | 0 | 0 | 0 | 0 | 0 | 0 | 0 | 0
CSAPR- SO2 Annual- NJ | 250 | 6424 | Rate Constraint in MTons | FALSE | L | Annual | Allowances Sold SO2 | Thousand Tons | 0 | 0 | 0 | 0 | 0 | 0 | 0 | 0
CSAPR- SO2 Annual- NJ | 250 | 6424 | Rate Constraint in MTons | FALSE | L | Annual | Allowances Banked | Thousand Tons | 0 | 0 | 0 | 0 | 0 | 0 | 0 | 0
CSAPR- SO2 Annual- NJ | 250 | 6424 | Rate Constraint in MTons | FALSE | L | Annual | Allowances Withdrawn (1:1) | Thousand Tons | 0 | 0 | 0 | 0 | 0 | 0 | 0 | 0
CSAPR- SO2 Annual- NJ | 250 | 6424 | Rate Constraint in MTons | FALSE | L | Annual | Allowances Withdrawn (n:1) | Thousand Tons | 0 | 0 | 0 | 0 | 0 | 0 | 0 | 0
CSAPR- SO2 Annual- NJ | 250 | 6424 | Rate Constraint in MTons | FALSE | L | Annual | Net Emissions Allowance Position | Thousand Tons | 0 | 0 | 0 | 0 | 0 | 0 | 0 | 0
CSAPR- SO2 Annual- NJ | 250 | 6424 | Rate Constraint in MTons | FALSE | L | Annual | Fuel Consumed | TBtu | 277.5707 | 367.2912 | 361.3261 | 413.8544 | 403.2633 | 351.5307 | 282.2531 | 241.6834
CSAPR- SO2 Annual- NJ | 250 | 6424 | Rate Constraint in MTons | FALSE | L | Annual | Rate | lb/MMBtu | 0 | 0 | 0 | 0 | 0 | 0 | 0 | 0
CSAPR- SO2 Annual- NJ | 250 | 6424 | Rate Constraint in MTons | FALSE | L | Annual | Generation | TWh | 39.2696 | 50.591 | 49.7637 | 56.1629 | 54.8326 | 48.1961 | 39.1049 | 33.9331
CSAPR- SO2 Annual- NJ | 250 | 6424 | Rate Constraint in MTons | FALSE | L | Annual | Qualifying Generation | TWh | 39.2696 | 50.591 | 49.7637 | 56.1629 | 54.8326 | 48.1961 | 39.1049 | 33.9331
CSAPR- SO2 Annual- NJ | 250 | 6424 | Rate Constraint in MTons | FALSE | L | Annual | Rate | lb/MWh | 0 | 0 | 0 | 0 | 0 | 0 | 0 | 0
CSAPR- SO2 Annual- NJ | 250 | 6424 | Rate Constraint in MTons | FALSE | L | Annual | Constraint Shadow Price | US2016$/Ton | 0 | 0 | 0 | 0 | 0 | 0 | 0 | 0
CSAPR- SO2 Annual- NY | 251 | 6428 | Rate Constraint in MTons | FALSE | L | Annual | Seasons Included | Seasons | Winter, WintShld, Summer | Winter, WintShld, Summer | Winter, WintShld, Summer | Winter, WintShld, Summer | Winter, WintShld, Summer | Winter, WintShld, Summer | Winter, WintShld, Summer | Winter, WintShld, Summer
CSAPR- SO2 Annual- NY | 251 | 6428 | Rate Constraint in MTons | FALSE | L | Annual | Standard SO2 | Thousand Tons | 32.5161 | 32.5161 | 32.5161 | 32.5161 | 32.5161 | 32.5161 | 32.5161 | 32.5161
CSAPR- SO2 Annual- NY | 251 | 6428 | Rate Constraint in MTons | FALSE | L | Annual | Emissions at Affected Plants SO2 | Thousand Tons | 2.6782 | 2.6782 | 2.6789 | 0 | 0 | 0 | 0 | 0
CSAPR- SO2 Annual- NY | 251 | 6428 | Rate Constraint in MTons | FALSE | L | Annual | Allowances Purchased SO2 | Thousand Tons | 0 | 0 | 0 | 0 | 0 | 0 | 0 | 0
CSAPR- SO2 Annual- NY | 251 | 6428 | Rate Constraint in MTons | FALSE | L | Annual | Allowances Sold SO2 | Thousand Tons | 0 | 0 | 0 | 0 | 0 | 0 | 0 | 0
CSAPR- SO2 Annual- NY | 251 | 6428 | Rate Constraint in MTons | FALSE | L | Annual | Allowances Banked | Thousand Tons | 0 | 0 | 0 | 0 | 0 | 0 | 0 | 0
CSAPR- SO2 Annual- NY | 251 | 6428 | Rate Constraint in MTons | FALSE | L | Annual | Allowances Withdrawn (1:1) | Thousand Tons | 0 | 0 | 0 | 0 | 0 | 0 | 0 | 0
CSAPR- SO2 Annual- NY | 251 | 6428 | Rate Constraint in MTons | FALSE | L | Annual | Allowances Withdrawn (n:1) | Thousand Tons | 0 | 0 | 0 | 0 | 0 | 0 | 0 | 0
CSAPR- SO2 Annual- NY | 251 | 6428 | Rate Constraint in MTons | FALSE | L | Annual | Net Emissions Allowance Position | Thousand Tons | 2.6782 | 2.6782 | 2.6789 | 0 | 0 | 0 | 0 | 0
CSAPR- SO2 Annual- NY | 251 | 6428 | Rate Constraint in MTons | FALSE | L | Annual | Fuel Consumed | TBtu | 403.2642 | 439.4491 | 440.9747 | 413.9755 | 300.1566 | 194.5621 | 200.0684 | 209.5211
CSAPR- SO2 Annual- NY | 251 | 6428 | Rate Constraint in MTons | FALSE | L | Annual | Rate | lb/MMBtu | 0.013283 | 0.012189 | 0.01215 | 0 | 0 | 0 | 0 | 0
CSAPR- SO2 Annual- NY | 251 | 6428 | Rate Constraint in MTons | FALSE | L | Annual | Generation | TWh | 55.2563 | 60.1669 | 60.8211 | 57.8788 | 42.9049 | 28.2559 | 28.81 | 29.993
CSAPR- SO2 Annual- NY | 251 | 6428 | Rate Constraint in MTons | FALSE | L | Annual | Qualifying Generation | TWh | 55.2563 | 60.1669 | 60.8211 | 57.8788 | 42.9049 | 28.2559 | 28.81 | 29.993
CSAPR- SO2 Annual- NY | 251 | 6428 | Rate Constraint in MTons | FALSE | L | Annual | Rate | lb/MWh | 0.096938 | 0.089026 | 0.08809 | 0 | 0 | 0 | 0 | 0
CSAPR- SO2 Annual- NY | 251 | 6428 | Rate Constraint in MTons | FALSE | L | Annual | Constraint Shadow Price | US2016$/Ton | 0 | 0 | 0 | 0 | 0 | 0 | 0 | 0
CSAPR- SO2 Annual- OH | 252 | 6430 | Rate Constraint in MTons | FALSE | L | Annual | Seasons Included | Seasons | Winter, WintShld, Summer | Winter, WintShld, Summer | Winter, WintShld, Summer | Winter, WintShld, Summer | Winter, WintShld, Summer | Winter, WintShld, Summer | Winter, WintShld, Summer | Winter, WintShld, Summer
CSAPR- SO2 Annual- OH | 252 | 6430 | Rate Constraint in MTons | FALSE | L | Annual | Standard SO2 | Thousand Tons | 167.8432 | 167.8432 | 167.8432 | 167.8432 | 167.8432 | 167.8432 | 167.8432 | 167.8432
CSAPR- SO2 Annual- OH | 252 | 6430 | Rate Constraint in MTons | FALSE | L | Annual | Emissions at Affected Plants SO2 | Thousand Tons | 49.4266 | 54.8118 | 54.1115 | 58.8512 | 45.9709 | 38.1019 | 35.3725 | 16.4813
CSAPR- SO2 Annual- OH | 252 | 6430 | Rate Constraint in MTons | FALSE | L | Annual | Allowances Purchased SO2 | Thousand Tons | 0 | 0 | 0 | 0 | 0 | 0 | 0 | 0
CSAPR- SO2 Annual- OH | 252 | 6430 | Rate Constraint in MTons | FALSE | L | Annual | Allowances Sold SO2 | Thousand Tons | 0 | 0 | 0 | 0 | 0 | 0 | 0 | 0
CSAPR- SO2 Annual- OH | 252 | 6430 | Rate Constraint in MTons | FALSE | L | Annual | Allowances Banked | Thousand Tons | 0 | 0 | 0 | 0 | 0 | 0 | 0 | 0
CSAPR- SO2 Annual- OH | 252 | 6430 | Rate Constraint in MTons | FALSE | L | Annual | Allowances Withdrawn (1:1) | Thousand Tons | 0 | 0 | 0 | 0 | 0 | 0 | 0 | 0
CSAPR- SO2 Annual- OH | 252 | 6430 | Rate Constraint in MTons | FALSE | L | Annual | Allowances Withdrawn (n:1) | Thousand Tons | 0 | 0 | 0 | 0 | 0 | 0 | 0 | 0
CSAPR- SO2 Annual- OH | 252 | 6430 | Rate Constraint in MTons | FALSE | L | Annual | Net Emissions Allowance Position | Thousand Tons | 49.4266 | 54.8118 | 54.1115 | 58.8512 | 45.9709 | 38.1019 | 35.3725 | 16.4813
CSAPR- SO2 Annual- OH | 252 | 6430 | Rate Constraint in MTons | FALSE | L | Annual | Fuel Consumed | TBtu | 907.0339 | 1001.2712 | 991.7031 | 1009.729 | 931.46 | 959.112 | 1012.5854 | 998.115
CSAPR- SO2 Annual- OH | 252 | 6430 | Rate Constraint in MTons | FALSE | L | Annual | Rate | lb/MMBtu | 0.10899 | 0.10948 | 0.10913 | 0.11657 | 0.098707 | 0.079452 | 0.069866 | 0.033025
CSAPR- SO2 Annual- OH | 252 | 6430 | Rate Constraint in MTons | FALSE | L | Annual | Generation | TWh | 107.0109 | 116.5064 | 116.0666 | 119.6491 | 133.3509 | 150.9527 | 171.4094 | 212.6863
CSAPR- SO2 Annual- OH | 252 | 6430 | Rate Constraint in MTons | FALSE | L | Annual | Qualifying Generation | TWh | 107.0109 | 116.5064 | 116.0666 | 118.9619 | 116.8144 | 124.9854 | 135.3942 | 147.2352
CSAPR- SO2 Annual- OH | 252 | 6430 | Rate Constraint in MTons | FALSE | L | Annual | Rate | lb/MWh | 0.92377 | 0.94092 | 0.93242 | 0.98941 | 0.78708 | 0.6097 | 0.52251 | 0.22388
CSAPR- SO2 Annual- OH | 252 | 6430 | Rate Constraint in MTons | FALSE | L | Annual | Constraint Shadow Price | US2016$/Ton | 0 | 0 | 0 | 0 | 0 | 0 | 0 | 0
CSAPR- SO2 Annual- PA | 253 | 6432 | Rate Constraint in MTons | FALSE | L | Annual | Seasons Included | Seasons | Winter, WintShld, Summer | Winter, WintShld, Summer | Winter, WintShld, Summer | Winter, WintShld, Summer | Winter, WintShld, Summer | Winter, WintShld, Summer | Winter, WintShld, Summer | Winter, WintShld, Summer
CSAPR- SO2 Annual- PA | 253 | 6432 | Rate Constraint in MTons | FALSE | L | Annual | Standard SO2 | Thousand Tons | 132.1848 | 132.1848 | 132.1848 | 132.1848 | 132.1848 | 132.1848 | 132.1848 | 132.1848
CSAPR- SO2 Annual- PA | 253 | 6432 | Rate Constraint in MTons | FALSE | L | Annual | Emissions at Affected Plants SO2 | Thousand Tons | 6.2139 | 9.2242 | 7.7386 | 4.0511 | 3.1605 | 3.1605 | 2.9926 | 2.2456
CSAPR- SO2 Annual- PA | 253 | 6432 | Rate Constraint in MTons | FALSE | L | Annual | Allowances Purchased SO2 | Thousand Tons | 0 | 0 | 0 | 0 | 0 | 0 | 0 | 0
CSAPR- SO2 Annual- PA | 253 | 6432 | Rate Constraint in MTons | FALSE | L | Annual | Allowances Sold SO2 | Thousand Tons | 0 | 0 | 0 | 0 | 0 | 0 | 0 | 0
CSAPR- SO2 Annual- PA | 253 | 6432 | Rate Constraint in MTons | FALSE | L | Annual | Allowances Banked | Thousand Tons | 0 | 0 | 0 | 0 | 0 | 0 | 0 | 0
CSAPR- SO2 Annual- PA | 253 | 6432 | Rate Constraint in MTons | FALSE | L | Annual | Allowances Withdrawn (1:1) | Thousand Tons | 0 | 0 | 0 | 0 | 0 | 0 | 0 | 0
CSAPR- SO2 Annual- PA | 253 | 6432 | Rate Constraint in MTons | FALSE | L | Annual | Allowances Withdrawn (n:1) | Thousand Tons | 0 | 0 | 0 | 0 | 0 | 0 | 0 | 0
CSAPR- SO2 Annual- PA | 253 | 6432 | Rate Constraint in MTons | FALSE | L | Annual | Net Emissions Allowance Position | Thousand Tons | 6.2139 | 9.2242 | 7.7386 | 4.0511 | 3.1605 | 3.1605 | 2.9926 | 2.2456
CSAPR- SO2 Annual- PA | 253 | 6432 | Rate Constraint in MTons | FALSE | L | Annual | Fuel Consumed | TBtu | 1147.1315 | 1279.8825 | 1266.3203 | 1201.594 | 1263.692 | 1245.828 | 1387.2027 | 1459.6747
CSAPR- SO2 Annual- PA | 253 | 6432 | Rate Constraint in MTons | FALSE | L | Annual | Rate | lb/MMBtu | 0.010834 | 0.014414 | 0.012222 | 0.0067429 | 0.0050021 | 0.0050738 | 0.0043146 | 0.0030768
CSAPR- SO2 Annual- PA | 253 | 6432 | Rate Constraint in MTons | FALSE | L | Annual | Generation | TWh | 154.1616 | 167.9914 | 166.5221 | 162.2538 | 233.3555 | 273.1137 | 334.6931 | 420.3169
CSAPR- SO2 Annual- PA | 253 | 6432 | Rate Constraint in MTons | FALSE | L | Annual | Qualifying Generation | TWh | 154.1616 | 167.9914 | 166.5221 | 160.3088 | 170.3608 | 172.1106 | 199.0852 | 215.7786
CSAPR- SO2 Annual- PA | 253 | 6432 | Rate Constraint in MTons | FALSE | L | Annual | Rate | lb/MWh | 0.080616 | 0.10982 | 0.092943 | 0.050541 | 0.037104 | 0.036727 | 0.030064 | 0.020814
CSAPR- SO2 Annual- PA | 253 | 6432 | Rate Constraint in MTons | FALSE | L | Annual | Constraint Shadow Price | US2016$/Ton | 0 | 0 | 0 | 0 | 0 | 0 | 0 | 0
CSAPR- SO2 Annual- SC | 254 | 6436 | Rate Constraint in MTons | FALSE | L | Annual | Seasons Included | Seasons | Winter, WintShld, Summer | Winter, WintShld, Summer | Winter, WintShld, Summer | Winter, WintShld, Summer | Winter, WintShld, Summer | Winter, WintShld, Summer | Winter, WintShld, Summer | Winter, WintShld, Summer
CSAPR- SO2 Annual- SC | 254 | 6436 | Rate Constraint in MTons | FALSE | L | Annual | Standard SO2 | Thousand Tons | 114.0269 | 114.0269 | 114.0269 | 114.0269 | 114.0269 | 114.0269 | 114.0269 | 114.0269
CSAPR- SO2 Annual- SC | 254 | 6436 | Rate Constraint in MTons | FALSE | L | Annual | Emissions at Affected Plants SO2 | Thousand Tons | 11.1155 | 12.2624 | 12.2463 | 10.9235 | 7.975 | 8.3648 | 8.3683 | 7.5093
CSAPR- SO2 Annual- SC | 254 | 6436 | Rate Constraint in MTons | FALSE | L | Annual | Allowances Purchased SO2 | Thousand Tons | 0 | 0 | 0 | 0 | 0 | 0 | 0 | 0
CSAPR- SO2 Annual- SC | 254 | 6436 | Rate Constraint in MTons | FALSE | L | Annual | Allowances Sold SO2 | Thousand Tons | 0 | 0 | 0 | 0 | 0 | 0 | 0 | 0
CSAPR- SO2 Annual- SC | 254 | 6436 | Rate Constraint in MTons | FALSE | L | Annual | Allowances Banked | Thousand Tons | 0 | 0 | 0 | 0 | 0 | 0 | 0 | 0
CSAPR- SO2 Annual- SC | 254 | 6436 | Rate Constraint in MTons | FALSE | L | Annual | Allowances Withdrawn (1:1) | Thousand Tons | 0 | 0 | 0 | 0 | 0 | 0 | 0 | 0
CSAPR- SO2 Annual- SC | 254 | 6436 | Rate Constraint in MTons | FALSE | L | Annual | Allowances Withdrawn (n:1) | Thousand Tons | 0 | 0 | 0 | 0 | 0 | 0 | 0 | 0
CSAPR- SO2 Annual- SC | 254 | 6436 | Rate Constraint in MTons | FALSE | L | Annual | Net Emissions Allowance Position | Thousand Tons | 11.1155 | 12.2624 | 12.2463 | 10.9235 | 7.975 | 8.3648 | 8.3683 | 7.5093
CSAPR- SO2 Annual- SC | 254 | 6436 | Rate Constraint in MTons | FALSE | L | Annual | Fuel Consumed | TBtu | 379.6477 | 401.3251 | 403.9403 | 399.5891 | 432.9809 | 466.6413 | 483.7075 | 439.6263
CSAPR- SO2 Annual- SC | 254 | 6436 | Rate Constraint in MTons | FALSE | L | Annual | Rate | lb/MMBtu | 0.058557 | 0.06111 | 0.060634 | 0.054674 | 0.036838 | 0.035851 | 0.034601 | 0.034162
CSAPR- SO2 Annual- SC | 254 | 6436 | Rate Constraint in MTons | FALSE | L | Annual | Generation | TWh | 44.5493 | 46.7452 | 47.9727 | 51.4409 | 80.2844 | 92.5765 | 102.0398 | 96.6319
CSAPR- SO2 Annual- SC | 254 | 6436 | Rate Constraint in MTons | FALSE | L | Annual | Qualifying Generation | TWh | 44.5493 | 46.7452 | 47.2174 | 47.6672 | 56.2699 | 61.5916 | 64.4562 | 59.4897
CSAPR- SO2 Annual- SC | 254 | 6436 | Rate Constraint in MTons | FALSE | L | Annual | Rate | lb/MWh | 0.49902 | 0.52465 | 0.51872 | 0.45832 | 0.28345 | 0.27162 | 0.25966 | 0.25246
CSAPR- SO2 Annual- SC | 254 | 6436 | Rate Constraint in MTons | FALSE | L | Annual | Constraint Shadow Price | US2016$/Ton | 0 | 0 | 0 | 0 | 0 | 0 | 0 | 0
CSAPR- SO2 Annual- TN | 255 | 6438 | Rate Constraint in MTons | FALSE | L | Annual | Seasons Included | Seasons | Winter, WintShld, Summer | Winter, WintShld, Summer | Winter, WintShld, Summer | Winter, WintShld, Summer | Winter, WintShld, Summer | Winter, WintShld, Summer | Winter, WintShld, Summer | Winter, WintShld, Summer
CSAPR- SO2 Annual- TN | 255 | 6438 | Rate Constraint in MTons | FALSE | L | Annual | Standard SO2 | Thousand Tons | 69.4229 | 69.4229 | 69.4229 | 69.4229 | 69.4229 | 69.4229 | 69.4229 | 69.4229
CSAPR- SO2 Annual- TN | 255 | 6438 | Rate Constraint in MTons | FALSE | L | Annual | Emissions at Affected Plants SO2 | Thousand Tons | 5.02 | 5.3375 | 5.5758 | 4.4888 | 4.3244 | 4.3191 | 3.9129 | 0
CSAPR- SO2 Annual- TN | 255 | 6438 | Rate Constraint in MTons | FALSE | L | Annual | Allowances Purchased SO2 | Thousand Tons | 0 | 0 | 0 | 0 | 0 | 0 | 0 | 0
CSAPR- SO2 Annual- TN | 255 | 6438 | Rate Constraint in MTons | FALSE | L | Annual | Allowances Sold SO2 | Thousand Tons | 0 | 0 | 0 | 0 | 0 | 0 | 0 | 0
CSAPR- SO2 Annual- TN | 255 | 6438 | Rate Constraint in MTons | FALSE | L | Annual | Allowances Banked | Thousand Tons | 0 | 0 | 0 | 0 | 0 | 0 | 0 | 0
CSAPR- SO2 Annual- TN | 255 | 6438 | Rate Constraint in MTons | FALSE | L | Annual | Allowances Withdrawn (1:1) | Thousand Tons | 0 | 0 | 0 | 0 | 0 | 0 | 0 | 0
CSAPR- SO2 Annual- TN | 255 | 6438 | Rate Constraint in MTons | FALSE | L | Annual | Allowances Withdrawn (n:1) | Thousand Tons | 0 | 0 | 0 | 0 | 0 | 0 | 0 | 0
CSAPR- SO2 Annual- TN | 255 | 6438 | Rate Constraint in MTons | FALSE | L | Annual | Net Emissions Allowance Position | Thousand Tons | 5.02 | 5.3375 | 5.5758 | 4.4888 | 4.3244 | 4.3191 | 3.9129 | 0
CSAPR- SO2 Annual- TN | 255 | 6438 | Rate Constraint in MTons | FALSE | L | Annual | Fuel Consumed | TBtu | 277.063 | 287.8137 | 293.0008 | 299.1628 | 303.1138 | 326.2153 | 362.0479 | 330.4419
CSAPR- SO2 Annual- TN | 255 | 6438 | Rate Constraint in MTons | FALSE | L | Annual | Rate | lb/MMBtu | 0.036237 | 0.03709 | 0.03806 | 0.030009 | 0.028533 | 0.02648 | 0.021615 | 0
CSAPR- SO2 Annual- TN | 255 | 6438 | Rate Constraint in MTons | FALSE | L | Annual | Generation | TWh | 35.5621 | 36.5063 | 37.1404 | 37.793 | 38.4122 | 47.177 | 64.2978 | 75.2544
CSAPR- SO2 Annual- TN | 255 | 6438 | Rate Constraint in MTons | FALSE | L | Annual | Qualifying Generation | TWh | 35.5621 | 36.5063 | 37.1404 | 37.793 | 38.1579 | 42.2489 | 49.7879 | 50.9656
CSAPR- SO2 Annual- TN | 255 | 6438 | Rate Constraint in MTons | FALSE | L | Annual | Rate | lb/MWh | 0.28232 | 0.29241 | 0.30026 | 0.23755 | 0.22666 | 0.20446 | 0.15718 | 0
CSAPR- SO2 Annual- TN | 255 | 6438 | Rate Constraint in MTons | FALSE | L | Annual | Constraint Shadow Price | US2016$/Ton | 0 | 0 | 0 | 0 | 0 | 0 | 0 | 0
CSAPR- SO2 Annual- VA | 256 | 6442 | Rate Constraint in MTons | FALSE | L | Annual | Seasons Included | Seasons | Winter, WintShld, Summer | Winter, WintShld, Summer | Winter, WintShld, Summer | Winter, WintShld, Summer | Winter, WintShld, Summer | Winter, WintShld, Summer | Winter, WintShld, Summer | Winter, WintShld, Summer
CSAPR- SO2 Annual- VA | 256 | 6442 | Rate Constraint in MTons | FALSE | L | Annual | Standard SO2 | Thousand Tons | 41.3673 | 41.3673 | 41.3673 | 41.3673 | 41.3673 | 41.3673 | 41.3673 | 41.3673
CSAPR- SO2 Annual- VA | 256 | 6442 | Rate Constraint in MTons | FALSE | L | Annual | Emissions at Affected Plants SO2 | Thousand Tons | 0 | 2.4195 | 2.4188 | 2.4143 | 1.2923 | 1.2959 | 0.50964 | 0
CSAPR- SO2 Annual- VA | 256 | 6442 | Rate Constraint in MTons | FALSE | L | Annual | Allowances Purchased SO2 | Thousand Tons | 0 | 0 | 0 | 0 | 0 | 0 | 0 | 0
CSAPR- SO2 Annual- VA | 256 | 6442 | Rate Constraint in MTons | FALSE | L | Annual | Allowances Sold SO2 | Thousand Tons | 0 | 0 | 0 | 0 | 0 | 0 | 0 | 0
CSAPR- SO2 Annual- VA | 256 | 6442 | Rate Constraint in MTons | FALSE | L | Annual | Allowances Banked | Thousand Tons | 0 | 0 | 0 | 0 | 0 | 0 | 0 | 0
CSAPR- SO2 Annual- VA | 256 | 6442 | Rate Constraint in MTons | FALSE | L | Annual | Allowances Withdrawn (1:1) | Thousand Tons | 0 | 0 | 0 | 0 | 0 | 0 | 0 | 0
CSAPR- SO2 Annual- VA | 256 | 6442 | Rate Constraint in MTons | FALSE | L | Annual | Allowances Withdrawn (n:1) | Thousand Tons | 0 | 0 | 0 | 0 | 0 | 0 | 0 | 0
CSAPR- SO2 Annual- VA | 256 | 6442 | Rate Constraint in MTons | FALSE | L | Annual | Net Emissions Allowance Position | Thousand Tons | 0 | 2.4195 | 2.4188 | 2.4143 | 1.2923 | 1.2959 | 0.50964 | 0
CSAPR- SO2 Annual- VA | 256 | 6442 | Rate Constraint in MTons | FALSE | L | Annual | Fuel Consumed | TBtu | 421.581 | 490.989 | 480.3489 | 544.5993 | 583.2097 | 556.4427 | 508.8739 | 483.4624
CSAPR- SO2 Annual- VA | 256 | 6442 | Rate Constraint in MTons | FALSE | L | Annual | Rate | lb/MMBtu | 0 | 0.0098558 | 0.010071 | 0.0088665 | 0.0044318 | 0.004658 | 0.002003 | 0
CSAPR- SO2 Annual- VA | 256 | 6442 | Rate Constraint in MTons | FALSE | L | Annual | Generation | TWh | 59.2825 | 66.5185 | 65.1736 | 72.747 | 139.2825 | 175.6691 | 218.6313 | 290.7533
CSAPR- SO2 Annual- VA | 256 | 6442 | Rate Constraint in MTons | FALSE | L | Annual | Qualifying Generation | TWh | 59.2825 | 66.5185 | 65.1736 | 72.747 | 78.6495 | 76.9188 | 72.2333 | 70.3503
CSAPR- SO2 Annual- VA | 256 | 6442 | Rate Constraint in MTons | FALSE | L | Annual | Rate | lb/MWh | 0 | 0.072748 | 0.074225 | 0.066376 | 0.032863 | 0.033697 | 0.014111 | 0
CSAPR- SO2 Annual- VA | 256 | 6442 | Rate Constraint in MTons | FALSE | L | Annual | Constraint Shadow Price | US2016$/Ton | 0 | 0 | 0 | 0 | 0 | 0 | 0 | 0
CSAPR- SO2 Annual- WI | 257 | 6444 | Rate Constraint in MTons | FALSE | L | Annual | Seasons Included | Seasons | Winter, WintShld, Summer | Winter, WintShld, Summer | Winter, WintShld, Summer | Winter, WintShld, Summer | Winter, WintShld, Summer | Winter, WintShld, Summer | Winter, WintShld, Summer | Winter, WintShld, Summer
CSAPR- SO2 Annual- WI | 257 | 6444 | Rate Constraint in MTons | FALSE | L | Annual | Standard SO2 | Thousand Tons | 56.5019 | 56.5019 | 56.5019 | 56.5019 | 56.5019 | 56.5019 | 56.5019 | 56.5019
CSAPR- SO2 Annual- WI | 257 | 6444 | Rate Constraint in MTons | FALSE | L | Annual | Emissions at Affected Plants SO2 | Thousand Tons | 3.163 | 4.9388 | 4.8383 | 3.859 | 3.4651 | 3.7851 | 2.9242 | 1.4535
CSAPR- SO2 Annual- WI | 257 | 6444 | Rate Constraint in MTons | FALSE | L | Annual | Allowances Purchased SO2 | Thousand Tons | 0 | 0 | 0 | 0 | 0 | 0 | 0 | 0
CSAPR- SO2 Annual- WI | 257 | 6444 | Rate Constraint in MTons | FALSE | L | Annual | Allowances Sold SO2 | Thousand Tons | 0 | 0 | 0 | 0 | 0 | 0 | 0 | 0
CSAPR- SO2 Annual- WI | 257 | 6444 | Rate Constraint in MTons | FALSE | L | Annual | Allowances Banked | Thousand Tons | 0 | 0 | 0 | 0 | 0 | 0 | 0 | 0
CSAPR- SO2 Annual- WI | 257 | 6444 | Rate Constraint in MTons | FALSE | L | Annual | Allowances Withdrawn (1:1) | Thousand Tons | 0 | 0 | 0 | 0 | 0 | 0 | 0 | 0
CSAPR- SO2 Annual- WI | 257 | 6444 | Rate Constraint in MTons | FALSE | L | Annual | Allowances Withdrawn (n:1) | Thousand Tons | 0 | 0 | 0 | 0 | 0 | 0 | 0 | 0
CSAPR- SO2 Annual- WI | 257 | 6444 | Rate Constraint in MTons | FALSE | L | Annual | Net Emissions Allowance Position | Thousand Tons | 3.163 | 4.9388 | 4.8383 | 3.859 | 3.4651 | 3.7851 | 2.9242 | 1.4535
CSAPR- SO2 Annual- WI | 257 | 6444 | Rate Constraint in MTons | FALSE | L | Annual | Fuel Consumed | TBtu | 356.1984 | 443.2042 | 438.5874 | 395.5348 | 384.1981 | 396.6942 | 331.9461 | 252.9928
CSAPR- SO2 Annual- WI | 257 | 6444 | Rate Constraint in MTons | FALSE | L | Annual | Rate | lb/MMBtu | 0.01776 | 0.022287 | 0.022063 | 0.019513 | 0.018038 | 0.019083 | 0.017618 | 0.01149
CSAPR- SO2 Annual- WI | 257 | 6444 | Rate Constraint in MTons | FALSE | L | Annual | Generation | TWh | 42.8105 | 51.2567 | 51.0675 | 46.8386 | 45.6986 | 46.9009 | 40.4439 | 32.5539
CSAPR- SO2 Annual- WI | 257 | 6444 | Rate Constraint in MTons | FALSE | L | Annual | Qualifying Generation | TWh | 42.8105 | 51.2567 | 51.0675 | 46.8386 | 45.6986 | 46.9009 | 40.4439 | 32.5539
CSAPR- SO2 Annual- WI | 257 | 6444 | Rate Constraint in MTons | FALSE | L | Annual | Rate | lb/MWh | 0.14777 | 0.19271 | 0.18949 | 0.16478 | 0.15165 | 0.16141 | 0.1446 | 0.089296
CSAPR- SO2 Annual- WI | 257 | 6444 | Rate Constraint in MTons | FALSE | L | Annual | Constraint Shadow Price | US2016$/Ton | 0 | 0 | 0 | 0 | 0 | 0 | 0 | 0
CSAPR- SO2 Annual- WV | 258 | 6518 | Rate Constraint in MTons | FALSE | L | Annual | Seasons Included | Seasons | Winter, WintShld, Summer | Winter, WintShld, Summer | Winter, WintShld, Summer | Winter, WintShld, Summer | Winter, WintShld, Summer | Winter, WintShld, Summer | Winter, WintShld, Summer | Winter, WintShld, Summer
CSAPR- SO2 Annual- WV | 258 | 6518 | Rate Constraint in MTons | FALSE | L | Annual | Standard SO2 | Thousand Tons | 89.2882 | 89.2882 | 89.2882 | 89.2882 | 89.2882 | 89.2882 | 89.2882 | 89.2882
CSAPR- SO2 Annual- WV | 258 | 6518 | Rate Constraint in MTons | FALSE | L | Annual | Emissions at Affected Plants SO2 | Thousand Tons | 61.5987 | 42.3959 | 40.8604 | 39.4452 | 23.6209 | 24.3108 | 22.6088 | 15.7129
CSAPR- SO2 Annual- WV | 258 | 6518 | Rate Constraint in MTons | FALSE | L | Annual | Allowances Purchased SO2 | Thousand Tons | 0 | 0 | 0 | 0 | 0 | 0 | 0 | 0
CSAPR- SO2 Annual- WV | 258 | 6518 | Rate Constraint in MTons | FALSE | L | Annual | Allowances Sold SO2 | Thousand Tons | 0 | 0 | 0 | 0 | 0 | 0 | 0 | 0
CSAPR- SO2 Annual- WV | 258 | 6518 | Rate Constraint in MTons | FALSE | L | Annual | Allowances Banked | Thousand Tons | 0 | 0 | 0 | 0 | 0 | 0 | 0 | 0
CSAPR- SO2 Annual- WV | 258 | 6518 | Rate Constraint in MTons | FALSE | L | Annual | Allowances Withdrawn (1:1) | Thousand Tons | 0 | 0 | 0 | 0 | 0 | 0 | 0 | 0
CSAPR- SO2 Annual- WV | 258 | 6518 | Rate Constraint in MTons | FALSE | L | Annual | Allowances Withdrawn (n:1) | Thousand Tons | 0 | 0 | 0 | 0 | 0 | 0 | 0 | 0
CSAPR- SO2 Annual- WV | 258 | 6518 | Rate Constraint in MTons | FALSE | L | Annual | Net Emissions Allowance Position | Thousand Tons | 61.5987 | 42.3959 | 40.8604 | 39.4452 | 23.6209 | 24.3108 | 22.6088 | 15.7129
CSAPR- SO2 Annual- WV | 258 | 6518 | Rate Constraint in MTons | FALSE | L | Annual | Fuel Consumed | TBtu | 739.8538 | 745.6917 | 719.7207 | 700.3142 | 642.1583 | 729.6295 | 797.6923 | 809.987
CSAPR- SO2 Annual- WV | 258 | 6518 | Rate Constraint in MTons | FALSE | L | Annual | Rate | lb/MMBtu | 0.16652 | 0.11371 | 0.11355 | 0.11265 | 0.073567 | 0.066639 | 0.056685 | 0.038798
CSAPR- SO2 Annual- WV | 258 | 6518 | Rate Constraint in MTons | FALSE | L | Annual | Generation | TWh | 74.2997 | 75.1281 | 73.0536 | 71.0438 | 112.2474 | 142.579 | 170.9725 | 218.7244
CSAPR- SO2 Annual- WV | 258 | 6518 | Rate Constraint in MTons | FALSE | L | Annual | Qualifying Generation | TWh | 74.2997 | 75.1281 | 73.0536 | 71.0438 | 76.7411 | 91.5612 | 103.5174 | 111.2252
CSAPR- SO2 Annual- WV | 258 | 6518 | Rate Constraint in MTons | FALSE | L | Annual | Rate | lb/MWh | 1.6581 | 1.1286 | 1.1186 | 1.1104 | 0.6156 | 0.53103 | 0.43681 | 0.28254
CSAPR- SO2 Annual- WV | 258 | 6518 | Rate Constraint in MTons | FALSE | L | Annual | Constraint Shadow Price | US2016$/Ton | 0 | 0 | 0 | 0 | 0 | 0 | 0 | 0
CT Fac. Spec. - MER Rate Annual v3.1 | 259 | 1767 | MACT Fuel Choice Floor in lbs/MMBtu | FALSE | L | Annual | Seasons Included | Seasons | Winter, WintShld, Summer | Winter, WintShld, Summer | Winter, WintShld, Summer | Winter, WintShld, Summer | Winter, WintShld, Summer | Winter, WintShld, Summer | Winter, WintShld, Summer | Winter, WintShld, Summer
CT Fac. Spec. - MER Rate Annual v3.1 | 259 | 1767 | MACT Fuel Choice Floor in lbs/MMBtu | FALSE | L | Annual | Emission Floor | lbs/MMBtu | 6e-07 | 6e-07 | 6e-07 | 6e-07 | 6e-07 | 6e-07 | 6e-07 | 6e-07
CT Fac. Spec. - MER Rate Annual v3.1 | 259 | 1767 | MACT Fuel Choice Floor in lbs/MMBtu | FALSE | L | Annual | Emissions at Affected Plants MER | lbs | 0 | 0 | 0 | 0 | 0 | 0 | 0 | 0
CT Fac. Spec. - MER Rate Annual v3.1 | 259 | 1767 | MACT Fuel Choice Floor in lbs/MMBtu | FALSE | L | Annual | Allowances Purchased MER | lbs | 0 | 0 | 0 | 0 | 0 | 0 | 0 | 0
CT Fac. Spec. - MER Rate Annual v3.1 | 259 | 1767 | MACT Fuel Choice Floor in lbs/MMBtu | FALSE | L | Annual | Allowances Sold MER | lbs | 0 | 0 | 0 | 0 | 0 | 0 | 0 | 0
CT Fac. Spec. - MER Rate Annual v3.1 | 259 | 1767 | MACT Fuel Choice Floor in lbs/MMBtu | FALSE | L | Annual | Allowances Banked | lbs | 0 | 0 | 0 | 0 | 0 | 0 | 0 | 0
CT Fac. Spec. - MER Rate Annual v3.1 | 259 | 1767 | MACT Fuel Choice Floor in lbs/MMBtu | FALSE | L | Annual | Allowances Withdrawn (1:1) | lbs | 0 | 0 | 0 | 0 | 0 | 0 | 0 | 0
CT Fac. Spec. - MER Rate Annual v3.1 | 259 | 1767 | MACT Fuel Choice Floor in lbs/MMBtu | FALSE | L | Annual | Allowances Withdrawn (n:1) | lbs | 0 | 0 | 0 | 0 | 0 | 0 | 0 | 0
CT Fac. Spec. - MER Rate Annual v3.1 | 259 | 1767 | MACT Fuel Choice Floor in lbs/MMBtu | FALSE | L | Annual | Net Emissions Allowance Position | lbs | 0 | 0 | 0 | 0 | 0 | 0 | 0 | 0
CT Fac. Spec. - MER Rate Annual v3.1 | 259 | 1767 | MACT Fuel Choice Floor in lbs/MMBtu | FALSE | L | Annual | Fuel Consumed | TBtu | 0 | 0 | 0 | 0 | 0 | 0 | 0 | 0
CT Fac. Spec. - MER Rate Annual v3.1 | 259 | 1767 | MACT Fuel Choice Floor in lbs/MMBtu | FALSE | L | Annual | Rate | lb/MMBtu | 0 | 0 | 0 | 0 | 0 | 0 | 0 | 0
CT Fac. Spec. - MER Rate Annual v3.1 | 259 | 1767 | MACT Fuel Choice Floor in lbs/MMBtu | FALSE | L | Annual | Generation | TWh | 0 | 0 | 0 | 0 | 0 | 0 | 0 | 0
CT Fac. Spec. - MER Rate Annual v3.1 | 259 | 1767 | MACT Fuel Choice Floor in lbs/MMBtu | FALSE | L | Annual | Qualifying Generation | TWh | 0 | 0 | 0 | 0 | 0 | 0 | 0 | 0
CT Fac. Spec. - MER Rate Annual v3.1 | 259 | 1767 | MACT Fuel Choice Floor in lbs/MMBtu | FALSE | L | Annual | Constraint Shadow Price | US2016$/Lb | 0 | 0 | 0 | 0 | 0 | 0 | 0 | 0
CT Fac. Spec. - NOX Rate Winter v.4.10 Final, Unit 1158 and retrofits | 260 | 2270 | Rate Constraint in lbs/MMBtu | FALSE | L | Annual | Seasons Included | Seasons | Winter, WintShld | Winter, WintShld | Winter, WintShld | Winter, WintShld | Winter, WintShld | Winter, WintShld | Winter, WintShld | Winter, WintShld
CT Fac. Spec. - NOX Rate Winter v.4.10 Final, Unit 1158 and retrofits | 260 | 2270 | Rate Constraint in lbs/MMBtu | FALSE | L | Annual | Standard NOX | lb/MMBtu | 0.15 | 0.15 | 0.15 | 0.15 | 0.15 | 0.15 | 0.15 | 0.15
CT Fac. Spec. - NOX Rate Winter v.4.10 Final, Unit 1158 and retrofits | 260 | 2270 | Rate Constraint in lbs/MMBtu | FALSE | L | Annual | Emissions at Affected Plants NOX | Thousand Tons | 0 | 0 | 0 | 0 | 0 | 0 | 0 | 0
CT Fac. Spec. - NOX Rate Winter v.4.10 Final, Unit 1158 and retrofits | 260 | 2270 | Rate Constraint in lbs/MMBtu | FALSE | L | Annual | Allowances Purchased NOX | Thousand Tons | 0 | 0 | 0 | 0 | 0 | 0 | 0 | 0
CT Fac. Spec. - NOX Rate Winter v.4.10 Final, Unit 1158 and retrofits | 260 | 2270 | Rate Constraint in lbs/MMBtu | FALSE | L | Annual | Allowances Sold NOX | Thousand Tons | 0 | 0 | 0 | 0 | 0 | 0 | 0 | 0
CT Fac. Spec. - NOX Rate Winter v.4.10 Final, Unit 1158 and retrofits | 260 | 2270 | Rate Constraint in lbs/MMBtu | FALSE | L | Annual | Allowances Banked | Thousand Tons | 0 | 0 | 0 | 0 | 0 | 0 | 0 | 0
CT Fac. Spec. - NOX Rate Winter v.4.10 Final, Unit 1158 and retrofits | 260 | 2270 | Rate Constraint in lbs/MMBtu | FALSE | L | Annual | Allowances Withdrawn (1:1) | Thousand Tons | 0 | 0 | 0 | 0 | 0 | 0 | 0 | 0
CT Fac. Spec. - NOX Rate Winter v.4.10 Final, Unit 1158 and retrofits | 260 | 2270 | Rate Constraint in lbs/MMBtu | FALSE | L | Annual | Allowances Withdrawn (n:1) | Thousand Tons | 0 | 0 | 0 | 0 | 0 | 0 | 0 | 0
CT Fac. Spec. - NOX Rate Winter v.4.10 Final, Unit 1158 and retrofits | 260 | 2270 | Rate Constraint in lbs/MMBtu | FALSE | L | Annual | Net Emissions Allowance Position | Thousand Tons | 0 | 0 | 0 | 0 | 0 | 0 | 0 | 0
CT Fac. Spec. - NOX Rate Winter v.4.10 Final, Unit 1158 and retrofits | 260 | 2270 | Rate Constraint in lbs/MMBtu | FALSE | L | Annual | Fuel Consumed | TBtu | 0 | 0 | 0 | 0 | 0 | 0 | 0 | 0
CT Fac. Spec. - NOX Rate Winter v.4.10 Final, Unit 1158 and retrofits | 260 | 2270 | Rate Constraint in lbs/MMBtu | FALSE | L | Annual | Rate | lb/MMBtu | 0 | 0 | 0 | 0 | 0 | 0 | 0 | 0
CT Fac. Spec. - NOX Rate Winter v.4.10 Final, Unit 1158 and retrofits | 260 | 2270 | Rate Constraint in lbs/MMBtu | FALSE | L | Annual | Generation | TWh | 0 | 0 | 0 | 0 | 0 | 0 | 0 | 0
CT Fac. Spec. - NOX Rate Winter v.4.10 Final, Unit 1158 and retrofits | 260 | 2270 | Rate Constraint in lbs/MMBtu | FALSE | L | Annual | Qualifying Generation | TWh | 0 | 0 | 0 | 0 | 0 | 0 | 0 | 0
CT Fac. Spec. - NOX Rate Winter v.4.10 Final, Unit 1158 and retrofits | 260 | 2270 | Rate Constraint in lbs/MMBtu | FALSE | L | Annual | Rate | lb/MWh | 0 | 0 | 0 | 0 | 0 | 0 | 0 | 0
CT Fac. Spec. - NOX Rate Winter v.4.10 Final, Unit 1158 and retrofits | 260 | 2270 | Rate Constraint in lbs/MMBtu | FALSE | L | Annual | Constraint Shadow Price | US2016$/Ton | 0 | 0 | 0 | 0 | 0 | 0 | 0 | 0
CT Fac. Spec. - NOX Rate Winter v.4.10 Final, Unit 1159 and retrofits | 261 | 2270 | Rate Constraint in lbs/MMBtu | FALSE | L | Annual | Seasons Included | Seasons | Winter, WintShld | Winter, WintShld | Winter, WintShld | Winter, WintShld | Winter, WintShld | Winter, WintShld | Winter, WintShld | Winter, WintShld
CT Fac. Spec. - NOX Rate Winter v.4.10 Final, Unit 1159 and retrofits | 261 | 2270 | Rate Constraint in lbs/MMBtu | FALSE | L | Annual | Standard NOX | lb/MMBtu | 0.15 | 0.15 | 0.15 | 0.15 | 0.15 | 0.15 | 0.15 | 0.15
CT Fac. Spec. - NOX Rate Winter v.4.10 Final, Unit 1159 and retrofits | 261 | 2270 | Rate Constraint in lbs/MMBtu | FALSE | L | Annual | Emissions at Affected Plants NOX | Thousand Tons | 0 | 0 | 0 | 0 | 0 | 0 | 0 | 0
CT Fac. Spec. - NOX Rate Winter v.4.10 Final, Unit 1159 and retrofits | 261 | 2270 | Rate Constraint in lbs/MMBtu | FALSE | L | Annual | Allowances Purchased NOX | Thousand Tons | 0 | 0 | 0 | 0 | 0 | 0 | 0 | 0
CT Fac. Spec. - NOX Rate Winter v.4.10 Final, Unit 1159 and retrofits | 261 | 2270 | Rate Constraint in lbs/MMBtu | FALSE | L | Annual | Allowances Sold NOX | Thousand Tons | 0 | 0 | 0 | 0 | 0 | 0 | 0 | 0
CT Fac. Spec. - NOX Rate Winter v.4.10 Final, Unit 1159 and retrofits | 261 | 2270 | Rate Constraint in lbs/MMBtu | FALSE | L | Annual | Allowances Banked | Thousand Tons | 0 | 0 | 0 | 0 | 0 | 0 | 0 | 0
CT Fac. Spec. - NOX Rate Winter v.4.10 Final, Unit 1159 and retrofits | 261 | 2270 | Rate Constraint in lbs/MMBtu | FALSE | L | Annual | Allowances Withdrawn (1:1) | Thousand Tons | 0 | 0 | 0 | 0 | 0 | 0 | 0 | 0
CT Fac. Spec. - NOX Rate Winter v.4.10 Final, Unit 1159 and retrofits | 261 | 2270 | Rate Constraint in lbs/MMBtu | FALSE | L | Annual | Allowances Withdrawn (n:1) | Thousand Tons | 0 | 0 | 0 | 0 | 0 | 0 | 0 | 0
CT Fac. Spec. - NOX Rate Winter v.4.10 Final, Unit 1159 and retrofits | 261 | 2270 | Rate Constraint in lbs/MMBtu | FALSE | L | Annual | Net Emissions Allowance Position | Thousand Tons | 0 | 0 | 0 | 0 | 0 | 0 | 0 | 0
CT Fac. Spec. - NOX Rate Winter v.4.10 Final, Unit 1159 and retrofits | 261 | 2270 | Rate Constraint in lbs/MMBtu | FALSE | L | Annual | Fuel Consumed | TBtu | 0 | 0 | 0 | 0 | 0 | 0 | 0 | 0
CT Fac. Spec. - NOX Rate Winter v.4.10 Final, Unit 1159 and retrofits | 261 | 2270 | Rate Constraint in lbs/MMBtu | FALSE | L | Annual | Rate | lb/MMBtu | 0 | 0 | 0 | 0 | 0 | 0 | 0 | 0
CT Fac. Spec. - NOX Rate Winter v.4.10 Final, Unit 1159 and retrofits | 261 | 2270 | Rate Constraint in lbs/MMBtu | FALSE | L | Annual | Generation | TWh | 0 | 0 | 0 | 0 | 0 | 0 | 0 | 0
CT Fac. Spec. - NOX Rate Winter v.4.10 Final, Unit 1159 and retrofits | 261 | 2270 | Rate Constraint in lbs/MMBtu | FALSE | L | Annual | Qualifying Generation | TWh | 0 | 0 | 0 | 0 | 0 | 0 | 0 | 0
CT Fac. Spec. - NOX Rate Winter v.4.10 Final, Unit 1159 and retrofits | 261 | 2270 | Rate Constraint in lbs/MMBtu | FALSE | L | Annual | Rate | lb/MWh | 0 | 0 | 0 | 0 | 0 | 0 | 0 | 0
CT Fac. Spec. - NOX Rate Winter v.4.10 Final, Unit 1159 and retrofits | 261 | 2270 | Rate Constraint in lbs/MMBtu | FALSE | L | Annual | Constraint Shadow Price | US2016$/Ton | 0 | 0 | 0 | 0 | 0 | 0 | 0 | 0
CT Fac. Spec. - NOX Rate Winter v.4.10 Final, Unit 1160 and retrofits | 262 | 2270 | Rate Constraint in lbs/MMBtu | FALSE | L | Annual | Seasons Included | Seasons | Winter, WintShld | Winter, WintShld | Winter, WintShld | Winter, WintShld | Winter, WintShld | Winter, WintShld | Winter, WintShld | Winter, WintShld
CT Fac. Spec. - NOX Rate Winter v.4.10 Final, Unit 1160 and retrofits | 262 | 2270 | Rate Constraint in lbs/MMBtu | FALSE | L | Annual | Standard NOX | lb/MMBtu | 0.15 | 0.15 | 0.15 | 0.15 | 0.15 | 0.15 | 0.15 | 0.15
CT Fac. Spec. - NOX Rate Winter v.4.10 Final, Unit 1160 and retrofits | 262 | 2270 | Rate Constraint in lbs/MMBtu | FALSE | L | Annual | Emissions at Affected Plants NOX | Thousand Tons | 0 | 0 | 0 | 0 | 0 | 0 | 0 | 0
CT Fac. Spec. - NOX Rate Winter v.4.10 Final, Unit 1160 and retrofits | 262 | 2270 | Rate Constraint in lbs/MMBtu | FALSE | L | Annual | Allowances Purchased NOX | Thousand Tons | 0 | 0 | 0 | 0 | 0 | 0 | 0 | 0
CT Fac. Spec. - NOX Rate Winter v.4.10 Final, Unit 1160 and retrofits | 262 | 2270 | Rate Constraint in lbs/MMBtu | FALSE | L | Annual | Allowances Sold NOX | Thousand Tons | 0 | 0 | 0 | 0 | 0 | 0 | 0 | 0
CT Fac. Spec. - NOX Rate Winter v.4.10 Final, Unit 1160 and retrofits | 262 | 2270 | Rate Constraint in lbs/MMBtu | FALSE | L | Annual | Allowances Banked | Thousand Tons | 0 | 0 | 0 | 0 | 0 | 0 | 0 | 0
CT Fac. Spec. - NOX Rate Winter v.4.10 Final, Unit 1160 and retrofits | 262 | 2270 | Rate Constraint in lbs/MMBtu | FALSE | L | Annual | Allowances Withdrawn (1:1) | Thousand Tons | 0 | 0 | 0 | 0 | 0 | 0 | 0 | 0
CT Fac. Spec. - NOX Rate Winter v.4.10 Final, Unit 1160 and retrofits | 262 | 2270 | Rate Constraint in lbs/MMBtu | FALSE | L | Annual | Allowances Withdrawn (n:1) | Thousand Tons | 0 | 0 | 0 | 0 | 0 | 0 | 0 | 0
CT Fac. Spec. - NOX Rate Winter v.4.10 Final, Unit 1160 and retrofits | 262 | 2270 | Rate Constraint in lbs/MMBtu | FALSE | L | Annual | Net Emissions Allowance Position | Thousand Tons | 0 | 0 | 0 | 0 | 0 | 0 | 0 | 0
CT Fac. Spec. - NOX Rate Winter v.4.10 Final, Unit 1160 and retrofits | 262 | 2270 | Rate Constraint in lbs/MMBtu | FALSE | L | Annual | Fuel Consumed | TBtu | 0 | 0 | 0 | 0 | 0 | 0 | 0 | 0
CT Fac. Spec. - NOX Rate Winter v.4.10 Final, Unit 1160 and retrofits | 262 | 2270 | Rate Constraint in lbs/MMBtu | FALSE | L | Annual | Rate | lb/MMBtu | 0 | 0 | 0 | 0 | 0 | 0 | 0 | 0
CT Fac. Spec. - NOX Rate Winter v.4.10 Final, Unit 1160 and retrofits | 262 | 2270 | Rate Constraint in lbs/MMBtu | FALSE | L | Annual | Generation | TWh | 0 | 0 | 0 | 0 | 0 | 0 | 0 | 0
CT Fac. Spec. - NOX Rate Winter v.4.10 Final, Unit 1160 and retrofits | 262 | 2270 | Rate Constraint in lbs/MMBtu | FALSE | L | Annual | Qualifying Generation | TWh | 0 | 0 | 0 | 0 | 0 | 0 | 0 | 0
CT Fac. Spec. - NOX Rate Winter v.4.10 Final, Unit 1160 and retrofits | 262 | 2270 | Rate Constraint in lbs/MMBtu | FALSE | L | Annual | Rate | lb/MWh | 0 | 0 | 0 | 0 | 0 | 0 | 0 | 0
CT Fac. Spec. - NOX Rate Winter v.4.10 Final, Unit 1160 and retrofits | 262 | 2270 | Rate Constraint in lbs/MMBtu | FALSE | L | Annual | Constraint Shadow Price | US2016$/Ton | 0 | 0 | 0 | 0 | 0 | 0 | 0 | 0
CT Fac. Spec. - NOX Rate Winter v.4.10 Final, Unit 1161 and retrofits | 263 | 2270 | Rate Constraint in lbs/MMBtu | FALSE | L | Annual | Seasons Included | Seasons | Winter, WintShld | Winter, WintShld | Winter, WintShld | Winter, WintShld | Winter, WintShld | Winter, WintShld | Winter, WintShld | Winter, WintShld
CT Fac. Spec. - NOX Rate Winter v.4.10 Final, Unit 1161 and retrofits | 263 | 2270 | Rate Constraint in lbs/MMBtu | FALSE | L | Annual | Standard NOX | lb/MMBtu | 0.15 | 0.15 | 0.15 | 0.15 | 0.15 | 0.15 | 0.15 | 0.15
CT Fac. Spec. - NOX Rate Winter v.4.10 Final, Unit 1161 and retrofits | 263 | 2270 | Rate Constraint in lbs/MMBtu | FALSE | L | Annual | Emissions at Affected Plants NOX | Thousand Tons | 0 | 0 | 0 | 0 | 0 | 0 | 0 | 0
CT Fac. Spec. - NOX Rate Winter v.4.10 Final, Unit 1161 and retrofits | 263 | 2270 | Rate Constraint in lbs/MMBtu | FALSE | L | Annual | Allowances Purchased NOX | Thousand Tons | 0 | 0 | 0 | 0 | 0 | 0 | 0 | 0
CT Fac. Spec. - NOX Rate Winter v.4.10 Final, Unit 1161 and retrofits | 263 | 2270 | Rate Constraint in lbs/MMBtu | FALSE | L | Annual | Allowances Sold NOX | Thousand Tons | 0 | 0 | 0 | 0 | 0 | 0 | 0 | 0
CT Fac. Spec. - NOX Rate Winter v.4.10 Final, Unit 1161 and retrofits | 263 | 2270 | Rate Constraint in lbs/MMBtu | FALSE | L | Annual | Allowances Banked | Thousand Tons | 0 | 0 | 0 | 0 | 0 | 0 | 0 | 0
CT Fac. Spec. - NOX Rate Winter v.4.10 Final, Unit 1161 and retrofits | 263 | 2270 | Rate Constraint in lbs/MMBtu | FALSE | L | Annual | Allowances Withdrawn (1:1) | Thousand Tons | 0 | 0 | 0 | 0 | 0 | 0 | 0 | 0
CT Fac. Spec. - NOX Rate Winter v.4.10 Final, Unit 1161 and retrofits | 263 | 2270 | Rate Constraint in lbs/MMBtu | FALSE | L | Annual | Allowances Withdrawn (n:1) | Thousand Tons | 0 | 0 | 0 | 0 | 0 | 0 | 0 | 0
CT Fac. Spec. - NOX Rate Winter v.4.10 Final, Unit 1161 and retrofits | 263 | 2270 | Rate Constraint in lbs/MMBtu | FALSE | L | Annual | Net Emissions Allowance Position | Thousand Tons | 0 | 0 | 0 | 0 | 0 | 0 | 0 | 0
CT Fac. Spec. - NOX Rate Winter v.4.10 Final, Unit 1161 and retrofits | 263 | 2270 | Rate Constraint in lbs/MMBtu | FALSE | L | Annual | Fuel Consumed | TBtu | 0 | 0 | 0 | 0 | 0 | 0 | 0 | 0
CT Fac. Spec. - NOX Rate Winter v.4.10 Final, Unit 1161 and retrofits | 263 | 2270 | Rate Constraint in lbs/MMBtu | FALSE | L | Annual | Rate | lb/MMBtu | 0 | 0 | 0 | 0 | 0 | 0 | 0 | 0
CT Fac. Spec. - NOX Rate Winter v.4.10 Final, Unit 1161 and retrofits | 263 | 2270 | Rate Constraint in lbs/MMBtu | FALSE | L | Annual | Generation | TWh | 0 | 0 | 0 | 0 | 0 | 0 | 0 | 0
CT Fac. Spec. - NOX Rate Winter v.4.10 Final, Unit 1161 and retrofits | 263 | 2270 | Rate Constraint in lbs/MMBtu | FALSE | L | Annual | Qualifying Generation | TWh | 0 | 0 | 0 | 0 | 0 | 0 | 0 | 0
CT Fac. Spec. - NOX Rate Winter v.4.10 Final, Unit 1161 and retrofits | 263 | 2270 | Rate Constraint in lbs/MMBtu | FALSE | L | Annual | Rate | lb/MWh | 0 | 0 | 0 | 0 | 0 | 0 | 0 | 0
CT Fac. Spec. - NOX Rate Winter v.4.10 Final, Unit 1161 and retrofits | 263 | 2270 | Rate Constraint in lbs/MMBtu | FALSE | L | Annual | Constraint Shadow Price | US2016$/Ton | 0 | 0 | 0 | 0 | 0 | 0 | 0 | 0
CT Fac. Spec. - NOX Rate Winter v.4.10 Final, Unit 1162 and retrofits | 264 | 2270 | Rate Constraint in lbs/MMBtu | FALSE | L | Annual | Seasons Included | Seasons | Winter, WintShld | Winter, WintShld | Winter, WintShld | Winter, WintShld | Winter, WintShld | Winter, WintShld | Winter, WintShld | Winter, WintShld
CT Fac. Spec. - NOX Rate Winter v.4.10 Final, Unit 1162 and retrofits | 264 | 2270 | Rate Constraint in lbs/MMBtu | FALSE | L | Annual | Standard NOX | lb/MMBtu | 0.15 | 0.15 | 0.15 | 0.15 | 0.15 | 0.15 | 0.15 | 0.15
CT Fac. Spec. - NOX Rate Winter v.4.10 Final, Unit 1162 and retrofits | 264 | 2270 | Rate Constraint in lbs/MMBtu | FALSE | L | Annual | Emissions at Affected Plants NOX | Thousand Tons | 0 | 0 | 0 | 0 | 0 | 0 | 0 | 0
CT Fac. Spec. - NOX Rate Winter v.4.10 Final, Unit 1162 and retrofits | 264 | 2270 | Rate Constraint in lbs/MMBtu | FALSE | L | Annual | Allowances Purchased NOX | Thousand Tons | 0 | 0 | 0 | 0 | 0 | 0 | 0 | 0
CT Fac. Spec. - NOX Rate Winter v.4.10 Final, Unit 1162 and retrofits | 264 | 2270 | Rate Constraint in lbs/MMBtu | FALSE | L | Annual | Allowances Sold NOX | Thousand Tons | 0 | 0 | 0 | 0 | 0 | 0 | 0 | 0
CT Fac. Spec. - NOX Rate Winter v.4.10 Final, Unit 1162 and retrofits | 264 | 2270 | Rate Constraint in lbs/MMBtu | FALSE | L | Annual | Allowances Banked | Thousand Tons | 0 | 0 | 0 | 0 | 0 | 0 | 0 | 0
CT Fac. Spec. - NOX Rate Winter v.4.10 Final, Unit 1162 and retrofits | 264 | 2270 | Rate Constraint in lbs/MMBtu | FALSE | L | Annual | Allowances Withdrawn (1:1) | Thousand Tons | 0 | 0 | 0 | 0 | 0 | 0 | 0 | 0
CT Fac. Spec. - NOX Rate Winter v.4.10 Final, Unit 1162 and retrofits | 264 | 2270 | Rate Constraint in lbs/MMBtu | FALSE | L | Annual | Allowances Withdrawn (n:1) | Thousand Tons | 0 | 0 | 0 | 0 | 0 | 0 | 0 | 0
CT Fac. Spec. - NOX Rate Winter v.4.10 Final, Unit 1162 and retrofits | 264 | 2270 | Rate Constraint in lbs/MMBtu | FALSE | L | Annual | Net Emissions Allowance Position | Thousand Tons | 0 | 0 | 0 | 0 | 0 | 0 | 0 | 0
CT Fac. Spec. - NOX Rate Winter v.4.10 Final, Unit 1162 and retrofits | 264 | 2270 | Rate Constraint in lbs/MMBtu | FALSE | L | Annual | Fuel Consumed | TBtu | 0 | 0 | 0 | 0 | 0 | 0 | 0 | 0
CT Fac. Spec. - NOX Rate Winter v.4.10 Final, Unit 1162 and retrofits | 264 | 2270 | Rate Constraint in lbs/MMBtu | FALSE | L | Annual | Rate | lb/MMBtu | 0 | 0 | 0 | 0 | 0 | 0 | 0 | 0
CT Fac. Spec. - NOX Rate Winter v.4.10 Final, Unit 1162 and retrofits | 264 | 2270 | Rate Constraint in lbs/MMBtu | FALSE | L | Annual | Generation | TWh | 0 | 0 | 0 | 0 | 0 | 0 | 0 | 0
CT Fac. Spec. - NOX Rate Winter v.4.10 Final, Unit 1162 and retrofits | 264 | 2270 | Rate Constraint in lbs/MMBtu | FALSE | L | Annual | Qualifying Generation | TWh | 0 | 0 | 0 | 0 | 0 | 0 | 0 | 0
CT Fac. Spec. - NOX Rate Winter v.4.10 Final, Unit 1162 and retrofits | 264 | 2270 | Rate Constraint in lbs/MMBtu | FALSE | L | Annual | Rate | lb/MWh | 0 | 0 | 0 | 0 | 0 | 0 | 0 | 0
CT Fac. Spec. - NOX Rate Winter v.4.10 Final, Unit 1162 and retrofits | 264 | 2270 | Rate Constraint in lbs/MMBtu | FALSE | L | Annual | Constraint Shadow Price | US2016$/Ton | 0 | 0 | 0 | 0 | 0 | 0 | 0 | 0
CT Fac. Spec. - NOX Rate Winter v.4.10 Final, Unit 1163 and retrofits | 265 | 2270 | Rate Constraint in lbs/MMBtu | FALSE | L | Annual | Seasons Included | Seasons | Winter, WintShld | Winter, WintShld | Winter, WintShld | Winter, WintShld | Winter, WintShld | Winter, WintShld | Winter, WintShld | Winter, WintShld
CT Fac. Spec. - NOX Rate Winter v.4.10 Final, Unit 1163 and retrofits | 265 | 2270 | Rate Constraint in lbs/MMBtu | FALSE | L | Annual | Standard NOX | lb/MMBtu | 0.15 | 0.15 | 0.15 | 0.15 | 0.15 | 0.15 | 0.15 | 0.15
CT Fac. Spec. - NOX Rate Winter v.4.10 Final, Unit 1163 and retrofits | 265 | 2270 | Rate Constraint in lbs/MMBtu | FALSE | L | Annual | Emissions at Affected Plants NOX | Thousand Tons | 0 | 0 | 0 | 0 | 0 | 0 | 0 | 0
CT Fac. Spec. - NOX Rate Winter v.4.10 Final, Unit 1163 and retrofits | 265 | 2270 | Rate Constraint in lbs/MMBtu | FALSE | L | Annual | Allowances Purchased NOX | Thousand Tons | 0 | 0 | 0 | 0 | 0 | 0 | 0 | 0
CT Fac. Spec. - NOX Rate Winter v.4.10 Final, Unit 1163 and retrofits | 265 | 2270 | Rate Constraint in lbs/MMBtu | FALSE | L | Annual | Allowances Sold NOX | Thousand Tons | 0 | 0 | 0 | 0 | 0 | 0 | 0 | 0
CT Fac. Spec. - NOX Rate Winter v.4.10 Final, Unit 1163 and retrofits | 265 | 2270 | Rate Constraint in lbs/MMBtu | FALSE | L | Annual | Allowances Banked | Thousand Tons | 0 | 0 | 0 | 0 | 0 | 0 | 0 | 0
CT Fac. Spec. - NOX Rate Winter v.4.10 Final, Unit 1163 and retrofits | 265 | 2270 | Rate Constraint in lbs/MMBtu | FALSE | L | Annual | Allowances Withdrawn (1:1) | Thousand Tons | 0 | 0 | 0 | 0 | 0 | 0 | 0 | 0
CT Fac. Spec. - NOX Rate Winter v.4.10 Final, Unit 1163 and retrofits | 265 | 2270 | Rate Constraint in lbs/MMBtu | FALSE | L | Annual | Allowances Withdrawn (n:1) | Thousand Tons | 0 | 0 | 0 | 0 | 0 | 0 | 0 | 0
CT Fac. Spec. - NOX Rate Winter v.4.10 Final, Unit 1163 and retrofits | 265 | 2270 | Rate Constraint in lbs/MMBtu | FALSE | L | Annual | Net Emissions Allowance Position | Thousand Tons | 0 | 0 | 0 | 0 | 0 | 0 | 0 | 0
CT Fac. Spec. - NOX Rate Winter v.4.10 Final, Unit 1163 and retrofits | 265 | 2270 | Rate Constraint in lbs/MMBtu | FALSE | L | Annual | Fuel Consumed | TBtu | 0 | 0 | 0 | 0 | 0 | 0 | 0 | 0
CT Fac. Spec. - NOX Rate Winter v.4.10 Final, Unit 1163 and retrofits | 265 | 2270 | Rate Constraint in lbs/MMBtu | FALSE | L | Annual | Rate | lb/MMBtu | 0 | 0 | 0 | 0 | 0 | 0 | 0 | 0
CT Fac. Spec. - NOX Rate Winter v.4.10 Final, Unit 1163 and retrofits | 265 | 2270 | Rate Constraint in lbs/MMBtu | FALSE | L | Annual | Generation | TWh | 0 | 0 | 0 | 0 | 0 | 0 | 0 | 0
CT Fac. Spec. - NOX Rate Winter v.4.10 Final, Unit 1163 and retrofits | 265 | 2270 | Rate Constraint in lbs/MMBtu | FALSE | L | Annual | Qualifying Generation | TWh | 0 | 0 | 0 | 0 | 0 | 0 | 0 | 0
CT Fac. Spec. - NOX Rate Winter v.4.10 Final, Unit 1163 and retrofits | 265 | 2270 | Rate Constraint in lbs/MMBtu | FALSE | L | Annual | Rate | lb/MWh | 0 | 0 | 0 | 0 | 0 | 0 | 0 | 0
CT Fac. Spec. - NOX Rate Winter v.4.10 Final, Unit 1163 and retrofits | 265 | 2270 | Rate Constraint in lbs/MMBtu | FALSE | L | Annual | Constraint Shadow Price | US2016$/Ton | 0 | 0 | 0 | 0 | 0 | 0 | 0 | 0
CT Fac. Spec. - NOX Rate Winter v.4.10 Final, Unit 1164 and retrofits | 266 | 2270 | Rate Constraint in lbs/MMBtu | FALSE | L | Annual | Seasons Included | Seasons | Winter, WintShld | Winter, WintShld | Winter, WintShld | Winter, WintShld | Winter, WintShld | Winter, WintShld | Winter, WintShld | Winter, WintShld
CT Fac. Spec. - NOX Rate Winter v.4.10 Final, Unit 1164 and retrofits | 266 | 2270 | Rate Constraint in lbs/MMBtu | FALSE | L | Annual | Standard NOX | lb/MMBtu | 0.15 | 0.15 | 0.15 | 0.15 | 0.15 | 0.15 | 0.15 | 0.15
CT Fac. Spec. - NOX Rate Winter v.4.10 Final, Unit 1164 and retrofits | 266 | 2270 | Rate Constraint in lbs/MMBtu | FALSE | L | Annual | Emissions at Affected Plants NOX | Thousand Tons | 0 | 0 | 0 | 0 | 0 | 0 | 0 | 0
CT Fac. Spec. - NOX Rate Winter v.4.10 Final, Unit 1164 and retrofits | 266 | 2270 | Rate Constraint in lbs/MMBtu | FALSE | L | Annual | Allowances Purchased NOX | Thousand Tons | 0 | 0 | 0 | 0 | 0 | 0 | 0 | 0
CT Fac. Spec. - NOX Rate Winter v.4.10 Final, Unit 1164 and retrofits | 266 | 2270 | Rate Constraint in lbs/MMBtu | FALSE | L | Annual | Allowances Sold NOX | Thousand Tons | 0 | 0 | 0 | 0 | 0 | 0 | 0 | 0
CT Fac. Spec. - NOX Rate Winter v.4.10 Final, Unit 1164 and retrofits | 266 | 2270 | Rate Constraint in lbs/MMBtu | FALSE | L | Annual | Allowances Banked | Thousand Tons | 0 | 0 | 0 | 0 | 0 | 0 | 0 | 0
CT Fac. Spec. - NOX Rate Winter v.4.10 Final, Unit 1164 and retrofits | 266 | 2270 | Rate Constraint in lbs/MMBtu | FALSE | L | Annual | Allowances Withdrawn (1:1) | Thousand Tons | 0 | 0 | 0 | 0 | 0 | 0 | 0 | 0
CT Fac. Spec. - NOX Rate Winter v.4.10 Final, Unit 1164 and retrofits | 266 | 2270 | Rate Constraint in lbs/MMBtu | FALSE | L | Annual | Allowances Withdrawn (n:1) | Thousand Tons | 0 | 0 | 0 | 0 | 0 | 0 | 0 | 0
CT Fac. Spec. - NOX Rate Winter v.4.10 Final, Unit 1164 and retrofits | 266 | 2270 | Rate Constraint in lbs/MMBtu | FALSE | L | Annual | Net Emissions Allowance Position | Thousand Tons | 0 | 0 | 0 | 0 | 0 | 0 | 0 | 0
CT Fac. Spec. - NOX Rate Winter v.4.10 Final, Unit 1164 and retrofits | 266 | 2270 | Rate Constraint in lbs/MMBtu | FALSE | L | Annual | Fuel Consumed | TBtu | 0 | 0 | 0 | 0 | 0 | 0 | 0 | 0
CT Fac. Spec. - NOX Rate Winter v.4.10 Final, Unit 1164 and retrofits | 266 | 2270 | Rate Constraint in lbs/MMBtu | FALSE | L | Annual | Rate | lb/MMBtu | 0 | 0 | 0 | 0 | 0 | 0 | 0 | 0
CT Fac. Spec. - NOX Rate Winter v.4.10 Final, Unit 1164 and retrofits | 266 | 2270 | Rate Constraint in lbs/MMBtu | FALSE | L | Annual | Generation | TWh | 0 | 0 | 0 | 0 | 0 | 0 | 0 | 0
CT Fac. Spec. - NOX Rate Winter v.4.10 Final, Unit 1164 and retrofits | 266 | 2270 | Rate Constraint in lbs/MMBtu | FALSE | L | Annual | Qualifying Generation | TWh | 0 | 0 | 0 | 0 | 0 | 0 | 0 | 0
CT Fac. Spec. - NOX Rate Winter v.4.10 Final, Unit 1164 and retrofits | 266 | 2270 | Rate Constraint in lbs/MMBtu | FALSE | L | Annual | Rate | lb/MWh | 0 | 0 | 0 | 0 | 0 | 0 | 0 | 0
CT Fac. Spec. - NOX Rate Winter v.4.10 Final, Unit 1164 and retrofits | 266 | 2270 | Rate Constraint in lbs/MMBtu | FALSE | L | Annual | Constraint Shadow Price | US2016$/Ton | 0 | 0 | 0 | 0 | 0 | 0 | 0 | 0
CT Fac. Spec. - NOX Rate Winter v.4.10 Final, Unit 1165 and retrofits | 267 | 2270 | Rate Constraint in lbs/MMBtu | FALSE | L | Annual | Seasons Included | Seasons | Winter, WintShld | Winter, WintShld | Winter, WintShld | Winter, WintShld | Winter, WintShld | Winter, WintShld | Winter, WintShld | Winter, WintShld
CT Fac. Spec. - NOX Rate Winter v.4.10 Final, Unit 1165 and retrofits | 267 | 2270 | Rate Constraint in lbs/MMBtu | FALSE | L | Annual | Standard NOX | lb/MMBtu | 0.15 | 0.15 | 0.15 | 0.15 | 0.15 | 0.15 | 0.15 | 0.15
CT Fac. Spec. - NOX Rate Winter v.4.10 Final, Unit 1165 and retrofits | 267 | 2270 | Rate Constraint in lbs/MMBtu | FALSE | L | Annual | Emissions at Affected Plants NOX | Thousand Tons | 0 | 0 | 0 | 0 | 0 | 0 | 0 | 0
CT Fac. Spec. - NOX Rate Winter v.4.10 Final, Unit 1165 and retrofits | 267 | 2270 | Rate Constraint in lbs/MMBtu | FALSE | L | Annual | Allowances Purchased NOX | Thousand Tons | 0 | 0 | 0 | 0 | 0 | 0 | 0 | 0
CT Fac. Spec. - NOX Rate Winter v.4.10 Final, Unit 1165 and retrofits | 267 | 2270 | Rate Constraint in lbs/MMBtu | FALSE | L | Annual | Allowances Sold NOX | Thousand Tons | 0 | 0 | 0 | 0 | 0 | 0 | 0 | 0
CT Fac. Spec. - NOX Rate Winter v.4.10 Final, Unit 1165 and retrofits | 267 | 2270 | Rate Constraint in lbs/MMBtu | FALSE | L | Annual | Allowances Banked | Thousand Tons | 0 | 0 | 0 | 0 | 0 | 0 | 0 | 0
CT Fac. Spec. - NOX Rate Winter v.4.10 Final, Unit 1165 and retrofits | 267 | 2270 | Rate Constraint in lbs/MMBtu | FALSE | L | Annual | Allowances Withdrawn (1:1) | Thousand Tons | 0 | 0 | 0 | 0 | 0 | 0 | 0 | 0
CT Fac. Spec. - NOX Rate Winter v.4.10 Final, Unit 1165 and retrofits | 267 | 2270 | Rate Constraint in lbs/MMBtu | FALSE | L | Annual | Allowances Withdrawn (n:1) | Thousand Tons | 0 | 0 | 0 | 0 | 0 | 0 | 0 | 0
CT Fac. Spec. - NOX Rate Winter v.4.10 Final, Unit 1165 and retrofits | 267 | 2270 | Rate Constraint in lbs/MMBtu | FALSE | L | Annual | Net Emissions Allowance Position | Thousand Tons | 0 | 0 | 0 | 0 | 0 | 0 | 0 | 0
CT Fac. Spec. - NOX Rate Winter v.4.10 Final, Unit 1165 and retrofits | 267 | 2270 | Rate Constraint in lbs/MMBtu | FALSE | L | Annual | Fuel Consumed | TBtu | 0 | 0 | 0 | 0 | 0 | 0 | 0 | 0
CT Fac. Spec. - NOX Rate Winter v.4.10 Final, Unit 1165 and retrofits | 267 | 2270 | Rate Constraint in lbs/MMBtu | FALSE | L | Annual | Rate | lb/MMBtu | 0 | 0 | 0 | 0 | 0 | 0 | 0 | 0
CT Fac. Spec. - NOX Rate Winter v.4.10 Final, Unit 1165 and retrofits | 267 | 2270 | Rate Constraint in lbs/MMBtu | FALSE | L | Annual | Generation | TWh | 0 | 0 | 0 | 0 | 0 | 0 | 0 | 0
CT Fac. Spec. - NOX Rate Winter v.4.10 Final, Unit 1165 and retrofits | 267 | 2270 | Rate Constraint in lbs/MMBtu | FALSE | L | Annual | Qualifying Generation | TWh | 0 | 0 | 0 | 0 | 0 | 0 | 0 | 0
CT Fac. Spec. - NOX Rate Winter v.4.10 Final, Unit 1165 and retrofits | 267 | 2270 | Rate Constraint in lbs/MMBtu | FALSE | L | Annual | Rate | lb/MWh | 0 | 0 | 0 | 0 | 0 | 0 | 0 | 0
CT Fac. Spec. - NOX Rate Winter v.4.10 Final, Unit 1165 and retrofits | 267 | 2270 | Rate Constraint in lbs/MMBtu | FALSE | L | Annual | Constraint Shadow Price | US2016$/Ton | 0 | 0 | 0 | 0 | 0 | 0 | 0 | 0
CT Fac. Spec. - NOX Rate Winter v.4.10 Final, Unit 1166 and retrofits | 268 | 2270 | Rate Constraint in lbs/MMBtu | FALSE | L | Annual | Seasons Included | Seasons | Winter, WintShld | Winter, WintShld | Winter, WintShld | Winter, WintShld | Winter, WintShld | Winter, WintShld | Winter, WintShld | Winter, WintShld
CT Fac. Spec. - NOX Rate Winter v.4.10 Final, Unit 1166 and retrofits | 268 | 2270 | Rate Constraint in lbs/MMBtu | FALSE | L | Annual | Standard NOX | lb/MMBtu | 0.15 | 0.15 | 0.15 | 0.15 | 0.15 | 0.15 | 0.15 | 0.15
CT Fac. Spec. - NOX Rate Winter v.4.10 Final, Unit 1166 and retrofits | 268 | 2270 | Rate Constraint in lbs/MMBtu | FALSE | L | Annual | Emissions at Affected Plants NOX | Thousand Tons | 0 | 0 | 0 | 0 | 0 | 0 | 0 | 0
CT Fac. Spec. - NOX Rate Winter v.4.10 Final, Unit 1166 and retrofits | 268 | 2270 | Rate Constraint in lbs/MMBtu | FALSE | L | Annual | Allowances Purchased NOX | Thousand Tons | 0 | 0 | 0 | 0 | 0 | 0 | 0 | 0
CT Fac. Spec. - NOX Rate Winter v.4.10 Final, Unit 1166 and retrofits | 268 | 2270 | Rate Constraint in lbs/MMBtu | FALSE | L | Annual | Allowances Sold NOX | Thousand Tons | 0 | 0 | 0 | 0 | 0 | 0 | 0 | 0
CT Fac. Spec. - NOX Rate Winter v.4.10 Final, Unit 1166 and retrofits | 268 | 2270 | Rate Constraint in lbs/MMBtu | FALSE | L | Annual | Allowances Banked | Thousand Tons | 0 | 0 | 0 | 0 | 0 | 0 | 0 | 0
CT Fac. Spec. - NOX Rate Winter v.4.10 Final, Unit 1166 and retrofits | 268 | 2270 | Rate Constraint in lbs/MMBtu | FALSE | L | Annual | Allowances Withdrawn (1:1) | Thousand Tons | 0 | 0 | 0 | 0 | 0 | 0 | 0 | 0
CT Fac. Spec. - NOX Rate Winter v.4.10 Final, Unit 1166 and retrofits | 268 | 2270 | Rate Constraint in lbs/MMBtu | FALSE | L | Annual | Allowances Withdrawn (n:1) | Thousand Tons | 0 | 0 | 0 | 0 | 0 | 0 | 0 | 0
CT Fac. Spec. - NOX Rate Winter v.4.10 Final, Unit 1166 and retrofits | 268 | 2270 | Rate Constraint in lbs/MMBtu | FALSE | L | Annual | Net Emissions Allowance Position | Thousand Tons | 0 | 0 | 0 | 0 | 0 | 0 | 0 | 0
CT Fac. Spec. - NOX Rate Winter v.4.10 Final, Unit 1166 and retrofits | 268 | 2270 | Rate Constraint in lbs/MMBtu | FALSE | L | Annual | Fuel Consumed | TBtu | 0 | 0 | 0 | 0 | 0 | 0 | 0 | 0
CT Fac. Spec. - NOX Rate Winter v.4.10 Final, Unit 1166 and retrofits | 268 | 2270 | Rate Constraint in lbs/MMBtu | FALSE | L | Annual | Rate | lb/MMBtu | 0 | 0 | 0 | 0 | 0 | 0 | 0 | 0
CT Fac. Spec. - NOX Rate Winter v.4.10 Final, Unit 1166 and retrofits | 268 | 2270 | Rate Constraint in lbs/MMBtu | FALSE | L | Annual | Generation | TWh | 0 | 0 | 0 | 0 | 0 | 0 | 0 | 0
CT Fac. Spec. - NOX Rate Winter v.4.10 Final, Unit 1166 and retrofits | 268 | 2270 | Rate Constraint in lbs/MMBtu | FALSE | L | Annual | Qualifying Generation | TWh | 0 | 0 | 0 | 0 | 0 | 0 | 0 | 0
CT Fac. Spec. - NOX Rate Winter v.4.10 Final, Unit 1166 and retrofits | 268 | 2270 | Rate Constraint in lbs/MMBtu | FALSE | L | Annual | Rate | lb/MWh | 0 | 0 | 0 | 0 | 0 | 0 | 0 | 0
CT Fac. Spec. - NOX Rate Winter v.4.10 Final, Unit 1166 and retrofits | 268 | 2270 | Rate Constraint in lbs/MMBtu | FALSE | L | Annual | Constraint Shadow Price | US2016$/Ton | 0 | 0 | 0 | 0 | 0 | 0 | 0 | 0
CT Fac. Spec. - NOX Rate Winter v.4.10 Final, Unit 1169 and retrofits | 269 | 2270 | Rate Constraint in lbs/MMBtu | FALSE | L | Annual | Seasons Included | Seasons | Winter, WintShld | Winter, WintShld | Winter, WintShld | Winter, WintShld | Winter, WintShld | Winter, WintShld | Winter, WintShld | Winter, WintShld
CT Fac. Spec. - NOX Rate Winter v.4.10 Final, Unit 1169 and retrofits | 269 | 2270 | Rate Constraint in lbs/MMBtu | FALSE | L | Annual | Standard NOX | lb/MMBtu | 0.15 | 0.15 | 0.15 | 0.15 | 0.15 | 0.15 | 0.15 | 0.15
CT Fac. Spec. - NOX Rate Winter v.4.10 Final, Unit 1169 and retrofits | 269 | 2270 | Rate Constraint in lbs/MMBtu | FALSE | L | Annual | Emissions at Affected Plants NOX | Thousand Tons | 0 | 0 | 0 | 0 | 0 | 0 | 0 | 0
CT Fac. Spec. - NOX Rate Winter v.4.10 Final, Unit 1169 and retrofits | 269 | 2270 | Rate Constraint in lbs/MMBtu | FALSE | L | Annual | Allowances Purchased NOX | Thousand Tons | 0 | 0 | 0 | 0 | 0 | 0 | 0 | 0
CT Fac. Spec. - NOX Rate Winter v.4.10 Final, Unit 1169 and retrofits | 269 | 2270 | Rate Constraint in lbs/MMBtu | FALSE | L | Annual | Allowances Sold NOX | Thousand Tons | 0 | 0 | 0 | 0 | 0 | 0 | 0 | 0
CT Fac. Spec. - NOX Rate Winter v.4.10 Final, Unit 1169 and retrofits | 269 | 2270 | Rate Constraint in lbs/MMBtu | FALSE | L | Annual | Allowances Banked | Thousand Tons | 0 | 0 | 0 | 0 | 0 | 0 | 0 | 0
CT Fac. Spec. - NOX Rate Winter v.4.10 Final, Unit 1169 and retrofits | 269 | 2270 | Rate Constraint in lbs/MMBtu | FALSE | L | Annual | Allowances Withdrawn (1:1) | Thousand Tons | 0 | 0 | 0 | 0 | 0 | 0 | 0 | 0
CT Fac. Spec. - NOX Rate Winter v.4.10 Final, Unit 1169 and retrofits | 269 | 2270 | Rate Constraint in lbs/MMBtu | FALSE | L | Annual | Allowances Withdrawn (n:1) | Thousand Tons | 0 | 0 | 0 | 0 | 0 | 0 | 0 | 0
CT Fac. Spec. - NOX Rate Winter v.4.10 Final, Unit 1169 and retrofits | 269 | 2270 | Rate Constraint in lbs/MMBtu | FALSE | L | Annual | Net Emissions Allowance Position | Thousand Tons | 0 | 0 | 0 | 0 | 0 | 0 | 0 | 0
CT Fac. Spec. - NOX Rate Winter v.4.10 Final, Unit 1169 and retrofits | 269 | 2270 | Rate Constraint in lbs/MMBtu | FALSE | L | Annual | Fuel Consumed | TBtu | 0 | 0 | 0 | 0 | 0 | 0 | 0 | 0
CT Fac. Spec. - NOX Rate Winter v.4.10 Final, Unit 1169 and retrofits | 269 | 2270 | Rate Constraint in lbs/MMBtu | FALSE | L | Annual | Rate | lb/MMBtu | 0 | 0 | 0 | 0 | 0 | 0 | 0 | 0
CT Fac. Spec. - NOX Rate Winter v.4.10 Final, Unit 1169 and retrofits | 269 | 2270 | Rate Constraint in lbs/MMBtu | FALSE | L | Annual | Generation | TWh | 0 | 0 | 0 | 0 | 0 | 0 | 0 | 0
CT Fac. Spec. - NOX Rate Winter v.4.10 Final, Unit 1169 and retrofits | 269 | 2270 | Rate Constraint in lbs/MMBtu | FALSE | L | Annual | Qualifying Generation | TWh | 0 | 0 | 0 | 0 | 0 | 0 | 0 | 0
CT Fac. Spec. - NOX Rate Winter v.4.10 Final, Unit 1169 and retrofits | 269 | 2270 | Rate Constraint in lbs/MMBtu | FALSE | L | Annual | Rate | lb/MWh | 0 | 0 | 0 | 0 | 0 | 0 | 0 | 0
CT Fac. Spec. - NOX Rate Winter v.4.10 Final, Unit 1169 and retrofits | 269 | 2270 | Rate Constraint in lbs/MMBtu | FALSE | L | Annual | Constraint Shadow Price | US2016$/Ton | 0 | 0 | 0 | 0 | 0 | 0 | 0 | 0
CT Fac. Spec. - NOX Rate Winter v.4.10 Final, Unit 1177 and retrofits | 270 | 2270 | Rate Constraint in lbs/MMBtu | FALSE | L | Annual | Seasons Included | Seasons | Winter, WintShld | Winter, WintShld | Winter, WintShld | Winter, WintShld | Winter, WintShld | Winter, WintShld | Winter, WintShld | Winter, WintShld
CT Fac. Spec. - NOX Rate Winter v.4.10 Final, Unit 1177 and retrofits | 270 | 2270 | Rate Constraint in lbs/MMBtu | FALSE | L | Annual | Standard NOX | lb/MMBtu | 0.15 | 0.15 | 0.15 | 0.15 | 0.15 | 0.15 | 0.15 | 0.15
CT Fac. Spec. - NOX Rate Winter v.4.10 Final, Unit 1177 and retrofits | 270 | 2270 | Rate Constraint in lbs/MMBtu | FALSE | L | Annual | Emissions at Affected Plants NOX | Thousand Tons | 0 | 0 | 0 | 0 | 0 | 0 | 0 | 0
CT Fac. Spec. - NOX Rate Winter v.4.10 Final, Unit 1177 and retrofits | 270 | 2270 | Rate Constraint in lbs/MMBtu | FALSE | L | Annual | Allowances Purchased NOX | Thousand Tons | 0 | 0 | 0 | 0 | 0 | 0 | 0 | 0
CT Fac. Spec. - NOX Rate Winter v.4.10 Final, Unit 1177 and retrofits | 270 | 2270 | Rate Constraint in lbs/MMBtu | FALSE | L | Annual | Allowances Sold NOX | Thousand Tons | 0 | 0 | 0 | 0 | 0 | 0 | 0 | 0
CT Fac. Spec. - NOX Rate Winter v.4.10 Final, Unit 1177 and retrofits | 270 | 2270 | Rate Constraint in lbs/MMBtu | FALSE | L | Annual | Allowances Banked | Thousand Tons | 0 | 0 | 0 | 0 | 0 | 0 | 0 | 0
CT Fac. Spec. - NOX Rate Winter v.4.10 Final, Unit 1177 and retrofits | 270 | 2270 | Rate Constraint in lbs/MMBtu | FALSE | L | Annual | Allowances Withdrawn (1:1) | Thousand Tons | 0 | 0 | 0 | 0 | 0 | 0 | 0 | 0
CT Fac. Spec. - NOX Rate Winter v.4.10 Final, Unit 1177 and retrofits | 270 | 2270 | Rate Constraint in lbs/MMBtu | FALSE | L | Annual | Allowances Withdrawn (n:1) | Thousand Tons | 0 | 0 | 0 | 0 | 0 | 0 | 0 | 0
CT Fac. Spec. - NOX Rate Winter v.4.10 Final, Unit 1177 and retrofits | 270 | 2270 | Rate Constraint in lbs/MMBtu | FALSE | L | Annual | Net Emissions Allowance Position | Thousand Tons | 0 | 0 | 0 | 0 | 0 | 0 | 0 | 0
CT Fac. Spec. - NOX Rate Winter v.4.10 Final, Unit 1177 and retrofits | 270 | 2270 | Rate Constraint in lbs/MMBtu | FALSE | L | Annual | Fuel Consumed | TBtu | 0 | 0 | 0 | 0 | 0 | 0 | 0 | 0
CT Fac. Spec. - NOX Rate Winter v.4.10 Final, Unit 1177 and retrofits | 270 | 2270 | Rate Constraint in lbs/MMBtu | FALSE | L | Annual | Rate | lb/MMBtu | 0 | 0 | 0 | 0 | 0 | 0 | 0 | 0
CT Fac. Spec. - NOX Rate Winter v.4.10 Final, Unit 1177 and retrofits | 270 | 2270 | Rate Constraint in lbs/MMBtu | FALSE | L | Annual | Generation | TWh | 0 | 0 | 0 | 0 | 0 | 0 | 0 | 0
CT Fac. Spec. - NOX Rate Winter v.4.10 Final, Unit 1177 and retrofits | 270 | 2270 | Rate Constraint in lbs/MMBtu | FALSE | L | Annual | Qualifying Generation | TWh | 0 | 0 | 0 | 0 | 0 | 0 | 0 | 0
CT Fac. Spec. - NOX Rate Winter v.4.10 Final, Unit 1177 and retrofits | 270 | 2270 | Rate Constraint in lbs/MMBtu | FALSE | L | Annual | Rate | lb/MWh | 0 | 0 | 0 | 0 | 0 | 0 | 0 | 0
CT Fac. Spec. - NOX Rate Winter v.4.10 Final, Unit 1177 and retrofits | 270 | 2270 | Rate Constraint in lbs/MMBtu | FALSE | L | Annual | Constraint Shadow Price | US2016$/Ton | 0 | 0 | 0 | 0 | 0 | 0 | 0 | 0
CT Fac. Spec. - NOX Rate Winter v.4.10 Final, Unit 1178 and retrofits | 271 | 2270 | Rate Constraint in lbs/MMBtu | FALSE | L | Annual | Seasons Included | Seasons | Winter, WintShld | Winter, WintShld | Winter, WintShld | Winter, WintShld | Winter, WintShld | Winter, WintShld | Winter, WintShld | Winter, WintShld
CT Fac. Spec. - NOX Rate Winter v.4.10 Final, Unit 1178 and retrofits | 271 | 2270 | Rate Constraint in lbs/MMBtu | FALSE | L | Annual | Standard NOX | lb/MMBtu | 0.15 | 0.15 | 0.15 | 0.15 | 0.15 | 0.15 | 0.15 | 0.15
CT Fac. Spec. - NOX Rate Winter v.4.10 Final, Unit 1178 and retrofits | 271 | 2270 | Rate Constraint in lbs/MMBtu | FALSE | L | Annual | Emissions at Affected Plants NOX | Thousand Tons | 0 | 0 | 0 | 0 | 0 | 0 | 0 | 0
CT Fac. Spec. - NOX Rate Winter v.4.10 Final, Unit 1178 and retrofits | 271 | 2270 | Rate Constraint in lbs/MMBtu | FALSE | L | Annual | Allowances Purchased NOX | Thousand Tons | 0 | 0 | 0 | 0 | 0 | 0 | 0 | 0
CT Fac. Spec. - NOX Rate Winter v.4.10 Final, Unit 1178 and retrofits | 271 | 2270 | Rate Constraint in lbs/MMBtu | FALSE | L | Annual | Allowances Sold NOX | Thousand Tons | 0 | 0 | 0 | 0 | 0 | 0 | 0 | 0
CT Fac. Spec. - NOX Rate Winter v.4.10 Final, Unit 1178 and retrofits | 271 | 2270 | Rate Constraint in lbs/MMBtu | FALSE | L | Annual | Allowances Banked | Thousand Tons | 0 | 0 | 0 | 0 | 0 | 0 | 0 | 0
CT Fac. Spec. - NOX Rate Winter v.4.10 Final, Unit 1178 and retrofits | 271 | 2270 | Rate Constraint in lbs/MMBtu | FALSE | L | Annual | Allowances Withdrawn (1:1) | Thousand Tons | 0 | 0 | 0 | 0 | 0 | 0 | 0 | 0
CT Fac. Spec. - NOX Rate Winter v.4.10 Final, Unit 1178 and retrofits | 271 | 2270 | Rate Constraint in lbs/MMBtu | FALSE | L | Annual | Allowances Withdrawn (n:1) | Thousand Tons | 0 | 0 | 0 | 0 | 0 | 0 | 0 | 0
CT Fac. Spec. - NOX Rate Winter v.4.10 Final, Unit 1178 and retrofits | 271 | 2270 | Rate Constraint in lbs/MMBtu | FALSE | L | Annual | Net Emissions Allowance Position | Thousand Tons | 0 | 0 | 0 | 0 | 0 | 0 | 0 | 0
CT Fac. Spec. - NOX Rate Winter v.4.10 Final, Unit 1178 and retrofits | 271 | 2270 | Rate Constraint in lbs/MMBtu | FALSE | L | Annual | Fuel Consumed | TBtu | 0 | 0 | 0 | 0 | 0 | 0 | 0 | 0
CT Fac. Spec. - NOX Rate Winter v.4.10 Final, Unit 1178 and retrofits | 271 | 2270 | Rate Constraint in lbs/MMBtu | FALSE | L | Annual | Rate | lb/MMBtu | 0 | 0 | 0 | 0 | 0 | 0 | 0 | 0
CT Fac. Spec. - NOX Rate Winter v.4.10 Final, Unit 1178 and retrofits | 271 | 2270 | Rate Constraint in lbs/MMBtu | FALSE | L | Annual | Generation | TWh | 0 | 0 | 0 | 0 | 0 | 0 | 0 | 0
CT Fac. Spec. - NOX Rate Winter v.4.10 Final, Unit 1178 and retrofits | 271 | 2270 | Rate Constraint in lbs/MMBtu | FALSE | L | Annual | Qualifying Generation | TWh | 0 | 0 | 0 | 0 | 0 | 0 | 0 | 0
CT Fac. Spec. - NOX Rate Winter v.4.10 Final, Unit 1178 and retrofits | 271 | 2270 | Rate Constraint in lbs/MMBtu | FALSE | L | Annual | Rate | lb/MWh | 0 | 0 | 0 | 0 | 0 | 0 | 0 | 0
CT Fac. Spec. - NOX Rate Winter v.4.10 Final, Unit 1178 and retrofits | 271 | 2270 | Rate Constraint in lbs/MMBtu | FALSE | L | Annual | Constraint Shadow Price | US2016$/Ton | 0 | 0 | 0 | 0 | 0 | 0 | 0 | 0
CT Fac. Spec. - NOX Rate Winter v.4.10 Final, Unit 1179 and retrofits | 272 | 2270 | Rate Constraint in lbs/MMBtu | FALSE | L | Annual | Seasons Included | Seasons | Winter, WintShld | Winter, WintShld | Winter, WintShld | Winter, WintShld | Winter, WintShld | Winter, WintShld | Winter, WintShld | Winter, WintShld
CT Fac. Spec. - NOX Rate Winter v.4.10 Final, Unit 1179 and retrofits | 272 | 2270 | Rate Constraint in lbs/MMBtu | FALSE | L | Annual | Standard NOX | lb/MMBtu | 0.15 | 0.15 | 0.15 | 0.15 | 0.15 | 0.15 | 0.15 | 0.15
CT Fac. Spec. - NOX Rate Winter v.4.10 Final, Unit 1179 and retrofits | 272 | 2270 | Rate Constraint in lbs/MMBtu | FALSE | L | Annual | Emissions at Affected Plants NOX | Thousand Tons | 0 | 0 | 0 | 0 | 0 | 0 | 0 | 0
CT Fac. Spec. - NOX Rate Winter v.4.10 Final, Unit 1179 and retrofits | 272 | 2270 | Rate Constraint in lbs/MMBtu | FALSE | L | Annual | Allowances Purchased NOX | Thousand Tons | 0 | 0 | 0 | 0 | 0 | 0 | 0 | 0
CT Fac. Spec. - NOX Rate Winter v.4.10 Final, Unit 1179 and retrofits | 272 | 2270 | Rate Constraint in lbs/MMBtu | FALSE | L | Annual | Allowances Sold NOX | Thousand Tons | 0 | 0 | 0 | 0 | 0 | 0 | 0 | 0
CT Fac. Spec. - NOX Rate Winter v.4.10 Final, Unit 1179 and retrofits | 272 | 2270 | Rate Constraint in lbs/MMBtu | FALSE | L | Annual | Allowances Banked | Thousand Tons | 0 | 0 | 0 | 0 | 0 | 0 | 0 | 0
CT Fac. Spec. - NOX Rate Winter v.4.10 Final, Unit 1179 and retrofits | 272 | 2270 | Rate Constraint in lbs/MMBtu | FALSE | L | Annual | Allowances Withdrawn (1:1) | Thousand Tons | 0 | 0 | 0 | 0 | 0 | 0 | 0 | 0
CT Fac. Spec. - NOX Rate Winter v.4.10 Final, Unit 1179 and retrofits | 272 | 2270 | Rate Constraint in lbs/MMBtu | FALSE | L | Annual | Allowances Withdrawn (n:1) | Thousand Tons | 0 | 0 | 0 | 0 | 0 | 0 | 0 | 0
CT Fac. Spec. - NOX Rate Winter v.4.10 Final, Unit 1179 and retrofits | 272 | 2270 | Rate Constraint in lbs/MMBtu | FALSE | L | Annual | Net Emissions Allowance Position | Thousand Tons | 0 | 0 | 0 | 0 | 0 | 0 | 0 | 0
CT Fac. Spec. - NOX Rate Winter v.4.10 Final, Unit 1179 and retrofits | 272 | 2270 | Rate Constraint in lbs/MMBtu | FALSE | L | Annual | Fuel Consumed | TBtu | 0 | 0 | 0 | 0 | 0 | 0 | 0 | 0
CT Fac. Spec. - NOX Rate Winter v.4.10 Final, Unit 1179 and retrofits | 272 | 2270 | Rate Constraint in lbs/MMBtu | FALSE | L | Annual | Rate | lb/MMBtu | 0 | 0 | 0 | 0 | 0 | 0 | 0 | 0
CT Fac. Spec. - NOX Rate Winter v.4.10 Final, Unit 1179 and retrofits | 272 | 2270 | Rate Constraint in lbs/MMBtu | FALSE | L | Annual | Generation | TWh | 0 | 0 | 0 | 0 | 0 | 0 | 0 | 0
CT Fac. Spec. - NOX Rate Winter v.4.10 Final, Unit 1179 and retrofits | 272 | 2270 | Rate Constraint in lbs/MMBtu | FALSE | L | Annual | Qualifying Generation | TWh | 0 | 0 | 0 | 0 | 0 | 0 | 0 | 0
CT Fac. Spec. - NOX Rate Winter v.4.10 Final, Unit 1179 and retrofits | 272 | 2270 | Rate Constraint in lbs/MMBtu | FALSE | L | Annual | Rate | lb/MWh | 0 | 0 | 0 | 0 | 0 | 0 | 0 | 0
CT Fac. Spec. - NOX Rate Winter v.4.10 Final, Unit 1179 and retrofits | 272 | 2270 | Rate Constraint in lbs/MMBtu | FALSE | L | Annual | Constraint Shadow Price | US2016$/Ton | 0 | 0 | 0 | 0 | 0 | 0 | 0 | 0
CT Fac. Spec. - NOX Rate Winter v.4.10 Final, Unit 1180 and retrofits | 273 | 2270 | Rate Constraint in lbs/MMBtu | FALSE | L | Annual | Seasons Included | Seasons | Winter, WintShld | Winter, WintShld | Winter, WintShld | Winter, WintShld | Winter, WintShld | Winter, WintShld | Winter, WintShld | Winter, WintShld
CT Fac. Spec. - NOX Rate Winter v.4.10 Final, Unit 1180 and retrofits | 273 | 2270 | Rate Constraint in lbs/MMBtu | FALSE | L | Annual | Standard NOX | lb/MMBtu | 0.15 | 0.15 | 0.15 | 0.15 | 0.15 | 0.15 | 0.15 | 0.15
CT Fac. Spec. - NOX Rate Winter v.4.10 Final, Unit 1180 and retrofits | 273 | 2270 | Rate Constraint in lbs/MMBtu | FALSE | L | Annual | Emissions at Affected Plants NOX | Thousand Tons | 0 | 0 | 0 | 0 | 0 | 0 | 0 | 0
CT Fac. Spec. - NOX Rate Winter v.4.10 Final, Unit 1180 and retrofits | 273 | 2270 | Rate Constraint in lbs/MMBtu | FALSE | L | Annual | Allowances Purchased NOX | Thousand Tons | 0 | 0 | 0 | 0 | 0 | 0 | 0 | 0
CT Fac. Spec. - NOX Rate Winter v.4.10 Final, Unit 1180 and retrofits | 273 | 2270 | Rate Constraint in lbs/MMBtu | FALSE | L | Annual | Allowances Sold NOX | Thousand Tons | 0 | 0 | 0 | 0 | 0 | 0 | 0 | 0
CT Fac. Spec. - NOX Rate Winter v.4.10 Final, Unit 1180 and retrofits | 273 | 2270 | Rate Constraint in lbs/MMBtu | FALSE | L | Annual | Allowances Banked | Thousand Tons | 0 | 0 | 0 | 0 | 0 | 0 | 0 | 0
CT Fac. Spec. - NOX Rate Winter v.4.10 Final, Unit 1180 and retrofits | 273 | 2270 | Rate Constraint in lbs/MMBtu | FALSE | L | Annual | Allowances Withdrawn (1:1) | Thousand Tons | 0 | 0 | 0 | 0 | 0 | 0 | 0 | 0
CT Fac. Spec. - NOX Rate Winter v.4.10 Final, Unit 1180 and retrofits | 273 | 2270 | Rate Constraint in lbs/MMBtu | FALSE | L | Annual | Allowances Withdrawn (n:1) | Thousand Tons | 0 | 0 | 0 | 0 | 0 | 0 | 0 | 0
CT Fac. Spec. - NOX Rate Winter v.4.10 Final, Unit 1180 and retrofits | 273 | 2270 | Rate Constraint in lbs/MMBtu | FALSE | L | Annual | Net Emissions Allowance Position | Thousand Tons | 0 | 0 | 0 | 0 | 0 | 0 | 0 | 0
CT Fac. Spec. - NOX Rate Winter v.4.10 Final, Unit 1180 and retrofits | 273 | 2270 | Rate Constraint in lbs/MMBtu | FALSE | L | Annual | Fuel Consumed | TBtu | 0 | 0 | 0 | 0 | 0 | 0 | 0 | 0
CT Fac. Spec. - NOX Rate Winter v.4.10 Final, Unit 1180 and retrofits | 273 | 2270 | Rate Constraint in lbs/MMBtu | FALSE | L | Annual | Rate | lb/MMBtu | 0 | 0 | 0 | 0 | 0 | 0 | 0 | 0
CT Fac. Spec. - NOX Rate Winter v.4.10 Final, Unit 1180 and retrofits | 273 | 2270 | Rate Constraint in lbs/MMBtu | FALSE | L | Annual | Generation | TWh | 0 | 0 | 0 | 0 | 0 | 0 | 0 | 0
CT Fac. Spec. - NOX Rate Winter v.4.10 Final, Unit 1180 and retrofits | 273 | 2270 | Rate Constraint in lbs/MMBtu | FALSE | L | Annual | Qualifying Generation | TWh | 0 | 0 | 0 | 0 | 0 | 0 | 0 | 0
CT Fac. Spec. - NOX Rate Winter v.4.10 Final, Unit 1180 and retrofits | 273 | 2270 | Rate Constraint in lbs/MMBtu | FALSE | L | Annual | Rate | lb/MWh | 0 | 0 | 0 | 0 | 0 | 0 | 0 | 0
CT Fac. Spec. - NOX Rate Winter v.4.10 Final, Unit 1180 and retrofits | 273 | 2270 | Rate Constraint in lbs/MMBtu | FALSE | L | Annual | Constraint Shadow Price | US2016$/Ton | 0 | 0 | 0 | 0 | 0 | 0 | 0 | 0
CT Fac. Spec. - NOX Rate Winter v.4.10 Final, Unit 1182 and retrofits | 274 | 2270 | Rate Constraint in lbs/MMBtu | FALSE | L | Annual | Seasons Included | Seasons | Winter, WintShld | Winter, WintShld | Winter, WintShld | Winter, WintShld | Winter, WintShld | Winter, WintShld | Winter, WintShld | Winter, WintShld
CT Fac. Spec. - NOX Rate Winter v.4.10 Final, Unit 1182 and retrofits | 274 | 2270 | Rate Constraint in lbs/MMBtu | FALSE | L | Annual | Standard NOX | lb/MMBtu | 0.15 | 0.15 | 0.15 | 0.15 | 0.15 | 0.15 | 0.15 | 0.15
CT Fac. Spec. - NOX Rate Winter v.4.10 Final, Unit 1182 and retrofits | 274 | 2270 | Rate Constraint in lbs/MMBtu | FALSE | L | Annual | Emissions at Affected Plants NOX | Thousand Tons | 0 | 0 | 0 | 0 | 0 | 0 | 0 | 0
CT Fac. Spec. - NOX Rate Winter v.4.10 Final, Unit 1182 and retrofits | 274 | 2270 | Rate Constraint in lbs/MMBtu | FALSE | L | Annual | Allowances Purchased NOX | Thousand Tons | 0 | 0 | 0 | 0 | 0 | 0 | 0 | 0
CT Fac. Spec. - NOX Rate Winter v.4.10 Final, Unit 1182 and retrofits | 274 | 2270 | Rate Constraint in lbs/MMBtu | FALSE | L | Annual | Allowances Sold NOX | Thousand Tons | 0 | 0 | 0 | 0 | 0 | 0 | 0 | 0
CT Fac. Spec. - NOX Rate Winter v.4.10 Final, Unit 1182 and retrofits | 274 | 2270 | Rate Constraint in lbs/MMBtu | FALSE | L | Annual | Allowances Banked | Thousand Tons | 0 | 0 | 0 | 0 | 0 | 0 | 0 | 0
CT Fac. Spec. - NOX Rate Winter v.4.10 Final, Unit 1182 and retrofits | 274 | 2270 | Rate Constraint in lbs/MMBtu | FALSE | L | Annual | Allowances Withdrawn (1:1) | Thousand Tons | 0 | 0 | 0 | 0 | 0 | 0 | 0 | 0
CT Fac. Spec. - NOX Rate Winter v.4.10 Final, Unit 1182 and retrofits | 274 | 2270 | Rate Constraint in lbs/MMBtu | FALSE | L | Annual | Allowances Withdrawn (n:1) | Thousand Tons | 0 | 0 | 0 | 0 | 0 | 0 | 0 | 0
CT Fac. Spec. - NOX Rate Winter v.4.10 Final, Unit 1182 and retrofits | 274 | 2270 | Rate Constraint in lbs/MMBtu | FALSE | L | Annual | Net Emissions Allowance Position | Thousand Tons | 0 | 0 | 0 | 0 | 0 | 0 | 0 | 0
CT Fac. Spec. - NOX Rate Winter v.4.10 Final, Unit 1182 and retrofits | 274 | 2270 | Rate Constraint in lbs/MMBtu | FALSE | L | Annual | Fuel Consumed | TBtu | 0 | 0 | 0 | 0 | 0 | 0 | 0 | 0
CT Fac. Spec. - NOX Rate Winter v.4.10 Final, Unit 1182 and retrofits | 274 | 2270 | Rate Constraint in lbs/MMBtu | FALSE | L | Annual | Rate | lb/MMBtu | 0 | 0 | 0 | 0 | 0 | 0 | 0 | 0
CT Fac. Spec. - NOX Rate Winter v.4.10 Final, Unit 1182 and retrofits | 274 | 2270 | Rate Constraint in lbs/MMBtu | FALSE | L | Annual | Generation | TWh | 0 | 0 | 0 | 0 | 0 | 0 | 0 | 0
CT Fac. Spec. - NOX Rate Winter v.4.10 Final, Unit 1182 and retrofits | 274 | 2270 | Rate Constraint in lbs/MMBtu | FALSE | L | Annual | Qualifying Generation | TWh | 0 | 0 | 0 | 0 | 0 | 0 | 0 | 0
CT Fac. Spec. - NOX Rate Winter v.4.10 Final, Unit 1182 and retrofits | 274 | 2270 | Rate Constraint in lbs/MMBtu | FALSE | L | Annual | Rate | lb/MWh | 0 | 0 | 0 | 0 | 0 | 0 | 0 | 0
CT Fac. Spec. - NOX Rate Winter v.4.10 Final, Unit 1182 and retrofits | 274 | 2270 | Rate Constraint in lbs/MMBtu | FALSE | L | Annual | Constraint Shadow Price | US2016$/Ton | 0 | 0 | 0 | 0 | 0 | 0 | 0 | 0
CT Fac. Spec. - NOX Rate Winter v.4.10 Final, Unit 1183 and retrofits | 275 | 2270 | Rate Constraint in lbs/MMBtu | FALSE | L | Annual | Seasons Included | Seasons | Winter, WintShld | Winter, WintShld | Winter, WintShld | Winter, WintShld | Winter, WintShld | Winter, WintShld | Winter, WintShld | Winter, WintShld
CT Fac. Spec. - NOX Rate Winter v.4.10 Final, Unit 1183 and retrofits | 275 | 2270 | Rate Constraint in lbs/MMBtu | FALSE | L | Annual | Standard NOX | lb/MMBtu | 0.15 | 0.15 | 0.15 | 0.15 | 0.15 | 0.15 | 0.15 | 0.15
CT Fac. Spec. - NOX Rate Winter v.4.10 Final, Unit 1183 and retrofits | 275 | 2270 | Rate Constraint in lbs/MMBtu | FALSE | L | Annual | Emissions at Affected Plants NOX | Thousand Tons | 0 | 0 | 0 | 0 | 0 | 0 | 0 | 0
CT Fac. Spec. - NOX Rate Winter v.4.10 Final, Unit 1183 and retrofits | 275 | 2270 | Rate Constraint in lbs/MMBtu | FALSE | L | Annual | Allowances Purchased NOX | Thousand Tons | 0 | 0 | 0 | 0 | 0 | 0 | 0 | 0
CT Fac. Spec. - NOX Rate Winter v.4.10 Final, Unit 1183 and retrofits | 275 | 2270 | Rate Constraint in lbs/MMBtu | FALSE | L | Annual | Allowances Sold NOX | Thousand Tons | 0 | 0 | 0 | 0 | 0 | 0 | 0 | 0
CT Fac. Spec. - NOX Rate Winter v.4.10 Final, Unit 1183 and retrofits | 275 | 2270 | Rate Constraint in lbs/MMBtu | FALSE | L | Annual | Allowances Banked | Thousand Tons | 0 | 0 | 0 | 0 | 0 | 0 | 0 | 0
CT Fac. Spec. - NOX Rate Winter v.4.10 Final, Unit 1183 and retrofits | 275 | 2270 | Rate Constraint in lbs/MMBtu | FALSE | L | Annual | Allowances Withdrawn (1:1) | Thousand Tons | 0 | 0 | 0 | 0 | 0 | 0 | 0 | 0
CT Fac. Spec. - NOX Rate Winter v.4.10 Final, Unit 1183 and retrofits | 275 | 2270 | Rate Constraint in lbs/MMBtu | FALSE | L | Annual | Allowances Withdrawn (n:1) | Thousand Tons | 0 | 0 | 0 | 0 | 0 | 0 | 0 | 0
CT Fac. Spec. - NOX Rate Winter v.4.10 Final, Unit 1183 and retrofits | 275 | 2270 | Rate Constraint in lbs/MMBtu | FALSE | L | Annual | Net Emissions Allowance Position | Thousand Tons | 0 | 0 | 0 | 0 | 0 | 0 | 0 | 0
CT Fac. Spec. - NOX Rate Winter v.4.10 Final, Unit 1183 and retrofits | 275 | 2270 | Rate Constraint in lbs/MMBtu | FALSE | L | Annual | Fuel Consumed | TBtu | 0 | 0 | 0 | 0 | 0 | 0 | 0 | 0
CT Fac. Spec. - NOX Rate Winter v.4.10 Final, Unit 1183 and retrofits | 275 | 2270 | Rate Constraint in lbs/MMBtu | FALSE | L | Annual | Rate | lb/MMBtu | 0 | 0 | 0 | 0 | 0 | 0 | 0 | 0
CT Fac. Spec. - NOX Rate Winter v.4.10 Final, Unit 1183 and retrofits | 275 | 2270 | Rate Constraint in lbs/MMBtu | FALSE | L | Annual | Generation | TWh | 0 | 0 | 0 | 0 | 0 | 0 | 0 | 0
CT Fac. Spec. - NOX Rate Winter v.4.10 Final, Unit 1183 and retrofits | 275 | 2270 | Rate Constraint in lbs/MMBtu | FALSE | L | Annual | Qualifying Generation | TWh | 0 | 0 | 0 | 0 | 0 | 0 | 0 | 0
CT Fac. Spec. - NOX Rate Winter v.4.10 Final, Unit 1183 and retrofits | 275 | 2270 | Rate Constraint in lbs/MMBtu | FALSE | L | Annual | Rate | lb/MWh | 0 | 0 | 0 | 0 | 0 | 0 | 0 | 0
CT Fac. Spec. - NOX Rate Winter v.4.10 Final, Unit 1183 and retrofits | 275 | 2270 | Rate Constraint in lbs/MMBtu | FALSE | L | Annual | Constraint Shadow Price | US2016$/Ton | 0 | 0 | 0 | 0 | 0 | 0 | 0 | 0
CT Fac. Spec. - NOX Rate Winter v.4.10 Final, Unit 1184 and retrofits | 276 | 2270 | Rate Constraint in lbs/MMBtu | FALSE | L | Annual | Seasons Included | Seasons | Winter, WintShld | Winter, WintShld | Winter, WintShld | Winter, WintShld | Winter, WintShld | Winter, WintShld | Winter, WintShld | Winter, WintShld
CT Fac. Spec. - NOX Rate Winter v.4.10 Final, Unit 1184 and retrofits | 276 | 2270 | Rate Constraint in lbs/MMBtu | FALSE | L | Annual | Standard NOX | lb/MMBtu | 0.15 | 0.15 | 0.15 | 0.15 | 0.15 | 0.15 | 0.15 | 0.15
CT Fac. Spec. - NOX Rate Winter v.4.10 Final, Unit 1184 and retrofits | 276 | 2270 | Rate Constraint in lbs/MMBtu | FALSE | L | Annual | Emissions at Affected Plants NOX | Thousand Tons | 0 | 0 | 0 | 0 | 0 | 0 | 0 | 0
CT Fac. Spec. - NOX Rate Winter v.4.10 Final, Unit 1184 and retrofits | 276 | 2270 | Rate Constraint in lbs/MMBtu | FALSE | L | Annual | Allowances Purchased NOX | Thousand Tons | 0 | 0 | 0 | 0 | 0 | 0 | 0 | 0
CT Fac. Spec. - NOX Rate Winter v.4.10 Final, Unit 1184 and retrofits | 276 | 2270 | Rate Constraint in lbs/MMBtu | FALSE | L | Annual | Allowances Sold NOX | Thousand Tons | 0 | 0 | 0 | 0 | 0 | 0 | 0 | 0
CT Fac. Spec. - NOX Rate Winter v.4.10 Final, Unit 1184 and retrofits | 276 | 2270 | Rate Constraint in lbs/MMBtu | FALSE | L | Annual | Allowances Banked | Thousand Tons | 0 | 0 | 0 | 0 | 0 | 0 | 0 | 0
CT Fac. Spec. - NOX Rate Winter v.4.10 Final, Unit 1184 and retrofits | 276 | 2270 | Rate Constraint in lbs/MMBtu | FALSE | L | Annual | Allowances Withdrawn (1:1) | Thousand Tons | 0 | 0 | 0 | 0 | 0 | 0 | 0 | 0
CT Fac. Spec. - NOX Rate Winter v.4.10 Final, Unit 1184 and retrofits | 276 | 2270 | Rate Constraint in lbs/MMBtu | FALSE | L | Annual | Allowances Withdrawn (n:1) | Thousand Tons | 0 | 0 | 0 | 0 | 0 | 0 | 0 | 0
CT Fac. Spec. - NOX Rate Winter v.4.10 Final, Unit 1184 and retrofits | 276 | 2270 | Rate Constraint in lbs/MMBtu | FALSE | L | Annual | Net Emissions Allowance Position | Thousand Tons | 0 | 0 | 0 | 0 | 0 | 0 | 0 | 0
CT Fac. Spec. - NOX Rate Winter v.4.10 Final, Unit 1184 and retrofits | 276 | 2270 | Rate Constraint in lbs/MMBtu | FALSE | L | Annual | Fuel Consumed | TBtu | 0 | 0 | 0 | 0 | 0 | 0 | 0 | 0
CT Fac. Spec. - NOX Rate Winter v.4.10 Final, Unit 1184 and retrofits | 276 | 2270 | Rate Constraint in lbs/MMBtu | FALSE | L | Annual | Rate | lb/MMBtu | 0 | 0 | 0 | 0 | 0 | 0 | 0 | 0
CT Fac. Spec. - NOX Rate Winter v.4.10 Final, Unit 1184 and retrofits | 276 | 2270 | Rate Constraint in lbs/MMBtu | FALSE | L | Annual | Generation | TWh | 0 | 0 | 0 | 0 | 0 | 0 | 0 | 0
CT Fac. Spec. - NOX Rate Winter v.4.10 Final, Unit 1184 and retrofits | 276 | 2270 | Rate Constraint in lbs/MMBtu | FALSE | L | Annual | Qualifying Generation | TWh | 0 | 0 | 0 | 0 | 0 | 0 | 0 | 0
CT Fac. Spec. - NOX Rate Winter v.4.10 Final, Unit 1184 and retrofits | 276 | 2270 | Rate Constraint in lbs/MMBtu | FALSE | L | Annual | Rate | lb/MWh | 0 | 0 | 0 | 0 | 0 | 0 | 0 | 0
CT Fac. Spec. - NOX Rate Winter v.4.10 Final, Unit 1184 and retrofits | 276 | 2270 | Rate Constraint in lbs/MMBtu | FALSE | L | Annual | Constraint Shadow Price | US2016$/Ton | 0 | 0 | 0 | 0 | 0 | 0 | 0 | 0
CT Fac. Spec. - NOX Rate Winter v.4.10 Final, Unit 1185 and retrofits | 277 | 2270 | Rate Constraint in lbs/MMBtu | FALSE | L | Annual | Seasons Included | Seasons | Winter, WintShld | Winter, WintShld | Winter, WintShld | Winter, WintShld | Winter, WintShld | Winter, WintShld | Winter, WintShld | Winter, WintShld
CT Fac. Spec. - NOX Rate Winter v.4.10 Final, Unit 1185 and retrofits | 277 | 2270 | Rate Constraint in lbs/MMBtu | FALSE | L | Annual | Standard NOX | lb/MMBtu | 0.15 | 0.15 | 0.15 | 0.15 | 0.15 | 0.15 | 0.15 | 0.15
CT Fac. Spec. - NOX Rate Winter v.4.10 Final, Unit 1185 and retrofits | 277 | 2270 | Rate Constraint in lbs/MMBtu | FALSE | L | Annual | Emissions at Affected Plants NOX | Thousand Tons | 0 | 0 | 0 | 0 | 0 | 0 | 0 | 0
CT Fac. Spec. - NOX Rate Winter v.4.10 Final, Unit 1185 and retrofits | 277 | 2270 | Rate Constraint in lbs/MMBtu | FALSE | L | Annual | Allowances Purchased NOX | Thousand Tons | 0 | 0 | 0 | 0 | 0 | 0 | 0 | 0
CT Fac. Spec. - NOX Rate Winter v.4.10 Final, Unit 1185 and retrofits | 277 | 2270 | Rate Constraint in lbs/MMBtu | FALSE | L | Annual | Allowances Sold NOX | Thousand Tons | 0 | 0 | 0 | 0 | 0 | 0 | 0 | 0
CT Fac. Spec. - NOX Rate Winter v.4.10 Final, Unit 1185 and retrofits | 277 | 2270 | Rate Constraint in lbs/MMBtu | FALSE | L | Annual | Allowances Banked | Thousand Tons | 0 | 0 | 0 | 0 | 0 | 0 | 0 | 0
CT Fac. Spec. - NOX Rate Winter v.4.10 Final, Unit 1185 and retrofits | 277 | 2270 | Rate Constraint in lbs/MMBtu | FALSE | L | Annual | Allowances Withdrawn (1:1) | Thousand Tons | 0 | 0 | 0 | 0 | 0 | 0 | 0 | 0
CT Fac. Spec. - NOX Rate Winter v.4.10 Final, Unit 1185 and retrofits | 277 | 2270 | Rate Constraint in lbs/MMBtu | FALSE | L | Annual | Allowances Withdrawn (n:1) | Thousand Tons | 0 | 0 | 0 | 0 | 0 | 0 | 0 | 0
CT Fac. Spec. - NOX Rate Winter v.4.10 Final, Unit 1185 and retrofits | 277 | 2270 | Rate Constraint in lbs/MMBtu | FALSE | L | Annual | Net Emissions Allowance Position | Thousand Tons | 0 | 0 | 0 | 0 | 0 | 0 | 0 | 0
CT Fac. Spec. - NOX Rate Winter v.4.10 Final, Unit 1185 and retrofits | 277 | 2270 | Rate Constraint in lbs/MMBtu | FALSE | L | Annual | Fuel Consumed | TBtu | 0 | 0 | 0 | 0 | 0 | 0 | 0 | 0
CT Fac. Spec. - NOX Rate Winter v.4.10 Final, Unit 1185 and retrofits | 277 | 2270 | Rate Constraint in lbs/MMBtu | FALSE | L | Annual | Rate | lb/MMBtu | 0 | 0 | 0 | 0 | 0 | 0 | 0 | 0
CT Fac. Spec. - NOX Rate Winter v.4.10 Final, Unit 1185 and retrofits | 277 | 2270 | Rate Constraint in lbs/MMBtu | FALSE | L | Annual | Generation | TWh | 0 | 0 | 0 | 0 | 0 | 0 | 0 | 0
CT Fac. Spec. - NOX Rate Winter v.4.10 Final, Unit 1185 and retrofits | 277 | 2270 | Rate Constraint in lbs/MMBtu | FALSE | L | Annual | Qualifying Generation | TWh | 0 | 0 | 0 | 0 | 0 | 0 | 0 | 0
CT Fac. Spec. - NOX Rate Winter v.4.10 Final, Unit 1185 and retrofits | 277 | 2270 | Rate Constraint in lbs/MMBtu | FALSE | L | Annual | Rate | lb/MWh | 0 | 0 | 0 | 0 | 0 | 0 | 0 | 0
CT Fac. Spec. - NOX Rate Winter v.4.10 Final, Unit 1185 and retrofits | 277 | 2270 | Rate Constraint in lbs/MMBtu | FALSE | L | Annual | Constraint Shadow Price | US2016$/Ton | 0 | 0 | 0 | 0 | 0 | 0 | 0 | 0
CT Fac. Spec. - NOX Rate Winter v.4.10 Final, Unit 1186 and retrofits | 278 | 2270 | Rate Constraint in lbs/MMBtu | FALSE | L | Annual | Seasons Included | Seasons | Winter, WintShld | Winter, WintShld | Winter, WintShld | Winter, WintShld | Winter, WintShld | Winter, WintShld | Winter, WintShld | Winter, WintShld
CT Fac. Spec. - NOX Rate Winter v.4.10 Final, Unit 1186 and retrofits | 278 | 2270 | Rate Constraint in lbs/MMBtu | FALSE | L | Annual | Standard NOX | lb/MMBtu | 0.15 | 0.15 | 0.15 | 0.15 | 0.15 | 0.15 | 0.15 | 0.15
CT Fac. Spec. - NOX Rate Winter v.4.10 Final, Unit 1186 and retrofits | 278 | 2270 | Rate Constraint in lbs/MMBtu | FALSE | L | Annual | Emissions at Affected Plants NOX | Thousand Tons | 0 | 0 | 0 | 0 | 0 | 0 | 0 | 0
CT Fac. Spec. - NOX Rate Winter v.4.10 Final, Unit 1186 and retrofits | 278 | 2270 | Rate Constraint in lbs/MMBtu | FALSE | L | Annual | Allowances Purchased NOX | Thousand Tons | 0 | 0 | 0 | 0 | 0 | 0 | 0 | 0
CT Fac. Spec. - NOX Rate Winter v.4.10 Final, Unit 1186 and retrofits | 278 | 2270 | Rate Constraint in lbs/MMBtu | FALSE | L | Annual | Allowances Sold NOX | Thousand Tons | 0 | 0 | 0 | 0 | 0 | 0 | 0 | 0
CT Fac. Spec. - NOX Rate Winter v.4.10 Final, Unit 1186 and retrofits | 278 | 2270 | Rate Constraint in lbs/MMBtu | FALSE | L | Annual | Allowances Banked | Thousand Tons | 0 | 0 | 0 | 0 | 0 | 0 | 0 | 0
CT Fac. Spec. - NOX Rate Winter v.4.10 Final, Unit 1186 and retrofits | 278 | 2270 | Rate Constraint in lbs/MMBtu | FALSE | L | Annual | Allowances Withdrawn (1:1) | Thousand Tons | 0 | 0 | 0 | 0 | 0 | 0 | 0 | 0
CT Fac. Spec. - NOX Rate Winter v.4.10 Final, Unit 1186 and retrofits | 278 | 2270 | Rate Constraint in lbs/MMBtu | FALSE | L | Annual | Allowances Withdrawn (n:1) | Thousand Tons | 0 | 0 | 0 | 0 | 0 | 0 | 0 | 0
CT Fac. Spec. - NOX Rate Winter v.4.10 Final, Unit 1186 and retrofits | 278 | 2270 | Rate Constraint in lbs/MMBtu | FALSE | L | Annual | Net Emissions Allowance Position | Thousand Tons | 0 | 0 | 0 | 0 | 0 | 0 | 0 | 0
CT Fac. Spec. - NOX Rate Winter v.4.10 Final, Unit 1186 and retrofits | 278 | 2270 | Rate Constraint in lbs/MMBtu | FALSE | L | Annual | Fuel Consumed | TBtu | 0 | 0 | 0 | 0 | 0 | 0 | 0 | 0
CT Fac. Spec. - NOX Rate Winter v.4.10 Final, Unit 1186 and retrofits | 278 | 2270 | Rate Constraint in lbs/MMBtu | FALSE | L | Annual | Rate | lb/MMBtu | 0 | 0 | 0 | 0 | 0 | 0 | 0 | 0
CT Fac. Spec. - NOX Rate Winter v.4.10 Final, Unit 1186 and retrofits | 278 | 2270 | Rate Constraint in lbs/MMBtu | FALSE | L | Annual | Generation | TWh | 0 | 0 | 0 | 0 | 0 | 0 | 0 | 0
CT Fac. Spec. - NOX Rate Winter v.4.10 Final, Unit 1186 and retrofits | 278 | 2270 | Rate Constraint in lbs/MMBtu | FALSE | L | Annual | Qualifying Generation | TWh | 0 | 0 | 0 | 0 | 0 | 0 | 0 | 0
CT Fac. Spec. - NOX Rate Winter v.4.10 Final, Unit 1186 and retrofits | 278 | 2270 | Rate Constraint in lbs/MMBtu | FALSE | L | Annual | Rate | lb/MWh | 0 | 0 | 0 | 0 | 0 | 0 | 0 | 0
CT Fac. Spec. - NOX Rate Winter v.4.10 Final, Unit 1186 and retrofits | 278 | 2270 | Rate Constraint in lbs/MMBtu | FALSE | L | Annual | Constraint Shadow Price | US2016$/Ton | 0 | 0 | 0 | 0 | 0 | 0 | 0 | 0
CT Fac. Spec. - NOX Rate Winter v.4.10 Final, Unit 1187 and retrofits | 279 | 2270 | Rate Constraint in lbs/MMBtu | FALSE | L | Annual | Seasons Included | Seasons | Winter, WintShld | Winter, WintShld | Winter, WintShld | Winter, WintShld | Winter, WintShld | Winter, WintShld | Winter, WintShld | Winter, WintShld
CT Fac. Spec. - NOX Rate Winter v.4.10 Final, Unit 1187 and retrofits | 279 | 2270 | Rate Constraint in lbs/MMBtu | FALSE | L | Annual | Standard NOX | lb/MMBtu | 0.15 | 0.15 | 0.15 | 0.15 | 0.15 | 0.15 | 0.15 | 0.15
CT Fac. Spec. - NOX Rate Winter v.4.10 Final, Unit 1187 and retrofits | 279 | 2270 | Rate Constraint in lbs/MMBtu | FALSE | L | Annual | Emissions at Affected Plants NOX | Thousand Tons | 0 | 0 | 0 | 0 | 0 | 0 | 0 | 0
CT Fac. Spec. - NOX Rate Winter v.4.10 Final, Unit 1187 and retrofits | 279 | 2270 | Rate Constraint in lbs/MMBtu | FALSE | L | Annual | Allowances Purchased NOX | Thousand Tons | 0 | 0 | 0 | 0 | 0 | 0 | 0 | 0
CT Fac. Spec. - NOX Rate Winter v.4.10 Final, Unit 1187 and retrofits | 279 | 2270 | Rate Constraint in lbs/MMBtu | FALSE | L | Annual | Allowances Sold NOX | Thousand Tons | 0 | 0 | 0 | 0 | 0 | 0 | 0 | 0
CT Fac. Spec. - NOX Rate Winter v.4.10 Final, Unit 1187 and retrofits | 279 | 2270 | Rate Constraint in lbs/MMBtu | FALSE | L | Annual | Allowances Banked | Thousand Tons | 0 | 0 | 0 | 0 | 0 | 0 | 0 | 0
CT Fac. Spec. - NOX Rate Winter v.4.10 Final, Unit 1187 and retrofits | 279 | 2270 | Rate Constraint in lbs/MMBtu | FALSE | L | Annual | Allowances Withdrawn (1:1) | Thousand Tons | 0 | 0 | 0 | 0 | 0 | 0 | 0 | 0
CT Fac. Spec. - NOX Rate Winter v.4.10 Final, Unit 1187 and retrofits | 279 | 2270 | Rate Constraint in lbs/MMBtu | FALSE | L | Annual | Allowances Withdrawn (n:1) | Thousand Tons | 0 | 0 | 0 | 0 | 0 | 0 | 0 | 0
CT Fac. Spec. - NOX Rate Winter v.4.10 Final, Unit 1187 and retrofits | 279 | 2270 | Rate Constraint in lbs/MMBtu | FALSE | L | Annual | Net Emissions Allowance Position | Thousand Tons | 0 | 0 | 0 | 0 | 0 | 0 | 0 | 0
CT Fac. Spec. - NOX Rate Winter v.4.10 Final, Unit 1187 and retrofits | 279 | 2270 | Rate Constraint in lbs/MMBtu | FALSE | L | Annual | Fuel Consumed | TBtu | 0 | 0 | 0 | 0 | 0 | 0 | 0 | 0
CT Fac. Spec. - NOX Rate Winter v.4.10 Final, Unit 1187 and retrofits | 279 | 2270 | Rate Constraint in lbs/MMBtu | FALSE | L | Annual | Rate | lb/MMBtu | 0 | 0 | 0 | 0 | 0 | 0 | 0 | 0
CT Fac. Spec. - NOX Rate Winter v.4.10 Final, Unit 1187 and retrofits | 279 | 2270 | Rate Constraint in lbs/MMBtu | FALSE | L | Annual | Generation | TWh | 0 | 0 | 0 | 0 | 0 | 0 | 0 | 0
CT Fac. Spec. - NOX Rate Winter v.4.10 Final, Unit 1187 and retrofits | 279 | 2270 | Rate Constraint in lbs/MMBtu | FALSE | L | Annual | Qualifying Generation | TWh | 0 | 0 | 0 | 0 | 0 | 0 | 0 | 0
CT Fac. Spec. - NOX Rate Winter v.4.10 Final, Unit 1187 and retrofits | 279 | 2270 | Rate Constraint in lbs/MMBtu | FALSE | L | Annual | Rate | lb/MWh | 0 | 0 | 0 | 0 | 0 | 0 | 0 | 0
CT Fac. Spec. - NOX Rate Winter v.4.10 Final, Unit 1187 and retrofits | 279 | 2270 | Rate Constraint in lbs/MMBtu | FALSE | L | Annual | Constraint Shadow Price | US2016$/Ton | 0 | 0 | 0 | 0 | 0 | 0 | 0 | 0
CT Fac. Spec. - NOX Rate Winter v.4.10 Final, Unit 1188 and retrofits | 280 | 2270 | Rate Constraint in lbs/MMBtu | FALSE | L | Annual | Seasons Included | Seasons | Winter, WintShld | Winter, WintShld | Winter, WintShld | Winter, WintShld | Winter, WintShld | Winter, WintShld | Winter, WintShld | Winter, WintShld
CT Fac. Spec. - NOX Rate Winter v.4.10 Final, Unit 1188 and retrofits | 280 | 2270 | Rate Constraint in lbs/MMBtu | FALSE | L | Annual | Standard NOX | lb/MMBtu | 0.15 | 0.15 | 0.15 | 0.15 | 0.15 | 0.15 | 0.15 | 0.15
CT Fac. Spec. - NOX Rate Winter v.4.10 Final, Unit 1188 and retrofits | 280 | 2270 | Rate Constraint in lbs/MMBtu | FALSE | L | Annual | Emissions at Affected Plants NOX | Thousand Tons | 0 | 0 | 0 | 0 | 0 | 0 | 0 | 0
CT Fac. Spec. - NOX Rate Winter v.4.10 Final, Unit 1188 and retrofits | 280 | 2270 | Rate Constraint in lbs/MMBtu | FALSE | L | Annual | Allowances Purchased NOX | Thousand Tons | 0 | 0 | 0 | 0 | 0 | 0 | 0 | 0
CT Fac. Spec. - NOX Rate Winter v.4.10 Final, Unit 1188 and retrofits | 280 | 2270 | Rate Constraint in lbs/MMBtu | FALSE | L | Annual | Allowances Sold NOX | Thousand Tons | 0 | 0 | 0 | 0 | 0 | 0 | 0 | 0
CT Fac. Spec. - NOX Rate Winter v.4.10 Final, Unit 1188 and retrofits | 280 | 2270 | Rate Constraint in lbs/MMBtu | FALSE | L | Annual | Allowances Banked | Thousand Tons | 0 | 0 | 0 | 0 | 0 | 0 | 0 | 0
CT Fac. Spec. - NOX Rate Winter v.4.10 Final, Unit 1188 and retrofits | 280 | 2270 | Rate Constraint in lbs/MMBtu | FALSE | L | Annual | Allowances Withdrawn (1:1) | Thousand Tons | 0 | 0 | 0 | 0 | 0 | 0 | 0 | 0
CT Fac. Spec. - NOX Rate Winter v.4.10 Final, Unit 1188 and retrofits | 280 | 2270 | Rate Constraint in lbs/MMBtu | FALSE | L | Annual | Allowances Withdrawn (n:1) | Thousand Tons | 0 | 0 | 0 | 0 | 0 | 0 | 0 | 0
CT Fac. Spec. - NOX Rate Winter v.4.10 Final, Unit 1188 and retrofits | 280 | 2270 | Rate Constraint in lbs/MMBtu | FALSE | L | Annual | Net Emissions Allowance Position | Thousand Tons | 0 | 0 | 0 | 0 | 0 | 0 | 0 | 0
CT Fac. Spec. - NOX Rate Winter v.4.10 Final, Unit 1188 and retrofits | 280 | 2270 | Rate Constraint in lbs/MMBtu | FALSE | L | Annual | Fuel Consumed | TBtu | 0 | 0 | 0 | 0 | 0 | 0 | 0 | 0
CT Fac. Spec. - NOX Rate Winter v.4.10 Final, Unit 1188 and retrofits | 280 | 2270 | Rate Constraint in lbs/MMBtu | FALSE | L | Annual | Rate | lb/MMBtu | 0 | 0 | 0 | 0 | 0 | 0 | 0 | 0
CT Fac. Spec. - NOX Rate Winter v.4.10 Final, Unit 1188 and retrofits | 280 | 2270 | Rate Constraint in lbs/MMBtu | FALSE | L | Annual | Generation | TWh | 0 | 0 | 0 | 0 | 0 | 0 | 0 | 0
CT Fac. Spec. - NOX Rate Winter v.4.10 Final, Unit 1188 and retrofits | 280 | 2270 | Rate Constraint in lbs/MMBtu | FALSE | L | Annual | Qualifying Generation | TWh | 0 | 0 | 0 | 0 | 0 | 0 | 0 | 0
CT Fac. Spec. - NOX Rate Winter v.4.10 Final, Unit 1188 and retrofits | 280 | 2270 | Rate Constraint in lbs/MMBtu | FALSE | L | Annual | Rate | lb/MWh | 0 | 0 | 0 | 0 | 0 | 0 | 0 | 0
CT Fac. Spec. - NOX Rate Winter v.4.10 Final, Unit 1188 and retrofits | 280 | 2270 | Rate Constraint in lbs/MMBtu | FALSE | L | Annual | Constraint Shadow Price | US2016$/Ton | 0 | 0 | 0 | 0 | 0 | 0 | 0 | 0
CT Fac. Spec. - NOX Rate Winter v.4.10 Final, Unit 1189 and retrofits | 281 | 2270 | Rate Constraint in lbs/MMBtu | FALSE | L | Annual | Seasons Included | Seasons | Winter, WintShld | Winter, WintShld | Winter, WintShld | Winter, WintShld | Winter, WintShld | Winter, WintShld | Winter, WintShld | Winter, WintShld
CT Fac. Spec. - NOX Rate Winter v.4.10 Final, Unit 1189 and retrofits | 281 | 2270 | Rate Constraint in lbs/MMBtu | FALSE | L | Annual | Standard NOX | lb/MMBtu | 0.15 | 0.15 | 0.15 | 0.15 | 0.15 | 0.15 | 0.15 | 0.15
CT Fac. Spec. - NOX Rate Winter v.4.10 Final, Unit 1189 and retrofits | 281 | 2270 | Rate Constraint in lbs/MMBtu | FALSE | L | Annual | Emissions at Affected Plants NOX | Thousand Tons | 0 | 0 | 0 | 0 | 0 | 0 | 0 | 0
CT Fac. Spec. - NOX Rate Winter v.4.10 Final, Unit 1189 and retrofits | 281 | 2270 | Rate Constraint in lbs/MMBtu | FALSE | L | Annual | Allowances Purchased NOX | Thousand Tons | 0 | 0 | 0 | 0 | 0 | 0 | 0 | 0
CT Fac. Spec. - NOX Rate Winter v.4.10 Final, Unit 1189 and retrofits | 281 | 2270 | Rate Constraint in lbs/MMBtu | FALSE | L | Annual | Allowances Sold NOX | Thousand Tons | 0 | 0 | 0 | 0 | 0 | 0 | 0 | 0
CT Fac. Spec. - NOX Rate Winter v.4.10 Final, Unit 1189 and retrofits | 281 | 2270 | Rate Constraint in lbs/MMBtu | FALSE | L | Annual | Allowances Banked | Thousand Tons | 0 | 0 | 0 | 0 | 0 | 0 | 0 | 0
CT Fac. Spec. - NOX Rate Winter v.4.10 Final, Unit 1189 and retrofits | 281 | 2270 | Rate Constraint in lbs/MMBtu | FALSE | L | Annual | Allowances Withdrawn (1:1) | Thousand Tons | 0 | 0 | 0 | 0 | 0 | 0 | 0 | 0
CT Fac. Spec. - NOX Rate Winter v.4.10 Final, Unit 1189 and retrofits | 281 | 2270 | Rate Constraint in lbs/MMBtu | FALSE | L | Annual | Allowances Withdrawn (n:1) | Thousand Tons | 0 | 0 | 0 | 0 | 0 | 0 | 0 | 0
CT Fac. Spec. - NOX Rate Winter v.4.10 Final, Unit 1189 and retrofits | 281 | 2270 | Rate Constraint in lbs/MMBtu | FALSE | L | Annual | Net Emissions Allowance Position | Thousand Tons | 0 | 0 | 0 | 0 | 0 | 0 | 0 | 0
CT Fac. Spec. - NOX Rate Winter v.4.10 Final, Unit 1189 and retrofits | 281 | 2270 | Rate Constraint in lbs/MMBtu | FALSE | L | Annual | Fuel Consumed | TBtu | 0 | 0 | 0 | 0 | 0 | 0 | 0 | 0
CT Fac. Spec. - NOX Rate Winter v.4.10 Final, Unit 1189 and retrofits | 281 | 2270 | Rate Constraint in lbs/MMBtu | FALSE | L | Annual | Rate | lb/MMBtu | 0 | 0 | 0 | 0 | 0 | 0 | 0 | 0
CT Fac. Spec. - NOX Rate Winter v.4.10 Final, Unit 1189 and retrofits | 281 | 2270 | Rate Constraint in lbs/MMBtu | FALSE | L | Annual | Generation | TWh | 0 | 0 | 0 | 0 | 0 | 0 | 0 | 0
CT Fac. Spec. - NOX Rate Winter v.4.10 Final, Unit 1189 and retrofits | 281 | 2270 | Rate Constraint in lbs/MMBtu | FALSE | L | Annual | Qualifying Generation | TWh | 0 | 0 | 0 | 0 | 0 | 0 | 0 | 0
CT Fac. Spec. - NOX Rate Winter v.4.10 Final, Unit 1189 and retrofits | 281 | 2270 | Rate Constraint in lbs/MMBtu | FALSE | L | Annual | Rate | lb/MWh | 0 | 0 | 0 | 0 | 0 | 0 | 0 | 0
CT Fac. Spec. - NOX Rate Winter v.4.10 Final, Unit 1189 and retrofits | 281 | 2270 | Rate Constraint in lbs/MMBtu | FALSE | L | Annual | Constraint Shadow Price | US2016$/Ton | 0 | 0 | 0 | 0 | 0 | 0 | 0 | 0
CT Fac. Spec. - NOX Rate Winter v.4.10 Final, Unit 1190 and retrofits | 282 | 2270 | Rate Constraint in lbs/MMBtu | FALSE | L | Annual | Seasons Included | Seasons | Winter, WintShld | Winter, WintShld | Winter, WintShld | Winter, WintShld | Winter, WintShld | Winter, WintShld | Winter, WintShld | Winter, WintShld
CT Fac. Spec. - NOX Rate Winter v.4.10 Final, Unit 1190 and retrofits | 282 | 2270 | Rate Constraint in lbs/MMBtu | FALSE | L | Annual | Standard NOX | lb/MMBtu | 0.15 | 0.15 | 0.15 | 0.15 | 0.15 | 0.15 | 0.15 | 0.15
CT Fac. Spec. - NOX Rate Winter v.4.10 Final, Unit 1190 and retrofits | 282 | 2270 | Rate Constraint in lbs/MMBtu | FALSE | L | Annual | Emissions at Affected Plants NOX | Thousand Tons | 0 | 0 | 0 | 0 | 0 | 0 | 0 | 0
CT Fac. Spec. - NOX Rate Winter v.4.10 Final, Unit 1190 and retrofits | 282 | 2270 | Rate Constraint in lbs/MMBtu | FALSE | L | Annual | Allowances Purchased NOX | Thousand Tons | 0 | 0 | 0 | 0 | 0 | 0 | 0 | 0
CT Fac. Spec. - NOX Rate Winter v.4.10 Final, Unit 1190 and retrofits | 282 | 2270 | Rate Constraint in lbs/MMBtu | FALSE | L | Annual | Allowances Sold NOX | Thousand Tons | 0 | 0 | 0 | 0 | 0 | 0 | 0 | 0
CT Fac. Spec. - NOX Rate Winter v.4.10 Final, Unit 1190 and retrofits | 282 | 2270 | Rate Constraint in lbs/MMBtu | FALSE | L | Annual | Allowances Banked | Thousand Tons | 0 | 0 | 0 | 0 | 0 | 0 | 0 | 0
CT Fac. Spec. - NOX Rate Winter v.4.10 Final, Unit 1190 and retrofits | 282 | 2270 | Rate Constraint in lbs/MMBtu | FALSE | L | Annual | Allowances Withdrawn (1:1) | Thousand Tons | 0 | 0 | 0 | 0 | 0 | 0 | 0 | 0
CT Fac. Spec. - NOX Rate Winter v.4.10 Final, Unit 1190 and retrofits | 282 | 2270 | Rate Constraint in lbs/MMBtu | FALSE | L | Annual | Allowances Withdrawn (n:1) | Thousand Tons | 0 | 0 | 0 | 0 | 0 | 0 | 0 | 0
CT Fac. Spec. - NOX Rate Winter v.4.10 Final, Unit 1190 and retrofits | 282 | 2270 | Rate Constraint in lbs/MMBtu | FALSE | L | Annual | Net Emissions Allowance Position | Thousand Tons | 0 | 0 | 0 | 0 | 0 | 0 | 0 | 0
CT Fac. Spec. - NOX Rate Winter v.4.10 Final, Unit 1190 and retrofits | 282 | 2270 | Rate Constraint in lbs/MMBtu | FALSE | L | Annual | Fuel Consumed | TBtu | 0 | 0 | 0 | 0 | 0 | 0 | 0 | 0
CT Fac. Spec. - NOX Rate Winter v.4.10 Final, Unit 1190 and retrofits | 282 | 2270 | Rate Constraint in lbs/MMBtu | FALSE | L | Annual | Rate | lb/MMBtu | 0 | 0 | 0 | 0 | 0 | 0 | 0 | 0
CT Fac. Spec. - NOX Rate Winter v.4.10 Final, Unit 1190 and retrofits | 282 | 2270 | Rate Constraint in lbs/MMBtu | FALSE | L | Annual | Generation | TWh | 0 | 0 | 0 | 0 | 0 | 0 | 0 | 0
CT Fac. Spec. - NOX Rate Winter v.4.10 Final, Unit 1190 and retrofits | 282 | 2270 | Rate Constraint in lbs/MMBtu | FALSE | L | Annual | Qualifying Generation | TWh | 0 | 0 | 0 | 0 | 0 | 0 | 0 | 0
CT Fac. Spec. - NOX Rate Winter v.4.10 Final, Unit 1190 and retrofits | 282 | 2270 | Rate Constraint in lbs/MMBtu | FALSE | L | Annual | Rate | lb/MWh | 0 | 0 | 0 | 0 | 0 | 0 | 0 | 0
CT Fac. Spec. - NOX Rate Winter v.4.10 Final, Unit 1190 and retrofits | 282 | 2270 | Rate Constraint in lbs/MMBtu | FALSE | L | Annual | Constraint Shadow Price | US2016$/Ton | 0 | 0 | 0 | 0 | 0 | 0 | 0 | 0
CT Fac. Spec. - NOX Rate Winter v.4.10 Final, Unit 1191 and retrofits | 283 | 2270 | Rate Constraint in lbs/MMBtu | FALSE | L | Annual | Seasons Included | Seasons | Winter, WintShld | Winter, WintShld | Winter, WintShld | Winter, WintShld | Winter, WintShld | Winter, WintShld | Winter, WintShld | Winter, WintShld
CT Fac. Spec. - NOX Rate Winter v.4.10 Final, Unit 1191 and retrofits | 283 | 2270 | Rate Constraint in lbs/MMBtu | FALSE | L | Annual | Standard NOX | lb/MMBtu | 0.15 | 0.15 | 0.15 | 0.15 | 0.15 | 0.15 | 0.15 | 0.15
CT Fac. Spec. - NOX Rate Winter v.4.10 Final, Unit 1191 and retrofits | 283 | 2270 | Rate Constraint in lbs/MMBtu | FALSE | L | Annual | Emissions at Affected Plants NOX | Thousand Tons | 0 | 0 | 0 | 0 | 0 | 0 | 0 | 0
CT Fac. Spec. - NOX Rate Winter v.4.10 Final, Unit 1191 and retrofits | 283 | 2270 | Rate Constraint in lbs/MMBtu | FALSE | L | Annual | Allowances Purchased NOX | Thousand Tons | 0 | 0 | 0 | 0 | 0 | 0 | 0 | 0
CT Fac. Spec. - NOX Rate Winter v.4.10 Final, Unit 1191 and retrofits | 283 | 2270 | Rate Constraint in lbs/MMBtu | FALSE | L | Annual | Allowances Sold NOX | Thousand Tons | 0 | 0 | 0 | 0 | 0 | 0 | 0 | 0
CT Fac. Spec. - NOX Rate Winter v.4.10 Final, Unit 1191 and retrofits | 283 | 2270 | Rate Constraint in lbs/MMBtu | FALSE | L | Annual | Allowances Banked | Thousand Tons | 0 | 0 | 0 | 0 | 0 | 0 | 0 | 0
CT Fac. Spec. - NOX Rate Winter v.4.10 Final, Unit 1191 and retrofits | 283 | 2270 | Rate Constraint in lbs/MMBtu | FALSE | L | Annual | Allowances Withdrawn (1:1) | Thousand Tons | 0 | 0 | 0 | 0 | 0 | 0 | 0 | 0
CT Fac. Spec. - NOX Rate Winter v.4.10 Final, Unit 1191 and retrofits | 283 | 2270 | Rate Constraint in lbs/MMBtu | FALSE | L | Annual | Allowances Withdrawn (n:1) | Thousand Tons | 0 | 0 | 0 | 0 | 0 | 0 | 0 | 0
CT Fac. Spec. - NOX Rate Winter v.4.10 Final, Unit 1191 and retrofits | 283 | 2270 | Rate Constraint in lbs/MMBtu | FALSE | L | Annual | Net Emissions Allowance Position | Thousand Tons | 0 | 0 | 0 | 0 | 0 | 0 | 0 | 0
CT Fac. Spec. - NOX Rate Winter v.4.10 Final, Unit 1191 and retrofits | 283 | 2270 | Rate Constraint in lbs/MMBtu | FALSE | L | Annual | Fuel Consumed | TBtu | 0 | 0 | 0 | 0 | 0 | 0 | 0 | 0
CT Fac. Spec. - NOX Rate Winter v.4.10 Final, Unit 1191 and retrofits | 283 | 2270 | Rate Constraint in lbs/MMBtu | FALSE | L | Annual | Rate | lb/MMBtu | 0 | 0 | 0 | 0 | 0 | 0 | 0 | 0
CT Fac. Spec. - NOX Rate Winter v.4.10 Final, Unit 1191 and retrofits | 283 | 2270 | Rate Constraint in lbs/MMBtu | FALSE | L | Annual | Generation | TWh | 0 | 0 | 0 | 0 | 0 | 0 | 0 | 0
CT Fac. Spec. - NOX Rate Winter v.4.10 Final, Unit 1191 and retrofits | 283 | 2270 | Rate Constraint in lbs/MMBtu | FALSE | L | Annual | Qualifying Generation | TWh | 0 | 0 | 0 | 0 | 0 | 0 | 0 | 0
CT Fac. Spec. - NOX Rate Winter v.4.10 Final, Unit 1191 and retrofits | 283 | 2270 | Rate Constraint in lbs/MMBtu | FALSE | L | Annual | Rate | lb/MWh | 0 | 0 | 0 | 0 | 0 | 0 | 0 | 0
CT Fac. Spec. - NOX Rate Winter v.4.10 Final, Unit 1191 and retrofits | 283 | 2270 | Rate Constraint in lbs/MMBtu | FALSE | L | Annual | Constraint Shadow Price | US2016$/Ton | 0 | 0 | 0 | 0 | 0 | 0 | 0 | 0
CT Fac. Spec. - NOX Rate Winter v.4.10 Final, Unit 1192 and retrofits | 284 | 2270 | Rate Constraint in lbs/MMBtu | FALSE | L | Annual | Seasons Included | Seasons | Winter, WintShld | Winter, WintShld | Winter, WintShld | Winter, WintShld | Winter, WintShld | Winter, WintShld | Winter, WintShld | Winter, WintShld
CT Fac. Spec. - NOX Rate Winter v.4.10 Final, Unit 1192 and retrofits | 284 | 2270 | Rate Constraint in lbs/MMBtu | FALSE | L | Annual | Standard NOX | lb/MMBtu | 0.15 | 0.15 | 0.15 | 0.15 | 0.15 | 0.15 | 0.15 | 0.15
CT Fac. Spec. - NOX Rate Winter v.4.10 Final, Unit 1192 and retrofits | 284 | 2270 | Rate Constraint in lbs/MMBtu | FALSE | L | Annual | Emissions at Affected Plants NOX | Thousand Tons | 0 | 0 | 0 | 0 | 0 | 0 | 0 | 0
CT Fac. Spec. - NOX Rate Winter v.4.10 Final, Unit 1192 and retrofits | 284 | 2270 | Rate Constraint in lbs/MMBtu | FALSE | L | Annual | Allowances Purchased NOX | Thousand Tons | 0 | 0 | 0 | 0 | 0 | 0 | 0 | 0
CT Fac. Spec. - NOX Rate Winter v.4.10 Final, Unit 1192 and retrofits | 284 | 2270 | Rate Constraint in lbs/MMBtu | FALSE | L | Annual | Allowances Sold NOX | Thousand Tons | 0 | 0 | 0 | 0 | 0 | 0 | 0 | 0
CT Fac. Spec. - NOX Rate Winter v.4.10 Final, Unit 1192 and retrofits | 284 | 2270 | Rate Constraint in lbs/MMBtu | FALSE | L | Annual | Allowances Banked | Thousand Tons | 0 | 0 | 0 | 0 | 0 | 0 | 0 | 0
CT Fac. Spec. - NOX Rate Winter v.4.10 Final, Unit 1192 and retrofits | 284 | 2270 | Rate Constraint in lbs/MMBtu | FALSE | L | Annual | Allowances Withdrawn (1:1) | Thousand Tons | 0 | 0 | 0 | 0 | 0 | 0 | 0 | 0
CT Fac. Spec. - NOX Rate Winter v.4.10 Final, Unit 1192 and retrofits | 284 | 2270 | Rate Constraint in lbs/MMBtu | FALSE | L | Annual | Allowances Withdrawn (n:1) | Thousand Tons | 0 | 0 | 0 | 0 | 0 | 0 | 0 | 0
CT Fac. Spec. - NOX Rate Winter v.4.10 Final, Unit 1192 and retrofits | 284 | 2270 | Rate Constraint in lbs/MMBtu | FALSE | L | Annual | Net Emissions Allowance Position | Thousand Tons | 0 | 0 | 0 | 0 | 0 | 0 | 0 | 0
CT Fac. Spec. - NOX Rate Winter v.4.10 Final, Unit 1192 and retrofits | 284 | 2270 | Rate Constraint in lbs/MMBtu | FALSE | L | Annual | Fuel Consumed | TBtu | 0 | 0 | 0 | 0 | 0 | 0 | 0 | 0
CT Fac. Spec. - NOX Rate Winter v.4.10 Final, Unit 1192 and retrofits | 284 | 2270 | Rate Constraint in lbs/MMBtu | FALSE | L | Annual | Rate | lb/MMBtu | 0 | 0 | 0 | 0 | 0 | 0 | 0 | 0
CT Fac. Spec. - NOX Rate Winter v.4.10 Final, Unit 1192 and retrofits | 284 | 2270 | Rate Constraint in lbs/MMBtu | FALSE | L | Annual | Generation | TWh | 0 | 0 | 0 | 0 | 0 | 0 | 0 | 0
CT Fac. Spec. - NOX Rate Winter v.4.10 Final, Unit 1192 and retrofits | 284 | 2270 | Rate Constraint in lbs/MMBtu | FALSE | L | Annual | Qualifying Generation | TWh | 0 | 0 | 0 | 0 | 0 | 0 | 0 | 0
CT Fac. Spec. - NOX Rate Winter v.4.10 Final, Unit 1192 and retrofits | 284 | 2270 | Rate Constraint in lbs/MMBtu | FALSE | L | Annual | Rate | lb/MWh | 0 | 0 | 0 | 0 | 0 | 0 | 0 | 0
CT Fac. Spec. - NOX Rate Winter v.4.10 Final, Unit 1192 and retrofits | 284 | 2270 | Rate Constraint in lbs/MMBtu | FALSE | L | Annual | Constraint Shadow Price | US2016$/Ton | 0 | 0 | 0 | 0 | 0 | 0 | 0 | 0
CT Fac. Spec. - NOX Rate Winter v.4.10 Final, Unit 1193 and retrofits | 285 | 2270 | Rate Constraint in lbs/MMBtu | FALSE | L | Annual | Seasons Included | Seasons | Winter, WintShld | Winter, WintShld | Winter, WintShld | Winter, WintShld | Winter, WintShld | Winter, WintShld | Winter, WintShld | Winter, WintShld
CT Fac. Spec. - NOX Rate Winter v.4.10 Final, Unit 1193 and retrofits | 285 | 2270 | Rate Constraint in lbs/MMBtu | FALSE | L | Annual | Standard NOX | lb/MMBtu | 0.15 | 0.15 | 0.15 | 0.15 | 0.15 | 0.15 | 0.15 | 0.15
CT Fac. Spec. - NOX Rate Winter v.4.10 Final, Unit 1193 and retrofits | 285 | 2270 | Rate Constraint in lbs/MMBtu | FALSE | L | Annual | Emissions at Affected Plants NOX | Thousand Tons | 0 | 0 | 0 | 0 | 0 | 0 | 0 | 0
CT Fac. Spec. - NOX Rate Winter v.4.10 Final, Unit 1193 and retrofits | 285 | 2270 | Rate Constraint in lbs/MMBtu | FALSE | L | Annual | Allowances Purchased NOX | Thousand Tons | 0 | 0 | 0 | 0 | 0 | 0 | 0 | 0
CT Fac. Spec. - NOX Rate Winter v.4.10 Final, Unit 1193 and retrofits | 285 | 2270 | Rate Constraint in lbs/MMBtu | FALSE | L | Annual | Allowances Sold NOX | Thousand Tons | 0 | 0 | 0 | 0 | 0 | 0 | 0 | 0
CT Fac. Spec. - NOX Rate Winter v.4.10 Final, Unit 1193 and retrofits | 285 | 2270 | Rate Constraint in lbs/MMBtu | FALSE | L | Annual | Allowances Banked | Thousand Tons | 0 | 0 | 0 | 0 | 0 | 0 | 0 | 0
CT Fac. Spec. - NOX Rate Winter v.4.10 Final, Unit 1193 and retrofits | 285 | 2270 | Rate Constraint in lbs/MMBtu | FALSE | L | Annual | Allowances Withdrawn (1:1) | Thousand Tons | 0 | 0 | 0 | 0 | 0 | 0 | 0 | 0
CT Fac. Spec. - NOX Rate Winter v.4.10 Final, Unit 1193 and retrofits | 285 | 2270 | Rate Constraint in lbs/MMBtu | FALSE | L | Annual | Allowances Withdrawn (n:1) | Thousand Tons | 0 | 0 | 0 | 0 | 0 | 0 | 0 | 0
CT Fac. Spec. - NOX Rate Winter v.4.10 Final, Unit 1193 and retrofits | 285 | 2270 | Rate Constraint in lbs/MMBtu | FALSE | L | Annual | Net Emissions Allowance Position | Thousand Tons | 0 | 0 | 0 | 0 | 0 | 0 | 0 | 0
CT Fac. Spec. - NOX Rate Winter v.4.10 Final, Unit 1193 and retrofits | 285 | 2270 | Rate Constraint in lbs/MMBtu | FALSE | L | Annual | Fuel Consumed | TBtu | 0 | 0 | 0 | 0 | 0 | 0 | 0 | 0
CT Fac. Spec. - NOX Rate Winter v.4.10 Final, Unit 1193 and retrofits | 285 | 2270 | Rate Constraint in lbs/MMBtu | FALSE | L | Annual | Rate | lb/MMBtu | 0 | 0 | 0 | 0 | 0 | 0 | 0 | 0
CT Fac. Spec. - NOX Rate Winter v.4.10 Final, Unit 1193 and retrofits | 285 | 2270 | Rate Constraint in lbs/MMBtu | FALSE | L | Annual | Generation | TWh | 0 | 0 | 0 | 0 | 0 | 0 | 0 | 0
CT Fac. Spec. - NOX Rate Winter v.4.10 Final, Unit 1193 and retrofits | 285 | 2270 | Rate Constraint in lbs/MMBtu | FALSE | L | Annual | Qualifying Generation | TWh | 0 | 0 | 0 | 0 | 0 | 0 | 0 | 0
CT Fac. Spec. - NOX Rate Winter v.4.10 Final, Unit 1193 and retrofits | 285 | 2270 | Rate Constraint in lbs/MMBtu | FALSE | L | Annual | Rate | lb/MWh | 0 | 0 | 0 | 0 | 0 | 0 | 0 | 0
CT Fac. Spec. - NOX Rate Winter v.4.10 Final, Unit 1193 and retrofits | 285 | 2270 | Rate Constraint in lbs/MMBtu | FALSE | L | Annual | Constraint Shadow Price | US2016$/Ton | 0 | 0 | 0 | 0 | 0 | 0 | 0 | 0
CT Fac. Spec. - NOX Rate Winter v.4.10 Final, Unit 1194 and retrofits | 286 | 2270 | Rate Constraint in lbs/MMBtu | FALSE | L | Annual | Seasons Included | Seasons | Winter, WintShld | Winter, WintShld | Winter, WintShld | Winter, WintShld | Winter, WintShld | Winter, WintShld | Winter, WintShld | Winter, WintShld
CT Fac. Spec. - NOX Rate Winter v.4.10 Final, Unit 1194 and retrofits | 286 | 2270 | Rate Constraint in lbs/MMBtu | FALSE | L | Annual | Standard NOX | lb/MMBtu | 0.15 | 0.15 | 0.15 | 0.15 | 0.15 | 0.15 | 0.15 | 0.15
CT Fac. Spec. - NOX Rate Winter v.4.10 Final, Unit 1194 and retrofits | 286 | 2270 | Rate Constraint in lbs/MMBtu | FALSE | L | Annual | Emissions at Affected Plants NOX | Thousand Tons | 0 | 0 | 0 | 0 | 0 | 0 | 0 | 0
CT Fac. Spec. - NOX Rate Winter v.4.10 Final, Unit 1194 and retrofits | 286 | 2270 | Rate Constraint in lbs/MMBtu | FALSE | L | Annual | Allowances Purchased NOX | Thousand Tons | 0 | 0 | 0 | 0 | 0 | 0 | 0 | 0
CT Fac. Spec. - NOX Rate Winter v.4.10 Final, Unit 1194 and retrofits | 286 | 2270 | Rate Constraint in lbs/MMBtu | FALSE | L | Annual | Allowances Sold NOX | Thousand Tons | 0 | 0 | 0 | 0 | 0 | 0 | 0 | 0
CT Fac. Spec. - NOX Rate Winter v.4.10 Final, Unit 1194 and retrofits | 286 | 2270 | Rate Constraint in lbs/MMBtu | FALSE | L | Annual | Allowances Banked | Thousand Tons | 0 | 0 | 0 | 0 | 0 | 0 | 0 | 0
CT Fac. Spec. - NOX Rate Winter v.4.10 Final, Unit 1194 and retrofits | 286 | 2270 | Rate Constraint in lbs/MMBtu | FALSE | L | Annual | Allowances Withdrawn (1:1) | Thousand Tons | 0 | 0 | 0 | 0 | 0 | 0 | 0 | 0
CT Fac. Spec. - NOX Rate Winter v.4.10 Final, Unit 1194 and retrofits | 286 | 2270 | Rate Constraint in lbs/MMBtu | FALSE | L | Annual | Allowances Withdrawn (n:1) | Thousand Tons | 0 | 0 | 0 | 0 | 0 | 0 | 0 | 0
CT Fac. Spec. - NOX Rate Winter v.4.10 Final, Unit 1194 and retrofits | 286 | 2270 | Rate Constraint in lbs/MMBtu | FALSE | L | Annual | Net Emissions Allowance Position | Thousand Tons | 0 | 0 | 0 | 0 | 0 | 0 | 0 | 0
CT Fac. Spec. - NOX Rate Winter v.4.10 Final, Unit 1194 and retrofits | 286 | 2270 | Rate Constraint in lbs/MMBtu | FALSE | L | Annual | Fuel Consumed | TBtu | 0 | 0 | 0 | 0 | 0 | 0 | 0 | 0
CT Fac. Spec. - NOX Rate Winter v.4.10 Final, Unit 1194 and retrofits | 286 | 2270 | Rate Constraint in lbs/MMBtu | FALSE | L | Annual | Rate | lb/MMBtu | 0 | 0 | 0 | 0 | 0 | 0 | 0 | 0
CT Fac. Spec. - NOX Rate Winter v.4.10 Final, Unit 1194 and retrofits | 286 | 2270 | Rate Constraint in lbs/MMBtu | FALSE | L | Annual | Generation | TWh | 0 | 0 | 0 | 0 | 0 | 0 | 0 | 0
CT Fac. Spec. - NOX Rate Winter v.4.10 Final, Unit 1194 and retrofits | 286 | 2270 | Rate Constraint in lbs/MMBtu | FALSE | L | Annual | Qualifying Generation | TWh | 0 | 0 | 0 | 0 | 0 | 0 | 0 | 0
CT Fac. Spec. - NOX Rate Winter v.4.10 Final, Unit 1194 and retrofits | 286 | 2270 | Rate Constraint in lbs/MMBtu | FALSE | L | Annual | Rate | lb/MWh | 0 | 0 | 0 | 0 | 0 | 0 | 0 | 0
CT Fac. Spec. - NOX Rate Winter v.4.10 Final, Unit 1194 and retrofits | 286 | 2270 | Rate Constraint in lbs/MMBtu | FALSE | L | Annual | Constraint Shadow Price | US2016$/Ton | 0 | 0 | 0 | 0 | 0 | 0 | 0 | 0
CT Fac. Spec. - NOX Rate Winter v.4.10 Final, Unit 1195 and retrofits | 287 | 2270 | Rate Constraint in lbs/MMBtu | FALSE | L | Annual | Seasons Included | Seasons | Winter, WintShld | Winter, WintShld | Winter, WintShld | Winter, WintShld | Winter, WintShld | Winter, WintShld | Winter, WintShld | Winter, WintShld
CT Fac. Spec. - NOX Rate Winter v.4.10 Final, Unit 1195 and retrofits | 287 | 2270 | Rate Constraint in lbs/MMBtu | FALSE | L | Annual | Standard NOX | lb/MMBtu | 0.15 | 0.15 | 0.15 | 0.15 | 0.15 | 0.15 | 0.15 | 0.15
CT Fac. Spec. - NOX Rate Winter v.4.10 Final, Unit 1195 and retrofits | 287 | 2270 | Rate Constraint in lbs/MMBtu | FALSE | L | Annual | Emissions at Affected Plants NOX | Thousand Tons | 0 | 0 | 0 | 0 | 0 | 0 | 0 | 0
CT Fac. Spec. - NOX Rate Winter v.4.10 Final, Unit 1195 and retrofits | 287 | 2270 | Rate Constraint in lbs/MMBtu | FALSE | L | Annual | Allowances Purchased NOX | Thousand Tons | 0 | 0 | 0 | 0 | 0 | 0 | 0 | 0
CT Fac. Spec. - NOX Rate Winter v.4.10 Final, Unit 1195 and retrofits | 287 | 2270 | Rate Constraint in lbs/MMBtu | FALSE | L | Annual | Allowances Sold NOX | Thousand Tons | 0 | 0 | 0 | 0 | 0 | 0 | 0 | 0
CT Fac. Spec. - NOX Rate Winter v.4.10 Final, Unit 1195 and retrofits | 287 | 2270 | Rate Constraint in lbs/MMBtu | FALSE | L | Annual | Allowances Banked | Thousand Tons | 0 | 0 | 0 | 0 | 0 | 0 | 0 | 0
CT Fac. Spec. - NOX Rate Winter v.4.10 Final, Unit 1195 and retrofits | 287 | 2270 | Rate Constraint in lbs/MMBtu | FALSE | L | Annual | Allowances Withdrawn (1:1) | Thousand Tons | 0 | 0 | 0 | 0 | 0 | 0 | 0 | 0
CT Fac. Spec. - NOX Rate Winter v.4.10 Final, Unit 1195 and retrofits | 287 | 2270 | Rate Constraint in lbs/MMBtu | FALSE | L | Annual | Allowances Withdrawn (n:1) | Thousand Tons | 0 | 0 | 0 | 0 | 0 | 0 | 0 | 0
CT Fac. Spec. - NOX Rate Winter v.4.10 Final, Unit 1195 and retrofits | 287 | 2270 | Rate Constraint in lbs/MMBtu | FALSE | L | Annual | Net Emissions Allowance Position | Thousand Tons | 0 | 0 | 0 | 0 | 0 | 0 | 0 | 0
CT Fac. Spec. - NOX Rate Winter v.4.10 Final, Unit 1195 and retrofits | 287 | 2270 | Rate Constraint in lbs/MMBtu | FALSE | L | Annual | Fuel Consumed | TBtu | 0 | 0 | 0 | 0 | 0 | 0 | 0 | 0
CT Fac. Spec. - NOX Rate Winter v.4.10 Final, Unit 1195 and retrofits | 287 | 2270 | Rate Constraint in lbs/MMBtu | FALSE | L | Annual | Rate | lb/MMBtu | 0 | 0 | 0 | 0 | 0 | 0 | 0 | 0
CT Fac. Spec. - NOX Rate Winter v.4.10 Final, Unit 1195 and retrofits | 287 | 2270 | Rate Constraint in lbs/MMBtu | FALSE | L | Annual | Generation | TWh | 0 | 0 | 0 | 0 | 0 | 0 | 0 | 0
CT Fac. Spec. - NOX Rate Winter v.4.10 Final, Unit 1195 and retrofits | 287 | 2270 | Rate Constraint in lbs/MMBtu | FALSE | L | Annual | Qualifying Generation | TWh | 0 | 0 | 0 | 0 | 0 | 0 | 0 | 0
CT Fac. Spec. - NOX Rate Winter v.4.10 Final, Unit 1195 and retrofits | 287 | 2270 | Rate Constraint in lbs/MMBtu | FALSE | L | Annual | Rate | lb/MWh | 0 | 0 | 0 | 0 | 0 | 0 | 0 | 0
CT Fac. Spec. - NOX Rate Winter v.4.10 Final, Unit 1195 and retrofits | 287 | 2270 | Rate Constraint in lbs/MMBtu | FALSE | L | Annual | Constraint Shadow Price | US2016$/Ton | 0 | 0 | 0 | 0 | 0 | 0 | 0 | 0
CT Fac. Spec. - NOX Rate Winter v.4.10 Final, Unit 1205 and retrofits | 288 | 2270 | Rate Constraint in lbs/MMBtu | FALSE | L | Annual | Seasons Included | Seasons | Winter, WintShld | Winter, WintShld | Winter, WintShld | Winter, WintShld | Winter, WintShld | Winter, WintShld | Winter, WintShld | Winter, WintShld
CT Fac. Spec. - NOX Rate Winter v.4.10 Final, Unit 1205 and retrofits | 288 | 2270 | Rate Constraint in lbs/MMBtu | FALSE | L | Annual | Standard NOX | lb/MMBtu | 0.15 | 0.15 | 0.15 | 0.15 | 0.15 | 0.15 | 0.15 | 0.15
CT Fac. Spec. - NOX Rate Winter v.4.10 Final, Unit 1205 and retrofits | 288 | 2270 | Rate Constraint in lbs/MMBtu | FALSE | L | Annual | Emissions at Affected Plants NOX | Thousand Tons | 0 | 0 | 0 | 0 | 0 | 0 | 0 | 0
CT Fac. Spec. - NOX Rate Winter v.4.10 Final, Unit 1205 and retrofits | 288 | 2270 | Rate Constraint in lbs/MMBtu | FALSE | L | Annual | Allowances Purchased NOX | Thousand Tons | 0 | 0 | 0 | 0 | 0 | 0 | 0 | 0
CT Fac. Spec. - NOX Rate Winter v.4.10 Final, Unit 1205 and retrofits | 288 | 2270 | Rate Constraint in lbs/MMBtu | FALSE | L | Annual | Allowances Sold NOX | Thousand Tons | 0 | 0 | 0 | 0 | 0 | 0 | 0 | 0
CT Fac. Spec. - NOX Rate Winter v.4.10 Final, Unit 1205 and retrofits | 288 | 2270 | Rate Constraint in lbs/MMBtu | FALSE | L | Annual | Allowances Banked | Thousand Tons | 0 | 0 | 0 | 0 | 0 | 0 | 0 | 0
CT Fac. Spec. - NOX Rate Winter v.4.10 Final, Unit 1205 and retrofits | 288 | 2270 | Rate Constraint in lbs/MMBtu | FALSE | L | Annual | Allowances Withdrawn (1:1) | Thousand Tons | 0 | 0 | 0 | 0 | 0 | 0 | 0 | 0
CT Fac. Spec. - NOX Rate Winter v.4.10 Final, Unit 1205 and retrofits | 288 | 2270 | Rate Constraint in lbs/MMBtu | FALSE | L | Annual | Allowances Withdrawn (n:1) | Thousand Tons | 0 | 0 | 0 | 0 | 0 | 0 | 0 | 0
CT Fac. Spec. - NOX Rate Winter v.4.10 Final, Unit 1205 and retrofits | 288 | 2270 | Rate Constraint in lbs/MMBtu | FALSE | L | Annual | Net Emissions Allowance Position | Thousand Tons | 0 | 0 | 0 | 0 | 0 | 0 | 0 | 0
CT Fac. Spec. - NOX Rate Winter v.4.10 Final, Unit 1205 and retrofits | 288 | 2270 | Rate Constraint in lbs/MMBtu | FALSE | L | Annual | Fuel Consumed | TBtu | 0 | 0 | 0 | 0 | 0 | 0 | 0 | 0
CT Fac. Spec. - NOX Rate Winter v.4.10 Final, Unit 1205 and retrofits | 288 | 2270 | Rate Constraint in lbs/MMBtu | FALSE | L | Annual | Rate | lb/MMBtu | 0 | 0 | 0 | 0 | 0 | 0 | 0 | 0
CT Fac. Spec. - NOX Rate Winter v.4.10 Final, Unit 1205 and retrofits | 288 | 2270 | Rate Constraint in lbs/MMBtu | FALSE | L | Annual | Generation | TWh | 0 | 0 | 0 | 0 | 0 | 0 | 0 | 0
CT Fac. Spec. - NOX Rate Winter v.4.10 Final, Unit 1205 and retrofits | 288 | 2270 | Rate Constraint in lbs/MMBtu | FALSE | L | Annual | Qualifying Generation | TWh | 0 | 0 | 0 | 0 | 0 | 0 | 0 | 0
CT Fac. Spec. - NOX Rate Winter v.4.10 Final, Unit 1205 and retrofits | 288 | 2270 | Rate Constraint in lbs/MMBtu | FALSE | L | Annual | Rate | lb/MWh | 0 | 0 | 0 | 0 | 0 | 0 | 0 | 0
CT Fac. Spec. - NOX Rate Winter v.4.10 Final, Unit 1205 and retrofits | 288 | 2270 | Rate Constraint in lbs/MMBtu | FALSE | L | Annual | Constraint Shadow Price | US2016$/Ton | 0 | 0 | 0 | 0 | 0 | 0 | 0 | 0
CT Fac. Spec. - NOX Rate Winter v.4.10 Final, Unit 1206 and retrofits | 289 | 2270 | Rate Constraint in lbs/MMBtu | FALSE | L | Annual | Seasons Included | Seasons | Winter, WintShld | Winter, WintShld | Winter, WintShld | Winter, WintShld | Winter, WintShld | Winter, WintShld | Winter, WintShld | Winter, WintShld
CT Fac. Spec. - NOX Rate Winter v.4.10 Final, Unit 1206 and retrofits | 289 | 2270 | Rate Constraint in lbs/MMBtu | FALSE | L | Annual | Standard NOX | lb/MMBtu | 0.15 | 0.15 | 0.15 | 0.15 | 0.15 | 0.15 | 0.15 | 0.15
CT Fac. Spec. - NOX Rate Winter v.4.10 Final, Unit 1206 and retrofits | 289 | 2270 | Rate Constraint in lbs/MMBtu | FALSE | L | Annual | Emissions at Affected Plants NOX | Thousand Tons | 0 | 0 | 0 | 0 | 0 | 0 | 0 | 0
CT Fac. Spec. - NOX Rate Winter v.4.10 Final, Unit 1206 and retrofits | 289 | 2270 | Rate Constraint in lbs/MMBtu | FALSE | L | Annual | Allowances Purchased NOX | Thousand Tons | 0 | 0 | 0 | 0 | 0 | 0 | 0 | 0
CT Fac. Spec. - NOX Rate Winter v.4.10 Final, Unit 1206 and retrofits | 289 | 2270 | Rate Constraint in lbs/MMBtu | FALSE | L | Annual | Allowances Sold NOX | Thousand Tons | 0 | 0 | 0 | 0 | 0 | 0 | 0 | 0
CT Fac. Spec. - NOX Rate Winter v.4.10 Final, Unit 1206 and retrofits | 289 | 2270 | Rate Constraint in lbs/MMBtu | FALSE | L | Annual | Allowances Banked | Thousand Tons | 0 | 0 | 0 | 0 | 0 | 0 | 0 | 0
CT Fac. Spec. - NOX Rate Winter v.4.10 Final, Unit 1206 and retrofits | 289 | 2270 | Rate Constraint in lbs/MMBtu | FALSE | L | Annual | Allowances Withdrawn (1:1) | Thousand Tons | 0 | 0 | 0 | 0 | 0 | 0 | 0 | 0
CT Fac. Spec. - NOX Rate Winter v.4.10 Final, Unit 1206 and retrofits | 289 | 2270 | Rate Constraint in lbs/MMBtu | FALSE | L | Annual | Allowances Withdrawn (n:1) | Thousand Tons | 0 | 0 | 0 | 0 | 0 | 0 | 0 | 0
CT Fac. Spec. - NOX Rate Winter v.4.10 Final, Unit 1206 and retrofits | 289 | 2270 | Rate Constraint in lbs/MMBtu | FALSE | L | Annual | Net Emissions Allowance Position | Thousand Tons | 0 | 0 | 0 | 0 | 0 | 0 | 0 | 0
CT Fac. Spec. - NOX Rate Winter v.4.10 Final, Unit 1206 and retrofits | 289 | 2270 | Rate Constraint in lbs/MMBtu | FALSE | L | Annual | Fuel Consumed | TBtu | 0 | 0 | 0 | 0 | 0 | 0 | 0 | 0
CT Fac. Spec. - NOX Rate Winter v.4.10 Final, Unit 1206 and retrofits | 289 | 2270 | Rate Constraint in lbs/MMBtu | FALSE | L | Annual | Rate | lb/MMBtu | 0 | 0 | 0 | 0 | 0 | 0 | 0 | 0
CT Fac. Spec. - NOX Rate Winter v.4.10 Final, Unit 1206 and retrofits | 289 | 2270 | Rate Constraint in lbs/MMBtu | FALSE | L | Annual | Generation | TWh | 0 | 0 | 0 | 0 | 0 | 0 | 0 | 0
CT Fac. Spec. - NOX Rate Winter v.4.10 Final, Unit 1206 and retrofits | 289 | 2270 | Rate Constraint in lbs/MMBtu | FALSE | L | Annual | Qualifying Generation | TWh | 0 | 0 | 0 | 0 | 0 | 0 | 0 | 0
CT Fac. Spec. - NOX Rate Winter v.4.10 Final, Unit 1206 and retrofits | 289 | 2270 | Rate Constraint in lbs/MMBtu | FALSE | L | Annual | Rate | lb/MWh | 0 | 0 | 0 | 0 | 0 | 0 | 0 | 0
CT Fac. Spec. - NOX Rate Winter v.4.10 Final, Unit 1206 and retrofits | 289 | 2270 | Rate Constraint in lbs/MMBtu | FALSE | L | Annual | Constraint Shadow Price | US2016$/Ton | 0 | 0 | 0 | 0 | 0 | 0 | 0 | 0
CT Fac. Spec. - NOX Rate Winter v.4.10 Final, Unit 1207 and retrofits | 290 | 2270 | Rate Constraint in lbs/MMBtu | FALSE | L | Annual | Seasons Included | Seasons | Winter, WintShld | Winter, WintShld | Winter, WintShld | Winter, WintShld | Winter, WintShld | Winter, WintShld | Winter, WintShld | Winter, WintShld
CT Fac. Spec. - NOX Rate Winter v.4.10 Final, Unit 1207 and retrofits | 290 | 2270 | Rate Constraint in lbs/MMBtu | FALSE | L | Annual | Standard NOX | lb/MMBtu | 0.15 | 0.15 | 0.15 | 0.15 | 0.15 | 0.15 | 0.15 | 0.15
CT Fac. Spec. - NOX Rate Winter v.4.10 Final, Unit 1207 and retrofits | 290 | 2270 | Rate Constraint in lbs/MMBtu | FALSE | L | Annual | Emissions at Affected Plants NOX | Thousand Tons | 0 | 0 | 0 | 0 | 0 | 0 | 0 | 0
CT Fac. Spec. - NOX Rate Winter v.4.10 Final, Unit 1207 and retrofits | 290 | 2270 | Rate Constraint in lbs/MMBtu | FALSE | L | Annual | Allowances Purchased NOX | Thousand Tons | 0 | 0 | 0 | 0 | 0 | 0 | 0 | 0
CT Fac. Spec. - NOX Rate Winter v.4.10 Final, Unit 1207 and retrofits | 290 | 2270 | Rate Constraint in lbs/MMBtu | FALSE | L | Annual | Allowances Sold NOX | Thousand Tons | 0 | 0 | 0 | 0 | 0 | 0 | 0 | 0
CT Fac. Spec. - NOX Rate Winter v.4.10 Final, Unit 1207 and retrofits | 290 | 2270 | Rate Constraint in lbs/MMBtu | FALSE | L | Annual | Allowances Banked | Thousand Tons | 0 | 0 | 0 | 0 | 0 | 0 | 0 | 0
CT Fac. Spec. - NOX Rate Winter v.4.10 Final, Unit 1207 and retrofits | 290 | 2270 | Rate Constraint in lbs/MMBtu | FALSE | L | Annual | Allowances Withdrawn (1:1) | Thousand Tons | 0 | 0 | 0 | 0 | 0 | 0 | 0 | 0
CT Fac. Spec. - NOX Rate Winter v.4.10 Final, Unit 1207 and retrofits | 290 | 2270 | Rate Constraint in lbs/MMBtu | FALSE | L | Annual | Allowances Withdrawn (n:1) | Thousand Tons | 0 | 0 | 0 | 0 | 0 | 0 | 0 | 0
CT Fac. Spec. - NOX Rate Winter v.4.10 Final, Unit 1207 and retrofits | 290 | 2270 | Rate Constraint in lbs/MMBtu | FALSE | L | Annual | Net Emissions Allowance Position | Thousand Tons | 0 | 0 | 0 | 0 | 0 | 0 | 0 | 0
CT Fac. Spec. - NOX Rate Winter v.4.10 Final, Unit 1207 and retrofits | 290 | 2270 | Rate Constraint in lbs/MMBtu | FALSE | L | Annual | Fuel Consumed | TBtu | 0 | 0 | 0 | 0 | 0 | 0 | 0 | 0
CT Fac. Spec. - NOX Rate Winter v.4.10 Final, Unit 1207 and retrofits | 290 | 2270 | Rate Constraint in lbs/MMBtu | FALSE | L | Annual | Rate | lb/MMBtu | 0 | 0 | 0 | 0 | 0 | 0 | 0 | 0
CT Fac. Spec. - NOX Rate Winter v.4.10 Final, Unit 1207 and retrofits | 290 | 2270 | Rate Constraint in lbs/MMBtu | FALSE | L | Annual | Generation | TWh | 0 | 0 | 0 | 0 | 0 | 0 | 0 | 0
CT Fac. Spec. - NOX Rate Winter v.4.10 Final, Unit 1207 and retrofits | 290 | 2270 | Rate Constraint in lbs/MMBtu | FALSE | L | Annual | Qualifying Generation | TWh | 0 | 0 | 0 | 0 | 0 | 0 | 0 | 0
CT Fac. Spec. - NOX Rate Winter v.4.10 Final, Unit 1207 and retrofits | 290 | 2270 | Rate Constraint in lbs/MMBtu | FALSE | L | Annual | Rate | lb/MWh | 0 | 0 | 0 | 0 | 0 | 0 | 0 | 0
CT Fac. Spec. - NOX Rate Winter v.4.10 Final, Unit 1207 and retrofits | 290 | 2270 | Rate Constraint in lbs/MMBtu | FALSE | L | Annual | Constraint Shadow Price | US2016$/Ton | 0 | 0 | 0 | 0 | 0 | 0 | 0 | 0
CT Fac. Spec. - NOX Rate Winter v.4.10 Final, Unit 1208 and retrofits | 291 | 2270 | Rate Constraint in lbs/MMBtu | FALSE | L | Annual | Seasons Included | Seasons | Winter, WintShld | Winter, WintShld | Winter, WintShld | Winter, WintShld | Winter, WintShld | Winter, WintShld | Winter, WintShld | Winter, WintShld
CT Fac. Spec. - NOX Rate Winter v.4.10 Final, Unit 1208 and retrofits | 291 | 2270 | Rate Constraint in lbs/MMBtu | FALSE | L | Annual | Standard NOX | lb/MMBtu | 0.15 | 0.15 | 0.15 | 0.15 | 0.15 | 0.15 | 0.15 | 0.15
CT Fac. Spec. - NOX Rate Winter v.4.10 Final, Unit 1208 and retrofits | 291 | 2270 | Rate Constraint in lbs/MMBtu | FALSE | L | Annual | Emissions at Affected Plants NOX | Thousand Tons | 0 | 0 | 0 | 0 | 0 | 0 | 0 | 0
CT Fac. Spec. - NOX Rate Winter v.4.10 Final, Unit 1208 and retrofits | 291 | 2270 | Rate Constraint in lbs/MMBtu | FALSE | L | Annual | Allowances Purchased NOX | Thousand Tons | 0 | 0 | 0 | 0 | 0 | 0 | 0 | 0
CT Fac. Spec. - NOX Rate Winter v.4.10 Final, Unit 1208 and retrofits | 291 | 2270 | Rate Constraint in lbs/MMBtu | FALSE | L | Annual | Allowances Sold NOX | Thousand Tons | 0 | 0 | 0 | 0 | 0 | 0 | 0 | 0
CT Fac. Spec. - NOX Rate Winter v.4.10 Final, Unit 1208 and retrofits | 291 | 2270 | Rate Constraint in lbs/MMBtu | FALSE | L | Annual | Allowances Banked | Thousand Tons | 0 | 0 | 0 | 0 | 0 | 0 | 0 | 0
CT Fac. Spec. - NOX Rate Winter v.4.10 Final, Unit 1208 and retrofits | 291 | 2270 | Rate Constraint in lbs/MMBtu | FALSE | L | Annual | Allowances Withdrawn (1:1) | Thousand Tons | 0 | 0 | 0 | 0 | 0 | 0 | 0 | 0
CT Fac. Spec. - NOX Rate Winter v.4.10 Final, Unit 1208 and retrofits | 291 | 2270 | Rate Constraint in lbs/MMBtu | FALSE | L | Annual | Allowances Withdrawn (n:1) | Thousand Tons | 0 | 0 | 0 | 0 | 0 | 0 | 0 | 0
CT Fac. Spec. - NOX Rate Winter v.4.10 Final, Unit 1208 and retrofits | 291 | 2270 | Rate Constraint in lbs/MMBtu | FALSE | L | Annual | Net Emissions Allowance Position | Thousand Tons | 0 | 0 | 0 | 0 | 0 | 0 | 0 | 0
CT Fac. Spec. - NOX Rate Winter v.4.10 Final, Unit 1208 and retrofits | 291 | 2270 | Rate Constraint in lbs/MMBtu | FALSE | L | Annual | Fuel Consumed | TBtu | 0 | 0 | 0 | 0 | 0 | 0 | 0 | 0
CT Fac. Spec. - NOX Rate Winter v.4.10 Final, Unit 1208 and retrofits | 291 | 2270 | Rate Constraint in lbs/MMBtu | FALSE | L | Annual | Rate | lb/MMBtu | 0 | 0 | 0 | 0 | 0 | 0 | 0 | 0
CT Fac. Spec. - NOX Rate Winter v.4.10 Final, Unit 1208 and retrofits | 291 | 2270 | Rate Constraint in lbs/MMBtu | FALSE | L | Annual | Generation | TWh | 0 | 0 | 0 | 0 | 0 | 0 | 0 | 0
CT Fac. Spec. - NOX Rate Winter v.4.10 Final, Unit 1208 and retrofits | 291 | 2270 | Rate Constraint in lbs/MMBtu | FALSE | L | Annual | Qualifying Generation | TWh | 0 | 0 | 0 | 0 | 0 | 0 | 0 | 0
CT Fac. Spec. - NOX Rate Winter v.4.10 Final, Unit 1208 and retrofits | 291 | 2270 | Rate Constraint in lbs/MMBtu | FALSE | L | Annual | Rate | lb/MWh | 0 | 0 | 0 | 0 | 0 | 0 | 0 | 0
CT Fac. Spec. - NOX Rate Winter v.4.10 Final, Unit 1208 and retrofits | 291 | 2270 | Rate Constraint in lbs/MMBtu | FALSE | L | Annual | Constraint Shadow Price | US2016$/Ton | 0 | 0 | 0 | 0 | 0 | 0 | 0 | 0
CT Fac. Spec. - NOX Rate Winter v.4.10 Final, Unit 1209 and retrofits | 292 | 2270 | Rate Constraint in lbs/MMBtu | FALSE | L | Annual | Seasons Included | Seasons | Winter, WintShld | Winter, WintShld | Winter, WintShld | Winter, WintShld | Winter, WintShld | Winter, WintShld | Winter, WintShld | Winter, WintShld
CT Fac. Spec. - NOX Rate Winter v.4.10 Final, Unit 1209 and retrofits | 292 | 2270 | Rate Constraint in lbs/MMBtu | FALSE | L | Annual | Standard NOX | lb/MMBtu | 0.15 | 0.15 | 0.15 | 0.15 | 0.15 | 0.15 | 0.15 | 0.15
CT Fac. Spec. - NOX Rate Winter v.4.10 Final, Unit 1209 and retrofits | 292 | 2270 | Rate Constraint in lbs/MMBtu | FALSE | L | Annual | Emissions at Affected Plants NOX | Thousand Tons | 0 | 0 | 0 | 0 | 0 | 0 | 0 | 0
CT Fac. Spec. - NOX Rate Winter v.4.10 Final, Unit 1209 and retrofits | 292 | 2270 | Rate Constraint in lbs/MMBtu | FALSE | L | Annual | Allowances Purchased NOX | Thousand Tons | 0 | 0 | 0 | 0 | 0 | 0 | 0 | 0
CT Fac. Spec. - NOX Rate Winter v.4.10 Final, Unit 1209 and retrofits | 292 | 2270 | Rate Constraint in lbs/MMBtu | FALSE | L | Annual | Allowances Sold NOX | Thousand Tons | 0 | 0 | 0 | 0 | 0 | 0 | 0 | 0
CT Fac. Spec. - NOX Rate Winter v.4.10 Final, Unit 1209 and retrofits | 292 | 2270 | Rate Constraint in lbs/MMBtu | FALSE | L | Annual | Allowances Banked | Thousand Tons | 0 | 0 | 0 | 0 | 0 | 0 | 0 | 0
CT Fac. Spec. - NOX Rate Winter v.4.10 Final, Unit 1209 and retrofits | 292 | 2270 | Rate Constraint in lbs/MMBtu | FALSE | L | Annual | Allowances Withdrawn (1:1) | Thousand Tons | 0 | 0 | 0 | 0 | 0 | 0 | 0 | 0
CT Fac. Spec. - NOX Rate Winter v.4.10 Final, Unit 1209 and retrofits | 292 | 2270 | Rate Constraint in lbs/MMBtu | FALSE | L | Annual | Allowances Withdrawn (n:1) | Thousand Tons | 0 | 0 | 0 | 0 | 0 | 0 | 0 | 0
CT Fac. Spec. - NOX Rate Winter v.4.10 Final, Unit 1209 and retrofits | 292 | 2270 | Rate Constraint in lbs/MMBtu | FALSE | L | Annual | Net Emissions Allowance Position | Thousand Tons | 0 | 0 | 0 | 0 | 0 | 0 | 0 | 0
CT Fac. Spec. - NOX Rate Winter v.4.10 Final, Unit 1209 and retrofits | 292 | 2270 | Rate Constraint in lbs/MMBtu | FALSE | L | Annual | Fuel Consumed | TBtu | 0 | 0 | 0 | 0 | 0 | 0 | 0 | 0
CT Fac. Spec. - NOX Rate Winter v.4.10 Final, Unit 1209 and retrofits | 292 | 2270 | Rate Constraint in lbs/MMBtu | FALSE | L | Annual | Rate | lb/MMBtu | 0 | 0 | 0 | 0 | 0 | 0 | 0 | 0
CT Fac. Spec. - NOX Rate Winter v.4.10 Final, Unit 1209 and retrofits | 292 | 2270 | Rate Constraint in lbs/MMBtu | FALSE | L | Annual | Generation | TWh | 0 | 0 | 0 | 0 | 0 | 0 | 0 | 0
CT Fac. Spec. - NOX Rate Winter v.4.10 Final, Unit 1209 and retrofits | 292 | 2270 | Rate Constraint in lbs/MMBtu | FALSE | L | Annual | Qualifying Generation | TWh | 0 | 0 | 0 | 0 | 0 | 0 | 0 | 0
CT Fac. Spec. - NOX Rate Winter v.4.10 Final, Unit 1209 and retrofits | 292 | 2270 | Rate Constraint in lbs/MMBtu | FALSE | L | Annual | Rate | lb/MWh | 0 | 0 | 0 | 0 | 0 | 0 | 0 | 0
CT Fac. Spec. - NOX Rate Winter v.4.10 Final, Unit 1209 and retrofits | 292 | 2270 | Rate Constraint in lbs/MMBtu | FALSE | L | Annual | Constraint Shadow Price | US2016$/Ton | 0 | 0 | 0 | 0 | 0 | 0 | 0 | 0
CT Fac. Spec. - NOX Rate Winter v.4.10 Final, Unit 1210 and retrofits | 293 | 2270 | Rate Constraint in lbs/MMBtu | FALSE | L | Annual | Seasons Included | Seasons | Winter, WintShld | Winter, WintShld | Winter, WintShld | Winter, WintShld | Winter, WintShld | Winter, WintShld | Winter, WintShld | Winter, WintShld
CT Fac. Spec. - NOX Rate Winter v.4.10 Final, Unit 1210 and retrofits | 293 | 2270 | Rate Constraint in lbs/MMBtu | FALSE | L | Annual | Standard NOX | lb/MMBtu | 0.15 | 0.15 | 0.15 | 0.15 | 0.15 | 0.15 | 0.15 | 0.15
CT Fac. Spec. - NOX Rate Winter v.4.10 Final, Unit 1210 and retrofits | 293 | 2270 | Rate Constraint in lbs/MMBtu | FALSE | L | Annual | Emissions at Affected Plants NOX | Thousand Tons | 0 | 0 | 0 | 0 | 0 | 0 | 0 | 0
CT Fac. Spec. - NOX Rate Winter v.4.10 Final, Unit 1210 and retrofits | 293 | 2270 | Rate Constraint in lbs/MMBtu | FALSE | L | Annual | Allowances Purchased NOX | Thousand Tons | 0 | 0 | 0 | 0 | 0 | 0 | 0 | 0
CT Fac. Spec. - NOX Rate Winter v.4.10 Final, Unit 1210 and retrofits | 293 | 2270 | Rate Constraint in lbs/MMBtu | FALSE | L | Annual | Allowances Sold NOX | Thousand Tons | 0 | 0 | 0 | 0 | 0 | 0 | 0 | 0
CT Fac. Spec. - NOX Rate Winter v.4.10 Final, Unit 1210 and retrofits | 293 | 2270 | Rate Constraint in lbs/MMBtu | FALSE | L | Annual | Allowances Banked | Thousand Tons | 0 | 0 | 0 | 0 | 0 | 0 | 0 | 0
CT Fac. Spec. - NOX Rate Winter v.4.10 Final, Unit 1210 and retrofits | 293 | 2270 | Rate Constraint in lbs/MMBtu | FALSE | L | Annual | Allowances Withdrawn (1:1) | Thousand Tons | 0 | 0 | 0 | 0 | 0 | 0 | 0 | 0
CT Fac. Spec. - NOX Rate Winter v.4.10 Final, Unit 1210 and retrofits | 293 | 2270 | Rate Constraint in lbs/MMBtu | FALSE | L | Annual | Allowances Withdrawn (n:1) | Thousand Tons | 0 | 0 | 0 | 0 | 0 | 0 | 0 | 0
CT Fac. Spec. - NOX Rate Winter v.4.10 Final, Unit 1210 and retrofits | 293 | 2270 | Rate Constraint in lbs/MMBtu | FALSE | L | Annual | Net Emissions Allowance Position | Thousand Tons | 0 | 0 | 0 | 0 | 0 | 0 | 0 | 0
CT Fac. Spec. - NOX Rate Winter v.4.10 Final, Unit 1210 and retrofits | 293 | 2270 | Rate Constraint in lbs/MMBtu | FALSE | L | Annual | Fuel Consumed | TBtu | 0 | 0 | 0 | 0 | 0 | 0 | 0 | 0
CT Fac. Spec. - NOX Rate Winter v.4.10 Final, Unit 1210 and retrofits | 293 | 2270 | Rate Constraint in lbs/MMBtu | FALSE | L | Annual | Rate | lb/MMBtu | 0 | 0 | 0 | 0 | 0 | 0 | 0 | 0
CT Fac. Spec. - NOX Rate Winter v.4.10 Final, Unit 1210 and retrofits | 293 | 2270 | Rate Constraint in lbs/MMBtu | FALSE | L | Annual | Generation | TWh | 0 | 0 | 0 | 0 | 0 | 0 | 0 | 0
CT Fac. Spec. - NOX Rate Winter v.4.10 Final, Unit 1210 and retrofits | 293 | 2270 | Rate Constraint in lbs/MMBtu | FALSE | L | Annual | Qualifying Generation | TWh | 0 | 0 | 0 | 0 | 0 | 0 | 0 | 0
CT Fac. Spec. - NOX Rate Winter v.4.10 Final, Unit 1210 and retrofits | 293 | 2270 | Rate Constraint in lbs/MMBtu | FALSE | L | Annual | Rate | lb/MWh | 0 | 0 | 0 | 0 | 0 | 0 | 0 | 0
CT Fac. Spec. - NOX Rate Winter v.4.10 Final, Unit 1210 and retrofits | 293 | 2270 | Rate Constraint in lbs/MMBtu | FALSE | L | Annual | Constraint Shadow Price | US2016$/Ton | 0 | 0 | 0 | 0 | 0 | 0 | 0 | 0
CT Fac. Spec. - NOX Rate Winter v.4.10 Final, Unit 1211 and retrofits | 294 | 2270 | Rate Constraint in lbs/MMBtu | FALSE | L | Annual | Seasons Included | Seasons | Winter, WintShld | Winter, WintShld | Winter, WintShld | Winter, WintShld | Winter, WintShld | Winter, WintShld | Winter, WintShld | Winter, WintShld
CT Fac. Spec. - NOX Rate Winter v.4.10 Final, Unit 1211 and retrofits | 294 | 2270 | Rate Constraint in lbs/MMBtu | FALSE | L | Annual | Standard NOX | lb/MMBtu | 0.15 | 0.15 | 0.15 | 0.15 | 0.15 | 0.15 | 0.15 | 0.15
CT Fac. Spec. - NOX Rate Winter v.4.10 Final, Unit 1211 and retrofits | 294 | 2270 | Rate Constraint in lbs/MMBtu | FALSE | L | Annual | Emissions at Affected Plants NOX | Thousand Tons | 0 | 0 | 0 | 0 | 0 | 0 | 0 | 0
CT Fac. Spec. - NOX Rate Winter v.4.10 Final, Unit 1211 and retrofits | 294 | 2270 | Rate Constraint in lbs/MMBtu | FALSE | L | Annual | Allowances Purchased NOX | Thousand Tons | 0 | 0 | 0 | 0 | 0 | 0 | 0 | 0
CT Fac. Spec. - NOX Rate Winter v.4.10 Final, Unit 1211 and retrofits | 294 | 2270 | Rate Constraint in lbs/MMBtu | FALSE | L | Annual | Allowances Sold NOX | Thousand Tons | 0 | 0 | 0 | 0 | 0 | 0 | 0 | 0
CT Fac. Spec. - NOX Rate Winter v.4.10 Final, Unit 1211 and retrofits | 294 | 2270 | Rate Constraint in lbs/MMBtu | FALSE | L | Annual | Allowances Banked | Thousand Tons | 0 | 0 | 0 | 0 | 0 | 0 | 0 | 0
CT Fac. Spec. - NOX Rate Winter v.4.10 Final, Unit 1211 and retrofits | 294 | 2270 | Rate Constraint in lbs/MMBtu | FALSE | L | Annual | Allowances Withdrawn (1:1) | Thousand Tons | 0 | 0 | 0 | 0 | 0 | 0 | 0 | 0
CT Fac. Spec. - NOX Rate Winter v.4.10 Final, Unit 1211 and retrofits | 294 | 2270 | Rate Constraint in lbs/MMBtu | FALSE | L | Annual | Allowances Withdrawn (n:1) | Thousand Tons | 0 | 0 | 0 | 0 | 0 | 0 | 0 | 0
CT Fac. Spec. - NOX Rate Winter v.4.10 Final, Unit 1211 and retrofits | 294 | 2270 | Rate Constraint in lbs/MMBtu | FALSE | L | Annual | Net Emissions Allowance Position | Thousand Tons | 0 | 0 | 0 | 0 | 0 | 0 | 0 | 0
CT Fac. Spec. - NOX Rate Winter v.4.10 Final, Unit 1211 and retrofits | 294 | 2270 | Rate Constraint in lbs/MMBtu | FALSE | L | Annual | Fuel Consumed | TBtu | 0 | 0 | 0 | 0 | 0 | 0 | 0 | 0
CT Fac. Spec. - NOX Rate Winter v.4.10 Final, Unit 1211 and retrofits | 294 | 2270 | Rate Constraint in lbs/MMBtu | FALSE | L | Annual | Rate | lb/MMBtu | 0 | 0 | 0 | 0 | 0 | 0 | 0 | 0
CT Fac. Spec. - NOX Rate Winter v.4.10 Final, Unit 1211 and retrofits | 294 | 2270 | Rate Constraint in lbs/MMBtu | FALSE | L | Annual | Generation | TWh | 0 | 0 | 0 | 0 | 0 | 0 | 0 | 0
CT Fac. Spec. - NOX Rate Winter v.4.10 Final, Unit 1211 and retrofits | 294 | 2270 | Rate Constraint in lbs/MMBtu | FALSE | L | Annual | Qualifying Generation | TWh | 0 | 0 | 0 | 0 | 0 | 0 | 0 | 0
CT Fac. Spec. - NOX Rate Winter v.4.10 Final, Unit 1211 and retrofits | 294 | 2270 | Rate Constraint in lbs/MMBtu | FALSE | L | Annual | Rate | lb/MWh | 0 | 0 | 0 | 0 | 0 | 0 | 0 | 0
CT Fac. Spec. - NOX Rate Winter v.4.10 Final, Unit 1211 and retrofits | 294 | 2270 | Rate Constraint in lbs/MMBtu | FALSE | L | Annual | Constraint Shadow Price | US2016$/Ton | 0 | 0 | 0 | 0 | 0 | 0 | 0 | 0
CT Fac. Spec. - NOX Rate Winter v.4.10 Final, Unit 1212 and retrofits | 295 | 2270 | Rate Constraint in lbs/MMBtu | FALSE | L | Annual | Seasons Included | Seasons | Winter, WintShld | Winter, WintShld | Winter, WintShld | Winter, WintShld | Winter, WintShld | Winter, WintShld | Winter, WintShld | Winter, WintShld
CT Fac. Spec. - NOX Rate Winter v.4.10 Final, Unit 1212 and retrofits | 295 | 2270 | Rate Constraint in lbs/MMBtu | FALSE | L | Annual | Standard NOX | lb/MMBtu | 0.15 | 0.15 | 0.15 | 0.15 | 0.15 | 0.15 | 0.15 | 0.15
CT Fac. Spec. - NOX Rate Winter v.4.10 Final, Unit 1212 and retrofits | 295 | 2270 | Rate Constraint in lbs/MMBtu | FALSE | L | Annual | Emissions at Affected Plants NOX | Thousand Tons | 0 | 0 | 0 | 0 | 0 | 0 | 0 | 0
CT Fac. Spec. - NOX Rate Winter v.4.10 Final, Unit 1212 and retrofits | 295 | 2270 | Rate Constraint in lbs/MMBtu | FALSE | L | Annual | Allowances Purchased NOX | Thousand Tons | 0 | 0 | 0 | 0 | 0 | 0 | 0 | 0
CT Fac. Spec. - NOX Rate Winter v.4.10 Final, Unit 1212 and retrofits | 295 | 2270 | Rate Constraint in lbs/MMBtu | FALSE | L | Annual | Allowances Sold NOX | Thousand Tons | 0 | 0 | 0 | 0 | 0 | 0 | 0 | 0
CT Fac. Spec. - NOX Rate Winter v.4.10 Final, Unit 1212 and retrofits | 295 | 2270 | Rate Constraint in lbs/MMBtu | FALSE | L | Annual | Allowances Banked | Thousand Tons | 0 | 0 | 0 | 0 | 0 | 0 | 0 | 0
CT Fac. Spec. - NOX Rate Winter v.4.10 Final, Unit 1212 and retrofits | 295 | 2270 | Rate Constraint in lbs/MMBtu | FALSE | L | Annual | Allowances Withdrawn (1:1) | Thousand Tons | 0 | 0 | 0 | 0 | 0 | 0 | 0 | 0
CT Fac. Spec. - NOX Rate Winter v.4.10 Final, Unit 1212 and retrofits | 295 | 2270 | Rate Constraint in lbs/MMBtu | FALSE | L | Annual | Allowances Withdrawn (n:1) | Thousand Tons | 0 | 0 | 0 | 0 | 0 | 0 | 0 | 0
CT Fac. Spec. - NOX Rate Winter v.4.10 Final, Unit 1212 and retrofits | 295 | 2270 | Rate Constraint in lbs/MMBtu | FALSE | L | Annual | Net Emissions Allowance Position | Thousand Tons | 0 | 0 | 0 | 0 | 0 | 0 | 0 | 0
CT Fac. Spec. - NOX Rate Winter v.4.10 Final, Unit 1212 and retrofits | 295 | 2270 | Rate Constraint in lbs/MMBtu | FALSE | L | Annual | Fuel Consumed | TBtu | 0 | 0 | 0 | 0 | 0 | 0 | 0 | 0
CT Fac. Spec. - NOX Rate Winter v.4.10 Final, Unit 1212 and retrofits | 295 | 2270 | Rate Constraint in lbs/MMBtu | FALSE | L | Annual | Rate | lb/MMBtu | 0 | 0 | 0 | 0 | 0 | 0 | 0 | 0
CT Fac. Spec. - NOX Rate Winter v.4.10 Final, Unit 1212 and retrofits | 295 | 2270 | Rate Constraint in lbs/MMBtu | FALSE | L | Annual | Generation | TWh | 0 | 0 | 0 | 0 | 0 | 0 | 0 | 0
CT Fac. Spec. - NOX Rate Winter v.4.10 Final, Unit 1212 and retrofits | 295 | 2270 | Rate Constraint in lbs/MMBtu | FALSE | L | Annual | Qualifying Generation | TWh | 0 | 0 | 0 | 0 | 0 | 0 | 0 | 0
CT Fac. Spec. - NOX Rate Winter v.4.10 Final, Unit 1212 and retrofits | 295 | 2270 | Rate Constraint in lbs/MMBtu | FALSE | L | Annual | Rate | lb/MWh | 0 | 0 | 0 | 0 | 0 | 0 | 0 | 0
CT Fac. Spec. - NOX Rate Winter v.4.10 Final, Unit 1212 and retrofits | 295 | 2270 | Rate Constraint in lbs/MMBtu | FALSE | L | Annual | Constraint Shadow Price | US2016$/Ton | 0 | 0 | 0 | 0 | 0 | 0 | 0 | 0
CT Fac. Spec. - NOX Rate Winter v.4.10 Final, Unit 1213 and retrofits | 296 | 2270 | Rate Constraint in lbs/MMBtu | FALSE | L | Annual | Seasons Included | Seasons | Winter, WintShld | Winter, WintShld | Winter, WintShld | Winter, WintShld | Winter, WintShld | Winter, WintShld | Winter, WintShld | Winter, WintShld
CT Fac. Spec. - NOX Rate Winter v.4.10 Final, Unit 1213 and retrofits | 296 | 2270 | Rate Constraint in lbs/MMBtu | FALSE | L | Annual | Standard NOX | lb/MMBtu | 0.15 | 0.15 | 0.15 | 0.15 | 0.15 | 0.15 | 0.15 | 0.15
CT Fac. Spec. - NOX Rate Winter v.4.10 Final, Unit 1213 and retrofits | 296 | 2270 | Rate Constraint in lbs/MMBtu | FALSE | L | Annual | Emissions at Affected Plants NOX | Thousand Tons | 0 | 0 | 0 | 0 | 0 | 0 | 0 | 0
CT Fac. Spec. - NOX Rate Winter v.4.10 Final, Unit 1213 and retrofits | 296 | 2270 | Rate Constraint in lbs/MMBtu | FALSE | L | Annual | Allowances Purchased NOX | Thousand Tons | 0 | 0 | 0 | 0 | 0 | 0 | 0 | 0
CT Fac. Spec. - NOX Rate Winter v.4.10 Final, Unit 1213 and retrofits | 296 | 2270 | Rate Constraint in lbs/MMBtu | FALSE | L | Annual | Allowances Sold NOX | Thousand Tons | 0 | 0 | 0 | 0 | 0 | 0 | 0 | 0
CT Fac. Spec. - NOX Rate Winter v.4.10 Final, Unit 1213 and retrofits | 296 | 2270 | Rate Constraint in lbs/MMBtu | FALSE | L | Annual | Allowances Banked | Thousand Tons | 0 | 0 | 0 | 0 | 0 | 0 | 0 | 0
CT Fac. Spec. - NOX Rate Winter v.4.10 Final, Unit 1213 and retrofits | 296 | 2270 | Rate Constraint in lbs/MMBtu | FALSE | L | Annual | Allowances Withdrawn (1:1) | Thousand Tons | 0 | 0 | 0 | 0 | 0 | 0 | 0 | 0
CT Fac. Spec. - NOX Rate Winter v.4.10 Final, Unit 1213 and retrofits | 296 | 2270 | Rate Constraint in lbs/MMBtu | FALSE | L | Annual | Allowances Withdrawn (n:1) | Thousand Tons | 0 | 0 | 0 | 0 | 0 | 0 | 0 | 0
CT Fac. Spec. - NOX Rate Winter v.4.10 Final, Unit 1213 and retrofits | 296 | 2270 | Rate Constraint in lbs/MMBtu | FALSE | L | Annual | Net Emissions Allowance Position | Thousand Tons | 0 | 0 | 0 | 0 | 0 | 0 | 0 | 0
CT Fac. Spec. - NOX Rate Winter v.4.10 Final, Unit 1213 and retrofits | 296 | 2270 | Rate Constraint in lbs/MMBtu | FALSE | L | Annual | Fuel Consumed | TBtu | 0 | 0 | 0 | 0 | 0 | 0 | 0 | 0
CT Fac. Spec. - NOX Rate Winter v.4.10 Final, Unit 1213 and retrofits | 296 | 2270 | Rate Constraint in lbs/MMBtu | FALSE | L | Annual | Rate | lb/MMBtu | 0 | 0 | 0 | 0 | 0 | 0 | 0 | 0
CT Fac. Spec. - NOX Rate Winter v.4.10 Final, Unit 1213 and retrofits | 296 | 2270 | Rate Constraint in lbs/MMBtu | FALSE | L | Annual | Generation | TWh | 0 | 0 | 0 | 0 | 0 | 0 | 0 | 0
CT Fac. Spec. - NOX Rate Winter v.4.10 Final, Unit 1213 and retrofits | 296 | 2270 | Rate Constraint in lbs/MMBtu | FALSE | L | Annual | Qualifying Generation | TWh | 0 | 0 | 0 | 0 | 0 | 0 | 0 | 0
CT Fac. Spec. - NOX Rate Winter v.4.10 Final, Unit 1213 and retrofits | 296 | 2270 | Rate Constraint in lbs/MMBtu | FALSE | L | Annual | Rate | lb/MWh | 0 | 0 | 0 | 0 | 0 | 0 | 0 | 0
CT Fac. Spec. - NOX Rate Winter v.4.10 Final, Unit 1213 and retrofits | 296 | 2270 | Rate Constraint in lbs/MMBtu | FALSE | L | Annual | Constraint Shadow Price | US2016$/Ton | 0 | 0 | 0 | 0 | 0 | 0 | 0 | 0
CT Fac. Spec. - NOX Rate Winter v.4.10 Final, Unit 1214 and retrofits | 297 | 2270 | Rate Constraint in lbs/MMBtu | FALSE | L | Annual | Seasons Included | Seasons | Winter, WintShld | Winter, WintShld | Winter, WintShld | Winter, WintShld | Winter, WintShld | Winter, WintShld | Winter, WintShld | Winter, WintShld
CT Fac. Spec. - NOX Rate Winter v.4.10 Final, Unit 1214 and retrofits | 297 | 2270 | Rate Constraint in lbs/MMBtu | FALSE | L | Annual | Standard NOX | lb/MMBtu | 0.15 | 0.15 | 0.15 | 0.15 | 0.15 | 0.15 | 0.15 | 0.15
CT Fac. Spec. - NOX Rate Winter v.4.10 Final, Unit 1214 and retrofits | 297 | 2270 | Rate Constraint in lbs/MMBtu | FALSE | L | Annual | Emissions at Affected Plants NOX | Thousand Tons | 0 | 0 | 0 | 0 | 0 | 0 | 0 | 0
CT Fac. Spec. - NOX Rate Winter v.4.10 Final, Unit 1214 and retrofits | 297 | 2270 | Rate Constraint in lbs/MMBtu | FALSE | L | Annual | Allowances Purchased NOX | Thousand Tons | 0 | 0 | 0 | 0 | 0 | 0 | 0 | 0
CT Fac. Spec. - NOX Rate Winter v.4.10 Final, Unit 1214 and retrofits | 297 | 2270 | Rate Constraint in lbs/MMBtu | FALSE | L | Annual | Allowances Sold NOX | Thousand Tons | 0 | 0 | 0 | 0 | 0 | 0 | 0 | 0
CT Fac. Spec. - NOX Rate Winter v.4.10 Final, Unit 1214 and retrofits | 297 | 2270 | Rate Constraint in lbs/MMBtu | FALSE | L | Annual | Allowances Banked | Thousand Tons | 0 | 0 | 0 | 0 | 0 | 0 | 0 | 0
CT Fac. Spec. - NOX Rate Winter v.4.10 Final, Unit 1214 and retrofits | 297 | 2270 | Rate Constraint in lbs/MMBtu | FALSE | L | Annual | Allowances Withdrawn (1:1) | Thousand Tons | 0 | 0 | 0 | 0 | 0 | 0 | 0 | 0
CT Fac. Spec. - NOX Rate Winter v.4.10 Final, Unit 1214 and retrofits | 297 | 2270 | Rate Constraint in lbs/MMBtu | FALSE | L | Annual | Allowances Withdrawn (n:1) | Thousand Tons | 0 | 0 | 0 | 0 | 0 | 0 | 0 | 0
CT Fac. Spec. - NOX Rate Winter v.4.10 Final, Unit 1214 and retrofits | 297 | 2270 | Rate Constraint in lbs/MMBtu | FALSE | L | Annual | Net Emissions Allowance Position | Thousand Tons | 0 | 0 | 0 | 0 | 0 | 0 | 0 | 0
CT Fac. Spec. - NOX Rate Winter v.4.10 Final, Unit 1214 and retrofits | 297 | 2270 | Rate Constraint in lbs/MMBtu | FALSE | L | Annual | Fuel Consumed | TBtu | 0 | 0 | 0 | 0 | 0 | 0 | 0 | 0
CT Fac. Spec. - NOX Rate Winter v.4.10 Final, Unit 1214 and retrofits | 297 | 2270 | Rate Constraint in lbs/MMBtu | FALSE | L | Annual | Rate | lb/MMBtu | 0 | 0 | 0 | 0 | 0 | 0 | 0 | 0
CT Fac. Spec. - NOX Rate Winter v.4.10 Final, Unit 1214 and retrofits | 297 | 2270 | Rate Constraint in lbs/MMBtu | FALSE | L | Annual | Generation | TWh | 0 | 0 | 0 | 0 | 0 | 0 | 0 | 0
CT Fac. Spec. - NOX Rate Winter v.4.10 Final, Unit 1214 and retrofits | 297 | 2270 | Rate Constraint in lbs/MMBtu | FALSE | L | Annual | Qualifying Generation | TWh | 0 | 0 | 0 | 0 | 0 | 0 | 0 | 0
CT Fac. Spec. - NOX Rate Winter v.4.10 Final, Unit 1214 and retrofits | 297 | 2270 | Rate Constraint in lbs/MMBtu | FALSE | L | Annual | Rate | lb/MWh | 0 | 0 | 0 | 0 | 0 | 0 | 0 | 0
CT Fac. Spec. - NOX Rate Winter v.4.10 Final, Unit 1214 and retrofits | 297 | 2270 | Rate Constraint in lbs/MMBtu | FALSE | L | Annual | Constraint Shadow Price | US2016$/Ton | 0 | 0 | 0 | 0 | 0 | 0 | 0 | 0
CT Fac. Spec. - NOX Rate Winter v.4.10 Final, Unit 1215 and retrofits | 298 | 2270 | Rate Constraint in lbs/MMBtu | FALSE | L | Annual | Seasons Included | Seasons | Winter, WintShld | Winter, WintShld | Winter, WintShld | Winter, WintShld | Winter, WintShld | Winter, WintShld | Winter, WintShld | Winter, WintShld
CT Fac. Spec. - NOX Rate Winter v.4.10 Final, Unit 1215 and retrofits | 298 | 2270 | Rate Constraint in lbs/MMBtu | FALSE | L | Annual | Standard NOX | lb/MMBtu | 0.15 | 0.15 | 0.15 | 0.15 | 0.15 | 0.15 | 0.15 | 0.15
CT Fac. Spec. - NOX Rate Winter v.4.10 Final, Unit 1215 and retrofits | 298 | 2270 | Rate Constraint in lbs/MMBtu | FALSE | L | Annual | Emissions at Affected Plants NOX | Thousand Tons | 0 | 0 | 0 | 0 | 0 | 0 | 0 | 0
CT Fac. Spec. - NOX Rate Winter v.4.10 Final, Unit 1215 and retrofits | 298 | 2270 | Rate Constraint in lbs/MMBtu | FALSE | L | Annual | Allowances Purchased NOX | Thousand Tons | 0 | 0 | 0 | 0 | 0 | 0 | 0 | 0
CT Fac. Spec. - NOX Rate Winter v.4.10 Final, Unit 1215 and retrofits | 298 | 2270 | Rate Constraint in lbs/MMBtu | FALSE | L | Annual | Allowances Sold NOX | Thousand Tons | 0 | 0 | 0 | 0 | 0 | 0 | 0 | 0
CT Fac. Spec. - NOX Rate Winter v.4.10 Final, Unit 1215 and retrofits | 298 | 2270 | Rate Constraint in lbs/MMBtu | FALSE | L | Annual | Allowances Banked | Thousand Tons | 0 | 0 | 0 | 0 | 0 | 0 | 0 | 0
CT Fac. Spec. - NOX Rate Winter v.4.10 Final, Unit 1215 and retrofits | 298 | 2270 | Rate Constraint in lbs/MMBtu | FALSE | L | Annual | Allowances Withdrawn (1:1) | Thousand Tons | 0 | 0 | 0 | 0 | 0 | 0 | 0 | 0
CT Fac. Spec. - NOX Rate Winter v.4.10 Final, Unit 1215 and retrofits | 298 | 2270 | Rate Constraint in lbs/MMBtu | FALSE | L | Annual | Allowances Withdrawn (n:1) | Thousand Tons | 0 | 0 | 0 | 0 | 0 | 0 | 0 | 0
CT Fac. Spec. - NOX Rate Winter v.4.10 Final, Unit 1215 and retrofits | 298 | 2270 | Rate Constraint in lbs/MMBtu | FALSE | L | Annual | Net Emissions Allowance Position | Thousand Tons | 0 | 0 | 0 | 0 | 0 | 0 | 0 | 0
CT Fac. Spec. - NOX Rate Winter v.4.10 Final, Unit 1215 and retrofits | 298 | 2270 | Rate Constraint in lbs/MMBtu | FALSE | L | Annual | Fuel Consumed | TBtu | 0 | 0 | 0 | 0 | 0 | 0 | 0 | 0
CT Fac. Spec. - NOX Rate Winter v.4.10 Final, Unit 1215 and retrofits | 298 | 2270 | Rate Constraint in lbs/MMBtu | FALSE | L | Annual | Rate | lb/MMBtu | 0 | 0 | 0 | 0 | 0 | 0 | 0 | 0
CT Fac. Spec. - NOX Rate Winter v.4.10 Final, Unit 1215 and retrofits | 298 | 2270 | Rate Constraint in lbs/MMBtu | FALSE | L | Annual | Generation | TWh | 0 | 0 | 0 | 0 | 0 | 0 | 0 | 0
CT Fac. Spec. - NOX Rate Winter v.4.10 Final, Unit 1215 and retrofits | 298 | 2270 | Rate Constraint in lbs/MMBtu | FALSE | L | Annual | Qualifying Generation | TWh | 0 | 0 | 0 | 0 | 0 | 0 | 0 | 0
CT Fac. Spec. - NOX Rate Winter v.4.10 Final, Unit 1215 and retrofits | 298 | 2270 | Rate Constraint in lbs/MMBtu | FALSE | L | Annual | Rate | lb/MWh | 0 | 0 | 0 | 0 | 0 | 0 | 0 | 0
CT Fac. Spec. - NOX Rate Winter v.4.10 Final, Unit 1215 and retrofits | 298 | 2270 | Rate Constraint in lbs/MMBtu | FALSE | L | Annual | Constraint Shadow Price | US2016$/Ton | 0 | 0 | 0 | 0 | 0 | 0 | 0 | 0
CT Fac. Spec. - NOX Rate Winter v.4.10 Final, Unit 1216 and retrofits | 299 | 2270 | Rate Constraint in lbs/MMBtu | FALSE | L | Annual | Seasons Included | Seasons | Winter, WintShld | Winter, WintShld | Winter, WintShld | Winter, WintShld | Winter, WintShld | Winter, WintShld | Winter, WintShld | Winter, WintShld
CT Fac. Spec. - NOX Rate Winter v.4.10 Final, Unit 1216 and retrofits | 299 | 2270 | Rate Constraint in lbs/MMBtu | FALSE | L | Annual | Standard NOX | lb/MMBtu | 0.15 | 0.15 | 0.15 | 0.15 | 0.15 | 0.15 | 0.15 | 0.15
CT Fac. Spec. - NOX Rate Winter v.4.10 Final, Unit 1216 and retrofits | 299 | 2270 | Rate Constraint in lbs/MMBtu | FALSE | L | Annual | Emissions at Affected Plants NOX | Thousand Tons | 0 | 0 | 0 | 0 | 0 | 0 | 0 | 0
CT Fac. Spec. - NOX Rate Winter v.4.10 Final, Unit 1216 and retrofits | 299 | 2270 | Rate Constraint in lbs/MMBtu | FALSE | L | Annual | Allowances Purchased NOX | Thousand Tons | 0 | 0 | 0 | 0 | 0 | 0 | 0 | 0
CT Fac. Spec. - NOX Rate Winter v.4.10 Final, Unit 1216 and retrofits | 299 | 2270 | Rate Constraint in lbs/MMBtu | FALSE | L | Annual | Allowances Sold NOX | Thousand Tons | 0 | 0 | 0 | 0 | 0 | 0 | 0 | 0
CT Fac. Spec. - NOX Rate Winter v.4.10 Final, Unit 1216 and retrofits | 299 | 2270 | Rate Constraint in lbs/MMBtu | FALSE | L | Annual | Allowances Banked | Thousand Tons | 0 | 0 | 0 | 0 | 0 | 0 | 0 | 0
CT Fac. Spec. - NOX Rate Winter v.4.10 Final, Unit 1216 and retrofits | 299 | 2270 | Rate Constraint in lbs/MMBtu | FALSE | L | Annual | Allowances Withdrawn (1:1) | Thousand Tons | 0 | 0 | 0 | 0 | 0 | 0 | 0 | 0
CT Fac. Spec. - NOX Rate Winter v.4.10 Final, Unit 1216 and retrofits | 299 | 2270 | Rate Constraint in lbs/MMBtu | FALSE | L | Annual | Allowances Withdrawn (n:1) | Thousand Tons | 0 | 0 | 0 | 0 | 0 | 0 | 0 | 0
CT Fac. Spec. - NOX Rate Winter v.4.10 Final, Unit 1216 and retrofits | 299 | 2270 | Rate Constraint in lbs/MMBtu | FALSE | L | Annual | Net Emissions Allowance Position | Thousand Tons | 0 | 0 | 0 | 0 | 0 | 0 | 0 | 0
CT Fac. Spec. - NOX Rate Winter v.4.10 Final, Unit 1216 and retrofits | 299 | 2270 | Rate Constraint in lbs/MMBtu | FALSE | L | Annual | Fuel Consumed | TBtu | 0 | 0 | 0 | 0 | 0 | 0 | 0 | 0
CT Fac. Spec. - NOX Rate Winter v.4.10 Final, Unit 1216 and retrofits | 299 | 2270 | Rate Constraint in lbs/MMBtu | FALSE | L | Annual | Rate | lb/MMBtu | 0 | 0 | 0 | 0 | 0 | 0 | 0 | 0
CT Fac. Spec. - NOX Rate Winter v.4.10 Final, Unit 1216 and retrofits | 299 | 2270 | Rate Constraint in lbs/MMBtu | FALSE | L | Annual | Generation | TWh | 0 | 0 | 0 | 0 | 0 | 0 | 0 | 0
CT Fac. Spec. - NOX Rate Winter v.4.10 Final, Unit 1216 and retrofits | 299 | 2270 | Rate Constraint in lbs/MMBtu | FALSE | L | Annual | Qualifying Generation | TWh | 0 | 0 | 0 | 0 | 0 | 0 | 0 | 0
CT Fac. Spec. - NOX Rate Winter v.4.10 Final, Unit 1216 and retrofits | 299 | 2270 | Rate Constraint in lbs/MMBtu | FALSE | L | Annual | Rate | lb/MWh | 0 | 0 | 0 | 0 | 0 | 0 | 0 | 0
CT Fac. Spec. - NOX Rate Winter v.4.10 Final, Unit 1216 and retrofits | 299 | 2270 | Rate Constraint in lbs/MMBtu | FALSE | L | Annual | Constraint Shadow Price | US2016$/Ton | 0 | 0 | 0 | 0 | 0 | 0 | 0 | 0
CT Fac. Spec. - NOX Rate Winter v.4.10 Final, Unit 1221 and retrofits | 300 | 2270 | Rate Constraint in lbs/MMBtu | FALSE | L | Annual | Seasons Included | Seasons | Winter, WintShld | Winter, WintShld | Winter, WintShld | Winter, WintShld | Winter, WintShld | Winter, WintShld | Winter, WintShld | Winter, WintShld
CT Fac. Spec. - NOX Rate Winter v.4.10 Final, Unit 1221 and retrofits | 300 | 2270 | Rate Constraint in lbs/MMBtu | FALSE | L | Annual | Standard NOX | lb/MMBtu | 0.15 | 0.15 | 0.15 | 0.15 | 0.15 | 0.15 | 0.15 | 0.15
CT Fac. Spec. - NOX Rate Winter v.4.10 Final, Unit 1221 and retrofits | 300 | 2270 | Rate Constraint in lbs/MMBtu | FALSE | L | Annual | Emissions at Affected Plants NOX | Thousand Tons | 0 | 0 | 0 | 0 | 0 | 0 | 0 | 0
CT Fac. Spec. - NOX Rate Winter v.4.10 Final, Unit 1221 and retrofits | 300 | 2270 | Rate Constraint in lbs/MMBtu | FALSE | L | Annual | Allowances Purchased NOX | Thousand Tons | 0 | 0 | 0 | 0 | 0 | 0 | 0 | 0
CT Fac. Spec. - NOX Rate Winter v.4.10 Final, Unit 1221 and retrofits | 300 | 2270 | Rate Constraint in lbs/MMBtu | FALSE | L | Annual | Allowances Sold NOX | Thousand Tons | 0 | 0 | 0 | 0 | 0 | 0 | 0 | 0
CT Fac. Spec. - NOX Rate Winter v.4.10 Final, Unit 1221 and retrofits | 300 | 2270 | Rate Constraint in lbs/MMBtu | FALSE | L | Annual | Allowances Banked | Thousand Tons | 0 | 0 | 0 | 0 | 0 | 0 | 0 | 0
CT Fac. Spec. - NOX Rate Winter v.4.10 Final, Unit 1221 and retrofits | 300 | 2270 | Rate Constraint in lbs/MMBtu | FALSE | L | Annual | Allowances Withdrawn (1:1) | Thousand Tons | 0 | 0 | 0 | 0 | 0 | 0 | 0 | 0
CT Fac. Spec. - NOX Rate Winter v.4.10 Final, Unit 1221 and retrofits | 300 | 2270 | Rate Constraint in lbs/MMBtu | FALSE | L | Annual | Allowances Withdrawn (n:1) | Thousand Tons | 0 | 0 | 0 | 0 | 0 | 0 | 0 | 0
CT Fac. Spec. - NOX Rate Winter v.4.10 Final, Unit 1221 and retrofits | 300 | 2270 | Rate Constraint in lbs/MMBtu | FALSE | L | Annual | Net Emissions Allowance Position | Thousand Tons | 0 | 0 | 0 | 0 | 0 | 0 | 0 | 0
CT Fac. Spec. - NOX Rate Winter v.4.10 Final, Unit 1221 and retrofits | 300 | 2270 | Rate Constraint in lbs/MMBtu | FALSE | L | Annual | Fuel Consumed | TBtu | 0 | 0 | 0 | 0 | 0 | 0 | 0 | 0
CT Fac. Spec. - NOX Rate Winter v.4.10 Final, Unit 1221 and retrofits | 300 | 2270 | Rate Constraint in lbs/MMBtu | FALSE | L | Annual | Rate | lb/MMBtu | 0 | 0 | 0 | 0 | 0 | 0 | 0 | 0
CT Fac. Spec. - NOX Rate Winter v.4.10 Final, Unit 1221 and retrofits | 300 | 2270 | Rate Constraint in lbs/MMBtu | FALSE | L | Annual | Generation | TWh | 0 | 0 | 0 | 0 | 0 | 0 | 0 | 0
CT Fac. Spec. - NOX Rate Winter v.4.10 Final, Unit 1221 and retrofits | 300 | 2270 | Rate Constraint in lbs/MMBtu | FALSE | L | Annual | Qualifying Generation | TWh | 0 | 0 | 0 | 0 | 0 | 0 | 0 | 0
CT Fac. Spec. - NOX Rate Winter v.4.10 Final, Unit 1221 and retrofits | 300 | 2270 | Rate Constraint in lbs/MMBtu | FALSE | L | Annual | Rate | lb/MWh | 0 | 0 | 0 | 0 | 0 | 0 | 0 | 0
CT Fac. Spec. - NOX Rate Winter v.4.10 Final, Unit 1221 and retrofits | 300 | 2270 | Rate Constraint in lbs/MMBtu | FALSE | L | Annual | Constraint Shadow Price | US2016$/Ton | 0 | 0 | 0 | 0 | 0 | 0 | 0 | 0
CT Fac. Spec. - NOX Rate Winter v.4.10 Final, Unit 1222 and retrofits | 301 | 2270 | Rate Constraint in lbs/MMBtu | FALSE | L | Annual | Seasons Included | Seasons | Winter, WintShld | Winter, WintShld | Winter, WintShld | Winter, WintShld | Winter, WintShld | Winter, WintShld | Winter, WintShld | Winter, WintShld
CT Fac. Spec. - NOX Rate Winter v.4.10 Final, Unit 1222 and retrofits | 301 | 2270 | Rate Constraint in lbs/MMBtu | FALSE | L | Annual | Standard NOX | lb/MMBtu | 0.15 | 0.15 | 0.15 | 0.15 | 0.15 | 0.15 | 0.15 | 0.15
CT Fac. Spec. - NOX Rate Winter v.4.10 Final, Unit 1222 and retrofits | 301 | 2270 | Rate Constraint in lbs/MMBtu | FALSE | L | Annual | Emissions at Affected Plants NOX | Thousand Tons | 0 | 0 | 0 | 0 | 0 | 0 | 0 | 0
CT Fac. Spec. - NOX Rate Winter v.4.10 Final, Unit 1222 and retrofits | 301 | 2270 | Rate Constraint in lbs/MMBtu | FALSE | L | Annual | Allowances Purchased NOX | Thousand Tons | 0 | 0 | 0 | 0 | 0 | 0 | 0 | 0
CT Fac. Spec. - NOX Rate Winter v.4.10 Final, Unit 1222 and retrofits | 301 | 2270 | Rate Constraint in lbs/MMBtu | FALSE | L | Annual | Allowances Sold NOX | Thousand Tons | 0 | 0 | 0 | 0 | 0 | 0 | 0 | 0
CT Fac. Spec. - NOX Rate Winter v.4.10 Final, Unit 1222 and retrofits | 301 | 2270 | Rate Constraint in lbs/MMBtu | FALSE | L | Annual | Allowances Banked | Thousand Tons | 0 | 0 | 0 | 0 | 0 | 0 | 0 | 0
CT Fac. Spec. - NOX Rate Winter v.4.10 Final, Unit 1222 and retrofits | 301 | 2270 | Rate Constraint in lbs/MMBtu | FALSE | L | Annual | Allowances Withdrawn (1:1) | Thousand Tons | 0 | 0 | 0 | 0 | 0 | 0 | 0 | 0
CT Fac. Spec. - NOX Rate Winter v.4.10 Final, Unit 1222 and retrofits | 301 | 2270 | Rate Constraint in lbs/MMBtu | FALSE | L | Annual | Allowances Withdrawn (n:1) | Thousand Tons | 0 | 0 | 0 | 0 | 0 | 0 | 0 | 0
CT Fac. Spec. - NOX Rate Winter v.4.10 Final, Unit 1222 and retrofits | 301 | 2270 | Rate Constraint in lbs/MMBtu | FALSE | L | Annual | Net Emissions Allowance Position | Thousand Tons | 0 | 0 | 0 | 0 | 0 | 0 | 0 | 0
CT Fac. Spec. - NOX Rate Winter v.4.10 Final, Unit 1222 and retrofits | 301 | 2270 | Rate Constraint in lbs/MMBtu | FALSE | L | Annual | Fuel Consumed | TBtu | 0 | 0 | 0 | 0 | 0 | 0 | 0 | 0
CT Fac. Spec. - NOX Rate Winter v.4.10 Final, Unit 1222 and retrofits | 301 | 2270 | Rate Constraint in lbs/MMBtu | FALSE | L | Annual | Rate | lb/MMBtu | 0 | 0 | 0 | 0 | 0 | 0 | 0 | 0
CT Fac. Spec. - NOX Rate Winter v.4.10 Final, Unit 1222 and retrofits | 301 | 2270 | Rate Constraint in lbs/MMBtu | FALSE | L | Annual | Generation | TWh | 0 | 0 | 0 | 0 | 0 | 0 | 0 | 0
CT Fac. Spec. - NOX Rate Winter v.4.10 Final, Unit 1222 and retrofits | 301 | 2270 | Rate Constraint in lbs/MMBtu | FALSE | L | Annual | Qualifying Generation | TWh | 0 | 0 | 0 | 0 | 0 | 0 | 0 | 0
CT Fac. Spec. - NOX Rate Winter v.4.10 Final, Unit 1222 and retrofits | 301 | 2270 | Rate Constraint in lbs/MMBtu | FALSE | L | Annual | Rate | lb/MWh | 0 | 0 | 0 | 0 | 0 | 0 | 0 | 0
CT Fac. Spec. - NOX Rate Winter v.4.10 Final, Unit 1222 and retrofits | 301 | 2270 | Rate Constraint in lbs/MMBtu | FALSE | L | Annual | Constraint Shadow Price | US2016$/Ton | 0 | 0 | 0 | 0 | 0 | 0 | 0 | 0
CT Fac. Spec. - NOX Rate Winter v.4.10 Final, Unit 1223 and retrofits | 302 | 2270 | Rate Constraint in lbs/MMBtu | FALSE | L | Annual | Seasons Included | Seasons | Winter, WintShld | Winter, WintShld | Winter, WintShld | Winter, WintShld | Winter, WintShld | Winter, WintShld | Winter, WintShld | Winter, WintShld
CT Fac. Spec. - NOX Rate Winter v.4.10 Final, Unit 1223 and retrofits | 302 | 2270 | Rate Constraint in lbs/MMBtu | FALSE | L | Annual | Standard NOX | lb/MMBtu | 0.15 | 0.15 | 0.15 | 0.15 | 0.15 | 0.15 | 0.15 | 0.15
CT Fac. Spec. - NOX Rate Winter v.4.10 Final, Unit 1223 and retrofits | 302 | 2270 | Rate Constraint in lbs/MMBtu | FALSE | L | Annual | Emissions at Affected Plants NOX | Thousand Tons | 0 | 0 | 0 | 0 | 0 | 0 | 0 | 0
CT Fac. Spec. - NOX Rate Winter v.4.10 Final, Unit 1223 and retrofits | 302 | 2270 | Rate Constraint in lbs/MMBtu | FALSE | L | Annual | Allowances Purchased NOX | Thousand Tons | 0 | 0 | 0 | 0 | 0 | 0 | 0 | 0
CT Fac. Spec. - NOX Rate Winter v.4.10 Final, Unit 1223 and retrofits | 302 | 2270 | Rate Constraint in lbs/MMBtu | FALSE | L | Annual | Allowances Sold NOX | Thousand Tons | 0 | 0 | 0 | 0 | 0 | 0 | 0 | 0
CT Fac. Spec. - NOX Rate Winter v.4.10 Final, Unit 1223 and retrofits | 302 | 2270 | Rate Constraint in lbs/MMBtu | FALSE | L | Annual | Allowances Banked | Thousand Tons | 0 | 0 | 0 | 0 | 0 | 0 | 0 | 0
CT Fac. Spec. - NOX Rate Winter v.4.10 Final, Unit 1223 and retrofits | 302 | 2270 | Rate Constraint in lbs/MMBtu | FALSE | L | Annual | Allowances Withdrawn (1:1) | Thousand Tons | 0 | 0 | 0 | 0 | 0 | 0 | 0 | 0
CT Fac. Spec. - NOX Rate Winter v.4.10 Final, Unit 1223 and retrofits | 302 | 2270 | Rate Constraint in lbs/MMBtu | FALSE | L | Annual | Allowances Withdrawn (n:1) | Thousand Tons | 0 | 0 | 0 | 0 | 0 | 0 | 0 | 0
CT Fac. Spec. - NOX Rate Winter v.4.10 Final, Unit 1223 and retrofits | 302 | 2270 | Rate Constraint in lbs/MMBtu | FALSE | L | Annual | Net Emissions Allowance Position | Thousand Tons | 0 | 0 | 0 | 0 | 0 | 0 | 0 | 0
CT Fac. Spec. - NOX Rate Winter v.4.10 Final, Unit 1223 and retrofits | 302 | 2270 | Rate Constraint in lbs/MMBtu | FALSE | L | Annual | Fuel Consumed | TBtu | 0 | 0 | 0 | 0 | 0 | 0 | 0 | 0
CT Fac. Spec. - NOX Rate Winter v.4.10 Final, Unit 1223 and retrofits | 302 | 2270 | Rate Constraint in lbs/MMBtu | FALSE | L | Annual | Rate | lb/MMBtu | 0 | 0 | 0 | 0 | 0 | 0 | 0 | 0
CT Fac. Spec. - NOX Rate Winter v.4.10 Final, Unit 1223 and retrofits | 302 | 2270 | Rate Constraint in lbs/MMBtu | FALSE | L | Annual | Generation | TWh | 0 | 0 | 0 | 0 | 0 | 0 | 0 | 0
CT Fac. Spec. - NOX Rate Winter v.4.10 Final, Unit 1223 and retrofits | 302 | 2270 | Rate Constraint in lbs/MMBtu | FALSE | L | Annual | Qualifying Generation | TWh | 0 | 0 | 0 | 0 | 0 | 0 | 0 | 0
CT Fac. Spec. - NOX Rate Winter v.4.10 Final, Unit 1223 and retrofits | 302 | 2270 | Rate Constraint in lbs/MMBtu | FALSE | L | Annual | Rate | lb/MWh | 0 | 0 | 0 | 0 | 0 | 0 | 0 | 0
CT Fac. Spec. - NOX Rate Winter v.4.10 Final, Unit 1223 and retrofits | 302 | 2270 | Rate Constraint in lbs/MMBtu | FALSE | L | Annual | Constraint Shadow Price | US2016$/Ton | 0 | 0 | 0 | 0 | 0 | 0 | 0 | 0
CT Fac. Spec. - NOX Rate Winter v.4.10 Final, Unit 3131 and retrofits | 303 | 2270 | Rate Constraint in lbs/MMBtu | FALSE | L | Annual | Seasons Included | Seasons | Winter, WintShld | Winter, WintShld | Winter, WintShld | Winter, WintShld | Winter, WintShld | Winter, WintShld | Winter, WintShld | Winter, WintShld
CT Fac. Spec. - NOX Rate Winter v.4.10 Final, Unit 3131 and retrofits | 303 | 2270 | Rate Constraint in lbs/MMBtu | FALSE | L | Annual | Standard NOX | lb/MMBtu | 0.15 | 0.15 | 0.15 | 0.15 | 0.15 | 0.15 | 0.15 | 0.15
CT Fac. Spec. - NOX Rate Winter v.4.10 Final, Unit 3131 and retrofits | 303 | 2270 | Rate Constraint in lbs/MMBtu | FALSE | L | Annual | Emissions at Affected Plants NOX | Thousand Tons | 0.0071828 | 0.0067184 | 0.0071143 | 0.0010252 | 0.0028931 | 0.0028931 | 0.0042647 | 0.00072015
CT Fac. Spec. - NOX Rate Winter v.4.10 Final, Unit 3131 and retrofits | 303 | 2270 | Rate Constraint in lbs/MMBtu | FALSE | L | Annual | Allowances Purchased NOX | Thousand Tons | 0 | 0 | 0 | 0 | 0 | 0 | 0 | 0
CT Fac. Spec. - NOX Rate Winter v.4.10 Final, Unit 3131 and retrofits | 303 | 2270 | Rate Constraint in lbs/MMBtu | FALSE | L | Annual | Allowances Sold NOX | Thousand Tons | 0 | 0 | 0 | 0 | 0 | 0 | 0 | 0
CT Fac. Spec. - NOX Rate Winter v.4.10 Final, Unit 3131 and retrofits | 303 | 2270 | Rate Constraint in lbs/MMBtu | FALSE | L | Annual | Allowances Banked | Thousand Tons | 0 | 0 | 0 | 0 | 0 | 0 | 0 | 0
CT Fac. Spec. - NOX Rate Winter v.4.10 Final, Unit 3131 and retrofits | 303 | 2270 | Rate Constraint in lbs/MMBtu | FALSE | L | Annual | Allowances Withdrawn (1:1) | Thousand Tons | 0 | 0 | 0 | 0 | 0 | 0 | 0 | 0
CT Fac. Spec. - NOX Rate Winter v.4.10 Final, Unit 3131 and retrofits | 303 | 2270 | Rate Constraint in lbs/MMBtu | FALSE | L | Annual | Allowances Withdrawn (n:1) | Thousand Tons | 0 | 0 | 0 | 0 | 0 | 0 | 0 | 0
CT Fac. Spec. - NOX Rate Winter v.4.10 Final, Unit 3131 and retrofits | 303 | 2270 | Rate Constraint in lbs/MMBtu | FALSE | L | Annual | Net Emissions Allowance Position | Thousand Tons | 0.0071828 | 0.0067184 | 0.0071143 | 0.0010252 | 0.0028931 | 0.0028931 | 0.0042647 | 0.00072015
CT Fac. Spec. - NOX Rate Winter v.4.10 Final, Unit 3131 and retrofits | 303 | 2270 | Rate Constraint in lbs/MMBtu | FALSE | L | Annual | Fuel Consumed | TBtu | 3.5231 | 3.2954 | 3.4895 | 0.50284 | 1.4191 | 1.4191 | 2.0918 | 0.35323
CT Fac. Spec. - NOX Rate Winter v.4.10 Final, Unit 3131 and retrofits | 303 | 2270 | Rate Constraint in lbs/MMBtu | FALSE | L | Annual | Rate | lb/MMBtu | 0.0040775 | 0.0040775 | 0.0040775 | 0.0040775 | 0.0040775 | 0.0040775 | 0.0040775 | 0.0040775
CT Fac. Spec. - NOX Rate Winter v.4.10 Final, Unit 3131 and retrofits | 303 | 2270 | Rate Constraint in lbs/MMBtu | FALSE | L | Annual | Generation | TWh | 0.49601 | 0.46394 | 0.49127 | 0.070793 | 0.19978 | 0.19978 | 0.2945 | 0.04973
CT Fac. Spec. - NOX Rate Winter v.4.10 Final, Unit 3131 and retrofits | 303 | 2270 | Rate Constraint in lbs/MMBtu | FALSE | L | Annual | Qualifying Generation | TWh | 0.49601 | 0.46394 | 0.49127 | 0.070793 | 0.19978 | 0.19978 | 0.2945 | 0.04973
CT Fac. Spec. - NOX Rate Winter v.4.10 Final, Unit 3131 and retrofits | 303 | 2270 | Rate Constraint in lbs/MMBtu | FALSE | L | Annual | Rate | lb/MWh | 0.028962 | 0.028962 | 0.028962 | 0.028962 | 0.028962 | 0.028962 | 0.028962 | 0.028962
CT Fac. Spec. - NOX Rate Winter v.4.10 Final, Unit 3131 and retrofits | 303 | 2270 | Rate Constraint in lbs/MMBtu | FALSE | L | Annual | Constraint Shadow Price | US2016$/Ton | 0 | 0 | 0 | 0 | 0 | 0 | 0 | 0
CT Fac. Spec. - NOX Rate Winter v.4.10 Final, Unit 3132 and retrofits | 304 | 2270 | Rate Constraint in lbs/MMBtu | FALSE | L | Annual | Seasons Included | Seasons | Winter, WintShld | Winter, WintShld | Winter, WintShld | Winter, WintShld | Winter, WintShld | Winter, WintShld | Winter, WintShld | Winter, WintShld
CT Fac. Spec. - NOX Rate Winter v.4.10 Final, Unit 3132 and retrofits | 304 | 2270 | Rate Constraint in lbs/MMBtu | FALSE | L | Annual | Standard NOX | lb/MMBtu | 0.15 | 0.15 | 0.15 | 0.15 | 0.15 | 0.15 | 0.15 | 0.15
CT Fac. Spec. - NOX Rate Winter v.4.10 Final, Unit 3132 and retrofits | 304 | 2270 | Rate Constraint in lbs/MMBtu | FALSE | L | Annual | Emissions at Affected Plants NOX | Thousand Tons | 0.0069962 | 0.0058445 | 0.0058445 | 0.00090332 | 0.0028616 | 0.00095535 | 0.0042647 | 0.00072015
CT Fac. Spec. - NOX Rate Winter v.4.10 Final, Unit 3132 and retrofits | 304 | 2270 | Rate Constraint in lbs/MMBtu | FALSE | L | Annual | Allowances Purchased NOX | Thousand Tons | 0 | 0 | 0 | 0 | 0 | 0 | 0 | 0
CT Fac. Spec. - NOX Rate Winter v.4.10 Final, Unit 3132 and retrofits | 304 | 2270 | Rate Constraint in lbs/MMBtu | FALSE | L | Annual | Allowances Sold NOX | Thousand Tons | 0 | 0 | 0 | 0 | 0 | 0 | 0 | 0
CT Fac. Spec. - NOX Rate Winter v.4.10 Final, Unit 3132 and retrofits | 304 | 2270 | Rate Constraint in lbs/MMBtu | FALSE | L | Annual | Allowances Banked | Thousand Tons | 0 | 0 | 0 | 0 | 0 | 0 | 0 | 0
CT Fac. Spec. - NOX Rate Winter v.4.10 Final, Unit 3132 and retrofits | 304 | 2270 | Rate Constraint in lbs/MMBtu | FALSE | L | Annual | Allowances Withdrawn (1:1) | Thousand Tons | 0 | 0 | 0 | 0 | 0 | 0 | 0 | 0
CT Fac. Spec. - NOX Rate Winter v.4.10 Final, Unit 3132 and retrofits | 304 | 2270 | Rate Constraint in lbs/MMBtu | FALSE | L | Annual | Allowances Withdrawn (n:1) | Thousand Tons | 0 | 0 | 0 | 0 | 0 | 0 | 0 | 0
CT Fac. Spec. - NOX Rate Winter v.4.10 Final, Unit 3132 and retrofits | 304 | 2270 | Rate Constraint in lbs/MMBtu | FALSE | L | Annual | Net Emissions Allowance Position | Thousand Tons | 0.0069962 | 0.0058445 | 0.0058445 | 0.00090332 | 0.0028616 | 0.00095535 | 0.0042647 | 0.00072015
CT Fac. Spec. - NOX Rate Winter v.4.10 Final, Unit 3132 and retrofits | 304 | 2270 | Rate Constraint in lbs/MMBtu | FALSE | L | Annual | Fuel Consumed | TBtu | 3.4316 | 2.8667 | 2.8667 | 0.44307 | 1.4036 | 0.4686 | 2.0918 | 0.35323
CT Fac. Spec. - NOX Rate Winter v.4.10 Final, Unit 3132 and retrofits | 304 | 2270 | Rate Constraint in lbs/MMBtu | FALSE | L | Annual | Rate | lb/MMBtu | 0.0040775 | 0.0040775 | 0.0040775 | 0.0040775 | 0.0040775 | 0.0040775 | 0.0040775 | 0.0040775
CT Fac. Spec. - NOX Rate Winter v.4.10 Final, Unit 3132 and retrofits | 304 | 2270 | Rate Constraint in lbs/MMBtu | FALSE | L | Annual | Generation | TWh | 0.48312 | 0.40359 | 0.40359 | 0.062378 | 0.1976 | 0.065972 | 0.2945 | 0.04973
CT Fac. Spec. - NOX Rate Winter v.4.10 Final, Unit 3132 and retrofits | 304 | 2270 | Rate Constraint in lbs/MMBtu | FALSE | L | Annual | Qualifying Generation | TWh | 0.48312 | 0.40359 | 0.40359 | 0.062378 | 0.1976 | 0.065972 | 0.2945 | 0.04973
CT Fac. Spec. - NOX Rate Winter v.4.10 Final, Unit 3132 and retrofits | 304 | 2270 | Rate Constraint in lbs/MMBtu | FALSE | L | Annual | Rate | lb/MWh | 0.028962 | 0.028962 | 0.028962 | 0.028962 | 0.028962 | 0.028962 | 0.028962 | 0.028962
CT Fac. Spec. - NOX Rate Winter v.4.10 Final, Unit 3132 and retrofits | 304 | 2270 | Rate Constraint in lbs/MMBtu | FALSE | L | Annual | Constraint Shadow Price | US2016$/Ton | 0 | 0 | 0 | 0 | 0 | 0 | 0 | 0
CT Fac. Spec. - NOX Rate Winter v.4.10 Final, Unit 3133 and retrofits | 305 | 2270 | Rate Constraint in lbs/MMBtu | FALSE | L | Annual | Seasons Included | Seasons | Winter, WintShld | Winter, WintShld | Winter, WintShld | Winter, WintShld | Winter, WintShld | Winter, WintShld | Winter, WintShld | Winter, WintShld
CT Fac. Spec. - NOX Rate Winter v.4.10 Final, Unit 3133 and retrofits | 305 | 2270 | Rate Constraint in lbs/MMBtu | FALSE | L | Annual | Standard NOX | lb/MMBtu | 0.15 | 0.15 | 0.15 | 0.15 | 0.15 | 0.15 | 0.15 | 0.15
CT Fac. Spec. - NOX Rate Winter v.4.10 Final, Unit 3133 and retrofits | 305 | 2270 | Rate Constraint in lbs/MMBtu | FALSE | L | Annual | Emissions at Affected Plants NOX | Thousand Tons | 0.010495 | 0.0091166 | 0.0094561 | 0.00086952 | 0.0014465 | 0.0026628 | 0.0053114 | 0.0010285
CT Fac. Spec. - NOX Rate Winter v.4.10 Final, Unit 3133 and retrofits | 305 | 2270 | Rate Constraint in lbs/MMBtu | FALSE | L | Annual | Allowances Purchased NOX | Thousand Tons | 0 | 0 | 0 | 0 | 0 | 0 | 0 | 0
CT Fac. Spec. - NOX Rate Winter v.4.10 Final, Unit 3133 and retrofits | 305 | 2270 | Rate Constraint in lbs/MMBtu | FALSE | L | Annual | Allowances Sold NOX | Thousand Tons | 0 | 0 | 0 | 0 | 0 | 0 | 0 | 0
CT Fac. Spec. - NOX Rate Winter v.4.10 Final, Unit 3133 and retrofits | 305 | 2270 | Rate Constraint in lbs/MMBtu | FALSE | L | Annual | Allowances Banked | Thousand Tons | 0 | 0 | 0 | 0 | 0 | 0 | 0 | 0
CT Fac. Spec. - NOX Rate Winter v.4.10 Final, Unit 3133 and retrofits | 305 | 2270 | Rate Constraint in lbs/MMBtu | FALSE | L | Annual | Allowances Withdrawn (1:1) | Thousand Tons | 0 | 0 | 0 | 0 | 0 | 0 | 0 | 0
CT Fac. Spec. - NOX Rate Winter v.4.10 Final, Unit 3133 and retrofits | 305 | 2270 | Rate Constraint in lbs/MMBtu | FALSE | L | Annual | Allowances Withdrawn (n:1) | Thousand Tons | 0 | 0 | 0 | 0 | 0 | 0 | 0 | 0
CT Fac. Spec. - NOX Rate Winter v.4.10 Final, Unit 3133 and retrofits | 305 | 2270 | Rate Constraint in lbs/MMBtu | FALSE | L | Annual | Net Emissions Allowance Position | Thousand Tons | 0.010495 | 0.0091166 | 0.0094561 | 0.00086952 | 0.0014465 | 0.0026628 | 0.0053114 | 0.0010285
CT Fac. Spec. - NOX Rate Winter v.4.10 Final, Unit 3133 and retrofits | 305 | 2270 | Rate Constraint in lbs/MMBtu | FALSE | L | Annual | Fuel Consumed | TBtu | 5.1479 | 4.4717 | 4.6382 | 0.4265 | 0.70951 | 1.3061 | 2.6052 | 0.50449
CT Fac. Spec. - NOX Rate Winter v.4.10 Final, Unit 3133 and retrofits | 305 | 2270 | Rate Constraint in lbs/MMBtu | FALSE | L | Annual | Rate | lb/MMBtu | 0.0040775 | 0.0040775 | 0.0040775 | 0.0040775 | 0.0040775 | 0.0040775 | 0.0040775 | 0.0040775
CT Fac. Spec. - NOX Rate Winter v.4.10 Final, Unit 3133 and retrofits | 305 | 2270 | Rate Constraint in lbs/MMBtu | FALSE | L | Annual | Generation | TWh | 0.72475 | 0.62955 | 0.65299 | 0.060045 | 0.099889 | 0.18388 | 0.36677 | 0.071025
CT Fac. Spec. - NOX Rate Winter v.4.10 Final, Unit 3133 and retrofits | 305 | 2270 | Rate Constraint in lbs/MMBtu | FALSE | L | Annual | Qualifying Generation | TWh | 0.72475 | 0.62955 | 0.65299 | 0.060045 | 0.099889 | 0.18388 | 0.36677 | 0.071025
CT Fac. Spec. - NOX Rate Winter v.4.10 Final, Unit 3133 and retrofits | 305 | 2270 | Rate Constraint in lbs/MMBtu | FALSE | L | Annual | Rate | lb/MWh | 0.028962 | 0.028962 | 0.028962 | 0.028962 | 0.028962 | 0.028962 | 0.028962 | 0.028962
CT Fac. Spec. - NOX Rate Winter v.4.10 Final, Unit 3133 and retrofits | 305 | 2270 | Rate Constraint in lbs/MMBtu | FALSE | L | Annual | Constraint Shadow Price | US2016$/Ton | 0 | 0 | 0 | 0 | 0 | 0 | 0 | 0
CT Fac. Spec. - NOX Rate Winter v.4.10 Final, Unit 3135 and retrofits | 306 | 2270 | Rate Constraint in lbs/MMBtu | FALSE | L | Annual | Seasons Included | Seasons | Winter, WintShld | Winter, WintShld | Winter, WintShld | Winter, WintShld | Winter, WintShld | Winter, WintShld | Winter, WintShld | Winter, WintShld
CT Fac. Spec. - NOX Rate Winter v.4.10 Final, Unit 3135 and retrofits | 306 | 2270 | Rate Constraint in lbs/MMBtu | FALSE | L | Annual | Standard NOX | lb/MMBtu | 0.15 | 0.15 | 0.15 | 0.15 | 0.15 | 0.15 | 0.15 | 0.15
CT Fac. Spec. - NOX Rate Winter v.4.10 Final, Unit 3135 and retrofits | 306 | 2270 | Rate Constraint in lbs/MMBtu | FALSE | L | Annual | Emissions at Affected Plants NOX | Thousand Tons | 0 | 0 | 0 | 0 | 0 | 0 | 0 | 0
CT Fac. Spec. - NOX Rate Winter v.4.10 Final, Unit 3135 and retrofits | 306 | 2270 | Rate Constraint in lbs/MMBtu | FALSE | L | Annual | Allowances Purchased NOX | Thousand Tons | 0 | 0 | 0 | 0 | 0 | 0 | 0 | 0
CT Fac. Spec. - NOX Rate Winter v.4.10 Final, Unit 3135 and retrofits | 306 | 2270 | Rate Constraint in lbs/MMBtu | FALSE | L | Annual | Allowances Sold NOX | Thousand Tons | 0 | 0 | 0 | 0 | 0 | 0 | 0 | 0
CT Fac. Spec. - NOX Rate Winter v.4.10 Final, Unit 3135 and retrofits | 306 | 2270 | Rate Constraint in lbs/MMBtu | FALSE | L | Annual | Allowances Banked | Thousand Tons | 0 | 0 | 0 | 0 | 0 | 0 | 0 | 0
CT Fac. Spec. - NOX Rate Winter v.4.10 Final, Unit 3135 and retrofits | 306 | 2270 | Rate Constraint in lbs/MMBtu | FALSE | L | Annual | Allowances Withdrawn (1:1) | Thousand Tons | 0 | 0 | 0 | 0 | 0 | 0 | 0 | 0
CT Fac. Spec. - NOX Rate Winter v.4.10 Final, Unit 3135 and retrofits | 306 | 2270 | Rate Constraint in lbs/MMBtu | FALSE | L | Annual | Allowances Withdrawn (n:1) | Thousand Tons | 0 | 0 | 0 | 0 | 0 | 0 | 0 | 0
CT Fac. Spec. - NOX Rate Winter v.4.10 Final, Unit 3135 and retrofits | 306 | 2270 | Rate Constraint in lbs/MMBtu | FALSE | L | Annual | Net Emissions Allowance Position | Thousand Tons | 0 | 0 | 0 | 0 | 0 | 0 | 0 | 0
CT Fac. Spec. - NOX Rate Winter v.4.10 Final, Unit 3135 and retrofits | 306 | 2270 | Rate Constraint in lbs/MMBtu | FALSE | L | Annual | Fuel Consumed | TBtu | 0 | 0 | 0 | 0 | 0 | 0 | 0 | 0
CT Fac. Spec. - NOX Rate Winter v.4.10 Final, Unit 3135 and retrofits | 306 | 2270 | Rate Constraint in lbs/MMBtu | FALSE | L | Annual | Rate | lb/MMBtu | 0 | 0 | 0 | 0 | 0 | 0 | 0 | 0
CT Fac. Spec. - NOX Rate Winter v.4.10 Final, Unit 3135 and retrofits | 306 | 2270 | Rate Constraint in lbs/MMBtu | FALSE | L | Annual | Generation | TWh | 0 | 0 | 0 | 0 | 0 | 0 | 0 | 0
CT Fac. Spec. - NOX Rate Winter v.4.10 Final, Unit 3135 and retrofits | 306 | 2270 | Rate Constraint in lbs/MMBtu | FALSE | L | Annual | Qualifying Generation | TWh | 0 | 0 | 0 | 0 | 0 | 0 | 0 | 0
CT Fac. Spec. - NOX Rate Winter v.4.10 Final, Unit 3135 and retrofits | 306 | 2270 | Rate Constraint in lbs/MMBtu | FALSE | L | Annual | Rate | lb/MWh | 0 | 0 | 0 | 0 | 0 | 0 | 0 | 0
CT Fac. Spec. - NOX Rate Winter v.4.10 Final, Unit 3135 and retrofits | 306 | 2270 | Rate Constraint in lbs/MMBtu | FALSE | L | Annual | Constraint Shadow Price | US2016$/Ton | 0 | 0 | 0 | 0 | 0 | 0 | 0 | 0
CT Fac. Spec. - NOX Rate Winter v.4.10 Final, Unit 3136 and retrofits | 307 | 2270 | Rate Constraint in lbs/MMBtu | FALSE | L | Annual | Seasons Included | Seasons | Winter, WintShld | Winter, WintShld | Winter, WintShld | Winter, WintShld | Winter, WintShld | Winter, WintShld | Winter, WintShld | Winter, WintShld
CT Fac. Spec. - NOX Rate Winter v.4.10 Final, Unit 3136 and retrofits | 307 | 2270 | Rate Constraint in lbs/MMBtu | FALSE | L | Annual | Standard NOX | lb/MMBtu | 0.15 | 0.15 | 0.15 | 0.15 | 0.15 | 0.15 | 0.15 | 0.15
CT Fac. Spec. - NOX Rate Winter v.4.10 Final, Unit 3136 and retrofits | 307 | 2270 | Rate Constraint in lbs/MMBtu | FALSE | L | Annual | Emissions at Affected Plants NOX | Thousand Tons | 0 | 0 | 0 | 0 | 0 | 0 | 0 | 0
CT Fac. Spec. - NOX Rate Winter v.4.10 Final, Unit 3136 and retrofits | 307 | 2270 | Rate Constraint in lbs/MMBtu | FALSE | L | Annual | Allowances Purchased NOX | Thousand Tons | 0 | 0 | 0 | 0 | 0 | 0 | 0 | 0
CT Fac. Spec. - NOX Rate Winter v.4.10 Final, Unit 3136 and retrofits | 307 | 2270 | Rate Constraint in lbs/MMBtu | FALSE | L | Annual | Allowances Sold NOX | Thousand Tons | 0 | 0 | 0 | 0 | 0 | 0 | 0 | 0
CT Fac. Spec. - NOX Rate Winter v.4.10 Final, Unit 3136 and retrofits | 307 | 2270 | Rate Constraint in lbs/MMBtu | FALSE | L | Annual | Allowances Banked | Thousand Tons | 0 | 0 | 0 | 0 | 0 | 0 | 0 | 0
CT Fac. Spec. - NOX Rate Winter v.4.10 Final, Unit 3136 and retrofits | 307 | 2270 | Rate Constraint in lbs/MMBtu | FALSE | L | Annual | Allowances Withdrawn (1:1) | Thousand Tons | 0 | 0 | 0 | 0 | 0 | 0 | 0 | 0
CT Fac. Spec. - NOX Rate Winter v.4.10 Final, Unit 3136 and retrofits | 307 | 2270 | Rate Constraint in lbs/MMBtu | FALSE | L | Annual | Allowances Withdrawn (n:1) | Thousand Tons | 0 | 0 | 0 | 0 | 0 | 0 | 0 | 0
CT Fac. Spec. - NOX Rate Winter v.4.10 Final, Unit 3136 and retrofits | 307 | 2270 | Rate Constraint in lbs/MMBtu | FALSE | L | Annual | Net Emissions Allowance Position | Thousand Tons | 0 | 0 | 0 | 0 | 0 | 0 | 0 | 0
CT Fac. Spec. - NOX Rate Winter v.4.10 Final, Unit 3136 and retrofits | 307 | 2270 | Rate Constraint in lbs/MMBtu | FALSE | L | Annual | Fuel Consumed | TBtu | 0 | 0 | 0 | 0 | 0 | 0 | 0 | 0
CT Fac. Spec. - NOX Rate Winter v.4.10 Final, Unit 3136 and retrofits | 307 | 2270 | Rate Constraint in lbs/MMBtu | FALSE | L | Annual | Rate | lb/MMBtu | 0 | 0 | 0 | 0 | 0 | 0 | 0 | 0
CT Fac. Spec. - NOX Rate Winter v.4.10 Final, Unit 3136 and retrofits | 307 | 2270 | Rate Constraint in lbs/MMBtu | FALSE | L | Annual | Generation | TWh | 0 | 0 | 0 | 0 | 0 | 0 | 0 | 0
CT Fac. Spec. - NOX Rate Winter v.4.10 Final, Unit 3136 and retrofits | 307 | 2270 | Rate Constraint in lbs/MMBtu | FALSE | L | Annual | Qualifying Generation | TWh | 0 | 0 | 0 | 0 | 0 | 0 | 0 | 0
CT Fac. Spec. - NOX Rate Winter v.4.10 Final, Unit 3136 and retrofits | 307 | 2270 | Rate Constraint in lbs/MMBtu | FALSE | L | Annual | Rate | lb/MWh | 0 | 0 | 0 | 0 | 0 | 0 | 0 | 0
CT Fac. Spec. - NOX Rate Winter v.4.10 Final, Unit 3136 and retrofits | 307 | 2270 | Rate Constraint in lbs/MMBtu | FALSE | L | Annual | Constraint Shadow Price | US2016$/Ton | 0 | 0 | 0 | 0 | 0 | 0 | 0 | 0
CT Fac. Spec. - NOX Rate Winter v.4.10 Final, Unit 3138 and retrofits | 308 | 2270 | Rate Constraint in lbs/MMBtu | FALSE | L | Annual | Seasons Included | Seasons | Winter, WintShld | Winter, WintShld | Winter, WintShld | Winter, WintShld | Winter, WintShld | Winter, WintShld | Winter, WintShld | Winter, WintShld
CT Fac. Spec. - NOX Rate Winter v.4.10 Final, Unit 3138 and retrofits | 308 | 2270 | Rate Constraint in lbs/MMBtu | FALSE | L | Annual | Standard NOX | lb/MMBtu | 0.15 | 0.15 | 0.15 | 0.15 | 0.15 | 0.15 | 0.15 | 0.15
CT Fac. Spec. - NOX Rate Winter v.4.10 Final, Unit 3138 and retrofits | 308 | 2270 | Rate Constraint in lbs/MMBtu | FALSE | L | Annual | Emissions at Affected Plants NOX | Thousand Tons | 0.00011162 | 0 | 0 | 0 | 0 | 0 | 0 | 0
CT Fac. Spec. - NOX Rate Winter v.4.10 Final, Unit 3138 and retrofits | 308 | 2270 | Rate Constraint in lbs/MMBtu | FALSE | L | Annual | Allowances Purchased NOX | Thousand Tons | 0 | 0 | 0 | 0 | 0 | 0 | 0 | 0
CT Fac. Spec. - NOX Rate Winter v.4.10 Final, Unit 3138 and retrofits | 308 | 2270 | Rate Constraint in lbs/MMBtu | FALSE | L | Annual | Allowances Sold NOX | Thousand Tons | 0 | 0 | 0 | 0 | 0 | 0 | 0 | 0
CT Fac. Spec. - NOX Rate Winter v.4.10 Final, Unit 3138 and retrofits | 308 | 2270 | Rate Constraint in lbs/MMBtu | FALSE | L | Annual | Allowances Banked | Thousand Tons | 0 | 0 | 0 | 0 | 0 | 0 | 0 | 0
CT Fac. Spec. - NOX Rate Winter v.4.10 Final, Unit 3138 and retrofits | 308 | 2270 | Rate Constraint in lbs/MMBtu | FALSE | L | Annual | Allowances Withdrawn (1:1) | Thousand Tons | 0 | 0 | 0 | 0 | 0 | 0 | 0 | 0
CT Fac. Spec. - NOX Rate Winter v.4.10 Final, Unit 3138 and retrofits | 308 | 2270 | Rate Constraint in lbs/MMBtu | FALSE | L | Annual | Allowances Withdrawn (n:1) | Thousand Tons | 0 | 0 | 0 | 0 | 0 | 0 | 0 | 0
CT Fac. Spec. - NOX Rate Winter v.4.10 Final, Unit 3138 and retrofits | 308 | 2270 | Rate Constraint in lbs/MMBtu | FALSE | L | Annual | Net Emissions Allowance Position | Thousand Tons | 0.00011162 | 0 | 0 | 0 | 0 | 0 | 0 | 0
CT Fac. Spec. - NOX Rate Winter v.4.10 Final, Unit 3138 and retrofits | 308 | 2270 | Rate Constraint in lbs/MMBtu | FALSE | L | Annual | Fuel Consumed | TBtu | 0.05257 | 0 | 0 | 0 | 0 | 0 | 0 | 0
CT Fac. Spec. - NOX Rate Winter v.4.10 Final, Unit 3138 and retrofits | 308 | 2270 | Rate Constraint in lbs/MMBtu | FALSE | L | Annual | Rate | lb/MMBtu | 0.0042467 | 0 | 0 | 0 | 0 | 0 | 0 | 0
CT Fac. Spec. - NOX Rate Winter v.4.10 Final, Unit 3138 and retrofits | 308 | 2270 | Rate Constraint in lbs/MMBtu | FALSE | L | Annual | Generation | TWh | 0.0071388 | 0 | 0 | 0 | 0 | 0 | 0 | 0
CT Fac. Spec. - NOX Rate Winter v.4.10 Final, Unit 3138 and retrofits | 308 | 2270 | Rate Constraint in lbs/MMBtu | FALSE | L | Annual | Qualifying Generation | TWh | 0.0071388 | 0 | 0 | 0 | 0 | 0 | 0 | 0
CT Fac. Spec. - NOX Rate Winter v.4.10 Final, Unit 3138 and retrofits | 308 | 2270 | Rate Constraint in lbs/MMBtu | FALSE | L | Annual | Rate | lb/MWh | 0.031272 | 0 | 0 | 0 | 0 | 0 | 0 | 0
CT Fac. Spec. - NOX Rate Winter v.4.10 Final, Unit 3138 and retrofits | 308 | 2270 | Rate Constraint in lbs/MMBtu | FALSE | L | Annual | Constraint Shadow Price | US2016$/Ton | 0 | 0 | 0 | 0 | 0 | 0 | 0 | 0
CT Fac. Spec. - NOX Rate Winter v.4.10 Final, Unit 3139 and retrofits | 309 | 2270 | Rate Constraint in lbs/MMBtu | FALSE | L | Annual | Seasons Included | Seasons | Winter, WintShld | Winter, WintShld | Winter, WintShld | Winter, WintShld | Winter, WintShld | Winter, WintShld | Winter, WintShld | Winter, WintShld
CT Fac. Spec. - NOX Rate Winter v.4.10 Final, Unit 3139 and retrofits | 309 | 2270 | Rate Constraint in lbs/MMBtu | FALSE | L | Annual | Standard NOX | lb/MMBtu | 0.15 | 0.15 | 0.15 | 0.15 | 0.15 | 0.15 | 0.15 | 0.15
CT Fac. Spec. - NOX Rate Winter v.4.10 Final, Unit 3139 and retrofits | 309 | 2270 | Rate Constraint in lbs/MMBtu | FALSE | L | Annual | Emissions at Affected Plants NOX | Thousand Tons | 2.2411e-05 | 0 | 0 | 0 | 0 | 0 | 0 | 0
CT Fac. Spec. - NOX Rate Winter v.4.10 Final, Unit 3139 and retrofits | 309 | 2270 | Rate Constraint in lbs/MMBtu | FALSE | L | Annual | Allowances Purchased NOX | Thousand Tons | 0 | 0 | 0 | 0 | 0 | 0 | 0 | 0
CT Fac. Spec. - NOX Rate Winter v.4.10 Final, Unit 3139 and retrofits | 309 | 2270 | Rate Constraint in lbs/MMBtu | FALSE | L | Annual | Allowances Sold NOX | Thousand Tons | 0 | 0 | 0 | 0 | 0 | 0 | 0 | 0
CT Fac. Spec. - NOX Rate Winter v.4.10 Final, Unit 3139 and retrofits | 309 | 2270 | Rate Constraint in lbs/MMBtu | FALSE | L | Annual | Allowances Banked | Thousand Tons | 0 | 0 | 0 | 0 | 0 | 0 | 0 | 0
CT Fac. Spec. - NOX Rate Winter v.4.10 Final, Unit 3139 and retrofits | 309 | 2270 | Rate Constraint in lbs/MMBtu | FALSE | L | Annual | Allowances Withdrawn (1:1) | Thousand Tons | 0 | 0 | 0 | 0 | 0 | 0 | 0 | 0
CT Fac. Spec. - NOX Rate Winter v.4.10 Final, Unit 3139 and retrofits | 309 | 2270 | Rate Constraint in lbs/MMBtu | FALSE | L | Annual | Allowances Withdrawn (n:1) | Thousand Tons | 0 | 0 | 0 | 0 | 0 | 0 | 0 | 0
CT Fac. Spec. - NOX Rate Winter v.4.10 Final, Unit 3139 and retrofits | 309 | 2270 | Rate Constraint in lbs/MMBtu | FALSE | L | Annual | Net Emissions Allowance Position | Thousand Tons | 2.2411e-05 | 0 | 0 | 0 | 0 | 0 | 0 | 0
CT Fac. Spec. - NOX Rate Winter v.4.10 Final, Unit 3139 and retrofits | 309 | 2270 | Rate Constraint in lbs/MMBtu | FALSE | L | Annual | Fuel Consumed | TBtu | 0.011749 | 0 | 0 | 0 | 0 | 0 | 0 | 0
CT Fac. Spec. - NOX Rate Winter v.4.10 Final, Unit 3139 and retrofits | 309 | 2270 | Rate Constraint in lbs/MMBtu | FALSE | L | Annual | Rate | lb/MMBtu | 0.003815 | 0 | 0 | 0 | 0 | 0 | 0 | 0
CT Fac. Spec. - NOX Rate Winter v.4.10 Final, Unit 3139 and retrofits | 309 | 2270 | Rate Constraint in lbs/MMBtu | FALSE | L | Annual | Generation | TWh | 0.001594 | 0 | 0 | 0 | 0 | 0 | 0 | 0
CT Fac. Spec. - NOX Rate Winter v.4.10 Final, Unit 3139 and retrofits | 309 | 2270 | Rate Constraint in lbs/MMBtu | FALSE | L | Annual | Qualifying Generation | TWh | 0.001594 | 0 | 0 | 0 | 0 | 0 | 0 | 0
CT Fac. Spec. - NOX Rate Winter v.4.10 Final, Unit 3139 and retrofits | 309 | 2270 | Rate Constraint in lbs/MMBtu | FALSE | L | Annual | Rate | lb/MWh | 0.02812 | 0 | 0 | 0 | 0 | 0 | 0 | 0
CT Fac. Spec. - NOX Rate Winter v.4.10 Final, Unit 3139 and retrofits | 309 | 2270 | Rate Constraint in lbs/MMBtu | FALSE | L | Annual | Constraint Shadow Price | US2016$/Ton | 0 | 0 | 0 | 0 | 0 | 0 | 0 | 0
CT Fac. Spec. - NOX Rate Winter v.4.10 Final, Unit 3140 and retrofits | 310 | 2270 | Rate Constraint in lbs/MMBtu | FALSE | L | Annual | Seasons Included | Seasons | Winter, WintShld | Winter, WintShld | Winter, WintShld | Winter, WintShld | Winter, WintShld | Winter, WintShld | Winter, WintShld | Winter, WintShld
CT Fac. Spec. - NOX Rate Winter v.4.10 Final, Unit 3140 and retrofits | 310 | 2270 | Rate Constraint in lbs/MMBtu | FALSE | L | Annual | Standard NOX | lb/MMBtu | 0.15 | 0.15 | 0.15 | 0.15 | 0.15 | 0.15 | 0.15 | 0.15
CT Fac. Spec. - NOX Rate Winter v.4.10 Final, Unit 3140 and retrofits | 310 | 2270 | Rate Constraint in lbs/MMBtu | FALSE | L | Annual | Emissions at Affected Plants NOX | Thousand Tons | 0.00044537 | 0.00063603 | 0.00025945 | 5.0873e-06 | 2.5436e-06 | 0 | 2.5436e-06 | 0
CT Fac. Spec. - NOX Rate Winter v.4.10 Final, Unit 3140 and retrofits | 310 | 2270 | Rate Constraint in lbs/MMBtu | FALSE | L | Annual | Allowances Purchased NOX | Thousand Tons | 0 | 0 | 0 | 0 | 0 | 0 | 0 | 0
CT Fac. Spec. - NOX Rate Winter v.4.10 Final, Unit 3140 and retrofits | 310 | 2270 | Rate Constraint in lbs/MMBtu | FALSE | L | Annual | Allowances Sold NOX | Thousand Tons | 0 | 0 | 0 | 0 | 0 | 0 | 0 | 0
CT Fac. Spec. - NOX Rate Winter v.4.10 Final, Unit 3140 and retrofits | 310 | 2270 | Rate Constraint in lbs/MMBtu | FALSE | L | Annual | Allowances Banked | Thousand Tons | 0 | 0 | 0 | 0 | 0 | 0 | 0 | 0
CT Fac. Spec. - NOX Rate Winter v.4.10 Final, Unit 3140 and retrofits | 310 | 2270 | Rate Constraint in lbs/MMBtu | FALSE | L | Annual | Allowances Withdrawn (1:1) | Thousand Tons | 0 | 0 | 0 | 0 | 0 | 0 | 0 | 0
CT Fac. Spec. - NOX Rate Winter v.4.10 Final, Unit 3140 and retrofits | 310 | 2270 | Rate Constraint in lbs/MMBtu | FALSE | L | Annual | Allowances Withdrawn (n:1) | Thousand Tons | 0 | 0 | 0 | 0 | 0 | 0 | 0 | 0
CT Fac. Spec. - NOX Rate Winter v.4.10 Final, Unit 3140 and retrofits | 310 | 2270 | Rate Constraint in lbs/MMBtu | FALSE | L | Annual | Net Emissions Allowance Position | Thousand Tons | 0.00044537 | 0.00063603 | 0.00025945 | 5.0873e-06 | 2.5436e-06 | 0 | 2.5436e-06 | 0
CT Fac. Spec. - NOX Rate Winter v.4.10 Final, Unit 3140 and retrofits | 310 | 2270 | Rate Constraint in lbs/MMBtu | FALSE | L | Annual | Fuel Consumed | TBtu | 0.27612 | 0.39433 | 0.16086 | 0.0031541 | 0.001577 | 0 | 0.001577 | 0
CT Fac. Spec. - NOX Rate Winter v.4.10 Final, Unit 3140 and retrofits | 310 | 2270 | Rate Constraint in lbs/MMBtu | FALSE | L | Annual | Rate | lb/MMBtu | 0.0032258 | 0.0032258 | 0.0032258 | 0.0032258 | 0.0032258 | 0 | 0.0032258 | 0
CT Fac. Spec. - NOX Rate Winter v.4.10 Final, Unit 3140 and retrofits | 310 | 2270 | Rate Constraint in lbs/MMBtu | FALSE | L | Annual | Generation | TWh | 0.037507 | 0.053563 | 0.02185 | 0.00042843 | 0.00021421 | 0 | 0.00021421 | 0
CT Fac. Spec. - NOX Rate Winter v.4.10 Final, Unit 3140 and retrofits | 310 | 2270 | Rate Constraint in lbs/MMBtu | FALSE | L | Annual | Qualifying Generation | TWh | 0.037507 | 0.053563 | 0.02185 | 0.00042843 | 0.00021421 | 0 | 0.00021421 | 0
CT Fac. Spec. - NOX Rate Winter v.4.10 Final, Unit 3140 and retrofits | 310 | 2270 | Rate Constraint in lbs/MMBtu | FALSE | L | Annual | Rate | lb/MWh | 0.023749 | 0.023749 | 0.023749 | 0.023749 | 0.023749 | 0 | 0.023749 | 0
CT Fac. Spec. - NOX Rate Winter v.4.10 Final, Unit 3140 and retrofits | 310 | 2270 | Rate Constraint in lbs/MMBtu | FALSE | L | Annual | Constraint Shadow Price | US2016$/Ton | 0 | 0 | 0 | 0 | 0 | 0 | 0 | 0
CT Fac. Spec. - NOX Rate Winter v.4.10 Final, Unit 3141 and retrofits | 311 | 2270 | Rate Constraint in lbs/MMBtu | FALSE | L | Annual | Seasons Included | Seasons | Winter, WintShld | Winter, WintShld | Winter, WintShld | Winter, WintShld | Winter, WintShld | Winter, WintShld | Winter, WintShld | Winter, WintShld
CT Fac. Spec. - NOX Rate Winter v.4.10 Final, Unit 3141 and retrofits | 311 | 2270 | Rate Constraint in lbs/MMBtu | FALSE | L | Annual | Standard NOX | lb/MMBtu | 0.15 | 0.15 | 0.15 | 0.15 | 0.15 | 0.15 | 0.15 | 0.15
CT Fac. Spec. - NOX Rate Winter v.4.10 Final, Unit 3141 and retrofits | 311 | 2270 | Rate Constraint in lbs/MMBtu | FALSE | L | Annual | Emissions at Affected Plants NOX | Thousand Tons | 3.7951e-07 | 0.00019116 | 0.00023946 | 0 | 0 | 0 | 1.1299e-06 | 0
CT Fac. Spec. - NOX Rate Winter v.4.10 Final, Unit 3141 and retrofits | 311 | 2270 | Rate Constraint in lbs/MMBtu | FALSE | L | Annual | Allowances Purchased NOX | Thousand Tons | 0 | 0 | 0 | 0 | 0 | 0 | 0 | 0
CT Fac. Spec. - NOX Rate Winter v.4.10 Final, Unit 3141 and retrofits | 311 | 2270 | Rate Constraint in lbs/MMBtu | FALSE | L | Annual | Allowances Sold NOX | Thousand Tons | 0 | 0 | 0 | 0 | 0 | 0 | 0 | 0
CT Fac. Spec. - NOX Rate Winter v.4.10 Final, Unit 3141 and retrofits | 311 | 2270 | Rate Constraint in lbs/MMBtu | FALSE | L | Annual | Allowances Banked | Thousand Tons | 0 | 0 | 0 | 0 | 0 | 0 | 0 | 0
CT Fac. Spec. - NOX Rate Winter v.4.10 Final, Unit 3141 and retrofits | 311 | 2270 | Rate Constraint in lbs/MMBtu | FALSE | L | Annual | Allowances Withdrawn (1:1) | Thousand Tons | 0 | 0 | 0 | 0 | 0 | 0 | 0 | 0
CT Fac. Spec. - NOX Rate Winter v.4.10 Final, Unit 3141 and retrofits | 311 | 2270 | Rate Constraint in lbs/MMBtu | FALSE | L | Annual | Allowances Withdrawn (n:1) | Thousand Tons | 0 | 0 | 0 | 0 | 0 | 0 | 0 | 0
CT Fac. Spec. - NOX Rate Winter v.4.10 Final, Unit 3141 and retrofits | 311 | 2270 | Rate Constraint in lbs/MMBtu | FALSE | L | Annual | Net Emissions Allowance Position | Thousand Tons | 3.7951e-07 | 0.00019116 | 0.00023946 | 0 | 0 | 0 | 1.1299e-06 | 0
CT Fac. Spec. - NOX Rate Winter v.4.10 Final, Unit 3141 and retrofits | 311 | 2270 | Rate Constraint in lbs/MMBtu | FALSE | L | Annual | Fuel Consumed | TBtu | 0.00015147 | 0.076299 | 0.095578 | 0 | 0 | 0 | 0.00045096 | 0
CT Fac. Spec. - NOX Rate Winter v.4.10 Final, Unit 3141 and retrofits | 311 | 2270 | Rate Constraint in lbs/MMBtu | FALSE | L | Annual | Rate | lb/MMBtu | 0.0050108 | 0.0050108 | 0.0050108 | 0 | 0 | 0 | 0.0050108 | 0
CT Fac. Spec. - NOX Rate Winter v.4.10 Final, Unit 3141 and retrofits | 311 | 2270 | Rate Constraint in lbs/MMBtu | FALSE | L | Annual | Generation | TWh | 2.0425e-05 | 0.010288 | 0.012888 | 0 | 0 | 0 | 6.081e-05 | 0
CT Fac. Spec. - NOX Rate Winter v.4.10 Final, Unit 3141 and retrofits | 311 | 2270 | Rate Constraint in lbs/MMBtu | FALSE | L | Annual | Qualifying Generation | TWh | 2.0425e-05 | 0.010288 | 0.012888 | 0 | 0 | 0 | 6.081e-05 | 0
CT Fac. Spec. - NOX Rate Winter v.4.10 Final, Unit 3141 and retrofits | 311 | 2270 | Rate Constraint in lbs/MMBtu | FALSE | L | Annual | Rate | lb/MWh | 0.03716 | 0.03716 | 0.03716 | 0 | 0 | 0 | 0.03716 | 0
CT Fac. Spec. - NOX Rate Winter v.4.10 Final, Unit 3141 and retrofits | 311 | 2270 | Rate Constraint in lbs/MMBtu | FALSE | L | Annual | Constraint Shadow Price | US2016$/Ton | 0 | 0 | 0 | 0 | 0 | 0 | 0 | 0
CT Fac. Spec. - NOX Rate Winter v.4.10 Final, Unit 3142 and retrofits | 312 | 2270 | Rate Constraint in lbs/MMBtu | FALSE | L | Annual | Seasons Included | Seasons | Winter, WintShld | Winter, WintShld | Winter, WintShld | Winter, WintShld | Winter, WintShld | Winter, WintShld | Winter, WintShld | Winter, WintShld
CT Fac. Spec. - NOX Rate Winter v.4.10 Final, Unit 3142 and retrofits | 312 | 2270 | Rate Constraint in lbs/MMBtu | FALSE | L | Annual | Standard NOX | lb/MMBtu | 0.15 | 0.15 | 0.15 | 0.15 | 0.15 | 0.15 | 0.15 | 0.15
CT Fac. Spec. - NOX Rate Winter v.4.10 Final, Unit 3142 and retrofits | 312 | 2270 | Rate Constraint in lbs/MMBtu | FALSE | L | Annual | Emissions at Affected Plants NOX | Thousand Tons | 8.5358e-06 | 0.00069653 | 0.00040073 | 6.7436e-06 | 0 | 0 | 3.9287e-06 | 0
CT Fac. Spec. - NOX Rate Winter v.4.10 Final, Unit 3142 and retrofits | 312 | 2270 | Rate Constraint in lbs/MMBtu | FALSE | L | Annual | Allowances Purchased NOX | Thousand Tons | 0 | 0 | 0 | 0 | 0 | 0 | 0 | 0
CT Fac. Spec. - NOX Rate Winter v.4.10 Final, Unit 3142 and retrofits | 312 | 2270 | Rate Constraint in lbs/MMBtu | FALSE | L | Annual | Allowances Sold NOX | Thousand Tons | 0 | 0 | 0 | 0 | 0 | 0 | 0 | 0
CT Fac. Spec. - NOX Rate Winter v.4.10 Final, Unit 3142 and retrofits | 312 | 2270 | Rate Constraint in lbs/MMBtu | FALSE | L | Annual | Allowances Banked | Thousand Tons | 0 | 0 | 0 | 0 | 0 | 0 | 0 | 0
CT Fac. Spec. - NOX Rate Winter v.4.10 Final, Unit 3142 and retrofits | 312 | 2270 | Rate Constraint in lbs/MMBtu | FALSE | L | Annual | Allowances Withdrawn (1:1) | Thousand Tons | 0 | 0 | 0 | 0 | 0 | 0 | 0 | 0
CT Fac. Spec. - NOX Rate Winter v.4.10 Final, Unit 3142 and retrofits | 312 | 2270 | Rate Constraint in lbs/MMBtu | FALSE | L | Annual | Allowances Withdrawn (n:1) | Thousand Tons | 0 | 0 | 0 | 0 | 0 | 0 | 0 | 0
CT Fac. Spec. - NOX Rate Winter v.4.10 Final, Unit 3142 and retrofits | 312 | 2270 | Rate Constraint in lbs/MMBtu | FALSE | L | Annual | Net Emissions Allowance Position | Thousand Tons | 8.5358e-06 | 0.00069653 | 0.00040073 | 6.7436e-06 | 0 | 0 | 3.9287e-06 | 0
CT Fac. Spec. - NOX Rate Winter v.4.10 Final, Unit 3142 and retrofits | 312 | 2270 | Rate Constraint in lbs/MMBtu | FALSE | L | Annual | Fuel Consumed | TBtu | 0.0035007 | 0.28566 | 0.16434 | 0.0027657 | 0 | 0 | 0.0016112 | 0
CT Fac. Spec. - NOX Rate Winter v.4.10 Final, Unit 3142 and retrofits | 312 | 2270 | Rate Constraint in lbs/MMBtu | FALSE | L | Annual | Rate | lb/MMBtu | 0.0048767 | 0.0048767 | 0.0048767 | 0.0048767 | 0 | 0 | 0.0048767 | 0
CT Fac. Spec. - NOX Rate Winter v.4.10 Final, Unit 3142 and retrofits | 312 | 2270 | Rate Constraint in lbs/MMBtu | FALSE | L | Annual | Generation | TWh | 0.0004723 | 0.03854 | 0.022173 | 0.00037313 | 0 | 0 | 0.00021738 | 0
CT Fac. Spec. - NOX Rate Winter v.4.10 Final, Unit 3142 and retrofits | 312 | 2270 | Rate Constraint in lbs/MMBtu | FALSE | L | Annual | Qualifying Generation | TWh | 0.0004723 | 0.03854 | 0.022173 | 0.00037313 | 0 | 0 | 0.00021738 | 0
CT Fac. Spec. - NOX Rate Winter v.4.10 Final, Unit 3142 and retrofits | 312 | 2270 | Rate Constraint in lbs/MMBtu | FALSE | L | Annual | Rate | lb/MWh | 0.036146 | 0.036146 | 0.036146 | 0.036146 | 0 | 0 | 0.036146 | 0
CT Fac. Spec. - NOX Rate Winter v.4.10 Final, Unit 3142 and retrofits | 312 | 2270 | Rate Constraint in lbs/MMBtu | FALSE | L | Annual | Constraint Shadow Price | US2016$/Ton | 0 | 0 | 0 | 0 | 0 | 0 | 0 | 0
CT Fac. Spec. - NOX Rate Winter v.4.10 Final, Unit 3143 and retrofits | 313 | 2270 | Rate Constraint in lbs/MMBtu | FALSE | L | Annual | Seasons Included | Seasons | Winter, WintShld | Winter, WintShld | Winter, WintShld | Winter, WintShld | Winter, WintShld | Winter, WintShld | Winter, WintShld | Winter, WintShld
CT Fac. Spec. - NOX Rate Winter v.4.10 Final, Unit 3143 and retrofits | 313 | 2270 | Rate Constraint in lbs/MMBtu | FALSE | L | Annual | Standard NOX | lb/MMBtu | 0.15 | 0.15 | 0.15 | 0.15 | 0.15 | 0.15 | 0.15 | 0.15
CT Fac. Spec. - NOX Rate Winter v.4.10 Final, Unit 3143 and retrofits | 313 | 2270 | Rate Constraint in lbs/MMBtu | FALSE | L | Annual | Emissions at Affected Plants NOX | Thousand Tons | 0.027283 | 0.027011 | 0.027011 | 0.027011 | 0.027011 | 0.020469 | 0.020469 | 0.0027224
CT Fac. Spec. - NOX Rate Winter v.4.10 Final, Unit 3143 and retrofits | 313 | 2270 | Rate Constraint in lbs/MMBtu | FALSE | L | Annual | Allowances Purchased NOX | Thousand Tons | 0 | 0 | 0 | 0 | 0 | 0 | 0 | 0
CT Fac. Spec. - NOX Rate Winter v.4.10 Final, Unit 3143 and retrofits | 313 | 2270 | Rate Constraint in lbs/MMBtu | FALSE | L | Annual | Allowances Sold NOX | Thousand Tons | 0 | 0 | 0 | 0 | 0 | 0 | 0 | 0
CT Fac. Spec. - NOX Rate Winter v.4.10 Final, Unit 3143 and retrofits | 313 | 2270 | Rate Constraint in lbs/MMBtu | FALSE | L | Annual | Allowances Banked | Thousand Tons | 0 | 0 | 0 | 0 | 0 | 0 | 0 | 0
CT Fac. Spec. - NOX Rate Winter v.4.10 Final, Unit 3143 and retrofits | 313 | 2270 | Rate Constraint in lbs/MMBtu | FALSE | L | Annual | Allowances Withdrawn (1:1) | Thousand Tons | 0 | 0 | 0 | 0 | 0 | 0 | 0 | 0
CT Fac. Spec. - NOX Rate Winter v.4.10 Final, Unit 3143 and retrofits | 313 | 2270 | Rate Constraint in lbs/MMBtu | FALSE | L | Annual | Allowances Withdrawn (n:1) | Thousand Tons | 0 | 0 | 0 | 0 | 0 | 0 | 0 | 0
CT Fac. Spec. - NOX Rate Winter v.4.10 Final, Unit 3143 and retrofits | 313 | 2270 | Rate Constraint in lbs/MMBtu | FALSE | L | Annual | Net Emissions Allowance Position | Thousand Tons | 0.027283 | 0.027011 | 0.027011 | 0.027011 | 0.027011 | 0.020469 | 0.020469 | 0.0027224
CT Fac. Spec. - NOX Rate Winter v.4.10 Final, Unit 3143 and retrofits | 313 | 2270 | Rate Constraint in lbs/MMBtu | FALSE | L | Annual | Fuel Consumed | TBtu | 0.41883 | 0.41465 | 0.41465 | 0.41465 | 0.41465 | 0.31422 | 0.31422 | 0.041792
CT Fac. Spec. - NOX Rate Winter v.4.10 Final, Unit 3143 and retrofits | 313 | 2270 | Rate Constraint in lbs/MMBtu | FALSE | L | Annual | Rate | lb/MMBtu | 0.13028 | 0.13028 | 0.13028 | 0.13028 | 0.13028 | 0.13028 | 0.13028 | 0.13028
CT Fac. Spec. - NOX Rate Winter v.4.10 Final, Unit 3143 and retrofits | 313 | 2270 | Rate Constraint in lbs/MMBtu | FALSE | L | Annual | Generation | TWh | 0.059765 | 0.059168 | 0.059168 | 0.059168 | 0.059168 | 0.044837 | 0.044837 | 0.0059635
CT Fac. Spec. - NOX Rate Winter v.4.10 Final, Unit 3143 and retrofits | 313 | 2270 | Rate Constraint in lbs/MMBtu | FALSE | L | Annual | Qualifying Generation | TWh | 0.059765 | 0.059168 | 0.059168 | 0.059168 | 0.059168 | 0.044837 | 0.044837 | 0.0059635
CT Fac. Spec. - NOX Rate Winter v.4.10 Final, Unit 3143 and retrofits | 313 | 2270 | Rate Constraint in lbs/MMBtu | FALSE | L | Annual | Rate | lb/MWh | 0.91302 | 0.91302 | 0.91302 | 0.91302 | 0.91302 | 0.91302 | 0.91302 | 0.91302
CT Fac. Spec. - NOX Rate Winter v.4.10 Final, Unit 3143 and retrofits | 313 | 2270 | Rate Constraint in lbs/MMBtu | FALSE | L | Annual | Constraint Shadow Price | US2016$/Ton | 0 | 0 | 0 | 0 | 0 | 0 | 0 | 0
CT Fac. Spec. - NOX Rate Winter v.4.10 Final, Unit 3144 and retrofits | 314 | 2270 | Rate Constraint in lbs/MMBtu | FALSE | L | Annual | Seasons Included | Seasons | Winter, WintShld | Winter, WintShld | Winter, WintShld | Winter, WintShld | Winter, WintShld | Winter, WintShld | Winter, WintShld | Winter, WintShld
CT Fac. Spec. - NOX Rate Winter v.4.10 Final, Unit 3144 and retrofits | 314 | 2270 | Rate Constraint in lbs/MMBtu | FALSE | L | Annual | Standard NOX | lb/MMBtu | 0.15 | 0.15 | 0.15 | 0.15 | 0.15 | 0.15 | 0.15 | 0.15
CT Fac. Spec. - NOX Rate Winter v.4.10 Final, Unit 3144 and retrofits | 314 | 2270 | Rate Constraint in lbs/MMBtu | FALSE | L | Annual | Emissions at Affected Plants NOX | Thousand Tons | 0.0058144 | 0.0066819 | 0.0066819 | 2.5949e-05 | 1.2974e-05 | 0.0042037 | 0.034927 | 0.0059553
CT Fac. Spec. - NOX Rate Winter v.4.10 Final, Unit 3144 and retrofits | 314 | 2270 | Rate Constraint in lbs/MMBtu | FALSE | L | Annual | Allowances Purchased NOX | Thousand Tons | 0 | 0 | 0 | 0 | 0 | 0 | 0 | 0
CT Fac. Spec. - NOX Rate Winter v.4.10 Final, Unit 3144 and retrofits | 314 | 2270 | Rate Constraint in lbs/MMBtu | FALSE | L | Annual | Allowances Sold NOX | Thousand Tons | 0 | 0 | 0 | 0 | 0 | 0 | 0 | 0
CT Fac. Spec. - NOX Rate Winter v.4.10 Final, Unit 3144 and retrofits | 314 | 2270 | Rate Constraint in lbs/MMBtu | FALSE | L | Annual | Allowances Banked | Thousand Tons | 0 | 0 | 0 | 0 | 0 | 0 | 0 | 0
CT Fac. Spec. - NOX Rate Winter v.4.10 Final, Unit 3144 and retrofits | 314 | 2270 | Rate Constraint in lbs/MMBtu | FALSE | L | Annual | Allowances Withdrawn (1:1) | Thousand Tons | 0 | 0 | 0 | 0 | 0 | 0 | 0 | 0
CT Fac. Spec. - NOX Rate Winter v.4.10 Final, Unit 3144 and retrofits | 314 | 2270 | Rate Constraint in lbs/MMBtu | FALSE | L | Annual | Allowances Withdrawn (n:1) | Thousand Tons | 0 | 0 | 0 | 0 | 0 | 0 | 0 | 0
CT Fac. Spec. - NOX Rate Winter v.4.10 Final, Unit 3144 and retrofits | 314 | 2270 | Rate Constraint in lbs/MMBtu | FALSE | L | Annual | Net Emissions Allowance Position | Thousand Tons | 0.0058144 | 0.0066819 | 0.0066819 | 2.5949e-05 | 1.2974e-05 | 0.0042037 | 0.034927 | 0.0059553
CT Fac. Spec. - NOX Rate Winter v.4.10 Final, Unit 3144 and retrofits | 314 | 2270 | Rate Constraint in lbs/MMBtu | FALSE | L | Annual | Fuel Consumed | TBtu | 0.089258 | 0.10257 | 0.10257 | 0.00039835 | 0.00019917 | 0.064532 | 0.53618 | 0.091421
CT Fac. Spec. - NOX Rate Winter v.4.10 Final, Unit 3144 and retrofits | 314 | 2270 | Rate Constraint in lbs/MMBtu | FALSE | L | Annual | Rate | lb/MMBtu | 0.13028 | 0.13028 | 0.13028 | 0.13028 | 0.13028 | 0.13028 | 0.13028 | 0.13028
CT Fac. Spec. - NOX Rate Winter v.4.10 Final, Unit 3144 and retrofits | 314 | 2270 | Rate Constraint in lbs/MMBtu | FALSE | L | Annual | Generation | TWh | 0.012737 | 0.014637 | 0.014637 | 5.6842e-05 | 2.8421e-05 | 0.0092084 | 0.076509 | 0.013045
CT Fac. Spec. - NOX Rate Winter v.4.10 Final, Unit 3144 and retrofits | 314 | 2270 | Rate Constraint in lbs/MMBtu | FALSE | L | Annual | Qualifying Generation | TWh | 0.012737 | 0.014637 | 0.014637 | 5.6842e-05 | 2.8421e-05 | 0.0092084 | 0.076509 | 0.013045
CT Fac. Spec. - NOX Rate Winter v.4.10 Final, Unit 3144 and retrofits | 314 | 2270 | Rate Constraint in lbs/MMBtu | FALSE | L | Annual | Rate | lb/MWh | 0.91302 | 0.91302 | 0.91302 | 0.91302 | 0.91302 | 0.91302 | 0.91302 | 0.91302
CT Fac. Spec. - NOX Rate Winter v.4.10 Final, Unit 3144 and retrofits | 314 | 2270 | Rate Constraint in lbs/MMBtu | FALSE | L | Annual | Constraint Shadow Price | US2016$/Ton | 0 | 0 | 0 | 0 | 0 | 0 | 0 | 0
CT Fac. Spec. - NOX Rate Winter v.4.10 Final, Unit 3145 and retrofits | 315 | 2270 | Rate Constraint in lbs/MMBtu | FALSE | L | Annual | Seasons Included | Seasons | Winter, WintShld | Winter, WintShld | Winter, WintShld | Winter, WintShld | Winter, WintShld | Winter, WintShld | Winter, WintShld | Winter, WintShld
CT Fac. Spec. - NOX Rate Winter v.4.10 Final, Unit 3145 and retrofits | 315 | 2270 | Rate Constraint in lbs/MMBtu | FALSE | L | Annual | Standard NOX | lb/MMBtu | 0.15 | 0.15 | 0.15 | 0.15 | 0.15 | 0.15 | 0.15 | 0.15
CT Fac. Spec. - NOX Rate Winter v.4.10 Final, Unit 3145 and retrofits | 315 | 2270 | Rate Constraint in lbs/MMBtu | FALSE | L | Annual | Emissions at Affected Plants NOX | Thousand Tons | 0.019353 | 0.019353 | 0.019353 | 0.017497 | 0.014743 | 0.015115 | 0.016774 | 0.013126
CT Fac. Spec. - NOX Rate Winter v.4.10 Final, Unit 3145 and retrofits | 315 | 2270 | Rate Constraint in lbs/MMBtu | FALSE | L | Annual | Allowances Purchased NOX | Thousand Tons | 0 | 0 | 0 | 0 | 0 | 0 | 0 | 0
CT Fac. Spec. - NOX Rate Winter v.4.10 Final, Unit 3145 and retrofits | 315 | 2270 | Rate Constraint in lbs/MMBtu | FALSE | L | Annual | Allowances Sold NOX | Thousand Tons | 0 | 0 | 0 | 0 | 0 | 0 | 0 | 0
CT Fac. Spec. - NOX Rate Winter v.4.10 Final, Unit 3145 and retrofits | 315 | 2270 | Rate Constraint in lbs/MMBtu | FALSE | L | Annual | Allowances Banked | Thousand Tons | 0 | 0 | 0 | 0 | 0 | 0 | 0 | 0
CT Fac. Spec. - NOX Rate Winter v.4.10 Final, Unit 3145 and retrofits | 315 | 2270 | Rate Constraint in lbs/MMBtu | FALSE | L | Annual | Allowances Withdrawn (1:1) | Thousand Tons | 0 | 0 | 0 | 0 | 0 | 0 | 0 | 0
CT Fac. Spec. - NOX Rate Winter v.4.10 Final, Unit 3145 and retrofits | 315 | 2270 | Rate Constraint in lbs/MMBtu | FALSE | L | Annual | Allowances Withdrawn (n:1) | Thousand Tons | 0 | 0 | 0 | 0 | 0 | 0 | 0 | 0
CT Fac. Spec. - NOX Rate Winter v.4.10 Final, Unit 3145 and retrofits | 315 | 2270 | Rate Constraint in lbs/MMBtu | FALSE | L | Annual | Net Emissions Allowance Position | Thousand Tons | 0.019353 | 0.019353 | 0.019353 | 0.017497 | 0.014743 | 0.015115 | 0.016774 | 0.013126
CT Fac. Spec. - NOX Rate Winter v.4.10 Final, Unit 3145 and retrofits | 315 | 2270 | Rate Constraint in lbs/MMBtu | FALSE | L | Annual | Fuel Consumed | TBtu | 6.0321 | 6.0321 | 6.0321 | 5.4536 | 4.5952 | 4.7111 | 5.2283 | 4.0914
CT Fac. Spec. - NOX Rate Winter v.4.10 Final, Unit 3145 and retrofits | 315 | 2270 | Rate Constraint in lbs/MMBtu | FALSE | L | Annual | Rate | lb/MMBtu | 0.0064167 | 0.0064167 | 0.0064167 | 0.0064167 | 0.0064167 | 0.0064167 | 0.0064167 | 0.0064167
CT Fac. Spec. - NOX Rate Winter v.4.10 Final, Unit 3145 and retrofits | 315 | 2270 | Rate Constraint in lbs/MMBtu | FALSE | L | Annual | Generation | TWh | 0.96514 | 0.96514 | 0.96514 | 0.87257 | 0.73524 | 0.75378 | 0.83653 | 0.65462
CT Fac. Spec. - NOX Rate Winter v.4.10 Final, Unit 3145 and retrofits | 315 | 2270 | Rate Constraint in lbs/MMBtu | FALSE | L | Annual | Qualifying Generation | TWh | 0.96514 | 0.96514 | 0.96514 | 0.87257 | 0.73524 | 0.75378 | 0.83653 | 0.65462
CT Fac. Spec. - NOX Rate Winter v.4.10 Final, Unit 3145 and retrofits | 315 | 2270 | Rate Constraint in lbs/MMBtu | FALSE | L | Annual | Rate | lb/MWh | 0.040104 | 0.040104 | 0.040104 | 0.040104 | 0.040104 | 0.040104 | 0.040104 | 0.040104
CT Fac. Spec. - NOX Rate Winter v.4.10 Final, Unit 3145 and retrofits | 315 | 2270 | Rate Constraint in lbs/MMBtu | FALSE | L | Annual | Constraint Shadow Price | US2016$/Ton | 0 | 0 | 0 | 0 | 0 | 0 | 0 | 0
CT Fac. Spec. - NOX Rate Winter v.4.10 Final, Unit 3146 and retrofits | 316 | 2270 | Rate Constraint in lbs/MMBtu | FALSE | L | Annual | Seasons Included | Seasons | Winter, WintShld | Winter, WintShld | Winter, WintShld | Winter, WintShld | Winter, WintShld | Winter, WintShld | Winter, WintShld | Winter, WintShld
CT Fac. Spec. - NOX Rate Winter v.4.10 Final, Unit 3146 and retrofits | 316 | 2270 | Rate Constraint in lbs/MMBtu | FALSE | L | Annual | Standard NOX | lb/MMBtu | 0.15 | 0.15 | 0.15 | 0.15 | 0.15 | 0.15 | 0.15 | 0.15
CT Fac. Spec. - NOX Rate Winter v.4.10 Final, Unit 3146 and retrofits | 316 | 2270 | Rate Constraint in lbs/MMBtu | FALSE | L | Annual | Emissions at Affected Plants NOX | Thousand Tons | 0.019353 | 0.019353 | 0.017497 | 0.017497 | 0.014743 | 0.014743 | 0.014743 | 0.013126
CT Fac. Spec. - NOX Rate Winter v.4.10 Final, Unit 3146 and retrofits | 316 | 2270 | Rate Constraint in lbs/MMBtu | FALSE | L | Annual | Allowances Purchased NOX | Thousand Tons | 0 | 0 | 0 | 0 | 0 | 0 | 0 | 0
CT Fac. Spec. - NOX Rate Winter v.4.10 Final, Unit 3146 and retrofits | 316 | 2270 | Rate Constraint in lbs/MMBtu | FALSE | L | Annual | Allowances Sold NOX | Thousand Tons | 0 | 0 | 0 | 0 | 0 | 0 | 0 | 0
CT Fac. Spec. - NOX Rate Winter v.4.10 Final, Unit 3146 and retrofits | 316 | 2270 | Rate Constraint in lbs/MMBtu | FALSE | L | Annual | Allowances Banked | Thousand Tons | 0 | 0 | 0 | 0 | 0 | 0 | 0 | 0
CT Fac. Spec. - NOX Rate Winter v.4.10 Final, Unit 3146 and retrofits | 316 | 2270 | Rate Constraint in lbs/MMBtu | FALSE | L | Annual | Allowances Withdrawn (1:1) | Thousand Tons | 0 | 0 | 0 | 0 | 0 | 0 | 0 | 0
CT Fac. Spec. - NOX Rate Winter v.4.10 Final, Unit 3146 and retrofits | 316 | 2270 | Rate Constraint in lbs/MMBtu | FALSE | L | Annual | Allowances Withdrawn (n:1) | Thousand Tons | 0 | 0 | 0 | 0 | 0 | 0 | 0 | 0
CT Fac. Spec. - NOX Rate Winter v.4.10 Final, Unit 3146 and retrofits | 316 | 2270 | Rate Constraint in lbs/MMBtu | FALSE | L | Annual | Net Emissions Allowance Position | Thousand Tons | 0.019353 | 0.019353 | 0.017497 | 0.017497 | 0.014743 | 0.014743 | 0.014743 | 0.013126
CT Fac. Spec. - NOX Rate Winter v.4.10 Final, Unit 3146 and retrofits | 316 | 2270 | Rate Constraint in lbs/MMBtu | FALSE | L | Annual | Fuel Consumed | TBtu | 6.0321 | 6.0321 | 5.4536 | 5.4536 | 4.5952 | 4.5952 | 4.5952 | 4.0914
CT Fac. Spec. - NOX Rate Winter v.4.10 Final, Unit 3146 and retrofits | 316 | 2270 | Rate Constraint in lbs/MMBtu | FALSE | L | Annual | Rate | lb/MMBtu | 0.0064167 | 0.0064167 | 0.0064167 | 0.0064167 | 0.0064167 | 0.0064167 | 0.0064167 | 0.0064167
CT Fac. Spec. - NOX Rate Winter v.4.10 Final, Unit 3146 and retrofits | 316 | 2270 | Rate Constraint in lbs/MMBtu | FALSE | L | Annual | Generation | TWh | 0.96514 | 0.96514 | 0.87257 | 0.87257 | 0.73524 | 0.73524 | 0.73524 | 0.65462
CT Fac. Spec. - NOX Rate Winter v.4.10 Final, Unit 3146 and retrofits | 316 | 2270 | Rate Constraint in lbs/MMBtu | FALSE | L | Annual | Qualifying Generation | TWh | 0.96514 | 0.96514 | 0.87257 | 0.87257 | 0.73524 | 0.73524 | 0.73524 | 0.65462
CT Fac. Spec. - NOX Rate Winter v.4.10 Final, Unit 3146 and retrofits | 316 | 2270 | Rate Constraint in lbs/MMBtu | FALSE | L | Annual | Rate | lb/MWh | 0.040104 | 0.040104 | 0.040104 | 0.040104 | 0.040104 | 0.040104 | 0.040104 | 0.040104
CT Fac. Spec. - NOX Rate Winter v.4.10 Final, Unit 3146 and retrofits | 316 | 2270 | Rate Constraint in lbs/MMBtu | FALSE | L | Annual | Constraint Shadow Price | US2016$/Ton | 0 | 0 | 0 | 0 | 0 | 0 | 0 | 0
CT Fac. Spec. - NOX Rate Winter v.4.10 Final, Unit 3147 and retrofits | 317 | 2270 | Rate Constraint in lbs/MMBtu | FALSE | L | Annual | Seasons Included | Seasons | Winter, WintShld | Winter, WintShld | Winter, WintShld | Winter, WintShld | Winter, WintShld | Winter, WintShld | Winter, WintShld | Winter, WintShld
CT Fac. Spec. - NOX Rate Winter v.4.10 Final, Unit 3147 and retrofits | 317 | 2270 | Rate Constraint in lbs/MMBtu | FALSE | L | Annual | Standard NOX | lb/MMBtu | 0.15 | 0.15 | 0.15 | 0.15 | 0.15 | 0.15 | 0.15 | 0.15
CT Fac. Spec. - NOX Rate Winter v.4.10 Final, Unit 3147 and retrofits | 317 | 2270 | Rate Constraint in lbs/MMBtu | FALSE | L | Annual | Emissions at Affected Plants NOX | Thousand Tons | 0.023015 | 0.023001 | 0.021679 | 0.020744 | 0.017533 | 0.017533 | 0.017876 | 0.01561
CT Fac. Spec. - NOX Rate Winter v.4.10 Final, Unit 3147 and retrofits | 317 | 2270 | Rate Constraint in lbs/MMBtu | FALSE | L | Annual | Allowances Purchased NOX | Thousand Tons | 0 | 0 | 0 | 0 | 0 | 0 | 0 | 0
CT Fac. Spec. - NOX Rate Winter v.4.10 Final, Unit 3147 and retrofits | 317 | 2270 | Rate Constraint in lbs/MMBtu | FALSE | L | Annual | Allowances Sold NOX | Thousand Tons | 0 | 0 | 0 | 0 | 0 | 0 | 0 | 0
CT Fac. Spec. - NOX Rate Winter v.4.10 Final, Unit 3147 and retrofits | 317 | 2270 | Rate Constraint in lbs/MMBtu | FALSE | L | Annual | Allowances Banked | Thousand Tons | 0 | 0 | 0 | 0 | 0 | 0 | 0 | 0
CT Fac. Spec. - NOX Rate Winter v.4.10 Final, Unit 3147 and retrofits | 317 | 2270 | Rate Constraint in lbs/MMBtu | FALSE | L | Annual | Allowances Withdrawn (1:1) | Thousand Tons | 0 | 0 | 0 | 0 | 0 | 0 | 0 | 0
CT Fac. Spec. - NOX Rate Winter v.4.10 Final, Unit 3147 and retrofits | 317 | 2270 | Rate Constraint in lbs/MMBtu | FALSE | L | Annual | Allowances Withdrawn (n:1) | Thousand Tons | 0 | 0 | 0 | 0 | 0 | 0 | 0 | 0
CT Fac. Spec. - NOX Rate Winter v.4.10 Final, Unit 3147 and retrofits | 317 | 2270 | Rate Constraint in lbs/MMBtu | FALSE | L | Annual | Net Emissions Allowance Position | Thousand Tons | 0.023015 | 0.023001 | 0.021679 | 0.020744 | 0.017533 | 0.017533 | 0.017876 | 0.01561
CT Fac. Spec. - NOX Rate Winter v.4.10 Final, Unit 3147 and retrofits | 317 | 2270 | Rate Constraint in lbs/MMBtu | FALSE | L | Annual | Fuel Consumed | TBtu | 7.1735 | 7.1693 | 6.757 | 6.4656 | 5.4647 | 5.4647 | 5.5719 | 4.8655
CT Fac. Spec. - NOX Rate Winter v.4.10 Final, Unit 3147 and retrofits | 317 | 2270 | Rate Constraint in lbs/MMBtu | FALSE | L | Annual | Rate | lb/MMBtu | 0.0064167 | 0.0064167 | 0.0064167 | 0.0064167 | 0.0064167 | 0.0064167 | 0.0064167 | 0.0064167
CT Fac. Spec. - NOX Rate Winter v.4.10 Final, Unit 3147 and retrofits | 317 | 2270 | Rate Constraint in lbs/MMBtu | FALSE | L | Annual | Generation | TWh | 1.1478 | 1.1471 | 1.0811 | 1.0345 | 0.87435 | 0.87435 | 0.8915 | 0.77848
CT Fac. Spec. - NOX Rate Winter v.4.10 Final, Unit 3147 and retrofits | 317 | 2270 | Rate Constraint in lbs/MMBtu | FALSE | L | Annual | Qualifying Generation | TWh | 1.1478 | 1.1471 | 1.0811 | 1.0345 | 0.87435 | 0.87435 | 0.8915 | 0.77848
CT Fac. Spec. - NOX Rate Winter v.4.10 Final, Unit 3147 and retrofits | 317 | 2270 | Rate Constraint in lbs/MMBtu | FALSE | L | Annual | Rate | lb/MWh | 0.040104 | 0.040104 | 0.040104 | 0.040104 | 0.040104 | 0.040104 | 0.040104 | 0.040104
CT Fac. Spec. - NOX Rate Winter v.4.10 Final, Unit 3147 and retrofits | 317 | 2270 | Rate Constraint in lbs/MMBtu | FALSE | L | Annual | Constraint Shadow Price | US2016$/Ton | 0 | 0 | 0 | 0 | 0 | 0 | 0 | 0
CT Fac. Spec. - NOX Rate Winter v.4.10 Final, Unit 3148 and retrofits | 318 | 2270 | Rate Constraint in lbs/MMBtu | FALSE | L | Annual | Seasons Included | Seasons | Winter, WintShld | Winter, WintShld | Winter, WintShld | Winter, WintShld | Winter, WintShld | Winter, WintShld | Winter, WintShld | Winter, WintShld
CT Fac. Spec. - NOX Rate Winter v.4.10 Final, Unit 3148 and retrofits | 318 | 2270 | Rate Constraint in lbs/MMBtu | FALSE | L | Annual | Standard NOX | lb/MMBtu | 0.15 | 0.15 | 0.15 | 0.15 | 0.15 | 0.15 | 0.15 | 0.15
CT Fac. Spec. - NOX Rate Winter v.4.10 Final, Unit 3148 and retrofits | 318 | 2270 | Rate Constraint in lbs/MMBtu | FALSE | L | Annual | Emissions at Affected Plants NOX | Thousand Tons | 0.0055982 | 0.0068245 | 0.0057173 | 0 | 0 | 0 | 0 | 0
CT Fac. Spec. - NOX Rate Winter v.4.10 Final, Unit 3148 and retrofits | 318 | 2270 | Rate Constraint in lbs/MMBtu | FALSE | L | Annual | Allowances Purchased NOX | Thousand Tons | 0 | 0 | 0 | 0 | 0 | 0 | 0 | 0
CT Fac. Spec. - NOX Rate Winter v.4.10 Final, Unit 3148 and retrofits | 318 | 2270 | Rate Constraint in lbs/MMBtu | FALSE | L | Annual | Allowances Sold NOX | Thousand Tons | 0 | 0 | 0 | 0 | 0 | 0 | 0 | 0
CT Fac. Spec. - NOX Rate Winter v.4.10 Final, Unit 3148 and retrofits | 318 | 2270 | Rate Constraint in lbs/MMBtu | FALSE | L | Annual | Allowances Banked | Thousand Tons | 0 | 0 | 0 | 0 | 0 | 0 | 0 | 0
CT Fac. Spec. - NOX Rate Winter v.4.10 Final, Unit 3148 and retrofits | 318 | 2270 | Rate Constraint in lbs/MMBtu | FALSE | L | Annual | Allowances Withdrawn (1:1) | Thousand Tons | 0 | 0 | 0 | 0 | 0 | 0 | 0 | 0
CT Fac. Spec. - NOX Rate Winter v.4.10 Final, Unit 3148 and retrofits | 318 | 2270 | Rate Constraint in lbs/MMBtu | FALSE | L | Annual | Allowances Withdrawn (n:1) | Thousand Tons | 0 | 0 | 0 | 0 | 0 | 0 | 0 | 0
CT Fac. Spec. - NOX Rate Winter v.4.10 Final, Unit 3148 and retrofits | 318 | 2270 | Rate Constraint in lbs/MMBtu | FALSE | L | Annual | Net Emissions Allowance Position | Thousand Tons | 0.0055982 | 0.0068245 | 0.0057173 | 0 | 0 | 0 | 0 | 0
CT Fac. Spec. - NOX Rate Winter v.4.10 Final, Unit 3148 and retrofits | 318 | 2270 | Rate Constraint in lbs/MMBtu | FALSE | L | Annual | Fuel Consumed | TBtu | 1.1819 | 1.4408 | 1.207 | 0 | 0 | 0 | 0 | 0
CT Fac. Spec. - NOX Rate Winter v.4.10 Final, Unit 3148 and retrofits | 318 | 2270 | Rate Constraint in lbs/MMBtu | FALSE | L | Annual | Rate | lb/MMBtu | 0.0094733 | 0.0094733 | 0.0094733 | 0 | 0 | 0 | 0 | 0
CT Fac. Spec. - NOX Rate Winter v.4.10 Final, Unit 3148 and retrofits | 318 | 2270 | Rate Constraint in lbs/MMBtu | FALSE | L | Annual | Generation | TWh | 0.16537 | 0.20159 | 0.16889 | 0 | 0 | 0 | 0 | 0
CT Fac. Spec. - NOX Rate Winter v.4.10 Final, Unit 3148 and retrofits | 318 | 2270 | Rate Constraint in lbs/MMBtu | FALSE | L | Annual | Qualifying Generation | TWh | 0.16537 | 0.20159 | 0.16889 | 0 | 0 | 0 | 0 | 0
CT Fac. Spec. - NOX Rate Winter v.4.10 Final, Unit 3148 and retrofits | 318 | 2270 | Rate Constraint in lbs/MMBtu | FALSE | L | Annual | Rate | lb/MWh | 0.067706 | 0.067706 | 0.067706 | 0 | 0 | 0 | 0 | 0
CT Fac. Spec. - NOX Rate Winter v.4.10 Final, Unit 3148 and retrofits | 318 | 2270 | Rate Constraint in lbs/MMBtu | FALSE | L | Annual | Constraint Shadow Price | US2016$/Ton | 0 | 0 | 0 | 0 | 0 | 0 | 0 | 0
CT Fac. Spec. - NOX Rate Winter v.4.10 Final, Unit 3149 and retrofits | 319 | 2270 | Rate Constraint in lbs/MMBtu | FALSE | L | Annual | Seasons Included | Seasons | Winter, WintShld | Winter, WintShld | Winter, WintShld | Winter, WintShld | Winter, WintShld | Winter, WintShld | Winter, WintShld | Winter, WintShld
CT Fac. Spec. - NOX Rate Winter v.4.10 Final, Unit 3149 and retrofits | 319 | 2270 | Rate Constraint in lbs/MMBtu | FALSE | L | Annual | Standard NOX | lb/MMBtu | 0.15 | 0.15 | 0.15 | 0.15 | 0.15 | 0.15 | 0.15 | 0.15
CT Fac. Spec. - NOX Rate Winter v.4.10 Final, Unit 3149 and retrofits | 319 | 2270 | Rate Constraint in lbs/MMBtu | FALSE | L | Annual | Emissions at Affected Plants NOX | Thousand Tons | 0.0044097 | 0.0027726 | 0.0046056 | 0 | 0 | 0 | 0 | 0
CT Fac. Spec. - NOX Rate Winter v.4.10 Final, Unit 3149 and retrofits | 319 | 2270 | Rate Constraint in lbs/MMBtu | FALSE | L | Annual | Allowances Purchased NOX | Thousand Tons | 0 | 0 | 0 | 0 | 0 | 0 | 0 | 0
CT Fac. Spec. - NOX Rate Winter v.4.10 Final, Unit 3149 and retrofits | 319 | 2270 | Rate Constraint in lbs/MMBtu | FALSE | L | Annual | Allowances Sold NOX | Thousand Tons | 0 | 0 | 0 | 0 | 0 | 0 | 0 | 0
CT Fac. Spec. - NOX Rate Winter v.4.10 Final, Unit 3149 and retrofits | 319 | 2270 | Rate Constraint in lbs/MMBtu | FALSE | L | Annual | Allowances Banked | Thousand Tons | 0 | 0 | 0 | 0 | 0 | 0 | 0 | 0
CT Fac. Spec. - NOX Rate Winter v.4.10 Final, Unit 3149 and retrofits | 319 | 2270 | Rate Constraint in lbs/MMBtu | FALSE | L | Annual | Allowances Withdrawn (1:1) | Thousand Tons | 0 | 0 | 0 | 0 | 0 | 0 | 0 | 0
CT Fac. Spec. - NOX Rate Winter v.4.10 Final, Unit 3149 and retrofits | 319 | 2270 | Rate Constraint in lbs/MMBtu | FALSE | L | Annual | Allowances Withdrawn (n:1) | Thousand Tons | 0 | 0 | 0 | 0 | 0 | 0 | 0 | 0
CT Fac. Spec. - NOX Rate Winter v.4.10 Final, Unit 3149 and retrofits | 319 | 2270 | Rate Constraint in lbs/MMBtu | FALSE | L | Annual | Net Emissions Allowance Position | Thousand Tons | 0.0044097 | 0.0027726 | 0.0046056 | 0 | 0 | 0 | 0 | 0
CT Fac. Spec. - NOX Rate Winter v.4.10 Final, Unit 3149 and retrofits | 319 | 2270 | Rate Constraint in lbs/MMBtu | FALSE | L | Annual | Fuel Consumed | TBtu | 0.93097 | 0.58535 | 0.97234 | 0 | 0 | 0 | 0 | 0
CT Fac. Spec. - NOX Rate Winter v.4.10 Final, Unit 3149 and retrofits | 319 | 2270 | Rate Constraint in lbs/MMBtu | FALSE | L | Annual | Rate | lb/MMBtu | 0.0094733 | 0.0094733 | 0.0094733 | 0 | 0 | 0 | 0 | 0
CT Fac. Spec. - NOX Rate Winter v.4.10 Final, Unit 3149 and retrofits | 319 | 2270 | Rate Constraint in lbs/MMBtu | FALSE | L | Annual | Generation | TWh | 0.13026 | 0.081901 | 0.13605 | 0 | 0 | 0 | 0 | 0
CT Fac. Spec. - NOX Rate Winter v.4.10 Final, Unit 3149 and retrofits | 319 | 2270 | Rate Constraint in lbs/MMBtu | FALSE | L | Annual | Qualifying Generation | TWh | 0.13026 | 0.081901 | 0.13605 | 0 | 0 | 0 | 0 | 0
CT Fac. Spec. - NOX Rate Winter v.4.10 Final, Unit 3149 and retrofits | 319 | 2270 | Rate Constraint in lbs/MMBtu | FALSE | L | Annual | Rate | lb/MWh | 0.067706 | 0.067706 | 0.067706 | 0 | 0 | 0 | 0 | 0
CT Fac. Spec. - NOX Rate Winter v.4.10 Final, Unit 3149 and retrofits | 319 | 2270 | Rate Constraint in lbs/MMBtu | FALSE | L | Annual | Constraint Shadow Price | US2016$/Ton | 0 | 0 | 0 | 0 | 0 | 0 | 0 | 0
CT Fac. Spec. - NOX Rate Winter v.4.10 Final, Unit 3150 and retrofits | 320 | 2270 | Rate Constraint in lbs/MMBtu | FALSE | L | Annual | Seasons Included | Seasons | Winter, WintShld | Winter, WintShld | Winter, WintShld | Winter, WintShld | Winter, WintShld | Winter, WintShld | Winter, WintShld | Winter, WintShld
CT Fac. Spec. - NOX Rate Winter v.4.10 Final, Unit 3150 and retrofits | 320 | 2270 | Rate Constraint in lbs/MMBtu | FALSE | L | Annual | Standard NOX | lb/MMBtu | 0.15 | 0.15 | 0.15 | 0.15 | 0.15 | 0.15 | 0.15 | 0.15
CT Fac. Spec. - NOX Rate Winter v.4.10 Final, Unit 3150 and retrofits | 320 | 2270 | Rate Constraint in lbs/MMBtu | FALSE | L | Annual | Emissions at Affected Plants NOX | Thousand Tons | 0.0029464 | 0.0027726 | 0.0032234 | 0.0004605 | 7.6641e-05 | 0.0020693 | 0.0014607 | 7.6641e-05
CT Fac. Spec. - NOX Rate Winter v.4.10 Final, Unit 3150 and retrofits | 320 | 2270 | Rate Constraint in lbs/MMBtu | FALSE | L | Annual | Allowances Purchased NOX | Thousand Tons | 0 | 0 | 0 | 0 | 0 | 0 | 0 | 0
CT Fac. Spec. - NOX Rate Winter v.4.10 Final, Unit 3150 and retrofits | 320 | 2270 | Rate Constraint in lbs/MMBtu | FALSE | L | Annual | Allowances Sold NOX | Thousand Tons | 0 | 0 | 0 | 0 | 0 | 0 | 0 | 0
CT Fac. Spec. - NOX Rate Winter v.4.10 Final, Unit 3150 and retrofits | 320 | 2270 | Rate Constraint in lbs/MMBtu | FALSE | L | Annual | Allowances Banked | Thousand Tons | 0 | 0 | 0 | 0 | 0 | 0 | 0 | 0
CT Fac. Spec. - NOX Rate Winter v.4.10 Final, Unit 3150 and retrofits | 320 | 2270 | Rate Constraint in lbs/MMBtu | FALSE | L | Annual | Allowances Withdrawn (1:1) | Thousand Tons | 0 | 0 | 0 | 0 | 0 | 0 | 0 | 0
CT Fac. Spec. - NOX Rate Winter v.4.10 Final, Unit 3150 and retrofits | 320 | 2270 | Rate Constraint in lbs/MMBtu | FALSE | L | Annual | Allowances Withdrawn (n:1) | Thousand Tons | 0 | 0 | 0 | 0 | 0 | 0 | 0 | 0
CT Fac. Spec. - NOX Rate Winter v.4.10 Final, Unit 3150 and retrofits | 320 | 2270 | Rate Constraint in lbs/MMBtu | FALSE | L | Annual | Net Emissions Allowance Position | Thousand Tons | 0.0029464 | 0.0027726 | 0.0032234 | 0.0004605 | 7.6641e-05 | 0.0020693 | 0.0014607 | 7.6641e-05
CT Fac. Spec. - NOX Rate Winter v.4.10 Final, Unit 3150 and retrofits | 320 | 2270 | Rate Constraint in lbs/MMBtu | FALSE | L | Annual | Fuel Consumed | TBtu | 0.62204 | 0.58535 | 0.68053 | 0.09722 | 0.01618 | 0.43687 | 0.30838 | 0.01618
CT Fac. Spec. - NOX Rate Winter v.4.10 Final, Unit 3150 and retrofits | 320 | 2270 | Rate Constraint in lbs/MMBtu | FALSE | L | Annual | Rate | lb/MMBtu | 0.0094733 | 0.0094733 | 0.0094733 | 0.0094733 | 0.0094733 | 0.0094733 | 0.0094733 | 0.0094733
CT Fac. Spec. - NOX Rate Winter v.4.10 Final, Unit 3150 and retrofits | 320 | 2270 | Rate Constraint in lbs/MMBtu | FALSE | L | Annual | Generation | TWh | 0.087035 | 0.081901 | 0.095218 | 0.013603 | 0.0022639 | 0.061126 | 0.043148 | 0.0022639
CT Fac. Spec. - NOX Rate Winter v.4.10 Final, Unit 3150 and retrofits | 320 | 2270 | Rate Constraint in lbs/MMBtu | FALSE | L | Annual | Qualifying Generation | TWh | 0.087035 | 0.081901 | 0.095218 | 0.013603 | 0.0022639 | 0.061126 | 0.043148 | 0.0022639
CT Fac. Spec. - NOX Rate Winter v.4.10 Final, Unit 3150 and retrofits | 320 | 2270 | Rate Constraint in lbs/MMBtu | FALSE | L | Annual | Rate | lb/MWh | 0.067706 | 0.067706 | 0.067706 | 0.067706 | 0.067706 | 0.067706 | 0.067706 | 0.067706
CT Fac. Spec. - NOX Rate Winter v.4.10 Final, Unit 3150 and retrofits | 320 | 2270 | Rate Constraint in lbs/MMBtu | FALSE | L | Annual | Constraint Shadow Price | US2016$/Ton | 0 | 0 | 0 | 0 | 0 | 0 | 0 | 0
CT Fac. Spec. - NOX Rate Winter v.4.10 Final, Unit 3151 and retrofits | 321 | 2270 | Rate Constraint in lbs/MMBtu | FALSE | L | Annual | Seasons Included | Seasons | Winter, WintShld | Winter, WintShld | Winter, WintShld | Winter, WintShld | Winter, WintShld | Winter, WintShld | Winter, WintShld | Winter, WintShld
CT Fac. Spec. - NOX Rate Winter v.4.10 Final, Unit 3151 and retrofits | 321 | 2270 | Rate Constraint in lbs/MMBtu | FALSE | L | Annual | Standard NOX | lb/MMBtu | 0.15 | 0.15 | 0.15 | 0.15 | 0.15 | 0.15 | 0.15 | 0.15
CT Fac. Spec. - NOX Rate Winter v.4.10 Final, Unit 3151 and retrofits | 321 | 2270 | Rate Constraint in lbs/MMBtu | FALSE | L | Annual | Emissions at Affected Plants NOX | Thousand Tons | 0.040181 | 0.036327 | 0.036127 | 0.034773 | 0.030609 | 0.030376 | 0.030564 | 0.025998
CT Fac. Spec. - NOX Rate Winter v.4.10 Final, Unit 3151 and retrofits | 321 | 2270 | Rate Constraint in lbs/MMBtu | FALSE | L | Annual | Allowances Purchased NOX | Thousand Tons | 0 | 0 | 0 | 0 | 0 | 0 | 0 | 0
CT Fac. Spec. - NOX Rate Winter v.4.10 Final, Unit 3151 and retrofits | 321 | 2270 | Rate Constraint in lbs/MMBtu | FALSE | L | Annual | Allowances Sold NOX | Thousand Tons | 0 | 0 | 0 | 0 | 0 | 0 | 0 | 0
CT Fac. Spec. - NOX Rate Winter v.4.10 Final, Unit 3151 and retrofits | 321 | 2270 | Rate Constraint in lbs/MMBtu | FALSE | L | Annual | Allowances Banked | Thousand Tons | 0 | 0 | 0 | 0 | 0 | 0 | 0 | 0
CT Fac. Spec. - NOX Rate Winter v.4.10 Final, Unit 3151 and retrofits | 321 | 2270 | Rate Constraint in lbs/MMBtu | FALSE | L | Annual | Allowances Withdrawn (1:1) | Thousand Tons | 0 | 0 | 0 | 0 | 0 | 0 | 0 | 0
CT Fac. Spec. - NOX Rate Winter v.4.10 Final, Unit 3151 and retrofits | 321 | 2270 | Rate Constraint in lbs/MMBtu | FALSE | L | Annual | Allowances Withdrawn (n:1) | Thousand Tons | 0 | 0 | 0 | 0 | 0 | 0 | 0 | 0
CT Fac. Spec. - NOX Rate Winter v.4.10 Final, Unit 3151 and retrofits | 321 | 2270 | Rate Constraint in lbs/MMBtu | FALSE | L | Annual | Net Emissions Allowance Position | Thousand Tons | 0.040181 | 0.036327 | 0.036127 | 0.034773 | 0.030609 | 0.030376 | 0.030564 | 0.025998
CT Fac. Spec. - NOX Rate Winter v.4.10 Final, Unit 3151 and retrofits | 321 | 2270 | Rate Constraint in lbs/MMBtu | FALSE | L | Annual | Fuel Consumed | TBtu | 12.5239 | 11.3227 | 11.2602 | 10.8383 | 9.5406 | 9.4679 | 9.5266 | 8.1031
CT Fac. Spec. - NOX Rate Winter v.4.10 Final, Unit 3151 and retrofits | 321 | 2270 | Rate Constraint in lbs/MMBtu | FALSE | L | Annual | Rate | lb/MMBtu | 0.0064167 | 0.0064167 | 0.0064167 | 0.0064167 | 0.0064167 | 0.0064167 | 0.0064167 | 0.0064167
CT Fac. Spec. - NOX Rate Winter v.4.10 Final, Unit 3151 and retrofits | 321 | 2270 | Rate Constraint in lbs/MMBtu | FALSE | L | Annual | Generation | TWh | 2.0038 | 1.8116 | 1.8016 | 1.7341 | 1.5265 | 1.5149 | 1.5242 | 1.2965
CT Fac. Spec. - NOX Rate Winter v.4.10 Final, Unit 3151 and retrofits | 321 | 2270 | Rate Constraint in lbs/MMBtu | FALSE | L | Annual | Qualifying Generation | TWh | 2.0038 | 1.8116 | 1.8016 | 1.7341 | 1.5265 | 1.5149 | 1.5242 | 1.2965
CT Fac. Spec. - NOX Rate Winter v.4.10 Final, Unit 3151 and retrofits | 321 | 2270 | Rate Constraint in lbs/MMBtu | FALSE | L | Annual | Rate | lb/MWh | 0.040104 | 0.040104 | 0.040104 | 0.040104 | 0.040104 | 0.040104 | 0.040104 | 0.040104
CT Fac. Spec. - NOX Rate Winter v.4.10 Final, Unit 3151 and retrofits | 321 | 2270 | Rate Constraint in lbs/MMBtu | FALSE | L | Annual | Constraint Shadow Price | US2016$/Ton | 0 | 0 | 0 | 0 | 0 | 0 | 0 | 0
CT Fac. Spec. - NOX Rate Winter v.4.10 Final, Unit 3682 and retrofits | 322 | 2270 | Rate Constraint in lbs/MMBtu | FALSE | L | Annual | Seasons Included | Seasons | Winter, WintShld | Winter, WintShld | Winter, WintShld | Winter, WintShld | Winter, WintShld | Winter, WintShld | Winter, WintShld | Winter, WintShld
CT Fac. Spec. - NOX Rate Winter v.4.10 Final, Unit 3682 and retrofits | 322 | 2270 | Rate Constraint in lbs/MMBtu | FALSE | L | Annual | Standard NOX | lb/MMBtu | 0.15 | 0.15 | 0.15 | 0.15 | 0.15 | 0.15 | 0.15 | 0.15
CT Fac. Spec. - NOX Rate Winter v.4.10 Final, Unit 3682 and retrofits | 322 | 2270 | Rate Constraint in lbs/MMBtu | FALSE | L | Annual | Emissions at Affected Plants NOX | Thousand Tons | 0 | 0 | 0 | 0 | 0 | 0 | 0 | 0
CT Fac. Spec. - NOX Rate Winter v.4.10 Final, Unit 3682 and retrofits | 322 | 2270 | Rate Constraint in lbs/MMBtu | FALSE | L | Annual | Allowances Purchased NOX | Thousand Tons | 0 | 0 | 0 | 0 | 0 | 0 | 0 | 0
CT Fac. Spec. - NOX Rate Winter v.4.10 Final, Unit 3682 and retrofits | 322 | 2270 | Rate Constraint in lbs/MMBtu | FALSE | L | Annual | Allowances Sold NOX | Thousand Tons | 0 | 0 | 0 | 0 | 0 | 0 | 0 | 0
CT Fac. Spec. - NOX Rate Winter v.4.10 Final, Unit 3682 and retrofits | 322 | 2270 | Rate Constraint in lbs/MMBtu | FALSE | L | Annual | Allowances Banked | Thousand Tons | 0 | 0 | 0 | 0 | 0 | 0 | 0 | 0
CT Fac. Spec. - NOX Rate Winter v.4.10 Final, Unit 3682 and retrofits | 322 | 2270 | Rate Constraint in lbs/MMBtu | FALSE | L | Annual | Allowances Withdrawn (1:1) | Thousand Tons | 0 | 0 | 0 | 0 | 0 | 0 | 0 | 0
CT Fac. Spec. - NOX Rate Winter v.4.10 Final, Unit 3682 and retrofits | 322 | 2270 | Rate Constraint in lbs/MMBtu | FALSE | L | Annual | Allowances Withdrawn (n:1) | Thousand Tons | 0 | 0 | 0 | 0 | 0 | 0 | 0 | 0
CT Fac. Spec. - NOX Rate Winter v.4.10 Final, Unit 3682 and retrofits | 322 | 2270 | Rate Constraint in lbs/MMBtu | FALSE | L | Annual | Net Emissions Allowance Position | Thousand Tons | 0 | 0 | 0 | 0 | 0 | 0 | 0 | 0
CT Fac. Spec. - NOX Rate Winter v.4.10 Final, Unit 3682 and retrofits | 322 | 2270 | Rate Constraint in lbs/MMBtu | FALSE | L | Annual | Fuel Consumed | TBtu | 0 | 0 | 0 | 0 | 0 | 0 | 0 | 0
CT Fac. Spec. - NOX Rate Winter v.4.10 Final, Unit 3682 and retrofits | 322 | 2270 | Rate Constraint in lbs/MMBtu | FALSE | L | Annual | Rate | lb/MMBtu | 0 | 0 | 0 | 0 | 0 | 0 | 0 | 0
CT Fac. Spec. - NOX Rate Winter v.4.10 Final, Unit 3682 and retrofits | 322 | 2270 | Rate Constraint in lbs/MMBtu | FALSE | L | Annual | Generation | TWh | 0 | 0 | 0 | 0 | 0 | 0 | 0 | 0
CT Fac. Spec. - NOX Rate Winter v.4.10 Final, Unit 3682 and retrofits | 322 | 2270 | Rate Constraint in lbs/MMBtu | FALSE | L | Annual | Qualifying Generation | TWh | 0 | 0 | 0 | 0 | 0 | 0 | 0 | 0
CT Fac. Spec. - NOX Rate Winter v.4.10 Final, Unit 3682 and retrofits | 322 | 2270 | Rate Constraint in lbs/MMBtu | FALSE | L | Annual | Rate | lb/MWh | 0 | 0 | 0 | 0 | 0 | 0 | 0 | 0
CT Fac. Spec. - NOX Rate Winter v.4.10 Final, Unit 3682 and retrofits | 322 | 2270 | Rate Constraint in lbs/MMBtu | FALSE | L | Annual | Constraint Shadow Price | US2016$/Ton | 0 | 0 | 0 | 0 | 0 | 0 | 0 | 0
CT Fac. Spec. - NOX Rate Winter v.4.10 Final, Unit 3683 and retrofits | 323 | 2270 | Rate Constraint in lbs/MMBtu | FALSE | L | Annual | Seasons Included | Seasons | Winter, WintShld | Winter, WintShld | Winter, WintShld | Winter, WintShld | Winter, WintShld | Winter, WintShld | Winter, WintShld | Winter, WintShld
CT Fac. Spec. - NOX Rate Winter v.4.10 Final, Unit 3683 and retrofits | 323 | 2270 | Rate Constraint in lbs/MMBtu | FALSE | L | Annual | Standard NOX | lb/MMBtu | 0.15 | 0.15 | 0.15 | 0.15 | 0.15 | 0.15 | 0.15 | 0.15
CT Fac. Spec. - NOX Rate Winter v.4.10 Final, Unit 3683 and retrofits | 323 | 2270 | Rate Constraint in lbs/MMBtu | FALSE | L | Annual | Emissions at Affected Plants NOX | Thousand Tons | 0 | 0 | 0 | 0 | 0 | 0 | 0 | 0
CT Fac. Spec. - NOX Rate Winter v.4.10 Final, Unit 3683 and retrofits | 323 | 2270 | Rate Constraint in lbs/MMBtu | FALSE | L | Annual | Allowances Purchased NOX | Thousand Tons | 0 | 0 | 0 | 0 | 0 | 0 | 0 | 0
CT Fac. Spec. - NOX Rate Winter v.4.10 Final, Unit 3683 and retrofits | 323 | 2270 | Rate Constraint in lbs/MMBtu | FALSE | L | Annual | Allowances Sold NOX | Thousand Tons | 0 | 0 | 0 | 0 | 0 | 0 | 0 | 0
CT Fac. Spec. - NOX Rate Winter v.4.10 Final, Unit 3683 and retrofits | 323 | 2270 | Rate Constraint in lbs/MMBtu | FALSE | L | Annual | Allowances Banked | Thousand Tons | 0 | 0 | 0 | 0 | 0 | 0 | 0 | 0
CT Fac. Spec. - NOX Rate Winter v.4.10 Final, Unit 3683 and retrofits | 323 | 2270 | Rate Constraint in lbs/MMBtu | FALSE | L | Annual | Allowances Withdrawn (1:1) | Thousand Tons | 0 | 0 | 0 | 0 | 0 | 0 | 0 | 0
CT Fac. Spec. - NOX Rate Winter v.4.10 Final, Unit 3683 and retrofits | 323 | 2270 | Rate Constraint in lbs/MMBtu | FALSE | L | Annual | Allowances Withdrawn (n:1) | Thousand Tons | 0 | 0 | 0 | 0 | 0 | 0 | 0 | 0
CT Fac. Spec. - NOX Rate Winter v.4.10 Final, Unit 3683 and retrofits | 323 | 2270 | Rate Constraint in lbs/MMBtu | FALSE | L | Annual | Net Emissions Allowance Position | Thousand Tons | 0 | 0 | 0 | 0 | 0 | 0 | 0 | 0
CT Fac. Spec. - NOX Rate Winter v.4.10 Final, Unit 3683 and retrofits | 323 | 2270 | Rate Constraint in lbs/MMBtu | FALSE | L | Annual | Fuel Consumed | TBtu | 0 | 0 | 0 | 0 | 0 | 0 | 0 | 0
CT Fac. Spec. - NOX Rate Winter v.4.10 Final, Unit 3683 and retrofits | 323 | 2270 | Rate Constraint in lbs/MMBtu | FALSE | L | Annual | Rate | lb/MMBtu | 0 | 0 | 0 | 0 | 0 | 0 | 0 | 0
CT Fac. Spec. - NOX Rate Winter v.4.10 Final, Unit 3683 and retrofits | 323 | 2270 | Rate Constraint in lbs/MMBtu | FALSE | L | Annual | Generation | TWh | 0 | 0 | 0 | 0 | 0 | 0 | 0 | 0
CT Fac. Spec. - NOX Rate Winter v.4.10 Final, Unit 3683 and retrofits | 323 | 2270 | Rate Constraint in lbs/MMBtu | FALSE | L | Annual | Qualifying Generation | TWh | 0 | 0 | 0 | 0 | 0 | 0 | 0 | 0
CT Fac. Spec. - NOX Rate Winter v.4.10 Final, Unit 3683 and retrofits | 323 | 2270 | Rate Constraint in lbs/MMBtu | FALSE | L | Annual | Rate | lb/MWh | 0 | 0 | 0 | 0 | 0 | 0 | 0 | 0
CT Fac. Spec. - NOX Rate Winter v.4.10 Final, Unit 3683 and retrofits | 323 | 2270 | Rate Constraint in lbs/MMBtu | FALSE | L | Annual | Constraint Shadow Price | US2016$/Ton | 0 | 0 | 0 | 0 | 0 | 0 | 0 | 0
CT Fac. Spec. - NOX Rate Winter v.4.10 Final, Unit 3817 and retrofits | 324 | 2270 | Rate Constraint in lbs/MMBtu | FALSE | L | Annual | Seasons Included | Seasons | Winter, WintShld | Winter, WintShld | Winter, WintShld | Winter, WintShld | Winter, WintShld | Winter, WintShld | Winter, WintShld | Winter, WintShld
CT Fac. Spec. - NOX Rate Winter v.4.10 Final, Unit 3817 and retrofits | 324 | 2270 | Rate Constraint in lbs/MMBtu | FALSE | L | Annual | Standard NOX | lb/MMBtu | 0.15 | 0.15 | 0.15 | 0.15 | 0.15 | 0.15 | 0.15 | 0.15
CT Fac. Spec. - NOX Rate Winter v.4.10 Final, Unit 3817 and retrofits | 324 | 2270 | Rate Constraint in lbs/MMBtu | FALSE | L | Annual | Emissions at Affected Plants NOX | Thousand Tons | 0 | 0 | 0 | 0 | 0 | 0 | 0 | 0
CT Fac. Spec. - NOX Rate Winter v.4.10 Final, Unit 3817 and retrofits | 324 | 2270 | Rate Constraint in lbs/MMBtu | FALSE | L | Annual | Allowances Purchased NOX | Thousand Tons | 0 | 0 | 0 | 0 | 0 | 0 | 0 | 0
CT Fac. Spec. - NOX Rate Winter v.4.10 Final, Unit 3817 and retrofits | 324 | 2270 | Rate Constraint in lbs/MMBtu | FALSE | L | Annual | Allowances Sold NOX | Thousand Tons | 0 | 0 | 0 | 0 | 0 | 0 | 0 | 0
CT Fac. Spec. - NOX Rate Winter v.4.10 Final, Unit 3817 and retrofits | 324 | 2270 | Rate Constraint in lbs/MMBtu | FALSE | L | Annual | Allowances Banked | Thousand Tons | 0 | 0 | 0 | 0 | 0 | 0 | 0 | 0
CT Fac. Spec. - NOX Rate Winter v.4.10 Final, Unit 3817 and retrofits | 324 | 2270 | Rate Constraint in lbs/MMBtu | FALSE | L | Annual | Allowances Withdrawn (1:1) | Thousand Tons | 0 | 0 | 0 | 0 | 0 | 0 | 0 | 0
CT Fac. Spec. - NOX Rate Winter v.4.10 Final, Unit 3817 and retrofits | 324 | 2270 | Rate Constraint in lbs/MMBtu | FALSE | L | Annual | Allowances Withdrawn (n:1) | Thousand Tons | 0 | 0 | 0 | 0 | 0 | 0 | 0 | 0
CT Fac. Spec. - NOX Rate Winter v.4.10 Final, Unit 3817 and retrofits | 324 | 2270 | Rate Constraint in lbs/MMBtu | FALSE | L | Annual | Net Emissions Allowance Position | Thousand Tons | 0 | 0 | 0 | 0 | 0 | 0 | 0 | 0
CT Fac. Spec. - NOX Rate Winter v.4.10 Final, Unit 3817 and retrofits | 324 | 2270 | Rate Constraint in lbs/MMBtu | FALSE | L | Annual | Fuel Consumed | TBtu | 0 | 0 | 0 | 0 | 0 | 0 | 0 | 0
CT Fac. Spec. - NOX Rate Winter v.4.10 Final, Unit 3817 and retrofits | 324 | 2270 | Rate Constraint in lbs/MMBtu | FALSE | L | Annual | Rate | lb/MMBtu | 0 | 0 | 0 | 0 | 0 | 0 | 0 | 0
CT Fac. Spec. - NOX Rate Winter v.4.10 Final, Unit 3817 and retrofits | 324 | 2270 | Rate Constraint in lbs/MMBtu | FALSE | L | Annual | Generation | TWh | 0 | 0 | 0 | 0 | 0 | 0 | 0 | 0
CT Fac. Spec. - NOX Rate Winter v.4.10 Final, Unit 3817 and retrofits | 324 | 2270 | Rate Constraint in lbs/MMBtu | FALSE | L | Annual | Qualifying Generation | TWh | 0 | 0 | 0 | 0 | 0 | 0 | 0 | 0
CT Fac. Spec. - NOX Rate Winter v.4.10 Final, Unit 3817 and retrofits | 324 | 2270 | Rate Constraint in lbs/MMBtu | FALSE | L | Annual | Rate | lb/MWh | 0 | 0 | 0 | 0 | 0 | 0 | 0 | 0
CT Fac. Spec. - NOX Rate Winter v.4.10 Final, Unit 3817 and retrofits | 324 | 2270 | Rate Constraint in lbs/MMBtu | FALSE | L | Annual | Constraint Shadow Price | US2016$/Ton | 0 | 0 | 0 | 0 | 0 | 0 | 0 | 0
CT Fac. Spec. - NOX Rate Winter v.4.10 Final, Unit 3818 and retrofits | 325 | 2270 | Rate Constraint in lbs/MMBtu | FALSE | L | Annual | Seasons Included | Seasons | Winter, WintShld | Winter, WintShld | Winter, WintShld | Winter, WintShld | Winter, WintShld | Winter, WintShld | Winter, WintShld | Winter, WintShld
CT Fac. Spec. - NOX Rate Winter v.4.10 Final, Unit 3818 and retrofits | 325 | 2270 | Rate Constraint in lbs/MMBtu | FALSE | L | Annual | Standard NOX | lb/MMBtu | 0.15 | 0.15 | 0.15 | 0.15 | 0.15 | 0.15 | 0.15 | 0.15
CT Fac. Spec. - NOX Rate Winter v.4.10 Final, Unit 3818 and retrofits | 325 | 2270 | Rate Constraint in lbs/MMBtu | FALSE | L | Annual | Emissions at Affected Plants NOX | Thousand Tons | 0 | 0 | 0 | 0 | 0 | 0 | 0 | 0
CT Fac. Spec. - NOX Rate Winter v.4.10 Final, Unit 3818 and retrofits | 325 | 2270 | Rate Constraint in lbs/MMBtu | FALSE | L | Annual | Allowances Purchased NOX | Thousand Tons | 0 | 0 | 0 | 0 | 0 | 0 | 0 | 0
CT Fac. Spec. - NOX Rate Winter v.4.10 Final, Unit 3818 and retrofits | 325 | 2270 | Rate Constraint in lbs/MMBtu | FALSE | L | Annual | Allowances Sold NOX | Thousand Tons | 0 | 0 | 0 | 0 | 0 | 0 | 0 | 0
CT Fac. Spec. - NOX Rate Winter v.4.10 Final, Unit 3818 and retrofits | 325 | 2270 | Rate Constraint in lbs/MMBtu | FALSE | L | Annual | Allowances Banked | Thousand Tons | 0 | 0 | 0 | 0 | 0 | 0 | 0 | 0
CT Fac. Spec. - NOX Rate Winter v.4.10 Final, Unit 3818 and retrofits | 325 | 2270 | Rate Constraint in lbs/MMBtu | FALSE | L | Annual | Allowances Withdrawn (1:1) | Thousand Tons | 0 | 0 | 0 | 0 | 0 | 0 | 0 | 0
CT Fac. Spec. - NOX Rate Winter v.4.10 Final, Unit 3818 and retrofits | 325 | 2270 | Rate Constraint in lbs/MMBtu | FALSE | L | Annual | Allowances Withdrawn (n:1) | Thousand Tons | 0 | 0 | 0 | 0 | 0 | 0 | 0 | 0
CT Fac. Spec. - NOX Rate Winter v.4.10 Final, Unit 3818 and retrofits | 325 | 2270 | Rate Constraint in lbs/MMBtu | FALSE | L | Annual | Net Emissions Allowance Position | Thousand Tons | 0 | 0 | 0 | 0 | 0 | 0 | 0 | 0
CT Fac. Spec. - NOX Rate Winter v.4.10 Final, Unit 3818 and retrofits | 325 | 2270 | Rate Constraint in lbs/MMBtu | FALSE | L | Annual | Fuel Consumed | TBtu | 0 | 0 | 0 | 0 | 0 | 0 | 0 | 0
CT Fac. Spec. - NOX Rate Winter v.4.10 Final, Unit 3818 and retrofits | 325 | 2270 | Rate Constraint in lbs/MMBtu | FALSE | L | Annual | Rate | lb/MMBtu | 0 | 0 | 0 | 0 | 0 | 0 | 0 | 0
CT Fac. Spec. - NOX Rate Winter v.4.10 Final, Unit 3818 and retrofits | 325 | 2270 | Rate Constraint in lbs/MMBtu | FALSE | L | Annual | Generation | TWh | 0 | 0 | 0 | 0 | 0 | 0 | 0 | 0
CT Fac. Spec. - NOX Rate Winter v.4.10 Final, Unit 3818 and retrofits | 325 | 2270 | Rate Constraint in lbs/MMBtu | FALSE | L | Annual | Qualifying Generation | TWh | 0 | 0 | 0 | 0 | 0 | 0 | 0 | 0
CT Fac. Spec. - NOX Rate Winter v.4.10 Final, Unit 3818 and retrofits | 325 | 2270 | Rate Constraint in lbs/MMBtu | FALSE | L | Annual | Rate | lb/MWh | 0 | 0 | 0 | 0 | 0 | 0 | 0 | 0
CT Fac. Spec. - NOX Rate Winter v.4.10 Final, Unit 3818 and retrofits | 325 | 2270 | Rate Constraint in lbs/MMBtu | FALSE | L | Annual | Constraint Shadow Price | US2016$/Ton | 0 | 0 | 0 | 0 | 0 | 0 | 0 | 0
CT Fac. Spec. - NOX Rate Winter v.4.10 Final, Unit 3819 and retrofits | 326 | 2270 | Rate Constraint in lbs/MMBtu | FALSE | L | Annual | Seasons Included | Seasons | Winter, WintShld | Winter, WintShld | Winter, WintShld | Winter, WintShld | Winter, WintShld | Winter, WintShld | Winter, WintShld | Winter, WintShld
CT Fac. Spec. - NOX Rate Winter v.4.10 Final, Unit 3819 and retrofits | 326 | 2270 | Rate Constraint in lbs/MMBtu | FALSE | L | Annual | Standard NOX | lb/MMBtu | 0.15 | 0.15 | 0.15 | 0.15 | 0.15 | 0.15 | 0.15 | 0.15
CT Fac. Spec. - NOX Rate Winter v.4.10 Final, Unit 3819 and retrofits | 326 | 2270 | Rate Constraint in lbs/MMBtu | FALSE | L | Annual | Emissions at Affected Plants NOX | Thousand Tons | 0 | 0 | 0 | 0 | 0 | 0 | 0 | 0
CT Fac. Spec. - NOX Rate Winter v.4.10 Final, Unit 3819 and retrofits | 326 | 2270 | Rate Constraint in lbs/MMBtu | FALSE | L | Annual | Allowances Purchased NOX | Thousand Tons | 0 | 0 | 0 | 0 | 0 | 0 | 0 | 0
CT Fac. Spec. - NOX Rate Winter v.4.10 Final, Unit 3819 and retrofits | 326 | 2270 | Rate Constraint in lbs/MMBtu | FALSE | L | Annual | Allowances Sold NOX | Thousand Tons | 0 | 0 | 0 | 0 | 0 | 0 | 0 | 0
CT Fac. Spec. - NOX Rate Winter v.4.10 Final, Unit 3819 and retrofits | 326 | 2270 | Rate Constraint in lbs/MMBtu | FALSE | L | Annual | Allowances Banked | Thousand Tons | 0 | 0 | 0 | 0 | 0 | 0 | 0 | 0
CT Fac. Spec. - NOX Rate Winter v.4.10 Final, Unit 3819 and retrofits | 326 | 2270 | Rate Constraint in lbs/MMBtu | FALSE | L | Annual | Allowances Withdrawn (1:1) | Thousand Tons | 0 | 0 | 0 | 0 | 0 | 0 | 0 | 0
CT Fac. Spec. - NOX Rate Winter v.4.10 Final, Unit 3819 and retrofits | 326 | 2270 | Rate Constraint in lbs/MMBtu | FALSE | L | Annual | Allowances Withdrawn (n:1) | Thousand Tons | 0 | 0 | 0 | 0 | 0 | 0 | 0 | 0
CT Fac. Spec. - NOX Rate Winter v.4.10 Final, Unit 3819 and retrofits | 326 | 2270 | Rate Constraint in lbs/MMBtu | FALSE | L | Annual | Net Emissions Allowance Position | Thousand Tons | 0 | 0 | 0 | 0 | 0 | 0 | 0 | 0
CT Fac. Spec. - NOX Rate Winter v.4.10 Final, Unit 3819 and retrofits | 326 | 2270 | Rate Constraint in lbs/MMBtu | FALSE | L | Annual | Fuel Consumed | TBtu | 0 | 0 | 0 | 0 | 0 | 0 | 0 | 0
CT Fac. Spec. - NOX Rate Winter v.4.10 Final, Unit 3819 and retrofits | 326 | 2270 | Rate Constraint in lbs/MMBtu | FALSE | L | Annual | Rate | lb/MMBtu | 0 | 0 | 0 | 0 | 0 | 0 | 0 | 0
CT Fac. Spec. - NOX Rate Winter v.4.10 Final, Unit 3819 and retrofits | 326 | 2270 | Rate Constraint in lbs/MMBtu | FALSE | L | Annual | Generation | TWh | 0 | 0 | 0 | 0 | 0 | 0 | 0 | 0
CT Fac. Spec. - NOX Rate Winter v.4.10 Final, Unit 3819 and retrofits | 326 | 2270 | Rate Constraint in lbs/MMBtu | FALSE | L | Annual | Qualifying Generation | TWh | 0 | 0 | 0 | 0 | 0 | 0 | 0 | 0
CT Fac. Spec. - NOX Rate Winter v.4.10 Final, Unit 3819 and retrofits | 326 | 2270 | Rate Constraint in lbs/MMBtu | FALSE | L | Annual | Rate | lb/MWh | 0 | 0 | 0 | 0 | 0 | 0 | 0 | 0
CT Fac. Spec. - NOX Rate Winter v.4.10 Final, Unit 3819 and retrofits | 326 | 2270 | Rate Constraint in lbs/MMBtu | FALSE | L | Annual | Constraint Shadow Price | US2016$/Ton | 0 | 0 | 0 | 0 | 0 | 0 | 0 | 0
CT Fac. Spec. - NOX Rate Winter v.4.10 Final, Unit 3820 and retrofits | 327 | 2270 | Rate Constraint in lbs/MMBtu | FALSE | L | Annual | Seasons Included | Seasons | Winter, WintShld | Winter, WintShld | Winter, WintShld | Winter, WintShld | Winter, WintShld | Winter, WintShld | Winter, WintShld | Winter, WintShld
CT Fac. Spec. - NOX Rate Winter v.4.10 Final, Unit 3820 and retrofits | 327 | 2270 | Rate Constraint in lbs/MMBtu | FALSE | L | Annual | Standard NOX | lb/MMBtu | 0.15 | 0.15 | 0.15 | 0.15 | 0.15 | 0.15 | 0.15 | 0.15
CT Fac. Spec. - NOX Rate Winter v.4.10 Final, Unit 3820 and retrofits | 327 | 2270 | Rate Constraint in lbs/MMBtu | FALSE | L | Annual | Emissions at Affected Plants NOX | Thousand Tons | 0 | 0 | 0 | 0 | 0 | 0 | 0 | 0
CT Fac. Spec. - NOX Rate Winter v.4.10 Final, Unit 3820 and retrofits | 327 | 2270 | Rate Constraint in lbs/MMBtu | FALSE | L | Annual | Allowances Purchased NOX | Thousand Tons | 0 | 0 | 0 | 0 | 0 | 0 | 0 | 0
CT Fac. Spec. - NOX Rate Winter v.4.10 Final, Unit 3820 and retrofits | 327 | 2270 | Rate Constraint in lbs/MMBtu | FALSE | L | Annual | Allowances Sold NOX | Thousand Tons | 0 | 0 | 0 | 0 | 0 | 0 | 0 | 0
CT Fac. Spec. - NOX Rate Winter v.4.10 Final, Unit 3820 and retrofits | 327 | 2270 | Rate Constraint in lbs/MMBtu | FALSE | L | Annual | Allowances Banked | Thousand Tons | 0 | 0 | 0 | 0 | 0 | 0 | 0 | 0
CT Fac. Spec. - NOX Rate Winter v.4.10 Final, Unit 3820 and retrofits | 327 | 2270 | Rate Constraint in lbs/MMBtu | FALSE | L | Annual | Allowances Withdrawn (1:1) | Thousand Tons | 0 | 0 | 0 | 0 | 0 | 0 | 0 | 0
CT Fac. Spec. - NOX Rate Winter v.4.10 Final, Unit 3820 and retrofits | 327 | 2270 | Rate Constraint in lbs/MMBtu | FALSE | L | Annual | Allowances Withdrawn (n:1) | Thousand Tons | 0 | 0 | 0 | 0 | 0 | 0 | 0 | 0
CT Fac. Spec. - NOX Rate Winter v.4.10 Final, Unit 3820 and retrofits | 327 | 2270 | Rate Constraint in lbs/MMBtu | FALSE | L | Annual | Net Emissions Allowance Position | Thousand Tons | 0 | 0 | 0 | 0 | 0 | 0 | 0 | 0
CT Fac. Spec. - NOX Rate Winter v.4.10 Final, Unit 3820 and retrofits | 327 | 2270 | Rate Constraint in lbs/MMBtu | FALSE | L | Annual | Fuel Consumed | TBtu | 0 | 0 | 0 | 0 | 0 | 0 | 0 | 0
CT Fac. Spec. - NOX Rate Winter v.4.10 Final, Unit 3820 and retrofits | 327 | 2270 | Rate Constraint in lbs/MMBtu | FALSE | L | Annual | Rate | lb/MMBtu | 0 | 0 | 0 | 0 | 0 | 0 | 0 | 0
CT Fac. Spec. - NOX Rate Winter v.4.10 Final, Unit 3820 and retrofits | 327 | 2270 | Rate Constraint in lbs/MMBtu | FALSE | L | Annual | Generation | TWh | 0 | 0 | 0 | 0 | 0 | 0 | 0 | 0
CT Fac. Spec. - NOX Rate Winter v.4.10 Final, Unit 3820 and retrofits | 327 | 2270 | Rate Constraint in lbs/MMBtu | FALSE | L | Annual | Qualifying Generation | TWh | 0 | 0 | 0 | 0 | 0 | 0 | 0 | 0
CT Fac. Spec. - NOX Rate Winter v.4.10 Final, Unit 3820 and retrofits | 327 | 2270 | Rate Constraint in lbs/MMBtu | FALSE | L | Annual | Rate | lb/MWh | 0 | 0 | 0 | 0 | 0 | 0 | 0 | 0
CT Fac. Spec. - NOX Rate Winter v.4.10 Final, Unit 3820 and retrofits | 327 | 2270 | Rate Constraint in lbs/MMBtu | FALSE | L | Annual | Constraint Shadow Price | US2016$/Ton | 0 | 0 | 0 | 0 | 0 | 0 | 0 | 0
CT Fac. Spec. - SO2 Rate Annual Non-Title IV v3.1, Unit 76 and retrofits | 328 | 2294 | Rate Constraint in lbs/MMBtu | FALSE | L | Annual | Seasons Included | Seasons | Winter, WintShld, Summer | Winter, WintShld, Summer | Winter, WintShld, Summer | Winter, WintShld, Summer | Winter, WintShld, Summer | Winter, WintShld, Summer | Winter, WintShld, Summer | Winter, WintShld, Summer
CT Fac. Spec. - SO2 Rate Annual Non-Title IV v3.1, Unit 76 and retrofits | 328 | 2294 | Rate Constraint in lbs/MMBtu | FALSE | L | Annual | Standard SO2 | lb/MMBtu | 0.55 | 0.55 | 0.55 | 0.55 | 0.55 | 0.55 | 0.55 | 0.55
CT Fac. Spec. - SO2 Rate Annual Non-Title IV v3.1, Unit 76 and retrofits | 328 | 2294 | Rate Constraint in lbs/MMBtu | FALSE | L | Annual | Emissions at Affected Plants SO2 | Thousand Tons | 0.0041571 | 0 | 0 | 0 | 0 | 0 | 0 | 0
CT Fac. Spec. - SO2 Rate Annual Non-Title IV v3.1, Unit 76 and retrofits | 328 | 2294 | Rate Constraint in lbs/MMBtu | FALSE | L | Annual | Allowances Purchased SO2 | Thousand Tons | 0 | 0 | 0 | 0 | 0 | 0 | 0 | 0
CT Fac. Spec. - SO2 Rate Annual Non-Title IV v3.1, Unit 76 and retrofits | 328 | 2294 | Rate Constraint in lbs/MMBtu | FALSE | L | Annual | Allowances Sold SO2 | Thousand Tons | 0 | 0 | 0 | 0 | 0 | 0 | 0 | 0
CT Fac. Spec. - SO2 Rate Annual Non-Title IV v3.1, Unit 76 and retrofits | 328 | 2294 | Rate Constraint in lbs/MMBtu | FALSE | L | Annual | Allowances Banked | Thousand Tons | 0 | 0 | 0 | 0 | 0 | 0 | 0 | 0
CT Fac. Spec. - SO2 Rate Annual Non-Title IV v3.1, Unit 76 and retrofits | 328 | 2294 | Rate Constraint in lbs/MMBtu | FALSE | L | Annual | Allowances Withdrawn (1:1) | Thousand Tons | 0 | 0 | 0 | 0 | 0 | 0 | 0 | 0
CT Fac. Spec. - SO2 Rate Annual Non-Title IV v3.1, Unit 76 and retrofits | 328 | 2294 | Rate Constraint in lbs/MMBtu | FALSE | L | Annual | Allowances Withdrawn (n:1) | Thousand Tons | 0 | 0 | 0 | 0 | 0 | 0 | 0 | 0
CT Fac. Spec. - SO2 Rate Annual Non-Title IV v3.1, Unit 76 and retrofits | 328 | 2294 | Rate Constraint in lbs/MMBtu | FALSE | L | Annual | Net Emissions Allowance Position | Thousand Tons | 0.0041571 | 0 | 0 | 0 | 0 | 0 | 0 | 0
CT Fac. Spec. - SO2 Rate Annual Non-Title IV v3.1, Unit 76 and retrofits | 328 | 2294 | Rate Constraint in lbs/MMBtu | FALSE | L | Annual | Fuel Consumed | TBtu | 1.0393 | 0 | 0 | 0 | 0 | 0 | 0 | 0
CT Fac. Spec. - SO2 Rate Annual Non-Title IV v3.1, Unit 76 and retrofits | 328 | 2294 | Rate Constraint in lbs/MMBtu | FALSE | L | Annual | Rate | lb/MMBtu | 0.008 | 0 | 0 | 0 | 0 | 0 | 0 | 0
CT Fac. Spec. - SO2 Rate Annual Non-Title IV v3.1, Unit 76 and retrofits | 328 | 2294 | Rate Constraint in lbs/MMBtu | FALSE | L | Annual | Generation | TWh | 0.069262 | 0 | 0 | 0 | 0 | 0 | 0 | 0
CT Fac. Spec. - SO2 Rate Annual Non-Title IV v3.1, Unit 76 and retrofits | 328 | 2294 | Rate Constraint in lbs/MMBtu | FALSE | L | Annual | Qualifying Generation | TWh | 0.069262 | 0 | 0 | 0 | 0 | 0 | 0 | 0
CT Fac. Spec. - SO2 Rate Annual Non-Title IV v3.1, Unit 76 and retrofits | 328 | 2294 | Rate Constraint in lbs/MMBtu | FALSE | L | Annual | Rate | lb/MWh | 0.12004 | 0 | 0 | 0 | 0 | 0 | 0 | 0
CT Fac. Spec. - SO2 Rate Annual Non-Title IV v3.1, Unit 76 and retrofits | 328 | 2294 | Rate Constraint in lbs/MMBtu | FALSE | L | Annual | Constraint Shadow Price | US2016$/Ton | 0 | 0 | 0 | 0 | 0 | 0 | 0 | 0
CT Fac. Spec. - SO2 Rate Annual Non-Title IV v3.1, Unit 1185 and retrofits | 329 | 2294 | Rate Constraint in lbs/MMBtu | FALSE | L | Annual | Seasons Included | Seasons | Winter, WintShld, Summer | Winter, WintShld, Summer | Winter, WintShld, Summer | Winter, WintShld, Summer | Winter, WintShld, Summer | Winter, WintShld, Summer | Winter, WintShld, Summer | Winter, WintShld, Summer
CT Fac. Spec. - SO2 Rate Annual Non-Title IV v3.1, Unit 1185 and retrofits | 329 | 2294 | Rate Constraint in lbs/MMBtu | FALSE | L | Annual | Standard SO2 | lb/MMBtu | 0.55 | 0.55 | 0.55 | 0.55 | 0.55 | 0.55 | 0.55 | 0.55
CT Fac. Spec. - SO2 Rate Annual Non-Title IV v3.1, Unit 1185 and retrofits | 329 | 2294 | Rate Constraint in lbs/MMBtu | FALSE | L | Annual | Emissions at Affected Plants SO2 | Thousand Tons | 0 | 0 | 0 | 0 | 0 | 0 | 0 | 0
CT Fac. Spec. - SO2 Rate Annual Non-Title IV v3.1, Unit 1185 and retrofits | 329 | 2294 | Rate Constraint in lbs/MMBtu | FALSE | L | Annual | Allowances Purchased SO2 | Thousand Tons | 0 | 0 | 0 | 0 | 0 | 0 | 0 | 0
CT Fac. Spec. - SO2 Rate Annual Non-Title IV v3.1, Unit 1185 and retrofits | 329 | 2294 | Rate Constraint in lbs/MMBtu | FALSE | L | Annual | Allowances Sold SO2 | Thousand Tons | 0 | 0 | 0 | 0 | 0 | 0 | 0 | 0
CT Fac. Spec. - SO2 Rate Annual Non-Title IV v3.1, Unit 1185 and retrofits | 329 | 2294 | Rate Constraint in lbs/MMBtu | FALSE | L | Annual | Allowances Banked | Thousand Tons | 0 | 0 | 0 | 0 | 0 | 0 | 0 | 0
CT Fac. Spec. - SO2 Rate Annual Non-Title IV v3.1, Unit 1185 and retrofits | 329 | 2294 | Rate Constraint in lbs/MMBtu | FALSE | L | Annual | Allowances Withdrawn (1:1) | Thousand Tons | 0 | 0 | 0 | 0 | 0 | 0 | 0 | 0
CT Fac. Spec. - SO2 Rate Annual Non-Title IV v3.1, Unit 1185 and retrofits | 329 | 2294 | Rate Constraint in lbs/MMBtu | FALSE | L | Annual | Allowances Withdrawn (n:1) | Thousand Tons | 0 | 0 | 0 | 0 | 0 | 0 | 0 | 0
CT Fac. Spec. - SO2 Rate Annual Non-Title IV v3.1, Unit 1185 and retrofits | 329 | 2294 | Rate Constraint in lbs/MMBtu | FALSE | L | Annual | Net Emissions Allowance Position | Thousand Tons | 0 | 0 | 0 | 0 | 0 | 0 | 0 | 0
CT Fac. Spec. - SO2 Rate Annual Non-Title IV v3.1, Unit 1185 and retrofits | 329 | 2294 | Rate Constraint in lbs/MMBtu | FALSE | L | Annual | Fuel Consumed | TBtu | 0 | 0 | 0 | 0 | 0 | 0 | 0 | 0
CT Fac. Spec. - SO2 Rate Annual Non-Title IV v3.1, Unit 1185 and retrofits | 329 | 2294 | Rate Constraint in lbs/MMBtu | FALSE | L | Annual | Rate | lb/MMBtu | 0 | 0 | 0 | 0 | 0 | 0 | 0 | 0
CT Fac. Spec. - SO2 Rate Annual Non-Title IV v3.1, Unit 1185 and retrofits | 329 | 2294 | Rate Constraint in lbs/MMBtu | FALSE | L | Annual | Generation | TWh | 0 | 0 | 0 | 0 | 0 | 0 | 0 | 0
CT Fac. Spec. - SO2 Rate Annual Non-Title IV v3.1, Unit 1185 and retrofits | 329 | 2294 | Rate Constraint in lbs/MMBtu | FALSE | L | Annual | Qualifying Generation | TWh | 0 | 0 | 0 | 0 | 0 | 0 | 0 | 0
CT Fac. Spec. - SO2 Rate Annual Non-Title IV v3.1, Unit 1185 and retrofits | 329 | 2294 | Rate Constraint in lbs/MMBtu | FALSE | L | Annual | Rate | lb/MWh | 0 | 0 | 0 | 0 | 0 | 0 | 0 | 0
CT Fac. Spec. - SO2 Rate Annual Non-Title IV v3.1, Unit 1185 and retrofits | 329 | 2294 | Rate Constraint in lbs/MMBtu | FALSE | L | Annual | Constraint Shadow Price | US2016$/Ton | 0 | 0 | 0 | 0 | 0 | 0 | 0 | 0
CT Fac. Spec. - SO2 Rate Annual Non-Title IV v3.1, Unit 1186 and retrofits | 330 | 2294 | Rate Constraint in lbs/MMBtu | FALSE | L | Annual | Seasons Included | Seasons | Winter, WintShld, Summer | Winter, WintShld, Summer | Winter, WintShld, Summer | Winter, WintShld, Summer | Winter, WintShld, Summer | Winter, WintShld, Summer | Winter, WintShld, Summer | Winter, WintShld, Summer
CT Fac. Spec. - SO2 Rate Annual Non-Title IV v3.1, Unit 1186 and retrofits | 330 | 2294 | Rate Constraint in lbs/MMBtu | FALSE | L | Annual | Standard SO2 | lb/MMBtu | 0.55 | 0.55 | 0.55 | 0.55 | 0.55 | 0.55 | 0.55 | 0.55
CT Fac. Spec. - SO2 Rate Annual Non-Title IV v3.1, Unit 1186 and retrofits | 330 | 2294 | Rate Constraint in lbs/MMBtu | FALSE | L | Annual | Emissions at Affected Plants SO2 | Thousand Tons | 0 | 0 | 0 | 0 | 0 | 0 | 0 | 0
CT Fac. Spec. - SO2 Rate Annual Non-Title IV v3.1, Unit 1186 and retrofits | 330 | 2294 | Rate Constraint in lbs/MMBtu | FALSE | L | Annual | Allowances Purchased SO2 | Thousand Tons | 0 | 0 | 0 | 0 | 0 | 0 | 0 | 0
CT Fac. Spec. - SO2 Rate Annual Non-Title IV v3.1, Unit 1186 and retrofits | 330 | 2294 | Rate Constraint in lbs/MMBtu | FALSE | L | Annual | Allowances Sold SO2 | Thousand Tons | 0 | 0 | 0 | 0 | 0 | 0 | 0 | 0
CT Fac. Spec. - SO2 Rate Annual Non-Title IV v3.1, Unit 1186 and retrofits | 330 | 2294 | Rate Constraint in lbs/MMBtu | FALSE | L | Annual | Allowances Banked | Thousand Tons | 0 | 0 | 0 | 0 | 0 | 0 | 0 | 0
CT Fac. Spec. - SO2 Rate Annual Non-Title IV v3.1, Unit 1186 and retrofits | 330 | 2294 | Rate Constraint in lbs/MMBtu | FALSE | L | Annual | Allowances Withdrawn (1:1) | Thousand Tons | 0 | 0 | 0 | 0 | 0 | 0 | 0 | 0
CT Fac. Spec. - SO2 Rate Annual Non-Title IV v3.1, Unit 1186 and retrofits | 330 | 2294 | Rate Constraint in lbs/MMBtu | FALSE | L | Annual | Allowances Withdrawn (n:1) | Thousand Tons | 0 | 0 | 0 | 0 | 0 | 0 | 0 | 0
CT Fac. Spec. - SO2 Rate Annual Non-Title IV v3.1, Unit 1186 and retrofits | 330 | 2294 | Rate Constraint in lbs/MMBtu | FALSE | L | Annual | Net Emissions Allowance Position | Thousand Tons | 0 | 0 | 0 | 0 | 0 | 0 | 0 | 0
CT Fac. Spec. - SO2 Rate Annual Non-Title IV v3.1, Unit 1186 and retrofits | 330 | 2294 | Rate Constraint in lbs/MMBtu | FALSE | L | Annual | Fuel Consumed | TBtu | 0 | 0 | 0 | 0 | 0 | 0 | 0 | 0
CT Fac. Spec. - SO2 Rate Annual Non-Title IV v3.1, Unit 1186 and retrofits | 330 | 2294 | Rate Constraint in lbs/MMBtu | FALSE | L | Annual | Rate | lb/MMBtu | 0 | 0 | 0 | 0 | 0 | 0 | 0 | 0
CT Fac. Spec. - SO2 Rate Annual Non-Title IV v3.1, Unit 1186 and retrofits | 330 | 2294 | Rate Constraint in lbs/MMBtu | FALSE | L | Annual | Generation | TWh | 0 | 0 | 0 | 0 | 0 | 0 | 0 | 0
CT Fac. Spec. - SO2 Rate Annual Non-Title IV v3.1, Unit 1186 and retrofits | 330 | 2294 | Rate Constraint in lbs/MMBtu | FALSE | L | Annual | Qualifying Generation | TWh | 0 | 0 | 0 | 0 | 0 | 0 | 0 | 0
CT Fac. Spec. - SO2 Rate Annual Non-Title IV v3.1, Unit 1186 and retrofits | 330 | 2294 | Rate Constraint in lbs/MMBtu | FALSE | L | Annual | Rate | lb/MWh | 0 | 0 | 0 | 0 | 0 | 0 | 0 | 0
CT Fac. Spec. - SO2 Rate Annual Non-Title IV v3.1, Unit 1186 and retrofits | 330 | 2294 | Rate Constraint in lbs/MMBtu | FALSE | L | Annual | Constraint Shadow Price | US2016$/Ton | 0 | 0 | 0 | 0 | 0 | 0 | 0 | 0
CT Fac. Spec. - SO2 Rate Annual Non-Title IV v3.1, Unit 1191 and retrofits | 331 | 2294 | Rate Constraint in lbs/MMBtu | FALSE | L | Annual | Seasons Included | Seasons | Winter, WintShld, Summer | Winter, WintShld, Summer | Winter, WintShld, Summer | Winter, WintShld, Summer | Winter, WintShld, Summer | Winter, WintShld, Summer | Winter, WintShld, Summer | Winter, WintShld, Summer
CT Fac. Spec. - SO2 Rate Annual Non-Title IV v3.1, Unit 1191 and retrofits | 331 | 2294 | Rate Constraint in lbs/MMBtu | FALSE | L | Annual | Standard SO2 | lb/MMBtu | 0.55 | 0.55 | 0.55 | 0.55 | 0.55 | 0.55 | 0.55 | 0.55
CT Fac. Spec. - SO2 Rate Annual Non-Title IV v3.1, Unit 1191 and retrofits | 331 | 2294 | Rate Constraint in lbs/MMBtu | FALSE | L | Annual | Emissions at Affected Plants SO2 | Thousand Tons | 0 | 0 | 0 | 0 | 0 | 0 | 0 | 0
CT Fac. Spec. - SO2 Rate Annual Non-Title IV v3.1, Unit 1191 and retrofits | 331 | 2294 | Rate Constraint in lbs/MMBtu | FALSE | L | Annual | Allowances Purchased SO2 | Thousand Tons | 0 | 0 | 0 | 0 | 0 | 0 | 0 | 0
CT Fac. Spec. - SO2 Rate Annual Non-Title IV v3.1, Unit 1191 and retrofits | 331 | 2294 | Rate Constraint in lbs/MMBtu | FALSE | L | Annual | Allowances Sold SO2 | Thousand Tons | 0 | 0 | 0 | 0 | 0 | 0 | 0 | 0
CT Fac. Spec. - SO2 Rate Annual Non-Title IV v3.1, Unit 1191 and retrofits | 331 | 2294 | Rate Constraint in lbs/MMBtu | FALSE | L | Annual | Allowances Banked | Thousand Tons | 0 | 0 | 0 | 0 | 0 | 0 | 0 | 0
CT Fac. Spec. - SO2 Rate Annual Non-Title IV v3.1, Unit 1191 and retrofits | 331 | 2294 | Rate Constraint in lbs/MMBtu | FALSE | L | Annual | Allowances Withdrawn (1:1) | Thousand Tons | 0 | 0 | 0 | 0 | 0 | 0 | 0 | 0
CT Fac. Spec. - SO2 Rate Annual Non-Title IV v3.1, Unit 1191 and retrofits | 331 | 2294 | Rate Constraint in lbs/MMBtu | FALSE | L | Annual | Allowances Withdrawn (n:1) | Thousand Tons | 0 | 0 | 0 | 0 | 0 | 0 | 0 | 0
CT Fac. Spec. - SO2 Rate Annual Non-Title IV v3.1, Unit 1191 and retrofits | 331 | 2294 | Rate Constraint in lbs/MMBtu | FALSE | L | Annual | Net Emissions Allowance Position | Thousand Tons | 0 | 0 | 0 | 0 | 0 | 0 | 0 | 0
CT Fac. Spec. - SO2 Rate Annual Non-Title IV v3.1, Unit 1191 and retrofits | 331 | 2294 | Rate Constraint in lbs/MMBtu | FALSE | L | Annual | Fuel Consumed | TBtu | 0 | 0 | 0 | 0 | 0 | 0 | 0 | 0
CT Fac. Spec. - SO2 Rate Annual Non-Title IV v3.1, Unit 1191 and retrofits | 331 | 2294 | Rate Constraint in lbs/MMBtu | FALSE | L | Annual | Rate | lb/MMBtu | 0 | 0 | 0 | 0 | 0 | 0 | 0 | 0
CT Fac. Spec. - SO2 Rate Annual Non-Title IV v3.1, Unit 1191 and retrofits | 331 | 2294 | Rate Constraint in lbs/MMBtu | FALSE | L | Annual | Generation | TWh | 0 | 0 | 0 | 0 | 0 | 0 | 0 | 0
CT Fac. Spec. - SO2 Rate Annual Non-Title IV v3.1, Unit 1191 and retrofits | 331 | 2294 | Rate Constraint in lbs/MMBtu | FALSE | L | Annual | Qualifying Generation | TWh | 0 | 0 | 0 | 0 | 0 | 0 | 0 | 0
CT Fac. Spec. - SO2 Rate Annual Non-Title IV v3.1, Unit 1191 and retrofits | 331 | 2294 | Rate Constraint in lbs/MMBtu | FALSE | L | Annual | Rate | lb/MWh | 0 | 0 | 0 | 0 | 0 | 0 | 0 | 0
CT Fac. Spec. - SO2 Rate Annual Non-Title IV v3.1, Unit 1191 and retrofits | 331 | 2294 | Rate Constraint in lbs/MMBtu | FALSE | L | Annual | Constraint Shadow Price | US2016$/Ton | 0 | 0 | 0 | 0 | 0 | 0 | 0 | 0
CT Fac. Spec. - SO2 Rate Annual Non-Title IV v3.1, Unit 1192 and retrofits | 332 | 2294 | Rate Constraint in lbs/MMBtu | FALSE | L | Annual | Seasons Included | Seasons | Winter, WintShld, Summer | Winter, WintShld, Summer | Winter, WintShld, Summer | Winter, WintShld, Summer | Winter, WintShld, Summer | Winter, WintShld, Summer | Winter, WintShld, Summer | Winter, WintShld, Summer
CT Fac. Spec. - SO2 Rate Annual Non-Title IV v3.1, Unit 1192 and retrofits | 332 | 2294 | Rate Constraint in lbs/MMBtu | FALSE | L | Annual | Standard SO2 | lb/MMBtu | 0.55 | 0.55 | 0.55 | 0.55 | 0.55 | 0.55 | 0.55 | 0.55
CT Fac. Spec. - SO2 Rate Annual Non-Title IV v3.1, Unit 1192 and retrofits | 332 | 2294 | Rate Constraint in lbs/MMBtu | FALSE | L | Annual | Emissions at Affected Plants SO2 | Thousand Tons | 0 | 0 | 0 | 0 | 0 | 0 | 0 | 0
CT Fac. Spec. - SO2 Rate Annual Non-Title IV v3.1, Unit 1192 and retrofits | 332 | 2294 | Rate Constraint in lbs/MMBtu | FALSE | L | Annual | Allowances Purchased SO2 | Thousand Tons | 0 | 0 | 0 | 0 | 0 | 0 | 0 | 0
CT Fac. Spec. - SO2 Rate Annual Non-Title IV v3.1, Unit 1192 and retrofits | 332 | 2294 | Rate Constraint in lbs/MMBtu | FALSE | L | Annual | Allowances Sold SO2 | Thousand Tons | 0 | 0 | 0 | 0 | 0 | 0 | 0 | 0
CT Fac. Spec. - SO2 Rate Annual Non-Title IV v3.1, Unit 1192 and retrofits | 332 | 2294 | Rate Constraint in lbs/MMBtu | FALSE | L | Annual | Allowances Banked | Thousand Tons | 0 | 0 | 0 | 0 | 0 | 0 | 0 | 0
CT Fac. Spec. - SO2 Rate Annual Non-Title IV v3.1, Unit 1192 and retrofits | 332 | 2294 | Rate Constraint in lbs/MMBtu | FALSE | L | Annual | Allowances Withdrawn (1:1) | Thousand Tons | 0 | 0 | 0 | 0 | 0 | 0 | 0 | 0
CT Fac. Spec. - SO2 Rate Annual Non-Title IV v3.1, Unit 1192 and retrofits | 332 | 2294 | Rate Constraint in lbs/MMBtu | FALSE | L | Annual | Allowances Withdrawn (n:1) | Thousand Tons | 0 | 0 | 0 | 0 | 0 | 0 | 0 | 0
CT Fac. Spec. - SO2 Rate Annual Non-Title IV v3.1, Unit 1192 and retrofits | 332 | 2294 | Rate Constraint in lbs/MMBtu | FALSE | L | Annual | Net Emissions Allowance Position | Thousand Tons | 0 | 0 | 0 | 0 | 0 | 0 | 0 | 0
CT Fac. Spec. - SO2 Rate Annual Non-Title IV v3.1, Unit 1192 and retrofits | 332 | 2294 | Rate Constraint in lbs/MMBtu | FALSE | L | Annual | Fuel Consumed | TBtu | 0 | 0 | 0 | 0 | 0 | 0 | 0 | 0
CT Fac. Spec. - SO2 Rate Annual Non-Title IV v3.1, Unit 1192 and retrofits | 332 | 2294 | Rate Constraint in lbs/MMBtu | FALSE | L | Annual | Rate | lb/MMBtu | 0 | 0 | 0 | 0 | 0 | 0 | 0 | 0
CT Fac. Spec. - SO2 Rate Annual Non-Title IV v3.1, Unit 1192 and retrofits | 332 | 2294 | Rate Constraint in lbs/MMBtu | FALSE | L | Annual | Generation | TWh | 0 | 0 | 0 | 0 | 0 | 0 | 0 | 0
CT Fac. Spec. - SO2 Rate Annual Non-Title IV v3.1, Unit 1192 and retrofits | 332 | 2294 | Rate Constraint in lbs/MMBtu | FALSE | L | Annual | Qualifying Generation | TWh | 0 | 0 | 0 | 0 | 0 | 0 | 0 | 0
CT Fac. Spec. - SO2 Rate Annual Non-Title IV v3.1, Unit 1192 and retrofits | 332 | 2294 | Rate Constraint in lbs/MMBtu | FALSE | L | Annual | Rate | lb/MWh | 0 | 0 | 0 | 0 | 0 | 0 | 0 | 0
CT Fac. Spec. - SO2 Rate Annual Non-Title IV v3.1, Unit 1192 and retrofits | 332 | 2294 | Rate Constraint in lbs/MMBtu | FALSE | L | Annual | Constraint Shadow Price | US2016$/Ton | 0 | 0 | 0 | 0 | 0 | 0 | 0 | 0
CT Fac. Spec. - SO2 Rate Annual Non-Title IV v3.1, Unit 1193 and retrofits | 333 | 2294 | Rate Constraint in lbs/MMBtu | FALSE | L | Annual | Seasons Included | Seasons | Winter, WintShld, Summer | Winter, WintShld, Summer | Winter, WintShld, Summer | Winter, WintShld, Summer | Winter, WintShld, Summer | Winter, WintShld, Summer | Winter, WintShld, Summer | Winter, WintShld, Summer
CT Fac. Spec. - SO2 Rate Annual Non-Title IV v3.1, Unit 1193 and retrofits | 333 | 2294 | Rate Constraint in lbs/MMBtu | FALSE | L | Annual | Standard SO2 | lb/MMBtu | 0.55 | 0.55 | 0.55 | 0.55 | 0.55 | 0.55 | 0.55 | 0.55
CT Fac. Spec. - SO2 Rate Annual Non-Title IV v3.1, Unit 1193 and retrofits | 333 | 2294 | Rate Constraint in lbs/MMBtu | FALSE | L | Annual | Emissions at Affected Plants SO2 | Thousand Tons | 0 | 0 | 0 | 0 | 0 | 0 | 0 | 0
CT Fac. Spec. - SO2 Rate Annual Non-Title IV v3.1, Unit 1193 and retrofits | 333 | 2294 | Rate Constraint in lbs/MMBtu | FALSE | L | Annual | Allowances Purchased SO2 | Thousand Tons | 0 | 0 | 0 | 0 | 0 | 0 | 0 | 0
CT Fac. Spec. - SO2 Rate Annual Non-Title IV v3.1, Unit 1193 and retrofits | 333 | 2294 | Rate Constraint in lbs/MMBtu | FALSE | L | Annual | Allowances Sold SO2 | Thousand Tons | 0 | 0 | 0 | 0 | 0 | 0 | 0 | 0
CT Fac. Spec. - SO2 Rate Annual Non-Title IV v3.1, Unit 1193 and retrofits | 333 | 2294 | Rate Constraint in lbs/MMBtu | FALSE | L | Annual | Allowances Banked | Thousand Tons | 0 | 0 | 0 | 0 | 0 | 0 | 0 | 0
CT Fac. Spec. - SO2 Rate Annual Non-Title IV v3.1, Unit 1193 and retrofits | 333 | 2294 | Rate Constraint in lbs/MMBtu | FALSE | L | Annual | Allowances Withdrawn (1:1) | Thousand Tons | 0 | 0 | 0 | 0 | 0 | 0 | 0 | 0
CT Fac. Spec. - SO2 Rate Annual Non-Title IV v3.1, Unit 1193 and retrofits | 333 | 2294 | Rate Constraint in lbs/MMBtu | FALSE | L | Annual | Allowances Withdrawn (n:1) | Thousand Tons | 0 | 0 | 0 | 0 | 0 | 0 | 0 | 0
CT Fac. Spec. - SO2 Rate Annual Non-Title IV v3.1, Unit 1193 and retrofits | 333 | 2294 | Rate Constraint in lbs/MMBtu | FALSE | L | Annual | Net Emissions Allowance Position | Thousand Tons | 0 | 0 | 0 | 0 | 0 | 0 | 0 | 0
CT Fac. Spec. - SO2 Rate Annual Non-Title IV v3.1, Unit 1193 and retrofits | 333 | 2294 | Rate Constraint in lbs/MMBtu | FALSE | L | Annual | Fuel Consumed | TBtu | 0 | 0 | 0 | 0 | 0 | 0 | 0 | 0
CT Fac. Spec. - SO2 Rate Annual Non-Title IV v3.1, Unit 1193 and retrofits | 333 | 2294 | Rate Constraint in lbs/MMBtu | FALSE | L | Annual | Rate | lb/MMBtu | 0 | 0 | 0 | 0 | 0 | 0 | 0 | 0
CT Fac. Spec. - SO2 Rate Annual Non-Title IV v3.1, Unit 1193 and retrofits | 333 | 2294 | Rate Constraint in lbs/MMBtu | FALSE | L | Annual | Generation | TWh | 0 | 0 | 0 | 0 | 0 | 0 | 0 | 0
CT Fac. Spec. - SO2 Rate Annual Non-Title IV v3.1, Unit 1193 and retrofits | 333 | 2294 | Rate Constraint in lbs/MMBtu | FALSE | L | Annual | Qualifying Generation | TWh | 0 | 0 | 0 | 0 | 0 | 0 | 0 | 0
CT Fac. Spec. - SO2 Rate Annual Non-Title IV v3.1, Unit 1193 and retrofits | 333 | 2294 | Rate Constraint in lbs/MMBtu | FALSE | L | Annual | Rate | lb/MWh | 0 | 0 | 0 | 0 | 0 | 0 | 0 | 0
CT Fac. Spec. - SO2 Rate Annual Non-Title IV v3.1, Unit 1193 and retrofits | 333 | 2294 | Rate Constraint in lbs/MMBtu | FALSE | L | Annual | Constraint Shadow Price | US2016$/Ton | 0 | 0 | 0 | 0 | 0 | 0 | 0 | 0
CT Fac. Spec. - SO2 Rate Annual Non-Title IV v3.1, Unit 1194 and retrofits | 334 | 2294 | Rate Constraint in lbs/MMBtu | FALSE | L | Annual | Seasons Included | Seasons | Winter, WintShld, Summer | Winter, WintShld, Summer | Winter, WintShld, Summer | Winter, WintShld, Summer | Winter, WintShld, Summer | Winter, WintShld, Summer | Winter, WintShld, Summer | Winter, WintShld, Summer
CT Fac. Spec. - SO2 Rate Annual Non-Title IV v3.1, Unit 1194 and retrofits | 334 | 2294 | Rate Constraint in lbs/MMBtu | FALSE | L | Annual | Standard SO2 | lb/MMBtu | 0.55 | 0.55 | 0.55 | 0.55 | 0.55 | 0.55 | 0.55 | 0.55
CT Fac. Spec. - SO2 Rate Annual Non-Title IV v3.1, Unit 1194 and retrofits | 334 | 2294 | Rate Constraint in lbs/MMBtu | FALSE | L | Annual | Emissions at Affected Plants SO2 | Thousand Tons | 0 | 0 | 0 | 0 | 0 | 0 | 0 | 0
CT Fac. Spec. - SO2 Rate Annual Non-Title IV v3.1, Unit 1194 and retrofits | 334 | 2294 | Rate Constraint in lbs/MMBtu | FALSE | L | Annual | Allowances Purchased SO2 | Thousand Tons | 0 | 0 | 0 | 0 | 0 | 0 | 0 | 0
CT Fac. Spec. - SO2 Rate Annual Non-Title IV v3.1, Unit 1194 and retrofits | 334 | 2294 | Rate Constraint in lbs/MMBtu | FALSE | L | Annual | Allowances Sold SO2 | Thousand Tons | 0 | 0 | 0 | 0 | 0 | 0 | 0 | 0
CT Fac. Spec. - SO2 Rate Annual Non-Title IV v3.1, Unit 1194 and retrofits | 334 | 2294 | Rate Constraint in lbs/MMBtu | FALSE | L | Annual | Allowances Banked | Thousand Tons | 0 | 0 | 0 | 0 | 0 | 0 | 0 | 0
CT Fac. Spec. - SO2 Rate Annual Non-Title IV v3.1, Unit 1194 and retrofits | 334 | 2294 | Rate Constraint in lbs/MMBtu | FALSE | L | Annual | Allowances Withdrawn (1:1) | Thousand Tons | 0 | 0 | 0 | 0 | 0 | 0 | 0 | 0
CT Fac. Spec. - SO2 Rate Annual Non-Title IV v3.1, Unit 1194 and retrofits | 334 | 2294 | Rate Constraint in lbs/MMBtu | FALSE | L | Annual | Allowances Withdrawn (n:1) | Thousand Tons | 0 | 0 | 0 | 0 | 0 | 0 | 0 | 0
CT Fac. Spec. - SO2 Rate Annual Non-Title IV v3.1, Unit 1194 and retrofits | 334 | 2294 | Rate Constraint in lbs/MMBtu | FALSE | L | Annual | Net Emissions Allowance Position | Thousand Tons | 0 | 0 | 0 | 0 | 0 | 0 | 0 | 0
CT Fac. Spec. - SO2 Rate Annual Non-Title IV v3.1, Unit 1194 and retrofits | 334 | 2294 | Rate Constraint in lbs/MMBtu | FALSE | L | Annual | Fuel Consumed | TBtu | 0 | 0 | 0 | 0 | 0 | 0 | 0 | 0
CT Fac. Spec. - SO2 Rate Annual Non-Title IV v3.1, Unit 1194 and retrofits | 334 | 2294 | Rate Constraint in lbs/MMBtu | FALSE | L | Annual | Rate | lb/MMBtu | 0 | 0 | 0 | 0 | 0 | 0 | 0 | 0
CT Fac. Spec. - SO2 Rate Annual Non-Title IV v3.1, Unit 1194 and retrofits | 334 | 2294 | Rate Constraint in lbs/MMBtu | FALSE | L | Annual | Generation | TWh | 0 | 0 | 0 | 0 | 0 | 0 | 0 | 0
CT Fac. Spec. - SO2 Rate Annual Non-Title IV v3.1, Unit 1194 and retrofits | 334 | 2294 | Rate Constraint in lbs/MMBtu | FALSE | L | Annual | Qualifying Generation | TWh | 0 | 0 | 0 | 0 | 0 | 0 | 0 | 0
CT Fac. Spec. - SO2 Rate Annual Non-Title IV v3.1, Unit 1194 and retrofits | 334 | 2294 | Rate Constraint in lbs/MMBtu | FALSE | L | Annual | Rate | lb/MWh | 0 | 0 | 0 | 0 | 0 | 0 | 0 | 0
CT Fac. Spec. - SO2 Rate Annual Non-Title IV v3.1, Unit 1194 and retrofits | 334 | 2294 | Rate Constraint in lbs/MMBtu | FALSE | L | Annual | Constraint Shadow Price | US2016$/Ton | 0 | 0 | 0 | 0 | 0 | 0 | 0 | 0
CT Fac. Spec. - SO2 Rate Annual Non-Title IV v3.1, Unit 1195 and retrofits | 335 | 2294 | Rate Constraint in lbs/MMBtu | FALSE | L | Annual | Seasons Included | Seasons | Winter, WintShld, Summer | Winter, WintShld, Summer | Winter, WintShld, Summer | Winter, WintShld, Summer | Winter, WintShld, Summer | Winter, WintShld, Summer | Winter, WintShld, Summer | Winter, WintShld, Summer
CT Fac. Spec. - SO2 Rate Annual Non-Title IV v3.1, Unit 1195 and retrofits | 335 | 2294 | Rate Constraint in lbs/MMBtu | FALSE | L | Annual | Standard SO2 | lb/MMBtu | 0.55 | 0.55 | 0.55 | 0.55 | 0.55 | 0.55 | 0.55 | 0.55
CT Fac. Spec. - SO2 Rate Annual Non-Title IV v3.1, Unit 1195 and retrofits | 335 | 2294 | Rate Constraint in lbs/MMBtu | FALSE | L | Annual | Emissions at Affected Plants SO2 | Thousand Tons | 0 | 0 | 0 | 0 | 0 | 0 | 0 | 0
CT Fac. Spec. - SO2 Rate Annual Non-Title IV v3.1, Unit 1195 and retrofits | 335 | 2294 | Rate Constraint in lbs/MMBtu | FALSE | L | Annual | Allowances Purchased SO2 | Thousand Tons | 0 | 0 | 0 | 0 | 0 | 0 | 0 | 0
CT Fac. Spec. - SO2 Rate Annual Non-Title IV v3.1, Unit 1195 and retrofits | 335 | 2294 | Rate Constraint in lbs/MMBtu | FALSE | L | Annual | Allowances Sold SO2 | Thousand Tons | 0 | 0 | 0 | 0 | 0 | 0 | 0 | 0
CT Fac. Spec. - SO2 Rate Annual Non-Title IV v3.1, Unit 1195 and retrofits | 335 | 2294 | Rate Constraint in lbs/MMBtu | FALSE | L | Annual | Allowances Banked | Thousand Tons | 0 | 0 | 0 | 0 | 0 | 0 | 0 | 0
CT Fac. Spec. - SO2 Rate Annual Non-Title IV v3.1, Unit 1195 and retrofits | 335 | 2294 | Rate Constraint in lbs/MMBtu | FALSE | L | Annual | Allowances Withdrawn (1:1) | Thousand Tons | 0 | 0 | 0 | 0 | 0 | 0 | 0 | 0
CT Fac. Spec. - SO2 Rate Annual Non-Title IV v3.1, Unit 1195 and retrofits | 335 | 2294 | Rate Constraint in lbs/MMBtu | FALSE | L | Annual | Allowances Withdrawn (n:1) | Thousand Tons | 0 | 0 | 0 | 0 | 0 | 0 | 0 | 0
CT Fac. Spec. - SO2 Rate Annual Non-Title IV v3.1, Unit 1195 and retrofits | 335 | 2294 | Rate Constraint in lbs/MMBtu | FALSE | L | Annual | Net Emissions Allowance Position | Thousand Tons | 0 | 0 | 0 | 0 | 0 | 0 | 0 | 0
CT Fac. Spec. - SO2 Rate Annual Non-Title IV v3.1, Unit 1195 and retrofits | 335 | 2294 | Rate Constraint in lbs/MMBtu | FALSE | L | Annual | Fuel Consumed | TBtu | 0 | 0 | 0 | 0 | 0 | 0 | 0 | 0
CT Fac. Spec. - SO2 Rate Annual Non-Title IV v3.1, Unit 1195 and retrofits | 335 | 2294 | Rate Constraint in lbs/MMBtu | FALSE | L | Annual | Rate | lb/MMBtu | 0 | 0 | 0 | 0 | 0 | 0 | 0 | 0
CT Fac. Spec. - SO2 Rate Annual Non-Title IV v3.1, Unit 1195 and retrofits | 335 | 2294 | Rate Constraint in lbs/MMBtu | FALSE | L | Annual | Generation | TWh | 0 | 0 | 0 | 0 | 0 | 0 | 0 | 0
CT Fac. Spec. - SO2 Rate Annual Non-Title IV v3.1, Unit 1195 and retrofits | 335 | 2294 | Rate Constraint in lbs/MMBtu | FALSE | L | Annual | Qualifying Generation | TWh | 0 | 0 | 0 | 0 | 0 | 0 | 0 | 0
CT Fac. Spec. - SO2 Rate Annual Non-Title IV v3.1, Unit 1195 and retrofits | 335 | 2294 | Rate Constraint in lbs/MMBtu | FALSE | L | Annual | Rate | lb/MWh | 0 | 0 | 0 | 0 | 0 | 0 | 0 | 0
CT Fac. Spec. - SO2 Rate Annual Non-Title IV v3.1, Unit 1195 and retrofits | 335 | 2294 | Rate Constraint in lbs/MMBtu | FALSE | L | Annual | Constraint Shadow Price | US2016$/Ton | 0 | 0 | 0 | 0 | 0 | 0 | 0 | 0
CT Fac. Spec. - SO2 Rate Annual Non-Title IV v3.1, Unit 1205 and retrofits | 336 | 2294 | Rate Constraint in lbs/MMBtu | FALSE | L | Annual | Seasons Included | Seasons | Winter, WintShld, Summer | Winter, WintShld, Summer | Winter, WintShld, Summer | Winter, WintShld, Summer | Winter, WintShld, Summer | Winter, WintShld, Summer | Winter, WintShld, Summer | Winter, WintShld, Summer
CT Fac. Spec. - SO2 Rate Annual Non-Title IV v3.1, Unit 1205 and retrofits | 336 | 2294 | Rate Constraint in lbs/MMBtu | FALSE | L | Annual | Standard SO2 | lb/MMBtu | 0.55 | 0.55 | 0.55 | 0.55 | 0.55 | 0.55 | 0.55 | 0.55
CT Fac. Spec. - SO2 Rate Annual Non-Title IV v3.1, Unit 1205 and retrofits | 336 | 2294 | Rate Constraint in lbs/MMBtu | FALSE | L | Annual | Emissions at Affected Plants SO2 | Thousand Tons | 0 | 0 | 0 | 0 | 0 | 0 | 0 | 0
CT Fac. Spec. - SO2 Rate Annual Non-Title IV v3.1, Unit 1205 and retrofits | 336 | 2294 | Rate Constraint in lbs/MMBtu | FALSE | L | Annual | Allowances Purchased SO2 | Thousand Tons | 0 | 0 | 0 | 0 | 0 | 0 | 0 | 0
CT Fac. Spec. - SO2 Rate Annual Non-Title IV v3.1, Unit 1205 and retrofits | 336 | 2294 | Rate Constraint in lbs/MMBtu | FALSE | L | Annual | Allowances Sold SO2 | Thousand Tons | 0 | 0 | 0 | 0 | 0 | 0 | 0 | 0
CT Fac. Spec. - SO2 Rate Annual Non-Title IV v3.1, Unit 1205 and retrofits | 336 | 2294 | Rate Constraint in lbs/MMBtu | FALSE | L | Annual | Allowances Banked | Thousand Tons | 0 | 0 | 0 | 0 | 0 | 0 | 0 | 0
CT Fac. Spec. - SO2 Rate Annual Non-Title IV v3.1, Unit 1205 and retrofits | 336 | 2294 | Rate Constraint in lbs/MMBtu | FALSE | L | Annual | Allowances Withdrawn (1:1) | Thousand Tons | 0 | 0 | 0 | 0 | 0 | 0 | 0 | 0
CT Fac. Spec. - SO2 Rate Annual Non-Title IV v3.1, Unit 1205 and retrofits | 336 | 2294 | Rate Constraint in lbs/MMBtu | FALSE | L | Annual | Allowances Withdrawn (n:1) | Thousand Tons | 0 | 0 | 0 | 0 | 0 | 0 | 0 | 0
CT Fac. Spec. - SO2 Rate Annual Non-Title IV v3.1, Unit 1205 and retrofits | 336 | 2294 | Rate Constraint in lbs/MMBtu | FALSE | L | Annual | Net Emissions Allowance Position | Thousand Tons | 0 | 0 | 0 | 0 | 0 | 0 | 0 | 0
CT Fac. Spec. - SO2 Rate Annual Non-Title IV v3.1, Unit 1205 and retrofits | 336 | 2294 | Rate Constraint in lbs/MMBtu | FALSE | L | Annual | Fuel Consumed | TBtu | 0 | 0 | 0 | 0 | 0 | 0 | 0 | 0
CT Fac. Spec. - SO2 Rate Annual Non-Title IV v3.1, Unit 1205 and retrofits | 336 | 2294 | Rate Constraint in lbs/MMBtu | FALSE | L | Annual | Rate | lb/MMBtu | 0 | 0 | 0 | 0 | 0 | 0 | 0 | 0
CT Fac. Spec. - SO2 Rate Annual Non-Title IV v3.1, Unit 1205 and retrofits | 336 | 2294 | Rate Constraint in lbs/MMBtu | FALSE | L | Annual | Generation | TWh | 0 | 0 | 0 | 0 | 0 | 0 | 0 | 0
CT Fac. Spec. - SO2 Rate Annual Non-Title IV v3.1, Unit 1205 and retrofits | 336 | 2294 | Rate Constraint in lbs/MMBtu | FALSE | L | Annual | Qualifying Generation | TWh | 0 | 0 | 0 | 0 | 0 | 0 | 0 | 0
CT Fac. Spec. - SO2 Rate Annual Non-Title IV v3.1, Unit 1205 and retrofits | 336 | 2294 | Rate Constraint in lbs/MMBtu | FALSE | L | Annual | Rate | lb/MWh | 0 | 0 | 0 | 0 | 0 | 0 | 0 | 0
CT Fac. Spec. - SO2 Rate Annual Non-Title IV v3.1, Unit 1205 and retrofits | 336 | 2294 | Rate Constraint in lbs/MMBtu | FALSE | L | Annual | Constraint Shadow Price | US2016$/Ton | 0 | 0 | 0 | 0 | 0 | 0 | 0 | 0
CT Fac. Spec. - SO2 Rate Annual Non-Title IV v3.1, Unit 1206 and retrofits | 337 | 2294 | Rate Constraint in lbs/MMBtu | FALSE | L | Annual | Seasons Included | Seasons | Winter, WintShld, Summer | Winter, WintShld, Summer | Winter, WintShld, Summer | Winter, WintShld, Summer | Winter, WintShld, Summer | Winter, WintShld, Summer | Winter, WintShld, Summer | Winter, WintShld, Summer
CT Fac. Spec. - SO2 Rate Annual Non-Title IV v3.1, Unit 1206 and retrofits | 337 | 2294 | Rate Constraint in lbs/MMBtu | FALSE | L | Annual | Standard SO2 | lb/MMBtu | 0.55 | 0.55 | 0.55 | 0.55 | 0.55 | 0.55 | 0.55 | 0.55
CT Fac. Spec. - SO2 Rate Annual Non-Title IV v3.1, Unit 1206 and retrofits | 337 | 2294 | Rate Constraint in lbs/MMBtu | FALSE | L | Annual | Emissions at Affected Plants SO2 | Thousand Tons | 0 | 0 | 0 | 0 | 0 | 0 | 0 | 0
CT Fac. Spec. - SO2 Rate Annual Non-Title IV v3.1, Unit 1206 and retrofits | 337 | 2294 | Rate Constraint in lbs/MMBtu | FALSE | L | Annual | Allowances Purchased SO2 | Thousand Tons | 0 | 0 | 0 | 0 | 0 | 0 | 0 | 0
CT Fac. Spec. - SO2 Rate Annual Non-Title IV v3.1, Unit 1206 and retrofits | 337 | 2294 | Rate Constraint in lbs/MMBtu | FALSE | L | Annual | Allowances Sold SO2 | Thousand Tons | 0 | 0 | 0 | 0 | 0 | 0 | 0 | 0
CT Fac. Spec. - SO2 Rate Annual Non-Title IV v3.1, Unit 1206 and retrofits | 337 | 2294 | Rate Constraint in lbs/MMBtu | FALSE | L | Annual | Allowances Banked | Thousand Tons | 0 | 0 | 0 | 0 | 0 | 0 | 0 | 0
CT Fac. Spec. - SO2 Rate Annual Non-Title IV v3.1, Unit 1206 and retrofits | 337 | 2294 | Rate Constraint in lbs/MMBtu | FALSE | L | Annual | Allowances Withdrawn (1:1) | Thousand Tons | 0 | 0 | 0 | 0 | 0 | 0 | 0 | 0
CT Fac. Spec. - SO2 Rate Annual Non-Title IV v3.1, Unit 1206 and retrofits | 337 | 2294 | Rate Constraint in lbs/MMBtu | FALSE | L | Annual | Allowances Withdrawn (n:1) | Thousand Tons | 0 | 0 | 0 | 0 | 0 | 0 | 0 | 0
CT Fac. Spec. - SO2 Rate Annual Non-Title IV v3.1, Unit 1206 and retrofits | 337 | 2294 | Rate Constraint in lbs/MMBtu | FALSE | L | Annual | Net Emissions Allowance Position | Thousand Tons | 0 | 0 | 0 | 0 | 0 | 0 | 0 | 0
CT Fac. Spec. - SO2 Rate Annual Non-Title IV v3.1, Unit 1206 and retrofits | 337 | 2294 | Rate Constraint in lbs/MMBtu | FALSE | L | Annual | Fuel Consumed | TBtu | 0 | 0 | 0 | 0 | 0 | 0 | 0 | 0
CT Fac. Spec. - SO2 Rate Annual Non-Title IV v3.1, Unit 1206 and retrofits | 337 | 2294 | Rate Constraint in lbs/MMBtu | FALSE | L | Annual | Rate | lb/MMBtu | 0 | 0 | 0 | 0 | 0 | 0 | 0 | 0
CT Fac. Spec. - SO2 Rate Annual Non-Title IV v3.1, Unit 1206 and retrofits | 337 | 2294 | Rate Constraint in lbs/MMBtu | FALSE | L | Annual | Generation | TWh | 0 | 0 | 0 | 0 | 0 | 0 | 0 | 0
CT Fac. Spec. - SO2 Rate Annual Non-Title IV v3.1, Unit 1206 and retrofits | 337 | 2294 | Rate Constraint in lbs/MMBtu | FALSE | L | Annual | Qualifying Generation | TWh | 0 | 0 | 0 | 0 | 0 | 0 | 0 | 0
CT Fac. Spec. - SO2 Rate Annual Non-Title IV v3.1, Unit 1206 and retrofits | 337 | 2294 | Rate Constraint in lbs/MMBtu | FALSE | L | Annual | Rate | lb/MWh | 0 | 0 | 0 | 0 | 0 | 0 | 0 | 0
CT Fac. Spec. - SO2 Rate Annual Non-Title IV v3.1, Unit 1206 and retrofits | 337 | 2294 | Rate Constraint in lbs/MMBtu | FALSE | L | Annual | Constraint Shadow Price | US2016$/Ton | 0 | 0 | 0 | 0 | 0 | 0 | 0 | 0
CT Fac. Spec. - SO2 Rate Annual Non-Title IV v3.1, Unit 1207 and retrofits | 338 | 2294 | Rate Constraint in lbs/MMBtu | FALSE | L | Annual | Seasons Included | Seasons | Winter, WintShld, Summer | Winter, WintShld, Summer | Winter, WintShld, Summer | Winter, WintShld, Summer | Winter, WintShld, Summer | Winter, WintShld, Summer | Winter, WintShld, Summer | Winter, WintShld, Summer
CT Fac. Spec. - SO2 Rate Annual Non-Title IV v3.1, Unit 1207 and retrofits | 338 | 2294 | Rate Constraint in lbs/MMBtu | FALSE | L | Annual | Standard SO2 | lb/MMBtu | 0.55 | 0.55 | 0.55 | 0.55 | 0.55 | 0.55 | 0.55 | 0.55
CT Fac. Spec. - SO2 Rate Annual Non-Title IV v3.1, Unit 1207 and retrofits | 338 | 2294 | Rate Constraint in lbs/MMBtu | FALSE | L | Annual | Emissions at Affected Plants SO2 | Thousand Tons | 0 | 0 | 0 | 0 | 0 | 0 | 0 | 0
CT Fac. Spec. - SO2 Rate Annual Non-Title IV v3.1, Unit 1207 and retrofits | 338 | 2294 | Rate Constraint in lbs/MMBtu | FALSE | L | Annual | Allowances Purchased SO2 | Thousand Tons | 0 | 0 | 0 | 0 | 0 | 0 | 0 | 0
CT Fac. Spec. - SO2 Rate Annual Non-Title IV v3.1, Unit 1207 and retrofits | 338 | 2294 | Rate Constraint in lbs/MMBtu | FALSE | L | Annual | Allowances Sold SO2 | Thousand Tons | 0 | 0 | 0 | 0 | 0 | 0 | 0 | 0
CT Fac. Spec. - SO2 Rate Annual Non-Title IV v3.1, Unit 1207 and retrofits | 338 | 2294 | Rate Constraint in lbs/MMBtu | FALSE | L | Annual | Allowances Banked | Thousand Tons | 0 | 0 | 0 | 0 | 0 | 0 | 0 | 0
CT Fac. Spec. - SO2 Rate Annual Non-Title IV v3.1, Unit 1207 and retrofits | 338 | 2294 | Rate Constraint in lbs/MMBtu | FALSE | L | Annual | Allowances Withdrawn (1:1) | Thousand Tons | 0 | 0 | 0 | 0 | 0 | 0 | 0 | 0
CT Fac. Spec. - SO2 Rate Annual Non-Title IV v3.1, Unit 1207 and retrofits | 338 | 2294 | Rate Constraint in lbs/MMBtu | FALSE | L | Annual | Allowances Withdrawn (n:1) | Thousand Tons | 0 | 0 | 0 | 0 | 0 | 0 | 0 | 0
CT Fac. Spec. - SO2 Rate Annual Non-Title IV v3.1, Unit 1207 and retrofits | 338 | 2294 | Rate Constraint in lbs/MMBtu | FALSE | L | Annual | Net Emissions Allowance Position | Thousand Tons | 0 | 0 | 0 | 0 | 0 | 0 | 0 | 0
CT Fac. Spec. - SO2 Rate Annual Non-Title IV v3.1, Unit 1207 and retrofits | 338 | 2294 | Rate Constraint in lbs/MMBtu | FALSE | L | Annual | Fuel Consumed | TBtu | 0 | 0 | 0 | 0 | 0 | 0 | 0 | 0
CT Fac. Spec. - SO2 Rate Annual Non-Title IV v3.1, Unit 1207 and retrofits | 338 | 2294 | Rate Constraint in lbs/MMBtu | FALSE | L | Annual | Rate | lb/MMBtu | 0 | 0 | 0 | 0 | 0 | 0 | 0 | 0
CT Fac. Spec. - SO2 Rate Annual Non-Title IV v3.1, Unit 1207 and retrofits | 338 | 2294 | Rate Constraint in lbs/MMBtu | FALSE | L | Annual | Generation | TWh | 0 | 0 | 0 | 0 | 0 | 0 | 0 | 0
CT Fac. Spec. - SO2 Rate Annual Non-Title IV v3.1, Unit 1207 and retrofits | 338 | 2294 | Rate Constraint in lbs/MMBtu | FALSE | L | Annual | Qualifying Generation | TWh | 0 | 0 | 0 | 0 | 0 | 0 | 0 | 0
CT Fac. Spec. - SO2 Rate Annual Non-Title IV v3.1, Unit 1207 and retrofits | 338 | 2294 | Rate Constraint in lbs/MMBtu | FALSE | L | Annual | Rate | lb/MWh | 0 | 0 | 0 | 0 | 0 | 0 | 0 | 0
CT Fac. Spec. - SO2 Rate Annual Non-Title IV v3.1, Unit 1207 and retrofits | 338 | 2294 | Rate Constraint in lbs/MMBtu | FALSE | L | Annual | Constraint Shadow Price | US2016$/Ton | 0 | 0 | 0 | 0 | 0 | 0 | 0 | 0
CT Fac. Spec. - SO2 Rate Annual Non-Title IV v3.1, Unit 1208 and retrofits | 339 | 2294 | Rate Constraint in lbs/MMBtu | FALSE | L | Annual | Seasons Included | Seasons | Winter, WintShld, Summer | Winter, WintShld, Summer | Winter, WintShld, Summer | Winter, WintShld, Summer | Winter, WintShld, Summer | Winter, WintShld, Summer | Winter, WintShld, Summer | Winter, WintShld, Summer
CT Fac. Spec. - SO2 Rate Annual Non-Title IV v3.1, Unit 1208 and retrofits | 339 | 2294 | Rate Constraint in lbs/MMBtu | FALSE | L | Annual | Standard SO2 | lb/MMBtu | 0.55 | 0.55 | 0.55 | 0.55 | 0.55 | 0.55 | 0.55 | 0.55
CT Fac. Spec. - SO2 Rate Annual Non-Title IV v3.1, Unit 1208 and retrofits | 339 | 2294 | Rate Constraint in lbs/MMBtu | FALSE | L | Annual | Emissions at Affected Plants SO2 | Thousand Tons | 0 | 0 | 0 | 0 | 0 | 0 | 0 | 0
CT Fac. Spec. - SO2 Rate Annual Non-Title IV v3.1, Unit 1208 and retrofits | 339 | 2294 | Rate Constraint in lbs/MMBtu | FALSE | L | Annual | Allowances Purchased SO2 | Thousand Tons | 0 | 0 | 0 | 0 | 0 | 0 | 0 | 0
CT Fac. Spec. - SO2 Rate Annual Non-Title IV v3.1, Unit 1208 and retrofits | 339 | 2294 | Rate Constraint in lbs/MMBtu | FALSE | L | Annual | Allowances Sold SO2 | Thousand Tons | 0 | 0 | 0 | 0 | 0 | 0 | 0 | 0
CT Fac. Spec. - SO2 Rate Annual Non-Title IV v3.1, Unit 1208 and retrofits | 339 | 2294 | Rate Constraint in lbs/MMBtu | FALSE | L | Annual | Allowances Banked | Thousand Tons | 0 | 0 | 0 | 0 | 0 | 0 | 0 | 0
CT Fac. Spec. - SO2 Rate Annual Non-Title IV v3.1, Unit 1208 and retrofits | 339 | 2294 | Rate Constraint in lbs/MMBtu | FALSE | L | Annual | Allowances Withdrawn (1:1) | Thousand Tons | 0 | 0 | 0 | 0 | 0 | 0 | 0 | 0
CT Fac. Spec. - SO2 Rate Annual Non-Title IV v3.1, Unit 1208 and retrofits | 339 | 2294 | Rate Constraint in lbs/MMBtu | FALSE | L | Annual | Allowances Withdrawn (n:1) | Thousand Tons | 0 | 0 | 0 | 0 | 0 | 0 | 0 | 0
CT Fac. Spec. - SO2 Rate Annual Non-Title IV v3.1, Unit 1208 and retrofits | 339 | 2294 | Rate Constraint in lbs/MMBtu | FALSE | L | Annual | Net Emissions Allowance Position | Thousand Tons | 0 | 0 | 0 | 0 | 0 | 0 | 0 | 0
CT Fac. Spec. - SO2 Rate Annual Non-Title IV v3.1, Unit 1208 and retrofits | 339 | 2294 | Rate Constraint in lbs/MMBtu | FALSE | L | Annual | Fuel Consumed | TBtu | 0 | 0 | 0 | 0 | 0 | 0 | 0 | 0
CT Fac. Spec. - SO2 Rate Annual Non-Title IV v3.1, Unit 1208 and retrofits | 339 | 2294 | Rate Constraint in lbs/MMBtu | FALSE | L | Annual | Rate | lb/MMBtu | 0 | 0 | 0 | 0 | 0 | 0 | 0 | 0
CT Fac. Spec. - SO2 Rate Annual Non-Title IV v3.1, Unit 1208 and retrofits | 339 | 2294 | Rate Constraint in lbs/MMBtu | FALSE | L | Annual | Generation | TWh | 0 | 0 | 0 | 0 | 0 | 0 | 0 | 0
CT Fac. Spec. - SO2 Rate Annual Non-Title IV v3.1, Unit 1208 and retrofits | 339 | 2294 | Rate Constraint in lbs/MMBtu | FALSE | L | Annual | Qualifying Generation | TWh | 0 | 0 | 0 | 0 | 0 | 0 | 0 | 0
CT Fac. Spec. - SO2 Rate Annual Non-Title IV v3.1, Unit 1208 and retrofits | 339 | 2294 | Rate Constraint in lbs/MMBtu | FALSE | L | Annual | Rate | lb/MWh | 0 | 0 | 0 | 0 | 0 | 0 | 0 | 0
CT Fac. Spec. - SO2 Rate Annual Non-Title IV v3.1, Unit 1208 and retrofits | 339 | 2294 | Rate Constraint in lbs/MMBtu | FALSE | L | Annual | Constraint Shadow Price | US2016$/Ton | 0 | 0 | 0 | 0 | 0 | 0 | 0 | 0
CT Fac. Spec. - SO2 Rate Annual Non-Title IV v3.1, Unit 1209 and retrofits | 340 | 2294 | Rate Constraint in lbs/MMBtu | FALSE | L | Annual | Seasons Included | Seasons | Winter, WintShld, Summer | Winter, WintShld, Summer | Winter, WintShld, Summer | Winter, WintShld, Summer | Winter, WintShld, Summer | Winter, WintShld, Summer | Winter, WintShld, Summer | Winter, WintShld, Summer
CT Fac. Spec. - SO2 Rate Annual Non-Title IV v3.1, Unit 1209 and retrofits | 340 | 2294 | Rate Constraint in lbs/MMBtu | FALSE | L | Annual | Standard SO2 | lb/MMBtu | 0.55 | 0.55 | 0.55 | 0.55 | 0.55 | 0.55 | 0.55 | 0.55
CT Fac. Spec. - SO2 Rate Annual Non-Title IV v3.1, Unit 1209 and retrofits | 340 | 2294 | Rate Constraint in lbs/MMBtu | FALSE | L | Annual | Emissions at Affected Plants SO2 | Thousand Tons | 0 | 0 | 0 | 0 | 0 | 0 | 0 | 0
CT Fac. Spec. - SO2 Rate Annual Non-Title IV v3.1, Unit 1209 and retrofits | 340 | 2294 | Rate Constraint in lbs/MMBtu | FALSE | L | Annual | Allowances Purchased SO2 | Thousand Tons | 0 | 0 | 0 | 0 | 0 | 0 | 0 | 0
CT Fac. Spec. - SO2 Rate Annual Non-Title IV v3.1, Unit 1209 and retrofits | 340 | 2294 | Rate Constraint in lbs/MMBtu | FALSE | L | Annual | Allowances Sold SO2 | Thousand Tons | 0 | 0 | 0 | 0 | 0 | 0 | 0 | 0
CT Fac. Spec. - SO2 Rate Annual Non-Title IV v3.1, Unit 1209 and retrofits | 340 | 2294 | Rate Constraint in lbs/MMBtu | FALSE | L | Annual | Allowances Banked | Thousand Tons | 0 | 0 | 0 | 0 | 0 | 0 | 0 | 0
CT Fac. Spec. - SO2 Rate Annual Non-Title IV v3.1, Unit 1209 and retrofits | 340 | 2294 | Rate Constraint in lbs/MMBtu | FALSE | L | Annual | Allowances Withdrawn (1:1) | Thousand Tons | 0 | 0 | 0 | 0 | 0 | 0 | 0 | 0
CT Fac. Spec. - SO2 Rate Annual Non-Title IV v3.1, Unit 1209 and retrofits | 340 | 2294 | Rate Constraint in lbs/MMBtu | FALSE | L | Annual | Allowances Withdrawn (n:1) | Thousand Tons | 0 | 0 | 0 | 0 | 0 | 0 | 0 | 0
CT Fac. Spec. - SO2 Rate Annual Non-Title IV v3.1, Unit 1209 and retrofits | 340 | 2294 | Rate Constraint in lbs/MMBtu | FALSE | L | Annual | Net Emissions Allowance Position | Thousand Tons | 0 | 0 | 0 | 0 | 0 | 0 | 0 | 0
CT Fac. Spec. - SO2 Rate Annual Non-Title IV v3.1, Unit 1209 and retrofits | 340 | 2294 | Rate Constraint in lbs/MMBtu | FALSE | L | Annual | Fuel Consumed | TBtu | 0 | 0 | 0 | 0 | 0 | 0 | 0 | 0
CT Fac. Spec. - SO2 Rate Annual Non-Title IV v3.1, Unit 1209 and retrofits | 340 | 2294 | Rate Constraint in lbs/MMBtu | FALSE | L | Annual | Rate | lb/MMBtu | 0 | 0 | 0 | 0 | 0 | 0 | 0 | 0
CT Fac. Spec. - SO2 Rate Annual Non-Title IV v3.1, Unit 1209 and retrofits | 340 | 2294 | Rate Constraint in lbs/MMBtu | FALSE | L | Annual | Generation | TWh | 0 | 0 | 0 | 0 | 0 | 0 | 0 | 0
CT Fac. Spec. - SO2 Rate Annual Non-Title IV v3.1, Unit 1209 and retrofits | 340 | 2294 | Rate Constraint in lbs/MMBtu | FALSE | L | Annual | Qualifying Generation | TWh | 0 | 0 | 0 | 0 | 0 | 0 | 0 | 0
CT Fac. Spec. - SO2 Rate Annual Non-Title IV v3.1, Unit 1209 and retrofits | 340 | 2294 | Rate Constraint in lbs/MMBtu | FALSE | L | Annual | Rate | lb/MWh | 0 | 0 | 0 | 0 | 0 | 0 | 0 | 0
CT Fac. Spec. - SO2 Rate Annual Non-Title IV v3.1, Unit 1209 and retrofits | 340 | 2294 | Rate Constraint in lbs/MMBtu | FALSE | L | Annual | Constraint Shadow Price | US2016$/Ton | 0 | 0 | 0 | 0 | 0 | 0 | 0 | 0
CT Fac. Spec. - SO2 Rate Annual Non-Title IV v3.1, Unit 1210 and retrofits | 341 | 2294 | Rate Constraint in lbs/MMBtu | FALSE | L | Annual | Seasons Included | Seasons | Winter, WintShld, Summer | Winter, WintShld, Summer | Winter, WintShld, Summer | Winter, WintShld, Summer | Winter, WintShld, Summer | Winter, WintShld, Summer | Winter, WintShld, Summer | Winter, WintShld, Summer
CT Fac. Spec. - SO2 Rate Annual Non-Title IV v3.1, Unit 1210 and retrofits | 341 | 2294 | Rate Constraint in lbs/MMBtu | FALSE | L | Annual | Standard SO2 | lb/MMBtu | 0.55 | 0.55 | 0.55 | 0.55 | 0.55 | 0.55 | 0.55 | 0.55
CT Fac. Spec. - SO2 Rate Annual Non-Title IV v3.1, Unit 1210 and retrofits | 341 | 2294 | Rate Constraint in lbs/MMBtu | FALSE | L | Annual | Emissions at Affected Plants SO2 | Thousand Tons | 0 | 0 | 0 | 0 | 0 | 0 | 0 | 0
CT Fac. Spec. - SO2 Rate Annual Non-Title IV v3.1, Unit 1210 and retrofits | 341 | 2294 | Rate Constraint in lbs/MMBtu | FALSE | L | Annual | Allowances Purchased SO2 | Thousand Tons | 0 | 0 | 0 | 0 | 0 | 0 | 0 | 0
CT Fac. Spec. - SO2 Rate Annual Non-Title IV v3.1, Unit 1210 and retrofits | 341 | 2294 | Rate Constraint in lbs/MMBtu | FALSE | L | Annual | Allowances Sold SO2 | Thousand Tons | 0 | 0 | 0 | 0 | 0 | 0 | 0 | 0
CT Fac. Spec. - SO2 Rate Annual Non-Title IV v3.1, Unit 1210 and retrofits | 341 | 2294 | Rate Constraint in lbs/MMBtu | FALSE | L | Annual | Allowances Banked | Thousand Tons | 0 | 0 | 0 | 0 | 0 | 0 | 0 | 0
CT Fac. Spec. - SO2 Rate Annual Non-Title IV v3.1, Unit 1210 and retrofits | 341 | 2294 | Rate Constraint in lbs/MMBtu | FALSE | L | Annual | Allowances Withdrawn (1:1) | Thousand Tons | 0 | 0 | 0 | 0 | 0 | 0 | 0 | 0
CT Fac. Spec. - SO2 Rate Annual Non-Title IV v3.1, Unit 1210 and retrofits | 341 | 2294 | Rate Constraint in lbs/MMBtu | FALSE | L | Annual | Allowances Withdrawn (n:1) | Thousand Tons | 0 | 0 | 0 | 0 | 0 | 0 | 0 | 0
CT Fac. Spec. - SO2 Rate Annual Non-Title IV v3.1, Unit 1210 and retrofits | 341 | 2294 | Rate Constraint in lbs/MMBtu | FALSE | L | Annual | Net Emissions Allowance Position | Thousand Tons | 0 | 0 | 0 | 0 | 0 | 0 | 0 | 0
CT Fac. Spec. - SO2 Rate Annual Non-Title IV v3.1, Unit 1210 and retrofits | 341 | 2294 | Rate Constraint in lbs/MMBtu | FALSE | L | Annual | Fuel Consumed | TBtu | 0 | 0 | 0 | 0 | 0 | 0 | 0 | 0
CT Fac. Spec. - SO2 Rate Annual Non-Title IV v3.1, Unit 1210 and retrofits | 341 | 2294 | Rate Constraint in lbs/MMBtu | FALSE | L | Annual | Rate | lb/MMBtu | 0 | 0 | 0 | 0 | 0 | 0 | 0 | 0
CT Fac. Spec. - SO2 Rate Annual Non-Title IV v3.1, Unit 1210 and retrofits | 341 | 2294 | Rate Constraint in lbs/MMBtu | FALSE | L | Annual | Generation | TWh | 0 | 0 | 0 | 0 | 0 | 0 | 0 | 0
CT Fac. Spec. - SO2 Rate Annual Non-Title IV v3.1, Unit 1210 and retrofits | 341 | 2294 | Rate Constraint in lbs/MMBtu | FALSE | L | Annual | Qualifying Generation | TWh | 0 | 0 | 0 | 0 | 0 | 0 | 0 | 0
CT Fac. Spec. - SO2 Rate Annual Non-Title IV v3.1, Unit 1210 and retrofits | 341 | 2294 | Rate Constraint in lbs/MMBtu | FALSE | L | Annual | Rate | lb/MWh | 0 | 0 | 0 | 0 | 0 | 0 | 0 | 0
CT Fac. Spec. - SO2 Rate Annual Non-Title IV v3.1, Unit 1210 and retrofits | 341 | 2294 | Rate Constraint in lbs/MMBtu | FALSE | L | Annual | Constraint Shadow Price | US2016$/Ton | 0 | 0 | 0 | 0 | 0 | 0 | 0 | 0
CT Fac. Spec. - SO2 Rate Annual Non-Title IV v3.1, Unit 1211 and retrofits | 342 | 2294 | Rate Constraint in lbs/MMBtu | FALSE | L | Annual | Seasons Included | Seasons | Winter, WintShld, Summer | Winter, WintShld, Summer | Winter, WintShld, Summer | Winter, WintShld, Summer | Winter, WintShld, Summer | Winter, WintShld, Summer | Winter, WintShld, Summer | Winter, WintShld, Summer
CT Fac. Spec. - SO2 Rate Annual Non-Title IV v3.1, Unit 1211 and retrofits | 342 | 2294 | Rate Constraint in lbs/MMBtu | FALSE | L | Annual | Standard SO2 | lb/MMBtu | 0.55 | 0.55 | 0.55 | 0.55 | 0.55 | 0.55 | 0.55 | 0.55
CT Fac. Spec. - SO2 Rate Annual Non-Title IV v3.1, Unit 1211 and retrofits | 342 | 2294 | Rate Constraint in lbs/MMBtu | FALSE | L | Annual | Emissions at Affected Plants SO2 | Thousand Tons | 0 | 0 | 0 | 0 | 0 | 0 | 0 | 0
CT Fac. Spec. - SO2 Rate Annual Non-Title IV v3.1, Unit 1211 and retrofits | 342 | 2294 | Rate Constraint in lbs/MMBtu | FALSE | L | Annual | Allowances Purchased SO2 | Thousand Tons | 0 | 0 | 0 | 0 | 0 | 0 | 0 | 0
CT Fac. Spec. - SO2 Rate Annual Non-Title IV v3.1, Unit 1211 and retrofits | 342 | 2294 | Rate Constraint in lbs/MMBtu | FALSE | L | Annual | Allowances Sold SO2 | Thousand Tons | 0 | 0 | 0 | 0 | 0 | 0 | 0 | 0
CT Fac. Spec. - SO2 Rate Annual Non-Title IV v3.1, Unit 1211 and retrofits | 342 | 2294 | Rate Constraint in lbs/MMBtu | FALSE | L | Annual | Allowances Banked | Thousand Tons | 0 | 0 | 0 | 0 | 0 | 0 | 0 | 0
CT Fac. Spec. - SO2 Rate Annual Non-Title IV v3.1, Unit 1211 and retrofits | 342 | 2294 | Rate Constraint in lbs/MMBtu | FALSE | L | Annual | Allowances Withdrawn (1:1) | Thousand Tons | 0 | 0 | 0 | 0 | 0 | 0 | 0 | 0
CT Fac. Spec. - SO2 Rate Annual Non-Title IV v3.1, Unit 1211 and retrofits | 342 | 2294 | Rate Constraint in lbs/MMBtu | FALSE | L | Annual | Allowances Withdrawn (n:1) | Thousand Tons | 0 | 0 | 0 | 0 | 0 | 0 | 0 | 0
CT Fac. Spec. - SO2 Rate Annual Non-Title IV v3.1, Unit 1211 and retrofits | 342 | 2294 | Rate Constraint in lbs/MMBtu | FALSE | L | Annual | Net Emissions Allowance Position | Thousand Tons | 0 | 0 | 0 | 0 | 0 | 0 | 0 | 0
CT Fac. Spec. - SO2 Rate Annual Non-Title IV v3.1, Unit 1211 and retrofits | 342 | 2294 | Rate Constraint in lbs/MMBtu | FALSE | L | Annual | Fuel Consumed | TBtu | 0 | 0 | 0 | 0 | 0 | 0 | 0 | 0
CT Fac. Spec. - SO2 Rate Annual Non-Title IV v3.1, Unit 1211 and retrofits | 342 | 2294 | Rate Constraint in lbs/MMBtu | FALSE | L | Annual | Rate | lb/MMBtu | 0 | 0 | 0 | 0 | 0 | 0 | 0 | 0
CT Fac. Spec. - SO2 Rate Annual Non-Title IV v3.1, Unit 1211 and retrofits | 342 | 2294 | Rate Constraint in lbs/MMBtu | FALSE | L | Annual | Generation | TWh | 0 | 0 | 0 | 0 | 0 | 0 | 0 | 0
CT Fac. Spec. - SO2 Rate Annual Non-Title IV v3.1, Unit 1211 and retrofits | 342 | 2294 | Rate Constraint in lbs/MMBtu | FALSE | L | Annual | Qualifying Generation | TWh | 0 | 0 | 0 | 0 | 0 | 0 | 0 | 0
CT Fac. Spec. - SO2 Rate Annual Non-Title IV v3.1, Unit 1211 and retrofits | 342 | 2294 | Rate Constraint in lbs/MMBtu | FALSE | L | Annual | Rate | lb/MWh | 0 | 0 | 0 | 0 | 0 | 0 | 0 | 0
CT Fac. Spec. - SO2 Rate Annual Non-Title IV v3.1, Unit 1211 and retrofits | 342 | 2294 | Rate Constraint in lbs/MMBtu | FALSE | L | Annual | Constraint Shadow Price | US2016$/Ton | 0 | 0 | 0 | 0 | 0 | 0 | 0 | 0
CT Fac. Spec. - SO2 Rate Annual Non-Title IV v3.1, Unit 1223 and retrofits | 343 | 2294 | Rate Constraint in lbs/MMBtu | FALSE | L | Annual | Seasons Included | Seasons | Winter, WintShld, Summer | Winter, WintShld, Summer | Winter, WintShld, Summer | Winter, WintShld, Summer | Winter, WintShld, Summer | Winter, WintShld, Summer | Winter, WintShld, Summer | Winter, WintShld, Summer
CT Fac. Spec. - SO2 Rate Annual Non-Title IV v3.1, Unit 1223 and retrofits | 343 | 2294 | Rate Constraint in lbs/MMBtu | FALSE | L | Annual | Standard SO2 | lb/MMBtu | 0.55 | 0.55 | 0.55 | 0.55 | 0.55 | 0.55 | 0.55 | 0.55
CT Fac. Spec. - SO2 Rate Annual Non-Title IV v3.1, Unit 1223 and retrofits | 343 | 2294 | Rate Constraint in lbs/MMBtu | FALSE | L | Annual | Emissions at Affected Plants SO2 | Thousand Tons | 0 | 0 | 0 | 0 | 0 | 0 | 0 | 0
CT Fac. Spec. - SO2 Rate Annual Non-Title IV v3.1, Unit 1223 and retrofits | 343 | 2294 | Rate Constraint in lbs/MMBtu | FALSE | L | Annual | Allowances Purchased SO2 | Thousand Tons | 0 | 0 | 0 | 0 | 0 | 0 | 0 | 0
CT Fac. Spec. - SO2 Rate Annual Non-Title IV v3.1, Unit 1223 and retrofits | 343 | 2294 | Rate Constraint in lbs/MMBtu | FALSE | L | Annual | Allowances Sold SO2 | Thousand Tons | 0 | 0 | 0 | 0 | 0 | 0 | 0 | 0
CT Fac. Spec. - SO2 Rate Annual Non-Title IV v3.1, Unit 1223 and retrofits | 343 | 2294 | Rate Constraint in lbs/MMBtu | FALSE | L | Annual | Allowances Banked | Thousand Tons | 0 | 0 | 0 | 0 | 0 | 0 | 0 | 0
CT Fac. Spec. - SO2 Rate Annual Non-Title IV v3.1, Unit 1223 and retrofits | 343 | 2294 | Rate Constraint in lbs/MMBtu | FALSE | L | Annual | Allowances Withdrawn (1:1) | Thousand Tons | 0 | 0 | 0 | 0 | 0 | 0 | 0 | 0
CT Fac. Spec. - SO2 Rate Annual Non-Title IV v3.1, Unit 1223 and retrofits | 343 | 2294 | Rate Constraint in lbs/MMBtu | FALSE | L | Annual | Allowances Withdrawn (n:1) | Thousand Tons | 0 | 0 | 0 | 0 | 0 | 0 | 0 | 0
CT Fac. Spec. - SO2 Rate Annual Non-Title IV v3.1, Unit 1223 and retrofits | 343 | 2294 | Rate Constraint in lbs/MMBtu | FALSE | L | Annual | Net Emissions Allowance Position | Thousand Tons | 0 | 0 | 0 | 0 | 0 | 0 | 0 | 0
CT Fac. Spec. - SO2 Rate Annual Non-Title IV v3.1, Unit 1223 and retrofits | 343 | 2294 | Rate Constraint in lbs/MMBtu | FALSE | L | Annual | Fuel Consumed | TBtu | 0 | 0 | 0 | 0 | 0 | 0 | 0 | 0
CT Fac. Spec. - SO2 Rate Annual Non-Title IV v3.1, Unit 1223 and retrofits | 343 | 2294 | Rate Constraint in lbs/MMBtu | FALSE | L | Annual | Rate | lb/MMBtu | 0 | 0 | 0 | 0 | 0 | 0 | 0 | 0
CT Fac. Spec. - SO2 Rate Annual Non-Title IV v3.1, Unit 1223 and retrofits | 343 | 2294 | Rate Constraint in lbs/MMBtu | FALSE | L | Annual | Generation | TWh | 0 | 0 | 0 | 0 | 0 | 0 | 0 | 0
CT Fac. Spec. - SO2 Rate Annual Non-Title IV v3.1, Unit 1223 and retrofits | 343 | 2294 | Rate Constraint in lbs/MMBtu | FALSE | L | Annual | Qualifying Generation | TWh | 0 | 0 | 0 | 0 | 0 | 0 | 0 | 0
CT Fac. Spec. - SO2 Rate Annual Non-Title IV v3.1, Unit 1223 and retrofits | 343 | 2294 | Rate Constraint in lbs/MMBtu | FALSE | L | Annual | Rate | lb/MWh | 0 | 0 | 0 | 0 | 0 | 0 | 0 | 0
CT Fac. Spec. - SO2 Rate Annual Non-Title IV v3.1, Unit 1223 and retrofits | 343 | 2294 | Rate Constraint in lbs/MMBtu | FALSE | L | Annual | Constraint Shadow Price | US2016$/Ton | 0 | 0 | 0 | 0 | 0 | 0 | 0 | 0
CT Fac. Spec. - SO2 Rate Annual Non-Title IV v3.1, Unit 3135 and retrofits | 344 | 2294 | Rate Constraint in lbs/MMBtu | FALSE | L | Annual | Seasons Included | Seasons | Winter, WintShld, Summer | Winter, WintShld, Summer | Winter, WintShld, Summer | Winter, WintShld, Summer | Winter, WintShld, Summer | Winter, WintShld, Summer | Winter, WintShld, Summer | Winter, WintShld, Summer
CT Fac. Spec. - SO2 Rate Annual Non-Title IV v3.1, Unit 3135 and retrofits | 344 | 2294 | Rate Constraint in lbs/MMBtu | FALSE | L | Annual | Standard SO2 | lb/MMBtu | 0.55 | 0.55 | 0.55 | 0.55 | 0.55 | 0.55 | 0.55 | 0.55
CT Fac. Spec. - SO2 Rate Annual Non-Title IV v3.1, Unit 3135 and retrofits | 344 | 2294 | Rate Constraint in lbs/MMBtu | FALSE | L | Annual | Emissions at Affected Plants SO2 | Thousand Tons | 0 | 0 | 0 | 0 | 0 | 0 | 0 | 0
CT Fac. Spec. - SO2 Rate Annual Non-Title IV v3.1, Unit 3135 and retrofits | 344 | 2294 | Rate Constraint in lbs/MMBtu | FALSE | L | Annual | Allowances Purchased SO2 | Thousand Tons | 0 | 0 | 0 | 0 | 0 | 0 | 0 | 0
CT Fac. Spec. - SO2 Rate Annual Non-Title IV v3.1, Unit 3135 and retrofits | 344 | 2294 | Rate Constraint in lbs/MMBtu | FALSE | L | Annual | Allowances Sold SO2 | Thousand Tons | 0 | 0 | 0 | 0 | 0 | 0 | 0 | 0
CT Fac. Spec. - SO2 Rate Annual Non-Title IV v3.1, Unit 3135 and retrofits | 344 | 2294 | Rate Constraint in lbs/MMBtu | FALSE | L | Annual | Allowances Banked | Thousand Tons | 0 | 0 | 0 | 0 | 0 | 0 | 0 | 0
CT Fac. Spec. - SO2 Rate Annual Non-Title IV v3.1, Unit 3135 and retrofits | 344 | 2294 | Rate Constraint in lbs/MMBtu | FALSE | L | Annual | Allowances Withdrawn (1:1) | Thousand Tons | 0 | 0 | 0 | 0 | 0 | 0 | 0 | 0
CT Fac. Spec. - SO2 Rate Annual Non-Title IV v3.1, Unit 3135 and retrofits | 344 | 2294 | Rate Constraint in lbs/MMBtu | FALSE | L | Annual | Allowances Withdrawn (n:1) | Thousand Tons | 0 | 0 | 0 | 0 | 0 | 0 | 0 | 0
CT Fac. Spec. - SO2 Rate Annual Non-Title IV v3.1, Unit 3135 and retrofits | 344 | 2294 | Rate Constraint in lbs/MMBtu | FALSE | L | Annual | Net Emissions Allowance Position | Thousand Tons | 0 | 0 | 0 | 0 | 0 | 0 | 0 | 0
CT Fac. Spec. - SO2 Rate Annual Non-Title IV v3.1, Unit 3135 and retrofits | 344 | 2294 | Rate Constraint in lbs/MMBtu | FALSE | L | Annual | Fuel Consumed | TBtu | 0.039017 | 0.039017 | 0.039017 | 0.039017 | 0.039017 | 0.039017 | 0.039017 | 0.039017
CT Fac. Spec. - SO2 Rate Annual Non-Title IV v3.1, Unit 3135 and retrofits | 344 | 2294 | Rate Constraint in lbs/MMBtu | FALSE | L | Annual | Rate | lb/MMBtu | 0 | 0 | 0 | 0 | 0 | 0 | 0 | 0
CT Fac. Spec. - SO2 Rate Annual Non-Title IV v3.1, Unit 3135 and retrofits | 344 | 2294 | Rate Constraint in lbs/MMBtu | FALSE | L | Annual | Generation | TWh | 0.003811 | 0.003811 | 0.003811 | 0.003811 | 0.003811 | 0.003811 | 0.003811 | 0.003811
CT Fac. Spec. - SO2 Rate Annual Non-Title IV v3.1, Unit 3135 and retrofits | 344 | 2294 | Rate Constraint in lbs/MMBtu | FALSE | L | Annual | Qualifying Generation | TWh | 0.003811 | 0.003811 | 0.003811 | 0.003811 | 0.003811 | 0.003811 | 0.003811 | 0.003811
CT Fac. Spec. - SO2 Rate Annual Non-Title IV v3.1, Unit 3135 and retrofits | 344 | 2294 | Rate Constraint in lbs/MMBtu | FALSE | L | Annual | Rate | lb/MWh | 0 | 0 | 0 | 0 | 0 | 0 | 0 | 0
CT Fac. Spec. - SO2 Rate Annual Non-Title IV v3.1, Unit 3135 and retrofits | 344 | 2294 | Rate Constraint in lbs/MMBtu | FALSE | L | Annual | Constraint Shadow Price | US2016$/Ton | 0 | 0 | 0 | 0 | 0 | 0 | 0 | 0
CT Fac. Spec. - SO2 Rate Annual Non-Title IV v3.1, Unit 3143 and retrofits | 345 | 2294 | Rate Constraint in lbs/MMBtu | FALSE | L | Annual | Seasons Included | Seasons | Winter, WintShld, Summer | Winter, WintShld, Summer | Winter, WintShld, Summer | Winter, WintShld, Summer | Winter, WintShld, Summer | Winter, WintShld, Summer | Winter, WintShld, Summer | Winter, WintShld, Summer
CT Fac. Spec. - SO2 Rate Annual Non-Title IV v3.1, Unit 3143 and retrofits | 345 | 2294 | Rate Constraint in lbs/MMBtu | FALSE | L | Annual | Standard SO2 | lb/MMBtu | 0.55 | 0.55 | 0.55 | 0.55 | 0.55 | 0.55 | 0.55 | 0.55
CT Fac. Spec. - SO2 Rate Annual Non-Title IV v3.1, Unit 3143 and retrofits | 345 | 2294 | Rate Constraint in lbs/MMBtu | FALSE | L | Annual | Emissions at Affected Plants SO2 | Thousand Tons | 0 | 0 | 0 | 0 | 0 | 0 | 0 | 0
CT Fac. Spec. - SO2 Rate Annual Non-Title IV v3.1, Unit 3143 and retrofits | 345 | 2294 | Rate Constraint in lbs/MMBtu | FALSE | L | Annual | Allowances Purchased SO2 | Thousand Tons | 0 | 0 | 0 | 0 | 0 | 0 | 0 | 0
CT Fac. Spec. - SO2 Rate Annual Non-Title IV v3.1, Unit 3143 and retrofits | 345 | 2294 | Rate Constraint in lbs/MMBtu | FALSE | L | Annual | Allowances Sold SO2 | Thousand Tons | 0 | 0 | 0 | 0 | 0 | 0 | 0 | 0
CT Fac. Spec. - SO2 Rate Annual Non-Title IV v3.1, Unit 3143 and retrofits | 345 | 2294 | Rate Constraint in lbs/MMBtu | FALSE | L | Annual | Allowances Banked | Thousand Tons | 0 | 0 | 0 | 0 | 0 | 0 | 0 | 0
CT Fac. Spec. - SO2 Rate Annual Non-Title IV v3.1, Unit 3143 and retrofits | 345 | 2294 | Rate Constraint in lbs/MMBtu | FALSE | L | Annual | Allowances Withdrawn (1:1) | Thousand Tons | 0 | 0 | 0 | 0 | 0 | 0 | 0 | 0
CT Fac. Spec. - SO2 Rate Annual Non-Title IV v3.1, Unit 3143 and retrofits | 345 | 2294 | Rate Constraint in lbs/MMBtu | FALSE | L | Annual | Allowances Withdrawn (n:1) | Thousand Tons | 0 | 0 | 0 | 0 | 0 | 0 | 0 | 0
CT Fac. Spec. - SO2 Rate Annual Non-Title IV v3.1, Unit 3143 and retrofits | 345 | 2294 | Rate Constraint in lbs/MMBtu | FALSE | L | Annual | Net Emissions Allowance Position | Thousand Tons | 0 | 0 | 0 | 0 | 0 | 0 | 0 | 0
CT Fac. Spec. - SO2 Rate Annual Non-Title IV v3.1, Unit 3143 and retrofits | 345 | 2294 | Rate Constraint in lbs/MMBtu | FALSE | L | Annual | Fuel Consumed | TBtu | 0.78684 | 0.78265 | 0.78265 | 0.78265 | 0.78265 | 0.68222 | 0.60505 | 0.3209
CT Fac. Spec. - SO2 Rate Annual Non-Title IV v3.1, Unit 3143 and retrofits | 345 | 2294 | Rate Constraint in lbs/MMBtu | FALSE | L | Annual | Rate | lb/MMBtu | 0 | 0 | 0 | 0 | 0 | 0 | 0 | 0
CT Fac. Spec. - SO2 Rate Annual Non-Title IV v3.1, Unit 3143 and retrofits | 345 | 2294 | Rate Constraint in lbs/MMBtu | FALSE | L | Annual | Generation | TWh | 0.11228 | 0.11168 | 0.11168 | 0.11168 | 0.11168 | 0.097349 | 0.086337 | 0.045791
CT Fac. Spec. - SO2 Rate Annual Non-Title IV v3.1, Unit 3143 and retrofits | 345 | 2294 | Rate Constraint in lbs/MMBtu | FALSE | L | Annual | Qualifying Generation | TWh | 0.11228 | 0.11168 | 0.11168 | 0.11168 | 0.11168 | 0.097349 | 0.086337 | 0.045791
CT Fac. Spec. - SO2 Rate Annual Non-Title IV v3.1, Unit 3143 and retrofits | 345 | 2294 | Rate Constraint in lbs/MMBtu | FALSE | L | Annual | Rate | lb/MWh | 0 | 0 | 0 | 0 | 0 | 0 | 0 | 0
CT Fac. Spec. - SO2 Rate Annual Non-Title IV v3.1, Unit 3143 and retrofits | 345 | 2294 | Rate Constraint in lbs/MMBtu | FALSE | L | Annual | Constraint Shadow Price | US2016$/Ton | 0 | 0 | 0 | 0 | 0 | 0 | 0 | 0
CT Fac. Spec. - SO2 Rate Annual Non-Title IV v3.1, Unit 5177 and retrofits | 346 | 2294 | Rate Constraint in lbs/MMBtu | FALSE | L | Annual | Seasons Included | Seasons | Winter, WintShld, Summer | Winter, WintShld, Summer | Winter, WintShld, Summer | Winter, WintShld, Summer | Winter, WintShld, Summer | Winter, WintShld, Summer | Winter, WintShld, Summer | Winter, WintShld, Summer
CT Fac. Spec. - SO2 Rate Annual Non-Title IV v3.1, Unit 5177 and retrofits | 346 | 2294 | Rate Constraint in lbs/MMBtu | FALSE | L | Annual | Standard SO2 | lb/MMBtu | 0.55 | 0.55 | 0.55 | 0.55 | 0.55 | 0.55 | 0.55 | 0.55
CT Fac. Spec. - SO2 Rate Annual Non-Title IV v3.1, Unit 5177 and retrofits | 346 | 2294 | Rate Constraint in lbs/MMBtu | FALSE | L | Annual | Emissions at Affected Plants SO2 | Thousand Tons | 0.079792 | 0.079792 | 0.079792 | 0.079792 | 0.079792 | 0.079792 | 0.079792 | 0.079792
CT Fac. Spec. - SO2 Rate Annual Non-Title IV v3.1, Unit 5177 and retrofits | 346 | 2294 | Rate Constraint in lbs/MMBtu | FALSE | L | Annual | Allowances Purchased SO2 | Thousand Tons | 0 | 0 | 0 | 0 | 0 | 0 | 0 | 0
CT Fac. Spec. - SO2 Rate Annual Non-Title IV v3.1, Unit 5177 and retrofits | 346 | 2294 | Rate Constraint in lbs/MMBtu | FALSE | L | Annual | Allowances Sold SO2 | Thousand Tons | 0 | 0 | 0 | 0 | 0 | 0 | 0 | 0
CT Fac. Spec. - SO2 Rate Annual Non-Title IV v3.1, Unit 5177 and retrofits | 346 | 2294 | Rate Constraint in lbs/MMBtu | FALSE | L | Annual | Allowances Banked | Thousand Tons | 0 | 0 | 0 | 0 | 0 | 0 | 0 | 0
CT Fac. Spec. - SO2 Rate Annual Non-Title IV v3.1, Unit 5177 and retrofits | 346 | 2294 | Rate Constraint in lbs/MMBtu | FALSE | L | Annual | Allowances Withdrawn (1:1) | Thousand Tons | 0 | 0 | 0 | 0 | 0 | 0 | 0 | 0
CT Fac. Spec. - SO2 Rate Annual Non-Title IV v3.1, Unit 5177 and retrofits | 346 | 2294 | Rate Constraint in lbs/MMBtu | FALSE | L | Annual | Allowances Withdrawn (n:1) | Thousand Tons | 0 | 0 | 0 | 0 | 0 | 0 | 0 | 0
CT Fac. Spec. - SO2 Rate Annual Non-Title IV v3.1, Unit 5177 and retrofits | 346 | 2294 | Rate Constraint in lbs/MMBtu | FALSE | L | Annual | Net Emissions Allowance Position | Thousand Tons | 0.079792 | 0.079792 | 0.079792 | 0.079792 | 0.079792 | 0.079792 | 0.079792 | 0.079792
CT Fac. Spec. - SO2 Rate Annual Non-Title IV v3.1, Unit 5177 and retrofits | 346 | 2294 | Rate Constraint in lbs/MMBtu | FALSE | L | Annual | Fuel Consumed | TBtu | 2.3998 | 2.3998 | 2.3998 | 2.3998 | 2.3998 | 2.3998 | 2.3998 | 2.3998
CT Fac. Spec. - SO2 Rate Annual Non-Title IV v3.1, Unit 5177 and retrofits | 346 | 2294 | Rate Constraint in lbs/MMBtu | FALSE | L | Annual | Rate | lb/MMBtu | 0.0665 | 0.0665 | 0.0665 | 0.0665 | 0.0665 | 0.0665 | 0.0665 | 0.0665
CT Fac. Spec. - SO2 Rate Annual Non-Title IV v3.1, Unit 5177 and retrofits | 346 | 2294 | Rate Constraint in lbs/MMBtu | FALSE | L | Annual | Generation | TWh | 0.14311 | 0.14311 | 0.14311 | 0.14311 | 0.14311 | 0.14311 | 0.14311 | 0.14311
CT Fac. Spec. - SO2 Rate Annual Non-Title IV v3.1, Unit 5177 and retrofits | 346 | 2294 | Rate Constraint in lbs/MMBtu | FALSE | L | Annual | Qualifying Generation | TWh | 0.14311 | 0.14311 | 0.14311 | 0.14311 | 0.14311 | 0.14311 | 0.14311 | 0.14311
CT Fac. Spec. - SO2 Rate Annual Non-Title IV v3.1, Unit 5177 and retrofits | 346 | 2294 | Rate Constraint in lbs/MMBtu | FALSE | L | Annual | Rate | lb/MWh | 1.1151 | 1.1151 | 1.1151 | 1.1151 | 1.1151 | 1.1151 | 1.1151 | 1.1151
CT Fac. Spec. - SO2 Rate Annual Non-Title IV v3.1, Unit 5177 and retrofits | 346 | 2294 | Rate Constraint in lbs/MMBtu | FALSE | L | Annual | Constraint Shadow Price | US2016$/Ton | 0 | 0 | 0 | 0 | 0 | 0 | 0 | 0
CT Fac. Spec. - SO2 Rate Annual Non-Title IV v3.1, Unit 5178 and retrofits | 347 | 2294 | Rate Constraint in lbs/MMBtu | FALSE | L | Annual | Seasons Included | Seasons | Winter, WintShld, Summer | Winter, WintShld, Summer | Winter, WintShld, Summer | Winter, WintShld, Summer | Winter, WintShld, Summer | Winter, WintShld, Summer | Winter, WintShld, Summer | Winter, WintShld, Summer
CT Fac. Spec. - SO2 Rate Annual Non-Title IV v3.1, Unit 5178 and retrofits | 347 | 2294 | Rate Constraint in lbs/MMBtu | FALSE | L | Annual | Standard SO2 | lb/MMBtu | 0.55 | 0.55 | 0.55 | 0.55 | 0.55 | 0.55 | 0.55 | 0.55
CT Fac. Spec. - SO2 Rate Annual Non-Title IV v3.1, Unit 5178 and retrofits | 347 | 2294 | Rate Constraint in lbs/MMBtu | FALSE | L | Annual | Emissions at Affected Plants SO2 | Thousand Tons | 0.079792 | 0.079792 | 0.079792 | 0.079792 | 0.079792 | 0.079792 | 0.079792 | 0.079792
CT Fac. Spec. - SO2 Rate Annual Non-Title IV v3.1, Unit 5178 and retrofits | 347 | 2294 | Rate Constraint in lbs/MMBtu | FALSE | L | Annual | Allowances Purchased SO2 | Thousand Tons | 0 | 0 | 0 | 0 | 0 | 0 | 0 | 0
CT Fac. Spec. - SO2 Rate Annual Non-Title IV v3.1, Unit 5178 and retrofits | 347 | 2294 | Rate Constraint in lbs/MMBtu | FALSE | L | Annual | Allowances Sold SO2 | Thousand Tons | 0 | 0 | 0 | 0 | 0 | 0 | 0 | 0
CT Fac. Spec. - SO2 Rate Annual Non-Title IV v3.1, Unit 5178 and retrofits | 347 | 2294 | Rate Constraint in lbs/MMBtu | FALSE | L | Annual | Allowances Banked | Thousand Tons | 0 | 0 | 0 | 0 | 0 | 0 | 0 | 0
CT Fac. Spec. - SO2 Rate Annual Non-Title IV v3.1, Unit 5178 and retrofits | 347 | 2294 | Rate Constraint in lbs/MMBtu | FALSE | L | Annual | Allowances Withdrawn (1:1) | Thousand Tons | 0 | 0 | 0 | 0 | 0 | 0 | 0 | 0
CT Fac. Spec. - SO2 Rate Annual Non-Title IV v3.1, Unit 5178 and retrofits | 347 | 2294 | Rate Constraint in lbs/MMBtu | FALSE | L | Annual | Allowances Withdrawn (n:1) | Thousand Tons | 0 | 0 | 0 | 0 | 0 | 0 | 0 | 0
CT Fac. Spec. - SO2 Rate Annual Non-Title IV v3.1, Unit 5178 and retrofits | 347 | 2294 | Rate Constraint in lbs/MMBtu | FALSE | L | Annual | Net Emissions Allowance Position | Thousand Tons | 0.079792 | 0.079792 | 0.079792 | 0.079792 | 0.079792 | 0.079792 | 0.079792 | 0.079792
CT Fac. Spec. - SO2 Rate Annual Non-Title IV v3.1, Unit 5178 and retrofits | 347 | 2294 | Rate Constraint in lbs/MMBtu | FALSE | L | Annual | Fuel Consumed | TBtu | 2.3998 | 2.3998 | 2.3998 | 2.3998 | 2.3998 | 2.3998 | 2.3998 | 2.3998
CT Fac. Spec. - SO2 Rate Annual Non-Title IV v3.1, Unit 5178 and retrofits | 347 | 2294 | Rate Constraint in lbs/MMBtu | FALSE | L | Annual | Rate | lb/MMBtu | 0.0665 | 0.0665 | 0.0665 | 0.0665 | 0.0665 | 0.0665 | 0.0665 | 0.0665
CT Fac. Spec. - SO2 Rate Annual Non-Title IV v3.1, Unit 5178 and retrofits | 347 | 2294 | Rate Constraint in lbs/MMBtu | FALSE | L | Annual | Generation | TWh | 0.14311 | 0.14311 | 0.14311 | 0.14311 | 0.14311 | 0.14311 | 0.14311 | 0.14311
CT Fac. Spec. - SO2 Rate Annual Non-Title IV v3.1, Unit 5178 and retrofits | 347 | 2294 | Rate Constraint in lbs/MMBtu | FALSE | L | Annual | Qualifying Generation | TWh | 0.14311 | 0.14311 | 0.14311 | 0.14311 | 0.14311 | 0.14311 | 0.14311 | 0.14311
CT Fac. Spec. - SO2 Rate Annual Non-Title IV v3.1, Unit 5178 and retrofits | 347 | 2294 | Rate Constraint in lbs/MMBtu | FALSE | L | Annual | Rate | lb/MWh | 1.1151 | 1.1151 | 1.1151 | 1.1151 | 1.1151 | 1.1151 | 1.1151 | 1.1151
CT Fac. Spec. - SO2 Rate Annual Non-Title IV v3.1, Unit 5178 and retrofits | 347 | 2294 | Rate Constraint in lbs/MMBtu | FALSE | L | Annual | Constraint Shadow Price | US2016$/Ton | 0 | 0 | 0 | 0 | 0 | 0 | 0 | 0
CT Fac. Spec. - SO2 Rate Annual Non-Title IV v3.1, Unit 5179 and retrofits | 348 | 2294 | Rate Constraint in lbs/MMBtu | FALSE | L | Annual | Seasons Included | Seasons | Winter, WintShld, Summer | Winter, WintShld, Summer | Winter, WintShld, Summer | Winter, WintShld, Summer | Winter, WintShld, Summer | Winter, WintShld, Summer | Winter, WintShld, Summer | Winter, WintShld, Summer
CT Fac. Spec. - SO2 Rate Annual Non-Title IV v3.1, Unit 5179 and retrofits | 348 | 2294 | Rate Constraint in lbs/MMBtu | FALSE | L | Annual | Standard SO2 | lb/MMBtu | 0.55 | 0.55 | 0.55 | 0.55 | 0.55 | 0.55 | 0.55 | 0.55
CT Fac. Spec. - SO2 Rate Annual Non-Title IV v3.1, Unit 5179 and retrofits | 348 | 2294 | Rate Constraint in lbs/MMBtu | FALSE | L | Annual | Emissions at Affected Plants SO2 | Thousand Tons | 0.079792 | 0.079792 | 0.079792 | 0.079792 | 0.079792 | 0.079792 | 0.079792 | 0.079792
CT Fac. Spec. - SO2 Rate Annual Non-Title IV v3.1, Unit 5179 and retrofits | 348 | 2294 | Rate Constraint in lbs/MMBtu | FALSE | L | Annual | Allowances Purchased SO2 | Thousand Tons | 0 | 0 | 0 | 0 | 0 | 0 | 0 | 0
CT Fac. Spec. - SO2 Rate Annual Non-Title IV v3.1, Unit 5179 and retrofits | 348 | 2294 | Rate Constraint in lbs/MMBtu | FALSE | L | Annual | Allowances Sold SO2 | Thousand Tons | 0 | 0 | 0 | 0 | 0 | 0 | 0 | 0
CT Fac. Spec. - SO2 Rate Annual Non-Title IV v3.1, Unit 5179 and retrofits | 348 | 2294 | Rate Constraint in lbs/MMBtu | FALSE | L | Annual | Allowances Banked | Thousand Tons | 0 | 0 | 0 | 0 | 0 | 0 | 0 | 0
CT Fac. Spec. - SO2 Rate Annual Non-Title IV v3.1, Unit 5179 and retrofits | 348 | 2294 | Rate Constraint in lbs/MMBtu | FALSE | L | Annual | Allowances Withdrawn (1:1) | Thousand Tons | 0 | 0 | 0 | 0 | 0 | 0 | 0 | 0
CT Fac. Spec. - SO2 Rate Annual Non-Title IV v3.1, Unit 5179 and retrofits | 348 | 2294 | Rate Constraint in lbs/MMBtu | FALSE | L | Annual | Allowances Withdrawn (n:1) | Thousand Tons | 0 | 0 | 0 | 0 | 0 | 0 | 0 | 0
CT Fac. Spec. - SO2 Rate Annual Non-Title IV v3.1, Unit 5179 and retrofits | 348 | 2294 | Rate Constraint in lbs/MMBtu | FALSE | L | Annual | Net Emissions Allowance Position | Thousand Tons | 0.079792 | 0.079792 | 0.079792 | 0.079792 | 0.079792 | 0.079792 | 0.079792 | 0.079792
CT Fac. Spec. - SO2 Rate Annual Non-Title IV v3.1, Unit 5179 and retrofits | 348 | 2294 | Rate Constraint in lbs/MMBtu | FALSE | L | Annual | Fuel Consumed | TBtu | 2.3998 | 2.3998 | 2.3998 | 2.3998 | 2.3998 | 2.3998 | 2.3998 | 2.3998
CT Fac. Spec. - SO2 Rate Annual Non-Title IV v3.1, Unit 5179 and retrofits | 348 | 2294 | Rate Constraint in lbs/MMBtu | FALSE | L | Annual | Rate | lb/MMBtu | 0.0665 | 0.0665 | 0.0665 | 0.0665 | 0.0665 | 0.0665 | 0.0665 | 0.0665
CT Fac. Spec. - SO2 Rate Annual Non-Title IV v3.1, Unit 5179 and retrofits | 348 | 2294 | Rate Constraint in lbs/MMBtu | FALSE | L | Annual | Generation | TWh | 0.14311 | 0.14311 | 0.14311 | 0.14311 | 0.14311 | 0.14311 | 0.14311 | 0.14311
CT Fac. Spec. - SO2 Rate Annual Non-Title IV v3.1, Unit 5179 and retrofits | 348 | 2294 | Rate Constraint in lbs/MMBtu | FALSE | L | Annual | Qualifying Generation | TWh | 0.14311 | 0.14311 | 0.14311 | 0.14311 | 0.14311 | 0.14311 | 0.14311 | 0.14311
CT Fac. Spec. - SO2 Rate Annual Non-Title IV v3.1, Unit 5179 and retrofits | 348 | 2294 | Rate Constraint in lbs/MMBtu | FALSE | L | Annual | Rate | lb/MWh | 1.1151 | 1.1151 | 1.1151 | 1.1151 | 1.1151 | 1.1151 | 1.1151 | 1.1151
CT Fac. Spec. - SO2 Rate Annual Non-Title IV v3.1, Unit 5179 and retrofits | 348 | 2294 | Rate Constraint in lbs/MMBtu | FALSE | L | Annual | Constraint Shadow Price | US2016$/Ton | 0 | 0 | 0 | 0 | 0 | 0 | 0 | 0
CT Fac. Spec. - SO2 Rate Annual Non-Title IV v3.1, Unit 5183 and retrofits | 349 | 2294 | Rate Constraint in lbs/MMBtu | FALSE | L | Annual | Seasons Included | Seasons | Winter, WintShld, Summer | Winter, WintShld, Summer | Winter, WintShld, Summer | Winter, WintShld, Summer | Winter, WintShld, Summer | Winter, WintShld, Summer | Winter, WintShld, Summer | Winter, WintShld, Summer
CT Fac. Spec. - SO2 Rate Annual Non-Title IV v3.1, Unit 5183 and retrofits | 349 | 2294 | Rate Constraint in lbs/MMBtu | FALSE | L | Annual | Standard SO2 | lb/MMBtu | 0.55 | 0.55 | 0.55 | 0.55 | 0.55 | 0.55 | 0.55 | 0.55
CT Fac. Spec. - SO2 Rate Annual Non-Title IV v3.1, Unit 5183 and retrofits | 349 | 2294 | Rate Constraint in lbs/MMBtu | FALSE | L | Annual | Emissions at Affected Plants SO2 | Thousand Tons | 0.1277 | 0.1277 | 0.1277 | 0.1277 | 0.1277 | 0.1277 | 0.1277 | 0.1277
CT Fac. Spec. - SO2 Rate Annual Non-Title IV v3.1, Unit 5183 and retrofits | 349 | 2294 | Rate Constraint in lbs/MMBtu | FALSE | L | Annual | Allowances Purchased SO2 | Thousand Tons | 0 | 0 | 0 | 0 | 0 | 0 | 0 | 0
CT Fac. Spec. - SO2 Rate Annual Non-Title IV v3.1, Unit 5183 and retrofits | 349 | 2294 | Rate Constraint in lbs/MMBtu | FALSE | L | Annual | Allowances Sold SO2 | Thousand Tons | 0 | 0 | 0 | 0 | 0 | 0 | 0 | 0
CT Fac. Spec. - SO2 Rate Annual Non-Title IV v3.1, Unit 5183 and retrofits | 349 | 2294 | Rate Constraint in lbs/MMBtu | FALSE | L | Annual | Allowances Banked | Thousand Tons | 0 | 0 | 0 | 0 | 0 | 0 | 0 | 0
CT Fac. Spec. - SO2 Rate Annual Non-Title IV v3.1, Unit 5183 and retrofits | 349 | 2294 | Rate Constraint in lbs/MMBtu | FALSE | L | Annual | Allowances Withdrawn (1:1) | Thousand Tons | 0 | 0 | 0 | 0 | 0 | 0 | 0 | 0
CT Fac. Spec. - SO2 Rate Annual Non-Title IV v3.1, Unit 5183 and retrofits | 349 | 2294 | Rate Constraint in lbs/MMBtu | FALSE | L | Annual | Allowances Withdrawn (n:1) | Thousand Tons | 0 | 0 | 0 | 0 | 0 | 0 | 0 | 0
CT Fac. Spec. - SO2 Rate Annual Non-Title IV v3.1, Unit 5183 and retrofits | 349 | 2294 | Rate Constraint in lbs/MMBtu | FALSE | L | Annual | Net Emissions Allowance Position | Thousand Tons | 0.1277 | 0.1277 | 0.1277 | 0.1277 | 0.1277 | 0.1277 | 0.1277 | 0.1277
CT Fac. Spec. - SO2 Rate Annual Non-Title IV v3.1, Unit 5183 and retrofits | 349 | 2294 | Rate Constraint in lbs/MMBtu | FALSE | L | Annual | Fuel Consumed | TBtu | 2.9188 | 2.9188 | 2.9188 | 2.9188 | 2.9188 | 2.9188 | 2.9188 | 2.9188
CT Fac. Spec. - SO2 Rate Annual Non-Title IV v3.1, Unit 5183 and retrofits | 349 | 2294 | Rate Constraint in lbs/MMBtu | FALSE | L | Annual | Rate | lb/MMBtu | 0.0875 | 0.0875 | 0.0875 | 0.0875 | 0.0875 | 0.0875 | 0.0875 | 0.0875
CT Fac. Spec. - SO2 Rate Annual Non-Title IV v3.1, Unit 5183 and retrofits | 349 | 2294 | Rate Constraint in lbs/MMBtu | FALSE | L | Annual | Generation | TWh | 0.14682 | 0.14682 | 0.14682 | 0.14682 | 0.14682 | 0.14682 | 0.14682 | 0.14682
CT Fac. Spec. - SO2 Rate Annual Non-Title IV v3.1, Unit 5183 and retrofits | 349 | 2294 | Rate Constraint in lbs/MMBtu | FALSE | L | Annual | Qualifying Generation | TWh | 0.14682 | 0.14682 | 0.14682 | 0.14682 | 0.14682 | 0.14682 | 0.14682 | 0.14682
CT Fac. Spec. - SO2 Rate Annual Non-Title IV v3.1, Unit 5183 and retrofits | 349 | 2294 | Rate Constraint in lbs/MMBtu | FALSE | L | Annual | Rate | lb/MWh | 1.7396 | 1.7396 | 1.7396 | 1.7396 | 1.7396 | 1.7396 | 1.7396 | 1.7396
CT Fac. Spec. - SO2 Rate Annual Non-Title IV v3.1, Unit 5183 and retrofits | 349 | 2294 | Rate Constraint in lbs/MMBtu | FALSE | L | Annual | Constraint Shadow Price | US2016$/Ton | 0 | 0 | 0 | 0 | 0 | 0 | 0 | 0
CT Fac. Spec. - SO2 Rate Annual Non-Title IV v3.1, Unit 5184 and retrofits | 350 | 2294 | Rate Constraint in lbs/MMBtu | FALSE | L | Annual | Seasons Included | Seasons | Winter, WintShld, Summer | Winter, WintShld, Summer | Winter, WintShld, Summer | Winter, WintShld, Summer | Winter, WintShld, Summer | Winter, WintShld, Summer | Winter, WintShld, Summer | Winter, WintShld, Summer
CT Fac. Spec. - SO2 Rate Annual Non-Title IV v3.1, Unit 5184 and retrofits | 350 | 2294 | Rate Constraint in lbs/MMBtu | FALSE | L | Annual | Standard SO2 | lb/MMBtu | 0.55 | 0.55 | 0.55 | 0.55 | 0.55 | 0.55 | 0.55 | 0.55
CT Fac. Spec. - SO2 Rate Annual Non-Title IV v3.1, Unit 5184 and retrofits | 350 | 2294 | Rate Constraint in lbs/MMBtu | FALSE | L | Annual | Emissions at Affected Plants SO2 | Thousand Tons | 0.1277 | 0.1277 | 0.1277 | 0.1277 | 0.1277 | 0.1277 | 0.1277 | 0.1277
CT Fac. Spec. - SO2 Rate Annual Non-Title IV v3.1, Unit 5184 and retrofits | 350 | 2294 | Rate Constraint in lbs/MMBtu | FALSE | L | Annual | Allowances Purchased SO2 | Thousand Tons | 0 | 0 | 0 | 0 | 0 | 0 | 0 | 0
CT Fac. Spec. - SO2 Rate Annual Non-Title IV v3.1, Unit 5184 and retrofits | 350 | 2294 | Rate Constraint in lbs/MMBtu | FALSE | L | Annual | Allowances Sold SO2 | Thousand Tons | 0 | 0 | 0 | 0 | 0 | 0 | 0 | 0
CT Fac. Spec. - SO2 Rate Annual Non-Title IV v3.1, Unit 5184 and retrofits | 350 | 2294 | Rate Constraint in lbs/MMBtu | FALSE | L | Annual | Allowances Banked | Thousand Tons | 0 | 0 | 0 | 0 | 0 | 0 | 0 | 0
CT Fac. Spec. - SO2 Rate Annual Non-Title IV v3.1, Unit 5184 and retrofits | 350 | 2294 | Rate Constraint in lbs/MMBtu | FALSE | L | Annual | Allowances Withdrawn (1:1) | Thousand Tons | 0 | 0 | 0 | 0 | 0 | 0 | 0 | 0
CT Fac. Spec. - SO2 Rate Annual Non-Title IV v3.1, Unit 5184 and retrofits | 350 | 2294 | Rate Constraint in lbs/MMBtu | FALSE | L | Annual | Allowances Withdrawn (n:1) | Thousand Tons | 0 | 0 | 0 | 0 | 0 | 0 | 0 | 0
CT Fac. Spec. - SO2 Rate Annual Non-Title IV v3.1, Unit 5184 and retrofits | 350 | 2294 | Rate Constraint in lbs/MMBtu | FALSE | L | Annual | Net Emissions Allowance Position | Thousand Tons | 0.1277 | 0.1277 | 0.1277 | 0.1277 | 0.1277 | 0.1277 | 0.1277 | 0.1277
CT Fac. Spec. - SO2 Rate Annual Non-Title IV v3.1, Unit 5184 and retrofits | 350 | 2294 | Rate Constraint in lbs/MMBtu | FALSE | L | Annual | Fuel Consumed | TBtu | 2.9188 | 2.9188 | 2.9188 | 2.9188 | 2.9188 | 2.9188 | 2.9188 | 2.9188
CT Fac. Spec. - SO2 Rate Annual Non-Title IV v3.1, Unit 5184 and retrofits | 350 | 2294 | Rate Constraint in lbs/MMBtu | FALSE | L | Annual | Rate | lb/MMBtu | 0.0875 | 0.0875 | 0.0875 | 0.0875 | 0.0875 | 0.0875 | 0.0875 | 0.0875
CT Fac. Spec. - SO2 Rate Annual Non-Title IV v3.1, Unit 5184 and retrofits | 350 | 2294 | Rate Constraint in lbs/MMBtu | FALSE | L | Annual | Generation | TWh | 0.14682 | 0.14682 | 0.14682 | 0.14682 | 0.14682 | 0.14682 | 0.14682 | 0.14682
CT Fac. Spec. - SO2 Rate Annual Non-Title IV v3.1, Unit 5184 and retrofits | 350 | 2294 | Rate Constraint in lbs/MMBtu | FALSE | L | Annual | Qualifying Generation | TWh | 0.14682 | 0.14682 | 0.14682 | 0.14682 | 0.14682 | 0.14682 | 0.14682 | 0.14682
CT Fac. Spec. - SO2 Rate Annual Non-Title IV v3.1, Unit 5184 and retrofits | 350 | 2294 | Rate Constraint in lbs/MMBtu | FALSE | L | Annual | Rate | lb/MWh | 1.7396 | 1.7396 | 1.7396 | 1.7396 | 1.7396 | 1.7396 | 1.7396 | 1.7396
CT Fac. Spec. - SO2 Rate Annual Non-Title IV v3.1, Unit 5184 and retrofits | 350 | 2294 | Rate Constraint in lbs/MMBtu | FALSE | L | Annual | Constraint Shadow Price | US2016$/Ton | 0 | 0 | 0 | 0 | 0 | 0 | 0 | 0
CT Fac. Spec. - SO2 Rate Annual Non-Title IV v3.1, Unit 5185 and retrofits | 351 | 2294 | Rate Constraint in lbs/MMBtu | FALSE | L | Annual | Seasons Included | Seasons | Winter, WintShld, Summer | Winter, WintShld, Summer | Winter, WintShld, Summer | Winter, WintShld, Summer | Winter, WintShld, Summer | Winter, WintShld, Summer | Winter, WintShld, Summer | Winter, WintShld, Summer
CT Fac. Spec. - SO2 Rate Annual Non-Title IV v3.1, Unit 5185 and retrofits | 351 | 2294 | Rate Constraint in lbs/MMBtu | FALSE | L | Annual | Standard SO2 | lb/MMBtu | 0.55 | 0.55 | 0.55 | 0.55 | 0.55 | 0.55 | 0.55 | 0.55
CT Fac. Spec. - SO2 Rate Annual Non-Title IV v3.1, Unit 5185 and retrofits | 351 | 2294 | Rate Constraint in lbs/MMBtu | FALSE | L | Annual | Emissions at Affected Plants SO2 | Thousand Tons | 0.1277 | 0.1277 | 0.1277 | 0.1277 | 0.1277 | 0.1277 | 0.1277 | 0.1277
CT Fac. Spec. - SO2 Rate Annual Non-Title IV v3.1, Unit 5185 and retrofits | 351 | 2294 | Rate Constraint in lbs/MMBtu | FALSE | L | Annual | Allowances Purchased SO2 | Thousand Tons | 0 | 0 | 0 | 0 | 0 | 0 | 0 | 0
CT Fac. Spec. - SO2 Rate Annual Non-Title IV v3.1, Unit 5185 and retrofits | 351 | 2294 | Rate Constraint in lbs/MMBtu | FALSE | L | Annual | Allowances Sold SO2 | Thousand Tons | 0 | 0 | 0 | 0 | 0 | 0 | 0 | 0
CT Fac. Spec. - SO2 Rate Annual Non-Title IV v3.1, Unit 5185 and retrofits | 351 | 2294 | Rate Constraint in lbs/MMBtu | FALSE | L | Annual | Allowances Banked | Thousand Tons | 0 | 0 | 0 | 0 | 0 | 0 | 0 | 0
CT Fac. Spec. - SO2 Rate Annual Non-Title IV v3.1, Unit 5185 and retrofits | 351 | 2294 | Rate Constraint in lbs/MMBtu | FALSE | L | Annual | Allowances Withdrawn (1:1) | Thousand Tons | 0 | 0 | 0 | 0 | 0 | 0 | 0 | 0
CT Fac. Spec. - SO2 Rate Annual Non-Title IV v3.1, Unit 5185 and retrofits | 351 | 2294 | Rate Constraint in lbs/MMBtu | FALSE | L | Annual | Allowances Withdrawn (n:1) | Thousand Tons | 0 | 0 | 0 | 0 | 0 | 0 | 0 | 0
CT Fac. Spec. - SO2 Rate Annual Non-Title IV v3.1, Unit 5185 and retrofits | 351 | 2294 | Rate Constraint in lbs/MMBtu | FALSE | L | Annual | Net Emissions Allowance Position | Thousand Tons | 0.1277 | 0.1277 | 0.1277 | 0.1277 | 0.1277 | 0.1277 | 0.1277 | 0.1277
CT Fac. Spec. - SO2 Rate Annual Non-Title IV v3.1, Unit 5185 and retrofits | 351 | 2294 | Rate Constraint in lbs/MMBtu | FALSE | L | Annual | Fuel Consumed | TBtu | 2.9188 | 2.9188 | 2.9188 | 2.9188 | 2.9188 | 2.9188 | 2.9188 | 2.9188
CT Fac. Spec. - SO2 Rate Annual Non-Title IV v3.1, Unit 5185 and retrofits | 351 | 2294 | Rate Constraint in lbs/MMBtu | FALSE | L | Annual | Rate | lb/MMBtu | 0.0875 | 0.0875 | 0.0875 | 0.0875 | 0.0875 | 0.0875 | 0.0875 | 0.0875
CT Fac. Spec. - SO2 Rate Annual Non-Title IV v3.1, Unit 5185 and retrofits | 351 | 2294 | Rate Constraint in lbs/MMBtu | FALSE | L | Annual | Generation | TWh | 0.14682 | 0.14682 | 0.14682 | 0.14682 | 0.14682 | 0.14682 | 0.14682 | 0.14682
CT Fac. Spec. - SO2 Rate Annual Non-Title IV v3.1, Unit 5185 and retrofits | 351 | 2294 | Rate Constraint in lbs/MMBtu | FALSE | L | Annual | Qualifying Generation | TWh | 0.14682 | 0.14682 | 0.14682 | 0.14682 | 0.14682 | 0.14682 | 0.14682 | 0.14682
CT Fac. Spec. - SO2 Rate Annual Non-Title IV v3.1, Unit 5185 and retrofits | 351 | 2294 | Rate Constraint in lbs/MMBtu | FALSE | L | Annual | Rate | lb/MWh | 1.7396 | 1.7396 | 1.7396 | 1.7396 | 1.7396 | 1.7396 | 1.7396 | 1.7396
CT Fac. Spec. - SO2 Rate Annual Non-Title IV v3.1, Unit 5185 and retrofits | 351 | 2294 | Rate Constraint in lbs/MMBtu | FALSE | L | Annual | Constraint Shadow Price | US2016$/Ton | 0 | 0 | 0 | 0 | 0 | 0 | 0 | 0
CT Fac. Spec. - SO2 Rate Annual v3.1, Unit 1158 and retrofits | 352 | 1769 | Rate Constraint in lbs/MMBtu | FALSE | L | Annual | Seasons Included | Seasons | Winter, WintShld, Summer | Winter, WintShld, Summer | Winter, WintShld, Summer | Winter, WintShld, Summer | Winter, WintShld, Summer | Winter, WintShld, Summer | Winter, WintShld, Summer | Winter, WintShld, Summer
CT Fac. Spec. - SO2 Rate Annual v3.1, Unit 1158 and retrofits | 352 | 1769 | Rate Constraint in lbs/MMBtu | FALSE | L | Annual | Standard SO2 | lb/MMBtu | 0.33 | 0.33 | 0.33 | 0.33 | 0.33 | 0.33 | 0.33 | 0.33
CT Fac. Spec. - SO2 Rate Annual v3.1, Unit 1158 and retrofits | 352 | 1769 | Rate Constraint in lbs/MMBtu | FALSE | L | Annual | Emissions at Affected Plants SO2 | Thousand Tons | 0 | 0 | 0 | 0 | 0 | 0 | 0 | 0
CT Fac. Spec. - SO2 Rate Annual v3.1, Unit 1158 and retrofits | 352 | 1769 | Rate Constraint in lbs/MMBtu | FALSE | L | Annual | Allowances Purchased SO2 | Thousand Tons | 0 | 0 | 0 | 0 | 0 | 0 | 0 | 0
CT Fac. Spec. - SO2 Rate Annual v3.1, Unit 1158 and retrofits | 352 | 1769 | Rate Constraint in lbs/MMBtu | FALSE | L | Annual | Allowances Sold SO2 | Thousand Tons | 0 | 0 | 0 | 0 | 0 | 0 | 0 | 0
CT Fac. Spec. - SO2 Rate Annual v3.1, Unit 1158 and retrofits | 352 | 1769 | Rate Constraint in lbs/MMBtu | FALSE | L | Annual | Allowances Banked | Thousand Tons | 0 | 0 | 0 | 0 | 0 | 0 | 0 | 0
CT Fac. Spec. - SO2 Rate Annual v3.1, Unit 1158 and retrofits | 352 | 1769 | Rate Constraint in lbs/MMBtu | FALSE | L | Annual | Allowances Withdrawn (1:1) | Thousand Tons | 0 | 0 | 0 | 0 | 0 | 0 | 0 | 0
CT Fac. Spec. - SO2 Rate Annual v3.1, Unit 1158 and retrofits | 352 | 1769 | Rate Constraint in lbs/MMBtu | FALSE | L | Annual | Allowances Withdrawn (n:1) | Thousand Tons | 0 | 0 | 0 | 0 | 0 | 0 | 0 | 0
CT Fac. Spec. - SO2 Rate Annual v3.1, Unit 1158 and retrofits | 352 | 1769 | Rate Constraint in lbs/MMBtu | FALSE | L | Annual | Net Emissions Allowance Position | Thousand Tons | 0 | 0 | 0 | 0 | 0 | 0 | 0 | 0
CT Fac. Spec. - SO2 Rate Annual v3.1, Unit 1158 and retrofits | 352 | 1769 | Rate Constraint in lbs/MMBtu | FALSE | L | Annual | Fuel Consumed | TBtu | 0 | 0.033645 | 0 | 0 | 0 | 0 | 0.033645 | 0
CT Fac. Spec. - SO2 Rate Annual v3.1, Unit 1158 and retrofits | 352 | 1769 | Rate Constraint in lbs/MMBtu | FALSE | L | Annual | Rate | lb/MMBtu | 0 | 0 | 0 | 0 | 0 | 0 | 0 | 0
CT Fac. Spec. - SO2 Rate Annual v3.1, Unit 1158 and retrofits | 352 | 1769 | Rate Constraint in lbs/MMBtu | FALSE | L | Annual | Generation | TWh | 0 | 0.0031312 | 0 | 0 | 0 | 0 | 0.0031312 | 0
CT Fac. Spec. - SO2 Rate Annual v3.1, Unit 1158 and retrofits | 352 | 1769 | Rate Constraint in lbs/MMBtu | FALSE | L | Annual | Qualifying Generation | TWh | 0 | 0.0031312 | 0 | 0 | 0 | 0 | 0.0031312 | 0
CT Fac. Spec. - SO2 Rate Annual v3.1, Unit 1158 and retrofits | 352 | 1769 | Rate Constraint in lbs/MMBtu | FALSE | L | Annual | Rate | lb/MWh | 0 | 0 | 0 | 0 | 0 | 0 | 0 | 0
CT Fac. Spec. - SO2 Rate Annual v3.1, Unit 1158 and retrofits | 352 | 1769 | Rate Constraint in lbs/MMBtu | FALSE | L | Annual | Constraint Shadow Price | US2016$/Ton | 0 | 0 | 0 | 0 | 0 | 0 | 0 | 0
CT Fac. Spec. - SO2 Rate Annual v3.1, Unit 1159 and retrofits | 353 | 1769 | Rate Constraint in lbs/MMBtu | FALSE | L | Annual | Seasons Included | Seasons | Winter, WintShld, Summer | Winter, WintShld, Summer | Winter, WintShld, Summer | Winter, WintShld, Summer | Winter, WintShld, Summer | Winter, WintShld, Summer | Winter, WintShld, Summer | Winter, WintShld, Summer
CT Fac. Spec. - SO2 Rate Annual v3.1, Unit 1159 and retrofits | 353 | 1769 | Rate Constraint in lbs/MMBtu | FALSE | L | Annual | Standard SO2 | lb/MMBtu | 0.33 | 0.33 | 0.33 | 0.33 | 0.33 | 0.33 | 0.33 | 0.33
CT Fac. Spec. - SO2 Rate Annual v3.1, Unit 1159 and retrofits | 353 | 1769 | Rate Constraint in lbs/MMBtu | FALSE | L | Annual | Emissions at Affected Plants SO2 | Thousand Tons | 0 | 0 | 0 | 0 | 0 | 0 | 0 | 0
CT Fac. Spec. - SO2 Rate Annual v3.1, Unit 1159 and retrofits | 353 | 1769 | Rate Constraint in lbs/MMBtu | FALSE | L | Annual | Allowances Purchased SO2 | Thousand Tons | 0 | 0 | 0 | 0 | 0 | 0 | 0 | 0
CT Fac. Spec. - SO2 Rate Annual v3.1, Unit 1159 and retrofits | 353 | 1769 | Rate Constraint in lbs/MMBtu | FALSE | L | Annual | Allowances Sold SO2 | Thousand Tons | 0 | 0 | 0 | 0 | 0 | 0 | 0 | 0
CT Fac. Spec. - SO2 Rate Annual v3.1, Unit 1159 and retrofits | 353 | 1769 | Rate Constraint in lbs/MMBtu | FALSE | L | Annual | Allowances Banked | Thousand Tons | 0 | 0 | 0 | 0 | 0 | 0 | 0 | 0
CT Fac. Spec. - SO2 Rate Annual v3.1, Unit 1159 and retrofits | 353 | 1769 | Rate Constraint in lbs/MMBtu | FALSE | L | Annual | Allowances Withdrawn (1:1) | Thousand Tons | 0 | 0 | 0 | 0 | 0 | 0 | 0 | 0
CT Fac. Spec. - SO2 Rate Annual v3.1, Unit 1159 and retrofits | 353 | 1769 | Rate Constraint in lbs/MMBtu | FALSE | L | Annual | Allowances Withdrawn (n:1) | Thousand Tons | 0 | 0 | 0 | 0 | 0 | 0 | 0 | 0
CT Fac. Spec. - SO2 Rate Annual v3.1, Unit 1159 and retrofits | 353 | 1769 | Rate Constraint in lbs/MMBtu | FALSE | L | Annual | Net Emissions Allowance Position | Thousand Tons | 0 | 0 | 0 | 0 | 0 | 0 | 0 | 0
CT Fac. Spec. - SO2 Rate Annual v3.1, Unit 1159 and retrofits | 353 | 1769 | Rate Constraint in lbs/MMBtu | FALSE | L | Annual | Fuel Consumed | TBtu | 0 | 0 | 0 | 0 | 0 | 0 | 0 | 0
CT Fac. Spec. - SO2 Rate Annual v3.1, Unit 1159 and retrofits | 353 | 1769 | Rate Constraint in lbs/MMBtu | FALSE | L | Annual | Rate | lb/MMBtu | 0 | 0 | 0 | 0 | 0 | 0 | 0 | 0
CT Fac. Spec. - SO2 Rate Annual v3.1, Unit 1159 and retrofits | 353 | 1769 | Rate Constraint in lbs/MMBtu | FALSE | L | Annual | Generation | TWh | 0 | 0 | 0 | 0 | 0 | 0 | 0 | 0
CT Fac. Spec. - SO2 Rate Annual v3.1, Unit 1159 and retrofits | 353 | 1769 | Rate Constraint in lbs/MMBtu | FALSE | L | Annual | Qualifying Generation | TWh | 0 | 0 | 0 | 0 | 0 | 0 | 0 | 0
CT Fac. Spec. - SO2 Rate Annual v3.1, Unit 1159 and retrofits | 353 | 1769 | Rate Constraint in lbs/MMBtu | FALSE | L | Annual | Rate | lb/MWh | 0 | 0 | 0 | 0 | 0 | 0 | 0 | 0
CT Fac. Spec. - SO2 Rate Annual v3.1, Unit 1159 and retrofits | 353 | 1769 | Rate Constraint in lbs/MMBtu | FALSE | L | Annual | Constraint Shadow Price | US2016$/Ton | 0 | 0 | 0 | 0 | 0 | 0 | 0 | 0
CT Fac. Spec. - SO2 Rate Annual v3.1, Unit 1160 and retrofits | 354 | 1769 | Rate Constraint in lbs/MMBtu | FALSE | L | Annual | Seasons Included | Seasons | Winter, WintShld, Summer | Winter, WintShld, Summer | Winter, WintShld, Summer | Winter, WintShld, Summer | Winter, WintShld, Summer | Winter, WintShld, Summer | Winter, WintShld, Summer | Winter, WintShld, Summer
CT Fac. Spec. - SO2 Rate Annual v3.1, Unit 1160 and retrofits | 354 | 1769 | Rate Constraint in lbs/MMBtu | FALSE | L | Annual | Standard SO2 | lb/MMBtu | 0.33 | 0.33 | 0.33 | 0.33 | 0.33 | 0.33 | 0.33 | 0.33
CT Fac. Spec. - SO2 Rate Annual v3.1, Unit 1160 and retrofits | 354 | 1769 | Rate Constraint in lbs/MMBtu | FALSE | L | Annual | Emissions at Affected Plants SO2 | Thousand Tons | 0 | 0 | 0 | 0 | 0 | 0 | 0 | 0
CT Fac. Spec. - SO2 Rate Annual v3.1, Unit 1160 and retrofits | 354 | 1769 | Rate Constraint in lbs/MMBtu | FALSE | L | Annual | Allowances Purchased SO2 | Thousand Tons | 0 | 0 | 0 | 0 | 0 | 0 | 0 | 0
CT Fac. Spec. - SO2 Rate Annual v3.1, Unit 1160 and retrofits | 354 | 1769 | Rate Constraint in lbs/MMBtu | FALSE | L | Annual | Allowances Sold SO2 | Thousand Tons | 0 | 0 | 0 | 0 | 0 | 0 | 0 | 0
CT Fac. Spec. - SO2 Rate Annual v3.1, Unit 1160 and retrofits | 354 | 1769 | Rate Constraint in lbs/MMBtu | FALSE | L | Annual | Allowances Banked | Thousand Tons | 0 | 0 | 0 | 0 | 0 | 0 | 0 | 0
CT Fac. Spec. - SO2 Rate Annual v3.1, Unit 1160 and retrofits | 354 | 1769 | Rate Constraint in lbs/MMBtu | FALSE | L | Annual | Allowances Withdrawn (1:1) | Thousand Tons | 0 | 0 | 0 | 0 | 0 | 0 | 0 | 0
CT Fac. Spec. - SO2 Rate Annual v3.1, Unit 1160 and retrofits | 354 | 1769 | Rate Constraint in lbs/MMBtu | FALSE | L | Annual | Allowances Withdrawn (n:1) | Thousand Tons | 0 | 0 | 0 | 0 | 0 | 0 | 0 | 0
CT Fac. Spec. - SO2 Rate Annual v3.1, Unit 1160 and retrofits | 354 | 1769 | Rate Constraint in lbs/MMBtu | FALSE | L | Annual | Net Emissions Allowance Position | Thousand Tons | 0 | 0 | 0 | 0 | 0 | 0 | 0 | 0
CT Fac. Spec. - SO2 Rate Annual v3.1, Unit 1160 and retrofits | 354 | 1769 | Rate Constraint in lbs/MMBtu | FALSE | L | Annual | Fuel Consumed | TBtu | 0 | 0 | 0 | 0 | 0 | 0 | 0 | 0
CT Fac. Spec. - SO2 Rate Annual v3.1, Unit 1160 and retrofits | 354 | 1769 | Rate Constraint in lbs/MMBtu | FALSE | L | Annual | Rate | lb/MMBtu | 0 | 0 | 0 | 0 | 0 | 0 | 0 | 0
CT Fac. Spec. - SO2 Rate Annual v3.1, Unit 1160 and retrofits | 354 | 1769 | Rate Constraint in lbs/MMBtu | FALSE | L | Annual | Generation | TWh | 0 | 0 | 0 | 0 | 0 | 0 | 0 | 0
CT Fac. Spec. - SO2 Rate Annual v3.1, Unit 1160 and retrofits | 354 | 1769 | Rate Constraint in lbs/MMBtu | FALSE | L | Annual | Qualifying Generation | TWh | 0 | 0 | 0 | 0 | 0 | 0 | 0 | 0
CT Fac. Spec. - SO2 Rate Annual v3.1, Unit 1160 and retrofits | 354 | 1769 | Rate Constraint in lbs/MMBtu | FALSE | L | Annual | Rate | lb/MWh | 0 | 0 | 0 | 0 | 0 | 0 | 0 | 0
CT Fac. Spec. - SO2 Rate Annual v3.1, Unit 1160 and retrofits | 354 | 1769 | Rate Constraint in lbs/MMBtu | FALSE | L | Annual | Constraint Shadow Price | US2016$/Ton | 0 | 0 | 0 | 0 | 0 | 0 | 0 | 0
CT Fac. Spec. - SO2 Rate Annual v3.1, Unit 1161 and retrofits | 355 | 1769 | Rate Constraint in lbs/MMBtu | FALSE | L | Annual | Seasons Included | Seasons | Winter, WintShld, Summer | Winter, WintShld, Summer | Winter, WintShld, Summer | Winter, WintShld, Summer | Winter, WintShld, Summer | Winter, WintShld, Summer | Winter, WintShld, Summer | Winter, WintShld, Summer
CT Fac. Spec. - SO2 Rate Annual v3.1, Unit 1161 and retrofits | 355 | 1769 | Rate Constraint in lbs/MMBtu | FALSE | L | Annual | Standard SO2 | lb/MMBtu | 0.33 | 0.33 | 0.33 | 0.33 | 0.33 | 0.33 | 0.33 | 0.33
CT Fac. Spec. - SO2 Rate Annual v3.1, Unit 1161 and retrofits | 355 | 1769 | Rate Constraint in lbs/MMBtu | FALSE | L | Annual | Emissions at Affected Plants SO2 | Thousand Tons | 0 | 0 | 0 | 0 | 0 | 0 | 0 | 0
CT Fac. Spec. - SO2 Rate Annual v3.1, Unit 1161 and retrofits | 355 | 1769 | Rate Constraint in lbs/MMBtu | FALSE | L | Annual | Allowances Purchased SO2 | Thousand Tons | 0 | 0 | 0 | 0 | 0 | 0 | 0 | 0
CT Fac. Spec. - SO2 Rate Annual v3.1, Unit 1161 and retrofits | 355 | 1769 | Rate Constraint in lbs/MMBtu | FALSE | L | Annual | Allowances Sold SO2 | Thousand Tons | 0 | 0 | 0 | 0 | 0 | 0 | 0 | 0
CT Fac. Spec. - SO2 Rate Annual v3.1, Unit 1161 and retrofits | 355 | 1769 | Rate Constraint in lbs/MMBtu | FALSE | L | Annual | Allowances Banked | Thousand Tons | 0 | 0 | 0 | 0 | 0 | 0 | 0 | 0
CT Fac. Spec. - SO2 Rate Annual v3.1, Unit 1161 and retrofits | 355 | 1769 | Rate Constraint in lbs/MMBtu | FALSE | L | Annual | Allowances Withdrawn (1:1) | Thousand Tons | 0 | 0 | 0 | 0 | 0 | 0 | 0 | 0
CT Fac. Spec. - SO2 Rate Annual v3.1, Unit 1161 and retrofits | 355 | 1769 | Rate Constraint in lbs/MMBtu | FALSE | L | Annual | Allowances Withdrawn (n:1) | Thousand Tons | 0 | 0 | 0 | 0 | 0 | 0 | 0 | 0
CT Fac. Spec. - SO2 Rate Annual v3.1, Unit 1161 and retrofits | 355 | 1769 | Rate Constraint in lbs/MMBtu | FALSE | L | Annual | Net Emissions Allowance Position | Thousand Tons | 0 | 0 | 0 | 0 | 0 | 0 | 0 | 0
CT Fac. Spec. - SO2 Rate Annual v3.1, Unit 1161 and retrofits | 355 | 1769 | Rate Constraint in lbs/MMBtu | FALSE | L | Annual | Fuel Consumed | TBtu | 0 | 0 | 0 | 0 | 0 | 0 | 0 | 0
CT Fac. Spec. - SO2 Rate Annual v3.1, Unit 1161 and retrofits | 355 | 1769 | Rate Constraint in lbs/MMBtu | FALSE | L | Annual | Rate | lb/MMBtu | 0 | 0 | 0 | 0 | 0 | 0 | 0 | 0
CT Fac. Spec. - SO2 Rate Annual v3.1, Unit 1161 and retrofits | 355 | 1769 | Rate Constraint in lbs/MMBtu | FALSE | L | Annual | Generation | TWh | 0 | 0 | 0 | 0 | 0 | 0 | 0 | 0
CT Fac. Spec. - SO2 Rate Annual v3.1, Unit 1161 and retrofits | 355 | 1769 | Rate Constraint in lbs/MMBtu | FALSE | L | Annual | Qualifying Generation | TWh | 0 | 0 | 0 | 0 | 0 | 0 | 0 | 0
CT Fac. Spec. - SO2 Rate Annual v3.1, Unit 1161 and retrofits | 355 | 1769 | Rate Constraint in lbs/MMBtu | FALSE | L | Annual | Rate | lb/MWh | 0 | 0 | 0 | 0 | 0 | 0 | 0 | 0
CT Fac. Spec. - SO2 Rate Annual v3.1, Unit 1161 and retrofits | 355 | 1769 | Rate Constraint in lbs/MMBtu | FALSE | L | Annual | Constraint Shadow Price | US2016$/Ton | 0 | 0 | 0 | 0 | 0 | 0 | 0 | 0
CT Fac. Spec. - SO2 Rate Annual v3.1, Unit 1162 and retrofits | 356 | 1769 | Rate Constraint in lbs/MMBtu | FALSE | L | Annual | Seasons Included | Seasons | Winter, WintShld, Summer | Winter, WintShld, Summer | Winter, WintShld, Summer | Winter, WintShld, Summer | Winter, WintShld, Summer | Winter, WintShld, Summer | Winter, WintShld, Summer | Winter, WintShld, Summer
CT Fac. Spec. - SO2 Rate Annual v3.1, Unit 1162 and retrofits | 356 | 1769 | Rate Constraint in lbs/MMBtu | FALSE | L | Annual | Standard SO2 | lb/MMBtu | 0.33 | 0.33 | 0.33 | 0.33 | 0.33 | 0.33 | 0.33 | 0.33
CT Fac. Spec. - SO2 Rate Annual v3.1, Unit 1162 and retrofits | 356 | 1769 | Rate Constraint in lbs/MMBtu | FALSE | L | Annual | Emissions at Affected Plants SO2 | Thousand Tons | 0 | 0 | 0 | 0 | 0 | 0 | 0 | 0
CT Fac. Spec. - SO2 Rate Annual v3.1, Unit 1162 and retrofits | 356 | 1769 | Rate Constraint in lbs/MMBtu | FALSE | L | Annual | Allowances Purchased SO2 | Thousand Tons | 0 | 0 | 0 | 0 | 0 | 0 | 0 | 0
CT Fac. Spec. - SO2 Rate Annual v3.1, Unit 1162 and retrofits | 356 | 1769 | Rate Constraint in lbs/MMBtu | FALSE | L | Annual | Allowances Sold SO2 | Thousand Tons | 0 | 0 | 0 | 0 | 0 | 0 | 0 | 0
CT Fac. Spec. - SO2 Rate Annual v3.1, Unit 1162 and retrofits | 356 | 1769 | Rate Constraint in lbs/MMBtu | FALSE | L | Annual | Allowances Banked | Thousand Tons | 0 | 0 | 0 | 0 | 0 | 0 | 0 | 0
CT Fac. Spec. - SO2 Rate Annual v3.1, Unit 1162 and retrofits | 356 | 1769 | Rate Constraint in lbs/MMBtu | FALSE | L | Annual | Allowances Withdrawn (1:1) | Thousand Tons | 0 | 0 | 0 | 0 | 0 | 0 | 0 | 0
CT Fac. Spec. - SO2 Rate Annual v3.1, Unit 1162 and retrofits | 356 | 1769 | Rate Constraint in lbs/MMBtu | FALSE | L | Annual | Allowances Withdrawn (n:1) | Thousand Tons | 0 | 0 | 0 | 0 | 0 | 0 | 0 | 0
CT Fac. Spec. - SO2 Rate Annual v3.1, Unit 1162 and retrofits | 356 | 1769 | Rate Constraint in lbs/MMBtu | FALSE | L | Annual | Net Emissions Allowance Position | Thousand Tons | 0 | 0 | 0 | 0 | 0 | 0 | 0 | 0
CT Fac. Spec. - SO2 Rate Annual v3.1, Unit 1162 and retrofits | 356 | 1769 | Rate Constraint in lbs/MMBtu | FALSE | L | Annual | Fuel Consumed | TBtu | 0 | 0 | 0 | 0 | 0 | 0 | 0 | 0
CT Fac. Spec. - SO2 Rate Annual v3.1, Unit 1162 and retrofits | 356 | 1769 | Rate Constraint in lbs/MMBtu | FALSE | L | Annual | Rate | lb/MMBtu | 0 | 0 | 0 | 0 | 0 | 0 | 0 | 0
CT Fac. Spec. - SO2 Rate Annual v3.1, Unit 1162 and retrofits | 356 | 1769 | Rate Constraint in lbs/MMBtu | FALSE | L | Annual | Generation | TWh | 0 | 0 | 0 | 0 | 0 | 0 | 0 | 0
CT Fac. Spec. - SO2 Rate Annual v3.1, Unit 1162 and retrofits | 356 | 1769 | Rate Constraint in lbs/MMBtu | FALSE | L | Annual | Qualifying Generation | TWh | 0 | 0 | 0 | 0 | 0 | 0 | 0 | 0
CT Fac. Spec. - SO2 Rate Annual v3.1, Unit 1162 and retrofits | 356 | 1769 | Rate Constraint in lbs/MMBtu | FALSE | L | Annual | Rate | lb/MWh | 0 | 0 | 0 | 0 | 0 | 0 | 0 | 0
CT Fac. Spec. - SO2 Rate Annual v3.1, Unit 1162 and retrofits | 356 | 1769 | Rate Constraint in lbs/MMBtu | FALSE | L | Annual | Constraint Shadow Price | US2016$/Ton | 0 | 0 | 0 | 0 | 0 | 0 | 0 | 0
CT Fac. Spec. - SO2 Rate Annual v3.1, Unit 1163 and retrofits | 357 | 1769 | Rate Constraint in lbs/MMBtu | FALSE | L | Annual | Seasons Included | Seasons | Winter, WintShld, Summer | Winter, WintShld, Summer | Winter, WintShld, Summer | Winter, WintShld, Summer | Winter, WintShld, Summer | Winter, WintShld, Summer | Winter, WintShld, Summer | Winter, WintShld, Summer
CT Fac. Spec. - SO2 Rate Annual v3.1, Unit 1163 and retrofits | 357 | 1769 | Rate Constraint in lbs/MMBtu | FALSE | L | Annual | Standard SO2 | lb/MMBtu | 0.33 | 0.33 | 0.33 | 0.33 | 0.33 | 0.33 | 0.33 | 0.33
CT Fac. Spec. - SO2 Rate Annual v3.1, Unit 1163 and retrofits | 357 | 1769 | Rate Constraint in lbs/MMBtu | FALSE | L | Annual | Emissions at Affected Plants SO2 | Thousand Tons | 0 | 0 | 0 | 0 | 0 | 0 | 0 | 0
CT Fac. Spec. - SO2 Rate Annual v3.1, Unit 1163 and retrofits | 357 | 1769 | Rate Constraint in lbs/MMBtu | FALSE | L | Annual | Allowances Purchased SO2 | Thousand Tons | 0 | 0 | 0 | 0 | 0 | 0 | 0 | 0
CT Fac. Spec. - SO2 Rate Annual v3.1, Unit 1163 and retrofits | 357 | 1769 | Rate Constraint in lbs/MMBtu | FALSE | L | Annual | Allowances Sold SO2 | Thousand Tons | 0 | 0 | 0 | 0 | 0 | 0 | 0 | 0
CT Fac. Spec. - SO2 Rate Annual v3.1, Unit 1163 and retrofits | 357 | 1769 | Rate Constraint in lbs/MMBtu | FALSE | L | Annual | Allowances Banked | Thousand Tons | 0 | 0 | 0 | 0 | 0 | 0 | 0 | 0
CT Fac. Spec. - SO2 Rate Annual v3.1, Unit 1163 and retrofits | 357 | 1769 | Rate Constraint in lbs/MMBtu | FALSE | L | Annual | Allowances Withdrawn (1:1) | Thousand Tons | 0 | 0 | 0 | 0 | 0 | 0 | 0 | 0
CT Fac. Spec. - SO2 Rate Annual v3.1, Unit 1163 and retrofits | 357 | 1769 | Rate Constraint in lbs/MMBtu | FALSE | L | Annual | Allowances Withdrawn (n:1) | Thousand Tons | 0 | 0 | 0 | 0 | 0 | 0 | 0 | 0
CT Fac. Spec. - SO2 Rate Annual v3.1, Unit 1163 and retrofits | 357 | 1769 | Rate Constraint in lbs/MMBtu | FALSE | L | Annual | Net Emissions Allowance Position | Thousand Tons | 0 | 0 | 0 | 0 | 0 | 0 | 0 | 0
CT Fac. Spec. - SO2 Rate Annual v3.1, Unit 1163 and retrofits | 357 | 1769 | Rate Constraint in lbs/MMBtu | FALSE | L | Annual | Fuel Consumed | TBtu | 0 | 0 | 0 | 0 | 0 | 0 | 0 | 0
CT Fac. Spec. - SO2 Rate Annual v3.1, Unit 1163 and retrofits | 357 | 1769 | Rate Constraint in lbs/MMBtu | FALSE | L | Annual | Rate | lb/MMBtu | 0 | 0 | 0 | 0 | 0 | 0 | 0 | 0
CT Fac. Spec. - SO2 Rate Annual v3.1, Unit 1163 and retrofits | 357 | 1769 | Rate Constraint in lbs/MMBtu | FALSE | L | Annual | Generation | TWh | 0 | 0 | 0 | 0 | 0 | 0 | 0 | 0
CT Fac. Spec. - SO2 Rate Annual v3.1, Unit 1163 and retrofits | 357 | 1769 | Rate Constraint in lbs/MMBtu | FALSE | L | Annual | Qualifying Generation | TWh | 0 | 0 | 0 | 0 | 0 | 0 | 0 | 0
CT Fac. Spec. - SO2 Rate Annual v3.1, Unit 1163 and retrofits | 357 | 1769 | Rate Constraint in lbs/MMBtu | FALSE | L | Annual | Rate | lb/MWh | 0 | 0 | 0 | 0 | 0 | 0 | 0 | 0
CT Fac. Spec. - SO2 Rate Annual v3.1, Unit 1163 and retrofits | 357 | 1769 | Rate Constraint in lbs/MMBtu | FALSE | L | Annual | Constraint Shadow Price | US2016$/Ton | 0 | 0 | 0 | 0 | 0 | 0 | 0 | 0
CT Fac. Spec. - SO2 Rate Annual v3.1, Unit 1164 and retrofits | 358 | 1769 | Rate Constraint in lbs/MMBtu | FALSE | L | Annual | Seasons Included | Seasons | Winter, WintShld, Summer | Winter, WintShld, Summer | Winter, WintShld, Summer | Winter, WintShld, Summer | Winter, WintShld, Summer | Winter, WintShld, Summer | Winter, WintShld, Summer | Winter, WintShld, Summer
CT Fac. Spec. - SO2 Rate Annual v3.1, Unit 1164 and retrofits | 358 | 1769 | Rate Constraint in lbs/MMBtu | FALSE | L | Annual | Standard SO2 | lb/MMBtu | 0.33 | 0.33 | 0.33 | 0.33 | 0.33 | 0.33 | 0.33 | 0.33
CT Fac. Spec. - SO2 Rate Annual v3.1, Unit 1164 and retrofits | 358 | 1769 | Rate Constraint in lbs/MMBtu | FALSE | L | Annual | Emissions at Affected Plants SO2 | Thousand Tons | 0 | 0 | 0 | 0 | 0 | 0 | 0 | 0
CT Fac. Spec. - SO2 Rate Annual v3.1, Unit 1164 and retrofits | 358 | 1769 | Rate Constraint in lbs/MMBtu | FALSE | L | Annual | Allowances Purchased SO2 | Thousand Tons | 0 | 0 | 0 | 0 | 0 | 0 | 0 | 0
CT Fac. Spec. - SO2 Rate Annual v3.1, Unit 1164 and retrofits | 358 | 1769 | Rate Constraint in lbs/MMBtu | FALSE | L | Annual | Allowances Sold SO2 | Thousand Tons | 0 | 0 | 0 | 0 | 0 | 0 | 0 | 0
CT Fac. Spec. - SO2 Rate Annual v3.1, Unit 1164 and retrofits | 358 | 1769 | Rate Constraint in lbs/MMBtu | FALSE | L | Annual | Allowances Banked | Thousand Tons | 0 | 0 | 0 | 0 | 0 | 0 | 0 | 0
CT Fac. Spec. - SO2 Rate Annual v3.1, Unit 1164 and retrofits | 358 | 1769 | Rate Constraint in lbs/MMBtu | FALSE | L | Annual | Allowances Withdrawn (1:1) | Thousand Tons | 0 | 0 | 0 | 0 | 0 | 0 | 0 | 0
CT Fac. Spec. - SO2 Rate Annual v3.1, Unit 1164 and retrofits | 358 | 1769 | Rate Constraint in lbs/MMBtu | FALSE | L | Annual | Allowances Withdrawn (n:1) | Thousand Tons | 0 | 0 | 0 | 0 | 0 | 0 | 0 | 0
CT Fac. Spec. - SO2 Rate Annual v3.1, Unit 1164 and retrofits | 358 | 1769 | Rate Constraint in lbs/MMBtu | FALSE | L | Annual | Net Emissions Allowance Position | Thousand Tons | 0 | 0 | 0 | 0 | 0 | 0 | 0 | 0
CT Fac. Spec. - SO2 Rate Annual v3.1, Unit 1164 and retrofits | 358 | 1769 | Rate Constraint in lbs/MMBtu | FALSE | L | Annual | Fuel Consumed | TBtu | 0 | 0 | 0 | 0 | 0 | 0 | 0 | 0
CT Fac. Spec. - SO2 Rate Annual v3.1, Unit 1164 and retrofits | 358 | 1769 | Rate Constraint in lbs/MMBtu | FALSE | L | Annual | Rate | lb/MMBtu | 0 | 0 | 0 | 0 | 0 | 0 | 0 | 0
CT Fac. Spec. - SO2 Rate Annual v3.1, Unit 1164 and retrofits | 358 | 1769 | Rate Constraint in lbs/MMBtu | FALSE | L | Annual | Generation | TWh | 0 | 0 | 0 | 0 | 0 | 0 | 0 | 0
CT Fac. Spec. - SO2 Rate Annual v3.1, Unit 1164 and retrofits | 358 | 1769 | Rate Constraint in lbs/MMBtu | FALSE | L | Annual | Qualifying Generation | TWh | 0 | 0 | 0 | 0 | 0 | 0 | 0 | 0
CT Fac. Spec. - SO2 Rate Annual v3.1, Unit 1164 and retrofits | 358 | 1769 | Rate Constraint in lbs/MMBtu | FALSE | L | Annual | Rate | lb/MWh | 0 | 0 | 0 | 0 | 0 | 0 | 0 | 0
CT Fac. Spec. - SO2 Rate Annual v3.1, Unit 1164 and retrofits | 358 | 1769 | Rate Constraint in lbs/MMBtu | FALSE | L | Annual | Constraint Shadow Price | US2016$/Ton | 0 | 0 | 0 | 0 | 0 | 0 | 0 | 0
CT Fac. Spec. - SO2 Rate Annual v3.1, Unit 1165 and retrofits | 359 | 1769 | Rate Constraint in lbs/MMBtu | FALSE | L | Annual | Seasons Included | Seasons | Winter, WintShld, Summer | Winter, WintShld, Summer | Winter, WintShld, Summer | Winter, WintShld, Summer | Winter, WintShld, Summer | Winter, WintShld, Summer | Winter, WintShld, Summer | Winter, WintShld, Summer
CT Fac. Spec. - SO2 Rate Annual v3.1, Unit 1165 and retrofits | 359 | 1769 | Rate Constraint in lbs/MMBtu | FALSE | L | Annual | Standard SO2 | lb/MMBtu | 0.33 | 0.33 | 0.33 | 0.33 | 0.33 | 0.33 | 0.33 | 0.33
CT Fac. Spec. - SO2 Rate Annual v3.1, Unit 1165 and retrofits | 359 | 1769 | Rate Constraint in lbs/MMBtu | FALSE | L | Annual | Emissions at Affected Plants SO2 | Thousand Tons | 0 | 0 | 0 | 0 | 0 | 0 | 0 | 0
CT Fac. Spec. - SO2 Rate Annual v3.1, Unit 1165 and retrofits | 359 | 1769 | Rate Constraint in lbs/MMBtu | FALSE | L | Annual | Allowances Purchased SO2 | Thousand Tons | 0 | 0 | 0 | 0 | 0 | 0 | 0 | 0
CT Fac. Spec. - SO2 Rate Annual v3.1, Unit 1165 and retrofits | 359 | 1769 | Rate Constraint in lbs/MMBtu | FALSE | L | Annual | Allowances Sold SO2 | Thousand Tons | 0 | 0 | 0 | 0 | 0 | 0 | 0 | 0
CT Fac. Spec. - SO2 Rate Annual v3.1, Unit 1165 and retrofits | 359 | 1769 | Rate Constraint in lbs/MMBtu | FALSE | L | Annual | Allowances Banked | Thousand Tons | 0 | 0 | 0 | 0 | 0 | 0 | 0 | 0
CT Fac. Spec. - SO2 Rate Annual v3.1, Unit 1165 and retrofits | 359 | 1769 | Rate Constraint in lbs/MMBtu | FALSE | L | Annual | Allowances Withdrawn (1:1) | Thousand Tons | 0 | 0 | 0 | 0 | 0 | 0 | 0 | 0
CT Fac. Spec. - SO2 Rate Annual v3.1, Unit 1165 and retrofits | 359 | 1769 | Rate Constraint in lbs/MMBtu | FALSE | L | Annual | Allowances Withdrawn (n:1) | Thousand Tons | 0 | 0 | 0 | 0 | 0 | 0 | 0 | 0
CT Fac. Spec. - SO2 Rate Annual v3.1, Unit 1165 and retrofits | 359 | 1769 | Rate Constraint in lbs/MMBtu | FALSE | L | Annual | Net Emissions Allowance Position | Thousand Tons | 0 | 0 | 0 | 0 | 0 | 0 | 0 | 0
CT Fac. Spec. - SO2 Rate Annual v3.1, Unit 1165 and retrofits | 359 | 1769 | Rate Constraint in lbs/MMBtu | FALSE | L | Annual | Fuel Consumed | TBtu | 0 | 0 | 0 | 0 | 0 | 0 | 0.01545 | 0
CT Fac. Spec. - SO2 Rate Annual v3.1, Unit 1165 and retrofits | 359 | 1769 | Rate Constraint in lbs/MMBtu | FALSE | L | Annual | Rate | lb/MMBtu | 0 | 0 | 0 | 0 | 0 | 0 | 0 | 0
CT Fac. Spec. - SO2 Rate Annual v3.1, Unit 1165 and retrofits | 359 | 1769 | Rate Constraint in lbs/MMBtu | FALSE | L | Annual | Generation | TWh | 0 | 0 | 0 | 0 | 0 | 0 | 0.0014379 | 0
CT Fac. Spec. - SO2 Rate Annual v3.1, Unit 1165 and retrofits | 359 | 1769 | Rate Constraint in lbs/MMBtu | FALSE | L | Annual | Qualifying Generation | TWh | 0 | 0 | 0 | 0 | 0 | 0 | 0.0014379 | 0
CT Fac. Spec. - SO2 Rate Annual v3.1, Unit 1165 and retrofits | 359 | 1769 | Rate Constraint in lbs/MMBtu | FALSE | L | Annual | Rate | lb/MWh | 0 | 0 | 0 | 0 | 0 | 0 | 0 | 0
CT Fac. Spec. - SO2 Rate Annual v3.1, Unit 1165 and retrofits | 359 | 1769 | Rate Constraint in lbs/MMBtu | FALSE | L | Annual | Constraint Shadow Price | US2016$/Ton | 0 | 0 | 0 | 0 | 0 | 0 | 0 | 0
CT Fac. Spec. - SO2 Rate Annual v3.1, Unit 1166 and retrofits | 360 | 1769 | Rate Constraint in lbs/MMBtu | FALSE | L | Annual | Seasons Included | Seasons | Winter, WintShld, Summer | Winter, WintShld, Summer | Winter, WintShld, Summer | Winter, WintShld, Summer | Winter, WintShld, Summer | Winter, WintShld, Summer | Winter, WintShld, Summer | Winter, WintShld, Summer
CT Fac. Spec. - SO2 Rate Annual v3.1, Unit 1166 and retrofits | 360 | 1769 | Rate Constraint in lbs/MMBtu | FALSE | L | Annual | Standard SO2 | lb/MMBtu | 0.33 | 0.33 | 0.33 | 0.33 | 0.33 | 0.33 | 0.33 | 0.33
CT Fac. Spec. - SO2 Rate Annual v3.1, Unit 1166 and retrofits | 360 | 1769 | Rate Constraint in lbs/MMBtu | FALSE | L | Annual | Emissions at Affected Plants SO2 | Thousand Tons | 0 | 0 | 0 | 0 | 0 | 0 | 0 | 0
CT Fac. Spec. - SO2 Rate Annual v3.1, Unit 1166 and retrofits | 360 | 1769 | Rate Constraint in lbs/MMBtu | FALSE | L | Annual | Allowances Purchased SO2 | Thousand Tons | 0 | 0 | 0 | 0 | 0 | 0 | 0 | 0
CT Fac. Spec. - SO2 Rate Annual v3.1, Unit 1166 and retrofits | 360 | 1769 | Rate Constraint in lbs/MMBtu | FALSE | L | Annual | Allowances Sold SO2 | Thousand Tons | 0 | 0 | 0 | 0 | 0 | 0 | 0 | 0
CT Fac. Spec. - SO2 Rate Annual v3.1, Unit 1166 and retrofits | 360 | 1769 | Rate Constraint in lbs/MMBtu | FALSE | L | Annual | Allowances Banked | Thousand Tons | 0 | 0 | 0 | 0 | 0 | 0 | 0 | 0
CT Fac. Spec. - SO2 Rate Annual v3.1, Unit 1166 and retrofits | 360 | 1769 | Rate Constraint in lbs/MMBtu | FALSE | L | Annual | Allowances Withdrawn (1:1) | Thousand Tons | 0 | 0 | 0 | 0 | 0 | 0 | 0 | 0
CT Fac. Spec. - SO2 Rate Annual v3.1, Unit 1166 and retrofits | 360 | 1769 | Rate Constraint in lbs/MMBtu | FALSE | L | Annual | Allowances Withdrawn (n:1) | Thousand Tons | 0 | 0 | 0 | 0 | 0 | 0 | 0 | 0
CT Fac. Spec. - SO2 Rate Annual v3.1, Unit 1166 and retrofits | 360 | 1769 | Rate Constraint in lbs/MMBtu | FALSE | L | Annual | Net Emissions Allowance Position | Thousand Tons | 0 | 0 | 0 | 0 | 0 | 0 | 0 | 0
CT Fac. Spec. - SO2 Rate Annual v3.1, Unit 1166 and retrofits | 360 | 1769 | Rate Constraint in lbs/MMBtu | FALSE | L | Annual | Fuel Consumed | TBtu | 0 | 0.0045798 | 0 | 0 | 0 | 0 | 0 | 0
CT Fac. Spec. - SO2 Rate Annual v3.1, Unit 1166 and retrofits | 360 | 1769 | Rate Constraint in lbs/MMBtu | FALSE | L | Annual | Rate | lb/MMBtu | 0 | 0 | 0 | 0 | 0 | 0 | 0 | 0
CT Fac. Spec. - SO2 Rate Annual v3.1, Unit 1166 and retrofits | 360 | 1769 | Rate Constraint in lbs/MMBtu | FALSE | L | Annual | Generation | TWh | 0 | 0.00042622 | 0 | 0 | 0 | 0 | 0 | 0
CT Fac. Spec. - SO2 Rate Annual v3.1, Unit 1166 and retrofits | 360 | 1769 | Rate Constraint in lbs/MMBtu | FALSE | L | Annual | Qualifying Generation | TWh | 0 | 0.00042622 | 0 | 0 | 0 | 0 | 0 | 0
CT Fac. Spec. - SO2 Rate Annual v3.1, Unit 1166 and retrofits | 360 | 1769 | Rate Constraint in lbs/MMBtu | FALSE | L | Annual | Rate | lb/MWh | 0 | 0 | 0 | 0 | 0 | 0 | 0 | 0
CT Fac. Spec. - SO2 Rate Annual v3.1, Unit 1166 and retrofits | 360 | 1769 | Rate Constraint in lbs/MMBtu | FALSE | L | Annual | Constraint Shadow Price | US2016$/Ton | 0 | 0 | 0 | 0 | 0 | 0 | 0 | 0
CT Fac. Spec. - SO2 Rate Annual v3.1, Unit 1169 and retrofits | 361 | 1769 | Rate Constraint in lbs/MMBtu | FALSE | L | Annual | Seasons Included | Seasons | Winter, WintShld, Summer | Winter, WintShld, Summer | Winter, WintShld, Summer | Winter, WintShld, Summer | Winter, WintShld, Summer | Winter, WintShld, Summer | Winter, WintShld, Summer | Winter, WintShld, Summer
CT Fac. Spec. - SO2 Rate Annual v3.1, Unit 1169 and retrofits | 361 | 1769 | Rate Constraint in lbs/MMBtu | FALSE | L | Annual | Standard SO2 | lb/MMBtu | 0.33 | 0.33 | 0.33 | 0.33 | 0.33 | 0.33 | 0.33 | 0.33
CT Fac. Spec. - SO2 Rate Annual v3.1, Unit 1169 and retrofits | 361 | 1769 | Rate Constraint in lbs/MMBtu | FALSE | L | Annual | Emissions at Affected Plants SO2 | Thousand Tons | 0 | 0 | 0 | 0 | 0 | 0 | 0 | 0
CT Fac. Spec. - SO2 Rate Annual v3.1, Unit 1169 and retrofits | 361 | 1769 | Rate Constraint in lbs/MMBtu | FALSE | L | Annual | Allowances Purchased SO2 | Thousand Tons | 0 | 0 | 0 | 0 | 0 | 0 | 0 | 0
CT Fac. Spec. - SO2 Rate Annual v3.1, Unit 1169 and retrofits | 361 | 1769 | Rate Constraint in lbs/MMBtu | FALSE | L | Annual | Allowances Sold SO2 | Thousand Tons | 0 | 0 | 0 | 0 | 0 | 0 | 0 | 0
CT Fac. Spec. - SO2 Rate Annual v3.1, Unit 1169 and retrofits | 361 | 1769 | Rate Constraint in lbs/MMBtu | FALSE | L | Annual | Allowances Banked | Thousand Tons | 0 | 0 | 0 | 0 | 0 | 0 | 0 | 0
CT Fac. Spec. - SO2 Rate Annual v3.1, Unit 1169 and retrofits | 361 | 1769 | Rate Constraint in lbs/MMBtu | FALSE | L | Annual | Allowances Withdrawn (1:1) | Thousand Tons | 0 | 0 | 0 | 0 | 0 | 0 | 0 | 0
CT Fac. Spec. - SO2 Rate Annual v3.1, Unit 1169 and retrofits | 361 | 1769 | Rate Constraint in lbs/MMBtu | FALSE | L | Annual | Allowances Withdrawn (n:1) | Thousand Tons | 0 | 0 | 0 | 0 | 0 | 0 | 0 | 0
CT Fac. Spec. - SO2 Rate Annual v3.1, Unit 1169 and retrofits | 361 | 1769 | Rate Constraint in lbs/MMBtu | FALSE | L | Annual | Net Emissions Allowance Position | Thousand Tons | 0 | 0 | 0 | 0 | 0 | 0 | 0 | 0
CT Fac. Spec. - SO2 Rate Annual v3.1, Unit 1169 and retrofits | 361 | 1769 | Rate Constraint in lbs/MMBtu | FALSE | L | Annual | Fuel Consumed | TBtu | 0 | 0 | 0 | 0 | 0 | 0 | 0 | 0
CT Fac. Spec. - SO2 Rate Annual v3.1, Unit 1169 and retrofits | 361 | 1769 | Rate Constraint in lbs/MMBtu | FALSE | L | Annual | Rate | lb/MMBtu | 0 | 0 | 0 | 0 | 0 | 0 | 0 | 0
CT Fac. Spec. - SO2 Rate Annual v3.1, Unit 1169 and retrofits | 361 | 1769 | Rate Constraint in lbs/MMBtu | FALSE | L | Annual | Generation | TWh | 0 | 0 | 0 | 0 | 0 | 0 | 0 | 0
CT Fac. Spec. - SO2 Rate Annual v3.1, Unit 1169 and retrofits | 361 | 1769 | Rate Constraint in lbs/MMBtu | FALSE | L | Annual | Qualifying Generation | TWh | 0 | 0 | 0 | 0 | 0 | 0 | 0 | 0
CT Fac. Spec. - SO2 Rate Annual v3.1, Unit 1169 and retrofits | 361 | 1769 | Rate Constraint in lbs/MMBtu | FALSE | L | Annual | Rate | lb/MWh | 0 | 0 | 0 | 0 | 0 | 0 | 0 | 0
CT Fac. Spec. - SO2 Rate Annual v3.1, Unit 1169 and retrofits | 361 | 1769 | Rate Constraint in lbs/MMBtu | FALSE | L | Annual | Constraint Shadow Price | US2016$/Ton | 0 | 0 | 0 | 0 | 0 | 0 | 0 | 0
CT Fac. Spec. - SO2 Rate Annual v3.1, Unit 1177 and retrofits | 362 | 1769 | Rate Constraint in lbs/MMBtu | FALSE | L | Annual | Seasons Included | Seasons | Winter, WintShld, Summer | Winter, WintShld, Summer | Winter, WintShld, Summer | Winter, WintShld, Summer | Winter, WintShld, Summer | Winter, WintShld, Summer | Winter, WintShld, Summer | Winter, WintShld, Summer
CT Fac. Spec. - SO2 Rate Annual v3.1, Unit 1177 and retrofits | 362 | 1769 | Rate Constraint in lbs/MMBtu | FALSE | L | Annual | Standard SO2 | lb/MMBtu | 0.33 | 0.33 | 0.33 | 0.33 | 0.33 | 0.33 | 0.33 | 0.33
CT Fac. Spec. - SO2 Rate Annual v3.1, Unit 1177 and retrofits | 362 | 1769 | Rate Constraint in lbs/MMBtu | FALSE | L | Annual | Emissions at Affected Plants SO2 | Thousand Tons | 0 | 0 | 0 | 0 | 0 | 0 | 0 | 0
CT Fac. Spec. - SO2 Rate Annual v3.1, Unit 1177 and retrofits | 362 | 1769 | Rate Constraint in lbs/MMBtu | FALSE | L | Annual | Allowances Purchased SO2 | Thousand Tons | 0 | 0 | 0 | 0 | 0 | 0 | 0 | 0
CT Fac. Spec. - SO2 Rate Annual v3.1, Unit 1177 and retrofits | 362 | 1769 | Rate Constraint in lbs/MMBtu | FALSE | L | Annual | Allowances Sold SO2 | Thousand Tons | 0 | 0 | 0 | 0 | 0 | 0 | 0 | 0
CT Fac. Spec. - SO2 Rate Annual v3.1, Unit 1177 and retrofits | 362 | 1769 | Rate Constraint in lbs/MMBtu | FALSE | L | Annual | Allowances Banked | Thousand Tons | 0 | 0 | 0 | 0 | 0 | 0 | 0 | 0
CT Fac. Spec. - SO2 Rate Annual v3.1, Unit 1177 and retrofits | 362 | 1769 | Rate Constraint in lbs/MMBtu | FALSE | L | Annual | Allowances Withdrawn (1:1) | Thousand Tons | 0 | 0 | 0 | 0 | 0 | 0 | 0 | 0
CT Fac. Spec. - SO2 Rate Annual v3.1, Unit 1177 and retrofits | 362 | 1769 | Rate Constraint in lbs/MMBtu | FALSE | L | Annual | Allowances Withdrawn (n:1) | Thousand Tons | 0 | 0 | 0 | 0 | 0 | 0 | 0 | 0
CT Fac. Spec. - SO2 Rate Annual v3.1, Unit 1177 and retrofits | 362 | 1769 | Rate Constraint in lbs/MMBtu | FALSE | L | Annual | Net Emissions Allowance Position | Thousand Tons | 0 | 0 | 0 | 0 | 0 | 0 | 0 | 0
CT Fac. Spec. - SO2 Rate Annual v3.1, Unit 1177 and retrofits | 362 | 1769 | Rate Constraint in lbs/MMBtu | FALSE | L | Annual | Fuel Consumed | TBtu | 0 | 0 | 0 | 0 | 0 | 0 | 0 | 0
CT Fac. Spec. - SO2 Rate Annual v3.1, Unit 1177 and retrofits | 362 | 1769 | Rate Constraint in lbs/MMBtu | FALSE | L | Annual | Rate | lb/MMBtu | 0 | 0 | 0 | 0 | 0 | 0 | 0 | 0
CT Fac. Spec. - SO2 Rate Annual v3.1, Unit 1177 and retrofits | 362 | 1769 | Rate Constraint in lbs/MMBtu | FALSE | L | Annual | Generation | TWh | 0 | 0 | 0 | 0 | 0 | 0 | 0 | 0
CT Fac. Spec. - SO2 Rate Annual v3.1, Unit 1177 and retrofits | 362 | 1769 | Rate Constraint in lbs/MMBtu | FALSE | L | Annual | Qualifying Generation | TWh | 0 | 0 | 0 | 0 | 0 | 0 | 0 | 0
CT Fac. Spec. - SO2 Rate Annual v3.1, Unit 1177 and retrofits | 362 | 1769 | Rate Constraint in lbs/MMBtu | FALSE | L | Annual | Rate | lb/MWh | 0 | 0 | 0 | 0 | 0 | 0 | 0 | 0
CT Fac. Spec. - SO2 Rate Annual v3.1, Unit 1177 and retrofits | 362 | 1769 | Rate Constraint in lbs/MMBtu | FALSE | L | Annual | Constraint Shadow Price | US2016$/Ton | 0 | 0 | 0 | 0 | 0 | 0 | 0 | 0
CT Fac. Spec. - SO2 Rate Annual v3.1, Unit 1178 and retrofits | 363 | 1769 | Rate Constraint in lbs/MMBtu | FALSE | L | Annual | Seasons Included | Seasons | Winter, WintShld, Summer | Winter, WintShld, Summer | Winter, WintShld, Summer | Winter, WintShld, Summer | Winter, WintShld, Summer | Winter, WintShld, Summer | Winter, WintShld, Summer | Winter, WintShld, Summer
CT Fac. Spec. - SO2 Rate Annual v3.1, Unit 1178 and retrofits | 363 | 1769 | Rate Constraint in lbs/MMBtu | FALSE | L | Annual | Standard SO2 | lb/MMBtu | 0.33 | 0.33 | 0.33 | 0.33 | 0.33 | 0.33 | 0.33 | 0.33
CT Fac. Spec. - SO2 Rate Annual v3.1, Unit 1178 and retrofits | 363 | 1769 | Rate Constraint in lbs/MMBtu | FALSE | L | Annual | Emissions at Affected Plants SO2 | Thousand Tons | 0 | 0 | 0 | 0 | 0 | 0 | 0 | 0
CT Fac. Spec. - SO2 Rate Annual v3.1, Unit 1178 and retrofits | 363 | 1769 | Rate Constraint in lbs/MMBtu | FALSE | L | Annual | Allowances Purchased SO2 | Thousand Tons | 0 | 0 | 0 | 0 | 0 | 0 | 0 | 0
CT Fac. Spec. - SO2 Rate Annual v3.1, Unit 1178 and retrofits | 363 | 1769 | Rate Constraint in lbs/MMBtu | FALSE | L | Annual | Allowances Sold SO2 | Thousand Tons | 0 | 0 | 0 | 0 | 0 | 0 | 0 | 0
CT Fac. Spec. - SO2 Rate Annual v3.1, Unit 1178 and retrofits | 363 | 1769 | Rate Constraint in lbs/MMBtu | FALSE | L | Annual | Allowances Banked | Thousand Tons | 0 | 0 | 0 | 0 | 0 | 0 | 0 | 0
CT Fac. Spec. - SO2 Rate Annual v3.1, Unit 1178 and retrofits | 363 | 1769 | Rate Constraint in lbs/MMBtu | FALSE | L | Annual | Allowances Withdrawn (1:1) | Thousand Tons | 0 | 0 | 0 | 0 | 0 | 0 | 0 | 0
CT Fac. Spec. - SO2 Rate Annual v3.1, Unit 1178 and retrofits | 363 | 1769 | Rate Constraint in lbs/MMBtu | FALSE | L | Annual | Allowances Withdrawn (n:1) | Thousand Tons | 0 | 0 | 0 | 0 | 0 | 0 | 0 | 0
CT Fac. Spec. - SO2 Rate Annual v3.1, Unit 1178 and retrofits | 363 | 1769 | Rate Constraint in lbs/MMBtu | FALSE | L | Annual | Net Emissions Allowance Position | Thousand Tons | 0 | 0 | 0 | 0 | 0 | 0 | 0 | 0
CT Fac. Spec. - SO2 Rate Annual v3.1, Unit 1178 and retrofits | 363 | 1769 | Rate Constraint in lbs/MMBtu | FALSE | L | Annual | Fuel Consumed | TBtu | 0 | 0 | 0 | 0 | 0 | 0 | 0 | 0
CT Fac. Spec. - SO2 Rate Annual v3.1, Unit 1178 and retrofits | 363 | 1769 | Rate Constraint in lbs/MMBtu | FALSE | L | Annual | Rate | lb/MMBtu | 0 | 0 | 0 | 0 | 0 | 0 | 0 | 0
CT Fac. Spec. - SO2 Rate Annual v3.1, Unit 1178 and retrofits | 363 | 1769 | Rate Constraint in lbs/MMBtu | FALSE | L | Annual | Generation | TWh | 0 | 0 | 0 | 0 | 0 | 0 | 0 | 0
CT Fac. Spec. - SO2 Rate Annual v3.1, Unit 1178 and retrofits | 363 | 1769 | Rate Constraint in lbs/MMBtu | FALSE | L | Annual | Qualifying Generation | TWh | 0 | 0 | 0 | 0 | 0 | 0 | 0 | 0
CT Fac. Spec. - SO2 Rate Annual v3.1, Unit 1178 and retrofits | 363 | 1769 | Rate Constraint in lbs/MMBtu | FALSE | L | Annual | Rate | lb/MWh | 0 | 0 | 0 | 0 | 0 | 0 | 0 | 0
CT Fac. Spec. - SO2 Rate Annual v3.1, Unit 1178 and retrofits | 363 | 1769 | Rate Constraint in lbs/MMBtu | FALSE | L | Annual | Constraint Shadow Price | US2016$/Ton | 0 | 0 | 0 | 0 | 0 | 0 | 0 | 0
CT Fac. Spec. - SO2 Rate Annual v3.1, Unit 1179 and retrofits | 364 | 1769 | Rate Constraint in lbs/MMBtu | FALSE | L | Annual | Seasons Included | Seasons | Winter, WintShld, Summer | Winter, WintShld, Summer | Winter, WintShld, Summer | Winter, WintShld, Summer | Winter, WintShld, Summer | Winter, WintShld, Summer | Winter, WintShld, Summer | Winter, WintShld, Summer
CT Fac. Spec. - SO2 Rate Annual v3.1, Unit 1179 and retrofits | 364 | 1769 | Rate Constraint in lbs/MMBtu | FALSE | L | Annual | Standard SO2 | lb/MMBtu | 0.33 | 0.33 | 0.33 | 0.33 | 0.33 | 0.33 | 0.33 | 0.33
CT Fac. Spec. - SO2 Rate Annual v3.1, Unit 1179 and retrofits | 364 | 1769 | Rate Constraint in lbs/MMBtu | FALSE | L | Annual | Emissions at Affected Plants SO2 | Thousand Tons | 0 | 0 | 0 | 0 | 0 | 0 | 0 | 0
CT Fac. Spec. - SO2 Rate Annual v3.1, Unit 1179 and retrofits | 364 | 1769 | Rate Constraint in lbs/MMBtu | FALSE | L | Annual | Allowances Purchased SO2 | Thousand Tons | 0 | 0 | 0 | 0 | 0 | 0 | 0 | 0
CT Fac. Spec. - SO2 Rate Annual v3.1, Unit 1179 and retrofits | 364 | 1769 | Rate Constraint in lbs/MMBtu | FALSE | L | Annual | Allowances Sold SO2 | Thousand Tons | 0 | 0 | 0 | 0 | 0 | 0 | 0 | 0
CT Fac. Spec. - SO2 Rate Annual v3.1, Unit 1179 and retrofits | 364 | 1769 | Rate Constraint in lbs/MMBtu | FALSE | L | Annual | Allowances Banked | Thousand Tons | 0 | 0 | 0 | 0 | 0 | 0 | 0 | 0
CT Fac. Spec. - SO2 Rate Annual v3.1, Unit 1179 and retrofits | 364 | 1769 | Rate Constraint in lbs/MMBtu | FALSE | L | Annual | Allowances Withdrawn (1:1) | Thousand Tons | 0 | 0 | 0 | 0 | 0 | 0 | 0 | 0
CT Fac. Spec. - SO2 Rate Annual v3.1, Unit 1179 and retrofits | 364 | 1769 | Rate Constraint in lbs/MMBtu | FALSE | L | Annual | Allowances Withdrawn (n:1) | Thousand Tons | 0 | 0 | 0 | 0 | 0 | 0 | 0 | 0
CT Fac. Spec. - SO2 Rate Annual v3.1, Unit 1179 and retrofits | 364 | 1769 | Rate Constraint in lbs/MMBtu | FALSE | L | Annual | Net Emissions Allowance Position | Thousand Tons | 0 | 0 | 0 | 0 | 0 | 0 | 0 | 0
CT Fac. Spec. - SO2 Rate Annual v3.1, Unit 1179 and retrofits | 364 | 1769 | Rate Constraint in lbs/MMBtu | FALSE | L | Annual | Fuel Consumed | TBtu | 0 | 0 | 0 | 0 | 0 | 0 | 0 | 0
CT Fac. Spec. - SO2 Rate Annual v3.1, Unit 1179 and retrofits | 364 | 1769 | Rate Constraint in lbs/MMBtu | FALSE | L | Annual | Rate | lb/MMBtu | 0 | 0 | 0 | 0 | 0 | 0 | 0 | 0
CT Fac. Spec. - SO2 Rate Annual v3.1, Unit 1179 and retrofits | 364 | 1769 | Rate Constraint in lbs/MMBtu | FALSE | L | Annual | Generation | TWh | 0 | 0 | 0 | 0 | 0 | 0 | 0 | 0
CT Fac. Spec. - SO2 Rate Annual v3.1, Unit 1179 and retrofits | 364 | 1769 | Rate Constraint in lbs/MMBtu | FALSE | L | Annual | Qualifying Generation | TWh | 0 | 0 | 0 | 0 | 0 | 0 | 0 | 0
CT Fac. Spec. - SO2 Rate Annual v3.1, Unit 1179 and retrofits | 364 | 1769 | Rate Constraint in lbs/MMBtu | FALSE | L | Annual | Rate | lb/MWh | 0 | 0 | 0 | 0 | 0 | 0 | 0 | 0
CT Fac. Spec. - SO2 Rate Annual v3.1, Unit 1179 and retrofits | 364 | 1769 | Rate Constraint in lbs/MMBtu | FALSE | L | Annual | Constraint Shadow Price | US2016$/Ton | 0 | 0 | 0 | 0 | 0 | 0 | 0 | 0
CT Fac. Spec. - SO2 Rate Annual v3.1, Unit 1180 and retrofits | 365 | 1769 | Rate Constraint in lbs/MMBtu | FALSE | L | Annual | Seasons Included | Seasons | Winter, WintShld, Summer | Winter, WintShld, Summer | Winter, WintShld, Summer | Winter, WintShld, Summer | Winter, WintShld, Summer | Winter, WintShld, Summer | Winter, WintShld, Summer | Winter, WintShld, Summer
CT Fac. Spec. - SO2 Rate Annual v3.1, Unit 1180 and retrofits | 365 | 1769 | Rate Constraint in lbs/MMBtu | FALSE | L | Annual | Standard SO2 | lb/MMBtu | 0.33 | 0.33 | 0.33 | 0.33 | 0.33 | 0.33 | 0.33 | 0.33
CT Fac. Spec. - SO2 Rate Annual v3.1, Unit 1180 and retrofits | 365 | 1769 | Rate Constraint in lbs/MMBtu | FALSE | L | Annual | Emissions at Affected Plants SO2 | Thousand Tons | 0 | 0 | 0 | 0 | 0 | 0 | 0 | 0
CT Fac. Spec. - SO2 Rate Annual v3.1, Unit 1180 and retrofits | 365 | 1769 | Rate Constraint in lbs/MMBtu | FALSE | L | Annual | Allowances Purchased SO2 | Thousand Tons | 0 | 0 | 0 | 0 | 0 | 0 | 0 | 0
CT Fac. Spec. - SO2 Rate Annual v3.1, Unit 1180 and retrofits | 365 | 1769 | Rate Constraint in lbs/MMBtu | FALSE | L | Annual | Allowances Sold SO2 | Thousand Tons | 0 | 0 | 0 | 0 | 0 | 0 | 0 | 0
CT Fac. Spec. - SO2 Rate Annual v3.1, Unit 1180 and retrofits | 365 | 1769 | Rate Constraint in lbs/MMBtu | FALSE | L | Annual | Allowances Banked | Thousand Tons | 0 | 0 | 0 | 0 | 0 | 0 | 0 | 0
CT Fac. Spec. - SO2 Rate Annual v3.1, Unit 1180 and retrofits | 365 | 1769 | Rate Constraint in lbs/MMBtu | FALSE | L | Annual | Allowances Withdrawn (1:1) | Thousand Tons | 0 | 0 | 0 | 0 | 0 | 0 | 0 | 0
CT Fac. Spec. - SO2 Rate Annual v3.1, Unit 1180 and retrofits | 365 | 1769 | Rate Constraint in lbs/MMBtu | FALSE | L | Annual | Allowances Withdrawn (n:1) | Thousand Tons | 0 | 0 | 0 | 0 | 0 | 0 | 0 | 0
CT Fac. Spec. - SO2 Rate Annual v3.1, Unit 1180 and retrofits | 365 | 1769 | Rate Constraint in lbs/MMBtu | FALSE | L | Annual | Net Emissions Allowance Position | Thousand Tons | 0 | 0 | 0 | 0 | 0 | 0 | 0 | 0
CT Fac. Spec. - SO2 Rate Annual v3.1, Unit 1180 and retrofits | 365 | 1769 | Rate Constraint in lbs/MMBtu | FALSE | L | Annual | Fuel Consumed | TBtu | 0 | 0 | 0 | 0 | 0 | 0 | 0 | 0
CT Fac. Spec. - SO2 Rate Annual v3.1, Unit 1180 and retrofits | 365 | 1769 | Rate Constraint in lbs/MMBtu | FALSE | L | Annual | Rate | lb/MMBtu | 0 | 0 | 0 | 0 | 0 | 0 | 0 | 0
CT Fac. Spec. - SO2 Rate Annual v3.1, Unit 1180 and retrofits | 365 | 1769 | Rate Constraint in lbs/MMBtu | FALSE | L | Annual | Generation | TWh | 0 | 0 | 0 | 0 | 0 | 0 | 0 | 0
CT Fac. Spec. - SO2 Rate Annual v3.1, Unit 1180 and retrofits | 365 | 1769 | Rate Constraint in lbs/MMBtu | FALSE | L | Annual | Qualifying Generation | TWh | 0 | 0 | 0 | 0 | 0 | 0 | 0 | 0
CT Fac. Spec. - SO2 Rate Annual v3.1, Unit 1180 and retrofits | 365 | 1769 | Rate Constraint in lbs/MMBtu | FALSE | L | Annual | Rate | lb/MWh | 0 | 0 | 0 | 0 | 0 | 0 | 0 | 0
CT Fac. Spec. - SO2 Rate Annual v3.1, Unit 1180 and retrofits | 365 | 1769 | Rate Constraint in lbs/MMBtu | FALSE | L | Annual | Constraint Shadow Price | US2016$/Ton | 0 | 0 | 0 | 0 | 0 | 0 | 0 | 0
CT Fac. Spec. - SO2 Rate Annual v3.1, Unit 1182 and retrofits | 366 | 1769 | Rate Constraint in lbs/MMBtu | FALSE | L | Annual | Seasons Included | Seasons | Winter, WintShld, Summer | Winter, WintShld, Summer | Winter, WintShld, Summer | Winter, WintShld, Summer | Winter, WintShld, Summer | Winter, WintShld, Summer | Winter, WintShld, Summer | Winter, WintShld, Summer
CT Fac. Spec. - SO2 Rate Annual v3.1, Unit 1182 and retrofits | 366 | 1769 | Rate Constraint in lbs/MMBtu | FALSE | L | Annual | Standard SO2 | lb/MMBtu | 0.33 | 0.33 | 0.33 | 0.33 | 0.33 | 0.33 | 0.33 | 0.33
CT Fac. Spec. - SO2 Rate Annual v3.1, Unit 1182 and retrofits | 366 | 1769 | Rate Constraint in lbs/MMBtu | FALSE | L | Annual | Emissions at Affected Plants SO2 | Thousand Tons | 0 | 0 | 0 | 0 | 0 | 0 | 0 | 0
CT Fac. Spec. - SO2 Rate Annual v3.1, Unit 1182 and retrofits | 366 | 1769 | Rate Constraint in lbs/MMBtu | FALSE | L | Annual | Allowances Purchased SO2 | Thousand Tons | 0 | 0 | 0 | 0 | 0 | 0 | 0 | 0
CT Fac. Spec. - SO2 Rate Annual v3.1, Unit 1182 and retrofits | 366 | 1769 | Rate Constraint in lbs/MMBtu | FALSE | L | Annual | Allowances Sold SO2 | Thousand Tons | 0 | 0 | 0 | 0 | 0 | 0 | 0 | 0
CT Fac. Spec. - SO2 Rate Annual v3.1, Unit 1182 and retrofits | 366 | 1769 | Rate Constraint in lbs/MMBtu | FALSE | L | Annual | Allowances Banked | Thousand Tons | 0 | 0 | 0 | 0 | 0 | 0 | 0 | 0
CT Fac. Spec. - SO2 Rate Annual v3.1, Unit 1182 and retrofits | 366 | 1769 | Rate Constraint in lbs/MMBtu | FALSE | L | Annual | Allowances Withdrawn (1:1) | Thousand Tons | 0 | 0 | 0 | 0 | 0 | 0 | 0 | 0
CT Fac. Spec. - SO2 Rate Annual v3.1, Unit 1182 and retrofits | 366 | 1769 | Rate Constraint in lbs/MMBtu | FALSE | L | Annual | Allowances Withdrawn (n:1) | Thousand Tons | 0 | 0 | 0 | 0 | 0 | 0 | 0 | 0
CT Fac. Spec. - SO2 Rate Annual v3.1, Unit 1182 and retrofits | 366 | 1769 | Rate Constraint in lbs/MMBtu | FALSE | L | Annual | Net Emissions Allowance Position | Thousand Tons | 0 | 0 | 0 | 0 | 0 | 0 | 0 | 0
CT Fac. Spec. - SO2 Rate Annual v3.1, Unit 1182 and retrofits | 366 | 1769 | Rate Constraint in lbs/MMBtu | FALSE | L | Annual | Fuel Consumed | TBtu | 0 | 0 | 0 | 0 | 0 | 0 | 0 | 0
CT Fac. Spec. - SO2 Rate Annual v3.1, Unit 1182 and retrofits | 366 | 1769 | Rate Constraint in lbs/MMBtu | FALSE | L | Annual | Rate | lb/MMBtu | 0 | 0 | 0 | 0 | 0 | 0 | 0 | 0
CT Fac. Spec. - SO2 Rate Annual v3.1, Unit 1182 and retrofits | 366 | 1769 | Rate Constraint in lbs/MMBtu | FALSE | L | Annual | Generation | TWh | 0 | 0 | 0 | 0 | 0 | 0 | 0 | 0
CT Fac. Spec. - SO2 Rate Annual v3.1, Unit 1182 and retrofits | 366 | 1769 | Rate Constraint in lbs/MMBtu | FALSE | L | Annual | Qualifying Generation | TWh | 0 | 0 | 0 | 0 | 0 | 0 | 0 | 0
CT Fac. Spec. - SO2 Rate Annual v3.1, Unit 1182 and retrofits | 366 | 1769 | Rate Constraint in lbs/MMBtu | FALSE | L | Annual | Rate | lb/MWh | 0 | 0 | 0 | 0 | 0 | 0 | 0 | 0
CT Fac. Spec. - SO2 Rate Annual v3.1, Unit 1182 and retrofits | 366 | 1769 | Rate Constraint in lbs/MMBtu | FALSE | L | Annual | Constraint Shadow Price | US2016$/Ton | 0 | 0 | 0 | 0 | 0 | 0 | 0 | 0
CT Fac. Spec. - SO2 Rate Annual v3.1, Unit 1183 and retrofits | 367 | 1769 | Rate Constraint in lbs/MMBtu | FALSE | L | Annual | Seasons Included | Seasons | Winter, WintShld, Summer | Winter, WintShld, Summer | Winter, WintShld, Summer | Winter, WintShld, Summer | Winter, WintShld, Summer | Winter, WintShld, Summer | Winter, WintShld, Summer | Winter, WintShld, Summer
CT Fac. Spec. - SO2 Rate Annual v3.1, Unit 1183 and retrofits | 367 | 1769 | Rate Constraint in lbs/MMBtu | FALSE | L | Annual | Standard SO2 | lb/MMBtu | 0.33 | 0.33 | 0.33 | 0.33 | 0.33 | 0.33 | 0.33 | 0.33
CT Fac. Spec. - SO2 Rate Annual v3.1, Unit 1183 and retrofits | 367 | 1769 | Rate Constraint in lbs/MMBtu | FALSE | L | Annual | Emissions at Affected Plants SO2 | Thousand Tons | 0 | 0 | 0 | 0 | 0 | 0 | 0 | 0
CT Fac. Spec. - SO2 Rate Annual v3.1, Unit 1183 and retrofits | 367 | 1769 | Rate Constraint in lbs/MMBtu | FALSE | L | Annual | Allowances Purchased SO2 | Thousand Tons | 0 | 0 | 0 | 0 | 0 | 0 | 0 | 0
CT Fac. Spec. - SO2 Rate Annual v3.1, Unit 1183 and retrofits | 367 | 1769 | Rate Constraint in lbs/MMBtu | FALSE | L | Annual | Allowances Sold SO2 | Thousand Tons | 0 | 0 | 0 | 0 | 0 | 0 | 0 | 0
CT Fac. Spec. - SO2 Rate Annual v3.1, Unit 1183 and retrofits | 367 | 1769 | Rate Constraint in lbs/MMBtu | FALSE | L | Annual | Allowances Banked | Thousand Tons | 0 | 0 | 0 | 0 | 0 | 0 | 0 | 0
CT Fac. Spec. - SO2 Rate Annual v3.1, Unit 1183 and retrofits | 367 | 1769 | Rate Constraint in lbs/MMBtu | FALSE | L | Annual | Allowances Withdrawn (1:1) | Thousand Tons | 0 | 0 | 0 | 0 | 0 | 0 | 0 | 0
CT Fac. Spec. - SO2 Rate Annual v3.1, Unit 1183 and retrofits | 367 | 1769 | Rate Constraint in lbs/MMBtu | FALSE | L | Annual | Allowances Withdrawn (n:1) | Thousand Tons | 0 | 0 | 0 | 0 | 0 | 0 | 0 | 0
CT Fac. Spec. - SO2 Rate Annual v3.1, Unit 1183 and retrofits | 367 | 1769 | Rate Constraint in lbs/MMBtu | FALSE | L | Annual | Net Emissions Allowance Position | Thousand Tons | 0 | 0 | 0 | 0 | 0 | 0 | 0 | 0
CT Fac. Spec. - SO2 Rate Annual v3.1, Unit 1183 and retrofits | 367 | 1769 | Rate Constraint in lbs/MMBtu | FALSE | L | Annual | Fuel Consumed | TBtu | 0 | 0 | 0 | 0 | 0 | 0 | 0 | 0
CT Fac. Spec. - SO2 Rate Annual v3.1, Unit 1183 and retrofits | 367 | 1769 | Rate Constraint in lbs/MMBtu | FALSE | L | Annual | Rate | lb/MMBtu | 0 | 0 | 0 | 0 | 0 | 0 | 0 | 0
CT Fac. Spec. - SO2 Rate Annual v3.1, Unit 1183 and retrofits | 367 | 1769 | Rate Constraint in lbs/MMBtu | FALSE | L | Annual | Generation | TWh | 0 | 0 | 0 | 0 | 0 | 0 | 0 | 0
CT Fac. Spec. - SO2 Rate Annual v3.1, Unit 1183 and retrofits | 367 | 1769 | Rate Constraint in lbs/MMBtu | FALSE | L | Annual | Qualifying Generation | TWh | 0 | 0 | 0 | 0 | 0 | 0 | 0 | 0
CT Fac. Spec. - SO2 Rate Annual v3.1, Unit 1183 and retrofits | 367 | 1769 | Rate Constraint in lbs/MMBtu | FALSE | L | Annual | Rate | lb/MWh | 0 | 0 | 0 | 0 | 0 | 0 | 0 | 0
CT Fac. Spec. - SO2 Rate Annual v3.1, Unit 1183 and retrofits | 367 | 1769 | Rate Constraint in lbs/MMBtu | FALSE | L | Annual | Constraint Shadow Price | US2016$/Ton | 0 | 0 | 0 | 0 | 0 | 0 | 0 | 0
CT Fac. Spec. - SO2 Rate Annual v3.1, Unit 1184 and retrofits | 368 | 1769 | Rate Constraint in lbs/MMBtu | FALSE | L | Annual | Seasons Included | Seasons | Winter, WintShld, Summer | Winter, WintShld, Summer | Winter, WintShld, Summer | Winter, WintShld, Summer | Winter, WintShld, Summer | Winter, WintShld, Summer | Winter, WintShld, Summer | Winter, WintShld, Summer
CT Fac. Spec. - SO2 Rate Annual v3.1, Unit 1184 and retrofits | 368 | 1769 | Rate Constraint in lbs/MMBtu | FALSE | L | Annual | Standard SO2 | lb/MMBtu | 0.33 | 0.33 | 0.33 | 0.33 | 0.33 | 0.33 | 0.33 | 0.33
CT Fac. Spec. - SO2 Rate Annual v3.1, Unit 1184 and retrofits | 368 | 1769 | Rate Constraint in lbs/MMBtu | FALSE | L | Annual | Emissions at Affected Plants SO2 | Thousand Tons | 0 | 0 | 0 | 0 | 0 | 0 | 0 | 0
CT Fac. Spec. - SO2 Rate Annual v3.1, Unit 1184 and retrofits | 368 | 1769 | Rate Constraint in lbs/MMBtu | FALSE | L | Annual | Allowances Purchased SO2 | Thousand Tons | 0 | 0 | 0 | 0 | 0 | 0 | 0 | 0
CT Fac. Spec. - SO2 Rate Annual v3.1, Unit 1184 and retrofits | 368 | 1769 | Rate Constraint in lbs/MMBtu | FALSE | L | Annual | Allowances Sold SO2 | Thousand Tons | 0 | 0 | 0 | 0 | 0 | 0 | 0 | 0
CT Fac. Spec. - SO2 Rate Annual v3.1, Unit 1184 and retrofits | 368 | 1769 | Rate Constraint in lbs/MMBtu | FALSE | L | Annual | Allowances Banked | Thousand Tons | 0 | 0 | 0 | 0 | 0 | 0 | 0 | 0
CT Fac. Spec. - SO2 Rate Annual v3.1, Unit 1184 and retrofits | 368 | 1769 | Rate Constraint in lbs/MMBtu | FALSE | L | Annual | Allowances Withdrawn (1:1) | Thousand Tons | 0 | 0 | 0 | 0 | 0 | 0 | 0 | 0
CT Fac. Spec. - SO2 Rate Annual v3.1, Unit 1184 and retrofits | 368 | 1769 | Rate Constraint in lbs/MMBtu | FALSE | L | Annual | Allowances Withdrawn (n:1) | Thousand Tons | 0 | 0 | 0 | 0 | 0 | 0 | 0 | 0
CT Fac. Spec. - SO2 Rate Annual v3.1, Unit 1184 and retrofits | 368 | 1769 | Rate Constraint in lbs/MMBtu | FALSE | L | Annual | Net Emissions Allowance Position | Thousand Tons | 0 | 0 | 0 | 0 | 0 | 0 | 0 | 0
CT Fac. Spec. - SO2 Rate Annual v3.1, Unit 1184 and retrofits | 368 | 1769 | Rate Constraint in lbs/MMBtu | FALSE | L | Annual | Fuel Consumed | TBtu | 0 | 0 | 0 | 0 | 0 | 0 | 0 | 0
CT Fac. Spec. - SO2 Rate Annual v3.1, Unit 1184 and retrofits | 368 | 1769 | Rate Constraint in lbs/MMBtu | FALSE | L | Annual | Rate | lb/MMBtu | 0 | 0 | 0 | 0 | 0 | 0 | 0 | 0
CT Fac. Spec. - SO2 Rate Annual v3.1, Unit 1184 and retrofits | 368 | 1769 | Rate Constraint in lbs/MMBtu | FALSE | L | Annual | Generation | TWh | 0 | 0 | 0 | 0 | 0 | 0 | 0 | 0
CT Fac. Spec. - SO2 Rate Annual v3.1, Unit 1184 and retrofits | 368 | 1769 | Rate Constraint in lbs/MMBtu | FALSE | L | Annual | Qualifying Generation | TWh | 0 | 0 | 0 | 0 | 0 | 0 | 0 | 0
CT Fac. Spec. - SO2 Rate Annual v3.1, Unit 1184 and retrofits | 368 | 1769 | Rate Constraint in lbs/MMBtu | FALSE | L | Annual | Rate | lb/MWh | 0 | 0 | 0 | 0 | 0 | 0 | 0 | 0
CT Fac. Spec. - SO2 Rate Annual v3.1, Unit 1184 and retrofits | 368 | 1769 | Rate Constraint in lbs/MMBtu | FALSE | L | Annual | Constraint Shadow Price | US2016$/Ton | 0 | 0 | 0 | 0 | 0 | 0 | 0 | 0
CT Fac. Spec. - SO2 Rate Annual v3.1, Unit 1187 and retrofits | 369 | 1769 | Rate Constraint in lbs/MMBtu | FALSE | L | Annual | Seasons Included | Seasons | Winter, WintShld, Summer | Winter, WintShld, Summer | Winter, WintShld, Summer | Winter, WintShld, Summer | Winter, WintShld, Summer | Winter, WintShld, Summer | Winter, WintShld, Summer | Winter, WintShld, Summer
CT Fac. Spec. - SO2 Rate Annual v3.1, Unit 1187 and retrofits | 369 | 1769 | Rate Constraint in lbs/MMBtu | FALSE | L | Annual | Standard SO2 | lb/MMBtu | 0.33 | 0.33 | 0.33 | 0.33 | 0.33 | 0.33 | 0.33 | 0.33
CT Fac. Spec. - SO2 Rate Annual v3.1, Unit 1187 and retrofits | 369 | 1769 | Rate Constraint in lbs/MMBtu | FALSE | L | Annual | Emissions at Affected Plants SO2 | Thousand Tons | 0 | 0 | 0 | 0 | 0 | 0 | 0 | 0
CT Fac. Spec. - SO2 Rate Annual v3.1, Unit 1187 and retrofits | 369 | 1769 | Rate Constraint in lbs/MMBtu | FALSE | L | Annual | Allowances Purchased SO2 | Thousand Tons | 0 | 0 | 0 | 0 | 0 | 0 | 0 | 0
CT Fac. Spec. - SO2 Rate Annual v3.1, Unit 1187 and retrofits | 369 | 1769 | Rate Constraint in lbs/MMBtu | FALSE | L | Annual | Allowances Sold SO2 | Thousand Tons | 0 | 0 | 0 | 0 | 0 | 0 | 0 | 0
CT Fac. Spec. - SO2 Rate Annual v3.1, Unit 1187 and retrofits | 369 | 1769 | Rate Constraint in lbs/MMBtu | FALSE | L | Annual | Allowances Banked | Thousand Tons | 0 | 0 | 0 | 0 | 0 | 0 | 0 | 0
CT Fac. Spec. - SO2 Rate Annual v3.1, Unit 1187 and retrofits | 369 | 1769 | Rate Constraint in lbs/MMBtu | FALSE | L | Annual | Allowances Withdrawn (1:1) | Thousand Tons | 0 | 0 | 0 | 0 | 0 | 0 | 0 | 0
CT Fac. Spec. - SO2 Rate Annual v3.1, Unit 1187 and retrofits | 369 | 1769 | Rate Constraint in lbs/MMBtu | FALSE | L | Annual | Allowances Withdrawn (n:1) | Thousand Tons | 0 | 0 | 0 | 0 | 0 | 0 | 0 | 0
CT Fac. Spec. - SO2 Rate Annual v3.1, Unit 1187 and retrofits | 369 | 1769 | Rate Constraint in lbs/MMBtu | FALSE | L | Annual | Net Emissions Allowance Position | Thousand Tons | 0 | 0 | 0 | 0 | 0 | 0 | 0 | 0
CT Fac. Spec. - SO2 Rate Annual v3.1, Unit 1187 and retrofits | 369 | 1769 | Rate Constraint in lbs/MMBtu | FALSE | L | Annual | Fuel Consumed | TBtu | 0 | 0 | 0 | 0 | 0 | 0 | 0 | 0
CT Fac. Spec. - SO2 Rate Annual v3.1, Unit 1187 and retrofits | 369 | 1769 | Rate Constraint in lbs/MMBtu | FALSE | L | Annual | Rate | lb/MMBtu | 0 | 0 | 0 | 0 | 0 | 0 | 0 | 0
CT Fac. Spec. - SO2 Rate Annual v3.1, Unit 1187 and retrofits | 369 | 1769 | Rate Constraint in lbs/MMBtu | FALSE | L | Annual | Generation | TWh | 0 | 0 | 0 | 0 | 0 | 0 | 0 | 0
CT Fac. Spec. - SO2 Rate Annual v3.1, Unit 1187 and retrofits | 369 | 1769 | Rate Constraint in lbs/MMBtu | FALSE | L | Annual | Qualifying Generation | TWh | 0 | 0 | 0 | 0 | 0 | 0 | 0 | 0
CT Fac. Spec. - SO2 Rate Annual v3.1, Unit 1187 and retrofits | 369 | 1769 | Rate Constraint in lbs/MMBtu | FALSE | L | Annual | Rate | lb/MWh | 0 | 0 | 0 | 0 | 0 | 0 | 0 | 0
CT Fac. Spec. - SO2 Rate Annual v3.1, Unit 1187 and retrofits | 369 | 1769 | Rate Constraint in lbs/MMBtu | FALSE | L | Annual | Constraint Shadow Price | US2016$/Ton | 0 | 0 | 0 | 0 | 0 | 0 | 0 | 0
CT Fac. Spec. - SO2 Rate Annual v3.1, Unit 1188 and retrofits | 370 | 1769 | Rate Constraint in lbs/MMBtu | FALSE | L | Annual | Seasons Included | Seasons | Winter, WintShld, Summer | Winter, WintShld, Summer | Winter, WintShld, Summer | Winter, WintShld, Summer | Winter, WintShld, Summer | Winter, WintShld, Summer | Winter, WintShld, Summer | Winter, WintShld, Summer
CT Fac. Spec. - SO2 Rate Annual v3.1, Unit 1188 and retrofits | 370 | 1769 | Rate Constraint in lbs/MMBtu | FALSE | L | Annual | Standard SO2 | lb/MMBtu | 0.33 | 0.33 | 0.33 | 0.33 | 0.33 | 0.33 | 0.33 | 0.33
CT Fac. Spec. - SO2 Rate Annual v3.1, Unit 1188 and retrofits | 370 | 1769 | Rate Constraint in lbs/MMBtu | FALSE | L | Annual | Emissions at Affected Plants SO2 | Thousand Tons | 0 | 0 | 0 | 0 | 0 | 0 | 0 | 0
CT Fac. Spec. - SO2 Rate Annual v3.1, Unit 1188 and retrofits | 370 | 1769 | Rate Constraint in lbs/MMBtu | FALSE | L | Annual | Allowances Purchased SO2 | Thousand Tons | 0 | 0 | 0 | 0 | 0 | 0 | 0 | 0
CT Fac. Spec. - SO2 Rate Annual v3.1, Unit 1188 and retrofits | 370 | 1769 | Rate Constraint in lbs/MMBtu | FALSE | L | Annual | Allowances Sold SO2 | Thousand Tons | 0 | 0 | 0 | 0 | 0 | 0 | 0 | 0
CT Fac. Spec. - SO2 Rate Annual v3.1, Unit 1188 and retrofits | 370 | 1769 | Rate Constraint in lbs/MMBtu | FALSE | L | Annual | Allowances Banked | Thousand Tons | 0 | 0 | 0 | 0 | 0 | 0 | 0 | 0
CT Fac. Spec. - SO2 Rate Annual v3.1, Unit 1188 and retrofits | 370 | 1769 | Rate Constraint in lbs/MMBtu | FALSE | L | Annual | Allowances Withdrawn (1:1) | Thousand Tons | 0 | 0 | 0 | 0 | 0 | 0 | 0 | 0
CT Fac. Spec. - SO2 Rate Annual v3.1, Unit 1188 and retrofits | 370 | 1769 | Rate Constraint in lbs/MMBtu | FALSE | L | Annual | Allowances Withdrawn (n:1) | Thousand Tons | 0 | 0 | 0 | 0 | 0 | 0 | 0 | 0
CT Fac. Spec. - SO2 Rate Annual v3.1, Unit 1188 and retrofits | 370 | 1769 | Rate Constraint in lbs/MMBtu | FALSE | L | Annual | Net Emissions Allowance Position | Thousand Tons | 0 | 0 | 0 | 0 | 0 | 0 | 0 | 0
CT Fac. Spec. - SO2 Rate Annual v3.1, Unit 1188 and retrofits | 370 | 1769 | Rate Constraint in lbs/MMBtu | FALSE | L | Annual | Fuel Consumed | TBtu | 0 | 0 | 0 | 0 | 0 | 0 | 0 | 0
CT Fac. Spec. - SO2 Rate Annual v3.1, Unit 1188 and retrofits | 370 | 1769 | Rate Constraint in lbs/MMBtu | FALSE | L | Annual | Rate | lb/MMBtu | 0 | 0 | 0 | 0 | 0 | 0 | 0 | 0
CT Fac. Spec. - SO2 Rate Annual v3.1, Unit 1188 and retrofits | 370 | 1769 | Rate Constraint in lbs/MMBtu | FALSE | L | Annual | Generation | TWh | 0 | 0 | 0 | 0 | 0 | 0 | 0 | 0
CT Fac. Spec. - SO2 Rate Annual v3.1, Unit 1188 and retrofits | 370 | 1769 | Rate Constraint in lbs/MMBtu | FALSE | L | Annual | Qualifying Generation | TWh | 0 | 0 | 0 | 0 | 0 | 0 | 0 | 0
CT Fac. Spec. - SO2 Rate Annual v3.1, Unit 1188 and retrofits | 370 | 1769 | Rate Constraint in lbs/MMBtu | FALSE | L | Annual | Rate | lb/MWh | 0 | 0 | 0 | 0 | 0 | 0 | 0 | 0
CT Fac. Spec. - SO2 Rate Annual v3.1, Unit 1188 and retrofits | 370 | 1769 | Rate Constraint in lbs/MMBtu | FALSE | L | Annual | Constraint Shadow Price | US2016$/Ton | 0 | 0 | 0 | 0 | 0 | 0 | 0 | 0
CT Fac. Spec. - SO2 Rate Annual v3.1, Unit 1189 and retrofits | 371 | 1769 | Rate Constraint in lbs/MMBtu | FALSE | L | Annual | Seasons Included | Seasons | Winter, WintShld, Summer | Winter, WintShld, Summer | Winter, WintShld, Summer | Winter, WintShld, Summer | Winter, WintShld, Summer | Winter, WintShld, Summer | Winter, WintShld, Summer | Winter, WintShld, Summer
CT Fac. Spec. - SO2 Rate Annual v3.1, Unit 1189 and retrofits | 371 | 1769 | Rate Constraint in lbs/MMBtu | FALSE | L | Annual | Standard SO2 | lb/MMBtu | 0.33 | 0.33 | 0.33 | 0.33 | 0.33 | 0.33 | 0.33 | 0.33
CT Fac. Spec. - SO2 Rate Annual v3.1, Unit 1189 and retrofits | 371 | 1769 | Rate Constraint in lbs/MMBtu | FALSE | L | Annual | Emissions at Affected Plants SO2 | Thousand Tons | 0 | 0 | 0 | 0 | 0 | 0 | 0 | 0
CT Fac. Spec. - SO2 Rate Annual v3.1, Unit 1189 and retrofits | 371 | 1769 | Rate Constraint in lbs/MMBtu | FALSE | L | Annual | Allowances Purchased SO2 | Thousand Tons | 0 | 0 | 0 | 0 | 0 | 0 | 0 | 0
CT Fac. Spec. - SO2 Rate Annual v3.1, Unit 1189 and retrofits | 371 | 1769 | Rate Constraint in lbs/MMBtu | FALSE | L | Annual | Allowances Sold SO2 | Thousand Tons | 0 | 0 | 0 | 0 | 0 | 0 | 0 | 0
CT Fac. Spec. - SO2 Rate Annual v3.1, Unit 1189 and retrofits | 371 | 1769 | Rate Constraint in lbs/MMBtu | FALSE | L | Annual | Allowances Banked | Thousand Tons | 0 | 0 | 0 | 0 | 0 | 0 | 0 | 0
CT Fac. Spec. - SO2 Rate Annual v3.1, Unit 1189 and retrofits | 371 | 1769 | Rate Constraint in lbs/MMBtu | FALSE | L | Annual | Allowances Withdrawn (1:1) | Thousand Tons | 0 | 0 | 0 | 0 | 0 | 0 | 0 | 0
CT Fac. Spec. - SO2 Rate Annual v3.1, Unit 1189 and retrofits | 371 | 1769 | Rate Constraint in lbs/MMBtu | FALSE | L | Annual | Allowances Withdrawn (n:1) | Thousand Tons | 0 | 0 | 0 | 0 | 0 | 0 | 0 | 0
CT Fac. Spec. - SO2 Rate Annual v3.1, Unit 1189 and retrofits | 371 | 1769 | Rate Constraint in lbs/MMBtu | FALSE | L | Annual | Net Emissions Allowance Position | Thousand Tons | 0 | 0 | 0 | 0 | 0 | 0 | 0 | 0
CT Fac. Spec. - SO2 Rate Annual v3.1, Unit 1189 and retrofits | 371 | 1769 | Rate Constraint in lbs/MMBtu | FALSE | L | Annual | Fuel Consumed | TBtu | 0 | 0 | 0 | 0 | 0 | 0 | 0 | 0
CT Fac. Spec. - SO2 Rate Annual v3.1, Unit 1189 and retrofits | 371 | 1769 | Rate Constraint in lbs/MMBtu | FALSE | L | Annual | Rate | lb/MMBtu | 0 | 0 | 0 | 0 | 0 | 0 | 0 | 0
CT Fac. Spec. - SO2 Rate Annual v3.1, Unit 1189 and retrofits | 371 | 1769 | Rate Constraint in lbs/MMBtu | FALSE | L | Annual | Generation | TWh | 0 | 0 | 0 | 0 | 0 | 0 | 0 | 0
CT Fac. Spec. - SO2 Rate Annual v3.1, Unit 1189 and retrofits | 371 | 1769 | Rate Constraint in lbs/MMBtu | FALSE | L | Annual | Qualifying Generation | TWh | 0 | 0 | 0 | 0 | 0 | 0 | 0 | 0
CT Fac. Spec. - SO2 Rate Annual v3.1, Unit 1189 and retrofits | 371 | 1769 | Rate Constraint in lbs/MMBtu | FALSE | L | Annual | Rate | lb/MWh | 0 | 0 | 0 | 0 | 0 | 0 | 0 | 0
CT Fac. Spec. - SO2 Rate Annual v3.1, Unit 1189 and retrofits | 371 | 1769 | Rate Constraint in lbs/MMBtu | FALSE | L | Annual | Constraint Shadow Price | US2016$/Ton | 0 | 0 | 0 | 0 | 0 | 0 | 0 | 0
CT Fac. Spec. - SO2 Rate Annual v3.1, Unit 1190 and retrofits | 372 | 1769 | Rate Constraint in lbs/MMBtu | FALSE | L | Annual | Seasons Included | Seasons | Winter, WintShld, Summer | Winter, WintShld, Summer | Winter, WintShld, Summer | Winter, WintShld, Summer | Winter, WintShld, Summer | Winter, WintShld, Summer | Winter, WintShld, Summer | Winter, WintShld, Summer
CT Fac. Spec. - SO2 Rate Annual v3.1, Unit 1190 and retrofits | 372 | 1769 | Rate Constraint in lbs/MMBtu | FALSE | L | Annual | Standard SO2 | lb/MMBtu | 0.33 | 0.33 | 0.33 | 0.33 | 0.33 | 0.33 | 0.33 | 0.33
CT Fac. Spec. - SO2 Rate Annual v3.1, Unit 1190 and retrofits | 372 | 1769 | Rate Constraint in lbs/MMBtu | FALSE | L | Annual | Emissions at Affected Plants SO2 | Thousand Tons | 0 | 0 | 0 | 0 | 0 | 0 | 0 | 0
CT Fac. Spec. - SO2 Rate Annual v3.1, Unit 1190 and retrofits | 372 | 1769 | Rate Constraint in lbs/MMBtu | FALSE | L | Annual | Allowances Purchased SO2 | Thousand Tons | 0 | 0 | 0 | 0 | 0 | 0 | 0 | 0
CT Fac. Spec. - SO2 Rate Annual v3.1, Unit 1190 and retrofits | 372 | 1769 | Rate Constraint in lbs/MMBtu | FALSE | L | Annual | Allowances Sold SO2 | Thousand Tons | 0 | 0 | 0 | 0 | 0 | 0 | 0 | 0
CT Fac. Spec. - SO2 Rate Annual v3.1, Unit 1190 and retrofits | 372 | 1769 | Rate Constraint in lbs/MMBtu | FALSE | L | Annual | Allowances Banked | Thousand Tons | 0 | 0 | 0 | 0 | 0 | 0 | 0 | 0
CT Fac. Spec. - SO2 Rate Annual v3.1, Unit 1190 and retrofits | 372 | 1769 | Rate Constraint in lbs/MMBtu | FALSE | L | Annual | Allowances Withdrawn (1:1) | Thousand Tons | 0 | 0 | 0 | 0 | 0 | 0 | 0 | 0
CT Fac. Spec. - SO2 Rate Annual v3.1, Unit 1190 and retrofits | 372 | 1769 | Rate Constraint in lbs/MMBtu | FALSE | L | Annual | Allowances Withdrawn (n:1) | Thousand Tons | 0 | 0 | 0 | 0 | 0 | 0 | 0 | 0
CT Fac. Spec. - SO2 Rate Annual v3.1, Unit 1190 and retrofits | 372 | 1769 | Rate Constraint in lbs/MMBtu | FALSE | L | Annual | Net Emissions Allowance Position | Thousand Tons | 0 | 0 | 0 | 0 | 0 | 0 | 0 | 0
CT Fac. Spec. - SO2 Rate Annual v3.1, Unit 1190 and retrofits | 372 | 1769 | Rate Constraint in lbs/MMBtu | FALSE | L | Annual | Fuel Consumed | TBtu | 0 | 0 | 0 | 0 | 0 | 0 | 0 | 0
CT Fac. Spec. - SO2 Rate Annual v3.1, Unit 1190 and retrofits | 372 | 1769 | Rate Constraint in lbs/MMBtu | FALSE | L | Annual | Rate | lb/MMBtu | 0 | 0 | 0 | 0 | 0 | 0 | 0 | 0
CT Fac. Spec. - SO2 Rate Annual v3.1, Unit 1190 and retrofits | 372 | 1769 | Rate Constraint in lbs/MMBtu | FALSE | L | Annual | Generation | TWh | 0 | 0 | 0 | 0 | 0 | 0 | 0 | 0
CT Fac. Spec. - SO2 Rate Annual v3.1, Unit 1190 and retrofits | 372 | 1769 | Rate Constraint in lbs/MMBtu | FALSE | L | Annual | Qualifying Generation | TWh | 0 | 0 | 0 | 0 | 0 | 0 | 0 | 0
CT Fac. Spec. - SO2 Rate Annual v3.1, Unit 1190 and retrofits | 372 | 1769 | Rate Constraint in lbs/MMBtu | FALSE | L | Annual | Rate | lb/MWh | 0 | 0 | 0 | 0 | 0 | 0 | 0 | 0
CT Fac. Spec. - SO2 Rate Annual v3.1, Unit 1190 and retrofits | 372 | 1769 | Rate Constraint in lbs/MMBtu | FALSE | L | Annual | Constraint Shadow Price | US2016$/Ton | 0 | 0 | 0 | 0 | 0 | 0 | 0 | 0
CT Fac. Spec. - SO2 Rate Annual v3.1, Unit 1212 and retrofits | 373 | 1769 | Rate Constraint in lbs/MMBtu | FALSE | L | Annual | Seasons Included | Seasons | Winter, WintShld, Summer | Winter, WintShld, Summer | Winter, WintShld, Summer | Winter, WintShld, Summer | Winter, WintShld, Summer | Winter, WintShld, Summer | Winter, WintShld, Summer | Winter, WintShld, Summer
CT Fac. Spec. - SO2 Rate Annual v3.1, Unit 1212 and retrofits | 373 | 1769 | Rate Constraint in lbs/MMBtu | FALSE | L | Annual | Standard SO2 | lb/MMBtu | 0.33 | 0.33 | 0.33 | 0.33 | 0.33 | 0.33 | 0.33 | 0.33
CT Fac. Spec. - SO2 Rate Annual v3.1, Unit 1212 and retrofits | 373 | 1769 | Rate Constraint in lbs/MMBtu | FALSE | L | Annual | Emissions at Affected Plants SO2 | Thousand Tons | 0 | 0 | 0 | 0 | 0 | 0 | 0 | 0
CT Fac. Spec. - SO2 Rate Annual v3.1, Unit 1212 and retrofits | 373 | 1769 | Rate Constraint in lbs/MMBtu | FALSE | L | Annual | Allowances Purchased SO2 | Thousand Tons | 0 | 0 | 0 | 0 | 0 | 0 | 0 | 0
CT Fac. Spec. - SO2 Rate Annual v3.1, Unit 1212 and retrofits | 373 | 1769 | Rate Constraint in lbs/MMBtu | FALSE | L | Annual | Allowances Sold SO2 | Thousand Tons | 0 | 0 | 0 | 0 | 0 | 0 | 0 | 0
CT Fac. Spec. - SO2 Rate Annual v3.1, Unit 1212 and retrofits | 373 | 1769 | Rate Constraint in lbs/MMBtu | FALSE | L | Annual | Allowances Banked | Thousand Tons | 0 | 0 | 0 | 0 | 0 | 0 | 0 | 0
CT Fac. Spec. - SO2 Rate Annual v3.1, Unit 1212 and retrofits | 373 | 1769 | Rate Constraint in lbs/MMBtu | FALSE | L | Annual | Allowances Withdrawn (1:1) | Thousand Tons | 0 | 0 | 0 | 0 | 0 | 0 | 0 | 0
CT Fac. Spec. - SO2 Rate Annual v3.1, Unit 1212 and retrofits | 373 | 1769 | Rate Constraint in lbs/MMBtu | FALSE | L | Annual | Allowances Withdrawn (n:1) | Thousand Tons | 0 | 0 | 0 | 0 | 0 | 0 | 0 | 0
CT Fac. Spec. - SO2 Rate Annual v3.1, Unit 1212 and retrofits | 373 | 1769 | Rate Constraint in lbs/MMBtu | FALSE | L | Annual | Net Emissions Allowance Position | Thousand Tons | 0 | 0 | 0 | 0 | 0 | 0 | 0 | 0
CT Fac. Spec. - SO2 Rate Annual v3.1, Unit 1212 and retrofits | 373 | 1769 | Rate Constraint in lbs/MMBtu | FALSE | L | Annual | Fuel Consumed | TBtu | 0 | 0 | 0 | 0 | 0 | 0 | 0 | 0
CT Fac. Spec. - SO2 Rate Annual v3.1, Unit 1212 and retrofits | 373 | 1769 | Rate Constraint in lbs/MMBtu | FALSE | L | Annual | Rate | lb/MMBtu | 0 | 0 | 0 | 0 | 0 | 0 | 0 | 0
CT Fac. Spec. - SO2 Rate Annual v3.1, Unit 1212 and retrofits | 373 | 1769 | Rate Constraint in lbs/MMBtu | FALSE | L | Annual | Generation | TWh | 0 | 0 | 0 | 0 | 0 | 0 | 0 | 0
CT Fac. Spec. - SO2 Rate Annual v3.1, Unit 1212 and retrofits | 373 | 1769 | Rate Constraint in lbs/MMBtu | FALSE | L | Annual | Qualifying Generation | TWh | 0 | 0 | 0 | 0 | 0 | 0 | 0 | 0
CT Fac. Spec. - SO2 Rate Annual v3.1, Unit 1212 and retrofits | 373 | 1769 | Rate Constraint in lbs/MMBtu | FALSE | L | Annual | Rate | lb/MWh | 0 | 0 | 0 | 0 | 0 | 0 | 0 | 0
CT Fac. Spec. - SO2 Rate Annual v3.1, Unit 1212 and retrofits | 373 | 1769 | Rate Constraint in lbs/MMBtu | FALSE | L | Annual | Constraint Shadow Price | US2016$/Ton | 0 | 0 | 0 | 0 | 0 | 0 | 0 | 0
CT Fac. Spec. - SO2 Rate Annual v3.1, Unit 1213 and retrofits | 374 | 1769 | Rate Constraint in lbs/MMBtu | FALSE | L | Annual | Seasons Included | Seasons | Winter, WintShld, Summer | Winter, WintShld, Summer | Winter, WintShld, Summer | Winter, WintShld, Summer | Winter, WintShld, Summer | Winter, WintShld, Summer | Winter, WintShld, Summer | Winter, WintShld, Summer
CT Fac. Spec. - SO2 Rate Annual v3.1, Unit 1213 and retrofits | 374 | 1769 | Rate Constraint in lbs/MMBtu | FALSE | L | Annual | Standard SO2 | lb/MMBtu | 0.33 | 0.33 | 0.33 | 0.33 | 0.33 | 0.33 | 0.33 | 0.33
CT Fac. Spec. - SO2 Rate Annual v3.1, Unit 1213 and retrofits | 374 | 1769 | Rate Constraint in lbs/MMBtu | FALSE | L | Annual | Emissions at Affected Plants SO2 | Thousand Tons | 0 | 0 | 0 | 0 | 0 | 0 | 0 | 0
CT Fac. Spec. - SO2 Rate Annual v3.1, Unit 1213 and retrofits | 374 | 1769 | Rate Constraint in lbs/MMBtu | FALSE | L | Annual | Allowances Purchased SO2 | Thousand Tons | 0 | 0 | 0 | 0 | 0 | 0 | 0 | 0
CT Fac. Spec. - SO2 Rate Annual v3.1, Unit 1213 and retrofits | 374 | 1769 | Rate Constraint in lbs/MMBtu | FALSE | L | Annual | Allowances Sold SO2 | Thousand Tons | 0 | 0 | 0 | 0 | 0 | 0 | 0 | 0
CT Fac. Spec. - SO2 Rate Annual v3.1, Unit 1213 and retrofits | 374 | 1769 | Rate Constraint in lbs/MMBtu | FALSE | L | Annual | Allowances Banked | Thousand Tons | 0 | 0 | 0 | 0 | 0 | 0 | 0 | 0
CT Fac. Spec. - SO2 Rate Annual v3.1, Unit 1213 and retrofits | 374 | 1769 | Rate Constraint in lbs/MMBtu | FALSE | L | Annual | Allowances Withdrawn (1:1) | Thousand Tons | 0 | 0 | 0 | 0 | 0 | 0 | 0 | 0
CT Fac. Spec. - SO2 Rate Annual v3.1, Unit 1213 and retrofits | 374 | 1769 | Rate Constraint in lbs/MMBtu | FALSE | L | Annual | Allowances Withdrawn (n:1) | Thousand Tons | 0 | 0 | 0 | 0 | 0 | 0 | 0 | 0
CT Fac. Spec. - SO2 Rate Annual v3.1, Unit 1213 and retrofits | 374 | 1769 | Rate Constraint in lbs/MMBtu | FALSE | L | Annual | Net Emissions Allowance Position | Thousand Tons | 0 | 0 | 0 | 0 | 0 | 0 | 0 | 0
CT Fac. Spec. - SO2 Rate Annual v3.1, Unit 1213 and retrofits | 374 | 1769 | Rate Constraint in lbs/MMBtu | FALSE | L | Annual | Fuel Consumed | TBtu | 0 | 0 | 0 | 0 | 0 | 0 | 0 | 0
CT Fac. Spec. - SO2 Rate Annual v3.1, Unit 1213 and retrofits | 374 | 1769 | Rate Constraint in lbs/MMBtu | FALSE | L | Annual | Rate | lb/MMBtu | 0 | 0 | 0 | 0 | 0 | 0 | 0 | 0
CT Fac. Spec. - SO2 Rate Annual v3.1, Unit 1213 and retrofits | 374 | 1769 | Rate Constraint in lbs/MMBtu | FALSE | L | Annual | Generation | TWh | 0 | 0 | 0 | 0 | 0 | 0 | 0 | 0
CT Fac. Spec. - SO2 Rate Annual v3.1, Unit 1213 and retrofits | 374 | 1769 | Rate Constraint in lbs/MMBtu | FALSE | L | Annual | Qualifying Generation | TWh | 0 | 0 | 0 | 0 | 0 | 0 | 0 | 0
CT Fac. Spec. - SO2 Rate Annual v3.1, Unit 1213 and retrofits | 374 | 1769 | Rate Constraint in lbs/MMBtu | FALSE | L | Annual | Rate | lb/MWh | 0 | 0 | 0 | 0 | 0 | 0 | 0 | 0
CT Fac. Spec. - SO2 Rate Annual v3.1, Unit 1213 and retrofits | 374 | 1769 | Rate Constraint in lbs/MMBtu | FALSE | L | Annual | Constraint Shadow Price | US2016$/Ton | 0 | 0 | 0 | 0 | 0 | 0 | 0 | 0
CT Fac. Spec. - SO2 Rate Annual v3.1, Unit 1214 and retrofits | 375 | 1769 | Rate Constraint in lbs/MMBtu | FALSE | L | Annual | Seasons Included | Seasons | Winter, WintShld, Summer | Winter, WintShld, Summer | Winter, WintShld, Summer | Winter, WintShld, Summer | Winter, WintShld, Summer | Winter, WintShld, Summer | Winter, WintShld, Summer | Winter, WintShld, Summer
CT Fac. Spec. - SO2 Rate Annual v3.1, Unit 1214 and retrofits | 375 | 1769 | Rate Constraint in lbs/MMBtu | FALSE | L | Annual | Standard SO2 | lb/MMBtu | 0.33 | 0.33 | 0.33 | 0.33 | 0.33 | 0.33 | 0.33 | 0.33
CT Fac. Spec. - SO2 Rate Annual v3.1, Unit 1214 and retrofits | 375 | 1769 | Rate Constraint in lbs/MMBtu | FALSE | L | Annual | Emissions at Affected Plants SO2 | Thousand Tons | 0 | 0 | 0 | 0 | 0 | 0 | 0 | 0
CT Fac. Spec. - SO2 Rate Annual v3.1, Unit 1214 and retrofits | 375 | 1769 | Rate Constraint in lbs/MMBtu | FALSE | L | Annual | Allowances Purchased SO2 | Thousand Tons | 0 | 0 | 0 | 0 | 0 | 0 | 0 | 0
CT Fac. Spec. - SO2 Rate Annual v3.1, Unit 1214 and retrofits | 375 | 1769 | Rate Constraint in lbs/MMBtu | FALSE | L | Annual | Allowances Sold SO2 | Thousand Tons | 0 | 0 | 0 | 0 | 0 | 0 | 0 | 0
CT Fac. Spec. - SO2 Rate Annual v3.1, Unit 1214 and retrofits | 375 | 1769 | Rate Constraint in lbs/MMBtu | FALSE | L | Annual | Allowances Banked | Thousand Tons | 0 | 0 | 0 | 0 | 0 | 0 | 0 | 0
CT Fac. Spec. - SO2 Rate Annual v3.1, Unit 1214 and retrofits | 375 | 1769 | Rate Constraint in lbs/MMBtu | FALSE | L | Annual | Allowances Withdrawn (1:1) | Thousand Tons | 0 | 0 | 0 | 0 | 0 | 0 | 0 | 0
CT Fac. Spec. - SO2 Rate Annual v3.1, Unit 1214 and retrofits | 375 | 1769 | Rate Constraint in lbs/MMBtu | FALSE | L | Annual | Allowances Withdrawn (n:1) | Thousand Tons | 0 | 0 | 0 | 0 | 0 | 0 | 0 | 0
CT Fac. Spec. - SO2 Rate Annual v3.1, Unit 1214 and retrofits | 375 | 1769 | Rate Constraint in lbs/MMBtu | FALSE | L | Annual | Net Emissions Allowance Position | Thousand Tons | 0 | 0 | 0 | 0 | 0 | 0 | 0 | 0
CT Fac. Spec. - SO2 Rate Annual v3.1, Unit 1214 and retrofits | 375 | 1769 | Rate Constraint in lbs/MMBtu | FALSE | L | Annual | Fuel Consumed | TBtu | 0 | 0 | 0 | 0 | 0 | 0 | 0 | 0
CT Fac. Spec. - SO2 Rate Annual v3.1, Unit 1214 and retrofits | 375 | 1769 | Rate Constraint in lbs/MMBtu | FALSE | L | Annual | Rate | lb/MMBtu | 0 | 0 | 0 | 0 | 0 | 0 | 0 | 0
CT Fac. Spec. - SO2 Rate Annual v3.1, Unit 1214 and retrofits | 375 | 1769 | Rate Constraint in lbs/MMBtu | FALSE | L | Annual | Generation | TWh | 0 | 0 | 0 | 0 | 0 | 0 | 0 | 0
CT Fac. Spec. - SO2 Rate Annual v3.1, Unit 1214 and retrofits | 375 | 1769 | Rate Constraint in lbs/MMBtu | FALSE | L | Annual | Qualifying Generation | TWh | 0 | 0 | 0 | 0 | 0 | 0 | 0 | 0
CT Fac. Spec. - SO2 Rate Annual v3.1, Unit 1214 and retrofits | 375 | 1769 | Rate Constraint in lbs/MMBtu | FALSE | L | Annual | Rate | lb/MWh | 0 | 0 | 0 | 0 | 0 | 0 | 0 | 0
CT Fac. Spec. - SO2 Rate Annual v3.1, Unit 1214 and retrofits | 375 | 1769 | Rate Constraint in lbs/MMBtu | FALSE | L | Annual | Constraint Shadow Price | US2016$/Ton | 0 | 0 | 0 | 0 | 0 | 0 | 0 | 0
CT Fac. Spec. - SO2 Rate Annual v3.1, Unit 1215 and retrofits | 376 | 1769 | Rate Constraint in lbs/MMBtu | FALSE | L | Annual | Seasons Included | Seasons | Winter, WintShld, Summer | Winter, WintShld, Summer | Winter, WintShld, Summer | Winter, WintShld, Summer | Winter, WintShld, Summer | Winter, WintShld, Summer | Winter, WintShld, Summer | Winter, WintShld, Summer
CT Fac. Spec. - SO2 Rate Annual v3.1, Unit 1215 and retrofits | 376 | 1769 | Rate Constraint in lbs/MMBtu | FALSE | L | Annual | Standard SO2 | lb/MMBtu | 0.33 | 0.33 | 0.33 | 0.33 | 0.33 | 0.33 | 0.33 | 0.33
CT Fac. Spec. - SO2 Rate Annual v3.1, Unit 1215 and retrofits | 376 | 1769 | Rate Constraint in lbs/MMBtu | FALSE | L | Annual | Emissions at Affected Plants SO2 | Thousand Tons | 0 | 0 | 0 | 0 | 0 | 0 | 0 | 0
CT Fac. Spec. - SO2 Rate Annual v3.1, Unit 1215 and retrofits | 376 | 1769 | Rate Constraint in lbs/MMBtu | FALSE | L | Annual | Allowances Purchased SO2 | Thousand Tons | 0 | 0 | 0 | 0 | 0 | 0 | 0 | 0
CT Fac. Spec. - SO2 Rate Annual v3.1, Unit 1215 and retrofits | 376 | 1769 | Rate Constraint in lbs/MMBtu | FALSE | L | Annual | Allowances Sold SO2 | Thousand Tons | 0 | 0 | 0 | 0 | 0 | 0 | 0 | 0
CT Fac. Spec. - SO2 Rate Annual v3.1, Unit 1215 and retrofits | 376 | 1769 | Rate Constraint in lbs/MMBtu | FALSE | L | Annual | Allowances Banked | Thousand Tons | 0 | 0 | 0 | 0 | 0 | 0 | 0 | 0
CT Fac. Spec. - SO2 Rate Annual v3.1, Unit 1215 and retrofits | 376 | 1769 | Rate Constraint in lbs/MMBtu | FALSE | L | Annual | Allowances Withdrawn (1:1) | Thousand Tons | 0 | 0 | 0 | 0 | 0 | 0 | 0 | 0
CT Fac. Spec. - SO2 Rate Annual v3.1, Unit 1215 and retrofits | 376 | 1769 | Rate Constraint in lbs/MMBtu | FALSE | L | Annual | Allowances Withdrawn (n:1) | Thousand Tons | 0 | 0 | 0 | 0 | 0 | 0 | 0 | 0
CT Fac. Spec. - SO2 Rate Annual v3.1, Unit 1215 and retrofits | 376 | 1769 | Rate Constraint in lbs/MMBtu | FALSE | L | Annual | Net Emissions Allowance Position | Thousand Tons | 0 | 0 | 0 | 0 | 0 | 0 | 0 | 0
CT Fac. Spec. - SO2 Rate Annual v3.1, Unit 1215 and retrofits | 376 | 1769 | Rate Constraint in lbs/MMBtu | FALSE | L | Annual | Fuel Consumed | TBtu | 0 | 0 | 0 | 0 | 0 | 0 | 0 | 0
CT Fac. Spec. - SO2 Rate Annual v3.1, Unit 1215 and retrofits | 376 | 1769 | Rate Constraint in lbs/MMBtu | FALSE | L | Annual | Rate | lb/MMBtu | 0 | 0 | 0 | 0 | 0 | 0 | 0 | 0
CT Fac. Spec. - SO2 Rate Annual v3.1, Unit 1215 and retrofits | 376 | 1769 | Rate Constraint in lbs/MMBtu | FALSE | L | Annual | Generation | TWh | 0 | 0 | 0 | 0 | 0 | 0 | 0 | 0
CT Fac. Spec. - SO2 Rate Annual v3.1, Unit 1215 and retrofits | 376 | 1769 | Rate Constraint in lbs/MMBtu | FALSE | L | Annual | Qualifying Generation | TWh | 0 | 0 | 0 | 0 | 0 | 0 | 0 | 0
CT Fac. Spec. - SO2 Rate Annual v3.1, Unit 1215 and retrofits | 376 | 1769 | Rate Constraint in lbs/MMBtu | FALSE | L | Annual | Rate | lb/MWh | 0 | 0 | 0 | 0 | 0 | 0 | 0 | 0
CT Fac. Spec. - SO2 Rate Annual v3.1, Unit 1215 and retrofits | 376 | 1769 | Rate Constraint in lbs/MMBtu | FALSE | L | Annual | Constraint Shadow Price | US2016$/Ton | 0 | 0 | 0 | 0 | 0 | 0 | 0 | 0
CT Fac. Spec. - SO2 Rate Annual v3.1, Unit 1216 and retrofits | 377 | 1769 | Rate Constraint in lbs/MMBtu | FALSE | L | Annual | Seasons Included | Seasons | Winter, WintShld, Summer | Winter, WintShld, Summer | Winter, WintShld, Summer | Winter, WintShld, Summer | Winter, WintShld, Summer | Winter, WintShld, Summer | Winter, WintShld, Summer | Winter, WintShld, Summer
CT Fac. Spec. - SO2 Rate Annual v3.1, Unit 1216 and retrofits | 377 | 1769 | Rate Constraint in lbs/MMBtu | FALSE | L | Annual | Standard SO2 | lb/MMBtu | 0.33 | 0.33 | 0.33 | 0.33 | 0.33 | 0.33 | 0.33 | 0.33
CT Fac. Spec. - SO2 Rate Annual v3.1, Unit 1216 and retrofits | 377 | 1769 | Rate Constraint in lbs/MMBtu | FALSE | L | Annual | Emissions at Affected Plants SO2 | Thousand Tons | 0 | 0 | 0 | 0 | 0 | 0 | 0 | 0
CT Fac. Spec. - SO2 Rate Annual v3.1, Unit 1216 and retrofits | 377 | 1769 | Rate Constraint in lbs/MMBtu | FALSE | L | Annual | Allowances Purchased SO2 | Thousand Tons | 0 | 0 | 0 | 0 | 0 | 0 | 0 | 0
CT Fac. Spec. - SO2 Rate Annual v3.1, Unit 1216 and retrofits | 377 | 1769 | Rate Constraint in lbs/MMBtu | FALSE | L | Annual | Allowances Sold SO2 | Thousand Tons | 0 | 0 | 0 | 0 | 0 | 0 | 0 | 0
CT Fac. Spec. - SO2 Rate Annual v3.1, Unit 1216 and retrofits | 377 | 1769 | Rate Constraint in lbs/MMBtu | FALSE | L | Annual | Allowances Banked | Thousand Tons | 0 | 0 | 0 | 0 | 0 | 0 | 0 | 0
CT Fac. Spec. - SO2 Rate Annual v3.1, Unit 1216 and retrofits | 377 | 1769 | Rate Constraint in lbs/MMBtu | FALSE | L | Annual | Allowances Withdrawn (1:1) | Thousand Tons | 0 | 0 | 0 | 0 | 0 | 0 | 0 | 0
CT Fac. Spec. - SO2 Rate Annual v3.1, Unit 1216 and retrofits | 377 | 1769 | Rate Constraint in lbs/MMBtu | FALSE | L | Annual | Allowances Withdrawn (n:1) | Thousand Tons | 0 | 0 | 0 | 0 | 0 | 0 | 0 | 0
CT Fac. Spec. - SO2 Rate Annual v3.1, Unit 1216 and retrofits | 377 | 1769 | Rate Constraint in lbs/MMBtu | FALSE | L | Annual | Net Emissions Allowance Position | Thousand Tons | 0 | 0 | 0 | 0 | 0 | 0 | 0 | 0
CT Fac. Spec. - SO2 Rate Annual v3.1, Unit 1216 and retrofits | 377 | 1769 | Rate Constraint in lbs/MMBtu | FALSE | L | Annual | Fuel Consumed | TBtu | 0 | 0 | 0 | 0 | 0 | 0 | 0 | 0
CT Fac. Spec. - SO2 Rate Annual v3.1, Unit 1216 and retrofits | 377 | 1769 | Rate Constraint in lbs/MMBtu | FALSE | L | Annual | Rate | lb/MMBtu | 0 | 0 | 0 | 0 | 0 | 0 | 0 | 0
CT Fac. Spec. - SO2 Rate Annual v3.1, Unit 1216 and retrofits | 377 | 1769 | Rate Constraint in lbs/MMBtu | FALSE | L | Annual | Generation | TWh | 0 | 0 | 0 | 0 | 0 | 0 | 0 | 0
CT Fac. Spec. - SO2 Rate Annual v3.1, Unit 1216 and retrofits | 377 | 1769 | Rate Constraint in lbs/MMBtu | FALSE | L | Annual | Qualifying Generation | TWh | 0 | 0 | 0 | 0 | 0 | 0 | 0 | 0
CT Fac. Spec. - SO2 Rate Annual v3.1, Unit 1216 and retrofits | 377 | 1769 | Rate Constraint in lbs/MMBtu | FALSE | L | Annual | Rate | lb/MWh | 0 | 0 | 0 | 0 | 0 | 0 | 0 | 0
CT Fac. Spec. - SO2 Rate Annual v3.1, Unit 1216 and retrofits | 377 | 1769 | Rate Constraint in lbs/MMBtu | FALSE | L | Annual | Constraint Shadow Price | US2016$/Ton | 0 | 0 | 0 | 0 | 0 | 0 | 0 | 0
CT Fac. Spec. - SO2 Rate Annual v3.1, Unit 1221 and retrofits | 378 | 1769 | Rate Constraint in lbs/MMBtu | FALSE | L | Annual | Seasons Included | Seasons | Winter, WintShld, Summer | Winter, WintShld, Summer | Winter, WintShld, Summer | Winter, WintShld, Summer | Winter, WintShld, Summer | Winter, WintShld, Summer | Winter, WintShld, Summer | Winter, WintShld, Summer
CT Fac. Spec. - SO2 Rate Annual v3.1, Unit 1221 and retrofits | 378 | 1769 | Rate Constraint in lbs/MMBtu | FALSE | L | Annual | Standard SO2 | lb/MMBtu | 0.33 | 0.33 | 0.33 | 0.33 | 0.33 | 0.33 | 0.33 | 0.33
CT Fac. Spec. - SO2 Rate Annual v3.1, Unit 1221 and retrofits | 378 | 1769 | Rate Constraint in lbs/MMBtu | FALSE | L | Annual | Emissions at Affected Plants SO2 | Thousand Tons | 0 | 0 | 0 | 0 | 0 | 0 | 0 | 0
CT Fac. Spec. - SO2 Rate Annual v3.1, Unit 1221 and retrofits | 378 | 1769 | Rate Constraint in lbs/MMBtu | FALSE | L | Annual | Allowances Purchased SO2 | Thousand Tons | 0 | 0 | 0 | 0 | 0 | 0 | 0 | 0
CT Fac. Spec. - SO2 Rate Annual v3.1, Unit 1221 and retrofits | 378 | 1769 | Rate Constraint in lbs/MMBtu | FALSE | L | Annual | Allowances Sold SO2 | Thousand Tons | 0 | 0 | 0 | 0 | 0 | 0 | 0 | 0
CT Fac. Spec. - SO2 Rate Annual v3.1, Unit 1221 and retrofits | 378 | 1769 | Rate Constraint in lbs/MMBtu | FALSE | L | Annual | Allowances Banked | Thousand Tons | 0 | 0 | 0 | 0 | 0 | 0 | 0 | 0
CT Fac. Spec. - SO2 Rate Annual v3.1, Unit 1221 and retrofits | 378 | 1769 | Rate Constraint in lbs/MMBtu | FALSE | L | Annual | Allowances Withdrawn (1:1) | Thousand Tons | 0 | 0 | 0 | 0 | 0 | 0 | 0 | 0
CT Fac. Spec. - SO2 Rate Annual v3.1, Unit 1221 and retrofits | 378 | 1769 | Rate Constraint in lbs/MMBtu | FALSE | L | Annual | Allowances Withdrawn (n:1) | Thousand Tons | 0 | 0 | 0 | 0 | 0 | 0 | 0 | 0
CT Fac. Spec. - SO2 Rate Annual v3.1, Unit 1221 and retrofits | 378 | 1769 | Rate Constraint in lbs/MMBtu | FALSE | L | Annual | Net Emissions Allowance Position | Thousand Tons | 0 | 0 | 0 | 0 | 0 | 0 | 0 | 0
CT Fac. Spec. - SO2 Rate Annual v3.1, Unit 1221 and retrofits | 378 | 1769 | Rate Constraint in lbs/MMBtu | FALSE | L | Annual | Fuel Consumed | TBtu | 0 | 0.066482 | 0.013078 | 0.013078 | 0.013078 | 0.013078 | 0.013078 | 0.013078
CT Fac. Spec. - SO2 Rate Annual v3.1, Unit 1221 and retrofits | 378 | 1769 | Rate Constraint in lbs/MMBtu | FALSE | L | Annual | Rate | lb/MMBtu | 0 | 0 | 0 | 0 | 0 | 0 | 0 | 0
CT Fac. Spec. - SO2 Rate Annual v3.1, Unit 1221 and retrofits | 378 | 1769 | Rate Constraint in lbs/MMBtu | FALSE | L | Annual | Generation | TWh | 0 | 0.007317 | 0.0014394 | 0.0014394 | 0.0014394 | 0.0014394 | 0.0014394 | 0.0014394
CT Fac. Spec. - SO2 Rate Annual v3.1, Unit 1221 and retrofits | 378 | 1769 | Rate Constraint in lbs/MMBtu | FALSE | L | Annual | Qualifying Generation | TWh | 0 | 0.007317 | 0.0014394 | 0.0014394 | 0.0014394 | 0.0014394 | 0.0014394 | 0.0014394
CT Fac. Spec. - SO2 Rate Annual v3.1, Unit 1221 and retrofits | 378 | 1769 | Rate Constraint in lbs/MMBtu | FALSE | L | Annual | Rate | lb/MWh | 0 | 0 | 0 | 0 | 0 | 0 | 0 | 0
CT Fac. Spec. - SO2 Rate Annual v3.1, Unit 1221 and retrofits | 378 | 1769 | Rate Constraint in lbs/MMBtu | FALSE | L | Annual | Constraint Shadow Price | US2016$/Ton | 0 | 0 | 0 | 0 | 0 | 0 | 0 | 0
CT Fac. Spec. - SO2 Rate Annual v3.1, Unit 1222 and retrofits | 379 | 1769 | Rate Constraint in lbs/MMBtu | FALSE | L | Annual | Seasons Included | Seasons | Winter, WintShld, Summer | Winter, WintShld, Summer | Winter, WintShld, Summer | Winter, WintShld, Summer | Winter, WintShld, Summer | Winter, WintShld, Summer | Winter, WintShld, Summer | Winter, WintShld, Summer
CT Fac. Spec. - SO2 Rate Annual v3.1, Unit 1222 and retrofits | 379 | 1769 | Rate Constraint in lbs/MMBtu | FALSE | L | Annual | Standard SO2 | lb/MMBtu | 0.33 | 0.33 | 0.33 | 0.33 | 0.33 | 0.33 | 0.33 | 0.33
CT Fac. Spec. - SO2 Rate Annual v3.1, Unit 1222 and retrofits | 379 | 1769 | Rate Constraint in lbs/MMBtu | FALSE | L | Annual | Emissions at Affected Plants SO2 | Thousand Tons | 0 | 0 | 0 | 0 | 0 | 0 | 0 | 0
CT Fac. Spec. - SO2 Rate Annual v3.1, Unit 1222 and retrofits | 379 | 1769 | Rate Constraint in lbs/MMBtu | FALSE | L | Annual | Allowances Purchased SO2 | Thousand Tons | 0 | 0 | 0 | 0 | 0 | 0 | 0 | 0
CT Fac. Spec. - SO2 Rate Annual v3.1, Unit 1222 and retrofits | 379 | 1769 | Rate Constraint in lbs/MMBtu | FALSE | L | Annual | Allowances Sold SO2 | Thousand Tons | 0 | 0 | 0 | 0 | 0 | 0 | 0 | 0
CT Fac. Spec. - SO2 Rate Annual v3.1, Unit 1222 and retrofits | 379 | 1769 | Rate Constraint in lbs/MMBtu | FALSE | L | Annual | Allowances Banked | Thousand Tons | 0 | 0 | 0 | 0 | 0 | 0 | 0 | 0
CT Fac. Spec. - SO2 Rate Annual v3.1, Unit 1222 and retrofits | 379 | 1769 | Rate Constraint in lbs/MMBtu | FALSE | L | Annual | Allowances Withdrawn (1:1) | Thousand Tons | 0 | 0 | 0 | 0 | 0 | 0 | 0 | 0
CT Fac. Spec. - SO2 Rate Annual v3.1, Unit 1222 and retrofits | 379 | 1769 | Rate Constraint in lbs/MMBtu | FALSE | L | Annual | Allowances Withdrawn (n:1) | Thousand Tons | 0 | 0 | 0 | 0 | 0 | 0 | 0 | 0
CT Fac. Spec. - SO2 Rate Annual v3.1, Unit 1222 and retrofits | 379 | 1769 | Rate Constraint in lbs/MMBtu | FALSE | L | Annual | Net Emissions Allowance Position | Thousand Tons | 0 | 0 | 0 | 0 | 0 | 0 | 0 | 0
CT Fac. Spec. - SO2 Rate Annual v3.1, Unit 1222 and retrofits | 379 | 1769 | Rate Constraint in lbs/MMBtu | FALSE | L | Annual | Fuel Consumed | TBtu | 0 | 0.066482 | 0.013078 | 0.013078 | 0.013078 | 0.013078 | 0.013078 | 0.013078
CT Fac. Spec. - SO2 Rate Annual v3.1, Unit 1222 and retrofits | 379 | 1769 | Rate Constraint in lbs/MMBtu | FALSE | L | Annual | Rate | lb/MMBtu | 0 | 0 | 0 | 0 | 0 | 0 | 0 | 0
CT Fac. Spec. - SO2 Rate Annual v3.1, Unit 1222 and retrofits | 379 | 1769 | Rate Constraint in lbs/MMBtu | FALSE | L | Annual | Generation | TWh | 0 | 0.007317 | 0.0014394 | 0.0014394 | 0.0014394 | 0.0014394 | 0.0014394 | 0.0014394
CT Fac. Spec. - SO2 Rate Annual v3.1, Unit 1222 and retrofits | 379 | 1769 | Rate Constraint in lbs/MMBtu | FALSE | L | Annual | Qualifying Generation | TWh | 0 | 0.007317 | 0.0014394 | 0.0014394 | 0.0014394 | 0.0014394 | 0.0014394 | 0.0014394
CT Fac. Spec. - SO2 Rate Annual v3.1, Unit 1222 and retrofits | 379 | 1769 | Rate Constraint in lbs/MMBtu | FALSE | L | Annual | Rate | lb/MWh | 0 | 0 | 0 | 0 | 0 | 0 | 0 | 0
CT Fac. Spec. - SO2 Rate Annual v3.1, Unit 1222 and retrofits | 379 | 1769 | Rate Constraint in lbs/MMBtu | FALSE | L | Annual | Constraint Shadow Price | US2016$/Ton | 0 | 0 | 0 | 0 | 0 | 0 | 0 | 0
CT Fac. Spec. - SO2 Rate Annual v3.1, Unit 3131 and retrofits | 380 | 1769 | Rate Constraint in lbs/MMBtu | FALSE | L | Annual | Seasons Included | Seasons | Winter, WintShld, Summer | Winter, WintShld, Summer | Winter, WintShld, Summer | Winter, WintShld, Summer | Winter, WintShld, Summer | Winter, WintShld, Summer | Winter, WintShld, Summer | Winter, WintShld, Summer
CT Fac. Spec. - SO2 Rate Annual v3.1, Unit 3131 and retrofits | 380 | 1769 | Rate Constraint in lbs/MMBtu | FALSE | L | Annual | Standard SO2 | lb/MMBtu | 0.33 | 0.33 | 0.33 | 0.33 | 0.33 | 0.33 | 0.33 | 0.33
CT Fac. Spec. - SO2 Rate Annual v3.1, Unit 3131 and retrofits | 380 | 1769 | Rate Constraint in lbs/MMBtu | FALSE | L | Annual | Emissions at Affected Plants SO2 | Thousand Tons | 0 | 0 | 0 | 0 | 0 | 0 | 0 | 0
CT Fac. Spec. - SO2 Rate Annual v3.1, Unit 3131 and retrofits | 380 | 1769 | Rate Constraint in lbs/MMBtu | FALSE | L | Annual | Allowances Purchased SO2 | Thousand Tons | 0 | 0 | 0 | 0 | 0 | 0 | 0 | 0
CT Fac. Spec. - SO2 Rate Annual v3.1, Unit 3131 and retrofits | 380 | 1769 | Rate Constraint in lbs/MMBtu | FALSE | L | Annual | Allowances Sold SO2 | Thousand Tons | 0 | 0 | 0 | 0 | 0 | 0 | 0 | 0
CT Fac. Spec. - SO2 Rate Annual v3.1, Unit 3131 and retrofits | 380 | 1769 | Rate Constraint in lbs/MMBtu | FALSE | L | Annual | Allowances Banked | Thousand Tons | 0 | 0 | 0 | 0 | 0 | 0 | 0 | 0
CT Fac. Spec. - SO2 Rate Annual v3.1, Unit 3131 and retrofits | 380 | 1769 | Rate Constraint in lbs/MMBtu | FALSE | L | Annual | Allowances Withdrawn (1:1) | Thousand Tons | 0 | 0 | 0 | 0 | 0 | 0 | 0 | 0
CT Fac. Spec. - SO2 Rate Annual v3.1, Unit 3131 and retrofits | 380 | 1769 | Rate Constraint in lbs/MMBtu | FALSE | L | Annual | Allowances Withdrawn (n:1) | Thousand Tons | 0 | 0 | 0 | 0 | 0 | 0 | 0 | 0
CT Fac. Spec. - SO2 Rate Annual v3.1, Unit 3131 and retrofits | 380 | 1769 | Rate Constraint in lbs/MMBtu | FALSE | L | Annual | Net Emissions Allowance Position | Thousand Tons | 0 | 0 | 0 | 0 | 0 | 0 | 0 | 0
CT Fac. Spec. - SO2 Rate Annual v3.1, Unit 3131 and retrofits | 380 | 1769 | Rate Constraint in lbs/MMBtu | FALSE | L | Annual | Fuel Consumed | TBtu | 6.6526 | 7.4216 | 7.6157 | 3.7638 | 4.5486 | 4.5486 | 4.6853 | 3.0941
CT Fac. Spec. - SO2 Rate Annual v3.1, Unit 3131 and retrofits | 380 | 1769 | Rate Constraint in lbs/MMBtu | FALSE | L | Annual | Rate | lb/MMBtu | 0 | 0 | 0 | 0 | 0 | 0 | 0 | 0
CT Fac. Spec. - SO2 Rate Annual v3.1, Unit 3131 and retrofits | 380 | 1769 | Rate Constraint in lbs/MMBtu | FALSE | L | Annual | Generation | TWh | 0.9366 | 1.0449 | 1.0722 | 0.52989 | 0.64037 | 0.64037 | 0.65963 | 0.4356
CT Fac. Spec. - SO2 Rate Annual v3.1, Unit 3131 and retrofits | 380 | 1769 | Rate Constraint in lbs/MMBtu | FALSE | L | Annual | Qualifying Generation | TWh | 0.9366 | 1.0449 | 1.0722 | 0.52989 | 0.64037 | 0.64037 | 0.65963 | 0.4356
CT Fac. Spec. - SO2 Rate Annual v3.1, Unit 3131 and retrofits | 380 | 1769 | Rate Constraint in lbs/MMBtu | FALSE | L | Annual | Rate | lb/MWh | 0 | 0 | 0 | 0 | 0 | 0 | 0 | 0
CT Fac. Spec. - SO2 Rate Annual v3.1, Unit 3131 and retrofits | 380 | 1769 | Rate Constraint in lbs/MMBtu | FALSE | L | Annual | Constraint Shadow Price | US2016$/Ton | 0 | 0 | 0 | 0 | 0 | 0 | 0 | 0
CT Fac. Spec. - SO2 Rate Annual v3.1, Unit 3132 and retrofits | 381 | 1769 | Rate Constraint in lbs/MMBtu | FALSE | L | Annual | Seasons Included | Seasons | Winter, WintShld, Summer | Winter, WintShld, Summer | Winter, WintShld, Summer | Winter, WintShld, Summer | Winter, WintShld, Summer | Winter, WintShld, Summer | Winter, WintShld, Summer | Winter, WintShld, Summer
CT Fac. Spec. - SO2 Rate Annual v3.1, Unit 3132 and retrofits | 381 | 1769 | Rate Constraint in lbs/MMBtu | FALSE | L | Annual | Standard SO2 | lb/MMBtu | 0.33 | 0.33 | 0.33 | 0.33 | 0.33 | 0.33 | 0.33 | 0.33
CT Fac. Spec. - SO2 Rate Annual v3.1, Unit 3132 and retrofits | 381 | 1769 | Rate Constraint in lbs/MMBtu | FALSE | L | Annual | Emissions at Affected Plants SO2 | Thousand Tons | 0 | 0 | 0 | 0 | 0 | 0 | 0 | 0
CT Fac. Spec. - SO2 Rate Annual v3.1, Unit 3132 and retrofits | 381 | 1769 | Rate Constraint in lbs/MMBtu | FALSE | L | Annual | Allowances Purchased SO2 | Thousand Tons | 0 | 0 | 0 | 0 | 0 | 0 | 0 | 0
CT Fac. Spec. - SO2 Rate Annual v3.1, Unit 3132 and retrofits | 381 | 1769 | Rate Constraint in lbs/MMBtu | FALSE | L | Annual | Allowances Sold SO2 | Thousand Tons | 0 | 0 | 0 | 0 | 0 | 0 | 0 | 0
CT Fac. Spec. - SO2 Rate Annual v3.1, Unit 3132 and retrofits | 381 | 1769 | Rate Constraint in lbs/MMBtu | FALSE | L | Annual | Allowances Banked | Thousand Tons | 0 | 0 | 0 | 0 | 0 | 0 | 0 | 0
CT Fac. Spec. - SO2 Rate Annual v3.1, Unit 3132 and retrofits | 381 | 1769 | Rate Constraint in lbs/MMBtu | FALSE | L | Annual | Allowances Withdrawn (1:1) | Thousand Tons | 0 | 0 | 0 | 0 | 0 | 0 | 0 | 0
CT Fac. Spec. - SO2 Rate Annual v3.1, Unit 3132 and retrofits | 381 | 1769 | Rate Constraint in lbs/MMBtu | FALSE | L | Annual | Allowances Withdrawn (n:1) | Thousand Tons | 0 | 0 | 0 | 0 | 0 | 0 | 0 | 0
CT Fac. Spec. - SO2 Rate Annual v3.1, Unit 3132 and retrofits | 381 | 1769 | Rate Constraint in lbs/MMBtu | FALSE | L | Annual | Net Emissions Allowance Position | Thousand Tons | 0 | 0 | 0 | 0 | 0 | 0 | 0 | 0
CT Fac. Spec. - SO2 Rate Annual v3.1, Unit 3132 and retrofits | 381 | 1769 | Rate Constraint in lbs/MMBtu | FALSE | L | Annual | Fuel Consumed | TBtu | 6.5611 | 6.9929 | 6.9929 | 3.704 | 4.5331 | 3.5981 | 4.6853 | 2.9467
CT Fac. Spec. - SO2 Rate Annual v3.1, Unit 3132 and retrofits | 381 | 1769 | Rate Constraint in lbs/MMBtu | FALSE | L | Annual | Rate | lb/MMBtu | 0 | 0 | 0 | 0 | 0 | 0 | 0 | 0
CT Fac. Spec. - SO2 Rate Annual v3.1, Unit 3132 and retrofits | 381 | 1769 | Rate Constraint in lbs/MMBtu | FALSE | L | Annual | Generation | TWh | 0.92371 | 0.9845 | 0.9845 | 0.52148 | 0.63819 | 0.50656 | 0.65963 | 0.41486
CT Fac. Spec. - SO2 Rate Annual v3.1, Unit 3132 and retrofits | 381 | 1769 | Rate Constraint in lbs/MMBtu | FALSE | L | Annual | Qualifying Generation | TWh | 0.92371 | 0.9845 | 0.9845 | 0.52148 | 0.63819 | 0.50656 | 0.65963 | 0.41486
CT Fac. Spec. - SO2 Rate Annual v3.1, Unit 3132 and retrofits | 381 | 1769 | Rate Constraint in lbs/MMBtu | FALSE | L | Annual | Rate | lb/MWh | 0 | 0 | 0 | 0 | 0 | 0 | 0 | 0
CT Fac. Spec. - SO2 Rate Annual v3.1, Unit 3132 and retrofits | 381 | 1769 | Rate Constraint in lbs/MMBtu | FALSE | L | Annual | Constraint Shadow Price | US2016$/Ton | 0 | 0 | 0 | 0 | 0 | 0 | 0 | 0
CT Fac. Spec. - SO2 Rate Annual v3.1, Unit 3133 and retrofits | 382 | 1769 | Rate Constraint in lbs/MMBtu | FALSE | L | Annual | Seasons Included | Seasons | Winter, WintShld, Summer | Winter, WintShld, Summer | Winter, WintShld, Summer | Winter, WintShld, Summer | Winter, WintShld, Summer | Winter, WintShld, Summer | Winter, WintShld, Summer | Winter, WintShld, Summer
CT Fac. Spec. - SO2 Rate Annual v3.1, Unit 3133 and retrofits | 382 | 1769 | Rate Constraint in lbs/MMBtu | FALSE | L | Annual | Standard SO2 | lb/MMBtu | 0.33 | 0.33 | 0.33 | 0.33 | 0.33 | 0.33 | 0.33 | 0.33
CT Fac. Spec. - SO2 Rate Annual v3.1, Unit 3133 and retrofits | 382 | 1769 | Rate Constraint in lbs/MMBtu | FALSE | L | Annual | Emissions at Affected Plants SO2 | Thousand Tons | 0 | 0 | 0 | 0 | 0 | 0 | 0 | 0
CT Fac. Spec. - SO2 Rate Annual v3.1, Unit 3133 and retrofits | 382 | 1769 | Rate Constraint in lbs/MMBtu | FALSE | L | Annual | Allowances Purchased SO2 | Thousand Tons | 0 | 0 | 0 | 0 | 0 | 0 | 0 | 0
CT Fac. Spec. - SO2 Rate Annual v3.1, Unit 3133 and retrofits | 382 | 1769 | Rate Constraint in lbs/MMBtu | FALSE | L | Annual | Allowances Sold SO2 | Thousand Tons | 0 | 0 | 0 | 0 | 0 | 0 | 0 | 0
CT Fac. Spec. - SO2 Rate Annual v3.1, Unit 3133 and retrofits | 382 | 1769 | Rate Constraint in lbs/MMBtu | FALSE | L | Annual | Allowances Banked | Thousand Tons | 0 | 0 | 0 | 0 | 0 | 0 | 0 | 0
CT Fac. Spec. - SO2 Rate Annual v3.1, Unit 3133 and retrofits | 382 | 1769 | Rate Constraint in lbs/MMBtu | FALSE | L | Annual | Allowances Withdrawn (1:1) | Thousand Tons | 0 | 0 | 0 | 0 | 0 | 0 | 0 | 0
CT Fac. Spec. - SO2 Rate Annual v3.1, Unit 3133 and retrofits | 382 | 1769 | Rate Constraint in lbs/MMBtu | FALSE | L | Annual | Allowances Withdrawn (n:1) | Thousand Tons | 0 | 0 | 0 | 0 | 0 | 0 | 0 | 0
CT Fac. Spec. - SO2 Rate Annual v3.1, Unit 3133 and retrofits | 382 | 1769 | Rate Constraint in lbs/MMBtu | FALSE | L | Annual | Net Emissions Allowance Position | Thousand Tons | 0 | 0 | 0 | 0 | 0 | 0 | 0 | 0
CT Fac. Spec. - SO2 Rate Annual v3.1, Unit 3133 and retrofits | 382 | 1769 | Rate Constraint in lbs/MMBtu | FALSE | L | Annual | Fuel Consumed | TBtu | 9.8864 | 10.7193 | 10.8858 | 5.3184 | 5.448 | 5.3878 | 6.5321 | 4.4314
CT Fac. Spec. - SO2 Rate Annual v3.1, Unit 3133 and retrofits | 382 | 1769 | Rate Constraint in lbs/MMBtu | FALSE | L | Annual | Rate | lb/MMBtu | 0 | 0 | 0 | 0 | 0 | 0 | 0 | 0
CT Fac. Spec. - SO2 Rate Annual v3.1, Unit 3133 and retrofits | 382 | 1769 | Rate Constraint in lbs/MMBtu | FALSE | L | Annual | Generation | TWh | 1.3919 | 1.5091 | 1.5326 | 0.74876 | 0.767 | 0.75853 | 0.91962 | 0.62387
CT Fac. Spec. - SO2 Rate Annual v3.1, Unit 3133 and retrofits | 382 | 1769 | Rate Constraint in lbs/MMBtu | FALSE | L | Annual | Qualifying Generation | TWh | 1.3919 | 1.5091 | 1.5326 | 0.74876 | 0.767 | 0.75853 | 0.91962 | 0.62387
CT Fac. Spec. - SO2 Rate Annual v3.1, Unit 3133 and retrofits | 382 | 1769 | Rate Constraint in lbs/MMBtu | FALSE | L | Annual | Rate | lb/MWh | 0 | 0 | 0 | 0 | 0 | 0 | 0 | 0
CT Fac. Spec. - SO2 Rate Annual v3.1, Unit 3133 and retrofits | 382 | 1769 | Rate Constraint in lbs/MMBtu | FALSE | L | Annual | Constraint Shadow Price | US2016$/Ton | 0 | 0 | 0 | 0 | 0 | 0 | 0 | 0
CT Fac. Spec. - SO2 Rate Annual v3.1, Unit 3136 and retrofits | 383 | 1769 | Rate Constraint in lbs/MMBtu | FALSE | L | Annual | Seasons Included | Seasons | Winter, WintShld, Summer | Winter, WintShld, Summer | Winter, WintShld, Summer | Winter, WintShld, Summer | Winter, WintShld, Summer | Winter, WintShld, Summer | Winter, WintShld, Summer | Winter, WintShld, Summer
CT Fac. Spec. - SO2 Rate Annual v3.1, Unit 3136 and retrofits | 383 | 1769 | Rate Constraint in lbs/MMBtu | FALSE | L | Annual | Standard SO2 | lb/MMBtu | 0.33 | 0.33 | 0.33 | 0.33 | 0.33 | 0.33 | 0.33 | 0.33
CT Fac. Spec. - SO2 Rate Annual v3.1, Unit 3136 and retrofits | 383 | 1769 | Rate Constraint in lbs/MMBtu | FALSE | L | Annual | Emissions at Affected Plants SO2 | Thousand Tons | 0 | 0 | 0 | 0 | 0 | 0 | 0 | 0
CT Fac. Spec. - SO2 Rate Annual v3.1, Unit 3136 and retrofits | 383 | 1769 | Rate Constraint in lbs/MMBtu | FALSE | L | Annual | Allowances Purchased SO2 | Thousand Tons | 0 | 0 | 0 | 0 | 0 | 0 | 0 | 0
CT Fac. Spec. - SO2 Rate Annual v3.1, Unit 3136 and retrofits | 383 | 1769 | Rate Constraint in lbs/MMBtu | FALSE | L | Annual | Allowances Sold SO2 | Thousand Tons | 0 | 0 | 0 | 0 | 0 | 0 | 0 | 0
CT Fac. Spec. - SO2 Rate Annual v3.1, Unit 3136 and retrofits | 383 | 1769 | Rate Constraint in lbs/MMBtu | FALSE | L | Annual | Allowances Banked | Thousand Tons | 0 | 0 | 0 | 0 | 0 | 0 | 0 | 0
CT Fac. Spec. - SO2 Rate Annual v3.1, Unit 3136 and retrofits | 383 | 1769 | Rate Constraint in lbs/MMBtu | FALSE | L | Annual | Allowances Withdrawn (1:1) | Thousand Tons | 0 | 0 | 0 | 0 | 0 | 0 | 0 | 0
CT Fac. Spec. - SO2 Rate Annual v3.1, Unit 3136 and retrofits | 383 | 1769 | Rate Constraint in lbs/MMBtu | FALSE | L | Annual | Allowances Withdrawn (n:1) | Thousand Tons | 0 | 0 | 0 | 0 | 0 | 0 | 0 | 0
CT Fac. Spec. - SO2 Rate Annual v3.1, Unit 3136 and retrofits | 383 | 1769 | Rate Constraint in lbs/MMBtu | FALSE | L | Annual | Net Emissions Allowance Position | Thousand Tons | 0 | 0 | 0 | 0 | 0 | 0 | 0 | 0
CT Fac. Spec. - SO2 Rate Annual v3.1, Unit 3136 and retrofits | 383 | 1769 | Rate Constraint in lbs/MMBtu | FALSE | L | Annual | Fuel Consumed | TBtu | 0.010509 | 0.053419 | 0.053419 | 0.043861 | 0.010509 | 0.053419 | 0.053419 | 0.012191
CT Fac. Spec. - SO2 Rate Annual v3.1, Unit 3136 and retrofits | 383 | 1769 | Rate Constraint in lbs/MMBtu | FALSE | L | Annual | Rate | lb/MMBtu | 0 | 0 | 0 | 0 | 0 | 0 | 0 | 0
CT Fac. Spec. - SO2 Rate Annual v3.1, Unit 3136 and retrofits | 383 | 1769 | Rate Constraint in lbs/MMBtu | FALSE | L | Annual | Generation | TWh | 0.0010264 | 0.0052177 | 0.0052177 | 0.0042841 | 0.0010264 | 0.0052177 | 0.0052177 | 0.0011908
CT Fac. Spec. - SO2 Rate Annual v3.1, Unit 3136 and retrofits | 383 | 1769 | Rate Constraint in lbs/MMBtu | FALSE | L | Annual | Qualifying Generation | TWh | 0.0010264 | 0.0052177 | 0.0052177 | 0.0042841 | 0.0010264 | 0.0052177 | 0.0052177 | 0.0011908
CT Fac. Spec. - SO2 Rate Annual v3.1, Unit 3136 and retrofits | 383 | 1769 | Rate Constraint in lbs/MMBtu | FALSE | L | Annual | Rate | lb/MWh | 0 | 0 | 0 | 0 | 0 | 0 | 0 | 0
CT Fac. Spec. - SO2 Rate Annual v3.1, Unit 3136 and retrofits | 383 | 1769 | Rate Constraint in lbs/MMBtu | FALSE | L | Annual | Constraint Shadow Price | US2016$/Ton | 0 | 0 | 0 | 0 | 0 | 0 | 0 | 0
CT Fac. Spec. - SO2 Rate Annual v3.1, Unit 3138 and retrofits | 384 | 1769 | Rate Constraint in lbs/MMBtu | FALSE | L | Annual | Seasons Included | Seasons | Winter, WintShld, Summer | Winter, WintShld, Summer | Winter, WintShld, Summer | Winter, WintShld, Summer | Winter, WintShld, Summer | Winter, WintShld, Summer | Winter, WintShld, Summer | Winter, WintShld, Summer
CT Fac. Spec. - SO2 Rate Annual v3.1, Unit 3138 and retrofits | 384 | 1769 | Rate Constraint in lbs/MMBtu | FALSE | L | Annual | Standard SO2 | lb/MMBtu | 0.33 | 0.33 | 0.33 | 0.33 | 0.33 | 0.33 | 0.33 | 0.33
CT Fac. Spec. - SO2 Rate Annual v3.1, Unit 3138 and retrofits | 384 | 1769 | Rate Constraint in lbs/MMBtu | FALSE | L | Annual | Emissions at Affected Plants SO2 | Thousand Tons | 0 | 0 | 0 | 0 | 0 | 0 | 0 | 0
CT Fac. Spec. - SO2 Rate Annual v3.1, Unit 3138 and retrofits | 384 | 1769 | Rate Constraint in lbs/MMBtu | FALSE | L | Annual | Allowances Purchased SO2 | Thousand Tons | 0 | 0 | 0 | 0 | 0 | 0 | 0 | 0
CT Fac. Spec. - SO2 Rate Annual v3.1, Unit 3138 and retrofits | 384 | 1769 | Rate Constraint in lbs/MMBtu | FALSE | L | Annual | Allowances Sold SO2 | Thousand Tons | 0 | 0 | 0 | 0 | 0 | 0 | 0 | 0
CT Fac. Spec. - SO2 Rate Annual v3.1, Unit 3138 and retrofits | 384 | 1769 | Rate Constraint in lbs/MMBtu | FALSE | L | Annual | Allowances Banked | Thousand Tons | 0 | 0 | 0 | 0 | 0 | 0 | 0 | 0
CT Fac. Spec. - SO2 Rate Annual v3.1, Unit 3138 and retrofits | 384 | 1769 | Rate Constraint in lbs/MMBtu | FALSE | L | Annual | Allowances Withdrawn (1:1) | Thousand Tons | 0 | 0 | 0 | 0 | 0 | 0 | 0 | 0
CT Fac. Spec. - SO2 Rate Annual v3.1, Unit 3138 and retrofits | 384 | 1769 | Rate Constraint in lbs/MMBtu | FALSE | L | Annual | Allowances Withdrawn (n:1) | Thousand Tons | 0 | 0 | 0 | 0 | 0 | 0 | 0 | 0
CT Fac. Spec. - SO2 Rate Annual v3.1, Unit 3138 and retrofits | 384 | 1769 | Rate Constraint in lbs/MMBtu | FALSE | L | Annual | Net Emissions Allowance Position | Thousand Tons | 0 | 0 | 0 | 0 | 0 | 0 | 0 | 0
CT Fac. Spec. - SO2 Rate Annual v3.1, Unit 3138 and retrofits | 384 | 1769 | Rate Constraint in lbs/MMBtu | FALSE | L | Annual | Fuel Consumed | TBtu | 2.997 | 0 | 0 | 0 | 0 | 0 | 0 | 0
CT Fac. Spec. - SO2 Rate Annual v3.1, Unit 3138 and retrofits | 384 | 1769 | Rate Constraint in lbs/MMBtu | FALSE | L | Annual | Rate | lb/MMBtu | 0 | 0 | 0 | 0 | 0 | 0 | 0 | 0
CT Fac. Spec. - SO2 Rate Annual v3.1, Unit 3138 and retrofits | 384 | 1769 | Rate Constraint in lbs/MMBtu | FALSE | L | Annual | Generation | TWh | 0.40699 | 0 | 0 | 0 | 0 | 0 | 0 | 0
CT Fac. Spec. - SO2 Rate Annual v3.1, Unit 3138 and retrofits | 384 | 1769 | Rate Constraint in lbs/MMBtu | FALSE | L | Annual | Qualifying Generation | TWh | 0.40699 | 0 | 0 | 0 | 0 | 0 | 0 | 0
CT Fac. Spec. - SO2 Rate Annual v3.1, Unit 3138 and retrofits | 384 | 1769 | Rate Constraint in lbs/MMBtu | FALSE | L | Annual | Rate | lb/MWh | 0 | 0 | 0 | 0 | 0 | 0 | 0 | 0
CT Fac. Spec. - SO2 Rate Annual v3.1, Unit 3138 and retrofits | 384 | 1769 | Rate Constraint in lbs/MMBtu | FALSE | L | Annual | Constraint Shadow Price | US2016$/Ton | 0 | 0 | 0 | 0 | 0 | 0 | 0 | 0
CT Fac. Spec. - SO2 Rate Annual v3.1, Unit 3139 and retrofits | 385 | 1769 | Rate Constraint in lbs/MMBtu | FALSE | L | Annual | Seasons Included | Seasons | Winter, WintShld, Summer | Winter, WintShld, Summer | Winter, WintShld, Summer | Winter, WintShld, Summer | Winter, WintShld, Summer | Winter, WintShld, Summer | Winter, WintShld, Summer | Winter, WintShld, Summer
CT Fac. Spec. - SO2 Rate Annual v3.1, Unit 3139 and retrofits | 385 | 1769 | Rate Constraint in lbs/MMBtu | FALSE | L | Annual | Standard SO2 | lb/MMBtu | 0.33 | 0.33 | 0.33 | 0.33 | 0.33 | 0.33 | 0.33 | 0.33
CT Fac. Spec. - SO2 Rate Annual v3.1, Unit 3139 and retrofits | 385 | 1769 | Rate Constraint in lbs/MMBtu | FALSE | L | Annual | Emissions at Affected Plants SO2 | Thousand Tons | 0 | 0 | 0 | 0 | 0 | 0 | 0 | 0
CT Fac. Spec. - SO2 Rate Annual v3.1, Unit 3139 and retrofits | 385 | 1769 | Rate Constraint in lbs/MMBtu | FALSE | L | Annual | Allowances Purchased SO2 | Thousand Tons | 0 | 0 | 0 | 0 | 0 | 0 | 0 | 0
CT Fac. Spec. - SO2 Rate Annual v3.1, Unit 3139 and retrofits | 385 | 1769 | Rate Constraint in lbs/MMBtu | FALSE | L | Annual | Allowances Sold SO2 | Thousand Tons | 0 | 0 | 0 | 0 | 0 | 0 | 0 | 0
CT Fac. Spec. - SO2 Rate Annual v3.1, Unit 3139 and retrofits | 385 | 1769 | Rate Constraint in lbs/MMBtu | FALSE | L | Annual | Allowances Banked | Thousand Tons | 0 | 0 | 0 | 0 | 0 | 0 | 0 | 0
CT Fac. Spec. - SO2 Rate Annual v3.1, Unit 3139 and retrofits | 385 | 1769 | Rate Constraint in lbs/MMBtu | FALSE | L | Annual | Allowances Withdrawn (1:1) | Thousand Tons | 0 | 0 | 0 | 0 | 0 | 0 | 0 | 0
CT Fac. Spec. - SO2 Rate Annual v3.1, Unit 3139 and retrofits | 385 | 1769 | Rate Constraint in lbs/MMBtu | FALSE | L | Annual | Allowances Withdrawn (n:1) | Thousand Tons | 0 | 0 | 0 | 0 | 0 | 0 | 0 | 0
CT Fac. Spec. - SO2 Rate Annual v3.1, Unit 3139 and retrofits | 385 | 1769 | Rate Constraint in lbs/MMBtu | FALSE | L | Annual | Net Emissions Allowance Position | Thousand Tons | 0 | 0 | 0 | 0 | 0 | 0 | 0 | 0
CT Fac. Spec. - SO2 Rate Annual v3.1, Unit 3139 and retrofits | 385 | 1769 | Rate Constraint in lbs/MMBtu | FALSE | L | Annual | Fuel Consumed | TBtu | 2.2766 | 0 | 0 | 0 | 0 | 0 | 0 | 0
CT Fac. Spec. - SO2 Rate Annual v3.1, Unit 3139 and retrofits | 385 | 1769 | Rate Constraint in lbs/MMBtu | FALSE | L | Annual | Rate | lb/MMBtu | 0 | 0 | 0 | 0 | 0 | 0 | 0 | 0
CT Fac. Spec. - SO2 Rate Annual v3.1, Unit 3139 and retrofits | 385 | 1769 | Rate Constraint in lbs/MMBtu | FALSE | L | Annual | Generation | TWh | 0.30886 | 0 | 0 | 0 | 0 | 0 | 0 | 0
CT Fac. Spec. - SO2 Rate Annual v3.1, Unit 3139 and retrofits | 385 | 1769 | Rate Constraint in lbs/MMBtu | FALSE | L | Annual | Qualifying Generation | TWh | 0.30886 | 0 | 0 | 0 | 0 | 0 | 0 | 0
CT Fac. Spec. - SO2 Rate Annual v3.1, Unit 3139 and retrofits | 385 | 1769 | Rate Constraint in lbs/MMBtu | FALSE | L | Annual | Rate | lb/MWh | 0 | 0 | 0 | 0 | 0 | 0 | 0 | 0
CT Fac. Spec. - SO2 Rate Annual v3.1, Unit 3139 and retrofits | 385 | 1769 | Rate Constraint in lbs/MMBtu | FALSE | L | Annual | Constraint Shadow Price | US2016$/Ton | 0 | 0 | 0 | 0 | 0 | 0 | 0 | 0
CT Fac. Spec. - SO2 Rate Annual v3.1, Unit 3140 and retrofits | 386 | 1769 | Rate Constraint in lbs/MMBtu | FALSE | L | Annual | Seasons Included | Seasons | Winter, WintShld, Summer | Winter, WintShld, Summer | Winter, WintShld, Summer | Winter, WintShld, Summer | Winter, WintShld, Summer | Winter, WintShld, Summer | Winter, WintShld, Summer | Winter, WintShld, Summer
CT Fac. Spec. - SO2 Rate Annual v3.1, Unit 3140 and retrofits | 386 | 1769 | Rate Constraint in lbs/MMBtu | FALSE | L | Annual | Standard SO2 | lb/MMBtu | 0.33 | 0.33 | 0.33 | 0.33 | 0.33 | 0.33 | 0.33 | 0.33
CT Fac. Spec. - SO2 Rate Annual v3.1, Unit 3140 and retrofits | 386 | 1769 | Rate Constraint in lbs/MMBtu | FALSE | L | Annual | Emissions at Affected Plants SO2 | Thousand Tons | 0 | 0 | 0 | 0 | 0 | 0 | 0 | 0
CT Fac. Spec. - SO2 Rate Annual v3.1, Unit 3140 and retrofits | 386 | 1769 | Rate Constraint in lbs/MMBtu | FALSE | L | Annual | Allowances Purchased SO2 | Thousand Tons | 0 | 0 | 0 | 0 | 0 | 0 | 0 | 0
CT Fac. Spec. - SO2 Rate Annual v3.1, Unit 3140 and retrofits | 386 | 1769 | Rate Constraint in lbs/MMBtu | FALSE | L | Annual | Allowances Sold SO2 | Thousand Tons | 0 | 0 | 0 | 0 | 0 | 0 | 0 | 0
CT Fac. Spec. - SO2 Rate Annual v3.1, Unit 3140 and retrofits | 386 | 1769 | Rate Constraint in lbs/MMBtu | FALSE | L | Annual | Allowances Banked | Thousand Tons | 0 | 0 | 0 | 0 | 0 | 0 | 0 | 0
CT Fac. Spec. - SO2 Rate Annual v3.1, Unit 3140 and retrofits | 386 | 1769 | Rate Constraint in lbs/MMBtu | FALSE | L | Annual | Allowances Withdrawn (1:1) | Thousand Tons | 0 | 0 | 0 | 0 | 0 | 0 | 0 | 0
CT Fac. Spec. - SO2 Rate Annual v3.1, Unit 3140 and retrofits | 386 | 1769 | Rate Constraint in lbs/MMBtu | FALSE | L | Annual | Allowances Withdrawn (n:1) | Thousand Tons | 0 | 0 | 0 | 0 | 0 | 0 | 0 | 0
CT Fac. Spec. - SO2 Rate Annual v3.1, Unit 3140 and retrofits | 386 | 1769 | Rate Constraint in lbs/MMBtu | FALSE | L | Annual | Net Emissions Allowance Position | Thousand Tons | 0 | 0 | 0 | 0 | 0 | 0 | 0 | 0
CT Fac. Spec. - SO2 Rate Annual v3.1, Unit 3140 and retrofits | 386 | 1769 | Rate Constraint in lbs/MMBtu | FALSE | L | Annual | Fuel Consumed | TBtu | 3.3176 | 3.2619 | 3.0285 | 3.1871 | 2.8692 | 2.8676 | 2.8692 | 0.95471
CT Fac. Spec. - SO2 Rate Annual v3.1, Unit 3140 and retrofits | 386 | 1769 | Rate Constraint in lbs/MMBtu | FALSE | L | Annual | Rate | lb/MMBtu | 0 | 0 | 0 | 0 | 0 | 0 | 0 | 0
CT Fac. Spec. - SO2 Rate Annual v3.1, Unit 3140 and retrofits | 386 | 1769 | Rate Constraint in lbs/MMBtu | FALSE | L | Annual | Generation | TWh | 0.45064 | 0.44308 | 0.41136 | 0.43291 | 0.38973 | 0.38951 | 0.38973 | 0.12968
CT Fac. Spec. - SO2 Rate Annual v3.1, Unit 3140 and retrofits | 386 | 1769 | Rate Constraint in lbs/MMBtu | FALSE | L | Annual | Qualifying Generation | TWh | 0.45064 | 0.44308 | 0.41136 | 0.43291 | 0.38973 | 0.38951 | 0.38973 | 0.12968
CT Fac. Spec. - SO2 Rate Annual v3.1, Unit 3140 and retrofits | 386 | 1769 | Rate Constraint in lbs/MMBtu | FALSE | L | Annual | Rate | lb/MWh | 0 | 0 | 0 | 0 | 0 | 0 | 0 | 0
CT Fac. Spec. - SO2 Rate Annual v3.1, Unit 3140 and retrofits | 386 | 1769 | Rate Constraint in lbs/MMBtu | FALSE | L | Annual | Constraint Shadow Price | US2016$/Ton | 0 | 0 | 0 | 0 | 0 | 0 | 0 | 0
CT Fac. Spec. - SO2 Rate Annual v3.1, Unit 3141 and retrofits | 387 | 1769 | Rate Constraint in lbs/MMBtu | FALSE | L | Annual | Seasons Included | Seasons | Winter, WintShld, Summer | Winter, WintShld, Summer | Winter, WintShld, Summer | Winter, WintShld, Summer | Winter, WintShld, Summer | Winter, WintShld, Summer | Winter, WintShld, Summer | Winter, WintShld, Summer
CT Fac. Spec. - SO2 Rate Annual v3.1, Unit 3141 and retrofits | 387 | 1769 | Rate Constraint in lbs/MMBtu | FALSE | L | Annual | Standard SO2 | lb/MMBtu | 0.33 | 0.33 | 0.33 | 0.33 | 0.33 | 0.33 | 0.33 | 0.33
CT Fac. Spec. - SO2 Rate Annual v3.1, Unit 3141 and retrofits | 387 | 1769 | Rate Constraint in lbs/MMBtu | FALSE | L | Annual | Emissions at Affected Plants SO2 | Thousand Tons | 0 | 0 | 0 | 0 | 0 | 0 | 0 | 0
CT Fac. Spec. - SO2 Rate Annual v3.1, Unit 3141 and retrofits | 387 | 1769 | Rate Constraint in lbs/MMBtu | FALSE | L | Annual | Allowances Purchased SO2 | Thousand Tons | 0 | 0 | 0 | 0 | 0 | 0 | 0 | 0
CT Fac. Spec. - SO2 Rate Annual v3.1, Unit 3141 and retrofits | 387 | 1769 | Rate Constraint in lbs/MMBtu | FALSE | L | Annual | Allowances Sold SO2 | Thousand Tons | 0 | 0 | 0 | 0 | 0 | 0 | 0 | 0
CT Fac. Spec. - SO2 Rate Annual v3.1, Unit 3141 and retrofits | 387 | 1769 | Rate Constraint in lbs/MMBtu | FALSE | L | Annual | Allowances Banked | Thousand Tons | 0 | 0 | 0 | 0 | 0 | 0 | 0 | 0
CT Fac. Spec. - SO2 Rate Annual v3.1, Unit 3141 and retrofits | 387 | 1769 | Rate Constraint in lbs/MMBtu | FALSE | L | Annual | Allowances Withdrawn (1:1) | Thousand Tons | 0 | 0 | 0 | 0 | 0 | 0 | 0 | 0
CT Fac. Spec. - SO2 Rate Annual v3.1, Unit 3141 and retrofits | 387 | 1769 | Rate Constraint in lbs/MMBtu | FALSE | L | Annual | Allowances Withdrawn (n:1) | Thousand Tons | 0 | 0 | 0 | 0 | 0 | 0 | 0 | 0
CT Fac. Spec. - SO2 Rate Annual v3.1, Unit 3141 and retrofits | 387 | 1769 | Rate Constraint in lbs/MMBtu | FALSE | L | Annual | Net Emissions Allowance Position | Thousand Tons | 0 | 0 | 0 | 0 | 0 | 0 | 0 | 0
CT Fac. Spec. - SO2 Rate Annual v3.1, Unit 3141 and retrofits | 387 | 1769 | Rate Constraint in lbs/MMBtu | FALSE | L | Annual | Fuel Consumed | TBtu | 0.9666 | 2.9791 | 2.9984 | 2.9028 | 0.96644 | 0.96644 | 0.9669 | 0.96644
CT Fac. Spec. - SO2 Rate Annual v3.1, Unit 3141 and retrofits | 387 | 1769 | Rate Constraint in lbs/MMBtu | FALSE | L | Annual | Rate | lb/MMBtu | 0 | 0 | 0 | 0 | 0 | 0 | 0 | 0
CT Fac. Spec. - SO2 Rate Annual v3.1, Unit 3141 and retrofits | 387 | 1769 | Rate Constraint in lbs/MMBtu | FALSE | L | Annual | Generation | TWh | 0.13034 | 0.40172 | 0.40432 | 0.39143 | 0.13032 | 0.13032 | 0.13038 | 0.13032
CT Fac. Spec. - SO2 Rate Annual v3.1, Unit 3141 and retrofits | 387 | 1769 | Rate Constraint in lbs/MMBtu | FALSE | L | Annual | Qualifying Generation | TWh | 0.13034 | 0.40172 | 0.40432 | 0.39143 | 0.13032 | 0.13032 | 0.13038 | 0.13032
CT Fac. Spec. - SO2 Rate Annual v3.1, Unit 3141 and retrofits | 387 | 1769 | Rate Constraint in lbs/MMBtu | FALSE | L | Annual | Rate | lb/MWh | 0 | 0 | 0 | 0 | 0 | 0 | 0 | 0
CT Fac. Spec. - SO2 Rate Annual v3.1, Unit 3141 and retrofits | 387 | 1769 | Rate Constraint in lbs/MMBtu | FALSE | L | Annual | Constraint Shadow Price | US2016$/Ton | 0 | 0 | 0 | 0 | 0 | 0 | 0 | 0
CT Fac. Spec. - SO2 Rate Annual v3.1, Unit 3142 and retrofits | 388 | 1769 | Rate Constraint in lbs/MMBtu | FALSE | L | Annual | Seasons Included | Seasons | Winter, WintShld, Summer | Winter, WintShld, Summer | Winter, WintShld, Summer | Winter, WintShld, Summer | Winter, WintShld, Summer | Winter, WintShld, Summer | Winter, WintShld, Summer | Winter, WintShld, Summer
CT Fac. Spec. - SO2 Rate Annual v3.1, Unit 3142 and retrofits | 388 | 1769 | Rate Constraint in lbs/MMBtu | FALSE | L | Annual | Standard SO2 | lb/MMBtu | 0.33 | 0.33 | 0.33 | 0.33 | 0.33 | 0.33 | 0.33 | 0.33
CT Fac. Spec. - SO2 Rate Annual v3.1, Unit 3142 and retrofits | 388 | 1769 | Rate Constraint in lbs/MMBtu | FALSE | L | Annual | Emissions at Affected Plants SO2 | Thousand Tons | 0 | 0 | 0 | 0 | 0 | 0 | 0 | 0
CT Fac. Spec. - SO2 Rate Annual v3.1, Unit 3142 and retrofits | 388 | 1769 | Rate Constraint in lbs/MMBtu | FALSE | L | Annual | Allowances Purchased SO2 | Thousand Tons | 0 | 0 | 0 | 0 | 0 | 0 | 0 | 0
CT Fac. Spec. - SO2 Rate Annual v3.1, Unit 3142 and retrofits | 388 | 1769 | Rate Constraint in lbs/MMBtu | FALSE | L | Annual | Allowances Sold SO2 | Thousand Tons | 0 | 0 | 0 | 0 | 0 | 0 | 0 | 0
CT Fac. Spec. - SO2 Rate Annual v3.1, Unit 3142 and retrofits | 388 | 1769 | Rate Constraint in lbs/MMBtu | FALSE | L | Annual | Allowances Banked | Thousand Tons | 0 | 0 | 0 | 0 | 0 | 0 | 0 | 0
CT Fac. Spec. - SO2 Rate Annual v3.1, Unit 3142 and retrofits | 388 | 1769 | Rate Constraint in lbs/MMBtu | FALSE | L | Annual | Allowances Withdrawn (1:1) | Thousand Tons | 0 | 0 | 0 | 0 | 0 | 0 | 0 | 0
CT Fac. Spec. - SO2 Rate Annual v3.1, Unit 3142 and retrofits | 388 | 1769 | Rate Constraint in lbs/MMBtu | FALSE | L | Annual | Allowances Withdrawn (n:1) | Thousand Tons | 0 | 0 | 0 | 0 | 0 | 0 | 0 | 0
CT Fac. Spec. - SO2 Rate Annual v3.1, Unit 3142 and retrofits | 388 | 1769 | Rate Constraint in lbs/MMBtu | FALSE | L | Annual | Net Emissions Allowance Position | Thousand Tons | 0 | 0 | 0 | 0 | 0 | 0 | 0 | 0
CT Fac. Spec. - SO2 Rate Annual v3.1, Unit 3142 and retrofits | 388 | 1769 | Rate Constraint in lbs/MMBtu | FALSE | L | Annual | Fuel Consumed | TBtu | 0.9789 | 3.2154 | 3.0941 | 2.9325 | 0.9754 | 0.9754 | 0.97701 | 0.9754
CT Fac. Spec. - SO2 Rate Annual v3.1, Unit 3142 and retrofits | 388 | 1769 | Rate Constraint in lbs/MMBtu | FALSE | L | Annual | Rate | lb/MMBtu | 0 | 0 | 0 | 0 | 0 | 0 | 0 | 0
CT Fac. Spec. - SO2 Rate Annual v3.1, Unit 3142 and retrofits | 388 | 1769 | Rate Constraint in lbs/MMBtu | FALSE | L | Annual | Generation | TWh | 0.13207 | 0.43381 | 0.41744 | 0.39564 | 0.1316 | 0.1316 | 0.13181 | 0.1316
CT Fac. Spec. - SO2 Rate Annual v3.1, Unit 3142 and retrofits | 388 | 1769 | Rate Constraint in lbs/MMBtu | FALSE | L | Annual | Qualifying Generation | TWh | 0.13207 | 0.43381 | 0.41744 | 0.39564 | 0.1316 | 0.1316 | 0.13181 | 0.1316
CT Fac. Spec. - SO2 Rate Annual v3.1, Unit 3142 and retrofits | 388 | 1769 | Rate Constraint in lbs/MMBtu | FALSE | L | Annual | Rate | lb/MWh | 0 | 0 | 0 | 0 | 0 | 0 | 0 | 0
CT Fac. Spec. - SO2 Rate Annual v3.1, Unit 3142 and retrofits | 388 | 1769 | Rate Constraint in lbs/MMBtu | FALSE | L | Annual | Constraint Shadow Price | US2016$/Ton | 0 | 0 | 0 | 0 | 0 | 0 | 0 | 0
CT Fac. Spec. - SO2 Rate Annual v3.1, Unit 3144 and retrofits | 389 | 1769 | Rate Constraint in lbs/MMBtu | FALSE | L | Annual | Seasons Included | Seasons | Winter, WintShld, Summer | Winter, WintShld, Summer | Winter, WintShld, Summer | Winter, WintShld, Summer | Winter, WintShld, Summer | Winter, WintShld, Summer | Winter, WintShld, Summer | Winter, WintShld, Summer
CT Fac. Spec. - SO2 Rate Annual v3.1, Unit 3144 and retrofits | 389 | 1769 | Rate Constraint in lbs/MMBtu | FALSE | L | Annual | Standard SO2 | lb/MMBtu | 0.33 | 0.33 | 0.33 | 0.33 | 0.33 | 0.33 | 0.33 | 0.33
CT Fac. Spec. - SO2 Rate Annual v3.1, Unit 3144 and retrofits | 389 | 1769 | Rate Constraint in lbs/MMBtu | FALSE | L | Annual | Emissions at Affected Plants SO2 | Thousand Tons | 0 | 0 | 0 | 0 | 0 | 0 | 0 | 0
CT Fac. Spec. - SO2 Rate Annual v3.1, Unit 3144 and retrofits | 389 | 1769 | Rate Constraint in lbs/MMBtu | FALSE | L | Annual | Allowances Purchased SO2 | Thousand Tons | 0 | 0 | 0 | 0 | 0 | 0 | 0 | 0
CT Fac. Spec. - SO2 Rate Annual v3.1, Unit 3144 and retrofits | 389 | 1769 | Rate Constraint in lbs/MMBtu | FALSE | L | Annual | Allowances Sold SO2 | Thousand Tons | 0 | 0 | 0 | 0 | 0 | 0 | 0 | 0
CT Fac. Spec. - SO2 Rate Annual v3.1, Unit 3144 and retrofits | 389 | 1769 | Rate Constraint in lbs/MMBtu | FALSE | L | Annual | Allowances Banked | Thousand Tons | 0 | 0 | 0 | 0 | 0 | 0 | 0 | 0
CT Fac. Spec. - SO2 Rate Annual v3.1, Unit 3144 and retrofits | 389 | 1769 | Rate Constraint in lbs/MMBtu | FALSE | L | Annual | Allowances Withdrawn (1:1) | Thousand Tons | 0 | 0 | 0 | 0 | 0 | 0 | 0 | 0
CT Fac. Spec. - SO2 Rate Annual v3.1, Unit 3144 and retrofits | 389 | 1769 | Rate Constraint in lbs/MMBtu | FALSE | L | Annual | Allowances Withdrawn (n:1) | Thousand Tons | 0 | 0 | 0 | 0 | 0 | 0 | 0 | 0
CT Fac. Spec. - SO2 Rate Annual v3.1, Unit 3144 and retrofits | 389 | 1769 | Rate Constraint in lbs/MMBtu | FALSE | L | Annual | Net Emissions Allowance Position | Thousand Tons | 0 | 0 | 0 | 0 | 0 | 0 | 0 | 0
CT Fac. Spec. - SO2 Rate Annual v3.1, Unit 3144 and retrofits | 389 | 1769 | Rate Constraint in lbs/MMBtu | FALSE | L | Annual | Fuel Consumed | TBtu | 0.45142 | 0.60855 | 0.46474 | 0.36256 | 0.12077 | 0.57051 | 1.1467 | 0.70197
CT Fac. Spec. - SO2 Rate Annual v3.1, Unit 3144 and retrofits | 389 | 1769 | Rate Constraint in lbs/MMBtu | FALSE | L | Annual | Rate | lb/MMBtu | 0 | 0 | 0 | 0 | 0 | 0 | 0 | 0
CT Fac. Spec. - SO2 Rate Annual v3.1, Unit 3144 and retrofits | 389 | 1769 | Rate Constraint in lbs/MMBtu | FALSE | L | Annual | Generation | TWh | 0.064415 | 0.086837 | 0.066316 | 0.051736 | 0.017234 | 0.081409 | 0.16363 | 0.10017
CT Fac. Spec. - SO2 Rate Annual v3.1, Unit 3144 and retrofits | 389 | 1769 | Rate Constraint in lbs/MMBtu | FALSE | L | Annual | Qualifying Generation | TWh | 0.064415 | 0.086837 | 0.066316 | 0.051736 | 0.017234 | 0.081409 | 0.16363 | 0.10017
CT Fac. Spec. - SO2 Rate Annual v3.1, Unit 3144 and retrofits | 389 | 1769 | Rate Constraint in lbs/MMBtu | FALSE | L | Annual | Rate | lb/MWh | 0 | 0 | 0 | 0 | 0 | 0 | 0 | 0
CT Fac. Spec. - SO2 Rate Annual v3.1, Unit 3144 and retrofits | 389 | 1769 | Rate Constraint in lbs/MMBtu | FALSE | L | Annual | Constraint Shadow Price | US2016$/Ton | 0 | 0 | 0 | 0 | 0 | 0 | 0 | 0
CT Fac. Spec. - SO2 Rate Annual v3.1, Unit 3145 and retrofits | 390 | 1769 | Rate Constraint in lbs/MMBtu | FALSE | L | Annual | Seasons Included | Seasons | Winter, WintShld, Summer | Winter, WintShld, Summer | Winter, WintShld, Summer | Winter, WintShld, Summer | Winter, WintShld, Summer | Winter, WintShld, Summer | Winter, WintShld, Summer | Winter, WintShld, Summer
CT Fac. Spec. - SO2 Rate Annual v3.1, Unit 3145 and retrofits | 390 | 1769 | Rate Constraint in lbs/MMBtu | FALSE | L | Annual | Standard SO2 | lb/MMBtu | 0.33 | 0.33 | 0.33 | 0.33 | 0.33 | 0.33 | 0.33 | 0.33
CT Fac. Spec. - SO2 Rate Annual v3.1, Unit 3145 and retrofits | 390 | 1769 | Rate Constraint in lbs/MMBtu | FALSE | L | Annual | Emissions at Affected Plants SO2 | Thousand Tons | 0 | 0 | 0 | 0 | 0 | 0 | 0 | 0
CT Fac. Spec. - SO2 Rate Annual v3.1, Unit 3145 and retrofits | 390 | 1769 | Rate Constraint in lbs/MMBtu | FALSE | L | Annual | Allowances Purchased SO2 | Thousand Tons | 0 | 0 | 0 | 0 | 0 | 0 | 0 | 0
CT Fac. Spec. - SO2 Rate Annual v3.1, Unit 3145 and retrofits | 390 | 1769 | Rate Constraint in lbs/MMBtu | FALSE | L | Annual | Allowances Sold SO2 | Thousand Tons | 0 | 0 | 0 | 0 | 0 | 0 | 0 | 0
CT Fac. Spec. - SO2 Rate Annual v3.1, Unit 3145 and retrofits | 390 | 1769 | Rate Constraint in lbs/MMBtu | FALSE | L | Annual | Allowances Banked | Thousand Tons | 0 | 0 | 0 | 0 | 0 | 0 | 0 | 0
CT Fac. Spec. - SO2 Rate Annual v3.1, Unit 3145 and retrofits | 390 | 1769 | Rate Constraint in lbs/MMBtu | FALSE | L | Annual | Allowances Withdrawn (1:1) | Thousand Tons | 0 | 0 | 0 | 0 | 0 | 0 | 0 | 0
CT Fac. Spec. - SO2 Rate Annual v3.1, Unit 3145 and retrofits | 390 | 1769 | Rate Constraint in lbs/MMBtu | FALSE | L | Annual | Allowances Withdrawn (n:1) | Thousand Tons | 0 | 0 | 0 | 0 | 0 | 0 | 0 | 0
CT Fac. Spec. - SO2 Rate Annual v3.1, Unit 3145 and retrofits | 390 | 1769 | Rate Constraint in lbs/MMBtu | FALSE | L | Annual | Net Emissions Allowance Position | Thousand Tons | 0 | 0 | 0 | 0 | 0 | 0 | 0 | 0
CT Fac. Spec. - SO2 Rate Annual v3.1, Unit 3145 and retrofits | 390 | 1769 | Rate Constraint in lbs/MMBtu | FALSE | L | Annual | Fuel Consumed | TBtu | 10.8238 | 10.8238 | 10.8238 | 10.2453 | 9.3869 | 9.5028 | 10.02 | 8.8831
CT Fac. Spec. - SO2 Rate Annual v3.1, Unit 3145 and retrofits | 390 | 1769 | Rate Constraint in lbs/MMBtu | FALSE | L | Annual | Rate | lb/MMBtu | 0 | 0 | 0 | 0 | 0 | 0 | 0 | 0
CT Fac. Spec. - SO2 Rate Annual v3.1, Unit 3145 and retrofits | 390 | 1769 | Rate Constraint in lbs/MMBtu | FALSE | L | Annual | Generation | TWh | 1.7318 | 1.7318 | 1.7318 | 1.6392 | 1.5019 | 1.5205 | 1.6032 | 1.4213
CT Fac. Spec. - SO2 Rate Annual v3.1, Unit 3145 and retrofits | 390 | 1769 | Rate Constraint in lbs/MMBtu | FALSE | L | Annual | Qualifying Generation | TWh | 1.7318 | 1.7318 | 1.7318 | 1.6392 | 1.5019 | 1.5205 | 1.6032 | 1.4213
CT Fac. Spec. - SO2 Rate Annual v3.1, Unit 3145 and retrofits | 390 | 1769 | Rate Constraint in lbs/MMBtu | FALSE | L | Annual | Rate | lb/MWh | 0 | 0 | 0 | 0 | 0 | 0 | 0 | 0
CT Fac. Spec. - SO2 Rate Annual v3.1, Unit 3145 and retrofits | 390 | 1769 | Rate Constraint in lbs/MMBtu | FALSE | L | Annual | Constraint Shadow Price | US2016$/Ton | 0 | 0 | 0 | 0 | 0 | 0 | 0 | 0
CT Fac. Spec. - SO2 Rate Annual v3.1, Unit 3146 and retrofits | 391 | 1769 | Rate Constraint in lbs/MMBtu | FALSE | L | Annual | Seasons Included | Seasons | Winter, WintShld, Summer | Winter, WintShld, Summer | Winter, WintShld, Summer | Winter, WintShld, Summer | Winter, WintShld, Summer | Winter, WintShld, Summer | Winter, WintShld, Summer | Winter, WintShld, Summer
CT Fac. Spec. - SO2 Rate Annual v3.1, Unit 3146 and retrofits | 391 | 1769 | Rate Constraint in lbs/MMBtu | FALSE | L | Annual | Standard SO2 | lb/MMBtu | 0.33 | 0.33 | 0.33 | 0.33 | 0.33 | 0.33 | 0.33 | 0.33
CT Fac. Spec. - SO2 Rate Annual v3.1, Unit 3146 and retrofits | 391 | 1769 | Rate Constraint in lbs/MMBtu | FALSE | L | Annual | Emissions at Affected Plants SO2 | Thousand Tons | 0 | 0 | 0 | 0 | 0 | 0 | 0 | 0
CT Fac. Spec. - SO2 Rate Annual v3.1, Unit 3146 and retrofits | 391 | 1769 | Rate Constraint in lbs/MMBtu | FALSE | L | Annual | Allowances Purchased SO2 | Thousand Tons | 0 | 0 | 0 | 0 | 0 | 0 | 0 | 0
CT Fac. Spec. - SO2 Rate Annual v3.1, Unit 3146 and retrofits | 391 | 1769 | Rate Constraint in lbs/MMBtu | FALSE | L | Annual | Allowances Sold SO2 | Thousand Tons | 0 | 0 | 0 | 0 | 0 | 0 | 0 | 0
CT Fac. Spec. - SO2 Rate Annual v3.1, Unit 3146 and retrofits | 391 | 1769 | Rate Constraint in lbs/MMBtu | FALSE | L | Annual | Allowances Banked | Thousand Tons | 0 | 0 | 0 | 0 | 0 | 0 | 0 | 0
CT Fac. Spec. - SO2 Rate Annual v3.1, Unit 3146 and retrofits | 391 | 1769 | Rate Constraint in lbs/MMBtu | FALSE | L | Annual | Allowances Withdrawn (1:1) | Thousand Tons | 0 | 0 | 0 | 0 | 0 | 0 | 0 | 0
CT Fac. Spec. - SO2 Rate Annual v3.1, Unit 3146 and retrofits | 391 | 1769 | Rate Constraint in lbs/MMBtu | FALSE | L | Annual | Allowances Withdrawn (n:1) | Thousand Tons | 0 | 0 | 0 | 0 | 0 | 0 | 0 | 0
CT Fac. Spec. - SO2 Rate Annual v3.1, Unit 3146 and retrofits | 391 | 1769 | Rate Constraint in lbs/MMBtu | FALSE | L | Annual | Net Emissions Allowance Position | Thousand Tons | 0 | 0 | 0 | 0 | 0 | 0 | 0 | 0
CT Fac. Spec. - SO2 Rate Annual v3.1, Unit 3146 and retrofits | 391 | 1769 | Rate Constraint in lbs/MMBtu | FALSE | L | Annual | Fuel Consumed | TBtu | 10.8238 | 10.8238 | 10.2453 | 10.2453 | 9.3869 | 9.3869 | 9.3869 | 8.8831
CT Fac. Spec. - SO2 Rate Annual v3.1, Unit 3146 and retrofits | 391 | 1769 | Rate Constraint in lbs/MMBtu | FALSE | L | Annual | Rate | lb/MMBtu | 0 | 0 | 0 | 0 | 0 | 0 | 0 | 0
CT Fac. Spec. - SO2 Rate Annual v3.1, Unit 3146 and retrofits | 391 | 1769 | Rate Constraint in lbs/MMBtu | FALSE | L | Annual | Generation | TWh | 1.7318 | 1.7318 | 1.6392 | 1.6392 | 1.5019 | 1.5019 | 1.5019 | 1.4213
CT Fac. Spec. - SO2 Rate Annual v3.1, Unit 3146 and retrofits | 391 | 1769 | Rate Constraint in lbs/MMBtu | FALSE | L | Annual | Qualifying Generation | TWh | 1.7318 | 1.7318 | 1.6392 | 1.6392 | 1.5019 | 1.5019 | 1.5019 | 1.4213
CT Fac. Spec. - SO2 Rate Annual v3.1, Unit 3146 and retrofits | 391 | 1769 | Rate Constraint in lbs/MMBtu | FALSE | L | Annual | Rate | lb/MWh | 0 | 0 | 0 | 0 | 0 | 0 | 0 | 0
CT Fac. Spec. - SO2 Rate Annual v3.1, Unit 3146 and retrofits | 391 | 1769 | Rate Constraint in lbs/MMBtu | FALSE | L | Annual | Constraint Shadow Price | US2016$/Ton | 0 | 0 | 0 | 0 | 0 | 0 | 0 | 0
CT Fac. Spec. - SO2 Rate Annual v3.1, Unit 3147 and retrofits | 392 | 1769 | Rate Constraint in lbs/MMBtu | FALSE | L | Annual | Seasons Included | Seasons | Winter, WintShld, Summer | Winter, WintShld, Summer | Winter, WintShld, Summer | Winter, WintShld, Summer | Winter, WintShld, Summer | Winter, WintShld, Summer | Winter, WintShld, Summer | Winter, WintShld, Summer
CT Fac. Spec. - SO2 Rate Annual v3.1, Unit 3147 and retrofits | 392 | 1769 | Rate Constraint in lbs/MMBtu | FALSE | L | Annual | Standard SO2 | lb/MMBtu | 0.33 | 0.33 | 0.33 | 0.33 | 0.33 | 0.33 | 0.33 | 0.33
CT Fac. Spec. - SO2 Rate Annual v3.1, Unit 3147 and retrofits | 392 | 1769 | Rate Constraint in lbs/MMBtu | FALSE | L | Annual | Emissions at Affected Plants SO2 | Thousand Tons | 0 | 0 | 0 | 0 | 0 | 0 | 0 | 0
CT Fac. Spec. - SO2 Rate Annual v3.1, Unit 3147 and retrofits | 392 | 1769 | Rate Constraint in lbs/MMBtu | FALSE | L | Annual | Allowances Purchased SO2 | Thousand Tons | 0 | 0 | 0 | 0 | 0 | 0 | 0 | 0
CT Fac. Spec. - SO2 Rate Annual v3.1, Unit 3147 and retrofits | 392 | 1769 | Rate Constraint in lbs/MMBtu | FALSE | L | Annual | Allowances Sold SO2 | Thousand Tons | 0 | 0 | 0 | 0 | 0 | 0 | 0 | 0
CT Fac. Spec. - SO2 Rate Annual v3.1, Unit 3147 and retrofits | 392 | 1769 | Rate Constraint in lbs/MMBtu | FALSE | L | Annual | Allowances Banked | Thousand Tons | 0 | 0 | 0 | 0 | 0 | 0 | 0 | 0
CT Fac. Spec. - SO2 Rate Annual v3.1, Unit 3147 and retrofits | 392 | 1769 | Rate Constraint in lbs/MMBtu | FALSE | L | Annual | Allowances Withdrawn (1:1) | Thousand Tons | 0 | 0 | 0 | 0 | 0 | 0 | 0 | 0
CT Fac. Spec. - SO2 Rate Annual v3.1, Unit 3147 and retrofits | 392 | 1769 | Rate Constraint in lbs/MMBtu | FALSE | L | Annual | Allowances Withdrawn (n:1) | Thousand Tons | 0 | 0 | 0 | 0 | 0 | 0 | 0 | 0
CT Fac. Spec. - SO2 Rate Annual v3.1, Unit 3147 and retrofits | 392 | 1769 | Rate Constraint in lbs/MMBtu | FALSE | L | Annual | Net Emissions Allowance Position | Thousand Tons | 0 | 0 | 0 | 0 | 0 | 0 | 0 | 0
CT Fac. Spec. - SO2 Rate Annual v3.1, Unit 3147 and retrofits | 392 | 1769 | Rate Constraint in lbs/MMBtu | FALSE | L | Annual | Fuel Consumed | TBtu | 12.8718 | 12.8676 | 12.4554 | 12.1639 | 11.1631 | 11.1631 | 11.2702 | 9.7198
CT Fac. Spec. - SO2 Rate Annual v3.1, Unit 3147 and retrofits | 392 | 1769 | Rate Constraint in lbs/MMBtu | FALSE | L | Annual | Rate | lb/MMBtu | 0 | 0 | 0 | 0 | 0 | 0 | 0 | 0
CT Fac. Spec. - SO2 Rate Annual v3.1, Unit 3147 and retrofits | 392 | 1769 | Rate Constraint in lbs/MMBtu | FALSE | L | Annual | Generation | TWh | 2.0595 | 2.0588 | 1.9929 | 1.9462 | 1.7861 | 1.7861 | 1.8032 | 1.5552
CT Fac. Spec. - SO2 Rate Annual v3.1, Unit 3147 and retrofits | 392 | 1769 | Rate Constraint in lbs/MMBtu | FALSE | L | Annual | Qualifying Generation | TWh | 2.0595 | 2.0588 | 1.9929 | 1.9462 | 1.7861 | 1.7861 | 1.8032 | 1.5552
CT Fac. Spec. - SO2 Rate Annual v3.1, Unit 3147 and retrofits | 392 | 1769 | Rate Constraint in lbs/MMBtu | FALSE | L | Annual | Rate | lb/MWh | 0 | 0 | 0 | 0 | 0 | 0 | 0 | 0
CT Fac. Spec. - SO2 Rate Annual v3.1, Unit 3147 and retrofits | 392 | 1769 | Rate Constraint in lbs/MMBtu | FALSE | L | Annual | Constraint Shadow Price | US2016$/Ton | 0 | 0 | 0 | 0 | 0 | 0 | 0 | 0
CT Fac. Spec. - SO2 Rate Annual v3.1, Unit 3148 and retrofits | 393 | 1769 | Rate Constraint in lbs/MMBtu | FALSE | L | Annual | Seasons Included | Seasons | Winter, WintShld, Summer | Winter, WintShld, Summer | Winter, WintShld, Summer | Winter, WintShld, Summer | Winter, WintShld, Summer | Winter, WintShld, Summer | Winter, WintShld, Summer | Winter, WintShld, Summer
CT Fac. Spec. - SO2 Rate Annual v3.1, Unit 3148 and retrofits | 393 | 1769 | Rate Constraint in lbs/MMBtu | FALSE | L | Annual | Standard SO2 | lb/MMBtu | 0.33 | 0.33 | 0.33 | 0.33 | 0.33 | 0.33 | 0.33 | 0.33
CT Fac. Spec. - SO2 Rate Annual v3.1, Unit 3148 and retrofits | 393 | 1769 | Rate Constraint in lbs/MMBtu | FALSE | L | Annual | Emissions at Affected Plants SO2 | Thousand Tons | 0 | 0 | 0 | 0 | 0 | 0 | 0 | 0
CT Fac. Spec. - SO2 Rate Annual v3.1, Unit 3148 and retrofits | 393 | 1769 | Rate Constraint in lbs/MMBtu | FALSE | L | Annual | Allowances Purchased SO2 | Thousand Tons | 0 | 0 | 0 | 0 | 0 | 0 | 0 | 0
CT Fac. Spec. - SO2 Rate Annual v3.1, Unit 3148 and retrofits | 393 | 1769 | Rate Constraint in lbs/MMBtu | FALSE | L | Annual | Allowances Sold SO2 | Thousand Tons | 0 | 0 | 0 | 0 | 0 | 0 | 0 | 0
CT Fac. Spec. - SO2 Rate Annual v3.1, Unit 3148 and retrofits | 393 | 1769 | Rate Constraint in lbs/MMBtu | FALSE | L | Annual | Allowances Banked | Thousand Tons | 0 | 0 | 0 | 0 | 0 | 0 | 0 | 0
CT Fac. Spec. - SO2 Rate Annual v3.1, Unit 3148 and retrofits | 393 | 1769 | Rate Constraint in lbs/MMBtu | FALSE | L | Annual | Allowances Withdrawn (1:1) | Thousand Tons | 0 | 0 | 0 | 0 | 0 | 0 | 0 | 0
CT Fac. Spec. - SO2 Rate Annual v3.1, Unit 3148 and retrofits | 393 | 1769 | Rate Constraint in lbs/MMBtu | FALSE | L | Annual | Allowances Withdrawn (n:1) | Thousand Tons | 0 | 0 | 0 | 0 | 0 | 0 | 0 | 0
CT Fac. Spec. - SO2 Rate Annual v3.1, Unit 3148 and retrofits | 393 | 1769 | Rate Constraint in lbs/MMBtu | FALSE | L | Annual | Net Emissions Allowance Position | Thousand Tons | 0 | 0 | 0 | 0 | 0 | 0 | 0 | 0
CT Fac. Spec. - SO2 Rate Annual v3.1, Unit 3148 and retrofits | 393 | 1769 | Rate Constraint in lbs/MMBtu | FALSE | L | Annual | Fuel Consumed | TBtu | 3.5998 | 4.3591 | 4.2472 | 0 | 0 | 0 | 0 | 0
CT Fac. Spec. - SO2 Rate Annual v3.1, Unit 3148 and retrofits | 393 | 1769 | Rate Constraint in lbs/MMBtu | FALSE | L | Annual | Rate | lb/MMBtu | 0 | 0 | 0 | 0 | 0 | 0 | 0 | 0
CT Fac. Spec. - SO2 Rate Annual v3.1, Unit 3148 and retrofits | 393 | 1769 | Rate Constraint in lbs/MMBtu | FALSE | L | Annual | Generation | TWh | 0.50368 | 0.60992 | 0.59426 | 0 | 0 | 0 | 0 | 0
CT Fac. Spec. - SO2 Rate Annual v3.1, Unit 3148 and retrofits | 393 | 1769 | Rate Constraint in lbs/MMBtu | FALSE | L | Annual | Qualifying Generation | TWh | 0.50368 | 0.60992 | 0.59426 | 0 | 0 | 0 | 0 | 0
CT Fac. Spec. - SO2 Rate Annual v3.1, Unit 3148 and retrofits | 393 | 1769 | Rate Constraint in lbs/MMBtu | FALSE | L | Annual | Rate | lb/MWh | 0 | 0 | 0 | 0 | 0 | 0 | 0 | 0
CT Fac. Spec. - SO2 Rate Annual v3.1, Unit 3148 and retrofits | 393 | 1769 | Rate Constraint in lbs/MMBtu | FALSE | L | Annual | Constraint Shadow Price | US2016$/Ton | 0 | 0 | 0 | 0 | 0 | 0 | 0 | 0
CT Fac. Spec. - SO2 Rate Annual v3.1, Unit 3149 and retrofits | 394 | 1769 | Rate Constraint in lbs/MMBtu | FALSE | L | Annual | Seasons Included | Seasons | Winter, WintShld, Summer | Winter, WintShld, Summer | Winter, WintShld, Summer | Winter, WintShld, Summer | Winter, WintShld, Summer | Winter, WintShld, Summer | Winter, WintShld, Summer | Winter, WintShld, Summer
CT Fac. Spec. - SO2 Rate Annual v3.1, Unit 3149 and retrofits | 394 | 1769 | Rate Constraint in lbs/MMBtu | FALSE | L | Annual | Standard SO2 | lb/MMBtu | 0.33 | 0.33 | 0.33 | 0.33 | 0.33 | 0.33 | 0.33 | 0.33
CT Fac. Spec. - SO2 Rate Annual v3.1, Unit 3149 and retrofits | 394 | 1769 | Rate Constraint in lbs/MMBtu | FALSE | L | Annual | Emissions at Affected Plants SO2 | Thousand Tons | 0 | 0 | 0 | 0 | 0 | 0 | 0 | 0
CT Fac. Spec. - SO2 Rate Annual v3.1, Unit 3149 and retrofits | 394 | 1769 | Rate Constraint in lbs/MMBtu | FALSE | L | Annual | Allowances Purchased SO2 | Thousand Tons | 0 | 0 | 0 | 0 | 0 | 0 | 0 | 0
CT Fac. Spec. - SO2 Rate Annual v3.1, Unit 3149 and retrofits | 394 | 1769 | Rate Constraint in lbs/MMBtu | FALSE | L | Annual | Allowances Sold SO2 | Thousand Tons | 0 | 0 | 0 | 0 | 0 | 0 | 0 | 0
CT Fac. Spec. - SO2 Rate Annual v3.1, Unit 3149 and retrofits | 394 | 1769 | Rate Constraint in lbs/MMBtu | FALSE | L | Annual | Allowances Banked | Thousand Tons | 0 | 0 | 0 | 0 | 0 | 0 | 0 | 0
CT Fac. Spec. - SO2 Rate Annual v3.1, Unit 3149 and retrofits | 394 | 1769 | Rate Constraint in lbs/MMBtu | FALSE | L | Annual | Allowances Withdrawn (1:1) | Thousand Tons | 0 | 0 | 0 | 0 | 0 | 0 | 0 | 0
CT Fac. Spec. - SO2 Rate Annual v3.1, Unit 3149 and retrofits | 394 | 1769 | Rate Constraint in lbs/MMBtu | FALSE | L | Annual | Allowances Withdrawn (n:1) | Thousand Tons | 0 | 0 | 0 | 0 | 0 | 0 | 0 | 0
CT Fac. Spec. - SO2 Rate Annual v3.1, Unit 3149 and retrofits | 394 | 1769 | Rate Constraint in lbs/MMBtu | FALSE | L | Annual | Net Emissions Allowance Position | Thousand Tons | 0 | 0 | 0 | 0 | 0 | 0 | 0 | 0
CT Fac. Spec. - SO2 Rate Annual v3.1, Unit 3149 and retrofits | 394 | 1769 | Rate Constraint in lbs/MMBtu | FALSE | L | Annual | Fuel Consumed | TBtu | 3.3489 | 3.503 | 3.9612 | 0 | 0 | 0 | 0 | 0
CT Fac. Spec. - SO2 Rate Annual v3.1, Unit 3149 and retrofits | 394 | 1769 | Rate Constraint in lbs/MMBtu | FALSE | L | Annual | Rate | lb/MMBtu | 0 | 0 | 0 | 0 | 0 | 0 | 0 | 0
CT Fac. Spec. - SO2 Rate Annual v3.1, Unit 3149 and retrofits | 394 | 1769 | Rate Constraint in lbs/MMBtu | FALSE | L | Annual | Generation | TWh | 0.46857 | 0.49013 | 0.55424 | 0 | 0 | 0 | 0 | 0
CT Fac. Spec. - SO2 Rate Annual v3.1, Unit 3149 and retrofits | 394 | 1769 | Rate Constraint in lbs/MMBtu | FALSE | L | Annual | Qualifying Generation | TWh | 0.46857 | 0.49013 | 0.55424 | 0 | 0 | 0 | 0 | 0
CT Fac. Spec. - SO2 Rate Annual v3.1, Unit 3149 and retrofits | 394 | 1769 | Rate Constraint in lbs/MMBtu | FALSE | L | Annual | Rate | lb/MWh | 0 | 0 | 0 | 0 | 0 | 0 | 0 | 0
CT Fac. Spec. - SO2 Rate Annual v3.1, Unit 3149 and retrofits | 394 | 1769 | Rate Constraint in lbs/MMBtu | FALSE | L | Annual | Constraint Shadow Price | US2016$/Ton | 0 | 0 | 0 | 0 | 0 | 0 | 0 | 0
CT Fac. Spec. - SO2 Rate Annual v3.1, Unit 3150 and retrofits | 395 | 1769 | Rate Constraint in lbs/MMBtu | FALSE | L | Annual | Seasons Included | Seasons | Winter, WintShld, Summer | Winter, WintShld, Summer | Winter, WintShld, Summer | Winter, WintShld, Summer | Winter, WintShld, Summer | Winter, WintShld, Summer | Winter, WintShld, Summer | Winter, WintShld, Summer
CT Fac. Spec. - SO2 Rate Annual v3.1, Unit 3150 and retrofits | 395 | 1769 | Rate Constraint in lbs/MMBtu | FALSE | L | Annual | Standard SO2 | lb/MMBtu | 0.33 | 0.33 | 0.33 | 0.33 | 0.33 | 0.33 | 0.33 | 0.33
CT Fac. Spec. - SO2 Rate Annual v3.1, Unit 3150 and retrofits | 395 | 1769 | Rate Constraint in lbs/MMBtu | FALSE | L | Annual | Emissions at Affected Plants SO2 | Thousand Tons | 0 | 0 | 0 | 0 | 0 | 0 | 0 | 0
CT Fac. Spec. - SO2 Rate Annual v3.1, Unit 3150 and retrofits | 395 | 1769 | Rate Constraint in lbs/MMBtu | FALSE | L | Annual | Allowances Purchased SO2 | Thousand Tons | 0 | 0 | 0 | 0 | 0 | 0 | 0 | 0
CT Fac. Spec. - SO2 Rate Annual v3.1, Unit 3150 and retrofits | 395 | 1769 | Rate Constraint in lbs/MMBtu | FALSE | L | Annual | Allowances Sold SO2 | Thousand Tons | 0 | 0 | 0 | 0 | 0 | 0 | 0 | 0
CT Fac. Spec. - SO2 Rate Annual v3.1, Unit 3150 and retrofits | 395 | 1769 | Rate Constraint in lbs/MMBtu | FALSE | L | Annual | Allowances Banked | Thousand Tons | 0 | 0 | 0 | 0 | 0 | 0 | 0 | 0
CT Fac. Spec. - SO2 Rate Annual v3.1, Unit 3150 and retrofits | 395 | 1769 | Rate Constraint in lbs/MMBtu | FALSE | L | Annual | Allowances Withdrawn (1:1) | Thousand Tons | 0 | 0 | 0 | 0 | 0 | 0 | 0 | 0
CT Fac. Spec. - SO2 Rate Annual v3.1, Unit 3150 and retrofits | 395 | 1769 | Rate Constraint in lbs/MMBtu | FALSE | L | Annual | Allowances Withdrawn (n:1) | Thousand Tons | 0 | 0 | 0 | 0 | 0 | 0 | 0 | 0
CT Fac. Spec. - SO2 Rate Annual v3.1, Unit 3150 and retrofits | 395 | 1769 | Rate Constraint in lbs/MMBtu | FALSE | L | Annual | Net Emissions Allowance Position | Thousand Tons | 0 | 0 | 0 | 0 | 0 | 0 | 0 | 0
CT Fac. Spec. - SO2 Rate Annual v3.1, Unit 3150 and retrofits | 395 | 1769 | Rate Constraint in lbs/MMBtu | FALSE | L | Annual | Fuel Consumed | TBtu | 3.0399 | 3.503 | 3.5981 | 2.5151 | 2.4341 | 2.8548 | 2.7263 | 2.126
CT Fac. Spec. - SO2 Rate Annual v3.1, Unit 3150 and retrofits | 395 | 1769 | Rate Constraint in lbs/MMBtu | FALSE | L | Annual | Rate | lb/MMBtu | 0 | 0 | 0 | 0 | 0 | 0 | 0 | 0
CT Fac. Spec. - SO2 Rate Annual v3.1, Unit 3150 and retrofits | 395 | 1769 | Rate Constraint in lbs/MMBtu | FALSE | L | Annual | Generation | TWh | 0.42534 | 0.49013 | 0.50345 | 0.35191 | 0.34057 | 0.39944 | 0.38146 | 0.29747
CT Fac. Spec. - SO2 Rate Annual v3.1, Unit 3150 and retrofits | 395 | 1769 | Rate Constraint in lbs/MMBtu | FALSE | L | Annual | Qualifying Generation | TWh | 0.42534 | 0.49013 | 0.50345 | 0.35191 | 0.34057 | 0.39944 | 0.38146 | 0.29747
CT Fac. Spec. - SO2 Rate Annual v3.1, Unit 3150 and retrofits | 395 | 1769 | Rate Constraint in lbs/MMBtu | FALSE | L | Annual | Rate | lb/MWh | 0 | 0 | 0 | 0 | 0 | 0 | 0 | 0
CT Fac. Spec. - SO2 Rate Annual v3.1, Unit 3150 and retrofits | 395 | 1769 | Rate Constraint in lbs/MMBtu | FALSE | L | Annual | Constraint Shadow Price | US2016$/Ton | 0 | 0 | 0 | 0 | 0 | 0 | 0 | 0
CT Fac. Spec. - SO2 Rate Annual v3.1, Unit 3151 and retrofits | 396 | 1769 | Rate Constraint in lbs/MMBtu | FALSE | L | Annual | Seasons Included | Seasons | Winter, WintShld, Summer | Winter, WintShld, Summer | Winter, WintShld, Summer | Winter, WintShld, Summer | Winter, WintShld, Summer | Winter, WintShld, Summer | Winter, WintShld, Summer | Winter, WintShld, Summer
CT Fac. Spec. - SO2 Rate Annual v3.1, Unit 3151 and retrofits | 396 | 1769 | Rate Constraint in lbs/MMBtu | FALSE | L | Annual | Standard SO2 | lb/MMBtu | 0.33 | 0.33 | 0.33 | 0.33 | 0.33 | 0.33 | 0.33 | 0.33
CT Fac. Spec. - SO2 Rate Annual v3.1, Unit 3151 and retrofits | 396 | 1769 | Rate Constraint in lbs/MMBtu | FALSE | L | Annual | Emissions at Affected Plants SO2 | Thousand Tons | 0 | 0 | 0 | 0 | 0 | 0 | 0 | 0
CT Fac. Spec. - SO2 Rate Annual v3.1, Unit 3151 and retrofits | 396 | 1769 | Rate Constraint in lbs/MMBtu | FALSE | L | Annual | Allowances Purchased SO2 | Thousand Tons | 0 | 0 | 0 | 0 | 0 | 0 | 0 | 0
CT Fac. Spec. - SO2 Rate Annual v3.1, Unit 3151 and retrofits | 396 | 1769 | Rate Constraint in lbs/MMBtu | FALSE | L | Annual | Allowances Sold SO2 | Thousand Tons | 0 | 0 | 0 | 0 | 0 | 0 | 0 | 0
CT Fac. Spec. - SO2 Rate Annual v3.1, Unit 3151 and retrofits | 396 | 1769 | Rate Constraint in lbs/MMBtu | FALSE | L | Annual | Allowances Banked | Thousand Tons | 0 | 0 | 0 | 0 | 0 | 0 | 0 | 0
CT Fac. Spec. - SO2 Rate Annual v3.1, Unit 3151 and retrofits | 396 | 1769 | Rate Constraint in lbs/MMBtu | FALSE | L | Annual | Allowances Withdrawn (1:1) | Thousand Tons | 0 | 0 | 0 | 0 | 0 | 0 | 0 | 0
CT Fac. Spec. - SO2 Rate Annual v3.1, Unit 3151 and retrofits | 396 | 1769 | Rate Constraint in lbs/MMBtu | FALSE | L | Annual | Allowances Withdrawn (n:1) | Thousand Tons | 0 | 0 | 0 | 0 | 0 | 0 | 0 | 0
CT Fac. Spec. - SO2 Rate Annual v3.1, Unit 3151 and retrofits | 396 | 1769 | Rate Constraint in lbs/MMBtu | FALSE | L | Annual | Net Emissions Allowance Position | Thousand Tons | 0 | 0 | 0 | 0 | 0 | 0 | 0 | 0
CT Fac. Spec. - SO2 Rate Annual v3.1, Unit 3151 and retrofits | 396 | 1769 | Rate Constraint in lbs/MMBtu | FALSE | L | Annual | Fuel Consumed | TBtu | 22.4724 | 21.2712 | 21.2088 | 20.7869 | 19.4892 | 19.4165 | 19.4751 | 15.9655
CT Fac. Spec. - SO2 Rate Annual v3.1, Unit 3151 and retrofits | 396 | 1769 | Rate Constraint in lbs/MMBtu | FALSE | L | Annual | Rate | lb/MMBtu | 0 | 0 | 0 | 0 | 0 | 0 | 0 | 0
CT Fac. Spec. - SO2 Rate Annual v3.1, Unit 3151 and retrofits | 396 | 1769 | Rate Constraint in lbs/MMBtu | FALSE | L | Annual | Generation | TWh | 3.5956 | 3.4034 | 3.3934 | 3.3259 | 3.1183 | 3.1066 | 3.116 | 2.5545
CT Fac. Spec. - SO2 Rate Annual v3.1, Unit 3151 and retrofits | 396 | 1769 | Rate Constraint in lbs/MMBtu | FALSE | L | Annual | Qualifying Generation | TWh | 3.5956 | 3.4034 | 3.3934 | 3.3259 | 3.1183 | 3.1066 | 3.116 | 2.5545
CT Fac. Spec. - SO2 Rate Annual v3.1, Unit 3151 and retrofits | 396 | 1769 | Rate Constraint in lbs/MMBtu | FALSE | L | Annual | Rate | lb/MWh | 0 | 0 | 0 | 0 | 0 | 0 | 0 | 0
CT Fac. Spec. - SO2 Rate Annual v3.1, Unit 3151 and retrofits | 396 | 1769 | Rate Constraint in lbs/MMBtu | FALSE | L | Annual | Constraint Shadow Price | US2016$/Ton | 0 | 0 | 0 | 0 | 0 | 0 | 0 | 0
CT Fac. Spec. - SO2 Rate Annual v3.1, Unit 3682 and retrofits | 397 | 1769 | Rate Constraint in lbs/MMBtu | FALSE | L | Annual | Seasons Included | Seasons | Winter, WintShld, Summer | Winter, WintShld, Summer | Winter, WintShld, Summer | Winter, WintShld, Summer | Winter, WintShld, Summer | Winter, WintShld, Summer | Winter, WintShld, Summer | Winter, WintShld, Summer
CT Fac. Spec. - SO2 Rate Annual v3.1, Unit 3682 and retrofits | 397 | 1769 | Rate Constraint in lbs/MMBtu | FALSE | L | Annual | Standard SO2 | lb/MMBtu | 0.33 | 0.33 | 0.33 | 0.33 | 0.33 | 0.33 | 0.33 | 0.33
CT Fac. Spec. - SO2 Rate Annual v3.1, Unit 3682 and retrofits | 397 | 1769 | Rate Constraint in lbs/MMBtu | FALSE | L | Annual | Emissions at Affected Plants SO2 | Thousand Tons | 0 | 0 | 0 | 0 | 0 | 0 | 0 | 0
CT Fac. Spec. - SO2 Rate Annual v3.1, Unit 3682 and retrofits | 397 | 1769 | Rate Constraint in lbs/MMBtu | FALSE | L | Annual | Allowances Purchased SO2 | Thousand Tons | 0 | 0 | 0 | 0 | 0 | 0 | 0 | 0
CT Fac. Spec. - SO2 Rate Annual v3.1, Unit 3682 and retrofits | 397 | 1769 | Rate Constraint in lbs/MMBtu | FALSE | L | Annual | Allowances Sold SO2 | Thousand Tons | 0 | 0 | 0 | 0 | 0 | 0 | 0 | 0
CT Fac. Spec. - SO2 Rate Annual v3.1, Unit 3682 and retrofits | 397 | 1769 | Rate Constraint in lbs/MMBtu | FALSE | L | Annual | Allowances Banked | Thousand Tons | 0 | 0 | 0 | 0 | 0 | 0 | 0 | 0
CT Fac. Spec. - SO2 Rate Annual v3.1, Unit 3682 and retrofits | 397 | 1769 | Rate Constraint in lbs/MMBtu | FALSE | L | Annual | Allowances Withdrawn (1:1) | Thousand Tons | 0 | 0 | 0 | 0 | 0 | 0 | 0 | 0
CT Fac. Spec. - SO2 Rate Annual v3.1, Unit 3682 and retrofits | 397 | 1769 | Rate Constraint in lbs/MMBtu | FALSE | L | Annual | Allowances Withdrawn (n:1) | Thousand Tons | 0 | 0 | 0 | 0 | 0 | 0 | 0 | 0
CT Fac. Spec. - SO2 Rate Annual v3.1, Unit 3682 and retrofits | 397 | 1769 | Rate Constraint in lbs/MMBtu | FALSE | L | Annual | Net Emissions Allowance Position | Thousand Tons | 0 | 0 | 0 | 0 | 0 | 0 | 0 | 0
CT Fac. Spec. - SO2 Rate Annual v3.1, Unit 3682 and retrofits | 397 | 1769 | Rate Constraint in lbs/MMBtu | FALSE | L | Annual | Fuel Consumed | TBtu | 0.042631 | 0 | 0 | 0 | 0 | 0 | 0 | 0
CT Fac. Spec. - SO2 Rate Annual v3.1, Unit 3682 and retrofits | 397 | 1769 | Rate Constraint in lbs/MMBtu | FALSE | L | Annual | Rate | lb/MMBtu | 0 | 0 | 0 | 0 | 0 | 0 | 0 | 0
CT Fac. Spec. - SO2 Rate Annual v3.1, Unit 3682 and retrofits | 397 | 1769 | Rate Constraint in lbs/MMBtu | FALSE | L | Annual | Generation | TWh | 0.0036722 | 0 | 0 | 0 | 0 | 0 | 0 | 0
CT Fac. Spec. - SO2 Rate Annual v3.1, Unit 3682 and retrofits | 397 | 1769 | Rate Constraint in lbs/MMBtu | FALSE | L | Annual | Qualifying Generation | TWh | 0.0036722 | 0 | 0 | 0 | 0 | 0 | 0 | 0
CT Fac. Spec. - SO2 Rate Annual v3.1, Unit 3682 and retrofits | 397 | 1769 | Rate Constraint in lbs/MMBtu | FALSE | L | Annual | Rate | lb/MWh | 0 | 0 | 0 | 0 | 0 | 0 | 0 | 0
CT Fac. Spec. - SO2 Rate Annual v3.1, Unit 3682 and retrofits | 397 | 1769 | Rate Constraint in lbs/MMBtu | FALSE | L | Annual | Constraint Shadow Price | US2016$/Ton | 0 | 0 | 0 | 0 | 0 | 0 | 0 | 0
CT Fac. Spec. - SO2 Rate Annual v3.1, Unit 3683 and retrofits | 398 | 1769 | Rate Constraint in lbs/MMBtu | FALSE | L | Annual | Seasons Included | Seasons | Winter, WintShld, Summer | Winter, WintShld, Summer | Winter, WintShld, Summer | Winter, WintShld, Summer | Winter, WintShld, Summer | Winter, WintShld, Summer | Winter, WintShld, Summer | Winter, WintShld, Summer
CT Fac. Spec. - SO2 Rate Annual v3.1, Unit 3683 and retrofits | 398 | 1769 | Rate Constraint in lbs/MMBtu | FALSE | L | Annual | Standard SO2 | lb/MMBtu | 0.33 | 0.33 | 0.33 | 0.33 | 0.33 | 0.33 | 0.33 | 0.33
CT Fac. Spec. - SO2 Rate Annual v3.1, Unit 3683 and retrofits | 398 | 1769 | Rate Constraint in lbs/MMBtu | FALSE | L | Annual | Emissions at Affected Plants SO2 | Thousand Tons | 0 | 0 | 0 | 0 | 0 | 0 | 0 | 0
CT Fac. Spec. - SO2 Rate Annual v3.1, Unit 3683 and retrofits | 398 | 1769 | Rate Constraint in lbs/MMBtu | FALSE | L | Annual | Allowances Purchased SO2 | Thousand Tons | 0 | 0 | 0 | 0 | 0 | 0 | 0 | 0
CT Fac. Spec. - SO2 Rate Annual v3.1, Unit 3683 and retrofits | 398 | 1769 | Rate Constraint in lbs/MMBtu | FALSE | L | Annual | Allowances Sold SO2 | Thousand Tons | 0 | 0 | 0 | 0 | 0 | 0 | 0 | 0
CT Fac. Spec. - SO2 Rate Annual v3.1, Unit 3683 and retrofits | 398 | 1769 | Rate Constraint in lbs/MMBtu | FALSE | L | Annual | Allowances Banked | Thousand Tons | 0 | 0 | 0 | 0 | 0 | 0 | 0 | 0
CT Fac. Spec. - SO2 Rate Annual v3.1, Unit 3683 and retrofits | 398 | 1769 | Rate Constraint in lbs/MMBtu | FALSE | L | Annual | Allowances Withdrawn (1:1) | Thousand Tons | 0 | 0 | 0 | 0 | 0 | 0 | 0 | 0
CT Fac. Spec. - SO2 Rate Annual v3.1, Unit 3683 and retrofits | 398 | 1769 | Rate Constraint in lbs/MMBtu | FALSE | L | Annual | Allowances Withdrawn (n:1) | Thousand Tons | 0 | 0 | 0 | 0 | 0 | 0 | 0 | 0
CT Fac. Spec. - SO2 Rate Annual v3.1, Unit 3683 and retrofits | 398 | 1769 | Rate Constraint in lbs/MMBtu | FALSE | L | Annual | Net Emissions Allowance Position | Thousand Tons | 0 | 0 | 0 | 0 | 0 | 0 | 0 | 0
CT Fac. Spec. - SO2 Rate Annual v3.1, Unit 3683 and retrofits | 398 | 1769 | Rate Constraint in lbs/MMBtu | FALSE | L | Annual | Fuel Consumed | TBtu | 0.084392 | 0 | 0 | 0 | 0 | 0 | 0 | 0
CT Fac. Spec. - SO2 Rate Annual v3.1, Unit 3683 and retrofits | 398 | 1769 | Rate Constraint in lbs/MMBtu | FALSE | L | Annual | Rate | lb/MMBtu | 0 | 0 | 0 | 0 | 0 | 0 | 0 | 0
CT Fac. Spec. - SO2 Rate Annual v3.1, Unit 3683 and retrofits | 398 | 1769 | Rate Constraint in lbs/MMBtu | FALSE | L | Annual | Generation | TWh | 0.0072846 | 0 | 0 | 0 | 0 | 0 | 0 | 0
CT Fac. Spec. - SO2 Rate Annual v3.1, Unit 3683 and retrofits | 398 | 1769 | Rate Constraint in lbs/MMBtu | FALSE | L | Annual | Qualifying Generation | TWh | 0.0072846 | 0 | 0 | 0 | 0 | 0 | 0 | 0
CT Fac. Spec. - SO2 Rate Annual v3.1, Unit 3683 and retrofits | 398 | 1769 | Rate Constraint in lbs/MMBtu | FALSE | L | Annual | Rate | lb/MWh | 0 | 0 | 0 | 0 | 0 | 0 | 0 | 0
CT Fac. Spec. - SO2 Rate Annual v3.1, Unit 3683 and retrofits | 398 | 1769 | Rate Constraint in lbs/MMBtu | FALSE | L | Annual | Constraint Shadow Price | US2016$/Ton | 0 | 0 | 0 | 0 | 0 | 0 | 0 | 0
CT Fac. Spec. - SO2 Rate Annual v3.1, Unit 3817 and retrofits | 399 | 1769 | Rate Constraint in lbs/MMBtu | FALSE | L | Annual | Seasons Included | Seasons | Winter, WintShld, Summer | Winter, WintShld, Summer | Winter, WintShld, Summer | Winter, WintShld, Summer | Winter, WintShld, Summer | Winter, WintShld, Summer | Winter, WintShld, Summer | Winter, WintShld, Summer
CT Fac. Spec. - SO2 Rate Annual v3.1, Unit 3817 and retrofits | 399 | 1769 | Rate Constraint in lbs/MMBtu | FALSE | L | Annual | Standard SO2 | lb/MMBtu | 0.33 | 0.33 | 0.33 | 0.33 | 0.33 | 0.33 | 0.33 | 0.33
CT Fac. Spec. - SO2 Rate Annual v3.1, Unit 3817 and retrofits | 399 | 1769 | Rate Constraint in lbs/MMBtu | FALSE | L | Annual | Emissions at Affected Plants SO2 | Thousand Tons | 0 | 0 | 0 | 0 | 0 | 0 | 0 | 0
CT Fac. Spec. - SO2 Rate Annual v3.1, Unit 3817 and retrofits | 399 | 1769 | Rate Constraint in lbs/MMBtu | FALSE | L | Annual | Allowances Purchased SO2 | Thousand Tons | 0 | 0 | 0 | 0 | 0 | 0 | 0 | 0
CT Fac. Spec. - SO2 Rate Annual v3.1, Unit 3817 and retrofits | 399 | 1769 | Rate Constraint in lbs/MMBtu | FALSE | L | Annual | Allowances Sold SO2 | Thousand Tons | 0 | 0 | 0 | 0 | 0 | 0 | 0 | 0
CT Fac. Spec. - SO2 Rate Annual v3.1, Unit 3817 and retrofits | 399 | 1769 | Rate Constraint in lbs/MMBtu | FALSE | L | Annual | Allowances Banked | Thousand Tons | 0 | 0 | 0 | 0 | 0 | 0 | 0 | 0
CT Fac. Spec. - SO2 Rate Annual v3.1, Unit 3817 and retrofits | 399 | 1769 | Rate Constraint in lbs/MMBtu | FALSE | L | Annual | Allowances Withdrawn (1:1) | Thousand Tons | 0 | 0 | 0 | 0 | 0 | 0 | 0 | 0
CT Fac. Spec. - SO2 Rate Annual v3.1, Unit 3817 and retrofits | 399 | 1769 | Rate Constraint in lbs/MMBtu | FALSE | L | Annual | Allowances Withdrawn (n:1) | Thousand Tons | 0 | 0 | 0 | 0 | 0 | 0 | 0 | 0
CT Fac. Spec. - SO2 Rate Annual v3.1, Unit 3817 and retrofits | 399 | 1769 | Rate Constraint in lbs/MMBtu | FALSE | L | Annual | Net Emissions Allowance Position | Thousand Tons | 0 | 0 | 0 | 0 | 0 | 0 | 0 | 0
CT Fac. Spec. - SO2 Rate Annual v3.1, Unit 3817 and retrofits | 399 | 1769 | Rate Constraint in lbs/MMBtu | FALSE | L | Annual | Fuel Consumed | TBtu | 0 | 0 | 0 | 0 | 0 | 0 | 0 | 0
CT Fac. Spec. - SO2 Rate Annual v3.1, Unit 3817 and retrofits | 399 | 1769 | Rate Constraint in lbs/MMBtu | FALSE | L | Annual | Rate | lb/MMBtu | 0 | 0 | 0 | 0 | 0 | 0 | 0 | 0
CT Fac. Spec. - SO2 Rate Annual v3.1, Unit 3817 and retrofits | 399 | 1769 | Rate Constraint in lbs/MMBtu | FALSE | L | Annual | Generation | TWh | 0 | 0 | 0 | 0 | 0 | 0 | 0 | 0
CT Fac. Spec. - SO2 Rate Annual v3.1, Unit 3817 and retrofits | 399 | 1769 | Rate Constraint in lbs/MMBtu | FALSE | L | Annual | Qualifying Generation | TWh | 0 | 0 | 0 | 0 | 0 | 0 | 0 | 0
CT Fac. Spec. - SO2 Rate Annual v3.1, Unit 3817 and retrofits | 399 | 1769 | Rate Constraint in lbs/MMBtu | FALSE | L | Annual | Rate | lb/MWh | 0 | 0 | 0 | 0 | 0 | 0 | 0 | 0
CT Fac. Spec. - SO2 Rate Annual v3.1, Unit 3817 and retrofits | 399 | 1769 | Rate Constraint in lbs/MMBtu | FALSE | L | Annual | Constraint Shadow Price | US2016$/Ton | 0 | 0 | 0 | 0 | 0 | 0 | 0 | 0
CT Fac. Spec. - SO2 Rate Annual v3.1, Unit 3818 and retrofits | 400 | 1769 | Rate Constraint in lbs/MMBtu | FALSE | L | Annual | Seasons Included | Seasons | Winter, WintShld, Summer | Winter, WintShld, Summer | Winter, WintShld, Summer | Winter, WintShld, Summer | Winter, WintShld, Summer | Winter, WintShld, Summer | Winter, WintShld, Summer | Winter, WintShld, Summer
CT Fac. Spec. - SO2 Rate Annual v3.1, Unit 3818 and retrofits | 400 | 1769 | Rate Constraint in lbs/MMBtu | FALSE | L | Annual | Standard SO2 | lb/MMBtu | 0.33 | 0.33 | 0.33 | 0.33 | 0.33 | 0.33 | 0.33 | 0.33
CT Fac. Spec. - SO2 Rate Annual v3.1, Unit 3818 and retrofits | 400 | 1769 | Rate Constraint in lbs/MMBtu | FALSE | L | Annual | Emissions at Affected Plants SO2 | Thousand Tons | 0 | 0 | 0 | 0 | 0 | 0 | 0 | 0
CT Fac. Spec. - SO2 Rate Annual v3.1, Unit 3818 and retrofits | 400 | 1769 | Rate Constraint in lbs/MMBtu | FALSE | L | Annual | Allowances Purchased SO2 | Thousand Tons | 0 | 0 | 0 | 0 | 0 | 0 | 0 | 0
CT Fac. Spec. - SO2 Rate Annual v3.1, Unit 3818 and retrofits | 400 | 1769 | Rate Constraint in lbs/MMBtu | FALSE | L | Annual | Allowances Sold SO2 | Thousand Tons | 0 | 0 | 0 | 0 | 0 | 0 | 0 | 0
CT Fac. Spec. - SO2 Rate Annual v3.1, Unit 3818 and retrofits | 400 | 1769 | Rate Constraint in lbs/MMBtu | FALSE | L | Annual | Allowances Banked | Thousand Tons | 0 | 0 | 0 | 0 | 0 | 0 | 0 | 0
CT Fac. Spec. - SO2 Rate Annual v3.1, Unit 3818 and retrofits | 400 | 1769 | Rate Constraint in lbs/MMBtu | FALSE | L | Annual | Allowances Withdrawn (1:1) | Thousand Tons | 0 | 0 | 0 | 0 | 0 | 0 | 0 | 0
CT Fac. Spec. - SO2 Rate Annual v3.1, Unit 3818 and retrofits | 400 | 1769 | Rate Constraint in lbs/MMBtu | FALSE | L | Annual | Allowances Withdrawn (n:1) | Thousand Tons | 0 | 0 | 0 | 0 | 0 | 0 | 0 | 0
CT Fac. Spec. - SO2 Rate Annual v3.1, Unit 3818 and retrofits | 400 | 1769 | Rate Constraint in lbs/MMBtu | FALSE | L | Annual | Net Emissions Allowance Position | Thousand Tons | 0 | 0 | 0 | 0 | 0 | 0 | 0 | 0
CT Fac. Spec. - SO2 Rate Annual v3.1, Unit 3818 and retrofits | 400 | 1769 | Rate Constraint in lbs/MMBtu | FALSE | L | Annual | Fuel Consumed | TBtu | 0 | 0 | 0 | 0 | 0 | 0 | 0 | 0
CT Fac. Spec. - SO2 Rate Annual v3.1, Unit 3818 and retrofits | 400 | 1769 | Rate Constraint in lbs/MMBtu | FALSE | L | Annual | Rate | lb/MMBtu | 0 | 0 | 0 | 0 | 0 | 0 | 0 | 0
CT Fac. Spec. - SO2 Rate Annual v3.1, Unit 3818 and retrofits | 400 | 1769 | Rate Constraint in lbs/MMBtu | FALSE | L | Annual | Generation | TWh | 0 | 0 | 0 | 0 | 0 | 0 | 0 | 0
CT Fac. Spec. - SO2 Rate Annual v3.1, Unit 3818 and retrofits | 400 | 1769 | Rate Constraint in lbs/MMBtu | FALSE | L | Annual | Qualifying Generation | TWh | 0 | 0 | 0 | 0 | 0 | 0 | 0 | 0
CT Fac. Spec. - SO2 Rate Annual v3.1, Unit 3818 and retrofits | 400 | 1769 | Rate Constraint in lbs/MMBtu | FALSE | L | Annual | Rate | lb/MWh | 0 | 0 | 0 | 0 | 0 | 0 | 0 | 0
CT Fac. Spec. - SO2 Rate Annual v3.1, Unit 3818 and retrofits | 400 | 1769 | Rate Constraint in lbs/MMBtu | FALSE | L | Annual | Constraint Shadow Price | US2016$/Ton | 0 | 0 | 0 | 0 | 0 | 0 | 0 | 0
CT Fac. Spec. - SO2 Rate Annual v3.1, Unit 3819 and retrofits | 401 | 1769 | Rate Constraint in lbs/MMBtu | FALSE | L | Annual | Seasons Included | Seasons | Winter, WintShld, Summer | Winter, WintShld, Summer | Winter, WintShld, Summer | Winter, WintShld, Summer | Winter, WintShld, Summer | Winter, WintShld, Summer | Winter, WintShld, Summer | Winter, WintShld, Summer
CT Fac. Spec. - SO2 Rate Annual v3.1, Unit 3819 and retrofits | 401 | 1769 | Rate Constraint in lbs/MMBtu | FALSE | L | Annual | Standard SO2 | lb/MMBtu | 0.33 | 0.33 | 0.33 | 0.33 | 0.33 | 0.33 | 0.33 | 0.33
CT Fac. Spec. - SO2 Rate Annual v3.1, Unit 3819 and retrofits | 401 | 1769 | Rate Constraint in lbs/MMBtu | FALSE | L | Annual | Emissions at Affected Plants SO2 | Thousand Tons | 0 | 0 | 0 | 0 | 0 | 0 | 0 | 0
CT Fac. Spec. - SO2 Rate Annual v3.1, Unit 3819 and retrofits | 401 | 1769 | Rate Constraint in lbs/MMBtu | FALSE | L | Annual | Allowances Purchased SO2 | Thousand Tons | 0 | 0 | 0 | 0 | 0 | 0 | 0 | 0
CT Fac. Spec. - SO2 Rate Annual v3.1, Unit 3819 and retrofits | 401 | 1769 | Rate Constraint in lbs/MMBtu | FALSE | L | Annual | Allowances Sold SO2 | Thousand Tons | 0 | 0 | 0 | 0 | 0 | 0 | 0 | 0
CT Fac. Spec. - SO2 Rate Annual v3.1, Unit 3819 and retrofits | 401 | 1769 | Rate Constraint in lbs/MMBtu | FALSE | L | Annual | Allowances Banked | Thousand Tons | 0 | 0 | 0 | 0 | 0 | 0 | 0 | 0
CT Fac. Spec. - SO2 Rate Annual v3.1, Unit 3819 and retrofits | 401 | 1769 | Rate Constraint in lbs/MMBtu | FALSE | L | Annual | Allowances Withdrawn (1:1) | Thousand Tons | 0 | 0 | 0 | 0 | 0 | 0 | 0 | 0
CT Fac. Spec. - SO2 Rate Annual v3.1, Unit 3819 and retrofits | 401 | 1769 | Rate Constraint in lbs/MMBtu | FALSE | L | Annual | Allowances Withdrawn (n:1) | Thousand Tons | 0 | 0 | 0 | 0 | 0 | 0 | 0 | 0
CT Fac. Spec. - SO2 Rate Annual v3.1, Unit 3819 and retrofits | 401 | 1769 | Rate Constraint in lbs/MMBtu | FALSE | L | Annual | Net Emissions Allowance Position | Thousand Tons | 0 | 0 | 0 | 0 | 0 | 0 | 0 | 0
CT Fac. Spec. - SO2 Rate Annual v3.1, Unit 3819 and retrofits | 401 | 1769 | Rate Constraint in lbs/MMBtu | FALSE | L | Annual | Fuel Consumed | TBtu | 0.031649 | 0 | 0 | 0 | 0 | 0 | 0 | 0
CT Fac. Spec. - SO2 Rate Annual v3.1, Unit 3819 and retrofits | 401 | 1769 | Rate Constraint in lbs/MMBtu | FALSE | L | Annual | Rate | lb/MMBtu | 0 | 0 | 0 | 0 | 0 | 0 | 0 | 0
CT Fac. Spec. - SO2 Rate Annual v3.1, Unit 3819 and retrofits | 401 | 1769 | Rate Constraint in lbs/MMBtu | FALSE | L | Annual | Generation | TWh | 0.0025592 | 0 | 0 | 0 | 0 | 0 | 0 | 0
CT Fac. Spec. - SO2 Rate Annual v3.1, Unit 3819 and retrofits | 401 | 1769 | Rate Constraint in lbs/MMBtu | FALSE | L | Annual | Qualifying Generation | TWh | 0.0025592 | 0 | 0 | 0 | 0 | 0 | 0 | 0
CT Fac. Spec. - SO2 Rate Annual v3.1, Unit 3819 and retrofits | 401 | 1769 | Rate Constraint in lbs/MMBtu | FALSE | L | Annual | Rate | lb/MWh | 0 | 0 | 0 | 0 | 0 | 0 | 0 | 0
CT Fac. Spec. - SO2 Rate Annual v3.1, Unit 3819 and retrofits | 401 | 1769 | Rate Constraint in lbs/MMBtu | FALSE | L | Annual | Constraint Shadow Price | US2016$/Ton | 0 | 0 | 0 | 0 | 0 | 0 | 0 | 0
CT Fac. Spec. - SO2 Rate Annual v3.1, Unit 3820 and retrofits | 402 | 1769 | Rate Constraint in lbs/MMBtu | FALSE | L | Annual | Seasons Included | Seasons | Winter, WintShld, Summer | Winter, WintShld, Summer | Winter, WintShld, Summer | Winter, WintShld, Summer | Winter, WintShld, Summer | Winter, WintShld, Summer | Winter, WintShld, Summer | Winter, WintShld, Summer
CT Fac. Spec. - SO2 Rate Annual v3.1, Unit 3820 and retrofits | 402 | 1769 | Rate Constraint in lbs/MMBtu | FALSE | L | Annual | Standard SO2 | lb/MMBtu | 0.33 | 0.33 | 0.33 | 0.33 | 0.33 | 0.33 | 0.33 | 0.33
CT Fac. Spec. - SO2 Rate Annual v3.1, Unit 3820 and retrofits | 402 | 1769 | Rate Constraint in lbs/MMBtu | FALSE | L | Annual | Emissions at Affected Plants SO2 | Thousand Tons | 0 | 0 | 0 | 0 | 0 | 0 | 0 | 0
CT Fac. Spec. - SO2 Rate Annual v3.1, Unit 3820 and retrofits | 402 | 1769 | Rate Constraint in lbs/MMBtu | FALSE | L | Annual | Allowances Purchased SO2 | Thousand Tons | 0 | 0 | 0 | 0 | 0 | 0 | 0 | 0
CT Fac. Spec. - SO2 Rate Annual v3.1, Unit 3820 and retrofits | 402 | 1769 | Rate Constraint in lbs/MMBtu | FALSE | L | Annual | Allowances Sold SO2 | Thousand Tons | 0 | 0 | 0 | 0 | 0 | 0 | 0 | 0
CT Fac. Spec. - SO2 Rate Annual v3.1, Unit 3820 and retrofits | 402 | 1769 | Rate Constraint in lbs/MMBtu | FALSE | L | Annual | Allowances Banked | Thousand Tons | 0 | 0 | 0 | 0 | 0 | 0 | 0 | 0
CT Fac. Spec. - SO2 Rate Annual v3.1, Unit 3820 and retrofits | 402 | 1769 | Rate Constraint in lbs/MMBtu | FALSE | L | Annual | Allowances Withdrawn (1:1) | Thousand Tons | 0 | 0 | 0 | 0 | 0 | 0 | 0 | 0
CT Fac. Spec. - SO2 Rate Annual v3.1, Unit 3820 and retrofits | 402 | 1769 | Rate Constraint in lbs/MMBtu | FALSE | L | Annual | Allowances Withdrawn (n:1) | Thousand Tons | 0 | 0 | 0 | 0 | 0 | 0 | 0 | 0
CT Fac. Spec. - SO2 Rate Annual v3.1, Unit 3820 and retrofits | 402 | 1769 | Rate Constraint in lbs/MMBtu | FALSE | L | Annual | Net Emissions Allowance Position | Thousand Tons | 0 | 0 | 0 | 0 | 0 | 0 | 0 | 0
CT Fac. Spec. - SO2 Rate Annual v3.1, Unit 3820 and retrofits | 402 | 1769 | Rate Constraint in lbs/MMBtu | FALSE | L | Annual | Fuel Consumed | TBtu | 0 | 0.17401 | 0.17418 | 0.17418 | 0.17418 | 0.17418 | 0.17418 | 0.17418
CT Fac. Spec. - SO2 Rate Annual v3.1, Unit 3820 and retrofits | 402 | 1769 | Rate Constraint in lbs/MMBtu | FALSE | L | Annual | Rate | lb/MMBtu | 0 | 0 | 0 | 0 | 0 | 0 | 0 | 0
CT Fac. Spec. - SO2 Rate Annual v3.1, Unit 3820 and retrofits | 402 | 1769 | Rate Constraint in lbs/MMBtu | FALSE | L | Annual | Generation | TWh | 0 | 0.013124 | 0.013137 | 0.013137 | 0.013137 | 0.013137 | 0.013137 | 0.013137
CT Fac. Spec. - SO2 Rate Annual v3.1, Unit 3820 and retrofits | 402 | 1769 | Rate Constraint in lbs/MMBtu | FALSE | L | Annual | Qualifying Generation | TWh | 0 | 0.013124 | 0.013137 | 0.013137 | 0.013137 | 0.013137 | 0.013137 | 0.013137
CT Fac. Spec. - SO2 Rate Annual v3.1, Unit 3820 and retrofits | 402 | 1769 | Rate Constraint in lbs/MMBtu | FALSE | L | Annual | Rate | lb/MWh | 0 | 0 | 0 | 0 | 0 | 0 | 0 | 0
CT Fac. Spec. - SO2 Rate Annual v3.1, Unit 3820 and retrofits | 402 | 1769 | Rate Constraint in lbs/MMBtu | FALSE | L | Annual | Constraint Shadow Price | US2016$/Ton | 0 | 0 | 0 | 0 | 0 | 0 | 0 | 0
DE Facility Specific - Hg Annual Reduction v3.1 | 403 | 1521 | MACT Fuel Choice Floor in lbs/MMBtu | FALSE | L | Annual | Seasons Included | Seasons | Winter, WintShld, Summer | Winter, WintShld, Summer | Winter, WintShld, Summer | Winter, WintShld, Summer | Winter, WintShld, Summer | Winter, WintShld, Summer | Winter, WintShld, Summer | Winter, WintShld, Summer
DE Facility Specific - Hg Annual Reduction v3.1 | 403 | 1521 | MACT Fuel Choice Floor in lbs/MMBtu | FALSE | L | Annual | Emission Floor | lbs/MMBtu | 6e-07 | 6e-07 | 6e-07 | 6e-07 | 6e-07 | 6e-07 | 6e-07 | 6e-07
DE Facility Specific - Hg Annual Reduction v3.1 | 403 | 1521 | MACT Fuel Choice Floor in lbs/MMBtu | FALSE | L | Annual | Emissions at Affected Plants MER | lbs | 0 | 0 | 0 | 0 | 0 | 0 | 0 | 0
DE Facility Specific - Hg Annual Reduction v3.1 | 403 | 1521 | MACT Fuel Choice Floor in lbs/MMBtu | FALSE | L | Annual | Allowances Purchased MER | lbs | 0 | 0 | 0 | 0 | 0 | 0 | 0 | 0
DE Facility Specific - Hg Annual Reduction v3.1 | 403 | 1521 | MACT Fuel Choice Floor in lbs/MMBtu | FALSE | L | Annual | Allowances Sold MER | lbs | 0 | 0 | 0 | 0 | 0 | 0 | 0 | 0
DE Facility Specific - Hg Annual Reduction v3.1 | 403 | 1521 | MACT Fuel Choice Floor in lbs/MMBtu | FALSE | L | Annual | Allowances Banked | lbs | 0 | 0 | 0 | 0 | 0 | 0 | 0 | 0
DE Facility Specific - Hg Annual Reduction v3.1 | 403 | 1521 | MACT Fuel Choice Floor in lbs/MMBtu | FALSE | L | Annual | Allowances Withdrawn (1:1) | lbs | 0 | 0 | 0 | 0 | 0 | 0 | 0 | 0
DE Facility Specific - Hg Annual Reduction v3.1 | 403 | 1521 | MACT Fuel Choice Floor in lbs/MMBtu | FALSE | L | Annual | Allowances Withdrawn (n:1) | lbs | 0 | 0 | 0 | 0 | 0 | 0 | 0 | 0
DE Facility Specific - Hg Annual Reduction v3.1 | 403 | 1521 | MACT Fuel Choice Floor in lbs/MMBtu | FALSE | L | Annual | Net Emissions Allowance Position | lbs | 0 | 0 | 0 | 0 | 0 | 0 | 0 | 0
DE Facility Specific - Hg Annual Reduction v3.1 | 403 | 1521 | MACT Fuel Choice Floor in lbs/MMBtu | FALSE | L | Annual | Fuel Consumed | TBtu | 0 | 0 | 0 | 0 | 0 | 0 | 0 | 0
DE Facility Specific - Hg Annual Reduction v3.1 | 403 | 1521 | MACT Fuel Choice Floor in lbs/MMBtu | FALSE | L | Annual | Rate | lb/MMBtu | 0 | 0 | 0 | 0 | 0 | 0 | 0 | 0
DE Facility Specific - Hg Annual Reduction v3.1 | 403 | 1521 | MACT Fuel Choice Floor in lbs/MMBtu | FALSE | L | Annual | Generation | TWh | 0 | 0 | 0 | 0 | 0 | 0 | 0 | 0
DE Facility Specific - Hg Annual Reduction v3.1 | 403 | 1521 | MACT Fuel Choice Floor in lbs/MMBtu | FALSE | L | Annual | Qualifying Generation | TWh | 0 | 0 | 0 | 0 | 0 | 0 | 0 | 0
DE Facility Specific - Hg Annual Reduction v3.1 | 403 | 1521 | MACT Fuel Choice Floor in lbs/MMBtu | FALSE | L | Annual | Constraint Shadow Price | US2016$/Lb | 0 | 0 | 0 | 0 | 0 | 0 | 0 | 0
DE Facility Specific - NOx Annual Rate v3.1, Unit 3677 and retrofits | 404 | 1519 | Rate Constraint in lbs/MMBtu | FALSE | L | Annual | Seasons Included | Seasons | Winter, WintShld, Summer | Winter, WintShld, Summer | Winter, WintShld, Summer | Winter, WintShld, Summer | Winter, WintShld, Summer | Winter, WintShld, Summer | Winter, WintShld, Summer | Winter, WintShld, Summer
DE Facility Specific - NOx Annual Rate v3.1, Unit 3677 and retrofits | 404 | 1519 | Rate Constraint in lbs/MMBtu | FALSE | L | Annual | Standard NOX | lb/MMBtu | 0.125 | 0.125 | 0.125 | 0.125 | 0.125 | 0.125 | 0.125 | 0.125
DE Facility Specific - NOx Annual Rate v3.1, Unit 3677 and retrofits | 404 | 1519 | Rate Constraint in lbs/MMBtu | FALSE | L | Annual | Emissions at Affected Plants NOX | Thousand Tons | 0.016746 | 0.027417 | 0.027045 | 0.026487 | 0.026487 | 0.027045 | 0.044608 | 0.028105
DE Facility Specific - NOx Annual Rate v3.1, Unit 3677 and retrofits | 404 | 1519 | Rate Constraint in lbs/MMBtu | FALSE | L | Annual | Allowances Purchased NOX | Thousand Tons | 0 | 0 | 0 | 0 | 0 | 0 | 0 | 0
DE Facility Specific - NOx Annual Rate v3.1, Unit 3677 and retrofits | 404 | 1519 | Rate Constraint in lbs/MMBtu | FALSE | L | Annual | Allowances Sold NOX | Thousand Tons | 0 | 0 | 0 | 0 | 0 | 0 | 0 | 0
DE Facility Specific - NOx Annual Rate v3.1, Unit 3677 and retrofits | 404 | 1519 | Rate Constraint in lbs/MMBtu | FALSE | L | Annual | Allowances Banked | Thousand Tons | 0 | 0 | 0 | 0 | 0 | 0 | 0 | 0
DE Facility Specific - NOx Annual Rate v3.1, Unit 3677 and retrofits | 404 | 1519 | Rate Constraint in lbs/MMBtu | FALSE | L | Annual | Allowances Withdrawn (1:1) | Thousand Tons | 0 | 0 | 0 | 0 | 0 | 0 | 0 | 0
DE Facility Specific - NOx Annual Rate v3.1, Unit 3677 and retrofits | 404 | 1519 | Rate Constraint in lbs/MMBtu | FALSE | L | Annual | Allowances Withdrawn (n:1) | Thousand Tons | 0 | 0 | 0 | 0 | 0 | 0 | 0 | 0
DE Facility Specific - NOx Annual Rate v3.1, Unit 3677 and retrofits | 404 | 1519 | Rate Constraint in lbs/MMBtu | FALSE | L | Annual | Net Emissions Allowance Position | Thousand Tons | 0.016746 | 0.027417 | 0.027045 | 0.026487 | 0.026487 | 0.027045 | 0.044608 | 0.028105
DE Facility Specific - NOx Annual Rate v3.1, Unit 3677 and retrofits | 404 | 1519 | Rate Constraint in lbs/MMBtu | FALSE | L | Annual | Fuel Consumed | TBtu | 0.49729 | 0.80605 | 0.79825 | 0.78656 | 0.78656 | 0.79825 | 1.1667 | 0.82049
DE Facility Specific - NOx Annual Rate v3.1, Unit 3677 and retrofits | 404 | 1519 | Rate Constraint in lbs/MMBtu | FALSE | L | Annual | Rate | lb/MMBtu | 0.06735 | 0.068027 | 0.06776 | 0.06735 | 0.06735 | 0.06776 | 0.076467 | 0.068507
DE Facility Specific - NOx Annual Rate v3.1, Unit 3677 and retrofits | 404 | 1519 | Rate Constraint in lbs/MMBtu | FALSE | L | Annual | Generation | TWh | 0.042984 | 0.069673 | 0.068999 | 0.067988 | 0.067988 | 0.068999 | 0.10085 | 0.070922
DE Facility Specific - NOx Annual Rate v3.1, Unit 3677 and retrofits | 404 | 1519 | Rate Constraint in lbs/MMBtu | FALSE | L | Annual | Qualifying Generation | TWh | 0.042984 | 0.069673 | 0.068999 | 0.067988 | 0.067988 | 0.068999 | 0.10085 | 0.070922
DE Facility Specific - NOx Annual Rate v3.1, Unit 3677 and retrofits | 404 | 1519 | Rate Constraint in lbs/MMBtu | FALSE | L | Annual | Rate | lb/MWh | 0.77917 | 0.787 | 0.78392 | 0.77917 | 0.77917 | 0.78392 | 0.88465 | 0.79256
DE Facility Specific - NOx Annual Rate v3.1, Unit 3677 and retrofits | 404 | 1519 | Rate Constraint in lbs/MMBtu | FALSE | L | Annual | Constraint Shadow Price | US2016$/Ton | 0 | 0 | 0 | 0 | 0 | 0 | 0 | 0
DE Facility Specific - NOx Annual Rate v3.1, Unit 4170 and retrofits | 405 | 1519 | Rate Constraint in lbs/MMBtu | FALSE | L | Annual | Seasons Included | Seasons | Winter, WintShld, Summer | Winter, WintShld, Summer | Winter, WintShld, Summer | Winter, WintShld, Summer | Winter, WintShld, Summer | Winter, WintShld, Summer | Winter, WintShld, Summer | Winter, WintShld, Summer
DE Facility Specific - NOx Annual Rate v3.1, Unit 4170 and retrofits | 405 | 1519 | Rate Constraint in lbs/MMBtu | FALSE | L | Annual | Standard NOX | lb/MMBtu | 0.125 | 0.125 | 0.125 | 0.125 | 0.125 | 0.125 | 0.125 | 0.125
DE Facility Specific - NOx Annual Rate v3.1, Unit 4170 and retrofits | 405 | 1519 | Rate Constraint in lbs/MMBtu | FALSE | L | Annual | Emissions at Affected Plants NOX | Thousand Tons | 0 | 0 | 0 | 0 | 0 | 0 | 0 | 0
DE Facility Specific - NOx Annual Rate v3.1, Unit 4170 and retrofits | 405 | 1519 | Rate Constraint in lbs/MMBtu | FALSE | L | Annual | Allowances Purchased NOX | Thousand Tons | 0 | 0 | 0 | 0 | 0 | 0 | 0 | 0
DE Facility Specific - NOx Annual Rate v3.1, Unit 4170 and retrofits | 405 | 1519 | Rate Constraint in lbs/MMBtu | FALSE | L | Annual | Allowances Sold NOX | Thousand Tons | 0 | 0 | 0 | 0 | 0 | 0 | 0 | 0
DE Facility Specific - NOx Annual Rate v3.1, Unit 4170 and retrofits | 405 | 1519 | Rate Constraint in lbs/MMBtu | FALSE | L | Annual | Allowances Banked | Thousand Tons | 0 | 0 | 0 | 0 | 0 | 0 | 0 | 0
DE Facility Specific - NOx Annual Rate v3.1, Unit 4170 and retrofits | 405 | 1519 | Rate Constraint in lbs/MMBtu | FALSE | L | Annual | Allowances Withdrawn (1:1) | Thousand Tons | 0 | 0 | 0 | 0 | 0 | 0 | 0 | 0
DE Facility Specific - NOx Annual Rate v3.1, Unit 4170 and retrofits | 405 | 1519 | Rate Constraint in lbs/MMBtu | FALSE | L | Annual | Allowances Withdrawn (n:1) | Thousand Tons | 0 | 0 | 0 | 0 | 0 | 0 | 0 | 0
DE Facility Specific - NOx Annual Rate v3.1, Unit 4170 and retrofits | 405 | 1519 | Rate Constraint in lbs/MMBtu | FALSE | L | Annual | Net Emissions Allowance Position | Thousand Tons | 0 | 0 | 0 | 0 | 0 | 0 | 0 | 0
DE Facility Specific - NOx Annual Rate v3.1, Unit 4170 and retrofits | 405 | 1519 | Rate Constraint in lbs/MMBtu | FALSE | L | Annual | Fuel Consumed | TBtu | 0 | 0 | 0 | 0 | 0 | 0 | 0 | 0
DE Facility Specific - NOx Annual Rate v3.1, Unit 4170 and retrofits | 405 | 1519 | Rate Constraint in lbs/MMBtu | FALSE | L | Annual | Rate | lb/MMBtu | 0 | 0 | 0 | 0 | 0 | 0 | 0 | 0
DE Facility Specific - NOx Annual Rate v3.1, Unit 4170 and retrofits | 405 | 1519 | Rate Constraint in lbs/MMBtu | FALSE | L | Annual | Generation | TWh | 0 | 0 | 0 | 0 | 0 | 0 | 0 | 0
DE Facility Specific - NOx Annual Rate v3.1, Unit 4170 and retrofits | 405 | 1519 | Rate Constraint in lbs/MMBtu | FALSE | L | Annual | Qualifying Generation | TWh | 0 | 0 | 0 | 0 | 0 | 0 | 0 | 0
DE Facility Specific - NOx Annual Rate v3.1, Unit 4170 and retrofits | 405 | 1519 | Rate Constraint in lbs/MMBtu | FALSE | L | Annual | Rate | lb/MWh | 0 | 0 | 0 | 0 | 0 | 0 | 0 | 0
DE Facility Specific - NOx Annual Rate v3.1, Unit 4170 and retrofits | 405 | 1519 | Rate Constraint in lbs/MMBtu | FALSE | L | Annual | Constraint Shadow Price | US2016$/Ton | 0 | 0 | 0 | 0 | 0 | 0 | 0 | 0
DE Facility Specific - SO2 Annual Rate v3.1, Unit 3677 and retrofits | 406 | 1520 | Rate Constraint in lbs/MMBtu | FALSE | L | Annual | Seasons Included | Seasons | Winter, WintShld, Summer | Winter, WintShld, Summer | Winter, WintShld, Summer | Winter, WintShld, Summer | Winter, WintShld, Summer | Winter, WintShld, Summer | Winter, WintShld, Summer | Winter, WintShld, Summer
DE Facility Specific - SO2 Annual Rate v3.1, Unit 3677 and retrofits | 406 | 1520 | Rate Constraint in lbs/MMBtu | FALSE | L | Annual | Standard SO2 | lb/MMBtu | 0.26 | 0.26 | 0.26 | 0.26 | 0.26 | 0.26 | 0.26 | 0.26
DE Facility Specific - SO2 Annual Rate v3.1, Unit 3677 and retrofits | 406 | 1520 | Rate Constraint in lbs/MMBtu | FALSE | L | Annual | Emissions at Affected Plants SO2 | Thousand Tons | 0 | 0 | 0 | 0 | 0 | 0 | 0 | 0
DE Facility Specific - SO2 Annual Rate v3.1, Unit 3677 and retrofits | 406 | 1520 | Rate Constraint in lbs/MMBtu | FALSE | L | Annual | Allowances Purchased SO2 | Thousand Tons | 0 | 0 | 0 | 0 | 0 | 0 | 0 | 0
DE Facility Specific - SO2 Annual Rate v3.1, Unit 3677 and retrofits | 406 | 1520 | Rate Constraint in lbs/MMBtu | FALSE | L | Annual | Allowances Sold SO2 | Thousand Tons | 0 | 0 | 0 | 0 | 0 | 0 | 0 | 0
DE Facility Specific - SO2 Annual Rate v3.1, Unit 3677 and retrofits | 406 | 1520 | Rate Constraint in lbs/MMBtu | FALSE | L | Annual | Allowances Banked | Thousand Tons | 0 | 0 | 0 | 0 | 0 | 0 | 0 | 0
DE Facility Specific - SO2 Annual Rate v3.1, Unit 3677 and retrofits | 406 | 1520 | Rate Constraint in lbs/MMBtu | FALSE | L | Annual | Allowances Withdrawn (1:1) | Thousand Tons | 0 | 0 | 0 | 0 | 0 | 0 | 0 | 0
DE Facility Specific - SO2 Annual Rate v3.1, Unit 3677 and retrofits | 406 | 1520 | Rate Constraint in lbs/MMBtu | FALSE | L | Annual | Allowances Withdrawn (n:1) | Thousand Tons | 0 | 0 | 0 | 0 | 0 | 0 | 0 | 0
DE Facility Specific - SO2 Annual Rate v3.1, Unit 3677 and retrofits | 406 | 1520 | Rate Constraint in lbs/MMBtu | FALSE | L | Annual | Net Emissions Allowance Position | Thousand Tons | 0 | 0 | 0 | 0 | 0 | 0 | 0 | 0
DE Facility Specific - SO2 Annual Rate v3.1, Unit 3677 and retrofits | 406 | 1520 | Rate Constraint in lbs/MMBtu | FALSE | L | Annual | Fuel Consumed | TBtu | 0.49729 | 0.80605 | 0.79825 | 0.78656 | 0.78656 | 0.79825 | 1.1667 | 0.82049
DE Facility Specific - SO2 Annual Rate v3.1, Unit 3677 and retrofits | 406 | 1520 | Rate Constraint in lbs/MMBtu | FALSE | L | Annual | Rate | lb/MMBtu | 0 | 0 | 0 | 0 | 0 | 0 | 0 | 0
DE Facility Specific - SO2 Annual Rate v3.1, Unit 3677 and retrofits | 406 | 1520 | Rate Constraint in lbs/MMBtu | FALSE | L | Annual | Generation | TWh | 0.042984 | 0.069673 | 0.068999 | 0.067988 | 0.067988 | 0.068999 | 0.10085 | 0.070922
DE Facility Specific - SO2 Annual Rate v3.1, Unit 3677 and retrofits | 406 | 1520 | Rate Constraint in lbs/MMBtu | FALSE | L | Annual | Qualifying Generation | TWh | 0.042984 | 0.069673 | 0.068999 | 0.067988 | 0.067988 | 0.068999 | 0.10085 | 0.070922
DE Facility Specific - SO2 Annual Rate v3.1, Unit 3677 and retrofits | 406 | 1520 | Rate Constraint in lbs/MMBtu | FALSE | L | Annual | Rate | lb/MWh | 0 | 0 | 0 | 0 | 0 | 0 | 0 | 0
DE Facility Specific - SO2 Annual Rate v3.1, Unit 3677 and retrofits | 406 | 1520 | Rate Constraint in lbs/MMBtu | FALSE | L | Annual | Constraint Shadow Price | US2016$/Ton | 0 | 0 | 0 | 0 | 0 | 0 | 0 | 0
DE Facility Specific - SO2 Annual Rate v3.1, Unit 4170 and retrofits | 407 | 1520 | Rate Constraint in lbs/MMBtu | FALSE | L | Annual | Seasons Included | Seasons | Winter, WintShld, Summer | Winter, WintShld, Summer | Winter, WintShld, Summer | Winter, WintShld, Summer | Winter, WintShld, Summer | Winter, WintShld, Summer | Winter, WintShld, Summer | Winter, WintShld, Summer
DE Facility Specific - SO2 Annual Rate v3.1, Unit 4170 and retrofits | 407 | 1520 | Rate Constraint in lbs/MMBtu | FALSE | L | Annual | Standard SO2 | lb/MMBtu | 0.26 | 0.26 | 0.26 | 0.26 | 0.26 | 0.26 | 0.26 | 0.26
DE Facility Specific - SO2 Annual Rate v3.1, Unit 4170 and retrofits | 407 | 1520 | Rate Constraint in lbs/MMBtu | FALSE | L | Annual | Emissions at Affected Plants SO2 | Thousand Tons | 0 | 0 | 0 | 0 | 0 | 0 | 0 | 0
DE Facility Specific - SO2 Annual Rate v3.1, Unit 4170 and retrofits | 407 | 1520 | Rate Constraint in lbs/MMBtu | FALSE | L | Annual | Allowances Purchased SO2 | Thousand Tons | 0 | 0 | 0 | 0 | 0 | 0 | 0 | 0
DE Facility Specific - SO2 Annual Rate v3.1, Unit 4170 and retrofits | 407 | 1520 | Rate Constraint in lbs/MMBtu | FALSE | L | Annual | Allowances Sold SO2 | Thousand Tons | 0 | 0 | 0 | 0 | 0 | 0 | 0 | 0
DE Facility Specific - SO2 Annual Rate v3.1, Unit 4170 and retrofits | 407 | 1520 | Rate Constraint in lbs/MMBtu | FALSE | L | Annual | Allowances Banked | Thousand Tons | 0 | 0 | 0 | 0 | 0 | 0 | 0 | 0
DE Facility Specific - SO2 Annual Rate v3.1, Unit 4170 and retrofits | 407 | 1520 | Rate Constraint in lbs/MMBtu | FALSE | L | Annual | Allowances Withdrawn (1:1) | Thousand Tons | 0 | 0 | 0 | 0 | 0 | 0 | 0 | 0
DE Facility Specific - SO2 Annual Rate v3.1, Unit 4170 and retrofits | 407 | 1520 | Rate Constraint in lbs/MMBtu | FALSE | L | Annual | Allowances Withdrawn (n:1) | Thousand Tons | 0 | 0 | 0 | 0 | 0 | 0 | 0 | 0
DE Facility Specific - SO2 Annual Rate v3.1, Unit 4170 and retrofits | 407 | 1520 | Rate Constraint in lbs/MMBtu | FALSE | L | Annual | Net Emissions Allowance Position | Thousand Tons | 0 | 0 | 0 | 0 | 0 | 0 | 0 | 0
DE Facility Specific - SO2 Annual Rate v3.1, Unit 4170 and retrofits | 407 | 1520 | Rate Constraint in lbs/MMBtu | FALSE | L | Annual | Fuel Consumed | TBtu | 0 | 0 | 0 | 0 | 0 | 0 | 0 | 0
DE Facility Specific - SO2 Annual Rate v3.1, Unit 4170 and retrofits | 407 | 1520 | Rate Constraint in lbs/MMBtu | FALSE | L | Annual | Rate | lb/MMBtu | 0 | 0 | 0 | 0 | 0 | 0 | 0 | 0
DE Facility Specific - SO2 Annual Rate v3.1, Unit 4170 and retrofits | 407 | 1520 | Rate Constraint in lbs/MMBtu | FALSE | L | Annual | Generation | TWh | 0 | 0 | 0 | 0 | 0 | 0 | 0 | 0
DE Facility Specific - SO2 Annual Rate v3.1, Unit 4170 and retrofits | 407 | 1520 | Rate Constraint in lbs/MMBtu | FALSE | L | Annual | Qualifying Generation | TWh | 0 | 0 | 0 | 0 | 0 | 0 | 0 | 0
DE Facility Specific - SO2 Annual Rate v3.1, Unit 4170 and retrofits | 407 | 1520 | Rate Constraint in lbs/MMBtu | FALSE | L | Annual | Rate | lb/MWh | 0 | 0 | 0 | 0 | 0 | 0 | 0 | 0
DE Facility Specific - SO2 Annual Rate v3.1, Unit 4170 and retrofits | 407 | 1520 | Rate Constraint in lbs/MMBtu | FALSE | L | Annual | Constraint Shadow Price | US2016$/Ton | 0 | 0 | 0 | 0 | 0 | 0 | 0 | 0
DE Unit Level EdMoore3 - MER Cap Annual v3.1 | 408 | 1539 | Rate Constraint in MTons | FALSE | L | Annual | Seasons Included | Seasons | Winter, WintShld, Summer | Winter, WintShld, Summer | Winter, WintShld, Summer | Winter, WintShld, Summer | Winter, WintShld, Summer | Winter, WintShld, Summer | Winter, WintShld, Summer | Winter, WintShld, Summer
DE Unit Level EdMoore3 - MER Cap Annual v3.1 | 408 | 1539 | Rate Constraint in MTons | FALSE | L | Annual | Standard MER | lbs | 6.6 | 6.6 | 6.6 | 6.6 | 6.6 | 6.6 | 6.6 | 6.6
DE Unit Level EdMoore3 - MER Cap Annual v3.1 | 408 | 1539 | Rate Constraint in MTons | FALSE | L | Annual | Emissions at Affected Plants MER | lbs | 4.4899e-06 | 0 | 0 | 0 | 0 | 0 | 0 | 0
DE Unit Level EdMoore3 - MER Cap Annual v3.1 | 408 | 1539 | Rate Constraint in MTons | FALSE | L | Annual | Allowances Purchased MER | lbs | 0 | 0 | 0 | 0 | 0 | 0 | 0 | 0
DE Unit Level EdMoore3 - MER Cap Annual v3.1 | 408 | 1539 | Rate Constraint in MTons | FALSE | L | Annual | Allowances Sold MER | lbs | 0 | 0 | 0 | 0 | 0 | 0 | 0 | 0
DE Unit Level EdMoore3 - MER Cap Annual v3.1 | 408 | 1539 | Rate Constraint in MTons | FALSE | L | Annual | Allowances Banked | lbs | 0 | 0 | 0 | 0 | 0 | 0 | 0 | 0
DE Unit Level EdMoore3 - MER Cap Annual v3.1 | 408 | 1539 | Rate Constraint in MTons | FALSE | L | Annual | Allowances Withdrawn (1:1) | lbs | 0 | 0 | 0 | 0 | 0 | 0 | 0 | 0
DE Unit Level EdMoore3 - MER Cap Annual v3.1 | 408 | 1539 | Rate Constraint in MTons | FALSE | L | Annual | Allowances Withdrawn (n:1) | lbs | 0 | 0 | 0 | 0 | 0 | 0 | 0 | 0
DE Unit Level EdMoore3 - MER Cap Annual v3.1 | 408 | 1539 | Rate Constraint in MTons | FALSE | L | Annual | Net Emissions Allowance Position | lbs | 4.4899e-06 | 0 | 0 | 0 | 0 | 0 | 0 | 0
DE Unit Level EdMoore3 - MER Cap Annual v3.1 | 408 | 1539 | Rate Constraint in MTons | FALSE | L | Annual | Fuel Consumed | TBtu | 0.032071 | 0 | 0 | 0 | 0 | 0 | 0 | 0
DE Unit Level EdMoore3 - MER Cap Annual v3.1 | 408 | 1539 | Rate Constraint in MTons | FALSE | L | Annual | Rate | lb/MMBtu | 1.4e-10 | 0 | 0 | 0 | 0 | 0 | 0 | 0
DE Unit Level EdMoore3 - MER Cap Annual v3.1 | 408 | 1539 | Rate Constraint in MTons | FALSE | L | Annual | Generation | TWh | 0.0026804 | 0 | 0 | 0 | 0 | 0 | 0 | 0
DE Unit Level EdMoore3 - MER Cap Annual v3.1 | 408 | 1539 | Rate Constraint in MTons | FALSE | L | Annual | Qualifying Generation | TWh | 0.0026804 | 0 | 0 | 0 | 0 | 0 | 0 | 0
DE Unit Level EdMoore3 - MER Cap Annual v3.1 | 408 | 1539 | Rate Constraint in MTons | FALSE | L | Annual | Rate | lb/MWh | 1.6751e-09 | 0 | 0 | 0 | 0 | 0 | 0 | 0
DE Unit Level EdMoore3 - MER Cap Annual v3.1 | 408 | 1539 | Rate Constraint in MTons | FALSE | L | Annual | Constraint Shadow Price | US2016$/Lb | 0 | 0 | 0 | 0 | 0 | 0 | 0 | 0
DE Unit Level EdMoore3 - NOX Cap Annual v3.1 | 409 | 1522 | Rate Constraint in MTons | FALSE | L | Annual | Seasons Included | Seasons | Winter, WintShld, Summer | Winter, WintShld, Summer | Winter, WintShld, Summer | Winter, WintShld, Summer | Winter, WintShld, Summer | Winter, WintShld, Summer | Winter, WintShld, Summer | Winter, WintShld, Summer
DE Unit Level EdMoore3 - NOX Cap Annual v3.1 | 409 | 1522 | Rate Constraint in MTons | FALSE | L | Annual | Standard NOX | Thousand Tons | 0.773 | 0.773 | 0.773 | 0.773 | 0.773 | 0.773 | 0.773 | 0.773
DE Unit Level EdMoore3 - NOX Cap Annual v3.1 | 409 | 1522 | Rate Constraint in MTons | FALSE | L | Annual | Emissions at Affected Plants NOX | Thousand Tons | 0.0010745 | 0 | 0 | 0 | 0 | 0 | 0 | 0
DE Unit Level EdMoore3 - NOX Cap Annual v3.1 | 409 | 1522 | Rate Constraint in MTons | FALSE | L | Annual | Allowances Purchased NOX | Thousand Tons | 0 | 0 | 0 | 0 | 0 | 0 | 0 | 0
DE Unit Level EdMoore3 - NOX Cap Annual v3.1 | 409 | 1522 | Rate Constraint in MTons | FALSE | L | Annual | Allowances Sold NOX | Thousand Tons | 0 | 0 | 0 | 0 | 0 | 0 | 0 | 0
DE Unit Level EdMoore3 - NOX Cap Annual v3.1 | 409 | 1522 | Rate Constraint in MTons | FALSE | L | Annual | Allowances Banked | Thousand Tons | 0 | 0 | 0 | 0 | 0 | 0 | 0 | 0
DE Unit Level EdMoore3 - NOX Cap Annual v3.1 | 409 | 1522 | Rate Constraint in MTons | FALSE | L | Annual | Allowances Withdrawn (1:1) | Thousand Tons | 0 | 0 | 0 | 0 | 0 | 0 | 0 | 0
DE Unit Level EdMoore3 - NOX Cap Annual v3.1 | 409 | 1522 | Rate Constraint in MTons | FALSE | L | Annual | Allowances Withdrawn (n:1) | Thousand Tons | 0 | 0 | 0 | 0 | 0 | 0 | 0 | 0
DE Unit Level EdMoore3 - NOX Cap Annual v3.1 | 409 | 1522 | Rate Constraint in MTons | FALSE | L | Annual | Net Emissions Allowance Position | Thousand Tons | 0.0010745 | 0 | 0 | 0 | 0 | 0 | 0 | 0
DE Unit Level EdMoore3 - NOX Cap Annual v3.1 | 409 | 1522 | Rate Constraint in MTons | FALSE | L | Annual | Fuel Consumed | TBtu | 0.032071 | 0 | 0 | 0 | 0 | 0 | 0 | 0
DE Unit Level EdMoore3 - NOX Cap Annual v3.1 | 409 | 1522 | Rate Constraint in MTons | FALSE | L | Annual | Rate | lb/MMBtu | 0.06701 | 0 | 0 | 0 | 0 | 0 | 0 | 0
DE Unit Level EdMoore3 - NOX Cap Annual v3.1 | 409 | 1522 | Rate Constraint in MTons | FALSE | L | Annual | Generation | TWh | 0.0026804 | 0 | 0 | 0 | 0 | 0 | 0 | 0
DE Unit Level EdMoore3 - NOX Cap Annual v3.1 | 409 | 1522 | Rate Constraint in MTons | FALSE | L | Annual | Qualifying Generation | TWh | 0.0026804 | 0 | 0 | 0 | 0 | 0 | 0 | 0
DE Unit Level EdMoore3 - NOX Cap Annual v3.1 | 409 | 1522 | Rate Constraint in MTons | FALSE | L | Annual | Rate | lb/MWh | 0.80177 | 0 | 0 | 0 | 0 | 0 | 0 | 0
DE Unit Level EdMoore3 - NOX Cap Annual v3.1 | 409 | 1522 | Rate Constraint in MTons | FALSE | L | Annual | Constraint Shadow Price | US2016$/Ton | 0 | 0 | 0 | 0 | 0 | 0 | 0 | 0
DE Unit Level EdMoore3 - SO2 Cap Annual v3.1 | 410 | 1530 | Rate Constraint in MTons | FALSE | L | Annual | Seasons Included | Seasons | Winter, WintShld, Summer | Winter, WintShld, Summer | Winter, WintShld, Summer | Winter, WintShld, Summer | Winter, WintShld, Summer | Winter, WintShld, Summer | Winter, WintShld, Summer | Winter, WintShld, Summer
DE Unit Level EdMoore3 - SO2 Cap Annual v3.1 | 410 | 1530 | Rate Constraint in MTons | FALSE | L | Annual | Standard SO2 | Thousand Tons | 1.391 | 1.391 | 1.391 | 1.391 | 1.391 | 1.391 | 1.391 | 1.391
DE Unit Level EdMoore3 - SO2 Cap Annual v3.1 | 410 | 1530 | Rate Constraint in MTons | FALSE | L | Annual | Emissions at Affected Plants SO2 | Thousand Tons | 0 | 0 | 0 | 0 | 0 | 0 | 0 | 0
DE Unit Level EdMoore3 - SO2 Cap Annual v3.1 | 410 | 1530 | Rate Constraint in MTons | FALSE | L | Annual | Allowances Purchased SO2 | Thousand Tons | 0 | 0 | 0 | 0 | 0 | 0 | 0 | 0
DE Unit Level EdMoore3 - SO2 Cap Annual v3.1 | 410 | 1530 | Rate Constraint in MTons | FALSE | L | Annual | Allowances Sold SO2 | Thousand Tons | 0 | 0 | 0 | 0 | 0 | 0 | 0 | 0
DE Unit Level EdMoore3 - SO2 Cap Annual v3.1 | 410 | 1530 | Rate Constraint in MTons | FALSE | L | Annual | Allowances Banked | Thousand Tons | 0 | 0 | 0 | 0 | 0 | 0 | 0 | 0
DE Unit Level EdMoore3 - SO2 Cap Annual v3.1 | 410 | 1530 | Rate Constraint in MTons | FALSE | L | Annual | Allowances Withdrawn (1:1) | Thousand Tons | 0 | 0 | 0 | 0 | 0 | 0 | 0 | 0
DE Unit Level EdMoore3 - SO2 Cap Annual v3.1 | 410 | 1530 | Rate Constraint in MTons | FALSE | L | Annual | Allowances Withdrawn (n:1) | Thousand Tons | 0 | 0 | 0 | 0 | 0 | 0 | 0 | 0
DE Unit Level EdMoore3 - SO2 Cap Annual v3.1 | 410 | 1530 | Rate Constraint in MTons | FALSE | L | Annual | Net Emissions Allowance Position | Thousand Tons | 0 | 0 | 0 | 0 | 0 | 0 | 0 | 0
DE Unit Level EdMoore3 - SO2 Cap Annual v3.1 | 410 | 1530 | Rate Constraint in MTons | FALSE | L | Annual | Fuel Consumed | TBtu | 0.032071 | 0 | 0 | 0 | 0 | 0 | 0 | 0
DE Unit Level EdMoore3 - SO2 Cap Annual v3.1 | 410 | 1530 | Rate Constraint in MTons | FALSE | L | Annual | Rate | lb/MMBtu | 0 | 0 | 0 | 0 | 0 | 0 | 0 | 0
DE Unit Level EdMoore3 - SO2 Cap Annual v3.1 | 410 | 1530 | Rate Constraint in MTons | FALSE | L | Annual | Generation | TWh | 0.0026804 | 0 | 0 | 0 | 0 | 0 | 0 | 0
DE Unit Level EdMoore3 - SO2 Cap Annual v3.1 | 410 | 1530 | Rate Constraint in MTons | FALSE | L | Annual | Qualifying Generation | TWh | 0.0026804 | 0 | 0 | 0 | 0 | 0 | 0 | 0
DE Unit Level EdMoore3 - SO2 Cap Annual v3.1 | 410 | 1530 | Rate Constraint in MTons | FALSE | L | Annual | Rate | lb/MWh | 0 | 0 | 0 | 0 | 0 | 0 | 0 | 0
DE Unit Level EdMoore3 - SO2 Cap Annual v3.1 | 410 | 1530 | Rate Constraint in MTons | FALSE | L | Annual | Constraint Shadow Price | US2016$/Ton | 0 | 0 | 0 | 0 | 0 | 0 | 0 | 0
DE Unit Level EdMoore4 - MER Cap Annual v3.1 | 411 | 1540 | Rate Constraint in MTons | FALSE | L | Annual | Seasons Included | Seasons | Winter, WintShld, Summer | Winter, WintShld, Summer | Winter, WintShld, Summer | Winter, WintShld, Summer | Winter, WintShld, Summer | Winter, WintShld, Summer | Winter, WintShld, Summer | Winter, WintShld, Summer
DE Unit Level EdMoore4 - MER Cap Annual v3.1 | 411 | 1540 | Rate Constraint in MTons | FALSE | L | Annual | Standard MER | lbs | 11.4 | 11.4 | 11.4 | 11.4 | 11.4 | 11.4 | 11.4 | 11.4
DE Unit Level EdMoore4 - MER Cap Annual v3.1 | 411 | 1540 | Rate Constraint in MTons | FALSE | L | Annual | Emissions at Affected Plants MER | lbs | 8.8911e-06 | 4.6314e-05 | 4.5519e-05 | 4.5196e-05 | 4.5196e-05 | 4.5867e-05 | 4.8997e-05 | 4.5867e-05
DE Unit Level EdMoore4 - MER Cap Annual v3.1 | 411 | 1540 | Rate Constraint in MTons | FALSE | L | Annual | Allowances Purchased MER | lbs | 0 | 0 | 0 | 0 | 0 | 0 | 0 | 0
DE Unit Level EdMoore4 - MER Cap Annual v3.1 | 411 | 1540 | Rate Constraint in MTons | FALSE | L | Annual | Allowances Sold MER | lbs | 0 | 0 | 0 | 0 | 0 | 0 | 0 | 0
DE Unit Level EdMoore4 - MER Cap Annual v3.1 | 411 | 1540 | Rate Constraint in MTons | FALSE | L | Annual | Allowances Banked | lbs | 0 | 0 | 0 | 0 | 0 | 0 | 0 | 0
DE Unit Level EdMoore4 - MER Cap Annual v3.1 | 411 | 1540 | Rate Constraint in MTons | FALSE | L | Annual | Allowances Withdrawn (1:1) | lbs | 0 | 0 | 0 | 0 | 0 | 0 | 0 | 0
DE Unit Level EdMoore4 - MER Cap Annual v3.1 | 411 | 1540 | Rate Constraint in MTons | FALSE | L | Annual | Allowances Withdrawn (n:1) | lbs | 0 | 0 | 0 | 0 | 0 | 0 | 0 | 0
DE Unit Level EdMoore4 - MER Cap Annual v3.1 | 411 | 1540 | Rate Constraint in MTons | FALSE | L | Annual | Net Emissions Allowance Position | lbs | 8.8911e-06 | 4.6314e-05 | 4.5519e-05 | 4.5196e-05 | 4.5196e-05 | 4.5867e-05 | 4.8997e-05 | 4.5867e-05
DE Unit Level EdMoore4 - MER Cap Annual v3.1 | 411 | 1540 | Rate Constraint in MTons | FALSE | L | Annual | Fuel Consumed | TBtu | 0.063508 | 0.33082 | 0.32514 | 0.32283 | 0.32283 | 0.32762 | 0.34998 | 0.32762
DE Unit Level EdMoore4 - MER Cap Annual v3.1 | 411 | 1540 | Rate Constraint in MTons | FALSE | L | Annual | Rate | lb/MMBtu | 1.4e-10 | 1.4e-10 | 1.4e-10 | 1.4e-10 | 1.4e-10 | 1.4e-10 | 1.4e-10 | 1.4e-10
DE Unit Level EdMoore4 - MER Cap Annual v3.1 | 411 | 1540 | Rate Constraint in MTons | FALSE | L | Annual | Generation | TWh | 0.0054626 | 0.028455 | 0.027966 | 0.027768 | 0.027768 | 0.02818 | 0.030103 | 0.02818
DE Unit Level EdMoore4 - MER Cap Annual v3.1 | 411 | 1540 | Rate Constraint in MTons | FALSE | L | Annual | Qualifying Generation | TWh | 0.0054626 | 0.028455 | 0.027966 | 0.027768 | 0.027768 | 0.02818 | 0.030103 | 0.02818
DE Unit Level EdMoore4 - MER Cap Annual v3.1 | 411 | 1540 | Rate Constraint in MTons | FALSE | L | Annual | Rate | lb/MWh | 1.6276e-09 | 1.6276e-09 | 1.6276e-09 | 1.6276e-09 | 1.6276e-09 | 1.6276e-09 | 1.6276e-09 | 1.6276e-09
DE Unit Level EdMoore4 - MER Cap Annual v3.1 | 411 | 1540 | Rate Constraint in MTons | FALSE | L | Annual | Constraint Shadow Price | US2016$/Lb | 0 | 0 | 0 | 0 | 0 | 0 | 0 | 0
DE Unit Level EdMoore4 - NOX Cap Annual v3.1 | 412 | 1523 | Rate Constraint in MTons | FALSE | L | Annual | Seasons Included | Seasons | Winter, WintShld, Summer | Winter, WintShld, Summer | Winter, WintShld, Summer | Winter, WintShld, Summer | Winter, WintShld, Summer | Winter, WintShld, Summer | Winter, WintShld, Summer | Winter, WintShld, Summer
DE Unit Level EdMoore4 - NOX Cap Annual v3.1 | 412 | 1523 | Rate Constraint in MTons | FALSE | L | Annual | Standard NOX | Thousand Tons | 1.339 | 1.339 | 1.339 | 1.339 | 1.339 | 1.339 | 1.339 | 1.339
DE Unit Level EdMoore4 - NOX Cap Annual v3.1 | 412 | 1523 | Rate Constraint in MTons | FALSE | L | Annual | Emissions at Affected Plants NOX | Thousand Tons | 0.0018347 | 0.0095573 | 0.0093932 | 0.0093266 | 0.0093266 | 0.009465 | 0.010111 | 0.009465
DE Unit Level EdMoore4 - NOX Cap Annual v3.1 | 412 | 1523 | Rate Constraint in MTons | FALSE | L | Annual | Allowances Purchased NOX | Thousand Tons | 0 | 0 | 0 | 0 | 0 | 0 | 0 | 0
DE Unit Level EdMoore4 - NOX Cap Annual v3.1 | 412 | 1523 | Rate Constraint in MTons | FALSE | L | Annual | Allowances Sold NOX | Thousand Tons | 0 | 0 | 0 | 0 | 0 | 0 | 0 | 0
DE Unit Level EdMoore4 - NOX Cap Annual v3.1 | 412 | 1523 | Rate Constraint in MTons | FALSE | L | Annual | Allowances Banked | Thousand Tons | 0 | 0 | 0 | 0 | 0 | 0 | 0 | 0
DE Unit Level EdMoore4 - NOX Cap Annual v3.1 | 412 | 1523 | Rate Constraint in MTons | FALSE | L | Annual | Allowances Withdrawn (1:1) | Thousand Tons | 0 | 0 | 0 | 0 | 0 | 0 | 0 | 0
DE Unit Level EdMoore4 - NOX Cap Annual v3.1 | 412 | 1523 | Rate Constraint in MTons | FALSE | L | Annual | Allowances Withdrawn (n:1) | Thousand Tons | 0 | 0 | 0 | 0 | 0 | 0 | 0 | 0
DE Unit Level EdMoore4 - NOX Cap Annual v3.1 | 412 | 1523 | Rate Constraint in MTons | FALSE | L | Annual | Net Emissions Allowance Position | Thousand Tons | 0.0018347 | 0.0095573 | 0.0093932 | 0.0093266 | 0.0093266 | 0.009465 | 0.010111 | 0.009465
DE Unit Level EdMoore4 - NOX Cap Annual v3.1 | 412 | 1523 | Rate Constraint in MTons | FALSE | L | Annual | Fuel Consumed | TBtu | 0.063508 | 0.33082 | 0.32514 | 0.32283 | 0.32283 | 0.32762 | 0.34998 | 0.32762
DE Unit Level EdMoore4 - NOX Cap Annual v3.1 | 412 | 1523 | Rate Constraint in MTons | FALSE | L | Annual | Rate | lb/MMBtu | 0.05778 | 0.05778 | 0.05778 | 0.05778 | 0.05778 | 0.05778 | 0.05778 | 0.05778
DE Unit Level EdMoore4 - NOX Cap Annual v3.1 | 412 | 1523 | Rate Constraint in MTons | FALSE | L | Annual | Generation | TWh | 0.0054626 | 0.028455 | 0.027966 | 0.027768 | 0.027768 | 0.02818 | 0.030103 | 0.02818
DE Unit Level EdMoore4 - NOX Cap Annual v3.1 | 412 | 1523 | Rate Constraint in MTons | FALSE | L | Annual | Qualifying Generation | TWh | 0.0054626 | 0.028455 | 0.027966 | 0.027768 | 0.027768 | 0.02818 | 0.030103 | 0.02818
DE Unit Level EdMoore4 - NOX Cap Annual v3.1 | 412 | 1523 | Rate Constraint in MTons | FALSE | L | Annual | Rate | lb/MWh | 0.67175 | 0.67175 | 0.67175 | 0.67175 | 0.67175 | 0.67175 | 0.67175 | 0.67175
DE Unit Level EdMoore4 - NOX Cap Annual v3.1 | 412 | 1523 | Rate Constraint in MTons | FALSE | L | Annual | Constraint Shadow Price | US2016$/Ton | 0 | 0 | 0 | 0 | 0 | 0 | 0 | 0
DE Unit Level EdMoore4 - SO2 Cap Annual v3.1 | 413 | 1531 | Rate Constraint in MTons | FALSE | L | Annual | Seasons Included | Seasons | Winter, WintShld, Summer | Winter, WintShld, Summer | Winter, WintShld, Summer | Winter, WintShld, Summer | Winter, WintShld, Summer | Winter, WintShld, Summer | Winter, WintShld, Summer | Winter, WintShld, Summer
DE Unit Level EdMoore4 - SO2 Cap Annual v3.1 | 413 | 1531 | Rate Constraint in MTons | FALSE | L | Annual | Standard SO2 | Thousand Tons | 2.41 | 2.41 | 2.41 | 2.41 | 2.41 | 2.41 | 2.41 | 2.41
DE Unit Level EdMoore4 - SO2 Cap Annual v3.1 | 413 | 1531 | Rate Constraint in MTons | FALSE | L | Annual | Emissions at Affected Plants SO2 | Thousand Tons | 0 | 0 | 0 | 0 | 0 | 0 | 0 | 0
DE Unit Level EdMoore4 - SO2 Cap Annual v3.1 | 413 | 1531 | Rate Constraint in MTons | FALSE | L | Annual | Allowances Purchased SO2 | Thousand Tons | 0 | 0 | 0 | 0 | 0 | 0 | 0 | 0
DE Unit Level EdMoore4 - SO2 Cap Annual v3.1 | 413 | 1531 | Rate Constraint in MTons | FALSE | L | Annual | Allowances Sold SO2 | Thousand Tons | 0 | 0 | 0 | 0 | 0 | 0 | 0 | 0
DE Unit Level EdMoore4 - SO2 Cap Annual v3.1 | 413 | 1531 | Rate Constraint in MTons | FALSE | L | Annual | Allowances Banked | Thousand Tons | 0 | 0 | 0 | 0 | 0 | 0 | 0 | 0
DE Unit Level EdMoore4 - SO2 Cap Annual v3.1 | 413 | 1531 | Rate Constraint in MTons | FALSE | L | Annual | Allowances Withdrawn (1:1) | Thousand Tons | 0 | 0 | 0 | 0 | 0 | 0 | 0 | 0
DE Unit Level EdMoore4 - SO2 Cap Annual v3.1 | 413 | 1531 | Rate Constraint in MTons | FALSE | L | Annual | Allowances Withdrawn (n:1) | Thousand Tons | 0 | 0 | 0 | 0 | 0 | 0 | 0 | 0
DE Unit Level EdMoore4 - SO2 Cap Annual v3.1 | 413 | 1531 | Rate Constraint in MTons | FALSE | L | Annual | Net Emissions Allowance Position | Thousand Tons | 0 | 0 | 0 | 0 | 0 | 0 | 0 | 0
DE Unit Level EdMoore4 - SO2 Cap Annual v3.1 | 413 | 1531 | Rate Constraint in MTons | FALSE | L | Annual | Fuel Consumed | TBtu | 0.063508 | 0.33082 | 0.32514 | 0.32283 | 0.32283 | 0.32762 | 0.34998 | 0.32762
DE Unit Level EdMoore4 - SO2 Cap Annual v3.1 | 413 | 1531 | Rate Constraint in MTons | FALSE | L | Annual | Rate | lb/MMBtu | 0 | 0 | 0 | 0 | 0 | 0 | 0 | 0
DE Unit Level EdMoore4 - SO2 Cap Annual v3.1 | 413 | 1531 | Rate Constraint in MTons | FALSE | L | Annual | Generation | TWh | 0.0054626 | 0.028455 | 0.027966 | 0.027768 | 0.027768 | 0.02818 | 0.030103 | 0.02818
DE Unit Level EdMoore4 - SO2 Cap Annual v3.1 | 413 | 1531 | Rate Constraint in MTons | FALSE | L | Annual | Qualifying Generation | TWh | 0.0054626 | 0.028455 | 0.027966 | 0.027768 | 0.027768 | 0.02818 | 0.030103 | 0.02818
DE Unit Level EdMoore4 - SO2 Cap Annual v3.1 | 413 | 1531 | Rate Constraint in MTons | FALSE | L | Annual | Rate | lb/MWh | 0 | 0 | 0 | 0 | 0 | 0 | 0 | 0
DE Unit Level EdMoore4 - SO2 Cap Annual v3.1 | 413 | 1531 | Rate Constraint in MTons | FALSE | L | Annual | Constraint Shadow Price | US2016$/Ton | 0 | 0 | 0 | 0 | 0 | 0 | 0 | 0
DE Unit Level EdMoore5 - NOX Cap Annual v3.1 | 414 | 1524 | Rate Constraint in MTons | FALSE | L | Annual | Seasons Included | Seasons | Winter, WintShld, Summer | Winter, WintShld, Summer | Winter, WintShld, Summer | Winter, WintShld, Summer | Winter, WintShld, Summer | Winter, WintShld, Summer | Winter, WintShld, Summer | Winter, WintShld, Summer
DE Unit Level EdMoore5 - NOX Cap Annual v3.1 | 414 | 1524 | Rate Constraint in MTons | FALSE | L | Annual | Standard NOX | Thousand Tons | 1.348 | 1.348 | 1.348 | 1.348 | 1.348 | 1.348 | 1.348 | 1.348
DE Unit Level EdMoore5 - NOX Cap Annual v3.1 | 414 | 1524 | Rate Constraint in MTons | FALSE | L | Annual | Emissions at Affected Plants NOX | Thousand Tons | 0.016746 | 0.027417 | 0.027045 | 0.026487 | 0.026487 | 0.027045 | 0.044608 | 0.028105
DE Unit Level EdMoore5 - NOX Cap Annual v3.1 | 414 | 1524 | Rate Constraint in MTons | FALSE | L | Annual | Allowances Purchased NOX | Thousand Tons | 0 | 0 | 0 | 0 | 0 | 0 | 0 | 0
DE Unit Level EdMoore5 - NOX Cap Annual v3.1 | 414 | 1524 | Rate Constraint in MTons | FALSE | L | Annual | Allowances Sold NOX | Thousand Tons | 0 | 0 | 0 | 0 | 0 | 0 | 0 | 0
DE Unit Level EdMoore5 - NOX Cap Annual v3.1 | 414 | 1524 | Rate Constraint in MTons | FALSE | L | Annual | Allowances Banked | Thousand Tons | 0 | 0 | 0 | 0 | 0 | 0 | 0 | 0
DE Unit Level EdMoore5 - NOX Cap Annual v3.1 | 414 | 1524 | Rate Constraint in MTons | FALSE | L | Annual | Allowances Withdrawn (1:1) | Thousand Tons | 0 | 0 | 0 | 0 | 0 | 0 | 0 | 0
DE Unit Level EdMoore5 - NOX Cap Annual v3.1 | 414 | 1524 | Rate Constraint in MTons | FALSE | L | Annual | Allowances Withdrawn (n:1) | Thousand Tons | 0 | 0 | 0 | 0 | 0 | 0 | 0 | 0
DE Unit Level EdMoore5 - NOX Cap Annual v3.1 | 414 | 1524 | Rate Constraint in MTons | FALSE | L | Annual | Net Emissions Allowance Position | Thousand Tons | 0.016746 | 0.027417 | 0.027045 | 0.026487 | 0.026487 | 0.027045 | 0.044608 | 0.028105
DE Unit Level EdMoore5 - NOX Cap Annual v3.1 | 414 | 1524 | Rate Constraint in MTons | FALSE | L | Annual | Fuel Consumed | TBtu | 0.49729 | 0.80605 | 0.79825 | 0.78656 | 0.78656 | 0.79825 | 1.1667 | 0.82049
DE Unit Level EdMoore5 - NOX Cap Annual v3.1 | 414 | 1524 | Rate Constraint in MTons | FALSE | L | Annual | Rate | lb/MMBtu | 0.06735 | 0.068027 | 0.06776 | 0.06735 | 0.06735 | 0.06776 | 0.076467 | 0.068507
DE Unit Level EdMoore5 - NOX Cap Annual v3.1 | 414 | 1524 | Rate Constraint in MTons | FALSE | L | Annual | Generation | TWh | 0.042984 | 0.069673 | 0.068999 | 0.067988 | 0.067988 | 0.068999 | 0.10085 | 0.070922
DE Unit Level EdMoore5 - NOX Cap Annual v3.1 | 414 | 1524 | Rate Constraint in MTons | FALSE | L | Annual | Qualifying Generation | TWh | 0.042984 | 0.069673 | 0.068999 | 0.067988 | 0.067988 | 0.068999 | 0.10085 | 0.070922
DE Unit Level EdMoore5 - NOX Cap Annual v3.1 | 414 | 1524 | Rate Constraint in MTons | FALSE | L | Annual | Rate | lb/MWh | 0.77917 | 0.787 | 0.78392 | 0.77917 | 0.77917 | 0.78392 | 0.88465 | 0.79256
DE Unit Level EdMoore5 - NOX Cap Annual v3.1 | 414 | 1524 | Rate Constraint in MTons | FALSE | L | Annual | Constraint Shadow Price | US2016$/Ton | 0 | 0 | 0 | 0 | 0 | 0 | 0 | 0
DE Unit Level EdMoore5 - SO2 Cap Annual v3.1 | 415 | 1533 | Rate Constraint in MTons | FALSE | L | Annual | Seasons Included | Seasons | Winter, WintShld, Summer | Winter, WintShld, Summer | Winter, WintShld, Summer | Winter, WintShld, Summer | Winter, WintShld, Summer | Winter, WintShld, Summer | Winter, WintShld, Summer | Winter, WintShld, Summer
DE Unit Level EdMoore5 - SO2 Cap Annual v3.1 | 415 | 1533 | Rate Constraint in MTons | FALSE | L | Annual | Standard SO2 | Thousand Tons | 2.427 | 2.427 | 2.427 | 2.427 | 2.427 | 2.427 | 2.427 | 2.427
DE Unit Level EdMoore5 - SO2 Cap Annual v3.1 | 415 | 1533 | Rate Constraint in MTons | FALSE | L | Annual | Emissions at Affected Plants SO2 | Thousand Tons | 0 | 0 | 0 | 0 | 0 | 0 | 0 | 0
DE Unit Level EdMoore5 - SO2 Cap Annual v3.1 | 415 | 1533 | Rate Constraint in MTons | FALSE | L | Annual | Allowances Purchased SO2 | Thousand Tons | 0 | 0 | 0 | 0 | 0 | 0 | 0 | 0
DE Unit Level EdMoore5 - SO2 Cap Annual v3.1 | 415 | 1533 | Rate Constraint in MTons | FALSE | L | Annual | Allowances Sold SO2 | Thousand Tons | 0 | 0 | 0 | 0 | 0 | 0 | 0 | 0
DE Unit Level EdMoore5 - SO2 Cap Annual v3.1 | 415 | 1533 | Rate Constraint in MTons | FALSE | L | Annual | Allowances Banked | Thousand Tons | 0 | 0 | 0 | 0 | 0 | 0 | 0 | 0
DE Unit Level EdMoore5 - SO2 Cap Annual v3.1 | 415 | 1533 | Rate Constraint in MTons | FALSE | L | Annual | Allowances Withdrawn (1:1) | Thousand Tons | 0 | 0 | 0 | 0 | 0 | 0 | 0 | 0
DE Unit Level EdMoore5 - SO2 Cap Annual v3.1 | 415 | 1533 | Rate Constraint in MTons | FALSE | L | Annual | Allowances Withdrawn (n:1) | Thousand Tons | 0 | 0 | 0 | 0 | 0 | 0 | 0 | 0
DE Unit Level EdMoore5 - SO2 Cap Annual v3.1 | 415 | 1533 | Rate Constraint in MTons | FALSE | L | Annual | Net Emissions Allowance Position | Thousand Tons | 0 | 0 | 0 | 0 | 0 | 0 | 0 | 0
DE Unit Level EdMoore5 - SO2 Cap Annual v3.1 | 415 | 1533 | Rate Constraint in MTons | FALSE | L | Annual | Fuel Consumed | TBtu | 0.49729 | 0.80605 | 0.79825 | 0.78656 | 0.78656 | 0.79825 | 1.1667 | 0.82049
DE Unit Level EdMoore5 - SO2 Cap Annual v3.1 | 415 | 1533 | Rate Constraint in MTons | FALSE | L | Annual | Rate | lb/MMBtu | 0 | 0 | 0 | 0 | 0 | 0 | 0 | 0
DE Unit Level EdMoore5 - SO2 Cap Annual v3.1 | 415 | 1533 | Rate Constraint in MTons | FALSE | L | Annual | Generation | TWh | 0.042984 | 0.069673 | 0.068999 | 0.067988 | 0.067988 | 0.068999 | 0.10085 | 0.070922
DE Unit Level EdMoore5 - SO2 Cap Annual v3.1 | 415 | 1533 | Rate Constraint in MTons | FALSE | L | Annual | Qualifying Generation | TWh | 0.042984 | 0.069673 | 0.068999 | 0.067988 | 0.067988 | 0.068999 | 0.10085 | 0.070922
DE Unit Level EdMoore5 - SO2 Cap Annual v3.1 | 415 | 1533 | Rate Constraint in MTons | FALSE | L | Annual | Rate | lb/MWh | 0 | 0 | 0 | 0 | 0 | 0 | 0 | 0
DE Unit Level EdMoore5 - SO2 Cap Annual v3.1 | 415 | 1533 | Rate Constraint in MTons | FALSE | L | Annual | Constraint Shadow Price | US2016$/Ton | 0 | 0 | 0 | 0 | 0 | 0 | 0 | 0
DE Unit Level IndRiver4 - MER Cap Annual v3.1 | 416 | 1544 | Rate Constraint in MTons | FALSE | L | Annual | Seasons Included | Seasons | Winter, WintShld, Summer | Winter, WintShld, Summer | Winter, WintShld, Summer | Winter, WintShld, Summer | Winter, WintShld, Summer | Winter, WintShld, Summer | Winter, WintShld, Summer | Winter, WintShld, Summer
DE Unit Level IndRiver4 - MER Cap Annual v3.1 | 416 | 1544 | Rate Constraint in MTons | FALSE | L | Annual | Standard MER | lbs | 17.4 | 17.4 | 17.4 | 17.4 | 17.4 | 17.4 | 17.4 | 17.4
DE Unit Level IndRiver4 - MER Cap Annual v3.1 | 416 | 1544 | Rate Constraint in MTons | FALSE | L | Annual | Emissions at Affected Plants MER | lbs | 0 | 0 | 0 | 0 | 0 | 0 | 0 | 0
DE Unit Level IndRiver4 - MER Cap Annual v3.1 | 416 | 1544 | Rate Constraint in MTons | FALSE | L | Annual | Allowances Purchased MER | lbs | 0 | 0 | 0 | 0 | 0 | 0 | 0 | 0
DE Unit Level IndRiver4 - MER Cap Annual v3.1 | 416 | 1544 | Rate Constraint in MTons | FALSE | L | Annual | Allowances Sold MER | lbs | 0 | 0 | 0 | 0 | 0 | 0 | 0 | 0
DE Unit Level IndRiver4 - MER Cap Annual v3.1 | 416 | 1544 | Rate Constraint in MTons | FALSE | L | Annual | Allowances Banked | lbs | 0 | 0 | 0 | 0 | 0 | 0 | 0 | 0
DE Unit Level IndRiver4 - MER Cap Annual v3.1 | 416 | 1544 | Rate Constraint in MTons | FALSE | L | Annual | Allowances Withdrawn (1:1) | lbs | 0 | 0 | 0 | 0 | 0 | 0 | 0 | 0
DE Unit Level IndRiver4 - MER Cap Annual v3.1 | 416 | 1544 | Rate Constraint in MTons | FALSE | L | Annual | Allowances Withdrawn (n:1) | lbs | 0 | 0 | 0 | 0 | 0 | 0 | 0 | 0
DE Unit Level IndRiver4 - MER Cap Annual v3.1 | 416 | 1544 | Rate Constraint in MTons | FALSE | L | Annual | Net Emissions Allowance Position | lbs | 0 | 0 | 0 | 0 | 0 | 0 | 0 | 0
DE Unit Level IndRiver4 - MER Cap Annual v3.1 | 416 | 1544 | Rate Constraint in MTons | FALSE | L | Annual | Fuel Consumed | TBtu | 0 | 0 | 0 | 0 | 0 | 0 | 0 | 0
DE Unit Level IndRiver4 - MER Cap Annual v3.1 | 416 | 1544 | Rate Constraint in MTons | FALSE | L | Annual | Rate | lb/MMBtu | 0 | 0 | 0 | 0 | 0 | 0 | 0 | 0
DE Unit Level IndRiver4 - MER Cap Annual v3.1 | 416 | 1544 | Rate Constraint in MTons | FALSE | L | Annual | Generation | TWh | 0 | 0 | 0 | 0 | 0 | 0 | 0 | 0
DE Unit Level IndRiver4 - MER Cap Annual v3.1 | 416 | 1544 | Rate Constraint in MTons | FALSE | L | Annual | Qualifying Generation | TWh | 0 | 0 | 0 | 0 | 0 | 0 | 0 | 0
DE Unit Level IndRiver4 - MER Cap Annual v3.1 | 416 | 1544 | Rate Constraint in MTons | FALSE | L | Annual | Rate | lb/MWh | 0 | 0 | 0 | 0 | 0 | 0 | 0 | 0
DE Unit Level IndRiver4 - MER Cap Annual v3.1 | 416 | 1544 | Rate Constraint in MTons | FALSE | L | Annual | Constraint Shadow Price | US2016$/Lb | 0 | 0 | 0 | 0 | 0 | 0 | 0 | 0
DE Unit Level IndRiver4 - NOX Cap Annual v3.1 | 417 | 1528 | Rate Constraint in MTons | FALSE | L | Annual | Seasons Included | Seasons | Winter, WintShld, Summer | Winter, WintShld, Summer | Winter, WintShld, Summer | Winter, WintShld, Summer | Winter, WintShld, Summer | Winter, WintShld, Summer | Winter, WintShld, Summer | Winter, WintShld, Summer
DE Unit Level IndRiver4 - NOX Cap Annual v3.1 | 417 | 1528 | Rate Constraint in MTons | FALSE | L | Annual | Standard NOX | Thousand Tons | 2.032 | 2.032 | 2.032 | 2.032 | 2.032 | 2.032 | 2.032 | 2.032
DE Unit Level IndRiver4 - NOX Cap Annual v3.1 | 417 | 1528 | Rate Constraint in MTons | FALSE | L | Annual | Emissions at Affected Plants NOX | Thousand Tons | 0 | 0 | 0 | 0 | 0 | 0 | 0 | 0
DE Unit Level IndRiver4 - NOX Cap Annual v3.1 | 417 | 1528 | Rate Constraint in MTons | FALSE | L | Annual | Allowances Purchased NOX | Thousand Tons | 0 | 0 | 0 | 0 | 0 | 0 | 0 | 0
DE Unit Level IndRiver4 - NOX Cap Annual v3.1 | 417 | 1528 | Rate Constraint in MTons | FALSE | L | Annual | Allowances Sold NOX | Thousand Tons | 0 | 0 | 0 | 0 | 0 | 0 | 0 | 0
DE Unit Level IndRiver4 - NOX Cap Annual v3.1 | 417 | 1528 | Rate Constraint in MTons | FALSE | L | Annual | Allowances Banked | Thousand Tons | 0 | 0 | 0 | 0 | 0 | 0 | 0 | 0
DE Unit Level IndRiver4 - NOX Cap Annual v3.1 | 417 | 1528 | Rate Constraint in MTons | FALSE | L | Annual | Allowances Withdrawn (1:1) | Thousand Tons | 0 | 0 | 0 | 0 | 0 | 0 | 0 | 0
DE Unit Level IndRiver4 - NOX Cap Annual v3.1 | 417 | 1528 | Rate Constraint in MTons | FALSE | L | Annual | Allowances Withdrawn (n:1) | Thousand Tons | 0 | 0 | 0 | 0 | 0 | 0 | 0 | 0
DE Unit Level IndRiver4 - NOX Cap Annual v3.1 | 417 | 1528 | Rate Constraint in MTons | FALSE | L | Annual | Net Emissions Allowance Position | Thousand Tons | 0 | 0 | 0 | 0 | 0 | 0 | 0 | 0
DE Unit Level IndRiver4 - NOX Cap Annual v3.1 | 417 | 1528 | Rate Constraint in MTons | FALSE | L | Annual | Fuel Consumed | TBtu | 0 | 0 | 0 | 0 | 0 | 0 | 0 | 0
DE Unit Level IndRiver4 - NOX Cap Annual v3.1 | 417 | 1528 | Rate Constraint in MTons | FALSE | L | Annual | Rate | lb/MMBtu | 0 | 0 | 0 | 0 | 0 | 0 | 0 | 0
DE Unit Level IndRiver4 - NOX Cap Annual v3.1 | 417 | 1528 | Rate Constraint in MTons | FALSE | L | Annual | Generation | TWh | 0 | 0 | 0 | 0 | 0 | 0 | 0 | 0
DE Unit Level IndRiver4 - NOX Cap Annual v3.1 | 417 | 1528 | Rate Constraint in MTons | FALSE | L | Annual | Qualifying Generation | TWh | 0 | 0 | 0 | 0 | 0 | 0 | 0 | 0
DE Unit Level IndRiver4 - NOX Cap Annual v3.1 | 417 | 1528 | Rate Constraint in MTons | FALSE | L | Annual | Rate | lb/MWh | 0 | 0 | 0 | 0 | 0 | 0 | 0 | 0
DE Unit Level IndRiver4 - NOX Cap Annual v3.1 | 417 | 1528 | Rate Constraint in MTons | FALSE | L | Annual | Constraint Shadow Price | US2016$/Ton | 0 | 0 | 0 | 0 | 0 | 0 | 0 | 0
DE Unit Level IndRiver4 - SO2 Cap Annual v3.1 | 418 | 1537 | Rate Constraint in MTons | FALSE | L | Annual | Seasons Included | Seasons | Winter, WintShld, Summer | Winter, WintShld, Summer | Winter, WintShld, Summer | Winter, WintShld, Summer | Winter, WintShld, Summer | Winter, WintShld, Summer | Winter, WintShld, Summer | Winter, WintShld, Summer
DE Unit Level IndRiver4 - SO2 Cap Annual v3.1 | 418 | 1537 | Rate Constraint in MTons | FALSE | L | Annual | Standard SO2 | Thousand Tons | 3.657 | 3.657 | 3.657 | 3.657 | 3.657 | 3.657 | 3.657 | 3.657
DE Unit Level IndRiver4 - SO2 Cap Annual v3.1 | 418 | 1537 | Rate Constraint in MTons | FALSE | L | Annual | Emissions at Affected Plants SO2 | Thousand Tons | 0 | 0 | 0 | 0 | 0 | 0 | 0 | 0
DE Unit Level IndRiver4 - SO2 Cap Annual v3.1 | 418 | 1537 | Rate Constraint in MTons | FALSE | L | Annual | Allowances Purchased SO2 | Thousand Tons | 0 | 0 | 0 | 0 | 0 | 0 | 0 | 0
DE Unit Level IndRiver4 - SO2 Cap Annual v3.1 | 418 | 1537 | Rate Constraint in MTons | FALSE | L | Annual | Allowances Sold SO2 | Thousand Tons | 0 | 0 | 0 | 0 | 0 | 0 | 0 | 0
DE Unit Level IndRiver4 - SO2 Cap Annual v3.1 | 418 | 1537 | Rate Constraint in MTons | FALSE | L | Annual | Allowances Banked | Thousand Tons | 0 | 0 | 0 | 0 | 0 | 0 | 0 | 0
DE Unit Level IndRiver4 - SO2 Cap Annual v3.1 | 418 | 1537 | Rate Constraint in MTons | FALSE | L | Annual | Allowances Withdrawn (1:1) | Thousand Tons | 0 | 0 | 0 | 0 | 0 | 0 | 0 | 0
DE Unit Level IndRiver4 - SO2 Cap Annual v3.1 | 418 | 1537 | Rate Constraint in MTons | FALSE | L | Annual | Allowances Withdrawn (n:1) | Thousand Tons | 0 | 0 | 0 | 0 | 0 | 0 | 0 | 0
DE Unit Level IndRiver4 - SO2 Cap Annual v3.1 | 418 | 1537 | Rate Constraint in MTons | FALSE | L | Annual | Net Emissions Allowance Position | Thousand Tons | 0 | 0 | 0 | 0 | 0 | 0 | 0 | 0
DE Unit Level IndRiver4 - SO2 Cap Annual v3.1 | 418 | 1537 | Rate Constraint in MTons | FALSE | L | Annual | Fuel Consumed | TBtu | 0 | 0 | 0 | 0 | 0 | 0 | 0 | 0
DE Unit Level IndRiver4 - SO2 Cap Annual v3.1 | 418 | 1537 | Rate Constraint in MTons | FALSE | L | Annual | Rate | lb/MMBtu | 0 | 0 | 0 | 0 | 0 | 0 | 0 | 0
DE Unit Level IndRiver4 - SO2 Cap Annual v3.1 | 418 | 1537 | Rate Constraint in MTons | FALSE | L | Annual | Generation | TWh | 0 | 0 | 0 | 0 | 0 | 0 | 0 | 0
DE Unit Level IndRiver4 - SO2 Cap Annual v3.1 | 418 | 1537 | Rate Constraint in MTons | FALSE | L | Annual | Qualifying Generation | TWh | 0 | 0 | 0 | 0 | 0 | 0 | 0 | 0
DE Unit Level IndRiver4 - SO2 Cap Annual v3.1 | 418 | 1537 | Rate Constraint in MTons | FALSE | L | Annual | Rate | lb/MWh | 0 | 0 | 0 | 0 | 0 | 0 | 0 | 0
DE Unit Level IndRiver4 - SO2 Cap Annual v3.1 | 418 | 1537 | Rate Constraint in MTons | FALSE | L | Annual | Constraint Shadow Price | US2016$/Ton | 0 | 0 | 0 | 0 | 0 | 0 | 0 | 0
DE Unit Level McKee3 - NOX Cap Annual v3.1 | 419 | 1529 | Rate Constraint in MTons | FALSE | L | Annual | Seasons Included | Seasons | Winter, WintShld, Summer | Winter, WintShld, Summer | Winter, WintShld, Summer | Winter, WintShld, Summer | Winter, WintShld, Summer | Winter, WintShld, Summer | Winter, WintShld, Summer | Winter, WintShld, Summer
DE Unit Level McKee3 - NOX Cap Annual v3.1 | 419 | 1529 | Rate Constraint in MTons | FALSE | L | Annual | Standard NOX | Thousand Tons | 0.244 | 0.244 | 0.244 | 0.244 | 0.244 | 0.244 | 0.244 | 0.244
DE Unit Level McKee3 - NOX Cap Annual v3.1 | 419 | 1529 | Rate Constraint in MTons | FALSE | L | Annual | Emissions at Affected Plants NOX | Thousand Tons | 0 | 0 | 0 | 0 | 0 | 0 | 0 | 0
DE Unit Level McKee3 - NOX Cap Annual v3.1 | 419 | 1529 | Rate Constraint in MTons | FALSE | L | Annual | Allowances Purchased NOX | Thousand Tons | 0 | 0 | 0 | 0 | 0 | 0 | 0 | 0
DE Unit Level McKee3 - NOX Cap Annual v3.1 | 419 | 1529 | Rate Constraint in MTons | FALSE | L | Annual | Allowances Sold NOX | Thousand Tons | 0 | 0 | 0 | 0 | 0 | 0 | 0 | 0
DE Unit Level McKee3 - NOX Cap Annual v3.1 | 419 | 1529 | Rate Constraint in MTons | FALSE | L | Annual | Allowances Banked | Thousand Tons | 0 | 0 | 0 | 0 | 0 | 0 | 0 | 0
DE Unit Level McKee3 - NOX Cap Annual v3.1 | 419 | 1529 | Rate Constraint in MTons | FALSE | L | Annual | Allowances Withdrawn (1:1) | Thousand Tons | 0 | 0 | 0 | 0 | 0 | 0 | 0 | 0
DE Unit Level McKee3 - NOX Cap Annual v3.1 | 419 | 1529 | Rate Constraint in MTons | FALSE | L | Annual | Allowances Withdrawn (n:1) | Thousand Tons | 0 | 0 | 0 | 0 | 0 | 0 | 0 | 0
DE Unit Level McKee3 - NOX Cap Annual v3.1 | 419 | 1529 | Rate Constraint in MTons | FALSE | L | Annual | Net Emissions Allowance Position | Thousand Tons | 0 | 0 | 0 | 0 | 0 | 0 | 0 | 0
DE Unit Level McKee3 - NOX Cap Annual v3.1 | 419 | 1529 | Rate Constraint in MTons | FALSE | L | Annual | Fuel Consumed | TBtu | 0 | 0 | 0 | 0 | 0 | 0 | 0 | 0
DE Unit Level McKee3 - NOX Cap Annual v3.1 | 419 | 1529 | Rate Constraint in MTons | FALSE | L | Annual | Rate | lb/MMBtu | 0 | 0 | 0 | 0 | 0 | 0 | 0 | 0
DE Unit Level McKee3 - NOX Cap Annual v3.1 | 419 | 1529 | Rate Constraint in MTons | FALSE | L | Annual | Generation | TWh | 0 | 0 | 0 | 0 | 0 | 0 | 0 | 0
DE Unit Level McKee3 - NOX Cap Annual v3.1 | 419 | 1529 | Rate Constraint in MTons | FALSE | L | Annual | Qualifying Generation | TWh | 0 | 0 | 0 | 0 | 0 | 0 | 0 | 0
DE Unit Level McKee3 - NOX Cap Annual v3.1 | 419 | 1529 | Rate Constraint in MTons | FALSE | L | Annual | Rate | lb/MWh | 0 | 0 | 0 | 0 | 0 | 0 | 0 | 0
DE Unit Level McKee3 - NOX Cap Annual v3.1 | 419 | 1529 | Rate Constraint in MTons | FALSE | L | Annual | Constraint Shadow Price | US2016$/Ton | 0 | 0 | 0 | 0 | 0 | 0 | 0 | 0
DE Unit Level McKee3 - SO2 Cap Annual v3.1 | 420 | 1538 | Rate Constraint in MTons | FALSE | L | Annual | Seasons Included | Seasons | Winter, WintShld, Summer | Winter, WintShld, Summer | Winter, WintShld, Summer | Winter, WintShld, Summer | Winter, WintShld, Summer | Winter, WintShld, Summer | Winter, WintShld, Summer | Winter, WintShld, Summer
DE Unit Level McKee3 - SO2 Cap Annual v3.1 | 420 | 1538 | Rate Constraint in MTons | FALSE | L | Annual | Standard SO2 | Thousand Tons | 0.439 | 0.439 | 0.439 | 0.439 | 0.439 | 0.439 | 0.439 | 0.439
DE Unit Level McKee3 - SO2 Cap Annual v3.1 | 420 | 1538 | Rate Constraint in MTons | FALSE | L | Annual | Emissions at Affected Plants SO2 | Thousand Tons | 0 | 0 | 0 | 0 | 0 | 0 | 0 | 0
DE Unit Level McKee3 - SO2 Cap Annual v3.1 | 420 | 1538 | Rate Constraint in MTons | FALSE | L | Annual | Allowances Purchased SO2 | Thousand Tons | 0 | 0 | 0 | 0 | 0 | 0 | 0 | 0
DE Unit Level McKee3 - SO2 Cap Annual v3.1 | 420 | 1538 | Rate Constraint in MTons | FALSE | L | Annual | Allowances Sold SO2 | Thousand Tons | 0 | 0 | 0 | 0 | 0 | 0 | 0 | 0
DE Unit Level McKee3 - SO2 Cap Annual v3.1 | 420 | 1538 | Rate Constraint in MTons | FALSE | L | Annual | Allowances Banked | Thousand Tons | 0 | 0 | 0 | 0 | 0 | 0 | 0 | 0
DE Unit Level McKee3 - SO2 Cap Annual v3.1 | 420 | 1538 | Rate Constraint in MTons | FALSE | L | Annual | Allowances Withdrawn (1:1) | Thousand Tons | 0 | 0 | 0 | 0 | 0 | 0 | 0 | 0
DE Unit Level McKee3 - SO2 Cap Annual v3.1 | 420 | 1538 | Rate Constraint in MTons | FALSE | L | Annual | Allowances Withdrawn (n:1) | Thousand Tons | 0 | 0 | 0 | 0 | 0 | 0 | 0 | 0
DE Unit Level McKee3 - SO2 Cap Annual v3.1 | 420 | 1538 | Rate Constraint in MTons | FALSE | L | Annual | Net Emissions Allowance Position | Thousand Tons | 0 | 0 | 0 | 0 | 0 | 0 | 0 | 0
DE Unit Level McKee3 - SO2 Cap Annual v3.1 | 420 | 1538 | Rate Constraint in MTons | FALSE | L | Annual | Fuel Consumed | TBtu | 0 | 0 | 0 | 0 | 0 | 0 | 0 | 0
DE Unit Level McKee3 - SO2 Cap Annual v3.1 | 420 | 1538 | Rate Constraint in MTons | FALSE | L | Annual | Rate | lb/MMBtu | 0 | 0 | 0 | 0 | 0 | 0 | 0 | 0
DE Unit Level McKee3 - SO2 Cap Annual v3.1 | 420 | 1538 | Rate Constraint in MTons | FALSE | L | Annual | Generation | TWh | 0 | 0 | 0 | 0 | 0 | 0 | 0 | 0
DE Unit Level McKee3 - SO2 Cap Annual v3.1 | 420 | 1538 | Rate Constraint in MTons | FALSE | L | Annual | Qualifying Generation | TWh | 0 | 0 | 0 | 0 | 0 | 0 | 0 | 0
DE Unit Level McKee3 - SO2 Cap Annual v3.1 | 420 | 1538 | Rate Constraint in MTons | FALSE | L | Annual | Rate | lb/MWh | 0 | 0 | 0 | 0 | 0 | 0 | 0 | 0
DE Unit Level McKee3 - SO2 Cap Annual v3.1 | 420 | 1538 | Rate Constraint in MTons | FALSE | L | Annual | Constraint Shadow Price | US2016$/Ton | 0 | 0 | 0 | 0 | 0 | 0 | 0 | 0
Dummy Delaware NOx Constraint v4.0 | 421 | 2168 | Rate Constraint in MTons | FALSE | L | Annual | Seasons Included | Seasons | Winter, WintShld, Summer | Winter, WintShld, Summer | Winter, WintShld, Summer | Winter, WintShld, Summer | Winter, WintShld, Summer | Winter, WintShld, Summer | Winter, WintShld, Summer | Winter, WintShld, Summer
Dummy Delaware NOx Constraint v4.0 | 421 | 2168 | Rate Constraint in MTons | FALSE | L | Annual | Standard NOX | Thousand Tons | 99999 | 99999 | 99999 | 99999 | 99999 | 99999 | 99999 | 99999
Dummy Delaware NOx Constraint v4.0 | 421 | 2168 | Rate Constraint in MTons | FALSE | L | Annual | Emissions at Affected Plants NOX | Thousand Tons | 0.00073035 | 0.007475 | 0.0074625 | 0.00864 | 0.0081246 | 0.013414 | 0.0080782 | 0.0071622
Dummy Delaware NOx Constraint v4.0 | 421 | 2168 | Rate Constraint in MTons | FALSE | L | Annual | Allowances Purchased NOX | Thousand Tons | 0 | 0 | 0 | 0 | 0 | 0 | 0 | 0
Dummy Delaware NOx Constraint v4.0 | 421 | 2168 | Rate Constraint in MTons | FALSE | L | Annual | Allowances Sold NOX | Thousand Tons | 0 | 0 | 0 | 0 | 0 | 0 | 0 | 0
Dummy Delaware NOx Constraint v4.0 | 421 | 2168 | Rate Constraint in MTons | FALSE | L | Annual | Allowances Banked | Thousand Tons | 0 | 0 | 0 | 0 | 0 | 0 | 0 | 0
Dummy Delaware NOx Constraint v4.0 | 421 | 2168 | Rate Constraint in MTons | FALSE | L | Annual | Allowances Withdrawn (1:1) | Thousand Tons | 0 | 0 | 0 | 0 | 0 | 0 | 0 | 0
Dummy Delaware NOx Constraint v4.0 | 421 | 2168 | Rate Constraint in MTons | FALSE | L | Annual | Allowances Withdrawn (n:1) | Thousand Tons | 0 | 0 | 0 | 0 | 0 | 0 | 0 | 0
Dummy Delaware NOx Constraint v4.0 | 421 | 2168 | Rate Constraint in MTons | FALSE | L | Annual | Net Emissions Allowance Position | Thousand Tons | 0.00073035 | 0.007475 | 0.0074625 | 0.00864 | 0.0081246 | 0.013414 | 0.0080782 | 0.0071622
Dummy Delaware NOx Constraint v4.0 | 421 | 2168 | Rate Constraint in MTons | FALSE | L | Annual | Fuel Consumed | TBtu | 0.17369 | 0.46556 | 0.46259 | 0.74263 | 0.62006 | 1.1272 | 0.60902 | 0.42045
Dummy Delaware NOx Constraint v4.0 | 421 | 2168 | Rate Constraint in MTons | FALSE | L | Annual | Rate | lb/MMBtu | 0.00841 | 0.032112 | 0.032264 | 0.023269 | 0.026206 | 0.0238 | 0.026529 | 0.034069
Dummy Delaware NOx Constraint v4.0 | 421 | 2168 | Rate Constraint in MTons | FALSE | L | Annual | Generation | TWh | 0.020893 | 0.051864 | 0.051507 | 0.085194 | 0.070449 | 0.12586 | 0.069122 | 0.046483
Dummy Delaware NOx Constraint v4.0 | 421 | 2168 | Rate Constraint in MTons | FALSE | L | Annual | Qualifying Generation | TWh | 0.020893 | 0.051864 | 0.051507 | 0.085194 | 0.070449 | 0.12586 | 0.069122 | 0.046483
Dummy Delaware NOx Constraint v4.0 | 421 | 2168 | Rate Constraint in MTons | FALSE | L | Annual | Rate | lb/MWh | 0.069912 | 0.28825 | 0.28977 | 0.20283 | 0.23065 | 0.21316 | 0.23374 | 0.30816
Dummy Delaware NOx Constraint v4.0 | 421 | 2168 | Rate Constraint in MTons | FALSE | L | Annual | Constraint Shadow Price | US2016$/Ton | 0 | 0 | 0 | 0 | 0 | 0 | 0 | 0
Dummy Hg Summer for Mode v5.13 | 422 | 6009 | Rate Constraint in MTons | FALSE | L | Annual | Seasons Included | Seasons | Summer | Summer | Summer | Summer | Summer | Summer | Summer | Summer
Dummy Hg Summer for Mode v5.13 | 422 | 6009 | Rate Constraint in MTons | FALSE | L | Annual | Standard MER | lbs | 199998000000 | 199998000000 | 199998000000 | 199998000000 | 199998000000 | 199998000000 | 199998000000 | 199998000000
Dummy Hg Summer for Mode v5.13 | 422 | 6009 | Rate Constraint in MTons | FALSE | L | Annual | Emissions at Affected Plants MER | lbs | 2124.8351 | 2336.4864 | 2259.5973 | 2266.6335 | 2124.1623 | 2210.4786 | 2069.141 | 1590.0366
Dummy Hg Summer for Mode v5.13 | 422 | 6009 | Rate Constraint in MTons | FALSE | L | Annual | Allowances Purchased MER | lbs | 0 | 0 | 0 | 0 | 0 | 0 | 0 | 0
Dummy Hg Summer for Mode v5.13 | 422 | 6009 | Rate Constraint in MTons | FALSE | L | Annual | Allowances Sold MER | lbs | 0 | 0 | 0 | 0 | 0 | 0 | 0 | 0
Dummy Hg Summer for Mode v5.13 | 422 | 6009 | Rate Constraint in MTons | FALSE | L | Annual | Allowances Banked | lbs | 0 | 0 | 0 | 0 | 0 | 0 | 0 | 0
Dummy Hg Summer for Mode v5.13 | 422 | 6009 | Rate Constraint in MTons | FALSE | L | Annual | Allowances Withdrawn (1:1) | lbs | 0 | 0 | 0 | 0 | 0 | 0 | 0 | 0
Dummy Hg Summer for Mode v5.13 | 422 | 6009 | Rate Constraint in MTons | FALSE | L | Annual | Allowances Withdrawn (n:1) | lbs | 0 | 0 | 0 | 0 | 0 | 0 | 0 | 0
Dummy Hg Summer for Mode v5.13 | 422 | 6009 | Rate Constraint in MTons | FALSE | L | Annual | Net Emissions Allowance Position | lbs | 2124.8351 | 2336.4864 | 2259.5973 | 2266.6335 | 2124.1623 | 2210.4786 | 2069.141 | 1590.0366
Dummy Hg Summer for Mode v5.13 | 422 | 6009 | Rate Constraint in MTons | FALSE | L | Annual | Fuel Consumed | TBtu | 6840.9118 | 7328.1293 | 7233.3387 | 7046.8173 | 6827.6574 | 6692.5654 | 6048.6589 | 5326.8652
Dummy Hg Summer for Mode v5.13 | 422 | 6009 | Rate Constraint in MTons | FALSE | L | Annual | Rate | lb/MMBtu | 3.1061e-07 | 3.1884e-07 | 3.1239e-07 | 3.2165e-07 | 3.1111e-07 | 3.3029e-07 | 3.4208e-07 | 2.9849e-07
Dummy Hg Summer for Mode v5.13 | 422 | 6009 | Rate Constraint in MTons | FALSE | L | Annual | Generation | TWh | 833.9559 | 885.4485 | 878.4644 | 850.6855 | 825.6005 | 805.3087 | 723.9024 | 653.014
Dummy Hg Summer for Mode v5.13 | 422 | 6009 | Rate Constraint in MTons | FALSE | L | Annual | Qualifying Generation | TWh | 833.9559 | 885.4485 | 878.4644 | 850.6855 | 825.6005 | 805.3087 | 723.9024 | 653.014
Dummy Hg Summer for Mode v5.13 | 422 | 6009 | Rate Constraint in MTons | FALSE | L | Annual | Rate | lb/MWh | 2.5479e-06 | 2.6388e-06 | 2.5722e-06 | 2.6645e-06 | 2.5729e-06 | 2.7449e-06 | 2.8583e-06 | 2.4349e-06
Dummy Hg Summer for Mode v5.13 | 422 | 6009 | Rate Constraint in MTons | FALSE | L | Annual | Constraint Shadow Price | US2016$/Lb | 0 | 0 | 0 | 0 | 0 | 0 | 0 | 0
Dummy Hg Winter for Mode v5.13 | 423 | 6008 | Rate Constraint in MTons | FALSE | L | Annual | Seasons Included | Seasons | Winter, WintShld | Winter, WintShld | Winter, WintShld | Winter, WintShld | Winter, WintShld | Winter, WintShld | Winter, WintShld | Winter, WintShld
Dummy Hg Winter for Mode v5.13 | 423 | 6008 | Rate Constraint in MTons | FALSE | L | Annual | Standard MER | lbs | 199998000000 | 199998000000 | 199998000000 | 199998000000 | 199998000000 | 199998000000 | 199998000000 | 199998000000
Dummy Hg Winter for Mode v5.13 | 423 | 6008 | Rate Constraint in MTons | FALSE | L | Annual | Emissions at Affected Plants MER | lbs | 1952.3052 | 2223.2392 | 2253.604 | 1920.4976 | 1346.1376 | 1408.5294 | 1235.3579 | 879.7212
Dummy Hg Winter for Mode v5.13 | 423 | 6008 | Rate Constraint in MTons | FALSE | L | Annual | Allowances Purchased MER | lbs | 0 | 0 | 0 | 0 | 0 | 0 | 0 | 0
Dummy Hg Winter for Mode v5.13 | 423 | 6008 | Rate Constraint in MTons | FALSE | L | Annual | Allowances Sold MER | lbs | 0 | 0 | 0 | 0 | 0 | 0 | 0 | 0
Dummy Hg Winter for Mode v5.13 | 423 | 6008 | Rate Constraint in MTons | FALSE | L | Annual | Allowances Banked | lbs | 0 | 0 | 0 | 0 | 0 | 0 | 0 | 0
Dummy Hg Winter for Mode v5.13 | 423 | 6008 | Rate Constraint in MTons | FALSE | L | Annual | Allowances Withdrawn (1:1) | lbs | 0 | 0 | 0 | 0 | 0 | 0 | 0 | 0
Dummy Hg Winter for Mode v5.13 | 423 | 6008 | Rate Constraint in MTons | FALSE | L | Annual | Allowances Withdrawn (n:1) | lbs | 0 | 0 | 0 | 0 | 0 | 0 | 0 | 0
Dummy Hg Winter for Mode v5.13 | 423 | 6008 | Rate Constraint in MTons | FALSE | L | Annual | Net Emissions Allowance Position | lbs | 1952.3052 | 2223.2392 | 2253.604 | 1920.4976 | 1346.1376 | 1408.5294 | 1235.3579 | 879.7212
Dummy Hg Winter for Mode v5.13 | 423 | 6008 | Rate Constraint in MTons | FALSE | L | Annual | Fuel Consumed | TBtu | 7560.9211 | 8187.9687 | 8122.5307 | 7634.9009 | 7083.4429 | 6932.9333 | 5966.4425 | 5016.3856
Dummy Hg Winter for Mode v5.13 | 423 | 6008 | Rate Constraint in MTons | FALSE | L | Annual | Rate | lb/MMBtu | 2.5821e-07 | 2.7153e-07 | 2.7745e-07 | 2.5154e-07 | 1.9004e-07 | 2.0316e-07 | 2.0705e-07 | 1.7537e-07
Dummy Hg Winter for Mode v5.13 | 423 | 6008 | Rate Constraint in MTons | FALSE | L | Annual | Generation | TWh | 950.5048 | 1014.667 | 1005.5917 | 953.9756 | 900.6856 | 880.1283 | 759.4062 | 651.7944
Dummy Hg Winter for Mode v5.13 | 423 | 6008 | Rate Constraint in MTons | FALSE | L | Annual | Qualifying Generation | TWh | 950.5048 | 1014.667 | 1005.5917 | 953.9756 | 900.6856 | 880.1283 | 759.4062 | 651.7944
Dummy Hg Winter for Mode v5.13 | 423 | 6008 | Rate Constraint in MTons | FALSE | L | Annual | Rate | lb/MWh | 2.054e-06 | 2.1911e-06 | 2.2411e-06 | 2.0132e-06 | 1.4946e-06 | 1.6004e-06 | 1.6267e-06 | 1.3497e-06
Dummy Hg Winter for Mode v5.13 | 423 | 6008 | Rate Constraint in MTons | FALSE | L | Annual | Constraint Shadow Price | US2016$/Lb | 0 | 0 | 0 | 0 | 0 | 0 | 0 | 0
Dummy -SCRs through JCC - v5.12 | 424 | 5802 | Rate Constraint in MTons | FALSE | L | Annual | Seasons Included | Seasons | Winter, WintShld, Summer | Winter, WintShld, Summer | Winter, WintShld, Summer | Winter, WintShld, Summer | Winter, WintShld, Summer | Winter, WintShld, Summer | Winter, WintShld, Summer | Winter, WintShld, Summer
Dummy -SCRs through JCC - v5.12 | 424 | 5802 | Rate Constraint in MTons | FALSE | L | Annual | Standard NOX | Thousand Tons | 99999 | 99999 | 99999 | 99999 | 99999 | 99999 | 99999 | 99999
Dummy -SCRs through JCC - v5.12 | 424 | 5802 | Rate Constraint in MTons | FALSE | L | Annual | Emissions at Affected Plants NOX | Thousand Tons | 13.9074 | 9.2023 | 9.0571 | 9.0391 | 8.9669 | 9.2933 | 8.7412 | 8.3213
Dummy -SCRs through JCC - v5.12 | 424 | 5802 | Rate Constraint in MTons | FALSE | L | Annual | Allowances Purchased NOX | Thousand Tons | 0 | 0 | 0 | 0 | 0 | 0 | 0 | 0
Dummy -SCRs through JCC - v5.12 | 424 | 5802 | Rate Constraint in MTons | FALSE | L | Annual | Allowances Sold NOX | Thousand Tons | 0 | 0 | 0 | 0 | 0 | 0 | 0 | 0
Dummy -SCRs through JCC - v5.12 | 424 | 5802 | Rate Constraint in MTons | FALSE | L | Annual | Allowances Banked | Thousand Tons | 0 | 0 | 0 | 0 | 0 | 0 | 0 | 0
Dummy -SCRs through JCC - v5.12 | 424 | 5802 | Rate Constraint in MTons | FALSE | L | Annual | Allowances Withdrawn (1:1) | Thousand Tons | 0 | 0 | 0 | 0 | 0 | 0 | 0 | 0
Dummy -SCRs through JCC - v5.12 | 424 | 5802 | Rate Constraint in MTons | FALSE | L | Annual | Allowances Withdrawn (n:1) | Thousand Tons | 0 | 0 | 0 | 0 | 0 | 0 | 0 | 0
Dummy -SCRs through JCC - v5.12 | 424 | 5802 | Rate Constraint in MTons | FALSE | L | Annual | Net Emissions Allowance Position | Thousand Tons | 13.9074 | 9.2023 | 9.0571 | 9.0391 | 8.9669 | 9.2933 | 8.7412 | 8.3213
Dummy -SCRs through JCC - v5.12 | 424 | 5802 | Rate Constraint in MTons | FALSE | L | Annual | Fuel Consumed | TBtu | 223.8542 | 180.5874 | 178.0225 | 174.4878 | 173.9584 | 179.3892 | 172.3945 | 164.7937
Dummy -SCRs through JCC - v5.12 | 424 | 5802 | Rate Constraint in MTons | FALSE | L | Annual | Rate | lb/MMBtu | 0.12425 | 0.10192 | 0.10175 | 0.10361 | 0.10309 | 0.10361 | 0.10141 | 0.10099
Dummy -SCRs through JCC - v5.12 | 424 | 5802 | Rate Constraint in MTons | FALSE | L | Annual | Generation | TWh | 21.4368 | 17.3772 | 16.3303 | 16.1417 | 16.0762 | 16.5885 | 15.7617 | 15.0509
Dummy -SCRs through JCC - v5.12 | 424 | 5802 | Rate Constraint in MTons | FALSE | L | Annual | Qualifying Generation | TWh | 21.4368 | 17.3772 | 16.3303 | 16.1417 | 16.0762 | 16.5885 | 15.7617 | 15.0509
Dummy -SCRs through JCC - v5.12 | 424 | 5802 | Rate Constraint in MTons | FALSE | L | Annual | Rate | lb/MWh | 1.2975 | 1.0591 | 1.1092 | 1.12 | 1.1155 | 1.1205 | 1.1092 | 1.1058
Dummy -SCRs through JCC - v5.12 | 424 | 5802 | Rate Constraint in MTons | FALSE | L | Annual | Constraint Shadow Price | US2016$/Ton | 0 | 0 | 0 | 0 | 0 | 0 | 0 | 0
Dunkirk MER Rate Limit v3.1 | 425 | 2041 | Rate Constraint in lbs/MMBtu | FALSE | L | Annual | Seasons Included | Seasons | Winter, WintShld, Summer | Winter, WintShld, Summer | Winter, WintShld, Summer | Winter, WintShld, Summer | Winter, WintShld, Summer | Winter, WintShld, Summer | Winter, WintShld, Summer | Winter, WintShld, Summer
Dunkirk MER Rate Limit v3.1 | 425 | 2041 | Rate Constraint in lbs/MMBtu | FALSE | L | Annual | Standard MER | lb/MMBtu | 6e-07 | 6e-07 | 6e-07 | 6e-07 | 6e-07 | 6e-07 | 6e-07 | 6e-07
Dunkirk MER Rate Limit v3.1 | 425 | 2041 | Rate Constraint in lbs/MMBtu | FALSE | L | Annual | Emissions at Affected Plants MER | lbs | 2.1671e-05 | 0 | 0 | 0 | 0 | 0 | 0 | 0
Dunkirk MER Rate Limit v3.1 | 425 | 2041 | Rate Constraint in lbs/MMBtu | FALSE | L | Annual | Allowances Purchased MER | lbs | 0 | 0 | 0 | 0 | 0 | 0 | 0 | 0
Dunkirk MER Rate Limit v3.1 | 425 | 2041 | Rate Constraint in lbs/MMBtu | FALSE | L | Annual | Allowances Sold MER | lbs | 0 | 0 | 0 | 0 | 0 | 0 | 0 | 0
Dunkirk MER Rate Limit v3.1 | 425 | 2041 | Rate Constraint in lbs/MMBtu | FALSE | L | Annual | Allowances Banked | lbs | 0 | 0 | 0 | 0 | 0 | 0 | 0 | 0
Dunkirk MER Rate Limit v3.1 | 425 | 2041 | Rate Constraint in lbs/MMBtu | FALSE | L | Annual | Allowances Withdrawn (1:1) | lbs | 0 | 0 | 0 | 0 | 0 | 0 | 0 | 0
Dunkirk MER Rate Limit v3.1 | 425 | 2041 | Rate Constraint in lbs/MMBtu | FALSE | L | Annual | Allowances Withdrawn (n:1) | lbs | 0 | 0 | 0 | 0 | 0 | 0 | 0 | 0
Dunkirk MER Rate Limit v3.1 | 425 | 2041 | Rate Constraint in lbs/MMBtu | FALSE | L | Annual | Net Emissions Allowance Position | lbs | 2.1671e-05 | 0 | 0 | 0 | 0 | 0 | 0 | 0
Dunkirk MER Rate Limit v3.1 | 425 | 2041 | Rate Constraint in lbs/MMBtu | FALSE | L | Annual | Fuel Consumed | TBtu | 0.15479 | 0 | 0 | 0 | 0 | 0 | 0 | 0
Dunkirk MER Rate Limit v3.1 | 425 | 2041 | Rate Constraint in lbs/MMBtu | FALSE | L | Annual | Rate | lb/MMBtu | 1.4e-10 | 0 | 0 | 0 | 0 | 0 | 0 | 0
Dunkirk MER Rate Limit v3.1 | 425 | 2041 | Rate Constraint in lbs/MMBtu | FALSE | L | Annual | Generation | TWh | 0.01389 | 0 | 0 | 0 | 0 | 0 | 0 | 0
Dunkirk MER Rate Limit v3.1 | 425 | 2041 | Rate Constraint in lbs/MMBtu | FALSE | L | Annual | Qualifying Generation | TWh | 0.01389 | 0 | 0 | 0 | 0 | 0 | 0 | 0
Dunkirk MER Rate Limit v3.1 | 425 | 2041 | Rate Constraint in lbs/MMBtu | FALSE | L | Annual | Rate | lb/MWh | 1.5602e-09 | 0 | 0 | 0 | 0 | 0 | 0 | 0
Dunkirk MER Rate Limit v3.1 | 425 | 2041 | Rate Constraint in lbs/MMBtu | FALSE | L | Annual | Constraint Shadow Price | US2016$/Lb | 0 | 0 | 0 | 0 | 0 | 0 | 0 | 0
IA Riverside NOX Rate Annual v5.14 | 426 | 6148 | Rate Constraint in lbs/MMBtu | FALSE | L | Annual | Seasons Included | Seasons | Winter, WintShld, Summer | Winter, WintShld, Summer | Winter, WintShld, Summer | Winter, WintShld, Summer | Winter, WintShld, Summer | Winter, WintShld, Summer | Winter, WintShld, Summer | Winter, WintShld, Summer
IA Riverside NOX Rate Annual v5.14 | 426 | 6148 | Rate Constraint in lbs/MMBtu | FALSE | L | Annual | Standard NOX | lb/MMBtu | 0.16 | 0.16 | 0.16 | 0.16 | 0.16 | 0.16 | 0.16 | 0.16
IA Riverside NOX Rate Annual v5.14 | 426 | 6148 | Rate Constraint in lbs/MMBtu | FALSE | L | Annual | Emissions at Affected Plants NOX | Thousand Tons | 0.018474 | 0.032744 | 0.032744 | 0.037588 | 0.070237 | 0.070237 | 0 | 0
IA Riverside NOX Rate Annual v5.14 | 426 | 6148 | Rate Constraint in lbs/MMBtu | FALSE | L | Annual | Allowances Purchased NOX | Thousand Tons | 0 | 0 | 0 | 0 | 0 | 0 | 0 | 0
IA Riverside NOX Rate Annual v5.14 | 426 | 6148 | Rate Constraint in lbs/MMBtu | FALSE | L | Annual | Allowances Sold NOX | Thousand Tons | 0 | 0 | 0 | 0 | 0 | 0 | 0 | 0
IA Riverside NOX Rate Annual v5.14 | 426 | 6148 | Rate Constraint in lbs/MMBtu | FALSE | L | Annual | Allowances Banked | Thousand Tons | 0 | 0 | 0 | 0 | 0 | 0 | 0 | 0
IA Riverside NOX Rate Annual v5.14 | 426 | 6148 | Rate Constraint in lbs/MMBtu | FALSE | L | Annual | Allowances Withdrawn (1:1) | Thousand Tons | 0 | 0 | 0 | 0 | 0 | 0 | 0 | 0
IA Riverside NOX Rate Annual v5.14 | 426 | 6148 | Rate Constraint in lbs/MMBtu | FALSE | L | Annual | Allowances Withdrawn (n:1) | Thousand Tons | 0 | 0 | 0 | 0 | 0 | 0 | 0 | 0
IA Riverside NOX Rate Annual v5.14 | 426 | 6148 | Rate Constraint in lbs/MMBtu | FALSE | L | Annual | Net Emissions Allowance Position | Thousand Tons | 0.018474 | 0.032744 | 0.032744 | 0.037588 | 0.070237 | 0.070237 | 0 | 0
IA Riverside NOX Rate Annual v5.14 | 426 | 6148 | Rate Constraint in lbs/MMBtu | FALSE | L | Annual | Fuel Consumed | TBtu | 0.23685 | 0.4198 | 0.4198 | 0.4819 | 0.90048 | 0.90048 | 0 | 0
IA Riverside NOX Rate Annual v5.14 | 426 | 6148 | Rate Constraint in lbs/MMBtu | FALSE | L | Annual | Rate | lb/MMBtu | 0.156 | 0.156 | 0.156 | 0.156 | 0.156 | 0.156 | 0 | 0
IA Riverside NOX Rate Annual v5.14 | 426 | 6148 | Rate Constraint in lbs/MMBtu | FALSE | L | Annual | Generation | TWh | 0.019948 | 0.035358 | 0.035358 | 0.040588 | 0.075842 | 0.075842 | 0 | 0
IA Riverside NOX Rate Annual v5.14 | 426 | 6148 | Rate Constraint in lbs/MMBtu | FALSE | L | Annual | Qualifying Generation | TWh | 0.019948 | 0.035358 | 0.035358 | 0.040588 | 0.075842 | 0.075842 | 0 | 0
IA Riverside NOX Rate Annual v5.14 | 426 | 6148 | Rate Constraint in lbs/MMBtu | FALSE | L | Annual | Rate | lb/MWh | 1.8522 | 1.8522 | 1.8522 | 1.8522 | 1.8522 | 1.8522 | 0 | 0
IA Riverside NOX Rate Annual v5.14 | 426 | 6148 | Rate Constraint in lbs/MMBtu | FALSE | L | Annual | Constraint Shadow Price | US2016$/Ton | 0 | 0 | 0 | 0 | 0 | 0 | 0 | 0
IA Riverside SO2 Rate Annual v5.14 | 427 | 6149 | Rate Constraint in lbs/MMBtu | FALSE | L | Annual | Seasons Included | Seasons | Winter, WintShld, Summer | Winter, WintShld, Summer | Winter, WintShld, Summer | Winter, WintShld, Summer | Winter, WintShld, Summer | Winter, WintShld, Summer | Winter, WintShld, Summer | Winter, WintShld, Summer
IA Riverside SO2 Rate Annual v5.14 | 427 | 6149 | Rate Constraint in lbs/MMBtu | FALSE | L | Annual | Standard SO2 | lb/MMBtu | 0.006 | 0.006 | 0.006 | 0.006 | 0.006 | 0.006 | 0.006 | 0.006
IA Riverside SO2 Rate Annual v5.14 | 427 | 6149 | Rate Constraint in lbs/MMBtu | FALSE | L | Annual | Emissions at Affected Plants SO2 | Thousand Tons | 0 | 0 | 0 | 0 | 0 | 0 | 0 | 0
IA Riverside SO2 Rate Annual v5.14 | 427 | 6149 | Rate Constraint in lbs/MMBtu | FALSE | L | Annual | Allowances Purchased SO2 | Thousand Tons | 0 | 0 | 0 | 0 | 0 | 0 | 0 | 0
IA Riverside SO2 Rate Annual v5.14 | 427 | 6149 | Rate Constraint in lbs/MMBtu | FALSE | L | Annual | Allowances Sold SO2 | Thousand Tons | 0 | 0 | 0 | 0 | 0 | 0 | 0 | 0
IA Riverside SO2 Rate Annual v5.14 | 427 | 6149 | Rate Constraint in lbs/MMBtu | FALSE | L | Annual | Allowances Banked | Thousand Tons | 0 | 0 | 0 | 0 | 0 | 0 | 0 | 0
IA Riverside SO2 Rate Annual v5.14 | 427 | 6149 | Rate Constraint in lbs/MMBtu | FALSE | L | Annual | Allowances Withdrawn (1:1) | Thousand Tons | 0 | 0 | 0 | 0 | 0 | 0 | 0 | 0
IA Riverside SO2 Rate Annual v5.14 | 427 | 6149 | Rate Constraint in lbs/MMBtu | FALSE | L | Annual | Allowances Withdrawn (n:1) | Thousand Tons | 0 | 0 | 0 | 0 | 0 | 0 | 0 | 0
IA Riverside SO2 Rate Annual v5.14 | 427 | 6149 | Rate Constraint in lbs/MMBtu | FALSE | L | Annual | Net Emissions Allowance Position | Thousand Tons | 0 | 0 | 0 | 0 | 0 | 0 | 0 | 0
IA Riverside SO2 Rate Annual v5.14 | 427 | 6149 | Rate Constraint in lbs/MMBtu | FALSE | L | Annual | Fuel Consumed | TBtu | 0.23685 | 0.4198 | 0.4198 | 0.4819 | 0.90048 | 0.90048 | 0 | 0
IA Riverside SO2 Rate Annual v5.14 | 427 | 6149 | Rate Constraint in lbs/MMBtu | FALSE | L | Annual | Rate | lb/MMBtu | 0 | 0 | 0 | 0 | 0 | 0 | 0 | 0
IA Riverside SO2 Rate Annual v5.14 | 427 | 6149 | Rate Constraint in lbs/MMBtu | FALSE | L | Annual | Generation | TWh | 0.019948 | 0.035358 | 0.035358 | 0.040588 | 0.075842 | 0.075842 | 0 | 0
IA Riverside SO2 Rate Annual v5.14 | 427 | 6149 | Rate Constraint in lbs/MMBtu | FALSE | L | Annual | Qualifying Generation | TWh | 0.019948 | 0.035358 | 0.035358 | 0.040588 | 0.075842 | 0.075842 | 0 | 0
IA Riverside SO2 Rate Annual v5.14 | 427 | 6149 | Rate Constraint in lbs/MMBtu | FALSE | L | Annual | Rate | lb/MWh | 0 | 0 | 0 | 0 | 0 | 0 | 0 | 0
IA Riverside SO2 Rate Annual v5.14 | 427 | 6149 | Rate Constraint in lbs/MMBtu | FALSE | L | Annual | Constraint Shadow Price | US2016$/Ton | 0 | 0 | 0 | 0 | 0 | 0 | 0 | 0
IL CPS- Midwest MER Rate Annual v5.12 | 428 | 5764 | MACT Fuel Choice Floor in lbs/MMBtu | FALSE | L | Annual | Seasons Included | Seasons | Winter, WintShld, Summer | Winter, WintShld, Summer | Winter, WintShld, Summer | Winter, WintShld, Summer | Winter, WintShld, Summer | Winter, WintShld, Summer | Winter, WintShld, Summer | Winter, WintShld, Summer
IL CPS- Midwest MER Rate Annual v5.12 | 428 | 5764 | MACT Fuel Choice Floor in lbs/MMBtu | FALSE | L | Annual | Emission Floor | lbs/MMBtu | 7.4e-07 | 7.4e-07 | 7.4e-07 | 7.4e-07 | 7.4e-07 | 7.4e-07 | 7.4e-07 | 7.4e-07
IL CPS- Midwest MER Rate Annual v5.12 | 428 | 5764 | MACT Fuel Choice Floor in lbs/MMBtu | FALSE | L | Annual | Emissions at Affected Plants MER | lbs | 41.473 | 44.3847 | 42.5976 | 45.4717 | 43.8315 | 43.8315 | 36.0454 | 33.9054
IL CPS- Midwest MER Rate Annual v5.12 | 428 | 5764 | MACT Fuel Choice Floor in lbs/MMBtu | FALSE | L | Annual | Allowances Purchased MER | lbs | 0 | 0 | 0 | 0 | 0 | 0 | 0 | 0
IL CPS- Midwest MER Rate Annual v5.12 | 428 | 5764 | MACT Fuel Choice Floor in lbs/MMBtu | FALSE | L | Annual | Allowances Sold MER | lbs | 0 | 0 | 0 | 0 | 0 | 0 | 0 | 0
IL CPS- Midwest MER Rate Annual v5.12 | 428 | 5764 | MACT Fuel Choice Floor in lbs/MMBtu | FALSE | L | Annual | Allowances Banked | lbs | 0 | 0 | 0 | 0 | 0 | 0 | 0 | 0
IL CPS- Midwest MER Rate Annual v5.12 | 428 | 5764 | MACT Fuel Choice Floor in lbs/MMBtu | FALSE | L | Annual | Allowances Withdrawn (1:1) | lbs | 0 | 0 | 0 | 0 | 0 | 0 | 0 | 0
IL CPS- Midwest MER Rate Annual v5.12 | 428 | 5764 | MACT Fuel Choice Floor in lbs/MMBtu | FALSE | L | Annual | Allowances Withdrawn (n:1) | lbs | 0 | 0 | 0 | 0 | 0 | 0 | 0 | 0
IL CPS- Midwest MER Rate Annual v5.12 | 428 | 5764 | MACT Fuel Choice Floor in lbs/MMBtu | FALSE | L | Annual | Net Emissions Allowance Position | lbs | 41.473 | 44.3847 | 42.5976 | 45.4717 | 43.8315 | 43.8315 | 36.0454 | 33.9054
IL CPS- Midwest MER Rate Annual v5.12 | 428 | 5764 | MACT Fuel Choice Floor in lbs/MMBtu | FALSE | L | Annual | Fuel Consumed | TBtu | 73.9104 | 79.0994 | 75.9146 | 81.0367 | 78.1135 | 78.1135 | 64.2377 | 60.4239
IL CPS- Midwest MER Rate Annual v5.12 | 428 | 5764 | MACT Fuel Choice Floor in lbs/MMBtu | FALSE | L | Annual | Rate | lb/MMBtu | 5.6112e-07 | 5.6112e-07 | 5.6112e-07 | 5.6112e-07 | 5.6112e-07 | 5.6112e-07 | 5.6112e-07 | 5.6112e-07
IL CPS- Midwest MER Rate Annual v5.12 | 428 | 5764 | MACT Fuel Choice Floor in lbs/MMBtu | FALSE | L | Annual | Generation | TWh | 6.7144 | 7.1498 | 7.0518 | 7.5287 | 7.2557 | 7.2557 | 5.9568 | 5.6031
IL CPS- Midwest MER Rate Annual v5.12 | 428 | 5764 | MACT Fuel Choice Floor in lbs/MMBtu | FALSE | L | Annual | Qualifying Generation | TWh | 6.7144 | 7.1498 | 7.0518 | 7.5287 | 7.2557 | 7.2557 | 5.9568 | 5.6031
IL CPS- Midwest MER Rate Annual v5.12 | 428 | 5764 | MACT Fuel Choice Floor in lbs/MMBtu | FALSE | L | Annual | Constraint Shadow Price | US2016$/Lb | 0 | 0 | 0 | 0 | 0 | 0 | 0 | 0
IL CPS- Midwest NOX rate Annual v5.12 | 429 | 5765 | Rate Constraint in lbs/MMBtu | FALSE | L | Annual | Seasons Included | Seasons | Winter, WintShld, Summer | Winter, WintShld, Summer | Winter, WintShld, Summer | Winter, WintShld, Summer | Winter, WintShld, Summer | Winter, WintShld, Summer | Winter, WintShld, Summer | Winter, WintShld, Summer
IL CPS- Midwest NOX rate Annual v5.12 | 429 | 5765 | Rate Constraint in lbs/MMBtu | FALSE | L | Annual | Standard NOX | lb/MMBtu | 0.11 | 0.11 | 0.11 | 0.11 | 0.11 | 0.11 | 0.11 | 0.11
IL CPS- Midwest NOX rate Annual v5.12 | 429 | 5765 | Rate Constraint in lbs/MMBtu | FALSE | L | Annual | Emissions at Affected Plants NOX | Thousand Tons | 3.9132 | 4.2093 | 4.0355 | 4.3165 | 4.1593 | 4.1593 | 3.4101 | 3.2075
IL CPS- Midwest NOX rate Annual v5.12 | 429 | 5765 | Rate Constraint in lbs/MMBtu | FALSE | L | Annual | Allowances Purchased NOX | Thousand Tons | 0 | 0 | 0 | 0 | 0 | 0 | 0 | 0
IL CPS- Midwest NOX rate Annual v5.12 | 429 | 5765 | Rate Constraint in lbs/MMBtu | FALSE | L | Annual | Allowances Sold NOX | Thousand Tons | 0 | 0 | 0 | 0 | 0 | 0 | 0 | 0
IL CPS- Midwest NOX rate Annual v5.12 | 429 | 5765 | Rate Constraint in lbs/MMBtu | FALSE | L | Annual | Allowances Banked | Thousand Tons | 0 | 0 | 0 | 0 | 0 | 0 | 0 | 0
IL CPS- Midwest NOX rate Annual v5.12 | 429 | 5765 | Rate Constraint in lbs/MMBtu | FALSE | L | Annual | Allowances Withdrawn (1:1) | Thousand Tons | 0 | 0 | 0 | 0 | 0 | 0 | 0 | 0
IL CPS- Midwest NOX rate Annual v5.12 | 429 | 5765 | Rate Constraint in lbs/MMBtu | FALSE | L | Annual | Allowances Withdrawn (n:1) | Thousand Tons | 0 | 0 | 0 | 0 | 0 | 0 | 0 | 0
IL CPS- Midwest NOX rate Annual v5.12 | 429 | 5765 | Rate Constraint in lbs/MMBtu | FALSE | L | Annual | Net Emissions Allowance Position | Thousand Tons | 3.9132 | 4.2093 | 4.0355 | 4.3165 | 4.1593 | 4.1593 | 3.4101 | 3.2075
IL CPS- Midwest NOX rate Annual v5.12 | 429 | 5765 | Rate Constraint in lbs/MMBtu | FALSE | L | Annual | Fuel Consumed | TBtu | 73.9104 | 79.0994 | 75.9146 | 81.0367 | 78.1135 | 78.1135 | 64.2377 | 60.4239
IL CPS- Midwest NOX rate Annual v5.12 | 429 | 5765 | Rate Constraint in lbs/MMBtu | FALSE | L | Annual | Rate | lb/MMBtu | 0.10589 | 0.10643 | 0.10632 | 0.10653 | 0.10649 | 0.10649 | 0.10617 | 0.10617
IL CPS- Midwest NOX rate Annual v5.12 | 429 | 5765 | Rate Constraint in lbs/MMBtu | FALSE | L | Annual | Generation | TWh | 6.7144 | 7.1498 | 7.0518 | 7.5287 | 7.2557 | 7.2557 | 5.9568 | 5.6031
IL CPS- Midwest NOX rate Annual v5.12 | 429 | 5765 | Rate Constraint in lbs/MMBtu | FALSE | L | Annual | Qualifying Generation | TWh | 6.7144 | 7.1498 | 7.0518 | 7.5287 | 7.2557 | 7.2557 | 5.9568 | 5.6031
IL CPS- Midwest NOX rate Annual v5.12 | 429 | 5765 | Rate Constraint in lbs/MMBtu | FALSE | L | Annual | Rate | lb/MWh | 1.1656 | 1.1775 | 1.1445 | 1.1467 | 1.1465 | 1.1465 | 1.1449 | 1.1449
IL CPS- Midwest NOX rate Annual v5.12 | 429 | 5765 | Rate Constraint in lbs/MMBtu | FALSE | L | Annual | Constraint Shadow Price | US2016$/Ton | 0 | 0 | 0 | 0 | 0 | 0 | 0 | 0
IL CPS- Midwest NOX rate Summer v5.12 | 430 | 5766 | Rate Constraint in lbs/MMBtu | FALSE | L | Annual | Seasons Included | Seasons | Summer | Summer | Summer | Summer | Summer | Summer | Summer | Summer
IL CPS- Midwest NOX rate Summer v5.12 | 430 | 5766 | Rate Constraint in lbs/MMBtu | FALSE | L | Annual | Standard NOX | lb/MMBtu | 0.11 | 0.11 | 0.11 | 0.11 | 0.11 | 0.11 | 0.11 | 0.11
IL CPS- Midwest NOX rate Summer v5.12 | 430 | 5766 | Rate Constraint in lbs/MMBtu | FALSE | L | Annual | Emissions at Affected Plants NOX | Thousand Tons | 2.4154 | 2.472 | 2.304 | 2.4613 | 2.304 | 2.304 | 1.91 | 1.91
IL CPS- Midwest NOX rate Summer v5.12 | 430 | 5766 | Rate Constraint in lbs/MMBtu | FALSE | L | Annual | Allowances Purchased NOX | Thousand Tons | 0 | 0 | 0 | 0 | 0 | 0 | 0 | 0
IL CPS- Midwest NOX rate Summer v5.12 | 430 | 5766 | Rate Constraint in lbs/MMBtu | FALSE | L | Annual | Allowances Sold NOX | Thousand Tons | 0 | 0 | 0 | 0 | 0 | 0 | 0 | 0
IL CPS- Midwest NOX rate Summer v5.12 | 430 | 5766 | Rate Constraint in lbs/MMBtu | FALSE | L | Annual | Allowances Banked | Thousand Tons | 0 | 0 | 0 | 0 | 0 | 0 | 0 | 0
IL CPS- Midwest NOX rate Summer v5.12 | 430 | 5766 | Rate Constraint in lbs/MMBtu | FALSE | L | Annual | Allowances Withdrawn (1:1) | Thousand Tons | 0 | 0 | 0 | 0 | 0 | 0 | 0 | 0
IL CPS- Midwest NOX rate Summer v5.12 | 430 | 5766 | Rate Constraint in lbs/MMBtu | FALSE | L | Annual | Allowances Withdrawn (n:1) | Thousand Tons | 0 | 0 | 0 | 0 | 0 | 0 | 0 | 0
IL CPS- Midwest NOX rate Summer v5.12 | 430 | 5766 | Rate Constraint in lbs/MMBtu | FALSE | L | Annual | Net Emissions Allowance Position | Thousand Tons | 2.4154 | 2.472 | 2.304 | 2.4613 | 2.304 | 2.304 | 1.91 | 1.91
IL CPS- Midwest NOX rate Summer v5.12 | 430 | 5766 | Rate Constraint in lbs/MMBtu | FALSE | L | Annual | Fuel Consumed | TBtu | 45.5947 | 46.4233 | 43.2832 | 46.2064 | 43.2832 | 43.2832 | 35.9853 | 35.9853
IL CPS- Midwest NOX rate Summer v5.12 | 430 | 5766 | Rate Constraint in lbs/MMBtu | FALSE | L | Annual | Rate | lb/MMBtu | 0.10595 | 0.1065 | 0.10646 | 0.10654 | 0.10646 | 0.10646 | 0.10616 | 0.10616
IL CPS- Midwest NOX rate Summer v5.12 | 430 | 5766 | Rate Constraint in lbs/MMBtu | FALSE | L | Annual | Generation | TWh | 4.1391 | 4.1956 | 4.0201 | 4.2931 | 4.0201 | 4.0201 | 3.3369 | 3.3369
IL CPS- Midwest NOX rate Summer v5.12 | 430 | 5766 | Rate Constraint in lbs/MMBtu | FALSE | L | Annual | Qualifying Generation | TWh | 4.1391 | 4.1956 | 4.0201 | 4.2931 | 4.0201 | 4.0201 | 3.3369 | 3.3369
IL CPS- Midwest NOX rate Summer v5.12 | 430 | 5766 | Rate Constraint in lbs/MMBtu | FALSE | L | Annual | Rate | lb/MWh | 1.1671 | 1.1784 | 1.1463 | 1.1466 | 1.1463 | 1.1463 | 1.1448 | 1.1448
IL CPS- Midwest NOX rate Summer v5.12 | 430 | 5766 | Rate Constraint in lbs/MMBtu | FALSE | L | Annual | Constraint Shadow Price | US2016$/Ton | 0 | 0 | 0 | 0 | 0 | 0 | 0 | 0
IL CPS- Midwest SO2 Rate Annual v5.12 | 431 | 5767 | Rate Constraint in lbs/MMBtu | FALSE | L | Annual | Seasons Included | Seasons | Winter, WintShld, Summer | Winter, WintShld, Summer | Winter, WintShld, Summer | Winter, WintShld, Summer | Winter, WintShld, Summer | Winter, WintShld, Summer | Winter, WintShld, Summer | Winter, WintShld, Summer
IL CPS- Midwest SO2 Rate Annual v5.12 | 431 | 5767 | Rate Constraint in lbs/MMBtu | FALSE | L | Annual | Standard SO2 | lb/MMBtu | 0.11 | 0.11 | 0.11 | 0.11 | 0.11 | 0.11 | 0.11 | 0.11
IL CPS- Midwest SO2 Rate Annual v5.12 | 431 | 5767 | Rate Constraint in lbs/MMBtu | FALSE | L | Annual | Emissions at Affected Plants SO2 | Thousand Tons | 2.9564 | 3.164 | 3.0366 | 3.2415 | 3.1245 | 3.1245 | 2.5695 | 2.417
IL CPS- Midwest SO2 Rate Annual v5.12 | 431 | 5767 | Rate Constraint in lbs/MMBtu | FALSE | L | Annual | Allowances Purchased SO2 | Thousand Tons | 0 | 0 | 0 | 0 | 0 | 0 | 0 | 0
IL CPS- Midwest SO2 Rate Annual v5.12 | 431 | 5767 | Rate Constraint in lbs/MMBtu | FALSE | L | Annual | Allowances Sold SO2 | Thousand Tons | 0 | 0 | 0 | 0 | 0 | 0 | 0 | 0
IL CPS- Midwest SO2 Rate Annual v5.12 | 431 | 5767 | Rate Constraint in lbs/MMBtu | FALSE | L | Annual | Allowances Banked | Thousand Tons | 0 | 0 | 0 | 0 | 0 | 0 | 0 | 0
IL CPS- Midwest SO2 Rate Annual v5.12 | 431 | 5767 | Rate Constraint in lbs/MMBtu | FALSE | L | Annual | Allowances Withdrawn (1:1) | Thousand Tons | 0 | 0 | 0 | 0 | 0 | 0 | 0 | 0
IL CPS- Midwest SO2 Rate Annual v5.12 | 431 | 5767 | Rate Constraint in lbs/MMBtu | FALSE | L | Annual | Allowances Withdrawn (n:1) | Thousand Tons | 0 | 0 | 0 | 0 | 0 | 0 | 0 | 0
IL CPS- Midwest SO2 Rate Annual v5.12 | 431 | 5767 | Rate Constraint in lbs/MMBtu | FALSE | L | Annual | Net Emissions Allowance Position | Thousand Tons | 2.9564 | 3.164 | 3.0366 | 3.2415 | 3.1245 | 3.1245 | 2.5695 | 2.417
IL CPS- Midwest SO2 Rate Annual v5.12 | 431 | 5767 | Rate Constraint in lbs/MMBtu | FALSE | L | Annual | Fuel Consumed | TBtu | 73.9104 | 79.0994 | 75.9146 | 81.0367 | 78.1135 | 78.1135 | 64.2377 | 60.4239
IL CPS- Midwest SO2 Rate Annual v5.12 | 431 | 5767 | Rate Constraint in lbs/MMBtu | FALSE | L | Annual | Rate | lb/MMBtu | 0.08 | 0.08 | 0.08 | 0.08 | 0.08 | 0.08 | 0.08 | 0.08
IL CPS- Midwest SO2 Rate Annual v5.12 | 431 | 5767 | Rate Constraint in lbs/MMBtu | FALSE | L | Annual | Generation | TWh | 6.7144 | 7.1498 | 7.0518 | 7.5287 | 7.2557 | 7.2557 | 5.9568 | 5.6031
IL CPS- Midwest SO2 Rate Annual v5.12 | 431 | 5767 | Rate Constraint in lbs/MMBtu | FALSE | L | Annual | Qualifying Generation | TWh | 6.7144 | 7.1498 | 7.0518 | 7.5287 | 7.2557 | 7.2557 | 5.9568 | 5.6031
IL CPS- Midwest SO2 Rate Annual v5.12 | 431 | 5767 | Rate Constraint in lbs/MMBtu | FALSE | L | Annual | Rate | lb/MWh | 0.88062 | 0.88506 | 0.86122 | 0.86109 | 0.86127 | 0.86127 | 0.86271 | 0.86271
IL CPS- Midwest SO2 Rate Annual v5.12 | 431 | 5767 | Rate Constraint in lbs/MMBtu | FALSE | L | Annual | Constraint Shadow Price | US2016$/Ton | 0 | 0 | 0 | 0 | 0 | 0 | 0 | 0
IL Fac. Spec. - NOX Rate Summer v3.1, Unit 527 and retrofits | 432 | 1797 | Rate Constraint in lbs/MMBtu | FALSE | L | Annual | Seasons Included | Seasons | Summer | Summer | Summer | Summer | Summer | Summer | Summer | Summer
IL Fac. Spec. - NOX Rate Summer v3.1, Unit 527 and retrofits | 432 | 1797 | Rate Constraint in lbs/MMBtu | FALSE | L | Annual | Standard NOX | lb/MMBtu | 0.25 | 0.25 | 0.25 | 0.25 | 0.25 | 0.25 | 0.25 | 0.25
IL Fac. Spec. - NOX Rate Summer v3.1, Unit 527 and retrofits | 432 | 1797 | Rate Constraint in lbs/MMBtu | FALSE | L | Annual | Emissions at Affected Plants NOX | Thousand Tons | 8.8272e-05 | 0.00044872 | 0.00087782 | 0.00087782 | 0.00087782 | 0.00087782 | 0.00087782 | 0.00087782
IL Fac. Spec. - NOX Rate Summer v3.1, Unit 527 and retrofits | 432 | 1797 | Rate Constraint in lbs/MMBtu | FALSE | L | Annual | Allowances Purchased NOX | Thousand Tons | 0 | 0 | 0 | 0 | 0 | 0 | 0 | 0
IL Fac. Spec. - NOX Rate Summer v3.1, Unit 527 and retrofits | 432 | 1797 | Rate Constraint in lbs/MMBtu | FALSE | L | Annual | Allowances Sold NOX | Thousand Tons | 0 | 0 | 0 | 0 | 0 | 0 | 0 | 0
IL Fac. Spec. - NOX Rate Summer v3.1, Unit 527 and retrofits | 432 | 1797 | Rate Constraint in lbs/MMBtu | FALSE | L | Annual | Allowances Banked | Thousand Tons | 0 | 0 | 0 | 0 | 0 | 0 | 0 | 0
IL Fac. Spec. - NOX Rate Summer v3.1, Unit 527 and retrofits | 432 | 1797 | Rate Constraint in lbs/MMBtu | FALSE | L | Annual | Allowances Withdrawn (1:1) | Thousand Tons | 0 | 0 | 0 | 0 | 0 | 0 | 0 | 0
IL Fac. Spec. - NOX Rate Summer v3.1, Unit 527 and retrofits | 432 | 1797 | Rate Constraint in lbs/MMBtu | FALSE | L | Annual | Allowances Withdrawn (n:1) | Thousand Tons | 0 | 0 | 0 | 0 | 0 | 0 | 0 | 0
IL Fac. Spec. - NOX Rate Summer v3.1, Unit 527 and retrofits | 432 | 1797 | Rate Constraint in lbs/MMBtu | FALSE | L | Annual | Net Emissions Allowance Position | Thousand Tons | 8.8272e-05 | 0.00044872 | 0.00087782 | 0.00087782 | 0.00087782 | 0.00087782 | 0.00087782 | 0.00087782
IL Fac. Spec. - NOX Rate Summer v3.1, Unit 527 and retrofits | 432 | 1797 | Rate Constraint in lbs/MMBtu | FALSE | L | Annual | Fuel Consumed | TBtu | 0.014435 | 0.07338 | 0.14355 | 0.14355 | 0.14355 | 0.14355 | 0.14355 | 0.14355
IL Fac. Spec. - NOX Rate Summer v3.1, Unit 527 and retrofits | 432 | 1797 | Rate Constraint in lbs/MMBtu | FALSE | L | Annual | Rate | lb/MMBtu | 0.01223 | 0.01223 | 0.01223 | 0.01223 | 0.01223 | 0.01223 | 0.01223 | 0.01223
IL Fac. Spec. - NOX Rate Summer v3.1, Unit 527 and retrofits | 432 | 1797 | Rate Constraint in lbs/MMBtu | FALSE | L | Annual | Generation | TWh | 0.0013434 | 0.0068292 | 0.01336 | 0.01336 | 0.01336 | 0.01336 | 0.01336 | 0.01336
IL Fac. Spec. - NOX Rate Summer v3.1, Unit 527 and retrofits | 432 | 1797 | Rate Constraint in lbs/MMBtu | FALSE | L | Annual | Qualifying Generation | TWh | 0.0013434 | 0.0068292 | 0.01336 | 0.01336 | 0.01336 | 0.01336 | 0.01336 | 0.01336
IL Fac. Spec. - NOX Rate Summer v3.1, Unit 527 and retrofits | 432 | 1797 | Rate Constraint in lbs/MMBtu | FALSE | L | Annual | Rate | lb/MWh | 0.13141 | 0.13141 | 0.13141 | 0.13141 | 0.13141 | 0.13141 | 0.13141 | 0.13141
IL Fac. Spec. - NOX Rate Summer v3.1, Unit 527 and retrofits | 432 | 1797 | Rate Constraint in lbs/MMBtu | FALSE | L | Annual | Constraint Shadow Price | US2016$/Ton | 0 | 0 | 0 | 0 | 0 | 0 | 0 | 0
IL Fac. Spec. - NOX Rate Summer v3.1, Unit 528 and retrofits | 433 | 1797 | Rate Constraint in lbs/MMBtu | FALSE | L | Annual | Seasons Included | Seasons | Summer | Summer | Summer | Summer | Summer | Summer | Summer | Summer
IL Fac. Spec. - NOX Rate Summer v3.1, Unit 528 and retrofits | 433 | 1797 | Rate Constraint in lbs/MMBtu | FALSE | L | Annual | Standard NOX | lb/MMBtu | 0.25 | 0.25 | 0.25 | 0.25 | 0.25 | 0.25 | 0.25 | 0.25
IL Fac. Spec. - NOX Rate Summer v3.1, Unit 528 and retrofits | 433 | 1797 | Rate Constraint in lbs/MMBtu | FALSE | L | Annual | Emissions at Affected Plants NOX | Thousand Tons | 0.00011397 | 0.00057933 | 0.0011333 | 0.0011333 | 0.0011333 | 0.0011333 | 0.0011333 | 0.0011333
IL Fac. Spec. - NOX Rate Summer v3.1, Unit 528 and retrofits | 433 | 1797 | Rate Constraint in lbs/MMBtu | FALSE | L | Annual | Allowances Purchased NOX | Thousand Tons | 0 | 0 | 0 | 0 | 0 | 0 | 0 | 0
IL Fac. Spec. - NOX Rate Summer v3.1, Unit 528 and retrofits | 433 | 1797 | Rate Constraint in lbs/MMBtu | FALSE | L | Annual | Allowances Sold NOX | Thousand Tons | 0 | 0 | 0 | 0 | 0 | 0 | 0 | 0
IL Fac. Spec. - NOX Rate Summer v3.1, Unit 528 and retrofits | 433 | 1797 | Rate Constraint in lbs/MMBtu | FALSE | L | Annual | Allowances Banked | Thousand Tons | 0 | 0 | 0 | 0 | 0 | 0 | 0 | 0
IL Fac. Spec. - NOX Rate Summer v3.1, Unit 528 and retrofits | 433 | 1797 | Rate Constraint in lbs/MMBtu | FALSE | L | Annual | Allowances Withdrawn (1:1) | Thousand Tons | 0 | 0 | 0 | 0 | 0 | 0 | 0 | 0
IL Fac. Spec. - NOX Rate Summer v3.1, Unit 528 and retrofits | 433 | 1797 | Rate Constraint in lbs/MMBtu | FALSE | L | Annual | Allowances Withdrawn (n:1) | Thousand Tons | 0 | 0 | 0 | 0 | 0 | 0 | 0 | 0
IL Fac. Spec. - NOX Rate Summer v3.1, Unit 528 and retrofits | 433 | 1797 | Rate Constraint in lbs/MMBtu | FALSE | L | Annual | Net Emissions Allowance Position | Thousand Tons | 0.00011397 | 0.00057933 | 0.0011333 | 0.0011333 | 0.0011333 | 0.0011333 | 0.0011333 | 0.0011333
IL Fac. Spec. - NOX Rate Summer v3.1, Unit 528 and retrofits | 433 | 1797 | Rate Constraint in lbs/MMBtu | FALSE | L | Annual | Fuel Consumed | TBtu | 0.014435 | 0.07338 | 0.14355 | 0.14355 | 0.14355 | 0.14355 | 0.14355 | 0.14355
IL Fac. Spec. - NOX Rate Summer v3.1, Unit 528 and retrofits | 433 | 1797 | Rate Constraint in lbs/MMBtu | FALSE | L | Annual | Rate | lb/MMBtu | 0.01579 | 0.01579 | 0.01579 | 0.01579 | 0.01579 | 0.01579 | 0.01579 | 0.01579
IL Fac. Spec. - NOX Rate Summer v3.1, Unit 528 and retrofits | 433 | 1797 | Rate Constraint in lbs/MMBtu | FALSE | L | Annual | Generation | TWh | 0.0013434 | 0.0068292 | 0.01336 | 0.01336 | 0.01336 | 0.01336 | 0.01336 | 0.01336
IL Fac. Spec. - NOX Rate Summer v3.1, Unit 528 and retrofits | 433 | 1797 | Rate Constraint in lbs/MMBtu | FALSE | L | Annual | Qualifying Generation | TWh | 0.0013434 | 0.0068292 | 0.01336 | 0.01336 | 0.01336 | 0.01336 | 0.01336 | 0.01336
IL Fac. Spec. - NOX Rate Summer v3.1, Unit 528 and retrofits | 433 | 1797 | Rate Constraint in lbs/MMBtu | FALSE | L | Annual | Rate | lb/MWh | 0.16966 | 0.16966 | 0.16966 | 0.16966 | 0.16966 | 0.16966 | 0.16966 | 0.16966
IL Fac. Spec. - NOX Rate Summer v3.1, Unit 528 and retrofits | 433 | 1797 | Rate Constraint in lbs/MMBtu | FALSE | L | Annual | Constraint Shadow Price | US2016$/Ton | 0 | 0 | 0 | 0 | 0 | 0 | 0 | 0
IL Fac. Spec. - NOX Rate Summer v3.1, Unit 529 and retrofits | 434 | 1797 | Rate Constraint in lbs/MMBtu | FALSE | L | Annual | Seasons Included | Seasons | Summer | Summer | Summer | Summer | Summer | Summer | Summer | Summer
IL Fac. Spec. - NOX Rate Summer v3.1, Unit 529 and retrofits | 434 | 1797 | Rate Constraint in lbs/MMBtu | FALSE | L | Annual | Standard NOX | lb/MMBtu | 0.25 | 0.25 | 0.25 | 0.25 | 0.25 | 0.25 | 0.25 | 0.25
IL Fac. Spec. - NOX Rate Summer v3.1, Unit 529 and retrofits | 434 | 1797 | Rate Constraint in lbs/MMBtu | FALSE | L | Annual | Emissions at Affected Plants NOX | Thousand Tons | 0.00012364 | 0.0006285 | 0.0012295 | 0.0012295 | 0.0012295 | 0.0012295 | 0.0012295 | 0.0012295
IL Fac. Spec. - NOX Rate Summer v3.1, Unit 529 and retrofits | 434 | 1797 | Rate Constraint in lbs/MMBtu | FALSE | L | Annual | Allowances Purchased NOX | Thousand Tons | 0 | 0 | 0 | 0 | 0 | 0 | 0 | 0
IL Fac. Spec. - NOX Rate Summer v3.1, Unit 529 and retrofits | 434 | 1797 | Rate Constraint in lbs/MMBtu | FALSE | L | Annual | Allowances Sold NOX | Thousand Tons | 0 | 0 | 0 | 0 | 0 | 0 | 0 | 0
IL Fac. Spec. - NOX Rate Summer v3.1, Unit 529 and retrofits | 434 | 1797 | Rate Constraint in lbs/MMBtu | FALSE | L | Annual | Allowances Banked | Thousand Tons | 0 | 0 | 0 | 0 | 0 | 0 | 0 | 0
IL Fac. Spec. - NOX Rate Summer v3.1, Unit 529 and retrofits | 434 | 1797 | Rate Constraint in lbs/MMBtu | FALSE | L | Annual | Allowances Withdrawn (1:1) | Thousand Tons | 0 | 0 | 0 | 0 | 0 | 0 | 0 | 0
IL Fac. Spec. - NOX Rate Summer v3.1, Unit 529 and retrofits | 434 | 1797 | Rate Constraint in lbs/MMBtu | FALSE | L | Annual | Allowances Withdrawn (n:1) | Thousand Tons | 0 | 0 | 0 | 0 | 0 | 0 | 0 | 0
IL Fac. Spec. - NOX Rate Summer v3.1, Unit 529 and retrofits | 434 | 1797 | Rate Constraint in lbs/MMBtu | FALSE | L | Annual | Net Emissions Allowance Position | Thousand Tons | 0.00012364 | 0.0006285 | 0.0012295 | 0.0012295 | 0.0012295 | 0.0012295 | 0.0012295 | 0.0012295
IL Fac. Spec. - NOX Rate Summer v3.1, Unit 529 and retrofits | 434 | 1797 | Rate Constraint in lbs/MMBtu | FALSE | L | Annual | Fuel Consumed | TBtu | 0.014435 | 0.07338 | 0.14355 | 0.14355 | 0.14355 | 0.14355 | 0.14355 | 0.14355
IL Fac. Spec. - NOX Rate Summer v3.1, Unit 529 and retrofits | 434 | 1797 | Rate Constraint in lbs/MMBtu | FALSE | L | Annual | Rate | lb/MMBtu | 0.01713 | 0.01713 | 0.01713 | 0.01713 | 0.01713 | 0.01713 | 0.01713 | 0.01713
IL Fac. Spec. - NOX Rate Summer v3.1, Unit 529 and retrofits | 434 | 1797 | Rate Constraint in lbs/MMBtu | FALSE | L | Annual | Generation | TWh | 0.0013434 | 0.0068292 | 0.01336 | 0.01336 | 0.01336 | 0.01336 | 0.01336 | 0.01336
IL Fac. Spec. - NOX Rate Summer v3.1, Unit 529 and retrofits | 434 | 1797 | Rate Constraint in lbs/MMBtu | FALSE | L | Annual | Qualifying Generation | TWh | 0.0013434 | 0.0068292 | 0.01336 | 0.01336 | 0.01336 | 0.01336 | 0.01336 | 0.01336
IL Fac. Spec. - NOX Rate Summer v3.1, Unit 529 and retrofits | 434 | 1797 | Rate Constraint in lbs/MMBtu | FALSE | L | Annual | Rate | lb/MWh | 0.18406 | 0.18406 | 0.18406 | 0.18406 | 0.18406 | 0.18406 | 0.18406 | 0.18406
IL Fac. Spec. - NOX Rate Summer v3.1, Unit 529 and retrofits | 434 | 1797 | Rate Constraint in lbs/MMBtu | FALSE | L | Annual | Constraint Shadow Price | US2016$/Ton | 0 | 0 | 0 | 0 | 0 | 0 | 0 | 0
IL Fac. Spec. - NOX Rate Summer v3.1, Unit 530 and retrofits | 435 | 1797 | Rate Constraint in lbs/MMBtu | FALSE | L | Annual | Seasons Included | Seasons | Summer | Summer | Summer | Summer | Summer | Summer | Summer | Summer
IL Fac. Spec. - NOX Rate Summer v3.1, Unit 530 and retrofits | 435 | 1797 | Rate Constraint in lbs/MMBtu | FALSE | L | Annual | Standard NOX | lb/MMBtu | 0.25 | 0.25 | 0.25 | 0.25 | 0.25 | 0.25 | 0.25 | 0.25
IL Fac. Spec. - NOX Rate Summer v3.1, Unit 530 and retrofits | 435 | 1797 | Rate Constraint in lbs/MMBtu | FALSE | L | Annual | Emissions at Affected Plants NOX | Thousand Tons | 0.00011281 | 0.00057346 | 0.0011219 | 0.0011219 | 0.0011219 | 0.0011219 | 0.0011219 | 0.0011219
IL Fac. Spec. - NOX Rate Summer v3.1, Unit 530 and retrofits | 435 | 1797 | Rate Constraint in lbs/MMBtu | FALSE | L | Annual | Allowances Purchased NOX | Thousand Tons | 0 | 0 | 0 | 0 | 0 | 0 | 0 | 0
IL Fac. Spec. - NOX Rate Summer v3.1, Unit 530 and retrofits | 435 | 1797 | Rate Constraint in lbs/MMBtu | FALSE | L | Annual | Allowances Sold NOX | Thousand Tons | 0 | 0 | 0 | 0 | 0 | 0 | 0 | 0
IL Fac. Spec. - NOX Rate Summer v3.1, Unit 530 and retrofits | 435 | 1797 | Rate Constraint in lbs/MMBtu | FALSE | L | Annual | Allowances Banked | Thousand Tons | 0 | 0 | 0 | 0 | 0 | 0 | 0 | 0
IL Fac. Spec. - NOX Rate Summer v3.1, Unit 530 and retrofits | 435 | 1797 | Rate Constraint in lbs/MMBtu | FALSE | L | Annual | Allowances Withdrawn (1:1) | Thousand Tons | 0 | 0 | 0 | 0 | 0 | 0 | 0 | 0
IL Fac. Spec. - NOX Rate Summer v3.1, Unit 530 and retrofits | 435 | 1797 | Rate Constraint in lbs/MMBtu | FALSE | L | Annual | Allowances Withdrawn (n:1) | Thousand Tons | 0 | 0 | 0 | 0 | 0 | 0 | 0 | 0
IL Fac. Spec. - NOX Rate Summer v3.1, Unit 530 and retrofits | 435 | 1797 | Rate Constraint in lbs/MMBtu | FALSE | L | Annual | Net Emissions Allowance Position | Thousand Tons | 0.00011281 | 0.00057346 | 0.0011219 | 0.0011219 | 0.0011219 | 0.0011219 | 0.0011219 | 0.0011219
IL Fac. Spec. - NOX Rate Summer v3.1, Unit 530 and retrofits | 435 | 1797 | Rate Constraint in lbs/MMBtu | FALSE | L | Annual | Fuel Consumed | TBtu | 0.014435 | 0.07338 | 0.14355 | 0.14355 | 0.14355 | 0.14355 | 0.14355 | 0.14355
IL Fac. Spec. - NOX Rate Summer v3.1, Unit 530 and retrofits | 435 | 1797 | Rate Constraint in lbs/MMBtu | FALSE | L | Annual | Rate | lb/MMBtu | 0.01563 | 0.01563 | 0.01563 | 0.01563 | 0.01563 | 0.01563 | 0.01563 | 0.01563
IL Fac. Spec. - NOX Rate Summer v3.1, Unit 530 and retrofits | 435 | 1797 | Rate Constraint in lbs/MMBtu | FALSE | L | Annual | Generation | TWh | 0.0013434 | 0.0068292 | 0.01336 | 0.01336 | 0.01336 | 0.01336 | 0.01336 | 0.01336
IL Fac. Spec. - NOX Rate Summer v3.1, Unit 530 and retrofits | 435 | 1797 | Rate Constraint in lbs/MMBtu | FALSE | L | Annual | Qualifying Generation | TWh | 0.0013434 | 0.0068292 | 0.01336 | 0.01336 | 0.01336 | 0.01336 | 0.01336 | 0.01336
IL Fac. Spec. - NOX Rate Summer v3.1, Unit 530 and retrofits | 435 | 1797 | Rate Constraint in lbs/MMBtu | FALSE | L | Annual | Rate | lb/MWh | 0.16794 | 0.16794 | 0.16794 | 0.16794 | 0.16794 | 0.16794 | 0.16794 | 0.16794
IL Fac. Spec. - NOX Rate Summer v3.1, Unit 530 and retrofits | 435 | 1797 | Rate Constraint in lbs/MMBtu | FALSE | L | Annual | Constraint Shadow Price | US2016$/Ton | 0 | 0 | 0 | 0 | 0 | 0 | 0 | 0
IL Fac. Spec. - NOX Rate Summer v3.1, Unit 531 and retrofits | 436 | 1797 | Rate Constraint in lbs/MMBtu | FALSE | L | Annual | Seasons Included | Seasons | Summer | Summer | Summer | Summer | Summer | Summer | Summer | Summer
IL Fac. Spec. - NOX Rate Summer v3.1, Unit 531 and retrofits | 436 | 1797 | Rate Constraint in lbs/MMBtu | FALSE | L | Annual | Standard NOX | lb/MMBtu | 0.25 | 0.25 | 0.25 | 0.25 | 0.25 | 0.25 | 0.25 | 0.25
IL Fac. Spec. - NOX Rate Summer v3.1, Unit 531 and retrofits | 436 | 1797 | Rate Constraint in lbs/MMBtu | FALSE | L | Annual | Emissions at Affected Plants NOX | Thousand Tons | 0.0001066 | 0.00054191 | 0.0010601 | 0.0010601 | 0.0010601 | 0.0010601 | 0.0010601 | 0.0010601
IL Fac. Spec. - NOX Rate Summer v3.1, Unit 531 and retrofits | 436 | 1797 | Rate Constraint in lbs/MMBtu | FALSE | L | Annual | Allowances Purchased NOX | Thousand Tons | 0 | 0 | 0 | 0 | 0 | 0 | 0 | 0
IL Fac. Spec. - NOX Rate Summer v3.1, Unit 531 and retrofits | 436 | 1797 | Rate Constraint in lbs/MMBtu | FALSE | L | Annual | Allowances Sold NOX | Thousand Tons | 0 | 0 | 0 | 0 | 0 | 0 | 0 | 0
IL Fac. Spec. - NOX Rate Summer v3.1, Unit 531 and retrofits | 436 | 1797 | Rate Constraint in lbs/MMBtu | FALSE | L | Annual | Allowances Banked | Thousand Tons | 0 | 0 | 0 | 0 | 0 | 0 | 0 | 0
IL Fac. Spec. - NOX Rate Summer v3.1, Unit 531 and retrofits | 436 | 1797 | Rate Constraint in lbs/MMBtu | FALSE | L | Annual | Allowances Withdrawn (1:1) | Thousand Tons | 0 | 0 | 0 | 0 | 0 | 0 | 0 | 0
IL Fac. Spec. - NOX Rate Summer v3.1, Unit 531 and retrofits | 436 | 1797 | Rate Constraint in lbs/MMBtu | FALSE | L | Annual | Allowances Withdrawn (n:1) | Thousand Tons | 0 | 0 | 0 | 0 | 0 | 0 | 0 | 0
IL Fac. Spec. - NOX Rate Summer v3.1, Unit 531 and retrofits | 436 | 1797 | Rate Constraint in lbs/MMBtu | FALSE | L | Annual | Net Emissions Allowance Position | Thousand Tons | 0.0001066 | 0.00054191 | 0.0010601 | 0.0010601 | 0.0010601 | 0.0010601 | 0.0010601 | 0.0010601
IL Fac. Spec. - NOX Rate Summer v3.1, Unit 531 and retrofits | 436 | 1797 | Rate Constraint in lbs/MMBtu | FALSE | L | Annual | Fuel Consumed | TBtu | 0.014435 | 0.07338 | 0.14355 | 0.14355 | 0.14355 | 0.14355 | 0.14355 | 0.14355
IL Fac. Spec. - NOX Rate Summer v3.1, Unit 531 and retrofits | 436 | 1797 | Rate Constraint in lbs/MMBtu | FALSE | L | Annual | Rate | lb/MMBtu | 0.01477 | 0.01477 | 0.01477 | 0.01477 | 0.01477 | 0.01477 | 0.01477 | 0.01477
IL Fac. Spec. - NOX Rate Summer v3.1, Unit 531 and retrofits | 436 | 1797 | Rate Constraint in lbs/MMBtu | FALSE | L | Annual | Generation | TWh | 0.0013434 | 0.0068292 | 0.01336 | 0.01336 | 0.01336 | 0.01336 | 0.01336 | 0.01336
IL Fac. Spec. - NOX Rate Summer v3.1, Unit 531 and retrofits | 436 | 1797 | Rate Constraint in lbs/MMBtu | FALSE | L | Annual | Qualifying Generation | TWh | 0.0013434 | 0.0068292 | 0.01336 | 0.01336 | 0.01336 | 0.01336 | 0.01336 | 0.01336
IL Fac. Spec. - NOX Rate Summer v3.1, Unit 531 and retrofits | 436 | 1797 | Rate Constraint in lbs/MMBtu | FALSE | L | Annual | Rate | lb/MWh | 0.1587 | 0.1587 | 0.1587 | 0.1587 | 0.1587 | 0.1587 | 0.1587 | 0.1587
IL Fac. Spec. - NOX Rate Summer v3.1, Unit 531 and retrofits | 436 | 1797 | Rate Constraint in lbs/MMBtu | FALSE | L | Annual | Constraint Shadow Price | US2016$/Ton | 0 | 0 | 0 | 0 | 0 | 0 | 0 | 0
IL Fac. Spec. - NOX Rate Summer v3.1, Unit 532 and retrofits | 437 | 1797 | Rate Constraint in lbs/MMBtu | FALSE | L | Annual | Seasons Included | Seasons | Summer | Summer | Summer | Summer | Summer | Summer | Summer | Summer
IL Fac. Spec. - NOX Rate Summer v3.1, Unit 532 and retrofits | 437 | 1797 | Rate Constraint in lbs/MMBtu | FALSE | L | Annual | Standard NOX | lb/MMBtu | 0.25 | 0.25 | 0.25 | 0.25 | 0.25 | 0.25 | 0.25 | 0.25
IL Fac. Spec. - NOX Rate Summer v3.1, Unit 532 and retrofits | 437 | 1797 | Rate Constraint in lbs/MMBtu | FALSE | L | Annual | Emissions at Affected Plants NOX | Thousand Tons | 9.7005e-05 | 0.00049311 | 0.00096466 | 0.00096466 | 0.00096466 | 0.00096466 | 0.00096466 | 0.00096466
IL Fac. Spec. - NOX Rate Summer v3.1, Unit 532 and retrofits | 437 | 1797 | Rate Constraint in lbs/MMBtu | FALSE | L | Annual | Allowances Purchased NOX | Thousand Tons | 0 | 0 | 0 | 0 | 0 | 0 | 0 | 0
IL Fac. Spec. - NOX Rate Summer v3.1, Unit 532 and retrofits | 437 | 1797 | Rate Constraint in lbs/MMBtu | FALSE | L | Annual | Allowances Sold NOX | Thousand Tons | 0 | 0 | 0 | 0 | 0 | 0 | 0 | 0
IL Fac. Spec. - NOX Rate Summer v3.1, Unit 532 and retrofits | 437 | 1797 | Rate Constraint in lbs/MMBtu | FALSE | L | Annual | Allowances Banked | Thousand Tons | 0 | 0 | 0 | 0 | 0 | 0 | 0 | 0
IL Fac. Spec. - NOX Rate Summer v3.1, Unit 532 and retrofits | 437 | 1797 | Rate Constraint in lbs/MMBtu | FALSE | L | Annual | Allowances Withdrawn (1:1) | Thousand Tons | 0 | 0 | 0 | 0 | 0 | 0 | 0 | 0
IL Fac. Spec. - NOX Rate Summer v3.1, Unit 532 and retrofits | 437 | 1797 | Rate Constraint in lbs/MMBtu | FALSE | L | Annual | Allowances Withdrawn (n:1) | Thousand Tons | 0 | 0 | 0 | 0 | 0 | 0 | 0 | 0
IL Fac. Spec. - NOX Rate Summer v3.1, Unit 532 and retrofits | 437 | 1797 | Rate Constraint in lbs/MMBtu | FALSE | L | Annual | Net Emissions Allowance Position | Thousand Tons | 9.7005e-05 | 0.00049311 | 0.00096466 | 0.00096466 | 0.00096466 | 0.00096466 | 0.00096466 | 0.00096466
IL Fac. Spec. - NOX Rate Summer v3.1, Unit 532 and retrofits | 437 | 1797 | Rate Constraint in lbs/MMBtu | FALSE | L | Annual | Fuel Consumed | TBtu | 0.014435 | 0.07338 | 0.14355 | 0.14355 | 0.14355 | 0.14355 | 0.14355 | 0.14355
IL Fac. Spec. - NOX Rate Summer v3.1, Unit 532 and retrofits | 437 | 1797 | Rate Constraint in lbs/MMBtu | FALSE | L | Annual | Rate | lb/MMBtu | 0.01344 | 0.01344 | 0.01344 | 0.01344 | 0.01344 | 0.01344 | 0.01344 | 0.01344
IL Fac. Spec. - NOX Rate Summer v3.1, Unit 532 and retrofits | 437 | 1797 | Rate Constraint in lbs/MMBtu | FALSE | L | Annual | Generation | TWh | 0.0013434 | 0.0068292 | 0.01336 | 0.01336 | 0.01336 | 0.01336 | 0.01336 | 0.01336
IL Fac. Spec. - NOX Rate Summer v3.1, Unit 532 and retrofits | 437 | 1797 | Rate Constraint in lbs/MMBtu | FALSE | L | Annual | Qualifying Generation | TWh | 0.0013434 | 0.0068292 | 0.01336 | 0.01336 | 0.01336 | 0.01336 | 0.01336 | 0.01336
IL Fac. Spec. - NOX Rate Summer v3.1, Unit 532 and retrofits | 437 | 1797 | Rate Constraint in lbs/MMBtu | FALSE | L | Annual | Rate | lb/MWh | 0.14441 | 0.14441 | 0.14441 | 0.14441 | 0.14441 | 0.14441 | 0.14441 | 0.14441
IL Fac. Spec. - NOX Rate Summer v3.1, Unit 532 and retrofits | 437 | 1797 | Rate Constraint in lbs/MMBtu | FALSE | L | Annual | Constraint Shadow Price | US2016$/Ton | 0 | 0 | 0 | 0 | 0 | 0 | 0 | 0
IL Fac. Spec. - NOX Rate Summer v3.1, Unit 533 and retrofits | 438 | 1797 | Rate Constraint in lbs/MMBtu | FALSE | L | Annual | Seasons Included | Seasons | Summer | Summer | Summer | Summer | Summer | Summer | Summer | Summer
IL Fac. Spec. - NOX Rate Summer v3.1, Unit 533 and retrofits | 438 | 1797 | Rate Constraint in lbs/MMBtu | FALSE | L | Annual | Standard NOX | lb/MMBtu | 0.25 | 0.25 | 0.25 | 0.25 | 0.25 | 0.25 | 0.25 | 0.25
IL Fac. Spec. - NOX Rate Summer v3.1, Unit 533 and retrofits | 438 | 1797 | Rate Constraint in lbs/MMBtu | FALSE | L | Annual | Emissions at Affected Plants NOX | Thousand Tons | 0.00016658 | 0.0008468 | 0.0016566 | 0.0016566 | 0.0016566 | 0.0016566 | 0.0016566 | 0.0016566
IL Fac. Spec. - NOX Rate Summer v3.1, Unit 533 and retrofits | 438 | 1797 | Rate Constraint in lbs/MMBtu | FALSE | L | Annual | Allowances Purchased NOX | Thousand Tons | 0 | 0 | 0 | 0 | 0 | 0 | 0 | 0
IL Fac. Spec. - NOX Rate Summer v3.1, Unit 533 and retrofits | 438 | 1797 | Rate Constraint in lbs/MMBtu | FALSE | L | Annual | Allowances Sold NOX | Thousand Tons | 0 | 0 | 0 | 0 | 0 | 0 | 0 | 0
IL Fac. Spec. - NOX Rate Summer v3.1, Unit 533 and retrofits | 438 | 1797 | Rate Constraint in lbs/MMBtu | FALSE | L | Annual | Allowances Banked | Thousand Tons | 0 | 0 | 0 | 0 | 0 | 0 | 0 | 0
IL Fac. Spec. - NOX Rate Summer v3.1, Unit 533 and retrofits | 438 | 1797 | Rate Constraint in lbs/MMBtu | FALSE | L | Annual | Allowances Withdrawn (1:1) | Thousand Tons | 0 | 0 | 0 | 0 | 0 | 0 | 0 | 0
IL Fac. Spec. - NOX Rate Summer v3.1, Unit 533 and retrofits | 438 | 1797 | Rate Constraint in lbs/MMBtu | FALSE | L | Annual | Allowances Withdrawn (n:1) | Thousand Tons | 0 | 0 | 0 | 0 | 0 | 0 | 0 | 0
IL Fac. Spec. - NOX Rate Summer v3.1, Unit 533 and retrofits | 438 | 1797 | Rate Constraint in lbs/MMBtu | FALSE | L | Annual | Net Emissions Allowance Position | Thousand Tons | 0.00016658 | 0.0008468 | 0.0016566 | 0.0016566 | 0.0016566 | 0.0016566 | 0.0016566 | 0.0016566
IL Fac. Spec. - NOX Rate Summer v3.1, Unit 533 and retrofits | 438 | 1797 | Rate Constraint in lbs/MMBtu | FALSE | L | Annual | Fuel Consumed | TBtu | 0.014435 | 0.07338 | 0.14355 | 0.14355 | 0.14355 | 0.14355 | 0.14355 | 0.14355
IL Fac. Spec. - NOX Rate Summer v3.1, Unit 533 and retrofits | 438 | 1797 | Rate Constraint in lbs/MMBtu | FALSE | L | Annual | Rate | lb/MMBtu | 0.02308 | 0.02308 | 0.02308 | 0.02308 | 0.02308 | 0.02308 | 0.02308 | 0.02308
IL Fac. Spec. - NOX Rate Summer v3.1, Unit 533 and retrofits | 438 | 1797 | Rate Constraint in lbs/MMBtu | FALSE | L | Annual | Generation | TWh | 0.0013434 | 0.0068292 | 0.01336 | 0.01336 | 0.01336 | 0.01336 | 0.01336 | 0.01336
IL Fac. Spec. - NOX Rate Summer v3.1, Unit 533 and retrofits | 438 | 1797 | Rate Constraint in lbs/MMBtu | FALSE | L | Annual | Qualifying Generation | TWh | 0.0013434 | 0.0068292 | 0.01336 | 0.01336 | 0.01336 | 0.01336 | 0.01336 | 0.01336
IL Fac. Spec. - NOX Rate Summer v3.1, Unit 533 and retrofits | 438 | 1797 | Rate Constraint in lbs/MMBtu | FALSE | L | Annual | Rate | lb/MWh | 0.24799 | 0.24799 | 0.24799 | 0.24799 | 0.24799 | 0.24799 | 0.24799 | 0.24799
IL Fac. Spec. - NOX Rate Summer v3.1, Unit 533 and retrofits | 438 | 1797 | Rate Constraint in lbs/MMBtu | FALSE | L | Annual | Constraint Shadow Price | US2016$/Ton | 0 | 0 | 0 | 0 | 0 | 0 | 0 | 0
IL Fac. Spec. - NOX Rate Summer v3.1, Unit 534 and retrofits | 439 | 1797 | Rate Constraint in lbs/MMBtu | FALSE | L | Annual | Seasons Included | Seasons | Summer | Summer | Summer | Summer | Summer | Summer | Summer | Summer
IL Fac. Spec. - NOX Rate Summer v3.1, Unit 534 and retrofits | 439 | 1797 | Rate Constraint in lbs/MMBtu | FALSE | L | Annual | Standard NOX | lb/MMBtu | 0.25 | 0.25 | 0.25 | 0.25 | 0.25 | 0.25 | 0.25 | 0.25
IL Fac. Spec. - NOX Rate Summer v3.1, Unit 534 and retrofits | 439 | 1797 | Rate Constraint in lbs/MMBtu | FALSE | L | Annual | Emissions at Affected Plants NOX | Thousand Tons | 0.00010725 | 0.00054521 | 0.0010666 | 0.0010666 | 0.0010666 | 0.0010666 | 0.0010666 | 0.0010666
IL Fac. Spec. - NOX Rate Summer v3.1, Unit 534 and retrofits | 439 | 1797 | Rate Constraint in lbs/MMBtu | FALSE | L | Annual | Allowances Purchased NOX | Thousand Tons | 0 | 0 | 0 | 0 | 0 | 0 | 0 | 0
IL Fac. Spec. - NOX Rate Summer v3.1, Unit 534 and retrofits | 439 | 1797 | Rate Constraint in lbs/MMBtu | FALSE | L | Annual | Allowances Sold NOX | Thousand Tons | 0 | 0 | 0 | 0 | 0 | 0 | 0 | 0
IL Fac. Spec. - NOX Rate Summer v3.1, Unit 534 and retrofits | 439 | 1797 | Rate Constraint in lbs/MMBtu | FALSE | L | Annual | Allowances Banked | Thousand Tons | 0 | 0 | 0 | 0 | 0 | 0 | 0 | 0
IL Fac. Spec. - NOX Rate Summer v3.1, Unit 534 and retrofits | 439 | 1797 | Rate Constraint in lbs/MMBtu | FALSE | L | Annual | Allowances Withdrawn (1:1) | Thousand Tons | 0 | 0 | 0 | 0 | 0 | 0 | 0 | 0
IL Fac. Spec. - NOX Rate Summer v3.1, Unit 534 and retrofits | 439 | 1797 | Rate Constraint in lbs/MMBtu | FALSE | L | Annual | Allowances Withdrawn (n:1) | Thousand Tons | 0 | 0 | 0 | 0 | 0 | 0 | 0 | 0
IL Fac. Spec. - NOX Rate Summer v3.1, Unit 534 and retrofits | 439 | 1797 | Rate Constraint in lbs/MMBtu | FALSE | L | Annual | Net Emissions Allowance Position | Thousand Tons | 0.00010725 | 0.00054521 | 0.0010666 | 0.0010666 | 0.0010666 | 0.0010666 | 0.0010666 | 0.0010666
IL Fac. Spec. - NOX Rate Summer v3.1, Unit 534 and retrofits | 439 | 1797 | Rate Constraint in lbs/MMBtu | FALSE | L | Annual | Fuel Consumed | TBtu | 0.014435 | 0.07338 | 0.14355 | 0.14355 | 0.14355 | 0.14355 | 0.14355 | 0.14355
IL Fac. Spec. - NOX Rate Summer v3.1, Unit 534 and retrofits | 439 | 1797 | Rate Constraint in lbs/MMBtu | FALSE | L | Annual | Rate | lb/MMBtu | 0.01486 | 0.01486 | 0.01486 | 0.01486 | 0.01486 | 0.01486 | 0.01486 | 0.01486
IL Fac. Spec. - NOX Rate Summer v3.1, Unit 534 and retrofits | 439 | 1797 | Rate Constraint in lbs/MMBtu | FALSE | L | Annual | Generation | TWh | 0.0013434 | 0.0068292 | 0.01336 | 0.01336 | 0.01336 | 0.01336 | 0.01336 | 0.01336
IL Fac. Spec. - NOX Rate Summer v3.1, Unit 534 and retrofits | 439 | 1797 | Rate Constraint in lbs/MMBtu | FALSE | L | Annual | Qualifying Generation | TWh | 0.0013434 | 0.0068292 | 0.01336 | 0.01336 | 0.01336 | 0.01336 | 0.01336 | 0.01336
IL Fac. Spec. - NOX Rate Summer v3.1, Unit 534 and retrofits | 439 | 1797 | Rate Constraint in lbs/MMBtu | FALSE | L | Annual | Rate | lb/MWh | 0.15967 | 0.15967 | 0.15967 | 0.15967 | 0.15967 | 0.15967 | 0.15967 | 0.15967
IL Fac. Spec. - NOX Rate Summer v3.1, Unit 534 and retrofits | 439 | 1797 | Rate Constraint in lbs/MMBtu | FALSE | L | Annual | Constraint Shadow Price | US2016$/Ton | 0 | 0 | 0 | 0 | 0 | 0 | 0 | 0
IL Fac. Spec. - NOX Rate Summer v3.1, Unit 535 and retrofits | 440 | 1797 | Rate Constraint in lbs/MMBtu | FALSE | L | Annual | Seasons Included | Seasons | Summer | Summer | Summer | Summer | Summer | Summer | Summer | Summer
IL Fac. Spec. - NOX Rate Summer v3.1, Unit 535 and retrofits | 440 | 1797 | Rate Constraint in lbs/MMBtu | FALSE | L | Annual | Standard NOX | lb/MMBtu | 0.25 | 0.25 | 0.25 | 0.25 | 0.25 | 0.25 | 0.25 | 0.25
IL Fac. Spec. - NOX Rate Summer v3.1, Unit 535 and retrofits | 440 | 1797 | Rate Constraint in lbs/MMBtu | FALSE | L | Annual | Emissions at Affected Plants NOX | Thousand Tons | 0.00016189 | 0.00082295 | 0.0016099 | 0.0016099 | 0.0016099 | 0.0016099 | 0.0016099 | 0.0016099
IL Fac. Spec. - NOX Rate Summer v3.1, Unit 535 and retrofits | 440 | 1797 | Rate Constraint in lbs/MMBtu | FALSE | L | Annual | Allowances Purchased NOX | Thousand Tons | 0 | 0 | 0 | 0 | 0 | 0 | 0 | 0
IL Fac. Spec. - NOX Rate Summer v3.1, Unit 535 and retrofits | 440 | 1797 | Rate Constraint in lbs/MMBtu | FALSE | L | Annual | Allowances Sold NOX | Thousand Tons | 0 | 0 | 0 | 0 | 0 | 0 | 0 | 0
IL Fac. Spec. - NOX Rate Summer v3.1, Unit 535 and retrofits | 440 | 1797 | Rate Constraint in lbs/MMBtu | FALSE | L | Annual | Allowances Banked | Thousand Tons | 0 | 0 | 0 | 0 | 0 | 0 | 0 | 0
IL Fac. Spec. - NOX Rate Summer v3.1, Unit 535 and retrofits | 440 | 1797 | Rate Constraint in lbs/MMBtu | FALSE | L | Annual | Allowances Withdrawn (1:1) | Thousand Tons | 0 | 0 | 0 | 0 | 0 | 0 | 0 | 0
IL Fac. Spec. - NOX Rate Summer v3.1, Unit 535 and retrofits | 440 | 1797 | Rate Constraint in lbs/MMBtu | FALSE | L | Annual | Allowances Withdrawn (n:1) | Thousand Tons | 0 | 0 | 0 | 0 | 0 | 0 | 0 | 0
IL Fac. Spec. - NOX Rate Summer v3.1, Unit 535 and retrofits | 440 | 1797 | Rate Constraint in lbs/MMBtu | FALSE | L | Annual | Net Emissions Allowance Position | Thousand Tons | 0.00016189 | 0.00082295 | 0.0016099 | 0.0016099 | 0.0016099 | 0.0016099 | 0.0016099 | 0.0016099
IL Fac. Spec. - NOX Rate Summer v3.1, Unit 535 and retrofits | 440 | 1797 | Rate Constraint in lbs/MMBtu | FALSE | L | Annual | Fuel Consumed | TBtu | 0.014435 | 0.07338 | 0.14355 | 0.14355 | 0.14355 | 0.14355 | 0.14355 | 0.14355
IL Fac. Spec. - NOX Rate Summer v3.1, Unit 535 and retrofits | 440 | 1797 | Rate Constraint in lbs/MMBtu | FALSE | L | Annual | Rate | lb/MMBtu | 0.02243 | 0.02243 | 0.02243 | 0.02243 | 0.02243 | 0.02243 | 0.02243 | 0.02243
IL Fac. Spec. - NOX Rate Summer v3.1, Unit 535 and retrofits | 440 | 1797 | Rate Constraint in lbs/MMBtu | FALSE | L | Annual | Generation | TWh | 0.0013434 | 0.0068292 | 0.01336 | 0.01336 | 0.01336 | 0.01336 | 0.01336 | 0.01336
IL Fac. Spec. - NOX Rate Summer v3.1, Unit 535 and retrofits | 440 | 1797 | Rate Constraint in lbs/MMBtu | FALSE | L | Annual | Qualifying Generation | TWh | 0.0013434 | 0.0068292 | 0.01336 | 0.01336 | 0.01336 | 0.01336 | 0.01336 | 0.01336
IL Fac. Spec. - NOX Rate Summer v3.1, Unit 535 and retrofits | 440 | 1797 | Rate Constraint in lbs/MMBtu | FALSE | L | Annual | Rate | lb/MWh | 0.24101 | 0.24101 | 0.24101 | 0.24101 | 0.24101 | 0.24101 | 0.24101 | 0.24101
IL Fac. Spec. - NOX Rate Summer v3.1, Unit 535 and retrofits | 440 | 1797 | Rate Constraint in lbs/MMBtu | FALSE | L | Annual | Constraint Shadow Price | US2016$/Ton | 0 | 0 | 0 | 0 | 0 | 0 | 0 | 0
IL Fac. Spec. - NOX Rate Summer v3.1, Unit 536 and retrofits | 441 | 1797 | Rate Constraint in lbs/MMBtu | FALSE | L | Annual | Seasons Included | Seasons | Summer | Summer | Summer | Summer | Summer | Summer | Summer | Summer
IL Fac. Spec. - NOX Rate Summer v3.1, Unit 536 and retrofits | 441 | 1797 | Rate Constraint in lbs/MMBtu | FALSE | L | Annual | Standard NOX | lb/MMBtu | 0.25 | 0.25 | 0.25 | 0.25 | 0.25 | 0.25 | 0.25 | 0.25
IL Fac. Spec. - NOX Rate Summer v3.1, Unit 536 and retrofits | 441 | 1797 | Rate Constraint in lbs/MMBtu | FALSE | L | Annual | Emissions at Affected Plants NOX | Thousand Tons | 0.0001131 | 0.00057493 | 0.0011247 | 0.0011247 | 0.0011247 | 0.0011247 | 0.0011247 | 0.0011247
IL Fac. Spec. - NOX Rate Summer v3.1, Unit 536 and retrofits | 441 | 1797 | Rate Constraint in lbs/MMBtu | FALSE | L | Annual | Allowances Purchased NOX | Thousand Tons | 0 | 0 | 0 | 0 | 0 | 0 | 0 | 0
IL Fac. Spec. - NOX Rate Summer v3.1, Unit 536 and retrofits | 441 | 1797 | Rate Constraint in lbs/MMBtu | FALSE | L | Annual | Allowances Sold NOX | Thousand Tons | 0 | 0 | 0 | 0 | 0 | 0 | 0 | 0
IL Fac. Spec. - NOX Rate Summer v3.1, Unit 536 and retrofits | 441 | 1797 | Rate Constraint in lbs/MMBtu | FALSE | L | Annual | Allowances Banked | Thousand Tons | 0 | 0 | 0 | 0 | 0 | 0 | 0 | 0
IL Fac. Spec. - NOX Rate Summer v3.1, Unit 536 and retrofits | 441 | 1797 | Rate Constraint in lbs/MMBtu | FALSE | L | Annual | Allowances Withdrawn (1:1) | Thousand Tons | 0 | 0 | 0 | 0 | 0 | 0 | 0 | 0
IL Fac. Spec. - NOX Rate Summer v3.1, Unit 536 and retrofits | 441 | 1797 | Rate Constraint in lbs/MMBtu | FALSE | L | Annual | Allowances Withdrawn (n:1) | Thousand Tons | 0 | 0 | 0 | 0 | 0 | 0 | 0 | 0
IL Fac. Spec. - NOX Rate Summer v3.1, Unit 536 and retrofits | 441 | 1797 | Rate Constraint in lbs/MMBtu | FALSE | L | Annual | Net Emissions Allowance Position | Thousand Tons | 0.0001131 | 0.00057493 | 0.0011247 | 0.0011247 | 0.0011247 | 0.0011247 | 0.0011247 | 0.0011247
IL Fac. Spec. - NOX Rate Summer v3.1, Unit 536 and retrofits | 441 | 1797 | Rate Constraint in lbs/MMBtu | FALSE | L | Annual | Fuel Consumed | TBtu | 0.014435 | 0.07338 | 0.14355 | 0.14355 | 0.14355 | 0.14355 | 0.14355 | 0.14355
IL Fac. Spec. - NOX Rate Summer v3.1, Unit 536 and retrofits | 441 | 1797 | Rate Constraint in lbs/MMBtu | FALSE | L | Annual | Rate | lb/MMBtu | 0.01567 | 0.01567 | 0.01567 | 0.01567 | 0.01567 | 0.01567 | 0.01567 | 0.01567
IL Fac. Spec. - NOX Rate Summer v3.1, Unit 536 and retrofits | 441 | 1797 | Rate Constraint in lbs/MMBtu | FALSE | L | Annual | Generation | TWh | 0.0013434 | 0.0068292 | 0.01336 | 0.01336 | 0.01336 | 0.01336 | 0.01336 | 0.01336
IL Fac. Spec. - NOX Rate Summer v3.1, Unit 536 and retrofits | 441 | 1797 | Rate Constraint in lbs/MMBtu | FALSE | L | Annual | Qualifying Generation | TWh | 0.0013434 | 0.0068292 | 0.01336 | 0.01336 | 0.01336 | 0.01336 | 0.01336 | 0.01336
IL Fac. Spec. - NOX Rate Summer v3.1, Unit 536 and retrofits | 441 | 1797 | Rate Constraint in lbs/MMBtu | FALSE | L | Annual | Rate | lb/MWh | 0.16837 | 0.16837 | 0.16837 | 0.16837 | 0.16837 | 0.16837 | 0.16837 | 0.16837
IL Fac. Spec. - NOX Rate Summer v3.1, Unit 536 and retrofits | 441 | 1797 | Rate Constraint in lbs/MMBtu | FALSE | L | Annual | Constraint Shadow Price | US2016$/Ton | 0 | 0 | 0 | 0 | 0 | 0 | 0 | 0
IL Fac. Spec. - NOX Rate Summer v3.1, Unit 537 and retrofits | 442 | 1797 | Rate Constraint in lbs/MMBtu | FALSE | L | Annual | Seasons Included | Seasons | Summer | Summer | Summer | Summer | Summer | Summer | Summer | Summer
IL Fac. Spec. - NOX Rate Summer v3.1, Unit 537 and retrofits | 442 | 1797 | Rate Constraint in lbs/MMBtu | FALSE | L | Annual | Standard NOX | lb/MMBtu | 0.25 | 0.25 | 0.25 | 0.25 | 0.25 | 0.25 | 0.25 | 0.25
IL Fac. Spec. - NOX Rate Summer v3.1, Unit 537 and retrofits | 442 | 1797 | Rate Constraint in lbs/MMBtu | FALSE | L | Annual | Emissions at Affected Plants NOX | Thousand Tons | 0.00013281 | 0.00067509 | 0.0013207 | 0.0013207 | 0.0013207 | 0.0013207 | 0.0013207 | 0.0013207
IL Fac. Spec. - NOX Rate Summer v3.1, Unit 537 and retrofits | 442 | 1797 | Rate Constraint in lbs/MMBtu | FALSE | L | Annual | Allowances Purchased NOX | Thousand Tons | 0 | 0 | 0 | 0 | 0 | 0 | 0 | 0
IL Fac. Spec. - NOX Rate Summer v3.1, Unit 537 and retrofits | 442 | 1797 | Rate Constraint in lbs/MMBtu | FALSE | L | Annual | Allowances Sold NOX | Thousand Tons | 0 | 0 | 0 | 0 | 0 | 0 | 0 | 0
IL Fac. Spec. - NOX Rate Summer v3.1, Unit 537 and retrofits | 442 | 1797 | Rate Constraint in lbs/MMBtu | FALSE | L | Annual | Allowances Banked | Thousand Tons | 0 | 0 | 0 | 0 | 0 | 0 | 0 | 0
IL Fac. Spec. - NOX Rate Summer v3.1, Unit 537 and retrofits | 442 | 1797 | Rate Constraint in lbs/MMBtu | FALSE | L | Annual | Allowances Withdrawn (1:1) | Thousand Tons | 0 | 0 | 0 | 0 | 0 | 0 | 0 | 0
IL Fac. Spec. - NOX Rate Summer v3.1, Unit 537 and retrofits | 442 | 1797 | Rate Constraint in lbs/MMBtu | FALSE | L | Annual | Allowances Withdrawn (n:1) | Thousand Tons | 0 | 0 | 0 | 0 | 0 | 0 | 0 | 0
IL Fac. Spec. - NOX Rate Summer v3.1, Unit 537 and retrofits | 442 | 1797 | Rate Constraint in lbs/MMBtu | FALSE | L | Annual | Net Emissions Allowance Position | Thousand Tons | 0.00013281 | 0.00067509 | 0.0013207 | 0.0013207 | 0.0013207 | 0.0013207 | 0.0013207 | 0.0013207
IL Fac. Spec. - NOX Rate Summer v3.1, Unit 537 and retrofits | 442 | 1797 | Rate Constraint in lbs/MMBtu | FALSE | L | Annual | Fuel Consumed | TBtu | 0.014435 | 0.07338 | 0.14355 | 0.14355 | 0.14355 | 0.14355 | 0.14355 | 0.14355
IL Fac. Spec. - NOX Rate Summer v3.1, Unit 537 and retrofits | 442 | 1797 | Rate Constraint in lbs/MMBtu | FALSE | L | Annual | Rate | lb/MMBtu | 0.0184 | 0.0184 | 0.0184 | 0.0184 | 0.0184 | 0.0184 | 0.0184 | 0.0184
IL Fac. Spec. - NOX Rate Summer v3.1, Unit 537 and retrofits | 442 | 1797 | Rate Constraint in lbs/MMBtu | FALSE | L | Annual | Generation | TWh | 0.0013434 | 0.0068292 | 0.01336 | 0.01336 | 0.01336 | 0.01336 | 0.01336 | 0.01336
IL Fac. Spec. - NOX Rate Summer v3.1, Unit 537 and retrofits | 442 | 1797 | Rate Constraint in lbs/MMBtu | FALSE | L | Annual | Qualifying Generation | TWh | 0.0013434 | 0.0068292 | 0.01336 | 0.01336 | 0.01336 | 0.01336 | 0.01336 | 0.01336
IL Fac. Spec. - NOX Rate Summer v3.1, Unit 537 and retrofits | 442 | 1797 | Rate Constraint in lbs/MMBtu | FALSE | L | Annual | Rate | lb/MWh | 0.19771 | 0.19771 | 0.19771 | 0.19771 | 0.19771 | 0.19771 | 0.19771 | 0.19771
IL Fac. Spec. - NOX Rate Summer v3.1, Unit 537 and retrofits | 442 | 1797 | Rate Constraint in lbs/MMBtu | FALSE | L | Annual | Constraint Shadow Price | US2016$/Ton | 0 | 0 | 0 | 0 | 0 | 0 | 0 | 0
IL Fac. Spec. - NOX Rate Summer v3.1, Unit 538 and retrofits | 443 | 1797 | Rate Constraint in lbs/MMBtu | FALSE | L | Annual | Seasons Included | Seasons | Summer | Summer | Summer | Summer | Summer | Summer | Summer | Summer
IL Fac. Spec. - NOX Rate Summer v3.1, Unit 538 and retrofits | 443 | 1797 | Rate Constraint in lbs/MMBtu | FALSE | L | Annual | Standard NOX | lb/MMBtu | 0.25 | 0.25 | 0.25 | 0.25 | 0.25 | 0.25 | 0.25 | 0.25
IL Fac. Spec. - NOX Rate Summer v3.1, Unit 538 and retrofits | 443 | 1797 | Rate Constraint in lbs/MMBtu | FALSE | L | Annual | Emissions at Affected Plants NOX | Thousand Tons | 0.00010466 | 0.000532 | 0.0010407 | 0.0010407 | 0.0010407 | 0.0010407 | 0.0010407 | 0.0010407
IL Fac. Spec. - NOX Rate Summer v3.1, Unit 538 and retrofits | 443 | 1797 | Rate Constraint in lbs/MMBtu | FALSE | L | Annual | Allowances Purchased NOX | Thousand Tons | 0 | 0 | 0 | 0 | 0 | 0 | 0 | 0
IL Fac. Spec. - NOX Rate Summer v3.1, Unit 538 and retrofits | 443 | 1797 | Rate Constraint in lbs/MMBtu | FALSE | L | Annual | Allowances Sold NOX | Thousand Tons | 0 | 0 | 0 | 0 | 0 | 0 | 0 | 0
IL Fac. Spec. - NOX Rate Summer v3.1, Unit 538 and retrofits | 443 | 1797 | Rate Constraint in lbs/MMBtu | FALSE | L | Annual | Allowances Banked | Thousand Tons | 0 | 0 | 0 | 0 | 0 | 0 | 0 | 0
IL Fac. Spec. - NOX Rate Summer v3.1, Unit 538 and retrofits | 443 | 1797 | Rate Constraint in lbs/MMBtu | FALSE | L | Annual | Allowances Withdrawn (1:1) | Thousand Tons | 0 | 0 | 0 | 0 | 0 | 0 | 0 | 0
IL Fac. Spec. - NOX Rate Summer v3.1, Unit 538 and retrofits | 443 | 1797 | Rate Constraint in lbs/MMBtu | FALSE | L | Annual | Allowances Withdrawn (n:1) | Thousand Tons | 0 | 0 | 0 | 0 | 0 | 0 | 0 | 0
IL Fac. Spec. - NOX Rate Summer v3.1, Unit 538 and retrofits | 443 | 1797 | Rate Constraint in lbs/MMBtu | FALSE | L | Annual | Net Emissions Allowance Position | Thousand Tons | 0.00010466 | 0.000532 | 0.0010407 | 0.0010407 | 0.0010407 | 0.0010407 | 0.0010407 | 0.0010407
IL Fac. Spec. - NOX Rate Summer v3.1, Unit 538 and retrofits | 443 | 1797 | Rate Constraint in lbs/MMBtu | FALSE | L | Annual | Fuel Consumed | TBtu | 0.014435 | 0.07338 | 0.14355 | 0.14355 | 0.14355 | 0.14355 | 0.14355 | 0.14355
IL Fac. Spec. - NOX Rate Summer v3.1, Unit 538 and retrofits | 443 | 1797 | Rate Constraint in lbs/MMBtu | FALSE | L | Annual | Rate | lb/MMBtu | 0.0145 | 0.0145 | 0.0145 | 0.0145 | 0.0145 | 0.0145 | 0.0145 | 0.0145
IL Fac. Spec. - NOX Rate Summer v3.1, Unit 538 and retrofits | 443 | 1797 | Rate Constraint in lbs/MMBtu | FALSE | L | Annual | Generation | TWh | 0.0013434 | 0.0068292 | 0.01336 | 0.01336 | 0.01336 | 0.01336 | 0.01336 | 0.01336
IL Fac. Spec. - NOX Rate Summer v3.1, Unit 538 and retrofits | 443 | 1797 | Rate Constraint in lbs/MMBtu | FALSE | L | Annual | Qualifying Generation | TWh | 0.0013434 | 0.0068292 | 0.01336 | 0.01336 | 0.01336 | 0.01336 | 0.01336 | 0.01336
IL Fac. Spec. - NOX Rate Summer v3.1, Unit 538 and retrofits | 443 | 1797 | Rate Constraint in lbs/MMBtu | FALSE | L | Annual | Rate | lb/MWh | 0.1558 | 0.1558 | 0.1558 | 0.1558 | 0.1558 | 0.1558 | 0.1558 | 0.1558
IL Fac. Spec. - NOX Rate Summer v3.1, Unit 538 and retrofits | 443 | 1797 | Rate Constraint in lbs/MMBtu | FALSE | L | Annual | Constraint Shadow Price | US2016$/Ton | 0 | 0 | 0 | 0 | 0 | 0 | 0 | 0
IL Fac. Spec. - NOX Rate Summer v3.1, Unit 540 and retrofits | 444 | 1797 | Rate Constraint in lbs/MMBtu | FALSE | L | Annual | Seasons Included | Seasons | Summer | Summer | Summer | Summer | Summer | Summer | Summer | Summer
IL Fac. Spec. - NOX Rate Summer v3.1, Unit 540 and retrofits | 444 | 1797 | Rate Constraint in lbs/MMBtu | FALSE | L | Annual | Standard NOX | lb/MMBtu | 0.25 | 0.25 | 0.25 | 0.25 | 0.25 | 0.25 | 0.25 | 0.25
IL Fac. Spec. - NOX Rate Summer v3.1, Unit 540 and retrofits | 444 | 1797 | Rate Constraint in lbs/MMBtu | FALSE | L | Annual | Emissions at Affected Plants NOX | Thousand Tons | 0.00059552 | 0.00059552 | 0.0030272 | 0.0044664 | 0.0059221 | 0.0030272 | 0.0030272 | 0.0059221
IL Fac. Spec. - NOX Rate Summer v3.1, Unit 540 and retrofits | 444 | 1797 | Rate Constraint in lbs/MMBtu | FALSE | L | Annual | Allowances Purchased NOX | Thousand Tons | 0 | 0 | 0 | 0 | 0 | 0 | 0 | 0
IL Fac. Spec. - NOX Rate Summer v3.1, Unit 540 and retrofits | 444 | 1797 | Rate Constraint in lbs/MMBtu | FALSE | L | Annual | Allowances Sold NOX | Thousand Tons | 0 | 0 | 0 | 0 | 0 | 0 | 0 | 0
IL Fac. Spec. - NOX Rate Summer v3.1, Unit 540 and retrofits | 444 | 1797 | Rate Constraint in lbs/MMBtu | FALSE | L | Annual | Allowances Banked | Thousand Tons | 0 | 0 | 0 | 0 | 0 | 0 | 0 | 0
IL Fac. Spec. - NOX Rate Summer v3.1, Unit 540 and retrofits | 444 | 1797 | Rate Constraint in lbs/MMBtu | FALSE | L | Annual | Allowances Withdrawn (1:1) | Thousand Tons | 0 | 0 | 0 | 0 | 0 | 0 | 0 | 0
IL Fac. Spec. - NOX Rate Summer v3.1, Unit 540 and retrofits | 444 | 1797 | Rate Constraint in lbs/MMBtu | FALSE | L | Annual | Allowances Withdrawn (n:1) | Thousand Tons | 0 | 0 | 0 | 0 | 0 | 0 | 0 | 0
IL Fac. Spec. - NOX Rate Summer v3.1, Unit 540 and retrofits | 444 | 1797 | Rate Constraint in lbs/MMBtu | FALSE | L | Annual | Net Emissions Allowance Position | Thousand Tons | 0.00059552 | 0.00059552 | 0.0030272 | 0.0044664 | 0.0059221 | 0.0030272 | 0.0030272 | 0.0059221
IL Fac. Spec. - NOX Rate Summer v3.1, Unit 540 and retrofits | 444 | 1797 | Rate Constraint in lbs/MMBtu | FALSE | L | Annual | Fuel Consumed | TBtu | 0.016437 | 0.016437 | 0.083556 | 0.12328 | 0.16346 | 0.083556 | 0.083556 | 0.16346
IL Fac. Spec. - NOX Rate Summer v3.1, Unit 540 and retrofits | 444 | 1797 | Rate Constraint in lbs/MMBtu | FALSE | L | Annual | Rate | lb/MMBtu | 0.07246 | 0.07246 | 0.07246 | 0.07246 | 0.07246 | 0.07246 | 0.07246 | 0.07246
IL Fac. Spec. - NOX Rate Summer v3.1, Unit 540 and retrofits | 444 | 1797 | Rate Constraint in lbs/MMBtu | FALSE | L | Annual | Generation | TWh | 0.0014554 | 0.0014554 | 0.0073983 | 0.010915 | 0.014473 | 0.0073983 | 0.0073983 | 0.014473
IL Fac. Spec. - NOX Rate Summer v3.1, Unit 540 and retrofits | 444 | 1797 | Rate Constraint in lbs/MMBtu | FALSE | L | Annual | Qualifying Generation | TWh | 0.0014554 | 0.0014554 | 0.0073983 | 0.010915 | 0.014473 | 0.0073983 | 0.0073983 | 0.014473
IL Fac. Spec. - NOX Rate Summer v3.1, Unit 540 and retrofits | 444 | 1797 | Rate Constraint in lbs/MMBtu | FALSE | L | Annual | Rate | lb/MWh | 0.81836 | 0.81836 | 0.81836 | 0.81836 | 0.81836 | 0.81836 | 0.81836 | 0.81836
IL Fac. Spec. - NOX Rate Summer v3.1, Unit 540 and retrofits | 444 | 1797 | Rate Constraint in lbs/MMBtu | FALSE | L | Annual | Constraint Shadow Price | US2016$/Ton | 0 | 0 | 0 | 0 | 0 | 0 | 0 | 0
IL Fac. Spec. - NOX Rate Summer v3.1, Unit 543 and retrofits | 445 | 1797 | Rate Constraint in lbs/MMBtu | FALSE | L | Annual | Seasons Included | Seasons | Summer | Summer | Summer | Summer | Summer | Summer | Summer | Summer
IL Fac. Spec. - NOX Rate Summer v3.1, Unit 543 and retrofits | 445 | 1797 | Rate Constraint in lbs/MMBtu | FALSE | L | Annual | Standard NOX | lb/MMBtu | 0.25 | 0.25 | 0.25 | 0.25 | 0.25 | 0.25 | 0.25 | 0.25
IL Fac. Spec. - NOX Rate Summer v3.1, Unit 543 and retrofits | 445 | 1797 | Rate Constraint in lbs/MMBtu | FALSE | L | Annual | Emissions at Affected Plants NOX | Thousand Tons | 0.0014702 | 0.0014702 | 0.0074733 | 0.011026 | 0.01462 | 0.0074733 | 0.0074733 | 0.01462
IL Fac. Spec. - NOX Rate Summer v3.1, Unit 543 and retrofits | 445 | 1797 | Rate Constraint in lbs/MMBtu | FALSE | L | Annual | Allowances Purchased NOX | Thousand Tons | 0 | 0 | 0 | 0 | 0 | 0 | 0 | 0
IL Fac. Spec. - NOX Rate Summer v3.1, Unit 543 and retrofits | 445 | 1797 | Rate Constraint in lbs/MMBtu | FALSE | L | Annual | Allowances Sold NOX | Thousand Tons | 0 | 0 | 0 | 0 | 0 | 0 | 0 | 0
IL Fac. Spec. - NOX Rate Summer v3.1, Unit 543 and retrofits | 445 | 1797 | Rate Constraint in lbs/MMBtu | FALSE | L | Annual | Allowances Banked | Thousand Tons | 0 | 0 | 0 | 0 | 0 | 0 | 0 | 0
IL Fac. Spec. - NOX Rate Summer v3.1, Unit 543 and retrofits | 445 | 1797 | Rate Constraint in lbs/MMBtu | FALSE | L | Annual | Allowances Withdrawn (1:1) | Thousand Tons | 0 | 0 | 0 | 0 | 0 | 0 | 0 | 0
IL Fac. Spec. - NOX Rate Summer v3.1, Unit 543 and retrofits | 445 | 1797 | Rate Constraint in lbs/MMBtu | FALSE | L | Annual | Allowances Withdrawn (n:1) | Thousand Tons | 0 | 0 | 0 | 0 | 0 | 0 | 0 | 0
IL Fac. Spec. - NOX Rate Summer v3.1, Unit 543 and retrofits | 445 | 1797 | Rate Constraint in lbs/MMBtu | FALSE | L | Annual | Net Emissions Allowance Position | Thousand Tons | 0.0014702 | 0.0014702 | 0.0074733 | 0.011026 | 0.01462 | 0.0074733 | 0.0074733 | 0.01462
IL Fac. Spec. - NOX Rate Summer v3.1, Unit 543 and retrofits | 445 | 1797 | Rate Constraint in lbs/MMBtu | FALSE | L | Annual | Fuel Consumed | TBtu | 0.055709 | 0.055709 | 0.28319 | 0.41781 | 0.55399 | 0.28319 | 0.28319 | 0.55399
IL Fac. Spec. - NOX Rate Summer v3.1, Unit 543 and retrofits | 445 | 1797 | Rate Constraint in lbs/MMBtu | FALSE | L | Annual | Rate | lb/MMBtu | 0.05278 | 0.05278 | 0.05278 | 0.05278 | 0.05278 | 0.05278 | 0.05278 | 0.05278
IL Fac. Spec. - NOX Rate Summer v3.1, Unit 543 and retrofits | 445 | 1797 | Rate Constraint in lbs/MMBtu | FALSE | L | Annual | Generation | TWh | 0.004944 | 0.004944 | 0.025132 | 0.03708 | 0.049165 | 0.025132 | 0.025132 | 0.049165
IL Fac. Spec. - NOX Rate Summer v3.1, Unit 543 and retrofits | 445 | 1797 | Rate Constraint in lbs/MMBtu | FALSE | L | Annual | Qualifying Generation | TWh | 0.004944 | 0.004944 | 0.025132 | 0.03708 | 0.049165 | 0.025132 | 0.025132 | 0.049165
IL Fac. Spec. - NOX Rate Summer v3.1, Unit 543 and retrofits | 445 | 1797 | Rate Constraint in lbs/MMBtu | FALSE | L | Annual | Rate | lb/MWh | 0.59473 | 0.59473 | 0.59473 | 0.59473 | 0.59473 | 0.59473 | 0.59473 | 0.59473
IL Fac. Spec. - NOX Rate Summer v3.1, Unit 543 and retrofits | 445 | 1797 | Rate Constraint in lbs/MMBtu | FALSE | L | Annual | Constraint Shadow Price | US2016$/Ton | 0 | 0 | 0 | 0 | 0 | 0 | 0 | 0
IL Fac. Spec. - NOX Rate Summer v3.1, Unit 544 and retrofits | 446 | 1797 | Rate Constraint in lbs/MMBtu | FALSE | L | Annual | Seasons Included | Seasons | Summer | Summer | Summer | Summer | Summer | Summer | Summer | Summer
IL Fac. Spec. - NOX Rate Summer v3.1, Unit 544 and retrofits | 446 | 1797 | Rate Constraint in lbs/MMBtu | FALSE | L | Annual | Standard NOX | lb/MMBtu | 0.25 | 0.25 | 0.25 | 0.25 | 0.25 | 0.25 | 0.25 | 0.25
IL Fac. Spec. - NOX Rate Summer v3.1, Unit 544 and retrofits | 446 | 1797 | Rate Constraint in lbs/MMBtu | FALSE | L | Annual | Emissions at Affected Plants NOX | Thousand Tons | 0.0012459 | 0.0012459 | 0.0063335 | 0.0093445 | 0.01239 | 0.0063335 | 0.0063335 | 0.01239
IL Fac. Spec. - NOX Rate Summer v3.1, Unit 544 and retrofits | 446 | 1797 | Rate Constraint in lbs/MMBtu | FALSE | L | Annual | Allowances Purchased NOX | Thousand Tons | 0 | 0 | 0 | 0 | 0 | 0 | 0 | 0
IL Fac. Spec. - NOX Rate Summer v3.1, Unit 544 and retrofits | 446 | 1797 | Rate Constraint in lbs/MMBtu | FALSE | L | Annual | Allowances Sold NOX | Thousand Tons | 0 | 0 | 0 | 0 | 0 | 0 | 0 | 0
IL Fac. Spec. - NOX Rate Summer v3.1, Unit 544 and retrofits | 446 | 1797 | Rate Constraint in lbs/MMBtu | FALSE | L | Annual | Allowances Banked | Thousand Tons | 0 | 0 | 0 | 0 | 0 | 0 | 0 | 0
IL Fac. Spec. - NOX Rate Summer v3.1, Unit 544 and retrofits | 446 | 1797 | Rate Constraint in lbs/MMBtu | FALSE | L | Annual | Allowances Withdrawn (1:1) | Thousand Tons | 0 | 0 | 0 | 0 | 0 | 0 | 0 | 0
IL Fac. Spec. - NOX Rate Summer v3.1, Unit 544 and retrofits | 446 | 1797 | Rate Constraint in lbs/MMBtu | FALSE | L | Annual | Allowances Withdrawn (n:1) | Thousand Tons | 0 | 0 | 0 | 0 | 0 | 0 | 0 | 0
IL Fac. Spec. - NOX Rate Summer v3.1, Unit 544 and retrofits | 446 | 1797 | Rate Constraint in lbs/MMBtu | FALSE | L | Annual | Net Emissions Allowance Position | Thousand Tons | 0.0012459 | 0.0012459 | 0.0063335 | 0.0093445 | 0.01239 | 0.0063335 | 0.0063335 | 0.01239
IL Fac. Spec. - NOX Rate Summer v3.1, Unit 544 and retrofits | 446 | 1797 | Rate Constraint in lbs/MMBtu | FALSE | L | Annual | Fuel Consumed | TBtu | 0.05556 | 0.05556 | 0.28243 | 0.4167 | 0.55251 | 0.28243 | 0.28243 | 0.55251
IL Fac. Spec. - NOX Rate Summer v3.1, Unit 544 and retrofits | 446 | 1797 | Rate Constraint in lbs/MMBtu | FALSE | L | Annual | Rate | lb/MMBtu | 0.04485 | 0.04485 | 0.04485 | 0.04485 | 0.04485 | 0.04485 | 0.04485 | 0.04485
IL Fac. Spec. - NOX Rate Summer v3.1, Unit 544 and retrofits | 446 | 1797 | Rate Constraint in lbs/MMBtu | FALSE | L | Annual | Generation | TWh | 0.0049308 | 0.0049308 | 0.025065 | 0.036981 | 0.049034 | 0.025065 | 0.025065 | 0.049034
IL Fac. Spec. - NOX Rate Summer v3.1, Unit 544 and retrofits | 446 | 1797 | Rate Constraint in lbs/MMBtu | FALSE | L | Annual | Qualifying Generation | TWh | 0.0049308 | 0.0049308 | 0.025065 | 0.036981 | 0.049034 | 0.025065 | 0.025065 | 0.049034
IL Fac. Spec. - NOX Rate Summer v3.1, Unit 544 and retrofits | 446 | 1797 | Rate Constraint in lbs/MMBtu | FALSE | L | Annual | Rate | lb/MWh | 0.50537 | 0.50537 | 0.50537 | 0.50537 | 0.50537 | 0.50537 | 0.50537 | 0.50537
IL Fac. Spec. - NOX Rate Summer v3.1, Unit 544 and retrofits | 446 | 1797 | Rate Constraint in lbs/MMBtu | FALSE | L | Annual | Constraint Shadow Price | US2016$/Ton | 0 | 0 | 0 | 0 | 0 | 0 | 0 | 0
IL Fac. Spec. - NOX Rate Summer v3.1, Unit 545 and retrofits | 447 | 1797 | Rate Constraint in lbs/MMBtu | FALSE | L | Annual | Seasons Included | Seasons | Summer | Summer | Summer | Summer | Summer | Summer | Summer | Summer
IL Fac. Spec. - NOX Rate Summer v3.1, Unit 545 and retrofits | 447 | 1797 | Rate Constraint in lbs/MMBtu | FALSE | L | Annual | Standard NOX | lb/MMBtu | 0.25 | 0.25 | 0.25 | 0.25 | 0.25 | 0.25 | 0.25 | 0.25
IL Fac. Spec. - NOX Rate Summer v3.1, Unit 545 and retrofits | 447 | 1797 | Rate Constraint in lbs/MMBtu | FALSE | L | Annual | Emissions at Affected Plants NOX | Thousand Tons | 0 | 0 | 0 | 0.0016275 | 0.0016275 | 0.0016275 | 0.0016275 | 0.0016275
IL Fac. Spec. - NOX Rate Summer v3.1, Unit 545 and retrofits | 447 | 1797 | Rate Constraint in lbs/MMBtu | FALSE | L | Annual | Allowances Purchased NOX | Thousand Tons | 0 | 0 | 0 | 0 | 0 | 0 | 0 | 0
IL Fac. Spec. - NOX Rate Summer v3.1, Unit 545 and retrofits | 447 | 1797 | Rate Constraint in lbs/MMBtu | FALSE | L | Annual | Allowances Sold NOX | Thousand Tons | 0 | 0 | 0 | 0 | 0 | 0 | 0 | 0
IL Fac. Spec. - NOX Rate Summer v3.1, Unit 545 and retrofits | 447 | 1797 | Rate Constraint in lbs/MMBtu | FALSE | L | Annual | Allowances Banked | Thousand Tons | 0 | 0 | 0 | 0 | 0 | 0 | 0 | 0
IL Fac. Spec. - NOX Rate Summer v3.1, Unit 545 and retrofits | 447 | 1797 | Rate Constraint in lbs/MMBtu | FALSE | L | Annual | Allowances Withdrawn (1:1) | Thousand Tons | 0 | 0 | 0 | 0 | 0 | 0 | 0 | 0
IL Fac. Spec. - NOX Rate Summer v3.1, Unit 545 and retrofits | 447 | 1797 | Rate Constraint in lbs/MMBtu | FALSE | L | Annual | Allowances Withdrawn (n:1) | Thousand Tons | 0 | 0 | 0 | 0 | 0 | 0 | 0 | 0
IL Fac. Spec. - NOX Rate Summer v3.1, Unit 545 and retrofits | 447 | 1797 | Rate Constraint in lbs/MMBtu | FALSE | L | Annual | Net Emissions Allowance Position | Thousand Tons | 0 | 0 | 0 | 0.0016275 | 0.0016275 | 0.0016275 | 0.0016275 | 0.0016275
IL Fac. Spec. - NOX Rate Summer v3.1, Unit 545 and retrofits | 447 | 1797 | Rate Constraint in lbs/MMBtu | FALSE | L | Annual | Fuel Consumed | TBtu | 0 | 0 | 0 | 0.049627 | 0.049627 | 0.049627 | 0.049627 | 0.049627
IL Fac. Spec. - NOX Rate Summer v3.1, Unit 545 and retrofits | 447 | 1797 | Rate Constraint in lbs/MMBtu | FALSE | L | Annual | Rate | lb/MMBtu | 0 | 0 | 0 | 0.06559 | 0.06559 | 0.06559 | 0.06559 | 0.06559
IL Fac. Spec. - NOX Rate Summer v3.1, Unit 545 and retrofits | 447 | 1797 | Rate Constraint in lbs/MMBtu | FALSE | L | Annual | Generation | TWh | 0 | 0 | 0 | 0.0037904 | 0.0037904 | 0.0037904 | 0.0037904 | 0.0037904
IL Fac. Spec. - NOX Rate Summer v3.1, Unit 545 and retrofits | 447 | 1797 | Rate Constraint in lbs/MMBtu | FALSE | L | Annual | Qualifying Generation | TWh | 0 | 0 | 0 | 0.0037904 | 0.0037904 | 0.0037904 | 0.0037904 | 0.0037904
IL Fac. Spec. - NOX Rate Summer v3.1, Unit 545 and retrofits | 447 | 1797 | Rate Constraint in lbs/MMBtu | FALSE | L | Annual | Rate | lb/MWh | 0 | 0 | 0 | 0.85877 | 0.85877 | 0.85877 | 0.85877 | 0.85877
IL Fac. Spec. - NOX Rate Summer v3.1, Unit 545 and retrofits | 447 | 1797 | Rate Constraint in lbs/MMBtu | FALSE | L | Annual | Constraint Shadow Price | US2016$/Ton | 0 | 0 | 0 | 0 | 0 | 0 | 0 | 0
IL Fac. Spec. - NOX Rate Summer v3.1, Unit 546 and retrofits | 448 | 1797 | Rate Constraint in lbs/MMBtu | FALSE | L | Annual | Seasons Included | Seasons | Summer | Summer | Summer | Summer | Summer | Summer | Summer | Summer
IL Fac. Spec. - NOX Rate Summer v3.1, Unit 546 and retrofits | 448 | 1797 | Rate Constraint in lbs/MMBtu | FALSE | L | Annual | Standard NOX | lb/MMBtu | 0.25 | 0.25 | 0.25 | 0.25 | 0.25 | 0.25 | 0.25 | 0.25
IL Fac. Spec. - NOX Rate Summer v3.1, Unit 546 and retrofits | 448 | 1797 | Rate Constraint in lbs/MMBtu | FALSE | L | Annual | Emissions at Affected Plants NOX | Thousand Tons | 0 | 0 | 0 | 0.0015511 | 0.0015511 | 0.0015511 | 0.0015511 | 0.0015511
IL Fac. Spec. - NOX Rate Summer v3.1, Unit 546 and retrofits | 448 | 1797 | Rate Constraint in lbs/MMBtu | FALSE | L | Annual | Allowances Purchased NOX | Thousand Tons | 0 | 0 | 0 | 0 | 0 | 0 | 0 | 0
IL Fac. Spec. - NOX Rate Summer v3.1, Unit 546 and retrofits | 448 | 1797 | Rate Constraint in lbs/MMBtu | FALSE | L | Annual | Allowances Sold NOX | Thousand Tons | 0 | 0 | 0 | 0 | 0 | 0 | 0 | 0
IL Fac. Spec. - NOX Rate Summer v3.1, Unit 546 and retrofits | 448 | 1797 | Rate Constraint in lbs/MMBtu | FALSE | L | Annual | Allowances Banked | Thousand Tons | 0 | 0 | 0 | 0 | 0 | 0 | 0 | 0
IL Fac. Spec. - NOX Rate Summer v3.1, Unit 546 and retrofits | 448 | 1797 | Rate Constraint in lbs/MMBtu | FALSE | L | Annual | Allowances Withdrawn (1:1) | Thousand Tons | 0 | 0 | 0 | 0 | 0 | 0 | 0 | 0
IL Fac. Spec. - NOX Rate Summer v3.1, Unit 546 and retrofits | 448 | 1797 | Rate Constraint in lbs/MMBtu | FALSE | L | Annual | Allowances Withdrawn (n:1) | Thousand Tons | 0 | 0 | 0 | 0 | 0 | 0 | 0 | 0
IL Fac. Spec. - NOX Rate Summer v3.1, Unit 546 and retrofits | 448 | 1797 | Rate Constraint in lbs/MMBtu | FALSE | L | Annual | Net Emissions Allowance Position | Thousand Tons | 0 | 0 | 0 | 0.0015511 | 0.0015511 | 0.0015511 | 0.0015511 | 0.0015511
IL Fac. Spec. - NOX Rate Summer v3.1, Unit 546 and retrofits | 448 | 1797 | Rate Constraint in lbs/MMBtu | FALSE | L | Annual | Fuel Consumed | TBtu | 0 | 0 | 0 | 0.049627 | 0.049627 | 0.049627 | 0.049627 | 0.049627
IL Fac. Spec. - NOX Rate Summer v3.1, Unit 546 and retrofits | 448 | 1797 | Rate Constraint in lbs/MMBtu | FALSE | L | Annual | Rate | lb/MMBtu | 0 | 0 | 0 | 0.06251 | 0.06251 | 0.06251 | 0.06251 | 0.06251
IL Fac. Spec. - NOX Rate Summer v3.1, Unit 546 and retrofits | 448 | 1797 | Rate Constraint in lbs/MMBtu | FALSE | L | Annual | Generation | TWh | 0 | 0 | 0 | 0.0037904 | 0.0037904 | 0.0037904 | 0.0037904 | 0.0037904
IL Fac. Spec. - NOX Rate Summer v3.1, Unit 546 and retrofits | 448 | 1797 | Rate Constraint in lbs/MMBtu | FALSE | L | Annual | Qualifying Generation | TWh | 0 | 0 | 0 | 0.0037904 | 0.0037904 | 0.0037904 | 0.0037904 | 0.0037904
IL Fac. Spec. - NOX Rate Summer v3.1, Unit 546 and retrofits | 448 | 1797 | Rate Constraint in lbs/MMBtu | FALSE | L | Annual | Rate | lb/MWh | 0 | 0 | 0 | 0.81844 | 0.81844 | 0.81844 | 0.81844 | 0.81844
IL Fac. Spec. - NOX Rate Summer v3.1, Unit 546 and retrofits | 448 | 1797 | Rate Constraint in lbs/MMBtu | FALSE | L | Annual | Constraint Shadow Price | US2016$/Ton | 0 | 0 | 0 | 0 | 0 | 0 | 0 | 0
IL Fac. Spec. - NOX Rate Summer v3.1, Unit 547 and retrofits | 449 | 1797 | Rate Constraint in lbs/MMBtu | FALSE | L | Annual | Seasons Included | Seasons | Summer | Summer | Summer | Summer | Summer | Summer | Summer | Summer
IL Fac. Spec. - NOX Rate Summer v3.1, Unit 547 and retrofits | 449 | 1797 | Rate Constraint in lbs/MMBtu | FALSE | L | Annual | Standard NOX | lb/MMBtu | 0.25 | 0.25 | 0.25 | 0.25 | 0.25 | 0.25 | 0.25 | 0.25
IL Fac. Spec. - NOX Rate Summer v3.1, Unit 547 and retrofits | 449 | 1797 | Rate Constraint in lbs/MMBtu | FALSE | L | Annual | Emissions at Affected Plants NOX | Thousand Tons | 0 | 0 | 0 | 0 | 0.0017647 | 0.0017647 | 0.0017647 | 0.0017647
IL Fac. Spec. - NOX Rate Summer v3.1, Unit 547 and retrofits | 449 | 1797 | Rate Constraint in lbs/MMBtu | FALSE | L | Annual | Allowances Purchased NOX | Thousand Tons | 0 | 0 | 0 | 0 | 0 | 0 | 0 | 0
IL Fac. Spec. - NOX Rate Summer v3.1, Unit 547 and retrofits | 449 | 1797 | Rate Constraint in lbs/MMBtu | FALSE | L | Annual | Allowances Sold NOX | Thousand Tons | 0 | 0 | 0 | 0 | 0 | 0 | 0 | 0
IL Fac. Spec. - NOX Rate Summer v3.1, Unit 547 and retrofits | 449 | 1797 | Rate Constraint in lbs/MMBtu | FALSE | L | Annual | Allowances Banked | Thousand Tons | 0 | 0 | 0 | 0 | 0 | 0 | 0 | 0
IL Fac. Spec. - NOX Rate Summer v3.1, Unit 547 and retrofits | 449 | 1797 | Rate Constraint in lbs/MMBtu | FALSE | L | Annual | Allowances Withdrawn (1:1) | Thousand Tons | 0 | 0 | 0 | 0 | 0 | 0 | 0 | 0
IL Fac. Spec. - NOX Rate Summer v3.1, Unit 547 and retrofits | 449 | 1797 | Rate Constraint in lbs/MMBtu | FALSE | L | Annual | Allowances Withdrawn (n:1) | Thousand Tons | 0 | 0 | 0 | 0 | 0 | 0 | 0 | 0
IL Fac. Spec. - NOX Rate Summer v3.1, Unit 547 and retrofits | 449 | 1797 | Rate Constraint in lbs/MMBtu | FALSE | L | Annual | Net Emissions Allowance Position | Thousand Tons | 0 | 0 | 0 | 0 | 0.0017647 | 0.0017647 | 0.0017647 | 0.0017647
IL Fac. Spec. - NOX Rate Summer v3.1, Unit 547 and retrofits | 449 | 1797 | Rate Constraint in lbs/MMBtu | FALSE | L | Annual | Fuel Consumed | TBtu | 0 | 0 | 0 | 0 | 0.049627 | 0.049627 | 0.049627 | 0.049627
IL Fac. Spec. - NOX Rate Summer v3.1, Unit 547 and retrofits | 449 | 1797 | Rate Constraint in lbs/MMBtu | FALSE | L | Annual | Rate | lb/MMBtu | 0 | 0 | 0 | 0 | 0.07112 | 0.07112 | 0.07112 | 0.07112
IL Fac. Spec. - NOX Rate Summer v3.1, Unit 547 and retrofits | 449 | 1797 | Rate Constraint in lbs/MMBtu | FALSE | L | Annual | Generation | TWh | 0 | 0 | 0 | 0 | 0.0037904 | 0.0037904 | 0.0037904 | 0.0037904
IL Fac. Spec. - NOX Rate Summer v3.1, Unit 547 and retrofits | 449 | 1797 | Rate Constraint in lbs/MMBtu | FALSE | L | Annual | Qualifying Generation | TWh | 0 | 0 | 0 | 0 | 0.0037904 | 0.0037904 | 0.0037904 | 0.0037904
IL Fac. Spec. - NOX Rate Summer v3.1, Unit 547 and retrofits | 449 | 1797 | Rate Constraint in lbs/MMBtu | FALSE | L | Annual | Rate | lb/MWh | 0 | 0 | 0 | 0 | 0.93117 | 0.93117 | 0.93117 | 0.93117
IL Fac. Spec. - NOX Rate Summer v3.1, Unit 547 and retrofits | 449 | 1797 | Rate Constraint in lbs/MMBtu | FALSE | L | Annual | Constraint Shadow Price | US2016$/Ton | 0 | 0 | 0 | 0 | 0 | 0 | 0 | 0
IL Fac. Spec. - NOX Rate Summer v3.1, Unit 548 and retrofits | 450 | 1797 | Rate Constraint in lbs/MMBtu | FALSE | L | Annual | Seasons Included | Seasons | Summer | Summer | Summer | Summer | Summer | Summer | Summer | Summer
IL Fac. Spec. - NOX Rate Summer v3.1, Unit 548 and retrofits | 450 | 1797 | Rate Constraint in lbs/MMBtu | FALSE | L | Annual | Standard NOX | lb/MMBtu | 0.25 | 0.25 | 0.25 | 0.25 | 0.25 | 0.25 | 0.25 | 0.25
IL Fac. Spec. - NOX Rate Summer v3.1, Unit 548 and retrofits | 450 | 1797 | Rate Constraint in lbs/MMBtu | FALSE | L | Annual | Emissions at Affected Plants NOX | Thousand Tons | 0 | 0 | 0 | 0.0013143 | 0.001704 | 0.001704 | 0.001704 | 0.001704
IL Fac. Spec. - NOX Rate Summer v3.1, Unit 548 and retrofits | 450 | 1797 | Rate Constraint in lbs/MMBtu | FALSE | L | Annual | Allowances Purchased NOX | Thousand Tons | 0 | 0 | 0 | 0 | 0 | 0 | 0 | 0
IL Fac. Spec. - NOX Rate Summer v3.1, Unit 548 and retrofits | 450 | 1797 | Rate Constraint in lbs/MMBtu | FALSE | L | Annual | Allowances Sold NOX | Thousand Tons | 0 | 0 | 0 | 0 | 0 | 0 | 0 | 0
IL Fac. Spec. - NOX Rate Summer v3.1, Unit 548 and retrofits | 450 | 1797 | Rate Constraint in lbs/MMBtu | FALSE | L | Annual | Allowances Banked | Thousand Tons | 0 | 0 | 0 | 0 | 0 | 0 | 0 | 0
IL Fac. Spec. - NOX Rate Summer v3.1, Unit 548 and retrofits | 450 | 1797 | Rate Constraint in lbs/MMBtu | FALSE | L | Annual | Allowances Withdrawn (1:1) | Thousand Tons | 0 | 0 | 0 | 0 | 0 | 0 | 0 | 0
IL Fac. Spec. - NOX Rate Summer v3.1, Unit 548 and retrofits | 450 | 1797 | Rate Constraint in lbs/MMBtu | FALSE | L | Annual | Allowances Withdrawn (n:1) | Thousand Tons | 0 | 0 | 0 | 0 | 0 | 0 | 0 | 0
IL Fac. Spec. - NOX Rate Summer v3.1, Unit 548 and retrofits | 450 | 1797 | Rate Constraint in lbs/MMBtu | FALSE | L | Annual | Net Emissions Allowance Position | Thousand Tons | 0 | 0 | 0 | 0.0013143 | 0.001704 | 0.001704 | 0.001704 | 0.001704
IL Fac. Spec. - NOX Rate Summer v3.1, Unit 548 and retrofits | 450 | 1797 | Rate Constraint in lbs/MMBtu | FALSE | L | Annual | Fuel Consumed | TBtu | 0 | 0 | 0 | 0.038278 | 0.049627 | 0.049627 | 0.049627 | 0.049627
IL Fac. Spec. - NOX Rate Summer v3.1, Unit 548 and retrofits | 450 | 1797 | Rate Constraint in lbs/MMBtu | FALSE | L | Annual | Rate | lb/MMBtu | 0 | 0 | 0 | 0.06867 | 0.06867 | 0.06867 | 0.06867 | 0.06867
IL Fac. Spec. - NOX Rate Summer v3.1, Unit 548 and retrofits | 450 | 1797 | Rate Constraint in lbs/MMBtu | FALSE | L | Annual | Generation | TWh | 0 | 0 | 0 | 0.0029235 | 0.0037904 | 0.0037904 | 0.0037904 | 0.0037904
IL Fac. Spec. - NOX Rate Summer v3.1, Unit 548 and retrofits | 450 | 1797 | Rate Constraint in lbs/MMBtu | FALSE | L | Annual | Qualifying Generation | TWh | 0 | 0 | 0 | 0.0029235 | 0.0037904 | 0.0037904 | 0.0037904 | 0.0037904
IL Fac. Spec. - NOX Rate Summer v3.1, Unit 548 and retrofits | 450 | 1797 | Rate Constraint in lbs/MMBtu | FALSE | L | Annual | Rate | lb/MWh | 0 | 0 | 0 | 0.8991 | 0.8991 | 0.8991 | 0.8991 | 0.8991
IL Fac. Spec. - NOX Rate Summer v3.1, Unit 548 and retrofits | 450 | 1797 | Rate Constraint in lbs/MMBtu | FALSE | L | Annual | Constraint Shadow Price | US2016$/Ton | 0 | 0 | 0 | 0 | 0 | 0 | 0 | 0
IL Fac. Spec. - NOX Rate Summer v3.1, Unit 549 and retrofits | 451 | 1797 | Rate Constraint in lbs/MMBtu | FALSE | L | Annual | Seasons Included | Seasons | Summer | Summer | Summer | Summer | Summer | Summer | Summer | Summer
IL Fac. Spec. - NOX Rate Summer v3.1, Unit 549 and retrofits | 451 | 1797 | Rate Constraint in lbs/MMBtu | FALSE | L | Annual | Standard NOX | lb/MMBtu | 0.25 | 0.25 | 0.25 | 0.25 | 0.25 | 0.25 | 0.25 | 0.25
IL Fac. Spec. - NOX Rate Summer v3.1, Unit 549 and retrofits | 451 | 1797 | Rate Constraint in lbs/MMBtu | FALSE | L | Annual | Emissions at Affected Plants NOX | Thousand Tons | 0.0018654 | 0.013991 | 0.01855 | 0.01855 | 0.01855 | 0.01855 | 0.01855 | 0.01855
IL Fac. Spec. - NOX Rate Summer v3.1, Unit 549 and retrofits | 451 | 1797 | Rate Constraint in lbs/MMBtu | FALSE | L | Annual | Allowances Purchased NOX | Thousand Tons | 0 | 0 | 0 | 0 | 0 | 0 | 0 | 0
IL Fac. Spec. - NOX Rate Summer v3.1, Unit 549 and retrofits | 451 | 1797 | Rate Constraint in lbs/MMBtu | FALSE | L | Annual | Allowances Sold NOX | Thousand Tons | 0 | 0 | 0 | 0 | 0 | 0 | 0 | 0
IL Fac. Spec. - NOX Rate Summer v3.1, Unit 549 and retrofits | 451 | 1797 | Rate Constraint in lbs/MMBtu | FALSE | L | Annual | Allowances Banked | Thousand Tons | 0 | 0 | 0 | 0 | 0 | 0 | 0 | 0
IL Fac. Spec. - NOX Rate Summer v3.1, Unit 549 and retrofits | 451 | 1797 | Rate Constraint in lbs/MMBtu | FALSE | L | Annual | Allowances Withdrawn (1:1) | Thousand Tons | 0 | 0 | 0 | 0 | 0 | 0 | 0 | 0
IL Fac. Spec. - NOX Rate Summer v3.1, Unit 549 and retrofits | 451 | 1797 | Rate Constraint in lbs/MMBtu | FALSE | L | Annual | Allowances Withdrawn (n:1) | Thousand Tons | 0 | 0 | 0 | 0 | 0 | 0 | 0 | 0
IL Fac. Spec. - NOX Rate Summer v3.1, Unit 549 and retrofits | 451 | 1797 | Rate Constraint in lbs/MMBtu | FALSE | L | Annual | Net Emissions Allowance Position | Thousand Tons | 0.0018654 | 0.013991 | 0.01855 | 0.01855 | 0.01855 | 0.01855 | 0.01855 | 0.01855
IL Fac. Spec. - NOX Rate Summer v3.1, Unit 549 and retrofits | 451 | 1797 | Rate Constraint in lbs/MMBtu | FALSE | L | Annual | Fuel Consumed | TBtu | 0.05546 | 0.41595 | 0.55152 | 0.55152 | 0.55152 | 0.55152 | 0.55152 | 0.55152
IL Fac. Spec. - NOX Rate Summer v3.1, Unit 549 and retrofits | 451 | 1797 | Rate Constraint in lbs/MMBtu | FALSE | L | Annual | Rate | lb/MMBtu | 0.06727 | 0.06727 | 0.06727 | 0.06727 | 0.06727 | 0.06727 | 0.06727 | 0.06727
IL Fac. Spec. - NOX Rate Summer v3.1, Unit 549 and retrofits | 451 | 1797 | Rate Constraint in lbs/MMBtu | FALSE | L | Annual | Generation | TWh | 0.0051615 | 0.038711 | 0.051328 | 0.051328 | 0.051328 | 0.051328 | 0.051328 | 0.051328
IL Fac. Spec. - NOX Rate Summer v3.1, Unit 549 and retrofits | 451 | 1797 | Rate Constraint in lbs/MMBtu | FALSE | L | Annual | Qualifying Generation | TWh | 0.0051615 | 0.038711 | 0.051328 | 0.051328 | 0.051328 | 0.051328 | 0.051328 | 0.051328
IL Fac. Spec. - NOX Rate Summer v3.1, Unit 549 and retrofits | 451 | 1797 | Rate Constraint in lbs/MMBtu | FALSE | L | Annual | Rate | lb/MWh | 0.72282 | 0.72282 | 0.72282 | 0.72282 | 0.72282 | 0.72282 | 0.72282 | 0.72282
IL Fac. Spec. - NOX Rate Summer v3.1, Unit 549 and retrofits | 451 | 1797 | Rate Constraint in lbs/MMBtu | FALSE | L | Annual | Constraint Shadow Price | US2016$/Ton | 0 | 0 | 0 | 0 | 0 | 0 | 0 | 0
IL Fac. Spec. - NOX Rate Summer v3.1, Unit 550 and retrofits | 452 | 1797 | Rate Constraint in lbs/MMBtu | FALSE | L | Annual | Seasons Included | Seasons | Summer | Summer | Summer | Summer | Summer | Summer | Summer | Summer
IL Fac. Spec. - NOX Rate Summer v3.1, Unit 550 and retrofits | 452 | 1797 | Rate Constraint in lbs/MMBtu | FALSE | L | Annual | Standard NOX | lb/MMBtu | 0.25 | 0.25 | 0.25 | 0.25 | 0.25 | 0.25 | 0.25 | 0.25
IL Fac. Spec. - NOX Rate Summer v3.1, Unit 550 and retrofits | 452 | 1797 | Rate Constraint in lbs/MMBtu | FALSE | L | Annual | Emissions at Affected Plants NOX | Thousand Tons | 0.0012503 | 0.0012503 | 0.0012503 | 0.0093775 | 0.012434 | 0.0063559 | 0.0063559 | 0.012434
IL Fac. Spec. - NOX Rate Summer v3.1, Unit 550 and retrofits | 452 | 1797 | Rate Constraint in lbs/MMBtu | FALSE | L | Annual | Allowances Purchased NOX | Thousand Tons | 0 | 0 | 0 | 0 | 0 | 0 | 0 | 0
IL Fac. Spec. - NOX Rate Summer v3.1, Unit 550 and retrofits | 452 | 1797 | Rate Constraint in lbs/MMBtu | FALSE | L | Annual | Allowances Sold NOX | Thousand Tons | 0 | 0 | 0 | 0 | 0 | 0 | 0 | 0
IL Fac. Spec. - NOX Rate Summer v3.1, Unit 550 and retrofits | 452 | 1797 | Rate Constraint in lbs/MMBtu | FALSE | L | Annual | Allowances Banked | Thousand Tons | 0 | 0 | 0 | 0 | 0 | 0 | 0 | 0
IL Fac. Spec. - NOX Rate Summer v3.1, Unit 550 and retrofits | 452 | 1797 | Rate Constraint in lbs/MMBtu | FALSE | L | Annual | Allowances Withdrawn (1:1) | Thousand Tons | 0 | 0 | 0 | 0 | 0 | 0 | 0 | 0
IL Fac. Spec. - NOX Rate Summer v3.1, Unit 550 and retrofits | 452 | 1797 | Rate Constraint in lbs/MMBtu | FALSE | L | Annual | Allowances Withdrawn (n:1) | Thousand Tons | 0 | 0 | 0 | 0 | 0 | 0 | 0 | 0
IL Fac. Spec. - NOX Rate Summer v3.1, Unit 550 and retrofits | 452 | 1797 | Rate Constraint in lbs/MMBtu | FALSE | L | Annual | Net Emissions Allowance Position | Thousand Tons | 0.0012503 | 0.0012503 | 0.0012503 | 0.0093775 | 0.012434 | 0.0063559 | 0.0063559 | 0.012434
IL Fac. Spec. - NOX Rate Summer v3.1, Unit 550 and retrofits | 452 | 1797 | Rate Constraint in lbs/MMBtu | FALSE | L | Annual | Fuel Consumed | TBtu | 0.061426 | 0.061426 | 0.061426 | 0.4607 | 0.61085 | 0.31225 | 0.31225 | 0.61085
IL Fac. Spec. - NOX Rate Summer v3.1, Unit 550 and retrofits | 452 | 1797 | Rate Constraint in lbs/MMBtu | FALSE | L | Annual | Rate | lb/MMBtu | 0.04071 | 0.04071 | 0.04071 | 0.04071 | 0.04071 | 0.04071 | 0.04071 | 0.04071
IL Fac. Spec. - NOX Rate Summer v3.1, Unit 550 and retrofits | 452 | 1797 | Rate Constraint in lbs/MMBtu | FALSE | L | Annual | Generation | TWh | 0.0054384 | 0.0054384 | 0.0054384 | 0.040788 | 0.054082 | 0.027645 | 0.027645 | 0.054082
IL Fac. Spec. - NOX Rate Summer v3.1, Unit 550 and retrofits | 452 | 1797 | Rate Constraint in lbs/MMBtu | FALSE | L | Annual | Qualifying Generation | TWh | 0.0054384 | 0.0054384 | 0.0054384 | 0.040788 | 0.054082 | 0.027645 | 0.027645 | 0.054082
IL Fac. Spec. - NOX Rate Summer v3.1, Unit 550 and retrofits | 452 | 1797 | Rate Constraint in lbs/MMBtu | FALSE | L | Annual | Rate | lb/MWh | 0.45982 | 0.45982 | 0.45982 | 0.45982 | 0.45982 | 0.45982 | 0.45982 | 0.45982
IL Fac. Spec. - NOX Rate Summer v3.1, Unit 550 and retrofits | 452 | 1797 | Rate Constraint in lbs/MMBtu | FALSE | L | Annual | Constraint Shadow Price | US2016$/Ton | 0 | 0 | 0 | 0 | 0 | 0 | 0 | 0
IL Fac. Spec. - NOX Rate Summer v3.1, Unit 551 and retrofits | 453 | 1797 | Rate Constraint in lbs/MMBtu | FALSE | L | Annual | Seasons Included | Seasons | Summer | Summer | Summer | Summer | Summer | Summer | Summer | Summer
IL Fac. Spec. - NOX Rate Summer v3.1, Unit 551 and retrofits | 453 | 1797 | Rate Constraint in lbs/MMBtu | FALSE | L | Annual | Standard NOX | lb/MMBtu | 0.25 | 0.25 | 0.25 | 0.25 | 0.25 | 0.25 | 0.25 | 0.25
IL Fac. Spec. - NOX Rate Summer v3.1, Unit 551 and retrofits | 453 | 1797 | Rate Constraint in lbs/MMBtu | FALSE | L | Annual | Emissions at Affected Plants NOX | Thousand Tons | 0.0011267 | 0.0011267 | 0.0011267 | 0.0084505 | 0.011205 | 0.0057275 | 0.0057275 | 0.0057275
IL Fac. Spec. - NOX Rate Summer v3.1, Unit 551 and retrofits | 453 | 1797 | Rate Constraint in lbs/MMBtu | FALSE | L | Annual | Allowances Purchased NOX | Thousand Tons | 0 | 0 | 0 | 0 | 0 | 0 | 0 | 0
IL Fac. Spec. - NOX Rate Summer v3.1, Unit 551 and retrofits | 453 | 1797 | Rate Constraint in lbs/MMBtu | FALSE | L | Annual | Allowances Sold NOX | Thousand Tons | 0 | 0 | 0 | 0 | 0 | 0 | 0 | 0
IL Fac. Spec. - NOX Rate Summer v3.1, Unit 551 and retrofits | 453 | 1797 | Rate Constraint in lbs/MMBtu | FALSE | L | Annual | Allowances Banked | Thousand Tons | 0 | 0 | 0 | 0 | 0 | 0 | 0 | 0
IL Fac. Spec. - NOX Rate Summer v3.1, Unit 551 and retrofits | 453 | 1797 | Rate Constraint in lbs/MMBtu | FALSE | L | Annual | Allowances Withdrawn (1:1) | Thousand Tons | 0 | 0 | 0 | 0 | 0 | 0 | 0 | 0
IL Fac. Spec. - NOX Rate Summer v3.1, Unit 551 and retrofits | 453 | 1797 | Rate Constraint in lbs/MMBtu | FALSE | L | Annual | Allowances Withdrawn (n:1) | Thousand Tons | 0 | 0 | 0 | 0 | 0 | 0 | 0 | 0
IL Fac. Spec. - NOX Rate Summer v3.1, Unit 551 and retrofits | 453 | 1797 | Rate Constraint in lbs/MMBtu | FALSE | L | Annual | Net Emissions Allowance Position | Thousand Tons | 0.0011267 | 0.0011267 | 0.0011267 | 0.0084505 | 0.011205 | 0.0057275 | 0.0057275 | 0.0057275
IL Fac. Spec. - NOX Rate Summer v3.1, Unit 551 and retrofits | 453 | 1797 | Rate Constraint in lbs/MMBtu | FALSE | L | Annual | Fuel Consumed | TBtu | 0.060496 | 0.060496 | 0.060496 | 0.45372 | 0.6016 | 0.30752 | 0.30752 | 0.30752
IL Fac. Spec. - NOX Rate Summer v3.1, Unit 551 and retrofits | 453 | 1797 | Rate Constraint in lbs/MMBtu | FALSE | L | Annual | Rate | lb/MMBtu | 0.03725 | 0.03725 | 0.03725 | 0.03725 | 0.03725 | 0.03725 | 0.03725 | 0.03725
IL Fac. Spec. - NOX Rate Summer v3.1, Unit 551 and retrofits | 453 | 1797 | Rate Constraint in lbs/MMBtu | FALSE | L | Annual | Generation | TWh | 0.005356 | 0.005356 | 0.005356 | 0.04017 | 0.053262 | 0.027226 | 0.027226 | 0.027226
IL Fac. Spec. - NOX Rate Summer v3.1, Unit 551 and retrofits | 453 | 1797 | Rate Constraint in lbs/MMBtu | FALSE | L | Annual | Qualifying Generation | TWh | 0.005356 | 0.005356 | 0.005356 | 0.04017 | 0.053262 | 0.027226 | 0.027226 | 0.027226
IL Fac. Spec. - NOX Rate Summer v3.1, Unit 551 and retrofits | 453 | 1797 | Rate Constraint in lbs/MMBtu | FALSE | L | Annual | Rate | lb/MWh | 0.42074 | 0.42074 | 0.42074 | 0.42074 | 0.42074 | 0.42074 | 0.42074 | 0.42074
IL Fac. Spec. - NOX Rate Summer v3.1, Unit 551 and retrofits | 453 | 1797 | Rate Constraint in lbs/MMBtu | FALSE | L | Annual | Constraint Shadow Price | US2016$/Ton | 0 | 0 | 0 | 0 | 0 | 0 | 0 | 0
IL Fac. Spec. - NOX Rate Summer v3.1, Unit 552 and retrofits | 454 | 1797 | Rate Constraint in lbs/MMBtu | FALSE | L | Annual | Seasons Included | Seasons | Summer | Summer | Summer | Summer | Summer | Summer | Summer | Summer
IL Fac. Spec. - NOX Rate Summer v3.1, Unit 552 and retrofits | 454 | 1797 | Rate Constraint in lbs/MMBtu | FALSE | L | Annual | Standard NOX | lb/MMBtu | 0.25 | 0.25 | 0.25 | 0.25 | 0.25 | 0.25 | 0.25 | 0.25
IL Fac. Spec. - NOX Rate Summer v3.1, Unit 552 and retrofits | 454 | 1797 | Rate Constraint in lbs/MMBtu | FALSE | L | Annual | Emissions at Affected Plants NOX | Thousand Tons | 0.0011069 | 0.0011069 | 0.0011069 | 0.0083018 | 0.011008 | 0.0056268 | 0.0056268 | 0.0057406
IL Fac. Spec. - NOX Rate Summer v3.1, Unit 552 and retrofits | 454 | 1797 | Rate Constraint in lbs/MMBtu | FALSE | L | Annual | Allowances Purchased NOX | Thousand Tons | 0 | 0 | 0 | 0 | 0 | 0 | 0 | 0
IL Fac. Spec. - NOX Rate Summer v3.1, Unit 552 and retrofits | 454 | 1797 | Rate Constraint in lbs/MMBtu | FALSE | L | Annual | Allowances Sold NOX | Thousand Tons | 0 | 0 | 0 | 0 | 0 | 0 | 0 | 0
IL Fac. Spec. - NOX Rate Summer v3.1, Unit 552 and retrofits | 454 | 1797 | Rate Constraint in lbs/MMBtu | FALSE | L | Annual | Allowances Banked | Thousand Tons | 0 | 0 | 0 | 0 | 0 | 0 | 0 | 0
IL Fac. Spec. - NOX Rate Summer v3.1, Unit 552 and retrofits | 454 | 1797 | Rate Constraint in lbs/MMBtu | FALSE | L | Annual | Allowances Withdrawn (1:1) | Thousand Tons | 0 | 0 | 0 | 0 | 0 | 0 | 0 | 0
IL Fac. Spec. - NOX Rate Summer v3.1, Unit 552 and retrofits | 454 | 1797 | Rate Constraint in lbs/MMBtu | FALSE | L | Annual | Allowances Withdrawn (n:1) | Thousand Tons | 0 | 0 | 0 | 0 | 0 | 0 | 0 | 0
IL Fac. Spec. - NOX Rate Summer v3.1, Unit 552 and retrofits | 454 | 1797 | Rate Constraint in lbs/MMBtu | FALSE | L | Annual | Net Emissions Allowance Position | Thousand Tons | 0.0011069 | 0.0011069 | 0.0011069 | 0.0083018 | 0.011008 | 0.0056268 | 0.0056268 | 0.0057406
IL Fac. Spec. - NOX Rate Summer v3.1, Unit 552 and retrofits | 454 | 1797 | Rate Constraint in lbs/MMBtu | FALSE | L | Annual | Fuel Consumed | TBtu | 0.061054 | 0.061054 | 0.061054 | 0.45791 | 0.60715 | 0.31036 | 0.31036 | 0.31663
IL Fac. Spec. - NOX Rate Summer v3.1, Unit 552 and retrofits | 454 | 1797 | Rate Constraint in lbs/MMBtu | FALSE | L | Annual | Rate | lb/MMBtu | 0.03626 | 0.03626 | 0.03626 | 0.03626 | 0.03626 | 0.03626 | 0.03626 | 0.03626
IL Fac. Spec. - NOX Rate Summer v3.1, Unit 552 and retrofits | 454 | 1797 | Rate Constraint in lbs/MMBtu | FALSE | L | Annual | Generation | TWh | 0.0054054 | 0.0054054 | 0.0054054 | 0.040541 | 0.053754 | 0.027477 | 0.027477 | 0.028033
IL Fac. Spec. - NOX Rate Summer v3.1, Unit 552 and retrofits | 454 | 1797 | Rate Constraint in lbs/MMBtu | FALSE | L | Annual | Qualifying Generation | TWh | 0.0054054 | 0.0054054 | 0.0054054 | 0.040541 | 0.053754 | 0.027477 | 0.027477 | 0.028033
IL Fac. Spec. - NOX Rate Summer v3.1, Unit 552 and retrofits | 454 | 1797 | Rate Constraint in lbs/MMBtu | FALSE | L | Annual | Rate | lb/MWh | 0.40956 | 0.40956 | 0.40956 | 0.40956 | 0.40956 | 0.40956 | 0.40956 | 0.40956
IL Fac. Spec. - NOX Rate Summer v3.1, Unit 552 and retrofits | 454 | 1797 | Rate Constraint in lbs/MMBtu | FALSE | L | Annual | Constraint Shadow Price | US2016$/Ton | 0 | 0 | 0 | 0 | 0 | 0 | 0 | 0
IL Fac. Spec. - NOX Rate Summer v3.1, Unit 553 and retrofits | 455 | 1797 | Rate Constraint in lbs/MMBtu | FALSE | L | Annual | Seasons Included | Seasons | Summer | Summer | Summer | Summer | Summer | Summer | Summer | Summer
IL Fac. Spec. - NOX Rate Summer v3.1, Unit 553 and retrofits | 455 | 1797 | Rate Constraint in lbs/MMBtu | FALSE | L | Annual | Standard NOX | lb/MMBtu | 0.25 | 0.25 | 0.25 | 0.25 | 0.25 | 0.25 | 0.25 | 0.25
IL Fac. Spec. - NOX Rate Summer v3.1, Unit 553 and retrofits | 455 | 1797 | Rate Constraint in lbs/MMBtu | FALSE | L | Annual | Emissions at Affected Plants NOX | Thousand Tons | 0.0010631 | 0.0010631 | 0.0010631 | 0.0079735 | 0.010572 | 0.0054042 | 0.0054042 | 0.0054042
IL Fac. Spec. - NOX Rate Summer v3.1, Unit 553 and retrofits | 455 | 1797 | Rate Constraint in lbs/MMBtu | FALSE | L | Annual | Allowances Purchased NOX | Thousand Tons | 0 | 0 | 0 | 0 | 0 | 0 | 0 | 0
IL Fac. Spec. - NOX Rate Summer v3.1, Unit 553 and retrofits | 455 | 1797 | Rate Constraint in lbs/MMBtu | FALSE | L | Annual | Allowances Sold NOX | Thousand Tons | 0 | 0 | 0 | 0 | 0 | 0 | 0 | 0
IL Fac. Spec. - NOX Rate Summer v3.1, Unit 553 and retrofits | 455 | 1797 | Rate Constraint in lbs/MMBtu | FALSE | L | Annual | Allowances Banked | Thousand Tons | 0 | 0 | 0 | 0 | 0 | 0 | 0 | 0
IL Fac. Spec. - NOX Rate Summer v3.1, Unit 553 and retrofits | 455 | 1797 | Rate Constraint in lbs/MMBtu | FALSE | L | Annual | Allowances Withdrawn (1:1) | Thousand Tons | 0 | 0 | 0 | 0 | 0 | 0 | 0 | 0
IL Fac. Spec. - NOX Rate Summer v3.1, Unit 553 and retrofits | 455 | 1797 | Rate Constraint in lbs/MMBtu | FALSE | L | Annual | Allowances Withdrawn (n:1) | Thousand Tons | 0 | 0 | 0 | 0 | 0 | 0 | 0 | 0
IL Fac. Spec. - NOX Rate Summer v3.1, Unit 553 and retrofits | 455 | 1797 | Rate Constraint in lbs/MMBtu | FALSE | L | Annual | Net Emissions Allowance Position | Thousand Tons | 0.0010631 | 0.0010631 | 0.0010631 | 0.0079735 | 0.010572 | 0.0054042 | 0.0054042 | 0.0054042
IL Fac. Spec. - NOX Rate Summer v3.1, Unit 553 and retrofits | 455 | 1797 | Rate Constraint in lbs/MMBtu | FALSE | L | Annual | Fuel Consumed | TBtu | 0.06124 | 0.06124 | 0.06124 | 0.4593 | 0.609 | 0.3113 | 0.3113 | 0.3113
IL Fac. Spec. - NOX Rate Summer v3.1, Unit 553 and retrofits | 455 | 1797 | Rate Constraint in lbs/MMBtu | FALSE | L | Annual | Rate | lb/MMBtu | 0.03472 | 0.03472 | 0.03472 | 0.03472 | 0.03472 | 0.03472 | 0.03472 | 0.03472
IL Fac. Spec. - NOX Rate Summer v3.1, Unit 553 and retrofits | 455 | 1797 | Rate Constraint in lbs/MMBtu | FALSE | L | Annual | Generation | TWh | 0.0054219 | 0.0054219 | 0.0054219 | 0.040664 | 0.053918 | 0.027561 | 0.027561 | 0.027561
IL Fac. Spec. - NOX Rate Summer v3.1, Unit 553 and retrofits | 455 | 1797 | Rate Constraint in lbs/MMBtu | FALSE | L | Annual | Qualifying Generation | TWh | 0.0054219 | 0.0054219 | 0.0054219 | 0.040664 | 0.053918 | 0.027561 | 0.027561 | 0.027561
IL Fac. Spec. - NOX Rate Summer v3.1, Unit 553 and retrofits | 455 | 1797 | Rate Constraint in lbs/MMBtu | FALSE | L | Annual | Rate | lb/MWh | 0.39216 | 0.39216 | 0.39216 | 0.39216 | 0.39216 | 0.39216 | 0.39216 | 0.39216
IL Fac. Spec. - NOX Rate Summer v3.1, Unit 553 and retrofits | 455 | 1797 | Rate Constraint in lbs/MMBtu | FALSE | L | Annual | Constraint Shadow Price | US2016$/Ton | 0 | 0 | 0 | 0 | 0 | 0 | 0 | 0
IL Fac. Spec. - NOX Rate Summer v3.1, Unit 554 and retrofits | 456 | 1797 | Rate Constraint in lbs/MMBtu | FALSE | L | Annual | Seasons Included | Seasons | Summer | Summer | Summer | Summer | Summer | Summer | Summer | Summer
IL Fac. Spec. - NOX Rate Summer v3.1, Unit 554 and retrofits | 456 | 1797 | Rate Constraint in lbs/MMBtu | FALSE | L | Annual | Standard NOX | lb/MMBtu | 0.25 | 0.25 | 0.25 | 0.25 | 0.25 | 0.25 | 0.25 | 0.25
IL Fac. Spec. - NOX Rate Summer v3.1, Unit 554 and retrofits | 456 | 1797 | Rate Constraint in lbs/MMBtu | FALSE | L | Annual | Emissions at Affected Plants NOX | Thousand Tons | 0.00061089 | 0.00061089 | 0.0031054 | 0.0045817 | 0.006075 | 0.0031054 | 0.0031054 | 0.006075
IL Fac. Spec. - NOX Rate Summer v3.1, Unit 554 and retrofits | 456 | 1797 | Rate Constraint in lbs/MMBtu | FALSE | L | Annual | Allowances Purchased NOX | Thousand Tons | 0 | 0 | 0 | 0 | 0 | 0 | 0 | 0
IL Fac. Spec. - NOX Rate Summer v3.1, Unit 554 and retrofits | 456 | 1797 | Rate Constraint in lbs/MMBtu | FALSE | L | Annual | Allowances Sold NOX | Thousand Tons | 0 | 0 | 0 | 0 | 0 | 0 | 0 | 0
IL Fac. Spec. - NOX Rate Summer v3.1, Unit 554 and retrofits | 456 | 1797 | Rate Constraint in lbs/MMBtu | FALSE | L | Annual | Allowances Banked | Thousand Tons | 0 | 0 | 0 | 0 | 0 | 0 | 0 | 0
IL Fac. Spec. - NOX Rate Summer v3.1, Unit 554 and retrofits | 456 | 1797 | Rate Constraint in lbs/MMBtu | FALSE | L | Annual | Allowances Withdrawn (1:1) | Thousand Tons | 0 | 0 | 0 | 0 | 0 | 0 | 0 | 0
IL Fac. Spec. - NOX Rate Summer v3.1, Unit 554 and retrofits | 456 | 1797 | Rate Constraint in lbs/MMBtu | FALSE | L | Annual | Allowances Withdrawn (n:1) | Thousand Tons | 0 | 0 | 0 | 0 | 0 | 0 | 0 | 0
IL Fac. Spec. - NOX Rate Summer v3.1, Unit 554 and retrofits | 456 | 1797 | Rate Constraint in lbs/MMBtu | FALSE | L | Annual | Net Emissions Allowance Position | Thousand Tons | 0.00061089 | 0.00061089 | 0.0031054 | 0.0045817 | 0.006075 | 0.0031054 | 0.0031054 | 0.006075
IL Fac. Spec. - NOX Rate Summer v3.1, Unit 554 and retrofits | 456 | 1797 | Rate Constraint in lbs/MMBtu | FALSE | L | Annual | Fuel Consumed | TBtu | 0.016437 | 0.016437 | 0.083556 | 0.12328 | 0.16346 | 0.083556 | 0.083556 | 0.16346
IL Fac. Spec. - NOX Rate Summer v3.1, Unit 554 and retrofits | 456 | 1797 | Rate Constraint in lbs/MMBtu | FALSE | L | Annual | Rate | lb/MMBtu | 0.07433 | 0.07433 | 0.07433 | 0.07433 | 0.07433 | 0.07433 | 0.07433 | 0.07433
IL Fac. Spec. - NOX Rate Summer v3.1, Unit 554 and retrofits | 456 | 1797 | Rate Constraint in lbs/MMBtu | FALSE | L | Annual | Generation | TWh | 0.0014554 | 0.0014554 | 0.0073983 | 0.010915 | 0.014473 | 0.0073983 | 0.0073983 | 0.014473
IL Fac. Spec. - NOX Rate Summer v3.1, Unit 554 and retrofits | 456 | 1797 | Rate Constraint in lbs/MMBtu | FALSE | L | Annual | Qualifying Generation | TWh | 0.0014554 | 0.0014554 | 0.0073983 | 0.010915 | 0.014473 | 0.0073983 | 0.0073983 | 0.014473
IL Fac. Spec. - NOX Rate Summer v3.1, Unit 554 and retrofits | 456 | 1797 | Rate Constraint in lbs/MMBtu | FALSE | L | Annual | Rate | lb/MWh | 0.83948 | 0.83948 | 0.83948 | 0.83948 | 0.83948 | 0.83948 | 0.83948 | 0.83948
IL Fac. Spec. - NOX Rate Summer v3.1, Unit 554 and retrofits | 456 | 1797 | Rate Constraint in lbs/MMBtu | FALSE | L | Annual | Constraint Shadow Price | US2016$/Ton | 0 | 0 | 0 | 0 | 0 | 0 | 0 | 0
IL Fac. Spec. - NOX Rate Summer v3.1, Unit 555 and retrofits | 457 | 1797 | Rate Constraint in lbs/MMBtu | FALSE | L | Annual | Seasons Included | Seasons | Summer | Summer | Summer | Summer | Summer | Summer | Summer | Summer
IL Fac. Spec. - NOX Rate Summer v3.1, Unit 555 and retrofits | 457 | 1797 | Rate Constraint in lbs/MMBtu | FALSE | L | Annual | Standard NOX | lb/MMBtu | 0.25 | 0.25 | 0.25 | 0.25 | 0.25 | 0.25 | 0.25 | 0.25
IL Fac. Spec. - NOX Rate Summer v3.1, Unit 555 and retrofits | 457 | 1797 | Rate Constraint in lbs/MMBtu | FALSE | L | Annual | Emissions at Affected Plants NOX | Thousand Tons | 0.00061645 | 0.00061645 | 0.0031336 | 0.0046234 | 0.0061303 | 0.0031336 | 0.0031336 | 0.0061303
IL Fac. Spec. - NOX Rate Summer v3.1, Unit 555 and retrofits | 457 | 1797 | Rate Constraint in lbs/MMBtu | FALSE | L | Annual | Allowances Purchased NOX | Thousand Tons | 0 | 0 | 0 | 0 | 0 | 0 | 0 | 0
IL Fac. Spec. - NOX Rate Summer v3.1, Unit 555 and retrofits | 457 | 1797 | Rate Constraint in lbs/MMBtu | FALSE | L | Annual | Allowances Sold NOX | Thousand Tons | 0 | 0 | 0 | 0 | 0 | 0 | 0 | 0
IL Fac. Spec. - NOX Rate Summer v3.1, Unit 555 and retrofits | 457 | 1797 | Rate Constraint in lbs/MMBtu | FALSE | L | Annual | Allowances Banked | Thousand Tons | 0 | 0 | 0 | 0 | 0 | 0 | 0 | 0
IL Fac. Spec. - NOX Rate Summer v3.1, Unit 555 and retrofits | 457 | 1797 | Rate Constraint in lbs/MMBtu | FALSE | L | Annual | Allowances Withdrawn (1:1) | Thousand Tons | 0 | 0 | 0 | 0 | 0 | 0 | 0 | 0
IL Fac. Spec. - NOX Rate Summer v3.1, Unit 555 and retrofits | 457 | 1797 | Rate Constraint in lbs/MMBtu | FALSE | L | Annual | Allowances Withdrawn (n:1) | Thousand Tons | 0 | 0 | 0 | 0 | 0 | 0 | 0 | 0
IL Fac. Spec. - NOX Rate Summer v3.1, Unit 555 and retrofits | 457 | 1797 | Rate Constraint in lbs/MMBtu | FALSE | L | Annual | Net Emissions Allowance Position | Thousand Tons | 0.00061645 | 0.00061645 | 0.0031336 | 0.0046234 | 0.0061303 | 0.0031336 | 0.0031336 | 0.0061303
IL Fac. Spec. - NOX Rate Summer v3.1, Unit 555 and retrofits | 457 | 1797 | Rate Constraint in lbs/MMBtu | FALSE | L | Annual | Fuel Consumed | TBtu | 0.016257 | 0.016257 | 0.082638 | 0.12192 | 0.16166 | 0.082638 | 0.082638 | 0.16166
IL Fac. Spec. - NOX Rate Summer v3.1, Unit 555 and retrofits | 457 | 1797 | Rate Constraint in lbs/MMBtu | FALSE | L | Annual | Rate | lb/MMBtu | 0.07584 | 0.07584 | 0.07584 | 0.07584 | 0.07584 | 0.07584 | 0.07584 | 0.07584
IL Fac. Spec. - NOX Rate Summer v3.1, Unit 555 and retrofits | 457 | 1797 | Rate Constraint in lbs/MMBtu | FALSE | L | Annual | Generation | TWh | 0.0014394 | 0.0014394 | 0.007317 | 0.010796 | 0.014314 | 0.007317 | 0.007317 | 0.014314
IL Fac. Spec. - NOX Rate Summer v3.1, Unit 555 and retrofits | 457 | 1797 | Rate Constraint in lbs/MMBtu | FALSE | L | Annual | Qualifying Generation | TWh | 0.0014394 | 0.0014394 | 0.007317 | 0.010796 | 0.014314 | 0.007317 | 0.007317 | 0.014314
IL Fac. Spec. - NOX Rate Summer v3.1, Unit 555 and retrofits | 457 | 1797 | Rate Constraint in lbs/MMBtu | FALSE | L | Annual | Rate | lb/MWh | 0.85654 | 0.85654 | 0.85654 | 0.85654 | 0.85654 | 0.85654 | 0.85654 | 0.85654
IL Fac. Spec. - NOX Rate Summer v3.1, Unit 555 and retrofits | 457 | 1797 | Rate Constraint in lbs/MMBtu | FALSE | L | Annual | Constraint Shadow Price | US2016$/Ton | 0 | 0 | 0 | 0 | 0 | 0 | 0 | 0
IL Fac. Spec. - NOX Rate Summer v3.1, Unit 556 and retrofits | 458 | 1797 | Rate Constraint in lbs/MMBtu | FALSE | L | Annual | Seasons Included | Seasons | Summer | Summer | Summer | Summer | Summer | Summer | Summer | Summer
IL Fac. Spec. - NOX Rate Summer v3.1, Unit 556 and retrofits | 458 | 1797 | Rate Constraint in lbs/MMBtu | FALSE | L | Annual | Standard NOX | lb/MMBtu | 0.25 | 0.25 | 0.25 | 0.25 | 0.25 | 0.25 | 0.25 | 0.25
IL Fac. Spec. - NOX Rate Summer v3.1, Unit 556 and retrofits | 458 | 1797 | Rate Constraint in lbs/MMBtu | FALSE | L | Annual | Emissions at Affected Plants NOX | Thousand Tons | 0.00069018 | 0.00069018 | 0.0035084 | 0.0051763 | 0.0068634 | 0.0035084 | 0.0035084 | 0.0068634
IL Fac. Spec. - NOX Rate Summer v3.1, Unit 556 and retrofits | 458 | 1797 | Rate Constraint in lbs/MMBtu | FALSE | L | Annual | Allowances Purchased NOX | Thousand Tons | 0 | 0 | 0 | 0 | 0 | 0 | 0 | 0
IL Fac. Spec. - NOX Rate Summer v3.1, Unit 556 and retrofits | 458 | 1797 | Rate Constraint in lbs/MMBtu | FALSE | L | Annual | Allowances Sold NOX | Thousand Tons | 0 | 0 | 0 | 0 | 0 | 0 | 0 | 0
IL Fac. Spec. - NOX Rate Summer v3.1, Unit 556 and retrofits | 458 | 1797 | Rate Constraint in lbs/MMBtu | FALSE | L | Annual | Allowances Banked | Thousand Tons | 0 | 0 | 0 | 0 | 0 | 0 | 0 | 0
IL Fac. Spec. - NOX Rate Summer v3.1, Unit 556 and retrofits | 458 | 1797 | Rate Constraint in lbs/MMBtu | FALSE | L | Annual | Allowances Withdrawn (1:1) | Thousand Tons | 0 | 0 | 0 | 0 | 0 | 0 | 0 | 0
IL Fac. Spec. - NOX Rate Summer v3.1, Unit 556 and retrofits | 458 | 1797 | Rate Constraint in lbs/MMBtu | FALSE | L | Annual | Allowances Withdrawn (n:1) | Thousand Tons | 0 | 0 | 0 | 0 | 0 | 0 | 0 | 0
IL Fac. Spec. - NOX Rate Summer v3.1, Unit 556 and retrofits | 458 | 1797 | Rate Constraint in lbs/MMBtu | FALSE | L | Annual | Net Emissions Allowance Position | Thousand Tons | 0.00069018 | 0.00069018 | 0.0035084 | 0.0051763 | 0.0068634 | 0.0035084 | 0.0035084 | 0.0068634
IL Fac. Spec. - NOX Rate Summer v3.1, Unit 556 and retrofits | 458 | 1797 | Rate Constraint in lbs/MMBtu | FALSE | L | Annual | Fuel Consumed | TBtu | 0.016257 | 0.016257 | 0.082638 | 0.12192 | 0.16166 | 0.082638 | 0.082638 | 0.16166
IL Fac. Spec. - NOX Rate Summer v3.1, Unit 556 and retrofits | 458 | 1797 | Rate Constraint in lbs/MMBtu | FALSE | L | Annual | Rate | lb/MMBtu | 0.08491 | 0.08491 | 0.08491 | 0.08491 | 0.08491 | 0.08491 | 0.08491 | 0.08491
IL Fac. Spec. - NOX Rate Summer v3.1, Unit 556 and retrofits | 458 | 1797 | Rate Constraint in lbs/MMBtu | FALSE | L | Annual | Generation | TWh | 0.0014394 | 0.0014394 | 0.007317 | 0.010796 | 0.014314 | 0.007317 | 0.007317 | 0.014314
IL Fac. Spec. - NOX Rate Summer v3.1, Unit 556 and retrofits | 458 | 1797 | Rate Constraint in lbs/MMBtu | FALSE | L | Annual | Qualifying Generation | TWh | 0.0014394 | 0.0014394 | 0.007317 | 0.010796 | 0.014314 | 0.007317 | 0.007317 | 0.014314
IL Fac. Spec. - NOX Rate Summer v3.1, Unit 556 and retrofits | 458 | 1797 | Rate Constraint in lbs/MMBtu | FALSE | L | Annual | Rate | lb/MWh | 0.95897 | 0.95897 | 0.95897 | 0.95897 | 0.95897 | 0.95897 | 0.95897 | 0.95897
IL Fac. Spec. - NOX Rate Summer v3.1, Unit 556 and retrofits | 458 | 1797 | Rate Constraint in lbs/MMBtu | FALSE | L | Annual | Constraint Shadow Price | US2016$/Ton | 0 | 0 | 0 | 0 | 0 | 0 | 0 | 0
IL Fac. Spec. - NOX Rate Summer v3.1, Unit 557 and retrofits | 459 | 1797 | Rate Constraint in lbs/MMBtu | FALSE | L | Annual | Seasons Included | Seasons | Summer | Summer | Summer | Summer | Summer | Summer | Summer | Summer
IL Fac. Spec. - NOX Rate Summer v3.1, Unit 557 and retrofits | 459 | 1797 | Rate Constraint in lbs/MMBtu | FALSE | L | Annual | Standard NOX | lb/MMBtu | 0.25 | 0.25 | 0.25 | 0.25 | 0.25 | 0.25 | 0.25 | 0.25
IL Fac. Spec. - NOX Rate Summer v3.1, Unit 557 and retrofits | 459 | 1797 | Rate Constraint in lbs/MMBtu | FALSE | L | Annual | Emissions at Affected Plants NOX | Thousand Tons | 0.00064483 | 0.00064483 | 0.0032779 | 0.0048363 | 0.0064125 | 0.0032779 | 0.0032779 | 0.0064125
IL Fac. Spec. - NOX Rate Summer v3.1, Unit 557 and retrofits | 459 | 1797 | Rate Constraint in lbs/MMBtu | FALSE | L | Annual | Allowances Purchased NOX | Thousand Tons | 0 | 0 | 0 | 0 | 0 | 0 | 0 | 0
IL Fac. Spec. - NOX Rate Summer v3.1, Unit 557 and retrofits | 459 | 1797 | Rate Constraint in lbs/MMBtu | FALSE | L | Annual | Allowances Sold NOX | Thousand Tons | 0 | 0 | 0 | 0 | 0 | 0 | 0 | 0
IL Fac. Spec. - NOX Rate Summer v3.1, Unit 557 and retrofits | 459 | 1797 | Rate Constraint in lbs/MMBtu | FALSE | L | Annual | Allowances Banked | Thousand Tons | 0 | 0 | 0 | 0 | 0 | 0 | 0 | 0
IL Fac. Spec. - NOX Rate Summer v3.1, Unit 557 and retrofits | 459 | 1797 | Rate Constraint in lbs/MMBtu | FALSE | L | Annual | Allowances Withdrawn (1:1) | Thousand Tons | 0 | 0 | 0 | 0 | 0 | 0 | 0 | 0
IL Fac. Spec. - NOX Rate Summer v3.1, Unit 557 and retrofits | 459 | 1797 | Rate Constraint in lbs/MMBtu | FALSE | L | Annual | Allowances Withdrawn (n:1) | Thousand Tons | 0 | 0 | 0 | 0 | 0 | 0 | 0 | 0
IL Fac. Spec. - NOX Rate Summer v3.1, Unit 557 and retrofits | 459 | 1797 | Rate Constraint in lbs/MMBtu | FALSE | L | Annual | Net Emissions Allowance Position | Thousand Tons | 0.00064483 | 0.00064483 | 0.0032779 | 0.0048363 | 0.0064125 | 0.0032779 | 0.0032779 | 0.0064125
IL Fac. Spec. - NOX Rate Summer v3.1, Unit 557 and retrofits | 459 | 1797 | Rate Constraint in lbs/MMBtu | FALSE | L | Annual | Fuel Consumed | TBtu | 0.016437 | 0.016437 | 0.083556 | 0.12328 | 0.16346 | 0.083556 | 0.083556 | 0.16346
IL Fac. Spec. - NOX Rate Summer v3.1, Unit 557 and retrofits | 459 | 1797 | Rate Constraint in lbs/MMBtu | FALSE | L | Annual | Rate | lb/MMBtu | 0.07846 | 0.07846 | 0.07846 | 0.07846 | 0.07846 | 0.07846 | 0.07846 | 0.07846
IL Fac. Spec. - NOX Rate Summer v3.1, Unit 557 and retrofits | 459 | 1797 | Rate Constraint in lbs/MMBtu | FALSE | L | Annual | Generation | TWh | 0.0014554 | 0.0014554 | 0.0073983 | 0.010915 | 0.014473 | 0.0073983 | 0.0073983 | 0.014473
IL Fac. Spec. - NOX Rate Summer v3.1, Unit 557 and retrofits | 459 | 1797 | Rate Constraint in lbs/MMBtu | FALSE | L | Annual | Qualifying Generation | TWh | 0.0014554 | 0.0014554 | 0.0073983 | 0.010915 | 0.014473 | 0.0073983 | 0.0073983 | 0.014473
IL Fac. Spec. - NOX Rate Summer v3.1, Unit 557 and retrofits | 459 | 1797 | Rate Constraint in lbs/MMBtu | FALSE | L | Annual | Rate | lb/MWh | 0.88613 | 0.88613 | 0.88613 | 0.88613 | 0.88613 | 0.88613 | 0.88613 | 0.88613
IL Fac. Spec. - NOX Rate Summer v3.1, Unit 557 and retrofits | 459 | 1797 | Rate Constraint in lbs/MMBtu | FALSE | L | Annual | Constraint Shadow Price | US2016$/Ton | 0 | 0 | 0 | 0 | 0 | 0 | 0 | 0
IL Fac. Spec. - NOX Rate Summer v3.1, Unit 558 and retrofits | 460 | 1797 | Rate Constraint in lbs/MMBtu | FALSE | L | Annual | Seasons Included | Seasons | Summer | Summer | Summer | Summer | Summer | Summer | Summer | Summer
IL Fac. Spec. - NOX Rate Summer v3.1, Unit 558 and retrofits | 460 | 1797 | Rate Constraint in lbs/MMBtu | FALSE | L | Annual | Standard NOX | lb/MMBtu | 0.25 | 0.25 | 0.25 | 0.25 | 0.25 | 0.25 | 0.25 | 0.25
IL Fac. Spec. - NOX Rate Summer v3.1, Unit 558 and retrofits | 460 | 1797 | Rate Constraint in lbs/MMBtu | FALSE | L | Annual | Emissions at Affected Plants NOX | Thousand Tons | 0.00059774 | 0.00059774 | 0.00191 | 0.0044831 | 0.0059442 | 0.0030385 | 0.0030385 | 0.0059442
IL Fac. Spec. - NOX Rate Summer v3.1, Unit 558 and retrofits | 460 | 1797 | Rate Constraint in lbs/MMBtu | FALSE | L | Annual | Allowances Purchased NOX | Thousand Tons | 0 | 0 | 0 | 0 | 0 | 0 | 0 | 0
IL Fac. Spec. - NOX Rate Summer v3.1, Unit 558 and retrofits | 460 | 1797 | Rate Constraint in lbs/MMBtu | FALSE | L | Annual | Allowances Sold NOX | Thousand Tons | 0 | 0 | 0 | 0 | 0 | 0 | 0 | 0
IL Fac. Spec. - NOX Rate Summer v3.1, Unit 558 and retrofits | 460 | 1797 | Rate Constraint in lbs/MMBtu | FALSE | L | Annual | Allowances Banked | Thousand Tons | 0 | 0 | 0 | 0 | 0 | 0 | 0 | 0
IL Fac. Spec. - NOX Rate Summer v3.1, Unit 558 and retrofits | 460 | 1797 | Rate Constraint in lbs/MMBtu | FALSE | L | Annual | Allowances Withdrawn (1:1) | Thousand Tons | 0 | 0 | 0 | 0 | 0 | 0 | 0 | 0
IL Fac. Spec. - NOX Rate Summer v3.1, Unit 558 and retrofits | 460 | 1797 | Rate Constraint in lbs/MMBtu | FALSE | L | Annual | Allowances Withdrawn (n:1) | Thousand Tons | 0 | 0 | 0 | 0 | 0 | 0 | 0 | 0
IL Fac. Spec. - NOX Rate Summer v3.1, Unit 558 and retrofits | 460 | 1797 | Rate Constraint in lbs/MMBtu | FALSE | L | Annual | Net Emissions Allowance Position | Thousand Tons | 0.00059774 | 0.00059774 | 0.00191 | 0.0044831 | 0.0059442 | 0.0030385 | 0.0030385 | 0.0059442
IL Fac. Spec. - NOX Rate Summer v3.1, Unit 558 and retrofits | 460 | 1797 | Rate Constraint in lbs/MMBtu | FALSE | L | Annual | Fuel Consumed | TBtu | 0.016437 | 0.016437 | 0.052522 | 0.12328 | 0.16346 | 0.083556 | 0.083556 | 0.16346
IL Fac. Spec. - NOX Rate Summer v3.1, Unit 558 and retrofits | 460 | 1797 | Rate Constraint in lbs/MMBtu | FALSE | L | Annual | Rate | lb/MMBtu | 0.07273 | 0.07273 | 0.07273 | 0.07273 | 0.07273 | 0.07273 | 0.07273 | 0.07273
IL Fac. Spec. - NOX Rate Summer v3.1, Unit 558 and retrofits | 460 | 1797 | Rate Constraint in lbs/MMBtu | FALSE | L | Annual | Generation | TWh | 0.0014554 | 0.0014554 | 0.0046504 | 0.010915 | 0.014473 | 0.0073983 | 0.0073983 | 0.014473
IL Fac. Spec. - NOX Rate Summer v3.1, Unit 558 and retrofits | 460 | 1797 | Rate Constraint in lbs/MMBtu | FALSE | L | Annual | Qualifying Generation | TWh | 0.0014554 | 0.0014554 | 0.0046504 | 0.010915 | 0.014473 | 0.0073983 | 0.0073983 | 0.014473
IL Fac. Spec. - NOX Rate Summer v3.1, Unit 558 and retrofits | 460 | 1797 | Rate Constraint in lbs/MMBtu | FALSE | L | Annual | Rate | lb/MWh | 0.82141 | 0.82141 | 0.82141 | 0.82141 | 0.82141 | 0.82141 | 0.82141 | 0.82141
IL Fac. Spec. - NOX Rate Summer v3.1, Unit 558 and retrofits | 460 | 1797 | Rate Constraint in lbs/MMBtu | FALSE | L | Annual | Constraint Shadow Price | US2016$/Ton | 0 | 0 | 0 | 0 | 0 | 0 | 0 | 0
IL Fac. Spec. - NOX Rate Summer v3.1, Unit 561 and retrofits | 461 | 1797 | Rate Constraint in lbs/MMBtu | FALSE | L | Annual | Seasons Included | Seasons | Summer | Summer | Summer | Summer | Summer | Summer | Summer | Summer
IL Fac. Spec. - NOX Rate Summer v3.1, Unit 561 and retrofits | 461 | 1797 | Rate Constraint in lbs/MMBtu | FALSE | L | Annual | Standard NOX | lb/MMBtu | 0.25 | 0.25 | 0.25 | 0.25 | 0.25 | 0.25 | 0.25 | 0.25
IL Fac. Spec. - NOX Rate Summer v3.1, Unit 561 and retrofits | 461 | 1797 | Rate Constraint in lbs/MMBtu | FALSE | L | Annual | Emissions at Affected Plants NOX | Thousand Tons | 0 | 0 | 0.0015958 | 0.0015958 | 0.0015958 | 0.0015958 | 0.0015958 | 0.0015958
IL Fac. Spec. - NOX Rate Summer v3.1, Unit 561 and retrofits | 461 | 1797 | Rate Constraint in lbs/MMBtu | FALSE | L | Annual | Allowances Purchased NOX | Thousand Tons | 0 | 0 | 0 | 0 | 0 | 0 | 0 | 0
IL Fac. Spec. - NOX Rate Summer v3.1, Unit 561 and retrofits | 461 | 1797 | Rate Constraint in lbs/MMBtu | FALSE | L | Annual | Allowances Sold NOX | Thousand Tons | 0 | 0 | 0 | 0 | 0 | 0 | 0 | 0
IL Fac. Spec. - NOX Rate Summer v3.1, Unit 561 and retrofits | 461 | 1797 | Rate Constraint in lbs/MMBtu | FALSE | L | Annual | Allowances Banked | Thousand Tons | 0 | 0 | 0 | 0 | 0 | 0 | 0 | 0
IL Fac. Spec. - NOX Rate Summer v3.1, Unit 561 and retrofits | 461 | 1797 | Rate Constraint in lbs/MMBtu | FALSE | L | Annual | Allowances Withdrawn (1:1) | Thousand Tons | 0 | 0 | 0 | 0 | 0 | 0 | 0 | 0
IL Fac. Spec. - NOX Rate Summer v3.1, Unit 561 and retrofits | 461 | 1797 | Rate Constraint in lbs/MMBtu | FALSE | L | Annual | Allowances Withdrawn (n:1) | Thousand Tons | 0 | 0 | 0 | 0 | 0 | 0 | 0 | 0
IL Fac. Spec. - NOX Rate Summer v3.1, Unit 561 and retrofits | 461 | 1797 | Rate Constraint in lbs/MMBtu | FALSE | L | Annual | Net Emissions Allowance Position | Thousand Tons | 0 | 0 | 0.0015958 | 0.0015958 | 0.0015958 | 0.0015958 | 0.0015958 | 0.0015958
IL Fac. Spec. - NOX Rate Summer v3.1, Unit 561 and retrofits | 461 | 1797 | Rate Constraint in lbs/MMBtu | FALSE | L | Annual | Fuel Consumed | TBtu | 0 | 0 | 0.042402 | 0.042402 | 0.042402 | 0.042402 | 0.042402 | 0.042402
IL Fac. Spec. - NOX Rate Summer v3.1, Unit 561 and retrofits | 461 | 1797 | Rate Constraint in lbs/MMBtu | FALSE | L | Annual | Rate | lb/MMBtu | 0 | 0 | 0.07527 | 0.07527 | 0.07527 | 0.07527 | 0.07527 | 0.07527
IL Fac. Spec. - NOX Rate Summer v3.1, Unit 561 and retrofits | 461 | 1797 | Rate Constraint in lbs/MMBtu | FALSE | L | Annual | Generation | TWh | 0 | 0 | 0.0034278 | 0.0034278 | 0.0034278 | 0.0034278 | 0.0034278 | 0.0034278
IL Fac. Spec. - NOX Rate Summer v3.1, Unit 561 and retrofits | 461 | 1797 | Rate Constraint in lbs/MMBtu | FALSE | L | Annual | Qualifying Generation | TWh | 0 | 0 | 0.0034278 | 0.0034278 | 0.0034278 | 0.0034278 | 0.0034278 | 0.0034278
IL Fac. Spec. - NOX Rate Summer v3.1, Unit 561 and retrofits | 461 | 1797 | Rate Constraint in lbs/MMBtu | FALSE | L | Annual | Rate | lb/MWh | 0 | 0 | 0.93109 | 0.93109 | 0.93109 | 0.93109 | 0.93109 | 0.93109
IL Fac. Spec. - NOX Rate Summer v3.1, Unit 561 and retrofits | 461 | 1797 | Rate Constraint in lbs/MMBtu | FALSE | L | Annual | Constraint Shadow Price | US2016$/Ton | 0 | 0 | 0 | 0 | 0 | 0 | 0 | 0
IL Fac. Spec. - NOX Rate Summer v3.1, Unit 562 and retrofits | 462 | 1797 | Rate Constraint in lbs/MMBtu | FALSE | L | Annual | Seasons Included | Seasons | Summer | Summer | Summer | Summer | Summer | Summer | Summer | Summer
IL Fac. Spec. - NOX Rate Summer v3.1, Unit 562 and retrofits | 462 | 1797 | Rate Constraint in lbs/MMBtu | FALSE | L | Annual | Standard NOX | lb/MMBtu | 0.25 | 0.25 | 0.25 | 0.25 | 0.25 | 0.25 | 0.25 | 0.25
IL Fac. Spec. - NOX Rate Summer v3.1, Unit 562 and retrofits | 462 | 1797 | Rate Constraint in lbs/MMBtu | FALSE | L | Annual | Emissions at Affected Plants NOX | Thousand Tons | 0 | 0 | 0.0017359 | 0.0017359 | 0.0017359 | 0.0017359 | 0.0017359 | 0.0017359
IL Fac. Spec. - NOX Rate Summer v3.1, Unit 562 and retrofits | 462 | 1797 | Rate Constraint in lbs/MMBtu | FALSE | L | Annual | Allowances Purchased NOX | Thousand Tons | 0 | 0 | 0 | 0 | 0 | 0 | 0 | 0
IL Fac. Spec. - NOX Rate Summer v3.1, Unit 562 and retrofits | 462 | 1797 | Rate Constraint in lbs/MMBtu | FALSE | L | Annual | Allowances Sold NOX | Thousand Tons | 0 | 0 | 0 | 0 | 0 | 0 | 0 | 0
IL Fac. Spec. - NOX Rate Summer v3.1, Unit 562 and retrofits | 462 | 1797 | Rate Constraint in lbs/MMBtu | FALSE | L | Annual | Allowances Banked | Thousand Tons | 0 | 0 | 0 | 0 | 0 | 0 | 0 | 0
IL Fac. Spec. - NOX Rate Summer v3.1, Unit 562 and retrofits | 462 | 1797 | Rate Constraint in lbs/MMBtu | FALSE | L | Annual | Allowances Withdrawn (1:1) | Thousand Tons | 0 | 0 | 0 | 0 | 0 | 0 | 0 | 0
IL Fac. Spec. - NOX Rate Summer v3.1, Unit 562 and retrofits | 462 | 1797 | Rate Constraint in lbs/MMBtu | FALSE | L | Annual | Allowances Withdrawn (n:1) | Thousand Tons | 0 | 0 | 0 | 0 | 0 | 0 | 0 | 0
IL Fac. Spec. - NOX Rate Summer v3.1, Unit 562 and retrofits | 462 | 1797 | Rate Constraint in lbs/MMBtu | FALSE | L | Annual | Net Emissions Allowance Position | Thousand Tons | 0 | 0 | 0.0017359 | 0.0017359 | 0.0017359 | 0.0017359 | 0.0017359 | 0.0017359
IL Fac. Spec. - NOX Rate Summer v3.1, Unit 562 and retrofits | 462 | 1797 | Rate Constraint in lbs/MMBtu | FALSE | L | Annual | Fuel Consumed | TBtu | 0 | 0 | 0.040758 | 0.040758 | 0.040758 | 0.040758 | 0.040758 | 0.040758
IL Fac. Spec. - NOX Rate Summer v3.1, Unit 562 and retrofits | 462 | 1797 | Rate Constraint in lbs/MMBtu | FALSE | L | Annual | Rate | lb/MMBtu | 0 | 0 | 0.08518 | 0.08518 | 0.08518 | 0.08518 | 0.08518 | 0.08518
IL Fac. Spec. - NOX Rate Summer v3.1, Unit 562 and retrofits | 462 | 1797 | Rate Constraint in lbs/MMBtu | FALSE | L | Annual | Generation | TWh | 0 | 0 | 0.003296 | 0.003296 | 0.003296 | 0.003296 | 0.003296 | 0.003296
IL Fac. Spec. - NOX Rate Summer v3.1, Unit 562 and retrofits | 462 | 1797 | Rate Constraint in lbs/MMBtu | FALSE | L | Annual | Qualifying Generation | TWh | 0 | 0 | 0.003296 | 0.003296 | 0.003296 | 0.003296 | 0.003296 | 0.003296
IL Fac. Spec. - NOX Rate Summer v3.1, Unit 562 and retrofits | 462 | 1797 | Rate Constraint in lbs/MMBtu | FALSE | L | Annual | Rate | lb/MWh | 0 | 0 | 1.0533 | 1.0533 | 1.0533 | 1.0533 | 1.0533 | 1.0533
IL Fac. Spec. - NOX Rate Summer v3.1, Unit 562 and retrofits | 462 | 1797 | Rate Constraint in lbs/MMBtu | FALSE | L | Annual | Constraint Shadow Price | US2016$/Ton | 0 | 0 | 0 | 0 | 0 | 0 | 0 | 0
IL Fac. Spec. - NOX Rate Summer v3.1, Unit 563 and retrofits | 463 | 1797 | Rate Constraint in lbs/MMBtu | FALSE | L | Annual | Seasons Included | Seasons | Summer | Summer | Summer | Summer | Summer | Summer | Summer | Summer
IL Fac. Spec. - NOX Rate Summer v3.1, Unit 563 and retrofits | 463 | 1797 | Rate Constraint in lbs/MMBtu | FALSE | L | Annual | Standard NOX | lb/MMBtu | 0.25 | 0.25 | 0.25 | 0.25 | 0.25 | 0.25 | 0.25 | 0.25
IL Fac. Spec. - NOX Rate Summer v3.1, Unit 563 and retrofits | 463 | 1797 | Rate Constraint in lbs/MMBtu | FALSE | L | Annual | Emissions at Affected Plants NOX | Thousand Tons | 0 | 0 | 0.0017068 | 0.0017068 | 0.0017068 | 0.0017068 | 0.0017068 | 0.0017068
IL Fac. Spec. - NOX Rate Summer v3.1, Unit 563 and retrofits | 463 | 1797 | Rate Constraint in lbs/MMBtu | FALSE | L | Annual | Allowances Purchased NOX | Thousand Tons | 0 | 0 | 0 | 0 | 0 | 0 | 0 | 0
IL Fac. Spec. - NOX Rate Summer v3.1, Unit 563 and retrofits | 463 | 1797 | Rate Constraint in lbs/MMBtu | FALSE | L | Annual | Allowances Sold NOX | Thousand Tons | 0 | 0 | 0 | 0 | 0 | 0 | 0 | 0
IL Fac. Spec. - NOX Rate Summer v3.1, Unit 563 and retrofits | 463 | 1797 | Rate Constraint in lbs/MMBtu | FALSE | L | Annual | Allowances Banked | Thousand Tons | 0 | 0 | 0 | 0 | 0 | 0 | 0 | 0
IL Fac. Spec. - NOX Rate Summer v3.1, Unit 563 and retrofits | 463 | 1797 | Rate Constraint in lbs/MMBtu | FALSE | L | Annual | Allowances Withdrawn (1:1) | Thousand Tons | 0 | 0 | 0 | 0 | 0 | 0 | 0 | 0
IL Fac. Spec. - NOX Rate Summer v3.1, Unit 563 and retrofits | 463 | 1797 | Rate Constraint in lbs/MMBtu | FALSE | L | Annual | Allowances Withdrawn (n:1) | Thousand Tons | 0 | 0 | 0 | 0 | 0 | 0 | 0 | 0
IL Fac. Spec. - NOX Rate Summer v3.1, Unit 563 and retrofits | 463 | 1797 | Rate Constraint in lbs/MMBtu | FALSE | L | Annual | Net Emissions Allowance Position | Thousand Tons | 0 | 0 | 0.0017068 | 0.0017068 | 0.0017068 | 0.0017068 | 0.0017068 | 0.0017068
IL Fac. Spec. - NOX Rate Summer v3.1, Unit 563 and retrofits | 463 | 1797 | Rate Constraint in lbs/MMBtu | FALSE | L | Annual | Fuel Consumed | TBtu | 0 | 0 | 0.041342 | 0.041342 | 0.041342 | 0.041342 | 0.041342 | 0.041342
IL Fac. Spec. - NOX Rate Summer v3.1, Unit 563 and retrofits | 463 | 1797 | Rate Constraint in lbs/MMBtu | FALSE | L | Annual | Rate | lb/MMBtu | 0 | 0 | 0.08257 | 0.08257 | 0.08257 | 0.08257 | 0.08257 | 0.08257
IL Fac. Spec. - NOX Rate Summer v3.1, Unit 563 and retrofits | 463 | 1797 | Rate Constraint in lbs/MMBtu | FALSE | L | Annual | Generation | TWh | 0 | 0 | 0.0033421 | 0.0033421 | 0.0033421 | 0.0033421 | 0.0033421 | 0.0033421
IL Fac. Spec. - NOX Rate Summer v3.1, Unit 563 and retrofits | 463 | 1797 | Rate Constraint in lbs/MMBtu | FALSE | L | Annual | Qualifying Generation | TWh | 0 | 0 | 0.0033421 | 0.0033421 | 0.0033421 | 0.0033421 | 0.0033421 | 0.0033421
IL Fac. Spec. - NOX Rate Summer v3.1, Unit 563 and retrofits | 463 | 1797 | Rate Constraint in lbs/MMBtu | FALSE | L | Annual | Rate | lb/MWh | 0 | 0 | 1.0214 | 1.0214 | 1.0214 | 1.0214 | 1.0214 | 1.0214
IL Fac. Spec. - NOX Rate Summer v3.1, Unit 563 and retrofits | 463 | 1797 | Rate Constraint in lbs/MMBtu | FALSE | L | Annual | Constraint Shadow Price | US2016$/Ton | 0 | 0 | 0 | 0 | 0 | 0 | 0 | 0
IL Fac. Spec. - NOX Rate Summer v3.1, Unit 564 and retrofits | 464 | 1797 | Rate Constraint in lbs/MMBtu | FALSE | L | Annual | Seasons Included | Seasons | Summer | Summer | Summer | Summer | Summer | Summer | Summer | Summer
IL Fac. Spec. - NOX Rate Summer v3.1, Unit 564 and retrofits | 464 | 1797 | Rate Constraint in lbs/MMBtu | FALSE | L | Annual | Standard NOX | lb/MMBtu | 0.25 | 0.25 | 0.25 | 0.25 | 0.25 | 0.25 | 0.25 | 0.25
IL Fac. Spec. - NOX Rate Summer v3.1, Unit 564 and retrofits | 464 | 1797 | Rate Constraint in lbs/MMBtu | FALSE | L | Annual | Emissions at Affected Plants NOX | Thousand Tons | 0 | 0 | 0.0010733 | 0.0010733 | 0.0010733 | 0.0010733 | 0.0010733 | 0.0010733
IL Fac. Spec. - NOX Rate Summer v3.1, Unit 564 and retrofits | 464 | 1797 | Rate Constraint in lbs/MMBtu | FALSE | L | Annual | Allowances Purchased NOX | Thousand Tons | 0 | 0 | 0 | 0 | 0 | 0 | 0 | 0
IL Fac. Spec. - NOX Rate Summer v3.1, Unit 564 and retrofits | 464 | 1797 | Rate Constraint in lbs/MMBtu | FALSE | L | Annual | Allowances Sold NOX | Thousand Tons | 0 | 0 | 0 | 0 | 0 | 0 | 0 | 0
IL Fac. Spec. - NOX Rate Summer v3.1, Unit 564 and retrofits | 464 | 1797 | Rate Constraint in lbs/MMBtu | FALSE | L | Annual | Allowances Banked | Thousand Tons | 0 | 0 | 0 | 0 | 0 | 0 | 0 | 0
IL Fac. Spec. - NOX Rate Summer v3.1, Unit 564 and retrofits | 464 | 1797 | Rate Constraint in lbs/MMBtu | FALSE | L | Annual | Allowances Withdrawn (1:1) | Thousand Tons | 0 | 0 | 0 | 0 | 0 | 0 | 0 | 0
IL Fac. Spec. - NOX Rate Summer v3.1, Unit 564 and retrofits | 464 | 1797 | Rate Constraint in lbs/MMBtu | FALSE | L | Annual | Allowances Withdrawn (n:1) | Thousand Tons | 0 | 0 | 0 | 0 | 0 | 0 | 0 | 0
IL Fac. Spec. - NOX Rate Summer v3.1, Unit 564 and retrofits | 464 | 1797 | Rate Constraint in lbs/MMBtu | FALSE | L | Annual | Net Emissions Allowance Position | Thousand Tons | 0 | 0 | 0.0010733 | 0.0010733 | 0.0010733 | 0.0010733 | 0.0010733 | 0.0010733
IL Fac. Spec. - NOX Rate Summer v3.1, Unit 564 and retrofits | 464 | 1797 | Rate Constraint in lbs/MMBtu | FALSE | L | Annual | Fuel Consumed | TBtu | 0 | 0 | 0.010516 | 0.010516 | 0.010516 | 0.010516 | 0.010516 | 0.010516
IL Fac. Spec. - NOX Rate Summer v3.1, Unit 564 and retrofits | 464 | 1797 | Rate Constraint in lbs/MMBtu | FALSE | L | Annual | Rate | lb/MMBtu | 0 | 0 | 0.20412 | 0.20412 | 0.20412 | 0.20412 | 0.20412 | 0.20412
IL Fac. Spec. - NOX Rate Summer v3.1, Unit 564 and retrofits | 464 | 1797 | Rate Constraint in lbs/MMBtu | FALSE | L | Annual | Generation | TWh | 0 | 0 | 0.00085085 | 0.00085085 | 0.00085085 | 0.00085085 | 0.00085085 | 0.00085085
IL Fac. Spec. - NOX Rate Summer v3.1, Unit 564 and retrofits | 464 | 1797 | Rate Constraint in lbs/MMBtu | FALSE | L | Annual | Qualifying Generation | TWh | 0 | 0 | 0.00085085 | 0.00085085 | 0.00085085 | 0.00085085 | 0.00085085 | 0.00085085
IL Fac. Spec. - NOX Rate Summer v3.1, Unit 564 and retrofits | 464 | 1797 | Rate Constraint in lbs/MMBtu | FALSE | L | Annual | Rate | lb/MWh | 0 | 0 | 2.5229 | 2.5229 | 2.5229 | 2.5229 | 2.5229 | 2.5229
IL Fac. Spec. - NOX Rate Summer v3.1, Unit 564 and retrofits | 464 | 1797 | Rate Constraint in lbs/MMBtu | FALSE | L | Annual | Constraint Shadow Price | US2016$/Ton | 0 | 0 | 0 | 0 | 0 | 0 | 0 | 0
IL Fac. Spec. - NOX Rate Summer v3.1, Unit 565 and retrofits | 465 | 1797 | Rate Constraint in lbs/MMBtu | FALSE | L | Annual | Seasons Included | Seasons | Summer | Summer | Summer | Summer | Summer | Summer | Summer | Summer
IL Fac. Spec. - NOX Rate Summer v3.1, Unit 565 and retrofits | 465 | 1797 | Rate Constraint in lbs/MMBtu | FALSE | L | Annual | Standard NOX | lb/MMBtu | 0.25 | 0.25 | 0.25 | 0.25 | 0.25 | 0.25 | 0.25 | 0.25
IL Fac. Spec. - NOX Rate Summer v3.1, Unit 565 and retrofits | 465 | 1797 | Rate Constraint in lbs/MMBtu | FALSE | L | Annual | Emissions at Affected Plants NOX | Thousand Tons | 0.0011098 | 0.0056413 | 0.0083233 | 0.011036 | 0.011036 | 0.011036 | 0.011036 | 0.011036
IL Fac. Spec. - NOX Rate Summer v3.1, Unit 565 and retrofits | 465 | 1797 | Rate Constraint in lbs/MMBtu | FALSE | L | Annual | Allowances Purchased NOX | Thousand Tons | 0 | 0 | 0 | 0 | 0 | 0 | 0 | 0
IL Fac. Spec. - NOX Rate Summer v3.1, Unit 565 and retrofits | 465 | 1797 | Rate Constraint in lbs/MMBtu | FALSE | L | Annual | Allowances Sold NOX | Thousand Tons | 0 | 0 | 0 | 0 | 0 | 0 | 0 | 0
IL Fac. Spec. - NOX Rate Summer v3.1, Unit 565 and retrofits | 465 | 1797 | Rate Constraint in lbs/MMBtu | FALSE | L | Annual | Allowances Banked | Thousand Tons | 0 | 0 | 0 | 0 | 0 | 0 | 0 | 0
IL Fac. Spec. - NOX Rate Summer v3.1, Unit 565 and retrofits | 465 | 1797 | Rate Constraint in lbs/MMBtu | FALSE | L | Annual | Allowances Withdrawn (1:1) | Thousand Tons | 0 | 0 | 0 | 0 | 0 | 0 | 0 | 0
IL Fac. Spec. - NOX Rate Summer v3.1, Unit 565 and retrofits | 465 | 1797 | Rate Constraint in lbs/MMBtu | FALSE | L | Annual | Allowances Withdrawn (n:1) | Thousand Tons | 0 | 0 | 0 | 0 | 0 | 0 | 0 | 0
IL Fac. Spec. - NOX Rate Summer v3.1, Unit 565 and retrofits | 465 | 1797 | Rate Constraint in lbs/MMBtu | FALSE | L | Annual | Net Emissions Allowance Position | Thousand Tons | 0.0011098 | 0.0056413 | 0.0083233 | 0.011036 | 0.011036 | 0.011036 | 0.011036 | 0.011036
IL Fac. Spec. - NOX Rate Summer v3.1, Unit 565 and retrofits | 465 | 1797 | Rate Constraint in lbs/MMBtu | FALSE | L | Annual | Fuel Consumed | TBtu | 0.05513 | 0.28025 | 0.41348 | 0.54824 | 0.54824 | 0.54824 | 0.54824 | 0.54824
IL Fac. Spec. - NOX Rate Summer v3.1, Unit 565 and retrofits | 465 | 1797 | Rate Constraint in lbs/MMBtu | FALSE | L | Annual | Rate | lb/MMBtu | 0.04026 | 0.04026 | 0.04026 | 0.04026 | 0.04026 | 0.04026 | 0.04026 | 0.04026
IL Fac. Spec. - NOX Rate Summer v3.1, Unit 565 and retrofits | 465 | 1797 | Rate Constraint in lbs/MMBtu | FALSE | L | Annual | Generation | TWh | 0.004944 | 0.025132 | 0.03708 | 0.049165 | 0.049165 | 0.049165 | 0.049165 | 0.049165
IL Fac. Spec. - NOX Rate Summer v3.1, Unit 565 and retrofits | 465 | 1797 | Rate Constraint in lbs/MMBtu | FALSE | L | Annual | Qualifying Generation | TWh | 0.004944 | 0.025132 | 0.03708 | 0.049165 | 0.049165 | 0.049165 | 0.049165 | 0.049165
IL Fac. Spec. - NOX Rate Summer v3.1, Unit 565 and retrofits | 465 | 1797 | Rate Constraint in lbs/MMBtu | FALSE | L | Annual | Rate | lb/MWh | 0.44894 | 0.44894 | 0.44894 | 0.44894 | 0.44894 | 0.44894 | 0.44894 | 0.44894
IL Fac. Spec. - NOX Rate Summer v3.1, Unit 565 and retrofits | 465 | 1797 | Rate Constraint in lbs/MMBtu | FALSE | L | Annual | Constraint Shadow Price | US2016$/Ton | 0 | 0 | 0 | 0 | 0 | 0 | 0 | 0
IL Fac. Spec. - NOX Rate Summer v3.1, Unit 566 and retrofits | 466 | 1797 | Rate Constraint in lbs/MMBtu | FALSE | L | Annual | Seasons Included | Seasons | Summer | Summer | Summer | Summer | Summer | Summer | Summer | Summer
IL Fac. Spec. - NOX Rate Summer v3.1, Unit 566 and retrofits | 466 | 1797 | Rate Constraint in lbs/MMBtu | FALSE | L | Annual | Standard NOX | lb/MMBtu | 0.25 | 0.25 | 0.25 | 0.25 | 0.25 | 0.25 | 0.25 | 0.25
IL Fac. Spec. - NOX Rate Summer v3.1, Unit 566 and retrofits | 466 | 1797 | Rate Constraint in lbs/MMBtu | FALSE | L | Annual | Emissions at Affected Plants NOX | Thousand Tons | 0.0010081 | 0.0051243 | 0.0051243 | 0.010025 | 0.010025 | 0.010025 | 0.010025 | 0.010025
IL Fac. Spec. - NOX Rate Summer v3.1, Unit 566 and retrofits | 466 | 1797 | Rate Constraint in lbs/MMBtu | FALSE | L | Annual | Allowances Purchased NOX | Thousand Tons | 0 | 0 | 0 | 0 | 0 | 0 | 0 | 0
IL Fac. Spec. - NOX Rate Summer v3.1, Unit 566 and retrofits | 466 | 1797 | Rate Constraint in lbs/MMBtu | FALSE | L | Annual | Allowances Sold NOX | Thousand Tons | 0 | 0 | 0 | 0 | 0 | 0 | 0 | 0
IL Fac. Spec. - NOX Rate Summer v3.1, Unit 566 and retrofits | 466 | 1797 | Rate Constraint in lbs/MMBtu | FALSE | L | Annual | Allowances Banked | Thousand Tons | 0 | 0 | 0 | 0 | 0 | 0 | 0 | 0
IL Fac. Spec. - NOX Rate Summer v3.1, Unit 566 and retrofits | 466 | 1797 | Rate Constraint in lbs/MMBtu | FALSE | L | Annual | Allowances Withdrawn (1:1) | Thousand Tons | 0 | 0 | 0 | 0 | 0 | 0 | 0 | 0
IL Fac. Spec. - NOX Rate Summer v3.1, Unit 566 and retrofits | 466 | 1797 | Rate Constraint in lbs/MMBtu | FALSE | L | Annual | Allowances Withdrawn (n:1) | Thousand Tons | 0 | 0 | 0 | 0 | 0 | 0 | 0 | 0
IL Fac. Spec. - NOX Rate Summer v3.1, Unit 566 and retrofits | 466 | 1797 | Rate Constraint in lbs/MMBtu | FALSE | L | Annual | Net Emissions Allowance Position | Thousand Tons | 0.0010081 | 0.0051243 | 0.0051243 | 0.010025 | 0.010025 | 0.010025 | 0.010025 | 0.010025
IL Fac. Spec. - NOX Rate Summer v3.1, Unit 566 and retrofits | 466 | 1797 | Rate Constraint in lbs/MMBtu | FALSE | L | Annual | Fuel Consumed | TBtu | 0.05513 | 0.28025 | 0.28025 | 0.54824 | 0.54824 | 0.54824 | 0.54824 | 0.54824
IL Fac. Spec. - NOX Rate Summer v3.1, Unit 566 and retrofits | 466 | 1797 | Rate Constraint in lbs/MMBtu | FALSE | L | Annual | Rate | lb/MMBtu | 0.03657 | 0.03657 | 0.03657 | 0.03657 | 0.03657 | 0.03657 | 0.03657 | 0.03657
IL Fac. Spec. - NOX Rate Summer v3.1, Unit 566 and retrofits | 466 | 1797 | Rate Constraint in lbs/MMBtu | FALSE | L | Annual | Generation | TWh | 0.004944 | 0.025132 | 0.025132 | 0.049165 | 0.049165 | 0.049165 | 0.049165 | 0.049165
IL Fac. Spec. - NOX Rate Summer v3.1, Unit 566 and retrofits | 466 | 1797 | Rate Constraint in lbs/MMBtu | FALSE | L | Annual | Qualifying Generation | TWh | 0.004944 | 0.025132 | 0.025132 | 0.049165 | 0.049165 | 0.049165 | 0.049165 | 0.049165
IL Fac. Spec. - NOX Rate Summer v3.1, Unit 566 and retrofits | 466 | 1797 | Rate Constraint in lbs/MMBtu | FALSE | L | Annual | Rate | lb/MWh | 0.40779 | 0.40779 | 0.40779 | 0.40779 | 0.40779 | 0.40779 | 0.40779 | 0.40779
IL Fac. Spec. - NOX Rate Summer v3.1, Unit 566 and retrofits | 466 | 1797 | Rate Constraint in lbs/MMBtu | FALSE | L | Annual | Constraint Shadow Price | US2016$/Ton | 0 | 0 | 0 | 0 | 0 | 0 | 0 | 0
IL Fac. Spec. - NOX Rate Summer v3.1, Unit 567 and retrofits | 467 | 1797 | Rate Constraint in lbs/MMBtu | FALSE | L | Annual | Seasons Included | Seasons | Summer | Summer | Summer | Summer | Summer | Summer | Summer | Summer
IL Fac. Spec. - NOX Rate Summer v3.1, Unit 567 and retrofits | 467 | 1797 | Rate Constraint in lbs/MMBtu | FALSE | L | Annual | Standard NOX | lb/MMBtu | 0.25 | 0.25 | 0.25 | 0.25 | 0.25 | 0.25 | 0.25 | 0.25
IL Fac. Spec. - NOX Rate Summer v3.1, Unit 567 and retrofits | 467 | 1797 | Rate Constraint in lbs/MMBtu | FALSE | L | Annual | Emissions at Affected Plants NOX | Thousand Tons | 0.00099813 | 0.00099813 | 0.0050738 | 0.0099259 | 0.0099259 | 0.0099259 | 0.0099259 | 0.0099259
IL Fac. Spec. - NOX Rate Summer v3.1, Unit 567 and retrofits | 467 | 1797 | Rate Constraint in lbs/MMBtu | FALSE | L | Annual | Allowances Purchased NOX | Thousand Tons | 0 | 0 | 0 | 0 | 0 | 0 | 0 | 0
IL Fac. Spec. - NOX Rate Summer v3.1, Unit 567 and retrofits | 467 | 1797 | Rate Constraint in lbs/MMBtu | FALSE | L | Annual | Allowances Sold NOX | Thousand Tons | 0 | 0 | 0 | 0 | 0 | 0 | 0 | 0
IL Fac. Spec. - NOX Rate Summer v3.1, Unit 567 and retrofits | 467 | 1797 | Rate Constraint in lbs/MMBtu | FALSE | L | Annual | Allowances Banked | Thousand Tons | 0 | 0 | 0 | 0 | 0 | 0 | 0 | 0
IL Fac. Spec. - NOX Rate Summer v3.1, Unit 567 and retrofits | 467 | 1797 | Rate Constraint in lbs/MMBtu | FALSE | L | Annual | Allowances Withdrawn (1:1) | Thousand Tons | 0 | 0 | 0 | 0 | 0 | 0 | 0 | 0
IL Fac. Spec. - NOX Rate Summer v3.1, Unit 567 and retrofits | 467 | 1797 | Rate Constraint in lbs/MMBtu | FALSE | L | Annual | Allowances Withdrawn (n:1) | Thousand Tons | 0 | 0 | 0 | 0 | 0 | 0 | 0 | 0
IL Fac. Spec. - NOX Rate Summer v3.1, Unit 567 and retrofits | 467 | 1797 | Rate Constraint in lbs/MMBtu | FALSE | L | Annual | Net Emissions Allowance Position | Thousand Tons | 0.00099813 | 0.00099813 | 0.0050738 | 0.0099259 | 0.0099259 | 0.0099259 | 0.0099259 | 0.0099259
IL Fac. Spec. - NOX Rate Summer v3.1, Unit 567 and retrofits | 467 | 1797 | Rate Constraint in lbs/MMBtu | FALSE | L | Annual | Fuel Consumed | TBtu | 0.05513 | 0.05513 | 0.28025 | 0.54824 | 0.54824 | 0.54824 | 0.54824 | 0.54824
IL Fac. Spec. - NOX Rate Summer v3.1, Unit 567 and retrofits | 467 | 1797 | Rate Constraint in lbs/MMBtu | FALSE | L | Annual | Rate | lb/MMBtu | 0.03621 | 0.03621 | 0.03621 | 0.03621 | 0.03621 | 0.03621 | 0.03621 | 0.03621
IL Fac. Spec. - NOX Rate Summer v3.1, Unit 567 and retrofits | 467 | 1797 | Rate Constraint in lbs/MMBtu | FALSE | L | Annual | Generation | TWh | 0.004944 | 0.004944 | 0.025132 | 0.049165 | 0.049165 | 0.049165 | 0.049165 | 0.049165
IL Fac. Spec. - NOX Rate Summer v3.1, Unit 567 and retrofits | 467 | 1797 | Rate Constraint in lbs/MMBtu | FALSE | L | Annual | Qualifying Generation | TWh | 0.004944 | 0.004944 | 0.025132 | 0.049165 | 0.049165 | 0.049165 | 0.049165 | 0.049165
IL Fac. Spec. - NOX Rate Summer v3.1, Unit 567 and retrofits | 467 | 1797 | Rate Constraint in lbs/MMBtu | FALSE | L | Annual | Rate | lb/MWh | 0.40378 | 0.40378 | 0.40378 | 0.40378 | 0.40378 | 0.40378 | 0.40378 | 0.40378
IL Fac. Spec. - NOX Rate Summer v3.1, Unit 567 and retrofits | 467 | 1797 | Rate Constraint in lbs/MMBtu | FALSE | L | Annual | Constraint Shadow Price | US2016$/Ton | 0 | 0 | 0 | 0 | 0 | 0 | 0 | 0
IL Fac. Spec. - NOX Rate Summer v3.1, Unit 568 and retrofits | 468 | 1797 | Rate Constraint in lbs/MMBtu | FALSE | L | Annual | Seasons Included | Seasons | Summer | Summer | Summer | Summer | Summer | Summer | Summer | Summer
IL Fac. Spec. - NOX Rate Summer v3.1, Unit 568 and retrofits | 468 | 1797 | Rate Constraint in lbs/MMBtu | FALSE | L | Annual | Standard NOX | lb/MMBtu | 0.25 | 0.25 | 0.25 | 0.25 | 0.25 | 0.25 | 0.25 | 0.25
IL Fac. Spec. - NOX Rate Summer v3.1, Unit 568 and retrofits | 468 | 1797 | Rate Constraint in lbs/MMBtu | FALSE | L | Annual | Emissions at Affected Plants NOX | Thousand Tons | 0.0010417 | 0.0052952 | 0.0052952 | 0.010359 | 0.010359 | 0.010359 | 0.010359 | 0.010359
IL Fac. Spec. - NOX Rate Summer v3.1, Unit 568 and retrofits | 468 | 1797 | Rate Constraint in lbs/MMBtu | FALSE | L | Annual | Allowances Purchased NOX | Thousand Tons | 0 | 0 | 0 | 0 | 0 | 0 | 0 | 0
IL Fac. Spec. - NOX Rate Summer v3.1, Unit 568 and retrofits | 468 | 1797 | Rate Constraint in lbs/MMBtu | FALSE | L | Annual | Allowances Sold NOX | Thousand Tons | 0 | 0 | 0 | 0 | 0 | 0 | 0 | 0
IL Fac. Spec. - NOX Rate Summer v3.1, Unit 568 and retrofits | 468 | 1797 | Rate Constraint in lbs/MMBtu | FALSE | L | Annual | Allowances Banked | Thousand Tons | 0 | 0 | 0 | 0 | 0 | 0 | 0 | 0
IL Fac. Spec. - NOX Rate Summer v3.1, Unit 568 and retrofits | 468 | 1797 | Rate Constraint in lbs/MMBtu | FALSE | L | Annual | Allowances Withdrawn (1:1) | Thousand Tons | 0 | 0 | 0 | 0 | 0 | 0 | 0 | 0
IL Fac. Spec. - NOX Rate Summer v3.1, Unit 568 and retrofits | 468 | 1797 | Rate Constraint in lbs/MMBtu | FALSE | L | Annual | Allowances Withdrawn (n:1) | Thousand Tons | 0 | 0 | 0 | 0 | 0 | 0 | 0 | 0
IL Fac. Spec. - NOX Rate Summer v3.1, Unit 568 and retrofits | 468 | 1797 | Rate Constraint in lbs/MMBtu | FALSE | L | Annual | Net Emissions Allowance Position | Thousand Tons | 0.0010417 | 0.0052952 | 0.0052952 | 0.010359 | 0.010359 | 0.010359 | 0.010359 | 0.010359
IL Fac. Spec. - NOX Rate Summer v3.1, Unit 568 and retrofits | 468 | 1797 | Rate Constraint in lbs/MMBtu | FALSE | L | Annual | Fuel Consumed | TBtu | 0.05513 | 0.28025 | 0.28025 | 0.54824 | 0.54824 | 0.54824 | 0.54824 | 0.54824
IL Fac. Spec. - NOX Rate Summer v3.1, Unit 568 and retrofits | 468 | 1797 | Rate Constraint in lbs/MMBtu | FALSE | L | Annual | Rate | lb/MMBtu | 0.03779 | 0.03779 | 0.03779 | 0.03779 | 0.03779 | 0.03779 | 0.03779 | 0.03779
IL Fac. Spec. - NOX Rate Summer v3.1, Unit 568 and retrofits | 468 | 1797 | Rate Constraint in lbs/MMBtu | FALSE | L | Annual | Generation | TWh | 0.004944 | 0.025132 | 0.025132 | 0.049165 | 0.049165 | 0.049165 | 0.049165 | 0.049165
IL Fac. Spec. - NOX Rate Summer v3.1, Unit 568 and retrofits | 468 | 1797 | Rate Constraint in lbs/MMBtu | FALSE | L | Annual | Qualifying Generation | TWh | 0.004944 | 0.025132 | 0.025132 | 0.049165 | 0.049165 | 0.049165 | 0.049165 | 0.049165
IL Fac. Spec. - NOX Rate Summer v3.1, Unit 568 and retrofits | 468 | 1797 | Rate Constraint in lbs/MMBtu | FALSE | L | Annual | Rate | lb/MWh | 0.4214 | 0.4214 | 0.4214 | 0.4214 | 0.4214 | 0.4214 | 0.4214 | 0.4214
IL Fac. Spec. - NOX Rate Summer v3.1, Unit 568 and retrofits | 468 | 1797 | Rate Constraint in lbs/MMBtu | FALSE | L | Annual | Constraint Shadow Price | US2016$/Ton | 0 | 0 | 0 | 0 | 0 | 0 | 0 | 0
IL Fac. Spec. - NOX Rate Summer v3.1, Unit 569 and retrofits | 469 | 1797 | Rate Constraint in lbs/MMBtu | FALSE | L | Annual | Seasons Included | Seasons | Summer | Summer | Summer | Summer | Summer | Summer | Summer | Summer
IL Fac. Spec. - NOX Rate Summer v3.1, Unit 569 and retrofits | 469 | 1797 | Rate Constraint in lbs/MMBtu | FALSE | L | Annual | Standard NOX | lb/MMBtu | 0.25 | 0.25 | 0.25 | 0.25 | 0.25 | 0.25 | 0.25 | 0.25
IL Fac. Spec. - NOX Rate Summer v3.1, Unit 569 and retrofits | 469 | 1797 | Rate Constraint in lbs/MMBtu | FALSE | L | Annual | Emissions at Affected Plants NOX | Thousand Tons | 0 | 0.00070809 | 0.00070809 | 0.00070809 | 0.00070809 | 0.00070809 | 0.0014388 | 0.0035995
IL Fac. Spec. - NOX Rate Summer v3.1, Unit 569 and retrofits | 469 | 1797 | Rate Constraint in lbs/MMBtu | FALSE | L | Annual | Allowances Purchased NOX | Thousand Tons | 0 | 0 | 0 | 0 | 0 | 0 | 0 | 0
IL Fac. Spec. - NOX Rate Summer v3.1, Unit 569 and retrofits | 469 | 1797 | Rate Constraint in lbs/MMBtu | FALSE | L | Annual | Allowances Sold NOX | Thousand Tons | 0 | 0 | 0 | 0 | 0 | 0 | 0 | 0
IL Fac. Spec. - NOX Rate Summer v3.1, Unit 569 and retrofits | 469 | 1797 | Rate Constraint in lbs/MMBtu | FALSE | L | Annual | Allowances Banked | Thousand Tons | 0 | 0 | 0 | 0 | 0 | 0 | 0 | 0
IL Fac. Spec. - NOX Rate Summer v3.1, Unit 569 and retrofits | 469 | 1797 | Rate Constraint in lbs/MMBtu | FALSE | L | Annual | Allowances Withdrawn (1:1) | Thousand Tons | 0 | 0 | 0 | 0 | 0 | 0 | 0 | 0
IL Fac. Spec. - NOX Rate Summer v3.1, Unit 569 and retrofits | 469 | 1797 | Rate Constraint in lbs/MMBtu | FALSE | L | Annual | Allowances Withdrawn (n:1) | Thousand Tons | 0 | 0 | 0 | 0 | 0 | 0 | 0 | 0
IL Fac. Spec. - NOX Rate Summer v3.1, Unit 569 and retrofits | 469 | 1797 | Rate Constraint in lbs/MMBtu | FALSE | L | Annual | Net Emissions Allowance Position | Thousand Tons | 0 | 0.00070809 | 0.00070809 | 0.00070809 | 0.00070809 | 0.00070809 | 0.0014388 | 0.0035995
IL Fac. Spec. - NOX Rate Summer v3.1, Unit 569 and retrofits | 469 | 1797 | Rate Constraint in lbs/MMBtu | FALSE | L | Annual | Fuel Consumed | TBtu | 0 | 0.031534 | 0.031534 | 0.031534 | 0.031534 | 0.031534 | 0.064073 | 0.1603
IL Fac. Spec. - NOX Rate Summer v3.1, Unit 569 and retrofits | 469 | 1797 | Rate Constraint in lbs/MMBtu | FALSE | L | Annual | Rate | lb/MMBtu | 0 | 0.04491 | 0.04491 | 0.04491 | 0.04491 | 0.04491 | 0.04491 | 0.04491
IL Fac. Spec. - NOX Rate Summer v3.1, Unit 569 and retrofits | 469 | 1797 | Rate Constraint in lbs/MMBtu | FALSE | L | Annual | Generation | TWh | 0 | 0.0025544 | 0.0025544 | 0.0025544 | 0.0025544 | 0.0025544 | 0.0051902 | 0.012985
IL Fac. Spec. - NOX Rate Summer v3.1, Unit 569 and retrofits | 469 | 1797 | Rate Constraint in lbs/MMBtu | FALSE | L | Annual | Qualifying Generation | TWh | 0 | 0.0025544 | 0.0025544 | 0.0025544 | 0.0025544 | 0.0025544 | 0.0051902 | 0.012985
IL Fac. Spec. - NOX Rate Summer v3.1, Unit 569 and retrofits | 469 | 1797 | Rate Constraint in lbs/MMBtu | FALSE | L | Annual | Rate | lb/MWh | 0 | 0.55441 | 0.55441 | 0.55441 | 0.55441 | 0.55441 | 0.55441 | 0.55441
IL Fac. Spec. - NOX Rate Summer v3.1, Unit 569 and retrofits | 469 | 1797 | Rate Constraint in lbs/MMBtu | FALSE | L | Annual | Constraint Shadow Price | US2016$/Ton | 0 | 0 | 0 | 0 | 0 | 0 | 0 | 0
IL Fac. Spec. - NOX Rate Summer v3.1, Unit 570 and retrofits | 470 | 1797 | Rate Constraint in lbs/MMBtu | FALSE | L | Annual | Seasons Included | Seasons | Summer | Summer | Summer | Summer | Summer | Summer | Summer | Summer
IL Fac. Spec. - NOX Rate Summer v3.1, Unit 570 and retrofits | 470 | 1797 | Rate Constraint in lbs/MMBtu | FALSE | L | Annual | Standard NOX | lb/MMBtu | 0.25 | 0.25 | 0.25 | 0.25 | 0.25 | 0.25 | 0.25 | 0.25
IL Fac. Spec. - NOX Rate Summer v3.1, Unit 570 and retrofits | 470 | 1797 | Rate Constraint in lbs/MMBtu | FALSE | L | Annual | Emissions at Affected Plants NOX | Thousand Tons | 0 | 0.00057107 | 0.00057107 | 0.00057107 | 0.00057107 | 0.00057107 | 0.00057107 | 0.00057107
IL Fac. Spec. - NOX Rate Summer v3.1, Unit 570 and retrofits | 470 | 1797 | Rate Constraint in lbs/MMBtu | FALSE | L | Annual | Allowances Purchased NOX | Thousand Tons | 0 | 0 | 0 | 0 | 0 | 0 | 0 | 0
IL Fac. Spec. - NOX Rate Summer v3.1, Unit 570 and retrofits | 470 | 1797 | Rate Constraint in lbs/MMBtu | FALSE | L | Annual | Allowances Sold NOX | Thousand Tons | 0 | 0 | 0 | 0 | 0 | 0 | 0 | 0
IL Fac. Spec. - NOX Rate Summer v3.1, Unit 570 and retrofits | 470 | 1797 | Rate Constraint in lbs/MMBtu | FALSE | L | Annual | Allowances Banked | Thousand Tons | 0 | 0 | 0 | 0 | 0 | 0 | 0 | 0
IL Fac. Spec. - NOX Rate Summer v3.1, Unit 570 and retrofits | 470 | 1797 | Rate Constraint in lbs/MMBtu | FALSE | L | Annual | Allowances Withdrawn (1:1) | Thousand Tons | 0 | 0 | 0 | 0 | 0 | 0 | 0 | 0
IL Fac. Spec. - NOX Rate Summer v3.1, Unit 570 and retrofits | 470 | 1797 | Rate Constraint in lbs/MMBtu | FALSE | L | Annual | Allowances Withdrawn (n:1) | Thousand Tons | 0 | 0 | 0 | 0 | 0 | 0 | 0 | 0
IL Fac. Spec. - NOX Rate Summer v3.1, Unit 570 and retrofits | 470 | 1797 | Rate Constraint in lbs/MMBtu | FALSE | L | Annual | Net Emissions Allowance Position | Thousand Tons | 0 | 0.00057107 | 0.00057107 | 0.00057107 | 0.00057107 | 0.00057107 | 0.00057107 | 0.00057107
IL Fac. Spec. - NOX Rate Summer v3.1, Unit 570 and retrofits | 470 | 1797 | Rate Constraint in lbs/MMBtu | FALSE | L | Annual | Fuel Consumed | TBtu | 0 | 0.031656 | 0.031656 | 0.031656 | 0.031656 | 0.031656 | 0.031656 | 0.031656
IL Fac. Spec. - NOX Rate Summer v3.1, Unit 570 and retrofits | 470 | 1797 | Rate Constraint in lbs/MMBtu | FALSE | L | Annual | Rate | lb/MMBtu | 0 | 0.03608 | 0.03608 | 0.03608 | 0.03608 | 0.03608 | 0.03608 | 0.03608
IL Fac. Spec. - NOX Rate Summer v3.1, Unit 570 and retrofits | 470 | 1797 | Rate Constraint in lbs/MMBtu | FALSE | L | Annual | Generation | TWh | 0 | 0.0025643 | 0.0025643 | 0.0025643 | 0.0025643 | 0.0025643 | 0.0025643 | 0.0025643
IL Fac. Spec. - NOX Rate Summer v3.1, Unit 570 and retrofits | 470 | 1797 | Rate Constraint in lbs/MMBtu | FALSE | L | Annual | Qualifying Generation | TWh | 0 | 0.0025643 | 0.0025643 | 0.0025643 | 0.0025643 | 0.0025643 | 0.0025643 | 0.0025643
IL Fac. Spec. - NOX Rate Summer v3.1, Unit 570 and retrofits | 470 | 1797 | Rate Constraint in lbs/MMBtu | FALSE | L | Annual | Rate | lb/MWh | 0 | 0.44541 | 0.44541 | 0.44541 | 0.44541 | 0.44541 | 0.44541 | 0.44541
IL Fac. Spec. - NOX Rate Summer v3.1, Unit 570 and retrofits | 470 | 1797 | Rate Constraint in lbs/MMBtu | FALSE | L | Annual | Constraint Shadow Price | US2016$/Ton | 0 | 0 | 0 | 0 | 0 | 0 | 0 | 0
IL Fac. Spec. - NOX Rate Summer v3.1, Unit 571 and retrofits | 471 | 1797 | Rate Constraint in lbs/MMBtu | FALSE | L | Annual | Seasons Included | Seasons | Summer | Summer | Summer | Summer | Summer | Summer | Summer | Summer
IL Fac. Spec. - NOX Rate Summer v3.1, Unit 571 and retrofits | 471 | 1797 | Rate Constraint in lbs/MMBtu | FALSE | L | Annual | Standard NOX | lb/MMBtu | 0.25 | 0.25 | 0.25 | 0.25 | 0.25 | 0.25 | 0.25 | 0.25
IL Fac. Spec. - NOX Rate Summer v3.1, Unit 571 and retrofits | 471 | 1797 | Rate Constraint in lbs/MMBtu | FALSE | L | Annual | Emissions at Affected Plants NOX | Thousand Tons | 0 | 0 | 0.00049399 | 0.00049399 | 0.00049399 | 0.00049399 | 0.00049399 | 0.0025111
IL Fac. Spec. - NOX Rate Summer v3.1, Unit 571 and retrofits | 471 | 1797 | Rate Constraint in lbs/MMBtu | FALSE | L | Annual | Allowances Purchased NOX | Thousand Tons | 0 | 0 | 0 | 0 | 0 | 0 | 0 | 0
IL Fac. Spec. - NOX Rate Summer v3.1, Unit 571 and retrofits | 471 | 1797 | Rate Constraint in lbs/MMBtu | FALSE | L | Annual | Allowances Sold NOX | Thousand Tons | 0 | 0 | 0 | 0 | 0 | 0 | 0 | 0
IL Fac. Spec. - NOX Rate Summer v3.1, Unit 571 and retrofits | 471 | 1797 | Rate Constraint in lbs/MMBtu | FALSE | L | Annual | Allowances Banked | Thousand Tons | 0 | 0 | 0 | 0 | 0 | 0 | 0 | 0
IL Fac. Spec. - NOX Rate Summer v3.1, Unit 571 and retrofits | 471 | 1797 | Rate Constraint in lbs/MMBtu | FALSE | L | Annual | Allowances Withdrawn (1:1) | Thousand Tons | 0 | 0 | 0 | 0 | 0 | 0 | 0 | 0
IL Fac. Spec. - NOX Rate Summer v3.1, Unit 571 and retrofits | 471 | 1797 | Rate Constraint in lbs/MMBtu | FALSE | L | Annual | Allowances Withdrawn (n:1) | Thousand Tons | 0 | 0 | 0 | 0 | 0 | 0 | 0 | 0
IL Fac. Spec. - NOX Rate Summer v3.1, Unit 571 and retrofits | 471 | 1797 | Rate Constraint in lbs/MMBtu | FALSE | L | Annual | Net Emissions Allowance Position | Thousand Tons | 0 | 0 | 0.00049399 | 0.00049399 | 0.00049399 | 0.00049399 | 0.00049399 | 0.0025111
IL Fac. Spec. - NOX Rate Summer v3.1, Unit 571 and retrofits | 471 | 1797 | Rate Constraint in lbs/MMBtu | FALSE | L | Annual | Fuel Consumed | TBtu | 0 | 0 | 0.031737 | 0.031737 | 0.031737 | 0.031737 | 0.031737 | 0.16133
IL Fac. Spec. - NOX Rate Summer v3.1, Unit 571 and retrofits | 471 | 1797 | Rate Constraint in lbs/MMBtu | FALSE | L | Annual | Rate | lb/MMBtu | 0 | 0 | 0.03113 | 0.03113 | 0.03113 | 0.03113 | 0.03113 | 0.03113
IL Fac. Spec. - NOX Rate Summer v3.1, Unit 571 and retrofits | 471 | 1797 | Rate Constraint in lbs/MMBtu | FALSE | L | Annual | Generation | TWh | 0 | 0 | 0.0025709 | 0.0025709 | 0.0025709 | 0.0025709 | 0.0025709 | 0.013069
IL Fac. Spec. - NOX Rate Summer v3.1, Unit 571 and retrofits | 471 | 1797 | Rate Constraint in lbs/MMBtu | FALSE | L | Annual | Qualifying Generation | TWh | 0 | 0 | 0.0025709 | 0.0025709 | 0.0025709 | 0.0025709 | 0.0025709 | 0.013069
IL Fac. Spec. - NOX Rate Summer v3.1, Unit 571 and retrofits | 471 | 1797 | Rate Constraint in lbs/MMBtu | FALSE | L | Annual | Rate | lb/MWh | 0 | 0 | 0.3843 | 0.3843 | 0.3843 | 0.3843 | 0.3843 | 0.3843
IL Fac. Spec. - NOX Rate Summer v3.1, Unit 571 and retrofits | 471 | 1797 | Rate Constraint in lbs/MMBtu | FALSE | L | Annual | Constraint Shadow Price | US2016$/Ton | 0 | 0 | 0 | 0 | 0 | 0 | 0 | 0
IL Fac. Spec. - NOX Rate Summer v3.1, Unit 572 and retrofits | 472 | 1797 | Rate Constraint in lbs/MMBtu | FALSE | L | Annual | Seasons Included | Seasons | Summer | Summer | Summer | Summer | Summer | Summer | Summer | Summer
IL Fac. Spec. - NOX Rate Summer v3.1, Unit 572 and retrofits | 472 | 1797 | Rate Constraint in lbs/MMBtu | FALSE | L | Annual | Standard NOX | lb/MMBtu | 0.25 | 0.25 | 0.25 | 0.25 | 0.25 | 0.25 | 0.25 | 0.25
IL Fac. Spec. - NOX Rate Summer v3.1, Unit 572 and retrofits | 472 | 1797 | Rate Constraint in lbs/MMBtu | FALSE | L | Annual | Emissions at Affected Plants NOX | Thousand Tons | 0 | 0.00052081 | 0.00052081 | 0.00052081 | 0.00052081 | 0.00052081 | 0.00052081 | 0.00052081
IL Fac. Spec. - NOX Rate Summer v3.1, Unit 572 and retrofits | 472 | 1797 | Rate Constraint in lbs/MMBtu | FALSE | L | Annual | Allowances Purchased NOX | Thousand Tons | 0 | 0 | 0 | 0 | 0 | 0 | 0 | 0
IL Fac. Spec. - NOX Rate Summer v3.1, Unit 572 and retrofits | 472 | 1797 | Rate Constraint in lbs/MMBtu | FALSE | L | Annual | Allowances Sold NOX | Thousand Tons | 0 | 0 | 0 | 0 | 0 | 0 | 0 | 0
IL Fac. Spec. - NOX Rate Summer v3.1, Unit 572 and retrofits | 472 | 1797 | Rate Constraint in lbs/MMBtu | FALSE | L | Annual | Allowances Banked | Thousand Tons | 0 | 0 | 0 | 0 | 0 | 0 | 0 | 0
IL Fac. Spec. - NOX Rate Summer v3.1, Unit 572 and retrofits | 472 | 1797 | Rate Constraint in lbs/MMBtu | FALSE | L | Annual | Allowances Withdrawn (1:1) | Thousand Tons | 0 | 0 | 0 | 0 | 0 | 0 | 0 | 0
IL Fac. Spec. - NOX Rate Summer v3.1, Unit 572 and retrofits | 472 | 1797 | Rate Constraint in lbs/MMBtu | FALSE | L | Annual | Allowances Withdrawn (n:1) | Thousand Tons | 0 | 0 | 0 | 0 | 0 | 0 | 0 | 0
IL Fac. Spec. - NOX Rate Summer v3.1, Unit 572 and retrofits | 472 | 1797 | Rate Constraint in lbs/MMBtu | FALSE | L | Annual | Net Emissions Allowance Position | Thousand Tons | 0 | 0.00052081 | 0.00052081 | 0.00052081 | 0.00052081 | 0.00052081 | 0.00052081 | 0.00052081
IL Fac. Spec. - NOX Rate Summer v3.1, Unit 572 and retrofits | 472 | 1797 | Rate Constraint in lbs/MMBtu | FALSE | L | Annual | Fuel Consumed | TBtu | 0 | 0.031737 | 0.031737 | 0.031737 | 0.031737 | 0.031737 | 0.031737 | 0.031737
IL Fac. Spec. - NOX Rate Summer v3.1, Unit 572 and retrofits | 472 | 1797 | Rate Constraint in lbs/MMBtu | FALSE | L | Annual | Rate | lb/MMBtu | 0 | 0.03282 | 0.03282 | 0.03282 | 0.03282 | 0.03282 | 0.03282 | 0.03282
IL Fac. Spec. - NOX Rate Summer v3.1, Unit 572 and retrofits | 472 | 1797 | Rate Constraint in lbs/MMBtu | FALSE | L | Annual | Generation | TWh | 0 | 0.0025709 | 0.0025709 | 0.0025709 | 0.0025709 | 0.0025709 | 0.0025709 | 0.0025709
IL Fac. Spec. - NOX Rate Summer v3.1, Unit 572 and retrofits | 472 | 1797 | Rate Constraint in lbs/MMBtu | FALSE | L | Annual | Qualifying Generation | TWh | 0 | 0.0025709 | 0.0025709 | 0.0025709 | 0.0025709 | 0.0025709 | 0.0025709 | 0.0025709
IL Fac. Spec. - NOX Rate Summer v3.1, Unit 572 and retrofits | 472 | 1797 | Rate Constraint in lbs/MMBtu | FALSE | L | Annual | Rate | lb/MWh | 0 | 0.40516 | 0.40516 | 0.40516 | 0.40516 | 0.40516 | 0.40516 | 0.40516
IL Fac. Spec. - NOX Rate Summer v3.1, Unit 572 and retrofits | 472 | 1797 | Rate Constraint in lbs/MMBtu | FALSE | L | Annual | Constraint Shadow Price | US2016$/Ton | 0 | 0 | 0 | 0 | 0 | 0 | 0 | 0
IL Fac. Spec. - NOX Rate Summer v3.1, Unit 573 and retrofits | 473 | 1797 | Rate Constraint in lbs/MMBtu | FALSE | L | Annual | Seasons Included | Seasons | Summer | Summer | Summer | Summer | Summer | Summer | Summer | Summer
IL Fac. Spec. - NOX Rate Summer v3.1, Unit 573 and retrofits | 473 | 1797 | Rate Constraint in lbs/MMBtu | FALSE | L | Annual | Standard NOX | lb/MMBtu | 0.25 | 0.25 | 0.25 | 0.25 | 0.25 | 0.25 | 0.25 | 0.25
IL Fac. Spec. - NOX Rate Summer v3.1, Unit 573 and retrofits | 473 | 1797 | Rate Constraint in lbs/MMBtu | FALSE | L | Annual | Emissions at Affected Plants NOX | Thousand Tons | 0 | 0 | 0.00056083 | 0.00056083 | 0.00056083 | 0.00056083 | 0.00056083 | 0.0028509
IL Fac. Spec. - NOX Rate Summer v3.1, Unit 573 and retrofits | 473 | 1797 | Rate Constraint in lbs/MMBtu | FALSE | L | Annual | Allowances Purchased NOX | Thousand Tons | 0 | 0 | 0 | 0 | 0 | 0 | 0 | 0
IL Fac. Spec. - NOX Rate Summer v3.1, Unit 573 and retrofits | 473 | 1797 | Rate Constraint in lbs/MMBtu | FALSE | L | Annual | Allowances Sold NOX | Thousand Tons | 0 | 0 | 0 | 0 | 0 | 0 | 0 | 0
IL Fac. Spec. - NOX Rate Summer v3.1, Unit 573 and retrofits | 473 | 1797 | Rate Constraint in lbs/MMBtu | FALSE | L | Annual | Allowances Banked | Thousand Tons | 0 | 0 | 0 | 0 | 0 | 0 | 0 | 0
IL Fac. Spec. - NOX Rate Summer v3.1, Unit 573 and retrofits | 473 | 1797 | Rate Constraint in lbs/MMBtu | FALSE | L | Annual | Allowances Withdrawn (1:1) | Thousand Tons | 0 | 0 | 0 | 0 | 0 | 0 | 0 | 0
IL Fac. Spec. - NOX Rate Summer v3.1, Unit 573 and retrofits | 473 | 1797 | Rate Constraint in lbs/MMBtu | FALSE | L | Annual | Allowances Withdrawn (n:1) | Thousand Tons | 0 | 0 | 0 | 0 | 0 | 0 | 0 | 0
IL Fac. Spec. - NOX Rate Summer v3.1, Unit 573 and retrofits | 473 | 1797 | Rate Constraint in lbs/MMBtu | FALSE | L | Annual | Net Emissions Allowance Position | Thousand Tons | 0 | 0 | 0.00056083 | 0.00056083 | 0.00056083 | 0.00056083 | 0.00056083 | 0.0028509
IL Fac. Spec. - NOX Rate Summer v3.1, Unit 573 and retrofits | 473 | 1797 | Rate Constraint in lbs/MMBtu | FALSE | L | Annual | Fuel Consumed | TBtu | 0 | 0 | 0.031534 | 0.031534 | 0.031534 | 0.031534 | 0.031534 | 0.1603
IL Fac. Spec. - NOX Rate Summer v3.1, Unit 573 and retrofits | 473 | 1797 | Rate Constraint in lbs/MMBtu | FALSE | L | Annual | Rate | lb/MMBtu | 0 | 0 | 0.03557 | 0.03557 | 0.03557 | 0.03557 | 0.03557 | 0.03557
IL Fac. Spec. - NOX Rate Summer v3.1, Unit 573 and retrofits | 473 | 1797 | Rate Constraint in lbs/MMBtu | FALSE | L | Annual | Generation | TWh | 0 | 0 | 0.0025544 | 0.0025544 | 0.0025544 | 0.0025544 | 0.0025544 | 0.012985
IL Fac. Spec. - NOX Rate Summer v3.1, Unit 573 and retrofits | 473 | 1797 | Rate Constraint in lbs/MMBtu | FALSE | L | Annual | Qualifying Generation | TWh | 0 | 0 | 0.0025544 | 0.0025544 | 0.0025544 | 0.0025544 | 0.0025544 | 0.012985
IL Fac. Spec. - NOX Rate Summer v3.1, Unit 573 and retrofits | 473 | 1797 | Rate Constraint in lbs/MMBtu | FALSE | L | Annual | Rate | lb/MWh | 0 | 0 | 0.43911 | 0.43911 | 0.43911 | 0.43911 | 0.43911 | 0.43911
IL Fac. Spec. - NOX Rate Summer v3.1, Unit 573 and retrofits | 473 | 1797 | Rate Constraint in lbs/MMBtu | FALSE | L | Annual | Constraint Shadow Price | US2016$/Ton | 0 | 0 | 0 | 0 | 0 | 0 | 0 | 0
IL Fac. Spec. - NOX Rate Summer v3.1, Unit 574 and retrofits | 474 | 1797 | Rate Constraint in lbs/MMBtu | FALSE | L | Annual | Seasons Included | Seasons | Summer | Summer | Summer | Summer | Summer | Summer | Summer | Summer
IL Fac. Spec. - NOX Rate Summer v3.1, Unit 574 and retrofits | 474 | 1797 | Rate Constraint in lbs/MMBtu | FALSE | L | Annual | Standard NOX | lb/MMBtu | 0.25 | 0.25 | 0.25 | 0.25 | 0.25 | 0.25 | 0.25 | 0.25
IL Fac. Spec. - NOX Rate Summer v3.1, Unit 574 and retrofits | 474 | 1797 | Rate Constraint in lbs/MMBtu | FALSE | L | Annual | Emissions at Affected Plants NOX | Thousand Tons | 0 | 0.00059083 | 0.00059083 | 0.00059083 | 0.00059083 | 0.00059083 | 0.00059083 | 0.00059083
IL Fac. Spec. - NOX Rate Summer v3.1, Unit 574 and retrofits | 474 | 1797 | Rate Constraint in lbs/MMBtu | FALSE | L | Annual | Allowances Purchased NOX | Thousand Tons | 0 | 0 | 0 | 0 | 0 | 0 | 0 | 0
IL Fac. Spec. - NOX Rate Summer v3.1, Unit 574 and retrofits | 474 | 1797 | Rate Constraint in lbs/MMBtu | FALSE | L | Annual | Allowances Sold NOX | Thousand Tons | 0 | 0 | 0 | 0 | 0 | 0 | 0 | 0
IL Fac. Spec. - NOX Rate Summer v3.1, Unit 574 and retrofits | 474 | 1797 | Rate Constraint in lbs/MMBtu | FALSE | L | Annual | Allowances Banked | Thousand Tons | 0 | 0 | 0 | 0 | 0 | 0 | 0 | 0
IL Fac. Spec. - NOX Rate Summer v3.1, Unit 574 and retrofits | 474 | 1797 | Rate Constraint in lbs/MMBtu | FALSE | L | Annual | Allowances Withdrawn (1:1) | Thousand Tons | 0 | 0 | 0 | 0 | 0 | 0 | 0 | 0
IL Fac. Spec. - NOX Rate Summer v3.1, Unit 574 and retrofits | 474 | 1797 | Rate Constraint in lbs/MMBtu | FALSE | L | Annual | Allowances Withdrawn (n:1) | Thousand Tons | 0 | 0 | 0 | 0 | 0 | 0 | 0 | 0
IL Fac. Spec. - NOX Rate Summer v3.1, Unit 574 and retrofits | 474 | 1797 | Rate Constraint in lbs/MMBtu | FALSE | L | Annual | Net Emissions Allowance Position | Thousand Tons | 0 | 0.00059083 | 0.00059083 | 0.00059083 | 0.00059083 | 0.00059083 | 0.00059083 | 0.00059083
IL Fac. Spec. - NOX Rate Summer v3.1, Unit 574 and retrofits | 474 | 1797 | Rate Constraint in lbs/MMBtu | FALSE | L | Annual | Fuel Consumed | TBtu | 0 | 0.031452 | 0.031452 | 0.031452 | 0.031452 | 0.031452 | 0.031452 | 0.031452
IL Fac. Spec. - NOX Rate Summer v3.1, Unit 574 and retrofits | 474 | 1797 | Rate Constraint in lbs/MMBtu | FALSE | L | Annual | Rate | lb/MMBtu | 0 | 0.03757 | 0.03757 | 0.03757 | 0.03757 | 0.03757 | 0.03757 | 0.03757
IL Fac. Spec. - NOX Rate Summer v3.1, Unit 574 and retrofits | 474 | 1797 | Rate Constraint in lbs/MMBtu | FALSE | L | Annual | Generation | TWh | 0 | 0.0025478 | 0.0025478 | 0.0025478 | 0.0025478 | 0.0025478 | 0.0025478 | 0.0025478
IL Fac. Spec. - NOX Rate Summer v3.1, Unit 574 and retrofits | 474 | 1797 | Rate Constraint in lbs/MMBtu | FALSE | L | Annual | Qualifying Generation | TWh | 0 | 0.0025478 | 0.0025478 | 0.0025478 | 0.0025478 | 0.0025478 | 0.0025478 | 0.0025478
IL Fac. Spec. - NOX Rate Summer v3.1, Unit 574 and retrofits | 474 | 1797 | Rate Constraint in lbs/MMBtu | FALSE | L | Annual | Rate | lb/MWh | 0 | 0.4638 | 0.4638 | 0.4638 | 0.4638 | 0.4638 | 0.4638 | 0.4638
IL Fac. Spec. - NOX Rate Summer v3.1, Unit 574 and retrofits | 474 | 1797 | Rate Constraint in lbs/MMBtu | FALSE | L | Annual | Constraint Shadow Price | US2016$/Ton | 0 | 0 | 0 | 0 | 0 | 0 | 0 | 0
IL Fac. Spec. - NOX Rate Summer v3.1, Unit 575 and retrofits | 475 | 1797 | Rate Constraint in lbs/MMBtu | FALSE | L | Annual | Seasons Included | Seasons | Summer | Summer | Summer | Summer | Summer | Summer | Summer | Summer
IL Fac. Spec. - NOX Rate Summer v3.1, Unit 575 and retrofits | 475 | 1797 | Rate Constraint in lbs/MMBtu | FALSE | L | Annual | Standard NOX | lb/MMBtu | 0.25 | 0.25 | 0.25 | 0.25 | 0.25 | 0.25 | 0.25 | 0.25
IL Fac. Spec. - NOX Rate Summer v3.1, Unit 575 and retrofits | 475 | 1797 | Rate Constraint in lbs/MMBtu | FALSE | L | Annual | Emissions at Affected Plants NOX | Thousand Tons | 0 | 0.00038987 | 0.00055094 | 0.00055094 | 0.00055094 | 0.00055094 | 0.00055094 | 0.0023136
IL Fac. Spec. - NOX Rate Summer v3.1, Unit 575 and retrofits | 475 | 1797 | Rate Constraint in lbs/MMBtu | FALSE | L | Annual | Allowances Purchased NOX | Thousand Tons | 0 | 0 | 0 | 0 | 0 | 0 | 0 | 0
IL Fac. Spec. - NOX Rate Summer v3.1, Unit 575 and retrofits | 475 | 1797 | Rate Constraint in lbs/MMBtu | FALSE | L | Annual | Allowances Sold NOX | Thousand Tons | 0 | 0 | 0 | 0 | 0 | 0 | 0 | 0
IL Fac. Spec. - NOX Rate Summer v3.1, Unit 575 and retrofits | 475 | 1797 | Rate Constraint in lbs/MMBtu | FALSE | L | Annual | Allowances Banked | Thousand Tons | 0 | 0 | 0 | 0 | 0 | 0 | 0 | 0
IL Fac. Spec. - NOX Rate Summer v3.1, Unit 575 and retrofits | 475 | 1797 | Rate Constraint in lbs/MMBtu | FALSE | L | Annual | Allowances Withdrawn (1:1) | Thousand Tons | 0 | 0 | 0 | 0 | 0 | 0 | 0 | 0
IL Fac. Spec. - NOX Rate Summer v3.1, Unit 575 and retrofits | 475 | 1797 | Rate Constraint in lbs/MMBtu | FALSE | L | Annual | Allowances Withdrawn (n:1) | Thousand Tons | 0 | 0 | 0 | 0 | 0 | 0 | 0 | 0
IL Fac. Spec. - NOX Rate Summer v3.1, Unit 575 and retrofits | 475 | 1797 | Rate Constraint in lbs/MMBtu | FALSE | L | Annual | Net Emissions Allowance Position | Thousand Tons | 0 | 0.00038987 | 0.00055094 | 0.00055094 | 0.00055094 | 0.00055094 | 0.00055094 | 0.0023136
IL Fac. Spec. - NOX Rate Summer v3.1, Unit 575 and retrofits | 475 | 1797 | Rate Constraint in lbs/MMBtu | FALSE | L | Annual | Fuel Consumed | TBtu | 0 | 0.022516 | 0.031819 | 0.031819 | 0.031819 | 0.031819 | 0.031819 | 0.13362
IL Fac. Spec. - NOX Rate Summer v3.1, Unit 575 and retrofits | 475 | 1797 | Rate Constraint in lbs/MMBtu | FALSE | L | Annual | Rate | lb/MMBtu | 0 | 0.03463 | 0.03463 | 0.03463 | 0.03463 | 0.03463 | 0.03463 | 0.03463
IL Fac. Spec. - NOX Rate Summer v3.1, Unit 575 and retrofits | 475 | 1797 | Rate Constraint in lbs/MMBtu | FALSE | L | Annual | Generation | TWh | 0 | 0.0018239 | 0.0025775 | 0.0025775 | 0.0025775 | 0.0025775 | 0.0025775 | 0.010824
IL Fac. Spec. - NOX Rate Summer v3.1, Unit 575 and retrofits | 475 | 1797 | Rate Constraint in lbs/MMBtu | FALSE | L | Annual | Qualifying Generation | TWh | 0 | 0.0018239 | 0.0025775 | 0.0025775 | 0.0025775 | 0.0025775 | 0.0025775 | 0.010824
IL Fac. Spec. - NOX Rate Summer v3.1, Unit 575 and retrofits | 475 | 1797 | Rate Constraint in lbs/MMBtu | FALSE | L | Annual | Rate | lb/MWh | 0 | 0.42751 | 0.42751 | 0.42751 | 0.42751 | 0.42751 | 0.42751 | 0.42751
IL Fac. Spec. - NOX Rate Summer v3.1, Unit 575 and retrofits | 475 | 1797 | Rate Constraint in lbs/MMBtu | FALSE | L | Annual | Constraint Shadow Price | US2016$/Ton | 0 | 0 | 0 | 0 | 0 | 0 | 0 | 0
IL Fac. Spec. - NOX Rate Summer v3.1, Unit 576 and retrofits | 476 | 1797 | Rate Constraint in lbs/MMBtu | FALSE | L | Annual | Seasons Included | Seasons | Summer | Summer | Summer | Summer | Summer | Summer | Summer | Summer
IL Fac. Spec. - NOX Rate Summer v3.1, Unit 576 and retrofits | 476 | 1797 | Rate Constraint in lbs/MMBtu | FALSE | L | Annual | Standard NOX | lb/MMBtu | 0.25 | 0.25 | 0.25 | 0.25 | 0.25 | 0.25 | 0.25 | 0.25
IL Fac. Spec. - NOX Rate Summer v3.1, Unit 576 and retrofits | 476 | 1797 | Rate Constraint in lbs/MMBtu | FALSE | L | Annual | Emissions at Affected Plants NOX | Thousand Tons | 0 | 0 | 0.00050339 | 0.00050339 | 0.00050339 | 0.00050339 | 0.00050339 | 0.00050339
IL Fac. Spec. - NOX Rate Summer v3.1, Unit 576 and retrofits | 476 | 1797 | Rate Constraint in lbs/MMBtu | FALSE | L | Annual | Allowances Purchased NOX | Thousand Tons | 0 | 0 | 0 | 0 | 0 | 0 | 0 | 0
IL Fac. Spec. - NOX Rate Summer v3.1, Unit 576 and retrofits | 476 | 1797 | Rate Constraint in lbs/MMBtu | FALSE | L | Annual | Allowances Sold NOX | Thousand Tons | 0 | 0 | 0 | 0 | 0 | 0 | 0 | 0
IL Fac. Spec. - NOX Rate Summer v3.1, Unit 576 and retrofits | 476 | 1797 | Rate Constraint in lbs/MMBtu | FALSE | L | Annual | Allowances Banked | Thousand Tons | 0 | 0 | 0 | 0 | 0 | 0 | 0 | 0
IL Fac. Spec. - NOX Rate Summer v3.1, Unit 576 and retrofits | 476 | 1797 | Rate Constraint in lbs/MMBtu | FALSE | L | Annual | Allowances Withdrawn (1:1) | Thousand Tons | 0 | 0 | 0 | 0 | 0 | 0 | 0 | 0
IL Fac. Spec. - NOX Rate Summer v3.1, Unit 576 and retrofits | 476 | 1797 | Rate Constraint in lbs/MMBtu | FALSE | L | Annual | Allowances Withdrawn (n:1) | Thousand Tons | 0 | 0 | 0 | 0 | 0 | 0 | 0 | 0
IL Fac. Spec. - NOX Rate Summer v3.1, Unit 576 and retrofits | 476 | 1797 | Rate Constraint in lbs/MMBtu | FALSE | L | Annual | Net Emissions Allowance Position | Thousand Tons | 0 | 0 | 0.00050339 | 0.00050339 | 0.00050339 | 0.00050339 | 0.00050339 | 0.00050339
IL Fac. Spec. - NOX Rate Summer v3.1, Unit 576 and retrofits | 476 | 1797 | Rate Constraint in lbs/MMBtu | FALSE | L | Annual | Fuel Consumed | TBtu | 0 | 0 | 0.031981 | 0.031981 | 0.031981 | 0.031981 | 0.031981 | 0.031981
IL Fac. Spec. - NOX Rate Summer v3.1, Unit 576 and retrofits | 476 | 1797 | Rate Constraint in lbs/MMBtu | FALSE | L | Annual | Rate | lb/MMBtu | 0 | 0 | 0.03148 | 0.03148 | 0.03148 | 0.03148 | 0.03148 | 0.03148
IL Fac. Spec. - NOX Rate Summer v3.1, Unit 576 and retrofits | 476 | 1797 | Rate Constraint in lbs/MMBtu | FALSE | L | Annual | Generation | TWh | 0 | 0 | 0.0025906 | 0.0025906 | 0.0025906 | 0.0025906 | 0.0025906 | 0.0025906
IL Fac. Spec. - NOX Rate Summer v3.1, Unit 576 and retrofits | 476 | 1797 | Rate Constraint in lbs/MMBtu | FALSE | L | Annual | Qualifying Generation | TWh | 0 | 0 | 0.0025906 | 0.0025906 | 0.0025906 | 0.0025906 | 0.0025906 | 0.0025906
IL Fac. Spec. - NOX Rate Summer v3.1, Unit 576 and retrofits | 476 | 1797 | Rate Constraint in lbs/MMBtu | FALSE | L | Annual | Rate | lb/MWh | 0 | 0 | 0.38862 | 0.38862 | 0.38862 | 0.38862 | 0.38862 | 0.38862
IL Fac. Spec. - NOX Rate Summer v3.1, Unit 576 and retrofits | 476 | 1797 | Rate Constraint in lbs/MMBtu | FALSE | L | Annual | Constraint Shadow Price | US2016$/Ton | 0 | 0 | 0 | 0 | 0 | 0 | 0 | 0
IL Fac. Spec. - NOX Rate Summer v3.1, Unit 577 and retrofits | 477 | 1797 | Rate Constraint in lbs/MMBtu | FALSE | L | Annual | Seasons Included | Seasons | Summer | Summer | Summer | Summer | Summer | Summer | Summer | Summer
IL Fac. Spec. - NOX Rate Summer v3.1, Unit 577 and retrofits | 477 | 1797 | Rate Constraint in lbs/MMBtu | FALSE | L | Annual | Standard NOX | lb/MMBtu | 0.25 | 0.25 | 0.25 | 0.25 | 0.25 | 0.25 | 0.25 | 0.25
IL Fac. Spec. - NOX Rate Summer v3.1, Unit 577 and retrofits | 477 | 1797 | Rate Constraint in lbs/MMBtu | FALSE | L | Annual | Emissions at Affected Plants NOX | Thousand Tons | 0.0010651 | 0.0054143 | 0.0079884 | 0.010592 | 0.010592 | 0.010592 | 0.010592 | 0.010592
IL Fac. Spec. - NOX Rate Summer v3.1, Unit 577 and retrofits | 477 | 1797 | Rate Constraint in lbs/MMBtu | FALSE | L | Annual | Allowances Purchased NOX | Thousand Tons | 0 | 0 | 0 | 0 | 0 | 0 | 0 | 0
IL Fac. Spec. - NOX Rate Summer v3.1, Unit 577 and retrofits | 477 | 1797 | Rate Constraint in lbs/MMBtu | FALSE | L | Annual | Allowances Sold NOX | Thousand Tons | 0 | 0 | 0 | 0 | 0 | 0 | 0 | 0
IL Fac. Spec. - NOX Rate Summer v3.1, Unit 577 and retrofits | 477 | 1797 | Rate Constraint in lbs/MMBtu | FALSE | L | Annual | Allowances Banked | Thousand Tons | 0 | 0 | 0 | 0 | 0 | 0 | 0 | 0
IL Fac. Spec. - NOX Rate Summer v3.1, Unit 577 and retrofits | 477 | 1797 | Rate Constraint in lbs/MMBtu | FALSE | L | Annual | Allowances Withdrawn (1:1) | Thousand Tons | 0 | 0 | 0 | 0 | 0 | 0 | 0 | 0
IL Fac. Spec. - NOX Rate Summer v3.1, Unit 577 and retrofits | 477 | 1797 | Rate Constraint in lbs/MMBtu | FALSE | L | Annual | Allowances Withdrawn (n:1) | Thousand Tons | 0 | 0 | 0 | 0 | 0 | 0 | 0 | 0
IL Fac. Spec. - NOX Rate Summer v3.1, Unit 577 and retrofits | 477 | 1797 | Rate Constraint in lbs/MMBtu | FALSE | L | Annual | Net Emissions Allowance Position | Thousand Tons | 0.0010651 | 0.0054143 | 0.0079884 | 0.010592 | 0.010592 | 0.010592 | 0.010592 | 0.010592
IL Fac. Spec. - NOX Rate Summer v3.1, Unit 577 and retrofits | 477 | 1797 | Rate Constraint in lbs/MMBtu | FALSE | L | Annual | Fuel Consumed | TBtu | 0.05513 | 0.28025 | 0.41348 | 0.54824 | 0.54824 | 0.54824 | 0.54824 | 0.54824
IL Fac. Spec. - NOX Rate Summer v3.1, Unit 577 and retrofits | 477 | 1797 | Rate Constraint in lbs/MMBtu | FALSE | L | Annual | Rate | lb/MMBtu | 0.03864 | 0.03864 | 0.03864 | 0.03864 | 0.03864 | 0.03864 | 0.03864 | 0.03864
IL Fac. Spec. - NOX Rate Summer v3.1, Unit 577 and retrofits | 477 | 1797 | Rate Constraint in lbs/MMBtu | FALSE | L | Annual | Generation | TWh | 0.004944 | 0.025132 | 0.03708 | 0.049165 | 0.049165 | 0.049165 | 0.049165 | 0.049165
IL Fac. Spec. - NOX Rate Summer v3.1, Unit 577 and retrofits | 477 | 1797 | Rate Constraint in lbs/MMBtu | FALSE | L | Annual | Qualifying Generation | TWh | 0.004944 | 0.025132 | 0.03708 | 0.049165 | 0.049165 | 0.049165 | 0.049165 | 0.049165
IL Fac. Spec. - NOX Rate Summer v3.1, Unit 577 and retrofits | 477 | 1797 | Rate Constraint in lbs/MMBtu | FALSE | L | Annual | Rate | lb/MWh | 0.43087 | 0.43087 | 0.43087 | 0.43087 | 0.43087 | 0.43087 | 0.43087 | 0.43087
IL Fac. Spec. - NOX Rate Summer v3.1, Unit 577 and retrofits | 477 | 1797 | Rate Constraint in lbs/MMBtu | FALSE | L | Annual | Constraint Shadow Price | US2016$/Ton | 0 | 0 | 0 | 0 | 0 | 0 | 0 | 0
IL Fac. Spec. - NOX Rate Summer v3.1, Unit 578 and retrofits | 478 | 1797 | Rate Constraint in lbs/MMBtu | FALSE | L | Annual | Seasons Included | Seasons | Summer | Summer | Summer | Summer | Summer | Summer | Summer | Summer
IL Fac. Spec. - NOX Rate Summer v3.1, Unit 578 and retrofits | 478 | 1797 | Rate Constraint in lbs/MMBtu | FALSE | L | Annual | Standard NOX | lb/MMBtu | 0.25 | 0.25 | 0.25 | 0.25 | 0.25 | 0.25 | 0.25 | 0.25
IL Fac. Spec. - NOX Rate Summer v3.1, Unit 578 and retrofits | 478 | 1797 | Rate Constraint in lbs/MMBtu | FALSE | L | Annual | Emissions at Affected Plants NOX | Thousand Tons | 0.00097195 | 0.00097195 | 0.0049407 | 0.0096655 | 0.0096655 | 0.0096655 | 0.0096655 | 0.0096655
IL Fac. Spec. - NOX Rate Summer v3.1, Unit 578 and retrofits | 478 | 1797 | Rate Constraint in lbs/MMBtu | FALSE | L | Annual | Allowances Purchased NOX | Thousand Tons | 0 | 0 | 0 | 0 | 0 | 0 | 0 | 0
IL Fac. Spec. - NOX Rate Summer v3.1, Unit 578 and retrofits | 478 | 1797 | Rate Constraint in lbs/MMBtu | FALSE | L | Annual | Allowances Sold NOX | Thousand Tons | 0 | 0 | 0 | 0 | 0 | 0 | 0 | 0
IL Fac. Spec. - NOX Rate Summer v3.1, Unit 578 and retrofits | 478 | 1797 | Rate Constraint in lbs/MMBtu | FALSE | L | Annual | Allowances Banked | Thousand Tons | 0 | 0 | 0 | 0 | 0 | 0 | 0 | 0
IL Fac. Spec. - NOX Rate Summer v3.1, Unit 578 and retrofits | 478 | 1797 | Rate Constraint in lbs/MMBtu | FALSE | L | Annual | Allowances Withdrawn (1:1) | Thousand Tons | 0 | 0 | 0 | 0 | 0 | 0 | 0 | 0
IL Fac. Spec. - NOX Rate Summer v3.1, Unit 578 and retrofits | 478 | 1797 | Rate Constraint in lbs/MMBtu | FALSE | L | Annual | Allowances Withdrawn (n:1) | Thousand Tons | 0 | 0 | 0 | 0 | 0 | 0 | 0 | 0
IL Fac. Spec. - NOX Rate Summer v3.1, Unit 578 and retrofits | 478 | 1797 | Rate Constraint in lbs/MMBtu | FALSE | L | Annual | Net Emissions Allowance Position | Thousand Tons | 0.00097195 | 0.00097195 | 0.0049407 | 0.0096655 | 0.0096655 | 0.0096655 | 0.0096655 | 0.0096655
IL Fac. Spec. - NOX Rate Summer v3.1, Unit 578 and retrofits | 478 | 1797 | Rate Constraint in lbs/MMBtu | FALSE | L | Annual | Fuel Consumed | TBtu | 0.05513 | 0.05513 | 0.28025 | 0.54824 | 0.54824 | 0.54824 | 0.54824 | 0.54824
IL Fac. Spec. - NOX Rate Summer v3.1, Unit 578 and retrofits | 478 | 1797 | Rate Constraint in lbs/MMBtu | FALSE | L | Annual | Rate | lb/MMBtu | 0.03526 | 0.03526 | 0.03526 | 0.03526 | 0.03526 | 0.03526 | 0.03526 | 0.03526
IL Fac. Spec. - NOX Rate Summer v3.1, Unit 578 and retrofits | 478 | 1797 | Rate Constraint in lbs/MMBtu | FALSE | L | Annual | Generation | TWh | 0.004944 | 0.004944 | 0.025132 | 0.049165 | 0.049165 | 0.049165 | 0.049165 | 0.049165
IL Fac. Spec. - NOX Rate Summer v3.1, Unit 578 and retrofits | 478 | 1797 | Rate Constraint in lbs/MMBtu | FALSE | L | Annual | Qualifying Generation | TWh | 0.004944 | 0.004944 | 0.025132 | 0.049165 | 0.049165 | 0.049165 | 0.049165 | 0.049165
IL Fac. Spec. - NOX Rate Summer v3.1, Unit 578 and retrofits | 478 | 1797 | Rate Constraint in lbs/MMBtu | FALSE | L | Annual | Rate | lb/MWh | 0.39318 | 0.39318 | 0.39318 | 0.39318 | 0.39318 | 0.39318 | 0.39318 | 0.39318
IL Fac. Spec. - NOX Rate Summer v3.1, Unit 578 and retrofits | 478 | 1797 | Rate Constraint in lbs/MMBtu | FALSE | L | Annual | Constraint Shadow Price | US2016$/Ton | 0 | 0 | 0 | 0 | 0 | 0 | 0 | 0
IL Fac. Spec. - NOX Rate Summer v3.1, Unit 579 and retrofits | 479 | 1797 | Rate Constraint in lbs/MMBtu | FALSE | L | Annual | Seasons Included | Seasons | Summer | Summer | Summer | Summer | Summer | Summer | Summer | Summer
IL Fac. Spec. - NOX Rate Summer v3.1, Unit 579 and retrofits | 479 | 1797 | Rate Constraint in lbs/MMBtu | FALSE | L | Annual | Standard NOX | lb/MMBtu | 0.25 | 0.25 | 0.25 | 0.25 | 0.25 | 0.25 | 0.25 | 0.25
IL Fac. Spec. - NOX Rate Summer v3.1, Unit 579 and retrofits | 479 | 1797 | Rate Constraint in lbs/MMBtu | FALSE | L | Annual | Emissions at Affected Plants NOX | Thousand Tons | 0.00095623 | 0.0048609 | 0.0048609 | 0.0095092 | 0.0095092 | 0.0095092 | 0.0095092 | 0.0095092
IL Fac. Spec. - NOX Rate Summer v3.1, Unit 579 and retrofits | 479 | 1797 | Rate Constraint in lbs/MMBtu | FALSE | L | Annual | Allowances Purchased NOX | Thousand Tons | 0 | 0 | 0 | 0 | 0 | 0 | 0 | 0
IL Fac. Spec. - NOX Rate Summer v3.1, Unit 579 and retrofits | 479 | 1797 | Rate Constraint in lbs/MMBtu | FALSE | L | Annual | Allowances Sold NOX | Thousand Tons | 0 | 0 | 0 | 0 | 0 | 0 | 0 | 0
IL Fac. Spec. - NOX Rate Summer v3.1, Unit 579 and retrofits | 479 | 1797 | Rate Constraint in lbs/MMBtu | FALSE | L | Annual | Allowances Banked | Thousand Tons | 0 | 0 | 0 | 0 | 0 | 0 | 0 | 0
IL Fac. Spec. - NOX Rate Summer v3.1, Unit 579 and retrofits | 479 | 1797 | Rate Constraint in lbs/MMBtu | FALSE | L | Annual | Allowances Withdrawn (1:1) | Thousand Tons | 0 | 0 | 0 | 0 | 0 | 0 | 0 | 0
IL Fac. Spec. - NOX Rate Summer v3.1, Unit 579 and retrofits | 479 | 1797 | Rate Constraint in lbs/MMBtu | FALSE | L | Annual | Allowances Withdrawn (n:1) | Thousand Tons | 0 | 0 | 0 | 0 | 0 | 0 | 0 | 0
IL Fac. Spec. - NOX Rate Summer v3.1, Unit 579 and retrofits | 479 | 1797 | Rate Constraint in lbs/MMBtu | FALSE | L | Annual | Net Emissions Allowance Position | Thousand Tons | 0.00095623 | 0.0048609 | 0.0048609 | 0.0095092 | 0.0095092 | 0.0095092 | 0.0095092 | 0.0095092
IL Fac. Spec. - NOX Rate Summer v3.1, Unit 579 and retrofits | 479 | 1797 | Rate Constraint in lbs/MMBtu | FALSE | L | Annual | Fuel Consumed | TBtu | 0.05513 | 0.28025 | 0.28025 | 0.54824 | 0.54824 | 0.54824 | 0.54824 | 0.54824
IL Fac. Spec. - NOX Rate Summer v3.1, Unit 579 and retrofits | 479 | 1797 | Rate Constraint in lbs/MMBtu | FALSE | L | Annual | Rate | lb/MMBtu | 0.03469 | 0.03469 | 0.03469 | 0.03469 | 0.03469 | 0.03469 | 0.03469 | 0.03469
IL Fac. Spec. - NOX Rate Summer v3.1, Unit 579 and retrofits | 479 | 1797 | Rate Constraint in lbs/MMBtu | FALSE | L | Annual | Generation | TWh | 0.004944 | 0.025132 | 0.025132 | 0.049165 | 0.049165 | 0.049165 | 0.049165 | 0.049165
IL Fac. Spec. - NOX Rate Summer v3.1, Unit 579 and retrofits | 479 | 1797 | Rate Constraint in lbs/MMBtu | FALSE | L | Annual | Qualifying Generation | TWh | 0.004944 | 0.025132 | 0.025132 | 0.049165 | 0.049165 | 0.049165 | 0.049165 | 0.049165
IL Fac. Spec. - NOX Rate Summer v3.1, Unit 579 and retrofits | 479 | 1797 | Rate Constraint in lbs/MMBtu | FALSE | L | Annual | Rate | lb/MWh | 0.38683 | 0.38683 | 0.38683 | 0.38683 | 0.38683 | 0.38683 | 0.38683 | 0.38683
IL Fac. Spec. - NOX Rate Summer v3.1, Unit 579 and retrofits | 479 | 1797 | Rate Constraint in lbs/MMBtu | FALSE | L | Annual | Constraint Shadow Price | US2016$/Ton | 0 | 0 | 0 | 0 | 0 | 0 | 0 | 0
IL Fac. Spec. - NOX Rate Summer v3.1, Unit 580 and retrofits | 480 | 1797 | Rate Constraint in lbs/MMBtu | FALSE | L | Annual | Seasons Included | Seasons | Summer | Summer | Summer | Summer | Summer | Summer | Summer | Summer
IL Fac. Spec. - NOX Rate Summer v3.1, Unit 580 and retrofits | 480 | 1797 | Rate Constraint in lbs/MMBtu | FALSE | L | Annual | Standard NOX | lb/MMBtu | 0.25 | 0.25 | 0.25 | 0.25 | 0.25 | 0.25 | 0.25 | 0.25
IL Fac. Spec. - NOX Rate Summer v3.1, Unit 580 and retrofits | 480 | 1797 | Rate Constraint in lbs/MMBtu | FALSE | L | Annual | Emissions at Affected Plants NOX | Thousand Tons | 0.00090331 | 0.0042344 | 0.0045918 | 0.0089829 | 0.0089829 | 0.0089829 | 0.0089829 | 0.0089829
IL Fac. Spec. - NOX Rate Summer v3.1, Unit 580 and retrofits | 480 | 1797 | Rate Constraint in lbs/MMBtu | FALSE | L | Annual | Allowances Purchased NOX | Thousand Tons | 0 | 0 | 0 | 0 | 0 | 0 | 0 | 0
IL Fac. Spec. - NOX Rate Summer v3.1, Unit 580 and retrofits | 480 | 1797 | Rate Constraint in lbs/MMBtu | FALSE | L | Annual | Allowances Sold NOX | Thousand Tons | 0 | 0 | 0 | 0 | 0 | 0 | 0 | 0
IL Fac. Spec. - NOX Rate Summer v3.1, Unit 580 and retrofits | 480 | 1797 | Rate Constraint in lbs/MMBtu | FALSE | L | Annual | Allowances Banked | Thousand Tons | 0 | 0 | 0 | 0 | 0 | 0 | 0 | 0
IL Fac. Spec. - NOX Rate Summer v3.1, Unit 580 and retrofits | 480 | 1797 | Rate Constraint in lbs/MMBtu | FALSE | L | Annual | Allowances Withdrawn (1:1) | Thousand Tons | 0 | 0 | 0 | 0 | 0 | 0 | 0 | 0
IL Fac. Spec. - NOX Rate Summer v3.1, Unit 580 and retrofits | 480 | 1797 | Rate Constraint in lbs/MMBtu | FALSE | L | Annual | Allowances Withdrawn (n:1) | Thousand Tons | 0 | 0 | 0 | 0 | 0 | 0 | 0 | 0
IL Fac. Spec. - NOX Rate Summer v3.1, Unit 580 and retrofits | 480 | 1797 | Rate Constraint in lbs/MMBtu | FALSE | L | Annual | Net Emissions Allowance Position | Thousand Tons | 0.00090331 | 0.0042344 | 0.0045918 | 0.0089829 | 0.0089829 | 0.0089829 | 0.0089829 | 0.0089829
IL Fac. Spec. - NOX Rate Summer v3.1, Unit 580 and retrofits | 480 | 1797 | Rate Constraint in lbs/MMBtu | FALSE | L | Annual | Fuel Consumed | TBtu | 0.05513 | 0.25843 | 0.28025 | 0.54824 | 0.54824 | 0.54824 | 0.54824 | 0.54824
IL Fac. Spec. - NOX Rate Summer v3.1, Unit 580 and retrofits | 480 | 1797 | Rate Constraint in lbs/MMBtu | FALSE | L | Annual | Rate | lb/MMBtu | 0.03277 | 0.03277 | 0.03277 | 0.03277 | 0.03277 | 0.03277 | 0.03277 | 0.03277
IL Fac. Spec. - NOX Rate Summer v3.1, Unit 580 and retrofits | 480 | 1797 | Rate Constraint in lbs/MMBtu | FALSE | L | Annual | Generation | TWh | 0.004944 | 0.023176 | 0.025132 | 0.049165 | 0.049165 | 0.049165 | 0.049165 | 0.049165
IL Fac. Spec. - NOX Rate Summer v3.1, Unit 580 and retrofits | 480 | 1797 | Rate Constraint in lbs/MMBtu | FALSE | L | Annual | Qualifying Generation | TWh | 0.004944 | 0.023176 | 0.025132 | 0.049165 | 0.049165 | 0.049165 | 0.049165 | 0.049165
IL Fac. Spec. - NOX Rate Summer v3.1, Unit 580 and retrofits | 480 | 1797 | Rate Constraint in lbs/MMBtu | FALSE | L | Annual | Rate | lb/MWh | 0.36542 | 0.36542 | 0.36542 | 0.36542 | 0.36542 | 0.36542 | 0.36542 | 0.36542
IL Fac. Spec. - NOX Rate Summer v3.1, Unit 580 and retrofits | 480 | 1797 | Rate Constraint in lbs/MMBtu | FALSE | L | Annual | Constraint Shadow Price | US2016$/Ton | 0 | 0 | 0 | 0 | 0 | 0 | 0 | 0
IL Fac. Spec. - NOX Rate Summer v3.1, Unit 581 and retrofits | 481 | 1797 | Rate Constraint in lbs/MMBtu | FALSE | L | Annual | Seasons Included | Seasons | Summer | Summer | Summer | Summer | Summer | Summer | Summer | Summer
IL Fac. Spec. - NOX Rate Summer v3.1, Unit 581 and retrofits | 481 | 1797 | Rate Constraint in lbs/MMBtu | FALSE | L | Annual | Standard NOX | lb/MMBtu | 0.25 | 0.25 | 0.25 | 0.25 | 0.25 | 0.25 | 0.25 | 0.25
IL Fac. Spec. - NOX Rate Summer v3.1, Unit 581 and retrofits | 481 | 1797 | Rate Constraint in lbs/MMBtu | FALSE | L | Annual | Emissions at Affected Plants NOX | Thousand Tons | 0.00092757 | 0.00092757 | 0.0050028 | 0.0092241 | 0.0092241 | 0.0082171 | 0.0092241 | 0.0092241
IL Fac. Spec. - NOX Rate Summer v3.1, Unit 581 and retrofits | 481 | 1797 | Rate Constraint in lbs/MMBtu | FALSE | L | Annual | Allowances Purchased NOX | Thousand Tons | 0 | 0 | 0 | 0 | 0 | 0 | 0 | 0
IL Fac. Spec. - NOX Rate Summer v3.1, Unit 581 and retrofits | 481 | 1797 | Rate Constraint in lbs/MMBtu | FALSE | L | Annual | Allowances Sold NOX | Thousand Tons | 0 | 0 | 0 | 0 | 0 | 0 | 0 | 0
IL Fac. Spec. - NOX Rate Summer v3.1, Unit 581 and retrofits | 481 | 1797 | Rate Constraint in lbs/MMBtu | FALSE | L | Annual | Allowances Banked | Thousand Tons | 0 | 0 | 0 | 0 | 0 | 0 | 0 | 0
IL Fac. Spec. - NOX Rate Summer v3.1, Unit 581 and retrofits | 481 | 1797 | Rate Constraint in lbs/MMBtu | FALSE | L | Annual | Allowances Withdrawn (1:1) | Thousand Tons | 0 | 0 | 0 | 0 | 0 | 0 | 0 | 0
IL Fac. Spec. - NOX Rate Summer v3.1, Unit 581 and retrofits | 481 | 1797 | Rate Constraint in lbs/MMBtu | FALSE | L | Annual | Allowances Withdrawn (n:1) | Thousand Tons | 0 | 0 | 0 | 0 | 0 | 0 | 0 | 0
IL Fac. Spec. - NOX Rate Summer v3.1, Unit 581 and retrofits | 481 | 1797 | Rate Constraint in lbs/MMBtu | FALSE | L | Annual | Net Emissions Allowance Position | Thousand Tons | 0.00092757 | 0.00092757 | 0.0050028 | 0.0092241 | 0.0092241 | 0.0082171 | 0.0092241 | 0.0092241
IL Fac. Spec. - NOX Rate Summer v3.1, Unit 581 and retrofits | 481 | 1797 | Rate Constraint in lbs/MMBtu | FALSE | L | Annual | Fuel Consumed | TBtu | 0.05513 | 0.05513 | 0.29734 | 0.54824 | 0.54824 | 0.48839 | 0.54824 | 0.54824
IL Fac. Spec. - NOX Rate Summer v3.1, Unit 581 and retrofits | 481 | 1797 | Rate Constraint in lbs/MMBtu | FALSE | L | Annual | Rate | lb/MMBtu | 0.03365 | 0.03365 | 0.03365 | 0.03365 | 0.03365 | 0.03365 | 0.03365 | 0.03365
IL Fac. Spec. - NOX Rate Summer v3.1, Unit 581 and retrofits | 481 | 1797 | Rate Constraint in lbs/MMBtu | FALSE | L | Annual | Generation | TWh | 0.004944 | 0.004944 | 0.026665 | 0.049165 | 0.049165 | 0.043798 | 0.049165 | 0.049165
IL Fac. Spec. - NOX Rate Summer v3.1, Unit 581 and retrofits | 481 | 1797 | Rate Constraint in lbs/MMBtu | FALSE | L | Annual | Qualifying Generation | TWh | 0.004944 | 0.004944 | 0.026665 | 0.049165 | 0.049165 | 0.043798 | 0.049165 | 0.049165
IL Fac. Spec. - NOX Rate Summer v3.1, Unit 581 and retrofits | 481 | 1797 | Rate Constraint in lbs/MMBtu | FALSE | L | Annual | Rate | lb/MWh | 0.37523 | 0.37523 | 0.37523 | 0.37523 | 0.37523 | 0.37523 | 0.37523 | 0.37523
IL Fac. Spec. - NOX Rate Summer v3.1, Unit 581 and retrofits | 481 | 1797 | Rate Constraint in lbs/MMBtu | FALSE | L | Annual | Constraint Shadow Price | US2016$/Ton | 0 | 0 | 0 | 0 | 0 | 0 | 0 | 0
IL Fac. Spec. - NOX Rate Summer v3.1, Unit 582 and retrofits | 482 | 1797 | Rate Constraint in lbs/MMBtu | FALSE | L | Annual | Seasons Included | Seasons | Summer | Summer | Summer | Summer | Summer | Summer | Summer | Summer
IL Fac. Spec. - NOX Rate Summer v3.1, Unit 582 and retrofits | 482 | 1797 | Rate Constraint in lbs/MMBtu | FALSE | L | Annual | Standard NOX | lb/MMBtu | 0.25 | 0.25 | 0.25 | 0.25 | 0.25 | 0.25 | 0.25 | 0.25
IL Fac. Spec. - NOX Rate Summer v3.1, Unit 582 and retrofits | 482 | 1797 | Rate Constraint in lbs/MMBtu | FALSE | L | Annual | Emissions at Affected Plants NOX | Thousand Tons | 0 | 0 | 0.00051643 | 0.00051643 | 0.00051643 | 0.00051643 | 0.00051643 | 0.00051643
IL Fac. Spec. - NOX Rate Summer v3.1, Unit 582 and retrofits | 482 | 1797 | Rate Constraint in lbs/MMBtu | FALSE | L | Annual | Allowances Purchased NOX | Thousand Tons | 0 | 0 | 0 | 0 | 0 | 0 | 0 | 0
IL Fac. Spec. - NOX Rate Summer v3.1, Unit 582 and retrofits | 482 | 1797 | Rate Constraint in lbs/MMBtu | FALSE | L | Annual | Allowances Sold NOX | Thousand Tons | 0 | 0 | 0 | 0 | 0 | 0 | 0 | 0
IL Fac. Spec. - NOX Rate Summer v3.1, Unit 582 and retrofits | 482 | 1797 | Rate Constraint in lbs/MMBtu | FALSE | L | Annual | Allowances Banked | Thousand Tons | 0 | 0 | 0 | 0 | 0 | 0 | 0 | 0
IL Fac. Spec. - NOX Rate Summer v3.1, Unit 582 and retrofits | 482 | 1797 | Rate Constraint in lbs/MMBtu | FALSE | L | Annual | Allowances Withdrawn (1:1) | Thousand Tons | 0 | 0 | 0 | 0 | 0 | 0 | 0 | 0
IL Fac. Spec. - NOX Rate Summer v3.1, Unit 582 and retrofits | 482 | 1797 | Rate Constraint in lbs/MMBtu | FALSE | L | Annual | Allowances Withdrawn (n:1) | Thousand Tons | 0 | 0 | 0 | 0 | 0 | 0 | 0 | 0
IL Fac. Spec. - NOX Rate Summer v3.1, Unit 582 and retrofits | 482 | 1797 | Rate Constraint in lbs/MMBtu | FALSE | L | Annual | Net Emissions Allowance Position | Thousand Tons | 0 | 0 | 0.00051643 | 0.00051643 | 0.00051643 | 0.00051643 | 0.00051643 | 0.00051643
IL Fac. Spec. - NOX Rate Summer v3.1, Unit 582 and retrofits | 482 | 1797 | Rate Constraint in lbs/MMBtu | FALSE | L | Annual | Fuel Consumed | TBtu | 0 | 0 | 0.031518 | 0.031518 | 0.031518 | 0.031518 | 0.031518 | 0.031518
IL Fac. Spec. - NOX Rate Summer v3.1, Unit 582 and retrofits | 482 | 1797 | Rate Constraint in lbs/MMBtu | FALSE | L | Annual | Rate | lb/MMBtu | 0 | 0 | 0.03277 | 0.03277 | 0.03277 | 0.03277 | 0.03277 | 0.03277
IL Fac. Spec. - NOX Rate Summer v3.1, Unit 582 and retrofits | 482 | 1797 | Rate Constraint in lbs/MMBtu | FALSE | L | Annual | Generation | TWh | 0 | 0 | 0.0025379 | 0.0025379 | 0.0025379 | 0.0025379 | 0.0025379 | 0.0025379
IL Fac. Spec. - NOX Rate Summer v3.1, Unit 582 and retrofits | 482 | 1797 | Rate Constraint in lbs/MMBtu | FALSE | L | Annual | Qualifying Generation | TWh | 0 | 0 | 0.0025379 | 0.0025379 | 0.0025379 | 0.0025379 | 0.0025379 | 0.0025379
IL Fac. Spec. - NOX Rate Summer v3.1, Unit 582 and retrofits | 482 | 1797 | Rate Constraint in lbs/MMBtu | FALSE | L | Annual | Rate | lb/MWh | 0 | 0 | 0.40697 | 0.40697 | 0.40697 | 0.40697 | 0.40697 | 0.40697
IL Fac. Spec. - NOX Rate Summer v3.1, Unit 582 and retrofits | 482 | 1797 | Rate Constraint in lbs/MMBtu | FALSE | L | Annual | Constraint Shadow Price | US2016$/Ton | 0 | 0 | 0 | 0 | 0 | 0 | 0 | 0
IL Fac. Spec. - NOX Rate Summer v3.1, Unit 583 and retrofits | 483 | 1797 | Rate Constraint in lbs/MMBtu | FALSE | L | Annual | Seasons Included | Seasons | Summer | Summer | Summer | Summer | Summer | Summer | Summer | Summer
IL Fac. Spec. - NOX Rate Summer v3.1, Unit 583 and retrofits | 483 | 1797 | Rate Constraint in lbs/MMBtu | FALSE | L | Annual | Standard NOX | lb/MMBtu | 0.25 | 0.25 | 0.25 | 0.25 | 0.25 | 0.25 | 0.25 | 0.25
IL Fac. Spec. - NOX Rate Summer v3.1, Unit 583 and retrofits | 483 | 1797 | Rate Constraint in lbs/MMBtu | FALSE | L | Annual | Emissions at Affected Plants NOX | Thousand Tons | 0 | 0 | 0.00052525 | 0.00052525 | 0.00052525 | 0.00052525 | 0.00052525 | 0.00052525
IL Fac. Spec. - NOX Rate Summer v3.1, Unit 583 and retrofits | 483 | 1797 | Rate Constraint in lbs/MMBtu | FALSE | L | Annual | Allowances Purchased NOX | Thousand Tons | 0 | 0 | 0 | 0 | 0 | 0 | 0 | 0
IL Fac. Spec. - NOX Rate Summer v3.1, Unit 583 and retrofits | 483 | 1797 | Rate Constraint in lbs/MMBtu | FALSE | L | Annual | Allowances Sold NOX | Thousand Tons | 0 | 0 | 0 | 0 | 0 | 0 | 0 | 0
IL Fac. Spec. - NOX Rate Summer v3.1, Unit 583 and retrofits | 483 | 1797 | Rate Constraint in lbs/MMBtu | FALSE | L | Annual | Allowances Banked | Thousand Tons | 0 | 0 | 0 | 0 | 0 | 0 | 0 | 0
IL Fac. Spec. - NOX Rate Summer v3.1, Unit 583 and retrofits | 483 | 1797 | Rate Constraint in lbs/MMBtu | FALSE | L | Annual | Allowances Withdrawn (1:1) | Thousand Tons | 0 | 0 | 0 | 0 | 0 | 0 | 0 | 0
IL Fac. Spec. - NOX Rate Summer v3.1, Unit 583 and retrofits | 483 | 1797 | Rate Constraint in lbs/MMBtu | FALSE | L | Annual | Allowances Withdrawn (n:1) | Thousand Tons | 0 | 0 | 0 | 0 | 0 | 0 | 0 | 0
IL Fac. Spec. - NOX Rate Summer v3.1, Unit 583 and retrofits | 483 | 1797 | Rate Constraint in lbs/MMBtu | FALSE | L | Annual | Net Emissions Allowance Position | Thousand Tons | 0 | 0 | 0.00052525 | 0.00052525 | 0.00052525 | 0.00052525 | 0.00052525 | 0.00052525
IL Fac. Spec. - NOX Rate Summer v3.1, Unit 583 and retrofits | 483 | 1797 | Rate Constraint in lbs/MMBtu | FALSE | L | Annual | Fuel Consumed | TBtu | 0 | 0 | 0.031518 | 0.031518 | 0.031518 | 0.031518 | 0.031518 | 0.031518
IL Fac. Spec. - NOX Rate Summer v3.1, Unit 583 and retrofits | 483 | 1797 | Rate Constraint in lbs/MMBtu | FALSE | L | Annual | Rate | lb/MMBtu | 0 | 0 | 0.03333 | 0.03333 | 0.03333 | 0.03333 | 0.03333 | 0.03333
IL Fac. Spec. - NOX Rate Summer v3.1, Unit 583 and retrofits | 483 | 1797 | Rate Constraint in lbs/MMBtu | FALSE | L | Annual | Generation | TWh | 0 | 0 | 0.0025379 | 0.0025379 | 0.0025379 | 0.0025379 | 0.0025379 | 0.0025379
IL Fac. Spec. - NOX Rate Summer v3.1, Unit 583 and retrofits | 483 | 1797 | Rate Constraint in lbs/MMBtu | FALSE | L | Annual | Qualifying Generation | TWh | 0 | 0 | 0.0025379 | 0.0025379 | 0.0025379 | 0.0025379 | 0.0025379 | 0.0025379
IL Fac. Spec. - NOX Rate Summer v3.1, Unit 583 and retrofits | 483 | 1797 | Rate Constraint in lbs/MMBtu | FALSE | L | Annual | Rate | lb/MWh | 0 | 0 | 0.41393 | 0.41393 | 0.41393 | 0.41393 | 0.41393 | 0.41393
IL Fac. Spec. - NOX Rate Summer v3.1, Unit 583 and retrofits | 483 | 1797 | Rate Constraint in lbs/MMBtu | FALSE | L | Annual | Constraint Shadow Price | US2016$/Ton | 0 | 0 | 0 | 0 | 0 | 0 | 0 | 0
IL Fac. Spec. - NOX Rate Summer v3.1, Unit 584 and retrofits | 484 | 1797 | Rate Constraint in lbs/MMBtu | FALSE | L | Annual | Seasons Included | Seasons | Summer | Summer | Summer | Summer | Summer | Summer | Summer | Summer
IL Fac. Spec. - NOX Rate Summer v3.1, Unit 584 and retrofits | 484 | 1797 | Rate Constraint in lbs/MMBtu | FALSE | L | Annual | Standard NOX | lb/MMBtu | 0.25 | 0.25 | 0.25 | 0.25 | 0.25 | 0.25 | 0.25 | 0.25
IL Fac. Spec. - NOX Rate Summer v3.1, Unit 584 and retrofits | 484 | 1797 | Rate Constraint in lbs/MMBtu | FALSE | L | Annual | Emissions at Affected Plants NOX | Thousand Tons | 0 | 0 | 0 | 0.00052667 | 0.00052667 | 0.00052667 | 0.00052667 | 0.00052667
IL Fac. Spec. - NOX Rate Summer v3.1, Unit 584 and retrofits | 484 | 1797 | Rate Constraint in lbs/MMBtu | FALSE | L | Annual | Allowances Purchased NOX | Thousand Tons | 0 | 0 | 0 | 0 | 0 | 0 | 0 | 0
IL Fac. Spec. - NOX Rate Summer v3.1, Unit 584 and retrofits | 484 | 1797 | Rate Constraint in lbs/MMBtu | FALSE | L | Annual | Allowances Sold NOX | Thousand Tons | 0 | 0 | 0 | 0 | 0 | 0 | 0 | 0
IL Fac. Spec. - NOX Rate Summer v3.1, Unit 584 and retrofits | 484 | 1797 | Rate Constraint in lbs/MMBtu | FALSE | L | Annual | Allowances Banked | Thousand Tons | 0 | 0 | 0 | 0 | 0 | 0 | 0 | 0
IL Fac. Spec. - NOX Rate Summer v3.1, Unit 584 and retrofits | 484 | 1797 | Rate Constraint in lbs/MMBtu | FALSE | L | Annual | Allowances Withdrawn (1:1) | Thousand Tons | 0 | 0 | 0 | 0 | 0 | 0 | 0 | 0
IL Fac. Spec. - NOX Rate Summer v3.1, Unit 584 and retrofits | 484 | 1797 | Rate Constraint in lbs/MMBtu | FALSE | L | Annual | Allowances Withdrawn (n:1) | Thousand Tons | 0 | 0 | 0 | 0 | 0 | 0 | 0 | 0
IL Fac. Spec. - NOX Rate Summer v3.1, Unit 584 and retrofits | 484 | 1797 | Rate Constraint in lbs/MMBtu | FALSE | L | Annual | Net Emissions Allowance Position | Thousand Tons | 0 | 0 | 0 | 0.00052667 | 0.00052667 | 0.00052667 | 0.00052667 | 0.00052667
IL Fac. Spec. - NOX Rate Summer v3.1, Unit 584 and retrofits | 484 | 1797 | Rate Constraint in lbs/MMBtu | FALSE | L | Annual | Fuel Consumed | TBtu | 0 | 0 | 0 | 0.031518 | 0.031518 | 0.031518 | 0.031518 | 0.031518
IL Fac. Spec. - NOX Rate Summer v3.1, Unit 584 and retrofits | 484 | 1797 | Rate Constraint in lbs/MMBtu | FALSE | L | Annual | Rate | lb/MMBtu | 0 | 0 | 0 | 0.03342 | 0.03342 | 0.03342 | 0.03342 | 0.03342
IL Fac. Spec. - NOX Rate Summer v3.1, Unit 584 and retrofits | 484 | 1797 | Rate Constraint in lbs/MMBtu | FALSE | L | Annual | Generation | TWh | 0 | 0 | 0 | 0.0025379 | 0.0025379 | 0.0025379 | 0.0025379 | 0.0025379
IL Fac. Spec. - NOX Rate Summer v3.1, Unit 584 and retrofits | 484 | 1797 | Rate Constraint in lbs/MMBtu | FALSE | L | Annual | Qualifying Generation | TWh | 0 | 0 | 0 | 0.0025379 | 0.0025379 | 0.0025379 | 0.0025379 | 0.0025379
IL Fac. Spec. - NOX Rate Summer v3.1, Unit 584 and retrofits | 484 | 1797 | Rate Constraint in lbs/MMBtu | FALSE | L | Annual | Rate | lb/MWh | 0 | 0 | 0 | 0.41504 | 0.41504 | 0.41504 | 0.41504 | 0.41504
IL Fac. Spec. - NOX Rate Summer v3.1, Unit 584 and retrofits | 484 | 1797 | Rate Constraint in lbs/MMBtu | FALSE | L | Annual | Constraint Shadow Price | US2016$/Ton | 0 | 0 | 0 | 0 | 0 | 0 | 0 | 0
IL Fac. Spec. - NOX Rate Summer v3.1, Unit 585 and retrofits | 485 | 1797 | Rate Constraint in lbs/MMBtu | FALSE | L | Annual | Seasons Included | Seasons | Summer | Summer | Summer | Summer | Summer | Summer | Summer | Summer
IL Fac. Spec. - NOX Rate Summer v3.1, Unit 585 and retrofits | 485 | 1797 | Rate Constraint in lbs/MMBtu | FALSE | L | Annual | Standard NOX | lb/MMBtu | 0.25 | 0.25 | 0.25 | 0.25 | 0.25 | 0.25 | 0.25 | 0.25
IL Fac. Spec. - NOX Rate Summer v3.1, Unit 585 and retrofits | 485 | 1797 | Rate Constraint in lbs/MMBtu | FALSE | L | Annual | Emissions at Affected Plants NOX | Thousand Tons | 0 | 0 | 0.00083917 | 0.00083917 | 0.00083917 | 0.00083917 | 0.00083917 | 0.00083917
IL Fac. Spec. - NOX Rate Summer v3.1, Unit 585 and retrofits | 485 | 1797 | Rate Constraint in lbs/MMBtu | FALSE | L | Annual | Allowances Purchased NOX | Thousand Tons | 0 | 0 | 0 | 0 | 0 | 0 | 0 | 0
IL Fac. Spec. - NOX Rate Summer v3.1, Unit 585 and retrofits | 485 | 1797 | Rate Constraint in lbs/MMBtu | FALSE | L | Annual | Allowances Sold NOX | Thousand Tons | 0 | 0 | 0 | 0 | 0 | 0 | 0 | 0
IL Fac. Spec. - NOX Rate Summer v3.1, Unit 585 and retrofits | 485 | 1797 | Rate Constraint in lbs/MMBtu | FALSE | L | Annual | Allowances Banked | Thousand Tons | 0 | 0 | 0 | 0 | 0 | 0 | 0 | 0
IL Fac. Spec. - NOX Rate Summer v3.1, Unit 585 and retrofits | 485 | 1797 | Rate Constraint in lbs/MMBtu | FALSE | L | Annual | Allowances Withdrawn (1:1) | Thousand Tons | 0 | 0 | 0 | 0 | 0 | 0 | 0 | 0
IL Fac. Spec. - NOX Rate Summer v3.1, Unit 585 and retrofits | 485 | 1797 | Rate Constraint in lbs/MMBtu | FALSE | L | Annual | Allowances Withdrawn (n:1) | Thousand Tons | 0 | 0 | 0 | 0 | 0 | 0 | 0 | 0
IL Fac. Spec. - NOX Rate Summer v3.1, Unit 585 and retrofits | 485 | 1797 | Rate Constraint in lbs/MMBtu | FALSE | L | Annual | Net Emissions Allowance Position | Thousand Tons | 0 | 0 | 0.00083917 | 0.00083917 | 0.00083917 | 0.00083917 | 0.00083917 | 0.00083917
IL Fac. Spec. - NOX Rate Summer v3.1, Unit 585 and retrofits | 485 | 1797 | Rate Constraint in lbs/MMBtu | FALSE | L | Annual | Fuel Consumed | TBtu | 0 | 0 | 0.031518 | 0.031518 | 0.031518 | 0.031518 | 0.031518 | 0.031518
IL Fac. Spec. - NOX Rate Summer v3.1, Unit 585 and retrofits | 485 | 1797 | Rate Constraint in lbs/MMBtu | FALSE | L | Annual | Rate | lb/MMBtu | 0 | 0 | 0.05325 | 0.05325 | 0.05325 | 0.05325 | 0.05325 | 0.05325
IL Fac. Spec. - NOX Rate Summer v3.1, Unit 585 and retrofits | 485 | 1797 | Rate Constraint in lbs/MMBtu | FALSE | L | Annual | Generation | TWh | 0 | 0 | 0.0025379 | 0.0025379 | 0.0025379 | 0.0025379 | 0.0025379 | 0.0025379
IL Fac. Spec. - NOX Rate Summer v3.1, Unit 585 and retrofits | 485 | 1797 | Rate Constraint in lbs/MMBtu | FALSE | L | Annual | Qualifying Generation | TWh | 0 | 0 | 0.0025379 | 0.0025379 | 0.0025379 | 0.0025379 | 0.0025379 | 0.0025379
IL Fac. Spec. - NOX Rate Summer v3.1, Unit 585 and retrofits | 485 | 1797 | Rate Constraint in lbs/MMBtu | FALSE | L | Annual | Rate | lb/MWh | 0 | 0 | 0.66131 | 0.66131 | 0.66131 | 0.66131 | 0.66131 | 0.66131
IL Fac. Spec. - NOX Rate Summer v3.1, Unit 585 and retrofits | 485 | 1797 | Rate Constraint in lbs/MMBtu | FALSE | L | Annual | Constraint Shadow Price | US2016$/Ton | 0 | 0 | 0 | 0 | 0 | 0 | 0 | 0
IL Fac. Spec. - NOX Rate Summer v3.1, Unit 586 and retrofits | 486 | 1797 | Rate Constraint in lbs/MMBtu | FALSE | L | Annual | Seasons Included | Seasons | Summer | Summer | Summer | Summer | Summer | Summer | Summer | Summer
IL Fac. Spec. - NOX Rate Summer v3.1, Unit 586 and retrofits | 486 | 1797 | Rate Constraint in lbs/MMBtu | FALSE | L | Annual | Standard NOX | lb/MMBtu | 0.25 | 0.25 | 0.25 | 0.25 | 0.25 | 0.25 | 0.25 | 0.25
IL Fac. Spec. - NOX Rate Summer v3.1, Unit 586 and retrofits | 486 | 1797 | Rate Constraint in lbs/MMBtu | FALSE | L | Annual | Emissions at Affected Plants NOX | Thousand Tons | 0 | 0 | 0.00026478 | 0.00045575 | 0.00045575 | 0.00045575 | 0.00045575 | 0.00045575
IL Fac. Spec. - NOX Rate Summer v3.1, Unit 586 and retrofits | 486 | 1797 | Rate Constraint in lbs/MMBtu | FALSE | L | Annual | Allowances Purchased NOX | Thousand Tons | 0 | 0 | 0 | 0 | 0 | 0 | 0 | 0
IL Fac. Spec. - NOX Rate Summer v3.1, Unit 586 and retrofits | 486 | 1797 | Rate Constraint in lbs/MMBtu | FALSE | L | Annual | Allowances Sold NOX | Thousand Tons | 0 | 0 | 0 | 0 | 0 | 0 | 0 | 0
IL Fac. Spec. - NOX Rate Summer v3.1, Unit 586 and retrofits | 486 | 1797 | Rate Constraint in lbs/MMBtu | FALSE | L | Annual | Allowances Banked | Thousand Tons | 0 | 0 | 0 | 0 | 0 | 0 | 0 | 0
IL Fac. Spec. - NOX Rate Summer v3.1, Unit 586 and retrofits | 486 | 1797 | Rate Constraint in lbs/MMBtu | FALSE | L | Annual | Allowances Withdrawn (1:1) | Thousand Tons | 0 | 0 | 0 | 0 | 0 | 0 | 0 | 0
IL Fac. Spec. - NOX Rate Summer v3.1, Unit 586 and retrofits | 486 | 1797 | Rate Constraint in lbs/MMBtu | FALSE | L | Annual | Allowances Withdrawn (n:1) | Thousand Tons | 0 | 0 | 0 | 0 | 0 | 0 | 0 | 0
IL Fac. Spec. - NOX Rate Summer v3.1, Unit 586 and retrofits | 486 | 1797 | Rate Constraint in lbs/MMBtu | FALSE | L | Annual | Net Emissions Allowance Position | Thousand Tons | 0 | 0 | 0.00026478 | 0.00045575 | 0.00045575 | 0.00045575 | 0.00045575 | 0.00045575
IL Fac. Spec. - NOX Rate Summer v3.1, Unit 586 and retrofits | 486 | 1797 | Rate Constraint in lbs/MMBtu | FALSE | L | Annual | Fuel Consumed | TBtu | 0 | 0 | 0.018311 | 0.031518 | 0.031518 | 0.031518 | 0.031518 | 0.031518
IL Fac. Spec. - NOX Rate Summer v3.1, Unit 586 and retrofits | 486 | 1797 | Rate Constraint in lbs/MMBtu | FALSE | L | Annual | Rate | lb/MMBtu | 0 | 0 | 0.02892 | 0.02892 | 0.02892 | 0.02892 | 0.02892 | 0.02892
IL Fac. Spec. - NOX Rate Summer v3.1, Unit 586 and retrofits | 486 | 1797 | Rate Constraint in lbs/MMBtu | FALSE | L | Annual | Generation | TWh | 0 | 0 | 0.0014744 | 0.0025379 | 0.0025379 | 0.0025379 | 0.0025379 | 0.0025379
IL Fac. Spec. - NOX Rate Summer v3.1, Unit 586 and retrofits | 486 | 1797 | Rate Constraint in lbs/MMBtu | FALSE | L | Annual | Qualifying Generation | TWh | 0 | 0 | 0.0014744 | 0.0025379 | 0.0025379 | 0.0025379 | 0.0025379 | 0.0025379
IL Fac. Spec. - NOX Rate Summer v3.1, Unit 586 and retrofits | 486 | 1797 | Rate Constraint in lbs/MMBtu | FALSE | L | Annual | Rate | lb/MWh | 0 | 0 | 0.35916 | 0.35916 | 0.35916 | 0.35916 | 0.35916 | 0.35916
IL Fac. Spec. - NOX Rate Summer v3.1, Unit 586 and retrofits | 486 | 1797 | Rate Constraint in lbs/MMBtu | FALSE | L | Annual | Constraint Shadow Price | US2016$/Ton | 0 | 0 | 0 | 0 | 0 | 0 | 0 | 0
IL Fac. Spec. - NOX Rate Summer v3.1, Unit 587 and retrofits | 487 | 1797 | Rate Constraint in lbs/MMBtu | FALSE | L | Annual | Seasons Included | Seasons | Summer | Summer | Summer | Summer | Summer | Summer | Summer | Summer
IL Fac. Spec. - NOX Rate Summer v3.1, Unit 587 and retrofits | 487 | 1797 | Rate Constraint in lbs/MMBtu | FALSE | L | Annual | Standard NOX | lb/MMBtu | 0.25 | 0.25 | 0.25 | 0.25 | 0.25 | 0.25 | 0.25 | 0.25
IL Fac. Spec. - NOX Rate Summer v3.1, Unit 587 and retrofits | 487 | 1797 | Rate Constraint in lbs/MMBtu | FALSE | L | Annual | Emissions at Affected Plants NOX | Thousand Tons | 0 | 0 | 0.00048444 | 0.00048444 | 0.00048444 | 0.00048444 | 0.00048444 | 0.00048444
IL Fac. Spec. - NOX Rate Summer v3.1, Unit 587 and retrofits | 487 | 1797 | Rate Constraint in lbs/MMBtu | FALSE | L | Annual | Allowances Purchased NOX | Thousand Tons | 0 | 0 | 0 | 0 | 0 | 0 | 0 | 0
IL Fac. Spec. - NOX Rate Summer v3.1, Unit 587 and retrofits | 487 | 1797 | Rate Constraint in lbs/MMBtu | FALSE | L | Annual | Allowances Sold NOX | Thousand Tons | 0 | 0 | 0 | 0 | 0 | 0 | 0 | 0
IL Fac. Spec. - NOX Rate Summer v3.1, Unit 587 and retrofits | 487 | 1797 | Rate Constraint in lbs/MMBtu | FALSE | L | Annual | Allowances Banked | Thousand Tons | 0 | 0 | 0 | 0 | 0 | 0 | 0 | 0
IL Fac. Spec. - NOX Rate Summer v3.1, Unit 587 and retrofits | 487 | 1797 | Rate Constraint in lbs/MMBtu | FALSE | L | Annual | Allowances Withdrawn (1:1) | Thousand Tons | 0 | 0 | 0 | 0 | 0 | 0 | 0 | 0
IL Fac. Spec. - NOX Rate Summer v3.1, Unit 587 and retrofits | 487 | 1797 | Rate Constraint in lbs/MMBtu | FALSE | L | Annual | Allowances Withdrawn (n:1) | Thousand Tons | 0 | 0 | 0 | 0 | 0 | 0 | 0 | 0
IL Fac. Spec. - NOX Rate Summer v3.1, Unit 587 and retrofits | 487 | 1797 | Rate Constraint in lbs/MMBtu | FALSE | L | Annual | Net Emissions Allowance Position | Thousand Tons | 0 | 0 | 0.00048444 | 0.00048444 | 0.00048444 | 0.00048444 | 0.00048444 | 0.00048444
IL Fac. Spec. - NOX Rate Summer v3.1, Unit 587 and retrofits | 487 | 1797 | Rate Constraint in lbs/MMBtu | FALSE | L | Annual | Fuel Consumed | TBtu | 0 | 0 | 0.031518 | 0.031518 | 0.031518 | 0.031518 | 0.031518 | 0.031518
IL Fac. Spec. - NOX Rate Summer v3.1, Unit 587 and retrofits | 487 | 1797 | Rate Constraint in lbs/MMBtu | FALSE | L | Annual | Rate | lb/MMBtu | 0 | 0 | 0.03074 | 0.03074 | 0.03074 | 0.03074 | 0.03074 | 0.03074
IL Fac. Spec. - NOX Rate Summer v3.1, Unit 587 and retrofits | 487 | 1797 | Rate Constraint in lbs/MMBtu | FALSE | L | Annual | Generation | TWh | 0 | 0 | 0.0025379 | 0.0025379 | 0.0025379 | 0.0025379 | 0.0025379 | 0.0025379
IL Fac. Spec. - NOX Rate Summer v3.1, Unit 587 and retrofits | 487 | 1797 | Rate Constraint in lbs/MMBtu | FALSE | L | Annual | Qualifying Generation | TWh | 0 | 0 | 0.0025379 | 0.0025379 | 0.0025379 | 0.0025379 | 0.0025379 | 0.0025379
IL Fac. Spec. - NOX Rate Summer v3.1, Unit 587 and retrofits | 487 | 1797 | Rate Constraint in lbs/MMBtu | FALSE | L | Annual | Rate | lb/MWh | 0 | 0 | 0.38176 | 0.38176 | 0.38176 | 0.38176 | 0.38176 | 0.38176
IL Fac. Spec. - NOX Rate Summer v3.1, Unit 587 and retrofits | 487 | 1797 | Rate Constraint in lbs/MMBtu | FALSE | L | Annual | Constraint Shadow Price | US2016$/Ton | 0 | 0 | 0 | 0 | 0 | 0 | 0 | 0
IL Fac. Spec. - NOX Rate Summer v3.1, Unit 588 and retrofits | 488 | 1797 | Rate Constraint in lbs/MMBtu | FALSE | L | Annual | Seasons Included | Seasons | Summer | Summer | Summer | Summer | Summer | Summer | Summer | Summer
IL Fac. Spec. - NOX Rate Summer v3.1, Unit 588 and retrofits | 488 | 1797 | Rate Constraint in lbs/MMBtu | FALSE | L | Annual | Standard NOX | lb/MMBtu | 0.25 | 0.25 | 0.25 | 0.25 | 0.25 | 0.25 | 0.25 | 0.25
IL Fac. Spec. - NOX Rate Summer v3.1, Unit 588 and retrofits | 488 | 1797 | Rate Constraint in lbs/MMBtu | FALSE | L | Annual | Emissions at Affected Plants NOX | Thousand Tons | 0 | 0 | 0 | 0.0005689 | 0.0005689 | 0.0005689 | 0.0005689 | 0.0005689
IL Fac. Spec. - NOX Rate Summer v3.1, Unit 588 and retrofits | 488 | 1797 | Rate Constraint in lbs/MMBtu | FALSE | L | Annual | Allowances Purchased NOX | Thousand Tons | 0 | 0 | 0 | 0 | 0 | 0 | 0 | 0
IL Fac. Spec. - NOX Rate Summer v3.1, Unit 588 and retrofits | 488 | 1797 | Rate Constraint in lbs/MMBtu | FALSE | L | Annual | Allowances Sold NOX | Thousand Tons | 0 | 0 | 0 | 0 | 0 | 0 | 0 | 0
IL Fac. Spec. - NOX Rate Summer v3.1, Unit 588 and retrofits | 488 | 1797 | Rate Constraint in lbs/MMBtu | FALSE | L | Annual | Allowances Banked | Thousand Tons | 0 | 0 | 0 | 0 | 0 | 0 | 0 | 0
IL Fac. Spec. - NOX Rate Summer v3.1, Unit 588 and retrofits | 488 | 1797 | Rate Constraint in lbs/MMBtu | FALSE | L | Annual | Allowances Withdrawn (1:1) | Thousand Tons | 0 | 0 | 0 | 0 | 0 | 0 | 0 | 0
IL Fac. Spec. - NOX Rate Summer v3.1, Unit 588 and retrofits | 488 | 1797 | Rate Constraint in lbs/MMBtu | FALSE | L | Annual | Allowances Withdrawn (n:1) | Thousand Tons | 0 | 0 | 0 | 0 | 0 | 0 | 0 | 0
IL Fac. Spec. - NOX Rate Summer v3.1, Unit 588 and retrofits | 488 | 1797 | Rate Constraint in lbs/MMBtu | FALSE | L | Annual | Net Emissions Allowance Position | Thousand Tons | 0 | 0 | 0 | 0.0005689 | 0.0005689 | 0.0005689 | 0.0005689 | 0.0005689
IL Fac. Spec. - NOX Rate Summer v3.1, Unit 588 and retrofits | 488 | 1797 | Rate Constraint in lbs/MMBtu | FALSE | L | Annual | Fuel Consumed | TBtu | 0 | 0 | 0 | 0.031518 | 0.031518 | 0.031518 | 0.031518 | 0.031518
IL Fac. Spec. - NOX Rate Summer v3.1, Unit 588 and retrofits | 488 | 1797 | Rate Constraint in lbs/MMBtu | FALSE | L | Annual | Rate | lb/MMBtu | 0 | 0 | 0 | 0.0361 | 0.0361 | 0.0361 | 0.0361 | 0.0361
IL Fac. Spec. - NOX Rate Summer v3.1, Unit 588 and retrofits | 488 | 1797 | Rate Constraint in lbs/MMBtu | FALSE | L | Annual | Generation | TWh | 0 | 0 | 0 | 0.0025379 | 0.0025379 | 0.0025379 | 0.0025379 | 0.0025379
IL Fac. Spec. - NOX Rate Summer v3.1, Unit 588 and retrofits | 488 | 1797 | Rate Constraint in lbs/MMBtu | FALSE | L | Annual | Qualifying Generation | TWh | 0 | 0 | 0 | 0.0025379 | 0.0025379 | 0.0025379 | 0.0025379 | 0.0025379
IL Fac. Spec. - NOX Rate Summer v3.1, Unit 588 and retrofits | 488 | 1797 | Rate Constraint in lbs/MMBtu | FALSE | L | Annual | Rate | lb/MWh | 0 | 0 | 0 | 0.44833 | 0.44833 | 0.44833 | 0.44833 | 0.44833
IL Fac. Spec. - NOX Rate Summer v3.1, Unit 588 and retrofits | 488 | 1797 | Rate Constraint in lbs/MMBtu | FALSE | L | Annual | Constraint Shadow Price | US2016$/Ton | 0 | 0 | 0 | 0 | 0 | 0 | 0 | 0
IL Fac. Spec. - NOX Rate Summer v3.1, Unit 589 and retrofits | 489 | 1797 | Rate Constraint in lbs/MMBtu | FALSE | L | Annual | Seasons Included | Seasons | Summer | Summer | Summer | Summer | Summer | Summer | Summer | Summer
IL Fac. Spec. - NOX Rate Summer v3.1, Unit 589 and retrofits | 489 | 1797 | Rate Constraint in lbs/MMBtu | FALSE | L | Annual | Standard NOX | lb/MMBtu | 0.25 | 0.25 | 0.25 | 0.25 | 0.25 | 0.25 | 0.25 | 0.25
IL Fac. Spec. - NOX Rate Summer v3.1, Unit 589 and retrofits | 489 | 1797 | Rate Constraint in lbs/MMBtu | FALSE | L | Annual | Emissions at Affected Plants NOX | Thousand Tons | 0 | 0 | 0.00062264 | 0.00062264 | 0.00062264 | 0.00062264 | 0.00062264 | 0.00062264
IL Fac. Spec. - NOX Rate Summer v3.1, Unit 589 and retrofits | 489 | 1797 | Rate Constraint in lbs/MMBtu | FALSE | L | Annual | Allowances Purchased NOX | Thousand Tons | 0 | 0 | 0 | 0 | 0 | 0 | 0 | 0
IL Fac. Spec. - NOX Rate Summer v3.1, Unit 589 and retrofits | 489 | 1797 | Rate Constraint in lbs/MMBtu | FALSE | L | Annual | Allowances Sold NOX | Thousand Tons | 0 | 0 | 0 | 0 | 0 | 0 | 0 | 0
IL Fac. Spec. - NOX Rate Summer v3.1, Unit 589 and retrofits | 489 | 1797 | Rate Constraint in lbs/MMBtu | FALSE | L | Annual | Allowances Banked | Thousand Tons | 0 | 0 | 0 | 0 | 0 | 0 | 0 | 0
IL Fac. Spec. - NOX Rate Summer v3.1, Unit 589 and retrofits | 489 | 1797 | Rate Constraint in lbs/MMBtu | FALSE | L | Annual | Allowances Withdrawn (1:1) | Thousand Tons | 0 | 0 | 0 | 0 | 0 | 0 | 0 | 0
IL Fac. Spec. - NOX Rate Summer v3.1, Unit 589 and retrofits | 489 | 1797 | Rate Constraint in lbs/MMBtu | FALSE | L | Annual | Allowances Withdrawn (n:1) | Thousand Tons | 0 | 0 | 0 | 0 | 0 | 0 | 0 | 0
IL Fac. Spec. - NOX Rate Summer v3.1, Unit 589 and retrofits | 489 | 1797 | Rate Constraint in lbs/MMBtu | FALSE | L | Annual | Net Emissions Allowance Position | Thousand Tons | 0 | 0 | 0.00062264 | 0.00062264 | 0.00062264 | 0.00062264 | 0.00062264 | 0.00062264
IL Fac. Spec. - NOX Rate Summer v3.1, Unit 589 and retrofits | 489 | 1797 | Rate Constraint in lbs/MMBtu | FALSE | L | Annual | Fuel Consumed | TBtu | 0 | 0 | 0.031518 | 0.031518 | 0.031518 | 0.031518 | 0.031518 | 0.031518
IL Fac. Spec. - NOX Rate Summer v3.1, Unit 589 and retrofits | 489 | 1797 | Rate Constraint in lbs/MMBtu | FALSE | L | Annual | Rate | lb/MMBtu | 0 | 0 | 0.03951 | 0.03951 | 0.03951 | 0.03951 | 0.03951 | 0.03951
IL Fac. Spec. - NOX Rate Summer v3.1, Unit 589 and retrofits | 489 | 1797 | Rate Constraint in lbs/MMBtu | FALSE | L | Annual | Generation | TWh | 0 | 0 | 0.0025379 | 0.0025379 | 0.0025379 | 0.0025379 | 0.0025379 | 0.0025379
IL Fac. Spec. - NOX Rate Summer v3.1, Unit 589 and retrofits | 489 | 1797 | Rate Constraint in lbs/MMBtu | FALSE | L | Annual | Qualifying Generation | TWh | 0 | 0 | 0.0025379 | 0.0025379 | 0.0025379 | 0.0025379 | 0.0025379 | 0.0025379
IL Fac. Spec. - NOX Rate Summer v3.1, Unit 589 and retrofits | 489 | 1797 | Rate Constraint in lbs/MMBtu | FALSE | L | Annual | Rate | lb/MWh | 0 | 0 | 0.49067 | 0.49067 | 0.49067 | 0.49067 | 0.49067 | 0.49067
IL Fac. Spec. - NOX Rate Summer v3.1, Unit 589 and retrofits | 489 | 1797 | Rate Constraint in lbs/MMBtu | FALSE | L | Annual | Constraint Shadow Price | US2016$/Ton | 0 | 0 | 0 | 0 | 0 | 0 | 0 | 0
IL Fac. Spec. - NOX Rate Summer v3.1, Unit 590 and retrofits | 490 | 1797 | Rate Constraint in lbs/MMBtu | FALSE | L | Annual | Seasons Included | Seasons | Summer | Summer | Summer | Summer | Summer | Summer | Summer | Summer
IL Fac. Spec. - NOX Rate Summer v3.1, Unit 590 and retrofits | 490 | 1797 | Rate Constraint in lbs/MMBtu | FALSE | L | Annual | Standard NOX | lb/MMBtu | 0.25 | 0.25 | 0.25 | 0.25 | 0.25 | 0.25 | 0.25 | 0.25
IL Fac. Spec. - NOX Rate Summer v3.1, Unit 590 and retrofits | 490 | 1797 | Rate Constraint in lbs/MMBtu | FALSE | L | Annual | Emissions at Affected Plants NOX | Thousand Tons | 0.00082221 | 0.00082221 | 0.00082221 | 0.0061666 | 0.0081764 | 0.0041796 | 0.0041796 | 0.0041796
IL Fac. Spec. - NOX Rate Summer v3.1, Unit 590 and retrofits | 490 | 1797 | Rate Constraint in lbs/MMBtu | FALSE | L | Annual | Allowances Purchased NOX | Thousand Tons | 0 | 0 | 0 | 0 | 0 | 0 | 0 | 0
IL Fac. Spec. - NOX Rate Summer v3.1, Unit 590 and retrofits | 490 | 1797 | Rate Constraint in lbs/MMBtu | FALSE | L | Annual | Allowances Sold NOX | Thousand Tons | 0 | 0 | 0 | 0 | 0 | 0 | 0 | 0
IL Fac. Spec. - NOX Rate Summer v3.1, Unit 590 and retrofits | 490 | 1797 | Rate Constraint in lbs/MMBtu | FALSE | L | Annual | Allowances Banked | Thousand Tons | 0 | 0 | 0 | 0 | 0 | 0 | 0 | 0
IL Fac. Spec. - NOX Rate Summer v3.1, Unit 590 and retrofits | 490 | 1797 | Rate Constraint in lbs/MMBtu | FALSE | L | Annual | Allowances Withdrawn (1:1) | Thousand Tons | 0 | 0 | 0 | 0 | 0 | 0 | 0 | 0
IL Fac. Spec. - NOX Rate Summer v3.1, Unit 590 and retrofits | 490 | 1797 | Rate Constraint in lbs/MMBtu | FALSE | L | Annual | Allowances Withdrawn (n:1) | Thousand Tons | 0 | 0 | 0 | 0 | 0 | 0 | 0 | 0
IL Fac. Spec. - NOX Rate Summer v3.1, Unit 590 and retrofits | 490 | 1797 | Rate Constraint in lbs/MMBtu | FALSE | L | Annual | Net Emissions Allowance Position | Thousand Tons | 0.00082221 | 0.00082221 | 0.00082221 | 0.0061666 | 0.0081764 | 0.0041796 | 0.0041796 | 0.0041796
IL Fac. Spec. - NOX Rate Summer v3.1, Unit 590 and retrofits | 490 | 1797 | Rate Constraint in lbs/MMBtu | FALSE | L | Annual | Fuel Consumed | TBtu | 0.019026 | 0.019026 | 0.019026 | 0.1427 | 0.1892 | 0.096716 | 0.096716 | 0.096716
IL Fac. Spec. - NOX Rate Summer v3.1, Unit 590 and retrofits | 490 | 1797 | Rate Constraint in lbs/MMBtu | FALSE | L | Annual | Rate | lb/MMBtu | 0.08643 | 0.08643 | 0.08643 | 0.08643 | 0.08643 | 0.08643 | 0.08643 | 0.08643
IL Fac. Spec. - NOX Rate Summer v3.1, Unit 590 and retrofits | 490 | 1797 | Rate Constraint in lbs/MMBtu | FALSE | L | Annual | Generation | TWh | 0.001648 | 0.001648 | 0.001648 | 0.01236 | 0.016388 | 0.0083773 | 0.0083773 | 0.0083773
IL Fac. Spec. - NOX Rate Summer v3.1, Unit 590 and retrofits | 490 | 1797 | Rate Constraint in lbs/MMBtu | FALSE | L | Annual | Qualifying Generation | TWh | 0.001648 | 0.001648 | 0.001648 | 0.01236 | 0.016388 | 0.0083773 | 0.0083773 | 0.0083773
IL Fac. Spec. - NOX Rate Summer v3.1, Unit 590 and retrofits | 490 | 1797 | Rate Constraint in lbs/MMBtu | FALSE | L | Annual | Rate | lb/MWh | 0.99783 | 0.99783 | 0.99783 | 0.99783 | 0.99783 | 0.99783 | 0.99783 | 0.99783
IL Fac. Spec. - NOX Rate Summer v3.1, Unit 590 and retrofits | 490 | 1797 | Rate Constraint in lbs/MMBtu | FALSE | L | Annual | Constraint Shadow Price | US2016$/Ton | 0 | 0 | 0 | 0 | 0 | 0 | 0 | 0
IL Fac. Spec. - NOX Rate Summer v3.1, Unit 591 and retrofits | 491 | 1797 | Rate Constraint in lbs/MMBtu | FALSE | L | Annual | Seasons Included | Seasons | Summer | Summer | Summer | Summer | Summer | Summer | Summer | Summer
IL Fac. Spec. - NOX Rate Summer v3.1, Unit 591 and retrofits | 491 | 1797 | Rate Constraint in lbs/MMBtu | FALSE | L | Annual | Standard NOX | lb/MMBtu | 0.25 | 0.25 | 0.25 | 0.25 | 0.25 | 0.25 | 0.25 | 0.25
IL Fac. Spec. - NOX Rate Summer v3.1, Unit 591 and retrofits | 491 | 1797 | Rate Constraint in lbs/MMBtu | FALSE | L | Annual | Emissions at Affected Plants NOX | Thousand Tons | 0.0018953 | 0.0018953 | 0.0018953 | 0.014215 | 0.018848 | 0.0096347 | 0.0096347 | 0.0096347
IL Fac. Spec. - NOX Rate Summer v3.1, Unit 591 and retrofits | 491 | 1797 | Rate Constraint in lbs/MMBtu | FALSE | L | Annual | Allowances Purchased NOX | Thousand Tons | 0 | 0 | 0 | 0 | 0 | 0 | 0 | 0
IL Fac. Spec. - NOX Rate Summer v3.1, Unit 591 and retrofits | 491 | 1797 | Rate Constraint in lbs/MMBtu | FALSE | L | Annual | Allowances Sold NOX | Thousand Tons | 0 | 0 | 0 | 0 | 0 | 0 | 0 | 0
IL Fac. Spec. - NOX Rate Summer v3.1, Unit 591 and retrofits | 491 | 1797 | Rate Constraint in lbs/MMBtu | FALSE | L | Annual | Allowances Banked | Thousand Tons | 0 | 0 | 0 | 0 | 0 | 0 | 0 | 0
IL Fac. Spec. - NOX Rate Summer v3.1, Unit 591 and retrofits | 491 | 1797 | Rate Constraint in lbs/MMBtu | FALSE | L | Annual | Allowances Withdrawn (1:1) | Thousand Tons | 0 | 0 | 0 | 0 | 0 | 0 | 0 | 0
IL Fac. Spec. - NOX Rate Summer v3.1, Unit 591 and retrofits | 491 | 1797 | Rate Constraint in lbs/MMBtu | FALSE | L | Annual | Allowances Withdrawn (n:1) | Thousand Tons | 0 | 0 | 0 | 0 | 0 | 0 | 0 | 0
IL Fac. Spec. - NOX Rate Summer v3.1, Unit 591 and retrofits | 491 | 1797 | Rate Constraint in lbs/MMBtu | FALSE | L | Annual | Net Emissions Allowance Position | Thousand Tons | 0.0018953 | 0.0018953 | 0.0018953 | 0.014215 | 0.018848 | 0.0096347 | 0.0096347 | 0.0096347
IL Fac. Spec. - NOX Rate Summer v3.1, Unit 591 and retrofits | 491 | 1797 | Rate Constraint in lbs/MMBtu | FALSE | L | Annual | Fuel Consumed | TBtu | 0.019028 | 0.019028 | 0.019028 | 0.14271 | 0.18922 | 0.096724 | 0.096724 | 0.096724
IL Fac. Spec. - NOX Rate Summer v3.1, Unit 591 and retrofits | 491 | 1797 | Rate Constraint in lbs/MMBtu | FALSE | L | Annual | Rate | lb/MMBtu | 0.19922 | 0.19922 | 0.19922 | 0.19922 | 0.19922 | 0.19922 | 0.19922 | 0.19922
IL Fac. Spec. - NOX Rate Summer v3.1, Unit 591 and retrofits | 491 | 1797 | Rate Constraint in lbs/MMBtu | FALSE | L | Annual | Generation | TWh | 0.001648 | 0.001648 | 0.001648 | 0.01236 | 0.016388 | 0.0083773 | 0.0083773 | 0.0083773
IL Fac. Spec. - NOX Rate Summer v3.1, Unit 591 and retrofits | 491 | 1797 | Rate Constraint in lbs/MMBtu | FALSE | L | Annual | Qualifying Generation | TWh | 0.001648 | 0.001648 | 0.001648 | 0.01236 | 0.016388 | 0.0083773 | 0.0083773 | 0.0083773
IL Fac. Spec. - NOX Rate Summer v3.1, Unit 591 and retrofits | 491 | 1797 | Rate Constraint in lbs/MMBtu | FALSE | L | Annual | Rate | lb/MWh | 2.3002 | 2.3002 | 2.3002 | 2.3002 | 2.3002 | 2.3002 | 2.3002 | 2.3002
IL Fac. Spec. - NOX Rate Summer v3.1, Unit 591 and retrofits | 491 | 1797 | Rate Constraint in lbs/MMBtu | FALSE | L | Annual | Constraint Shadow Price | US2016$/Ton | 0 | 0 | 0 | 0 | 0 | 0 | 0 | 0
IL Fac. Spec. - NOX Rate Summer v3.1, Unit 592 and retrofits | 492 | 1797 | Rate Constraint in lbs/MMBtu | FALSE | L | Annual | Seasons Included | Seasons | Summer | Summer | Summer | Summer | Summer | Summer | Summer | Summer
IL Fac. Spec. - NOX Rate Summer v3.1, Unit 592 and retrofits | 492 | 1797 | Rate Constraint in lbs/MMBtu | FALSE | L | Annual | Standard NOX | lb/MMBtu | 0.25 | 0.25 | 0.25 | 0.25 | 0.25 | 0.25 | 0.25 | 0.25
IL Fac. Spec. - NOX Rate Summer v3.1, Unit 592 and retrofits | 492 | 1797 | Rate Constraint in lbs/MMBtu | FALSE | L | Annual | Emissions at Affected Plants NOX | Thousand Tons | 0.001853 | 0.001853 | 0.001853 | 0.013898 | 0.018427 | 0.0094195 | 0.0094195 | 0.0094195
IL Fac. Spec. - NOX Rate Summer v3.1, Unit 592 and retrofits | 492 | 1797 | Rate Constraint in lbs/MMBtu | FALSE | L | Annual | Allowances Purchased NOX | Thousand Tons | 0 | 0 | 0 | 0 | 0 | 0 | 0 | 0
IL Fac. Spec. - NOX Rate Summer v3.1, Unit 592 and retrofits | 492 | 1797 | Rate Constraint in lbs/MMBtu | FALSE | L | Annual | Allowances Sold NOX | Thousand Tons | 0 | 0 | 0 | 0 | 0 | 0 | 0 | 0
IL Fac. Spec. - NOX Rate Summer v3.1, Unit 592 and retrofits | 492 | 1797 | Rate Constraint in lbs/MMBtu | FALSE | L | Annual | Allowances Banked | Thousand Tons | 0 | 0 | 0 | 0 | 0 | 0 | 0 | 0
IL Fac. Spec. - NOX Rate Summer v3.1, Unit 592 and retrofits | 492 | 1797 | Rate Constraint in lbs/MMBtu | FALSE | L | Annual | Allowances Withdrawn (1:1) | Thousand Tons | 0 | 0 | 0 | 0 | 0 | 0 | 0 | 0
IL Fac. Spec. - NOX Rate Summer v3.1, Unit 592 and retrofits | 492 | 1797 | Rate Constraint in lbs/MMBtu | FALSE | L | Annual | Allowances Withdrawn (n:1) | Thousand Tons | 0 | 0 | 0 | 0 | 0 | 0 | 0 | 0
IL Fac. Spec. - NOX Rate Summer v3.1, Unit 592 and retrofits | 492 | 1797 | Rate Constraint in lbs/MMBtu | FALSE | L | Annual | Net Emissions Allowance Position | Thousand Tons | 0.001853 | 0.001853 | 0.001853 | 0.013898 | 0.018427 | 0.0094195 | 0.0094195 | 0.0094195
IL Fac. Spec. - NOX Rate Summer v3.1, Unit 592 and retrofits | 492 | 1797 | Rate Constraint in lbs/MMBtu | FALSE | L | Annual | Fuel Consumed | TBtu | 0.019028 | 0.019028 | 0.019028 | 0.14271 | 0.18922 | 0.096724 | 0.096724 | 0.096724
IL Fac. Spec. - NOX Rate Summer v3.1, Unit 592 and retrofits | 492 | 1797 | Rate Constraint in lbs/MMBtu | FALSE | L | Annual | Rate | lb/MMBtu | 0.19477 | 0.19477 | 0.19477 | 0.19477 | 0.19477 | 0.19477 | 0.19477 | 0.19477
IL Fac. Spec. - NOX Rate Summer v3.1, Unit 592 and retrofits | 492 | 1797 | Rate Constraint in lbs/MMBtu | FALSE | L | Annual | Generation | TWh | 0.001648 | 0.001648 | 0.001648 | 0.01236 | 0.016388 | 0.0083773 | 0.0083773 | 0.0083773
IL Fac. Spec. - NOX Rate Summer v3.1, Unit 592 and retrofits | 492 | 1797 | Rate Constraint in lbs/MMBtu | FALSE | L | Annual | Qualifying Generation | TWh | 0.001648 | 0.001648 | 0.001648 | 0.01236 | 0.016388 | 0.0083773 | 0.0083773 | 0.0083773
IL Fac. Spec. - NOX Rate Summer v3.1, Unit 592 and retrofits | 492 | 1797 | Rate Constraint in lbs/MMBtu | FALSE | L | Annual | Rate | lb/MWh | 2.2488 | 2.2488 | 2.2488 | 2.2488 | 2.2488 | 2.2488 | 2.2488 | 2.2488
IL Fac. Spec. - NOX Rate Summer v3.1, Unit 592 and retrofits | 492 | 1797 | Rate Constraint in lbs/MMBtu | FALSE | L | Annual | Constraint Shadow Price | US2016$/Ton | 0 | 0 | 0 | 0 | 0 | 0 | 0 | 0
IL Fac. Spec. - NOX Rate Summer v3.1, Unit 593 and retrofits | 493 | 1797 | Rate Constraint in lbs/MMBtu | FALSE | L | Annual | Seasons Included | Seasons | Summer | Summer | Summer | Summer | Summer | Summer | Summer | Summer
IL Fac. Spec. - NOX Rate Summer v3.1, Unit 593 and retrofits | 493 | 1797 | Rate Constraint in lbs/MMBtu | FALSE | L | Annual | Standard NOX | lb/MMBtu | 0.25 | 0.25 | 0.25 | 0.25 | 0.25 | 0.25 | 0.25 | 0.25
IL Fac. Spec. - NOX Rate Summer v3.1, Unit 593 and retrofits | 493 | 1797 | Rate Constraint in lbs/MMBtu | FALSE | L | Annual | Emissions at Affected Plants NOX | Thousand Tons | 0.00082057 | 0.00082057 | 0.00082057 | 0.0061543 | 0.0081601 | 0.0041712 | 0.0041712 | 0.0041712
IL Fac. Spec. - NOX Rate Summer v3.1, Unit 593 and retrofits | 493 | 1797 | Rate Constraint in lbs/MMBtu | FALSE | L | Annual | Allowances Purchased NOX | Thousand Tons | 0 | 0 | 0 | 0 | 0 | 0 | 0 | 0
IL Fac. Spec. - NOX Rate Summer v3.1, Unit 593 and retrofits | 493 | 1797 | Rate Constraint in lbs/MMBtu | FALSE | L | Annual | Allowances Sold NOX | Thousand Tons | 0 | 0 | 0 | 0 | 0 | 0 | 0 | 0
IL Fac. Spec. - NOX Rate Summer v3.1, Unit 593 and retrofits | 493 | 1797 | Rate Constraint in lbs/MMBtu | FALSE | L | Annual | Allowances Banked | Thousand Tons | 0 | 0 | 0 | 0 | 0 | 0 | 0 | 0
IL Fac. Spec. - NOX Rate Summer v3.1, Unit 593 and retrofits | 493 | 1797 | Rate Constraint in lbs/MMBtu | FALSE | L | Annual | Allowances Withdrawn (1:1) | Thousand Tons | 0 | 0 | 0 | 0 | 0 | 0 | 0 | 0
IL Fac. Spec. - NOX Rate Summer v3.1, Unit 593 and retrofits | 493 | 1797 | Rate Constraint in lbs/MMBtu | FALSE | L | Annual | Allowances Withdrawn (n:1) | Thousand Tons | 0 | 0 | 0 | 0 | 0 | 0 | 0 | 0
IL Fac. Spec. - NOX Rate Summer v3.1, Unit 593 and retrofits | 493 | 1797 | Rate Constraint in lbs/MMBtu | FALSE | L | Annual | Net Emissions Allowance Position | Thousand Tons | 0.00082057 | 0.00082057 | 0.00082057 | 0.0061543 | 0.0081601 | 0.0041712 | 0.0041712 | 0.0041712
IL Fac. Spec. - NOX Rate Summer v3.1, Unit 593 and retrofits | 493 | 1797 | Rate Constraint in lbs/MMBtu | FALSE | L | Annual | Fuel Consumed | TBtu | 0.019028 | 0.019028 | 0.019028 | 0.14271 | 0.18922 | 0.096724 | 0.096724 | 0.096724
IL Fac. Spec. - NOX Rate Summer v3.1, Unit 593 and retrofits | 493 | 1797 | Rate Constraint in lbs/MMBtu | FALSE | L | Annual | Rate | lb/MMBtu | 0.08625 | 0.08625 | 0.08625 | 0.08625 | 0.08625 | 0.08625 | 0.08625 | 0.08625
IL Fac. Spec. - NOX Rate Summer v3.1, Unit 593 and retrofits | 493 | 1797 | Rate Constraint in lbs/MMBtu | FALSE | L | Annual | Generation | TWh | 0.001648 | 0.001648 | 0.001648 | 0.01236 | 0.016388 | 0.0083773 | 0.0083773 | 0.0083773
IL Fac. Spec. - NOX Rate Summer v3.1, Unit 593 and retrofits | 493 | 1797 | Rate Constraint in lbs/MMBtu | FALSE | L | Annual | Qualifying Generation | TWh | 0.001648 | 0.001648 | 0.001648 | 0.01236 | 0.016388 | 0.0083773 | 0.0083773 | 0.0083773
IL Fac. Spec. - NOX Rate Summer v3.1, Unit 593 and retrofits | 493 | 1797 | Rate Constraint in lbs/MMBtu | FALSE | L | Annual | Rate | lb/MWh | 0.99584 | 0.99584 | 0.99584 | 0.99584 | 0.99584 | 0.99584 | 0.99584 | 0.99584
IL Fac. Spec. - NOX Rate Summer v3.1, Unit 593 and retrofits | 493 | 1797 | Rate Constraint in lbs/MMBtu | FALSE | L | Annual | Constraint Shadow Price | US2016$/Ton | 0 | 0 | 0 | 0 | 0 | 0 | 0 | 0
IL Fac. Spec. - NOX Rate Summer v3.1, Unit 594 and retrofits | 494 | 1797 | Rate Constraint in lbs/MMBtu | FALSE | L | Annual | Seasons Included | Seasons | Summer | Summer | Summer | Summer | Summer | Summer | Summer | Summer
IL Fac. Spec. - NOX Rate Summer v3.1, Unit 594 and retrofits | 494 | 1797 | Rate Constraint in lbs/MMBtu | FALSE | L | Annual | Standard NOX | lb/MMBtu | 0.25 | 0.25 | 0.25 | 0.25 | 0.25 | 0.25 | 0.25 | 0.25
IL Fac. Spec. - NOX Rate Summer v3.1, Unit 594 and retrofits | 494 | 1797 | Rate Constraint in lbs/MMBtu | FALSE | L | Annual | Emissions at Affected Plants NOX | Thousand Tons | 0.00082361 | 0.00082361 | 0.00082361 | 0.0061771 | 0.0081904 | 0.0041867 | 0.0041867 | 0.0041867
IL Fac. Spec. - NOX Rate Summer v3.1, Unit 594 and retrofits | 494 | 1797 | Rate Constraint in lbs/MMBtu | FALSE | L | Annual | Allowances Purchased NOX | Thousand Tons | 0 | 0 | 0 | 0 | 0 | 0 | 0 | 0
IL Fac. Spec. - NOX Rate Summer v3.1, Unit 594 and retrofits | 494 | 1797 | Rate Constraint in lbs/MMBtu | FALSE | L | Annual | Allowances Sold NOX | Thousand Tons | 0 | 0 | 0 | 0 | 0 | 0 | 0 | 0
IL Fac. Spec. - NOX Rate Summer v3.1, Unit 594 and retrofits | 494 | 1797 | Rate Constraint in lbs/MMBtu | FALSE | L | Annual | Allowances Banked | Thousand Tons | 0 | 0 | 0 | 0 | 0 | 0 | 0 | 0
IL Fac. Spec. - NOX Rate Summer v3.1, Unit 594 and retrofits | 494 | 1797 | Rate Constraint in lbs/MMBtu | FALSE | L | Annual | Allowances Withdrawn (1:1) | Thousand Tons | 0 | 0 | 0 | 0 | 0 | 0 | 0 | 0
IL Fac. Spec. - NOX Rate Summer v3.1, Unit 594 and retrofits | 494 | 1797 | Rate Constraint in lbs/MMBtu | FALSE | L | Annual | Allowances Withdrawn (n:1) | Thousand Tons | 0 | 0 | 0 | 0 | 0 | 0 | 0 | 0
IL Fac. Spec. - NOX Rate Summer v3.1, Unit 594 and retrofits | 494 | 1797 | Rate Constraint in lbs/MMBtu | FALSE | L | Annual | Net Emissions Allowance Position | Thousand Tons | 0.00082361 | 0.00082361 | 0.00082361 | 0.0061771 | 0.0081904 | 0.0041867 | 0.0041867 | 0.0041867
IL Fac. Spec. - NOX Rate Summer v3.1, Unit 594 and retrofits | 494 | 1797 | Rate Constraint in lbs/MMBtu | FALSE | L | Annual | Fuel Consumed | TBtu | 0.019028 | 0.019028 | 0.019028 | 0.14271 | 0.18922 | 0.096724 | 0.096724 | 0.096724
IL Fac. Spec. - NOX Rate Summer v3.1, Unit 594 and retrofits | 494 | 1797 | Rate Constraint in lbs/MMBtu | FALSE | L | Annual | Rate | lb/MMBtu | 0.08657 | 0.08657 | 0.08657 | 0.08657 | 0.08657 | 0.08657 | 0.08657 | 0.08657
IL Fac. Spec. - NOX Rate Summer v3.1, Unit 594 and retrofits | 494 | 1797 | Rate Constraint in lbs/MMBtu | FALSE | L | Annual | Generation | TWh | 0.001648 | 0.001648 | 0.001648 | 0.01236 | 0.016388 | 0.0083773 | 0.0083773 | 0.0083773
IL Fac. Spec. - NOX Rate Summer v3.1, Unit 594 and retrofits | 494 | 1797 | Rate Constraint in lbs/MMBtu | FALSE | L | Annual | Qualifying Generation | TWh | 0.001648 | 0.001648 | 0.001648 | 0.01236 | 0.016388 | 0.0083773 | 0.0083773 | 0.0083773
IL Fac. Spec. - NOX Rate Summer v3.1, Unit 594 and retrofits | 494 | 1797 | Rate Constraint in lbs/MMBtu | FALSE | L | Annual | Rate | lb/MWh | 0.99954 | 0.99954 | 0.99954 | 0.99954 | 0.99954 | 0.99954 | 0.99954 | 0.99954
IL Fac. Spec. - NOX Rate Summer v3.1, Unit 594 and retrofits | 494 | 1797 | Rate Constraint in lbs/MMBtu | FALSE | L | Annual | Constraint Shadow Price | US2016$/Ton | 0 | 0 | 0 | 0 | 0 | 0 | 0 | 0
IL Fac. Spec. - NOX Rate Summer v3.1, Unit 595 and retrofits | 495 | 1797 | Rate Constraint in lbs/MMBtu | FALSE | L | Annual | Seasons Included | Seasons | Summer | Summer | Summer | Summer | Summer | Summer | Summer | Summer
IL Fac. Spec. - NOX Rate Summer v3.1, Unit 595 and retrofits | 495 | 1797 | Rate Constraint in lbs/MMBtu | FALSE | L | Annual | Standard NOX | lb/MMBtu | 0.25 | 0.25 | 0.25 | 0.25 | 0.25 | 0.25 | 0.25 | 0.25
IL Fac. Spec. - NOX Rate Summer v3.1, Unit 595 and retrofits | 495 | 1797 | Rate Constraint in lbs/MMBtu | FALSE | L | Annual | Emissions at Affected Plants NOX | Thousand Tons | 0.00084616 | 0.00084616 | 0.00084616 | 0.0063462 | 0.0084146 | 0.0043013 | 0.0043013 | 0.0043013
IL Fac. Spec. - NOX Rate Summer v3.1, Unit 595 and retrofits | 495 | 1797 | Rate Constraint in lbs/MMBtu | FALSE | L | Annual | Allowances Purchased NOX | Thousand Tons | 0 | 0 | 0 | 0 | 0 | 0 | 0 | 0
IL Fac. Spec. - NOX Rate Summer v3.1, Unit 595 and retrofits | 495 | 1797 | Rate Constraint in lbs/MMBtu | FALSE | L | Annual | Allowances Sold NOX | Thousand Tons | 0 | 0 | 0 | 0 | 0 | 0 | 0 | 0
IL Fac. Spec. - NOX Rate Summer v3.1, Unit 595 and retrofits | 495 | 1797 | Rate Constraint in lbs/MMBtu | FALSE | L | Annual | Allowances Banked | Thousand Tons | 0 | 0 | 0 | 0 | 0 | 0 | 0 | 0
IL Fac. Spec. - NOX Rate Summer v3.1, Unit 595 and retrofits | 495 | 1797 | Rate Constraint in lbs/MMBtu | FALSE | L | Annual | Allowances Withdrawn (1:1) | Thousand Tons | 0 | 0 | 0 | 0 | 0 | 0 | 0 | 0
IL Fac. Spec. - NOX Rate Summer v3.1, Unit 595 and retrofits | 495 | 1797 | Rate Constraint in lbs/MMBtu | FALSE | L | Annual | Allowances Withdrawn (n:1) | Thousand Tons | 0 | 0 | 0 | 0 | 0 | 0 | 0 | 0
IL Fac. Spec. - NOX Rate Summer v3.1, Unit 595 and retrofits | 495 | 1797 | Rate Constraint in lbs/MMBtu | FALSE | L | Annual | Net Emissions Allowance Position | Thousand Tons | 0.00084616 | 0.00084616 | 0.00084616 | 0.0063462 | 0.0084146 | 0.0043013 | 0.0043013 | 0.0043013
IL Fac. Spec. - NOX Rate Summer v3.1, Unit 595 and retrofits | 495 | 1797 | Rate Constraint in lbs/MMBtu | FALSE | L | Annual | Fuel Consumed | TBtu | 0.019028 | 0.019028 | 0.019028 | 0.14271 | 0.18922 | 0.096724 | 0.096724 | 0.096724
IL Fac. Spec. - NOX Rate Summer v3.1, Unit 595 and retrofits | 495 | 1797 | Rate Constraint in lbs/MMBtu | FALSE | L | Annual | Rate | lb/MMBtu | 0.08894 | 0.08894 | 0.08894 | 0.08894 | 0.08894 | 0.08894 | 0.08894 | 0.08894
IL Fac. Spec. - NOX Rate Summer v3.1, Unit 595 and retrofits | 495 | 1797 | Rate Constraint in lbs/MMBtu | FALSE | L | Annual | Generation | TWh | 0.001648 | 0.001648 | 0.001648 | 0.01236 | 0.016388 | 0.0083773 | 0.0083773 | 0.0083773
IL Fac. Spec. - NOX Rate Summer v3.1, Unit 595 and retrofits | 495 | 1797 | Rate Constraint in lbs/MMBtu | FALSE | L | Annual | Qualifying Generation | TWh | 0.001648 | 0.001648 | 0.001648 | 0.01236 | 0.016388 | 0.0083773 | 0.0083773 | 0.0083773
IL Fac. Spec. - NOX Rate Summer v3.1, Unit 595 and retrofits | 495 | 1797 | Rate Constraint in lbs/MMBtu | FALSE | L | Annual | Rate | lb/MWh | 1.0269 | 1.0269 | 1.0269 | 1.0269 | 1.0269 | 1.0269 | 1.0269 | 1.0269
IL Fac. Spec. - NOX Rate Summer v3.1, Unit 595 and retrofits | 495 | 1797 | Rate Constraint in lbs/MMBtu | FALSE | L | Annual | Constraint Shadow Price | US2016$/Ton | 0 | 0 | 0 | 0 | 0 | 0 | 0 | 0
IL Fac. Spec. - NOX Rate Summer v3.1, Unit 596 and retrofits | 496 | 1797 | Rate Constraint in lbs/MMBtu | FALSE | L | Annual | Seasons Included | Seasons | Summer | Summer | Summer | Summer | Summer | Summer | Summer | Summer
IL Fac. Spec. - NOX Rate Summer v3.1, Unit 596 and retrofits | 496 | 1797 | Rate Constraint in lbs/MMBtu | FALSE | L | Annual | Standard NOX | lb/MMBtu | 0.25 | 0.25 | 0.25 | 0.25 | 0.25 | 0.25 | 0.25 | 0.25
IL Fac. Spec. - NOX Rate Summer v3.1, Unit 596 and retrofits | 496 | 1797 | Rate Constraint in lbs/MMBtu | FALSE | L | Annual | Emissions at Affected Plants NOX | Thousand Tons | 0 | 0 | 0 | 0.00044961 | 0.00044961 | 0.00044961 | 0.00044961 | 0.00044961
IL Fac. Spec. - NOX Rate Summer v3.1, Unit 596 and retrofits | 496 | 1797 | Rate Constraint in lbs/MMBtu | FALSE | L | Annual | Allowances Purchased NOX | Thousand Tons | 0 | 0 | 0 | 0 | 0 | 0 | 0 | 0
IL Fac. Spec. - NOX Rate Summer v3.1, Unit 596 and retrofits | 496 | 1797 | Rate Constraint in lbs/MMBtu | FALSE | L | Annual | Allowances Sold NOX | Thousand Tons | 0 | 0 | 0 | 0 | 0 | 0 | 0 | 0
IL Fac. Spec. - NOX Rate Summer v3.1, Unit 596 and retrofits | 496 | 1797 | Rate Constraint in lbs/MMBtu | FALSE | L | Annual | Allowances Banked | Thousand Tons | 0 | 0 | 0 | 0 | 0 | 0 | 0 | 0
IL Fac. Spec. - NOX Rate Summer v3.1, Unit 596 and retrofits | 496 | 1797 | Rate Constraint in lbs/MMBtu | FALSE | L | Annual | Allowances Withdrawn (1:1) | Thousand Tons | 0 | 0 | 0 | 0 | 0 | 0 | 0 | 0
IL Fac. Spec. - NOX Rate Summer v3.1, Unit 596 and retrofits | 496 | 1797 | Rate Constraint in lbs/MMBtu | FALSE | L | Annual | Allowances Withdrawn (n:1) | Thousand Tons | 0 | 0 | 0 | 0 | 0 | 0 | 0 | 0
IL Fac. Spec. - NOX Rate Summer v3.1, Unit 596 and retrofits | 496 | 1797 | Rate Constraint in lbs/MMBtu | FALSE | L | Annual | Net Emissions Allowance Position | Thousand Tons | 0 | 0 | 0 | 0.00044961 | 0.00044961 | 0.00044961 | 0.00044961 | 0.00044961
IL Fac. Spec. - NOX Rate Summer v3.1, Unit 596 and retrofits | 496 | 1797 | Rate Constraint in lbs/MMBtu | FALSE | L | Annual | Fuel Consumed | TBtu | 0 | 0 | 0 | 0.031876 | 0.031876 | 0.031876 | 0.031876 | 0.031876
IL Fac. Spec. - NOX Rate Summer v3.1, Unit 596 and retrofits | 496 | 1797 | Rate Constraint in lbs/MMBtu | FALSE | L | Annual | Rate | lb/MMBtu | 0 | 0 | 0 | 0.02821 | 0.02821 | 0.02821 | 0.02821 | 0.02821
IL Fac. Spec. - NOX Rate Summer v3.1, Unit 596 and retrofits | 496 | 1797 | Rate Constraint in lbs/MMBtu | FALSE | L | Annual | Generation | TWh | 0 | 0 | 0 | 0.002472 | 0.002472 | 0.002472 | 0.002472 | 0.002472
IL Fac. Spec. - NOX Rate Summer v3.1, Unit 596 and retrofits | 496 | 1797 | Rate Constraint in lbs/MMBtu | FALSE | L | Annual | Qualifying Generation | TWh | 0 | 0 | 0 | 0.002472 | 0.002472 | 0.002472 | 0.002472 | 0.002472
IL Fac. Spec. - NOX Rate Summer v3.1, Unit 596 and retrofits | 496 | 1797 | Rate Constraint in lbs/MMBtu | FALSE | L | Annual | Rate | lb/MWh | 0 | 0 | 0 | 0.36377 | 0.36377 | 0.36377 | 0.36377 | 0.36377
IL Fac. Spec. - NOX Rate Summer v3.1, Unit 596 and retrofits | 496 | 1797 | Rate Constraint in lbs/MMBtu | FALSE | L | Annual | Constraint Shadow Price | US2016$/Ton | 0 | 0 | 0 | 0 | 0 | 0 | 0 | 0
IL Fac. Spec. - NOX Rate Summer v3.1, Unit 597 and retrofits | 497 | 1797 | Rate Constraint in lbs/MMBtu | FALSE | L | Annual | Seasons Included | Seasons | Summer | Summer | Summer | Summer | Summer | Summer | Summer | Summer
IL Fac. Spec. - NOX Rate Summer v3.1, Unit 597 and retrofits | 497 | 1797 | Rate Constraint in lbs/MMBtu | FALSE | L | Annual | Standard NOX | lb/MMBtu | 0.25 | 0.25 | 0.25 | 0.25 | 0.25 | 0.25 | 0.25 | 0.25
IL Fac. Spec. - NOX Rate Summer v3.1, Unit 597 and retrofits | 497 | 1797 | Rate Constraint in lbs/MMBtu | FALSE | L | Annual | Emissions at Affected Plants NOX | Thousand Tons | 0 | 0 | 0 | 0.00039734 | 0.00039734 | 0.00039734 | 0.00039734 | 0.00039734
IL Fac. Spec. - NOX Rate Summer v3.1, Unit 597 and retrofits | 497 | 1797 | Rate Constraint in lbs/MMBtu | FALSE | L | Annual | Allowances Purchased NOX | Thousand Tons | 0 | 0 | 0 | 0 | 0 | 0 | 0 | 0
IL Fac. Spec. - NOX Rate Summer v3.1, Unit 597 and retrofits | 497 | 1797 | Rate Constraint in lbs/MMBtu | FALSE | L | Annual | Allowances Sold NOX | Thousand Tons | 0 | 0 | 0 | 0 | 0 | 0 | 0 | 0
IL Fac. Spec. - NOX Rate Summer v3.1, Unit 597 and retrofits | 497 | 1797 | Rate Constraint in lbs/MMBtu | FALSE | L | Annual | Allowances Banked | Thousand Tons | 0 | 0 | 0 | 0 | 0 | 0 | 0 | 0
IL Fac. Spec. - NOX Rate Summer v3.1, Unit 597 and retrofits | 497 | 1797 | Rate Constraint in lbs/MMBtu | FALSE | L | Annual | Allowances Withdrawn (1:1) | Thousand Tons | 0 | 0 | 0 | 0 | 0 | 0 | 0 | 0
IL Fac. Spec. - NOX Rate Summer v3.1, Unit 597 and retrofits | 497 | 1797 | Rate Constraint in lbs/MMBtu | FALSE | L | Annual | Allowances Withdrawn (n:1) | Thousand Tons | 0 | 0 | 0 | 0 | 0 | 0 | 0 | 0
IL Fac. Spec. - NOX Rate Summer v3.1, Unit 597 and retrofits | 497 | 1797 | Rate Constraint in lbs/MMBtu | FALSE | L | Annual | Net Emissions Allowance Position | Thousand Tons | 0 | 0 | 0 | 0.00039734 | 0.00039734 | 0.00039734 | 0.00039734 | 0.00039734
IL Fac. Spec. - NOX Rate Summer v3.1, Unit 597 and retrofits | 497 | 1797 | Rate Constraint in lbs/MMBtu | FALSE | L | Annual | Fuel Consumed | TBtu | 0 | 0 | 0 | 0.031876 | 0.031876 | 0.031876 | 0.031876 | 0.031876
IL Fac. Spec. - NOX Rate Summer v3.1, Unit 597 and retrofits | 497 | 1797 | Rate Constraint in lbs/MMBtu | FALSE | L | Annual | Rate | lb/MMBtu | 0 | 0 | 0 | 0.02493 | 0.02493 | 0.02493 | 0.02493 | 0.02493
IL Fac. Spec. - NOX Rate Summer v3.1, Unit 597 and retrofits | 497 | 1797 | Rate Constraint in lbs/MMBtu | FALSE | L | Annual | Generation | TWh | 0 | 0 | 0 | 0.002472 | 0.002472 | 0.002472 | 0.002472 | 0.002472
IL Fac. Spec. - NOX Rate Summer v3.1, Unit 597 and retrofits | 497 | 1797 | Rate Constraint in lbs/MMBtu | FALSE | L | Annual | Qualifying Generation | TWh | 0 | 0 | 0 | 0.002472 | 0.002472 | 0.002472 | 0.002472 | 0.002472
IL Fac. Spec. - NOX Rate Summer v3.1, Unit 597 and retrofits | 497 | 1797 | Rate Constraint in lbs/MMBtu | FALSE | L | Annual | Rate | lb/MWh | 0 | 0 | 0 | 0.32147 | 0.32147 | 0.32147 | 0.32147 | 0.32147
IL Fac. Spec. - NOX Rate Summer v3.1, Unit 597 and retrofits | 497 | 1797 | Rate Constraint in lbs/MMBtu | FALSE | L | Annual | Constraint Shadow Price | US2016$/Ton | 0 | 0 | 0 | 0 | 0 | 0 | 0 | 0
IL Fac. Spec. - NOX Rate Summer v3.1, Unit 598 and retrofits | 498 | 1797 | Rate Constraint in lbs/MMBtu | FALSE | L | Annual | Seasons Included | Seasons | Summer | Summer | Summer | Summer | Summer | Summer | Summer | Summer
IL Fac. Spec. - NOX Rate Summer v3.1, Unit 598 and retrofits | 498 | 1797 | Rate Constraint in lbs/MMBtu | FALSE | L | Annual | Standard NOX | lb/MMBtu | 0.25 | 0.25 | 0.25 | 0.25 | 0.25 | 0.25 | 0.25 | 0.25
IL Fac. Spec. - NOX Rate Summer v3.1, Unit 598 and retrofits | 498 | 1797 | Rate Constraint in lbs/MMBtu | FALSE | L | Annual | Emissions at Affected Plants NOX | Thousand Tons | 0 | 0 | 0 | 0.00041933 | 0.00041933 | 0.00041933 | 0.00041933 | 0.00041933
IL Fac. Spec. - NOX Rate Summer v3.1, Unit 598 and retrofits | 498 | 1797 | Rate Constraint in lbs/MMBtu | FALSE | L | Annual | Allowances Purchased NOX | Thousand Tons | 0 | 0 | 0 | 0 | 0 | 0 | 0 | 0
IL Fac. Spec. - NOX Rate Summer v3.1, Unit 598 and retrofits | 498 | 1797 | Rate Constraint in lbs/MMBtu | FALSE | L | Annual | Allowances Sold NOX | Thousand Tons | 0 | 0 | 0 | 0 | 0 | 0 | 0 | 0
IL Fac. Spec. - NOX Rate Summer v3.1, Unit 598 and retrofits | 498 | 1797 | Rate Constraint in lbs/MMBtu | FALSE | L | Annual | Allowances Banked | Thousand Tons | 0 | 0 | 0 | 0 | 0 | 0 | 0 | 0
IL Fac. Spec. - NOX Rate Summer v3.1, Unit 598 and retrofits | 498 | 1797 | Rate Constraint in lbs/MMBtu | FALSE | L | Annual | Allowances Withdrawn (1:1) | Thousand Tons | 0 | 0 | 0 | 0 | 0 | 0 | 0 | 0
IL Fac. Spec. - NOX Rate Summer v3.1, Unit 598 and retrofits | 498 | 1797 | Rate Constraint in lbs/MMBtu | FALSE | L | Annual | Allowances Withdrawn (n:1) | Thousand Tons | 0 | 0 | 0 | 0 | 0 | 0 | 0 | 0
IL Fac. Spec. - NOX Rate Summer v3.1, Unit 598 and retrofits | 498 | 1797 | Rate Constraint in lbs/MMBtu | FALSE | L | Annual | Net Emissions Allowance Position | Thousand Tons | 0 | 0 | 0 | 0.00041933 | 0.00041933 | 0.00041933 | 0.00041933 | 0.00041933
IL Fac. Spec. - NOX Rate Summer v3.1, Unit 598 and retrofits | 498 | 1797 | Rate Constraint in lbs/MMBtu | FALSE | L | Annual | Fuel Consumed | TBtu | 0 | 0 | 0 | 0.031876 | 0.031876 | 0.031876 | 0.031876 | 0.031876
IL Fac. Spec. - NOX Rate Summer v3.1, Unit 598 and retrofits | 498 | 1797 | Rate Constraint in lbs/MMBtu | FALSE | L | Annual | Rate | lb/MMBtu | 0 | 0 | 0 | 0.02631 | 0.02631 | 0.02631 | 0.02631 | 0.02631
IL Fac. Spec. - NOX Rate Summer v3.1, Unit 598 and retrofits | 498 | 1797 | Rate Constraint in lbs/MMBtu | FALSE | L | Annual | Generation | TWh | 0 | 0 | 0 | 0.002472 | 0.002472 | 0.002472 | 0.002472 | 0.002472
IL Fac. Spec. - NOX Rate Summer v3.1, Unit 598 and retrofits | 498 | 1797 | Rate Constraint in lbs/MMBtu | FALSE | L | Annual | Qualifying Generation | TWh | 0 | 0 | 0 | 0.002472 | 0.002472 | 0.002472 | 0.002472 | 0.002472
IL Fac. Spec. - NOX Rate Summer v3.1, Unit 598 and retrofits | 498 | 1797 | Rate Constraint in lbs/MMBtu | FALSE | L | Annual | Rate | lb/MWh | 0 | 0 | 0 | 0.33927 | 0.33927 | 0.33927 | 0.33927 | 0.33927
IL Fac. Spec. - NOX Rate Summer v3.1, Unit 598 and retrofits | 498 | 1797 | Rate Constraint in lbs/MMBtu | FALSE | L | Annual | Constraint Shadow Price | US2016$/Ton | 0 | 0 | 0 | 0 | 0 | 0 | 0 | 0
IL Fac. Spec. - NOX Rate Summer v3.1, Unit 599 and retrofits | 499 | 1797 | Rate Constraint in lbs/MMBtu | FALSE | L | Annual | Seasons Included | Seasons | Summer | Summer | Summer | Summer | Summer | Summer | Summer | Summer
IL Fac. Spec. - NOX Rate Summer v3.1, Unit 599 and retrofits | 499 | 1797 | Rate Constraint in lbs/MMBtu | FALSE | L | Annual | Standard NOX | lb/MMBtu | 0.25 | 0.25 | 0.25 | 0.25 | 0.25 | 0.25 | 0.25 | 0.25
IL Fac. Spec. - NOX Rate Summer v3.1, Unit 599 and retrofits | 499 | 1797 | Rate Constraint in lbs/MMBtu | FALSE | L | Annual | Emissions at Affected Plants NOX | Thousand Tons | 0 | 0 | 0 | 0.00040865 | 0.00040865 | 0.00040865 | 0.00040865 | 0.00040865
IL Fac. Spec. - NOX Rate Summer v3.1, Unit 599 and retrofits | 499 | 1797 | Rate Constraint in lbs/MMBtu | FALSE | L | Annual | Allowances Purchased NOX | Thousand Tons | 0 | 0 | 0 | 0 | 0 | 0 | 0 | 0
IL Fac. Spec. - NOX Rate Summer v3.1, Unit 599 and retrofits | 499 | 1797 | Rate Constraint in lbs/MMBtu | FALSE | L | Annual | Allowances Sold NOX | Thousand Tons | 0 | 0 | 0 | 0 | 0 | 0 | 0 | 0
IL Fac. Spec. - NOX Rate Summer v3.1, Unit 599 and retrofits | 499 | 1797 | Rate Constraint in lbs/MMBtu | FALSE | L | Annual | Allowances Banked | Thousand Tons | 0 | 0 | 0 | 0 | 0 | 0 | 0 | 0
IL Fac. Spec. - NOX Rate Summer v3.1, Unit 599 and retrofits | 499 | 1797 | Rate Constraint in lbs/MMBtu | FALSE | L | Annual | Allowances Withdrawn (1:1) | Thousand Tons | 0 | 0 | 0 | 0 | 0 | 0 | 0 | 0
IL Fac. Spec. - NOX Rate Summer v3.1, Unit 599 and retrofits | 499 | 1797 | Rate Constraint in lbs/MMBtu | FALSE | L | Annual | Allowances Withdrawn (n:1) | Thousand Tons | 0 | 0 | 0 | 0 | 0 | 0 | 0 | 0
IL Fac. Spec. - NOX Rate Summer v3.1, Unit 599 and retrofits | 499 | 1797 | Rate Constraint in lbs/MMBtu | FALSE | L | Annual | Net Emissions Allowance Position | Thousand Tons | 0 | 0 | 0 | 0.00040865 | 0.00040865 | 0.00040865 | 0.00040865 | 0.00040865
IL Fac. Spec. - NOX Rate Summer v3.1, Unit 599 and retrofits | 499 | 1797 | Rate Constraint in lbs/MMBtu | FALSE | L | Annual | Fuel Consumed | TBtu | 0 | 0 | 0 | 0.031876 | 0.031876 | 0.031876 | 0.031876 | 0.031876
IL Fac. Spec. - NOX Rate Summer v3.1, Unit 599 and retrofits | 499 | 1797 | Rate Constraint in lbs/MMBtu | FALSE | L | Annual | Rate | lb/MMBtu | 0 | 0 | 0 | 0.02564 | 0.02564 | 0.02564 | 0.02564 | 0.02564
IL Fac. Spec. - NOX Rate Summer v3.1, Unit 599 and retrofits | 499 | 1797 | Rate Constraint in lbs/MMBtu | FALSE | L | Annual | Generation | TWh | 0 | 0 | 0 | 0.002472 | 0.002472 | 0.002472 | 0.002472 | 0.002472
IL Fac. Spec. - NOX Rate Summer v3.1, Unit 599 and retrofits | 499 | 1797 | Rate Constraint in lbs/MMBtu | FALSE | L | Annual | Qualifying Generation | TWh | 0 | 0 | 0 | 0.002472 | 0.002472 | 0.002472 | 0.002472 | 0.002472
IL Fac. Spec. - NOX Rate Summer v3.1, Unit 599 and retrofits | 499 | 1797 | Rate Constraint in lbs/MMBtu | FALSE | L | Annual | Rate | lb/MWh | 0 | 0 | 0 | 0.33063 | 0.33063 | 0.33063 | 0.33063 | 0.33063
IL Fac. Spec. - NOX Rate Summer v3.1, Unit 599 and retrofits | 499 | 1797 | Rate Constraint in lbs/MMBtu | FALSE | L | Annual | Constraint Shadow Price | US2016$/Ton | 0 | 0 | 0 | 0 | 0 | 0 | 0 | 0
IL Fac. Spec. - NOX Rate Summer v3.1, Unit 600 and retrofits | 500 | 1797 | Rate Constraint in lbs/MMBtu | FALSE | L | Annual | Seasons Included | Seasons | Summer | Summer | Summer | Summer | Summer | Summer | Summer | Summer
IL Fac. Spec. - NOX Rate Summer v3.1, Unit 600 and retrofits | 500 | 1797 | Rate Constraint in lbs/MMBtu | FALSE | L | Annual | Standard NOX | lb/MMBtu | 0.25 | 0.25 | 0.25 | 0.25 | 0.25 | 0.25 | 0.25 | 0.25
IL Fac. Spec. - NOX Rate Summer v3.1, Unit 600 and retrofits | 500 | 1797 | Rate Constraint in lbs/MMBtu | FALSE | L | Annual | Emissions at Affected Plants NOX | Thousand Tons | 0 | 0 | 0 | 0 | 0 | 0 | 0 | 0
IL Fac. Spec. - NOX Rate Summer v3.1, Unit 600 and retrofits | 500 | 1797 | Rate Constraint in lbs/MMBtu | FALSE | L | Annual | Allowances Purchased NOX | Thousand Tons | 0 | 0 | 0 | 0 | 0 | 0 | 0 | 0
IL Fac. Spec. - NOX Rate Summer v3.1, Unit 600 and retrofits | 500 | 1797 | Rate Constraint in lbs/MMBtu | FALSE | L | Annual | Allowances Sold NOX | Thousand Tons | 0 | 0 | 0 | 0 | 0 | 0 | 0 | 0
IL Fac. Spec. - NOX Rate Summer v3.1, Unit 600 and retrofits | 500 | 1797 | Rate Constraint in lbs/MMBtu | FALSE | L | Annual | Allowances Banked | Thousand Tons | 0 | 0 | 0 | 0 | 0 | 0 | 0 | 0
IL Fac. Spec. - NOX Rate Summer v3.1, Unit 600 and retrofits | 500 | 1797 | Rate Constraint in lbs/MMBtu | FALSE | L | Annual | Allowances Withdrawn (1:1) | Thousand Tons | 0 | 0 | 0 | 0 | 0 | 0 | 0 | 0
IL Fac. Spec. - NOX Rate Summer v3.1, Unit 600 and retrofits | 500 | 1797 | Rate Constraint in lbs/MMBtu | FALSE | L | Annual | Allowances Withdrawn (n:1) | Thousand Tons | 0 | 0 | 0 | 0 | 0 | 0 | 0 | 0
IL Fac. Spec. - NOX Rate Summer v3.1, Unit 600 and retrofits | 500 | 1797 | Rate Constraint in lbs/MMBtu | FALSE | L | Annual | Net Emissions Allowance Position | Thousand Tons | 0 | 0 | 0 | 0 | 0 | 0 | 0 | 0
IL Fac. Spec. - NOX Rate Summer v3.1, Unit 600 and retrofits | 500 | 1797 | Rate Constraint in lbs/MMBtu | FALSE | L | Annual | Fuel Consumed | TBtu | 0 | 0 | 0 | 0 | 0 | 0 | 0 | 0
IL Fac. Spec. - NOX Rate Summer v3.1, Unit 600 and retrofits | 500 | 1797 | Rate Constraint in lbs/MMBtu | FALSE | L | Annual | Rate | lb/MMBtu | 0 | 0 | 0 | 0 | 0 | 0 | 0 | 0
IL Fac. Spec. - NOX Rate Summer v3.1, Unit 600 and retrofits | 500 | 1797 | Rate Constraint in lbs/MMBtu | FALSE | L | Annual | Generation | TWh | 0 | 0 | 0 | 0 | 0 | 0 | 0 | 0
IL Fac. Spec. - NOX Rate Summer v3.1, Unit 600 and retrofits | 500 | 1797 | Rate Constraint in lbs/MMBtu | FALSE | L | Annual | Qualifying Generation | TWh | 0 | 0 | 0 | 0 | 0 | 0 | 0 | 0
IL Fac. Spec. - NOX Rate Summer v3.1, Unit 600 and retrofits | 500 | 1797 | Rate Constraint in lbs/MMBtu | FALSE | L | Annual | Rate | lb/MWh | 0 | 0 | 0 | 0 | 0 | 0 | 0 | 0
IL Fac. Spec. - NOX Rate Summer v3.1, Unit 600 and retrofits | 500 | 1797 | Rate Constraint in lbs/MMBtu | FALSE | L | Annual | Constraint Shadow Price | US2016$/Ton | 0 | 0 | 0 | 0 | 0 | 0 | 0 | 0
IL Fac. Spec. - NOX Rate Summer v3.1, Unit 601 and retrofits | 501 | 1797 | Rate Constraint in lbs/MMBtu | FALSE | L | Annual | Seasons Included | Seasons | Summer | Summer | Summer | Summer | Summer | Summer | Summer | Summer
IL Fac. Spec. - NOX Rate Summer v3.1, Unit 601 and retrofits | 501 | 1797 | Rate Constraint in lbs/MMBtu | FALSE | L | Annual | Standard NOX | lb/MMBtu | 0.25 | 0.25 | 0.25 | 0.25 | 0.25 | 0.25 | 0.25 | 0.25
IL Fac. Spec. - NOX Rate Summer v3.1, Unit 601 and retrofits | 501 | 1797 | Rate Constraint in lbs/MMBtu | FALSE | L | Annual | Emissions at Affected Plants NOX | Thousand Tons | 0 | 0 | 0 | 0 | 0 | 0 | 0 | 0
IL Fac. Spec. - NOX Rate Summer v3.1, Unit 601 and retrofits | 501 | 1797 | Rate Constraint in lbs/MMBtu | FALSE | L | Annual | Allowances Purchased NOX | Thousand Tons | 0 | 0 | 0 | 0 | 0 | 0 | 0 | 0
IL Fac. Spec. - NOX Rate Summer v3.1, Unit 601 and retrofits | 501 | 1797 | Rate Constraint in lbs/MMBtu | FALSE | L | Annual | Allowances Sold NOX | Thousand Tons | 0 | 0 | 0 | 0 | 0 | 0 | 0 | 0
IL Fac. Spec. - NOX Rate Summer v3.1, Unit 601 and retrofits | 501 | 1797 | Rate Constraint in lbs/MMBtu | FALSE | L | Annual | Allowances Banked | Thousand Tons | 0 | 0 | 0 | 0 | 0 | 0 | 0 | 0
IL Fac. Spec. - NOX Rate Summer v3.1, Unit 601 and retrofits | 501 | 1797 | Rate Constraint in lbs/MMBtu | FALSE | L | Annual | Allowances Withdrawn (1:1) | Thousand Tons | 0 | 0 | 0 | 0 | 0 | 0 | 0 | 0
IL Fac. Spec. - NOX Rate Summer v3.1, Unit 601 and retrofits | 501 | 1797 | Rate Constraint in lbs/MMBtu | FALSE | L | Annual | Allowances Withdrawn (n:1) | Thousand Tons | 0 | 0 | 0 | 0 | 0 | 0 | 0 | 0
IL Fac. Spec. - NOX Rate Summer v3.1, Unit 601 and retrofits | 501 | 1797 | Rate Constraint in lbs/MMBtu | FALSE | L | Annual | Net Emissions Allowance Position | Thousand Tons | 0 | 0 | 0 | 0 | 0 | 0 | 0 | 0
IL Fac. Spec. - NOX Rate Summer v3.1, Unit 601 and retrofits | 501 | 1797 | Rate Constraint in lbs/MMBtu | FALSE | L | Annual | Fuel Consumed | TBtu | 0 | 0 | 0 | 0 | 0 | 0 | 0 | 0
IL Fac. Spec. - NOX Rate Summer v3.1, Unit 601 and retrofits | 501 | 1797 | Rate Constraint in lbs/MMBtu | FALSE | L | Annual | Rate | lb/MMBtu | 0 | 0 | 0 | 0 | 0 | 0 | 0 | 0
IL Fac. Spec. - NOX Rate Summer v3.1, Unit 601 and retrofits | 501 | 1797 | Rate Constraint in lbs/MMBtu | FALSE | L | Annual | Generation | TWh | 0 | 0 | 0 | 0 | 0 | 0 | 0 | 0
IL Fac. Spec. - NOX Rate Summer v3.1, Unit 601 and retrofits | 501 | 1797 | Rate Constraint in lbs/MMBtu | FALSE | L | Annual | Qualifying Generation | TWh | 0 | 0 | 0 | 0 | 0 | 0 | 0 | 0
IL Fac. Spec. - NOX Rate Summer v3.1, Unit 601 and retrofits | 501 | 1797 | Rate Constraint in lbs/MMBtu | FALSE | L | Annual | Rate | lb/MWh | 0 | 0 | 0 | 0 | 0 | 0 | 0 | 0
IL Fac. Spec. - NOX Rate Summer v3.1, Unit 601 and retrofits | 501 | 1797 | Rate Constraint in lbs/MMBtu | FALSE | L | Annual | Constraint Shadow Price | US2016$/Ton | 0 | 0 | 0 | 0 | 0 | 0 | 0 | 0
IL Fac. Spec. - NOX Rate Summer v3.1, Unit 602 and retrofits | 502 | 1797 | Rate Constraint in lbs/MMBtu | FALSE | L | Annual | Seasons Included | Seasons | Summer | Summer | Summer | Summer | Summer | Summer | Summer | Summer
IL Fac. Spec. - NOX Rate Summer v3.1, Unit 602 and retrofits | 502 | 1797 | Rate Constraint in lbs/MMBtu | FALSE | L | Annual | Standard NOX | lb/MMBtu | 0.25 | 0.25 | 0.25 | 0.25 | 0.25 | 0.25 | 0.25 | 0.25
IL Fac. Spec. - NOX Rate Summer v3.1, Unit 602 and retrofits | 502 | 1797 | Rate Constraint in lbs/MMBtu | FALSE | L | Annual | Emissions at Affected Plants NOX | Thousand Tons | 0 | 0 | 0 | 0 | 0 | 0 | 0 | 0
IL Fac. Spec. - NOX Rate Summer v3.1, Unit 602 and retrofits | 502 | 1797 | Rate Constraint in lbs/MMBtu | FALSE | L | Annual | Allowances Purchased NOX | Thousand Tons | 0 | 0 | 0 | 0 | 0 | 0 | 0 | 0
IL Fac. Spec. - NOX Rate Summer v3.1, Unit 602 and retrofits | 502 | 1797 | Rate Constraint in lbs/MMBtu | FALSE | L | Annual | Allowances Sold NOX | Thousand Tons | 0 | 0 | 0 | 0 | 0 | 0 | 0 | 0
IL Fac. Spec. - NOX Rate Summer v3.1, Unit 602 and retrofits | 502 | 1797 | Rate Constraint in lbs/MMBtu | FALSE | L | Annual | Allowances Banked | Thousand Tons | 0 | 0 | 0 | 0 | 0 | 0 | 0 | 0
IL Fac. Spec. - NOX Rate Summer v3.1, Unit 602 and retrofits | 502 | 1797 | Rate Constraint in lbs/MMBtu | FALSE | L | Annual | Allowances Withdrawn (1:1) | Thousand Tons | 0 | 0 | 0 | 0 | 0 | 0 | 0 | 0
IL Fac. Spec. - NOX Rate Summer v3.1, Unit 602 and retrofits | 502 | 1797 | Rate Constraint in lbs/MMBtu | FALSE | L | Annual | Allowances Withdrawn (n:1) | Thousand Tons | 0 | 0 | 0 | 0 | 0 | 0 | 0 | 0
IL Fac. Spec. - NOX Rate Summer v3.1, Unit 602 and retrofits | 502 | 1797 | Rate Constraint in lbs/MMBtu | FALSE | L | Annual | Net Emissions Allowance Position | Thousand Tons | 0 | 0 | 0 | 0 | 0 | 0 | 0 | 0
IL Fac. Spec. - NOX Rate Summer v3.1, Unit 602 and retrofits | 502 | 1797 | Rate Constraint in lbs/MMBtu | FALSE | L | Annual | Fuel Consumed | TBtu | 0 | 0 | 0 | 0 | 0 | 0 | 0 | 0
IL Fac. Spec. - NOX Rate Summer v3.1, Unit 602 and retrofits | 502 | 1797 | Rate Constraint in lbs/MMBtu | FALSE | L | Annual | Rate | lb/MMBtu | 0 | 0 | 0 | 0 | 0 | 0 | 0 | 0
IL Fac. Spec. - NOX Rate Summer v3.1, Unit 602 and retrofits | 502 | 1797 | Rate Constraint in lbs/MMBtu | FALSE | L | Annual | Generation | TWh | 0 | 0 | 0 | 0 | 0 | 0 | 0 | 0
IL Fac. Spec. - NOX Rate Summer v3.1, Unit 602 and retrofits | 502 | 1797 | Rate Constraint in lbs/MMBtu | FALSE | L | Annual | Qualifying Generation | TWh | 0 | 0 | 0 | 0 | 0 | 0 | 0 | 0
IL Fac. Spec. - NOX Rate Summer v3.1, Unit 602 and retrofits | 502 | 1797 | Rate Constraint in lbs/MMBtu | FALSE | L | Annual | Rate | lb/MWh | 0 | 0 | 0 | 0 | 0 | 0 | 0 | 0
IL Fac. Spec. - NOX Rate Summer v3.1, Unit 602 and retrofits | 502 | 1797 | Rate Constraint in lbs/MMBtu | FALSE | L | Annual | Constraint Shadow Price | US2016$/Ton | 0 | 0 | 0 | 0 | 0 | 0 | 0 | 0
IL Fac. Spec. - NOX Rate Summer v3.1, Unit 603 and retrofits | 503 | 1797 | Rate Constraint in lbs/MMBtu | FALSE | L | Annual | Seasons Included | Seasons | Summer | Summer | Summer | Summer | Summer | Summer | Summer | Summer
IL Fac. Spec. - NOX Rate Summer v3.1, Unit 603 and retrofits | 503 | 1797 | Rate Constraint in lbs/MMBtu | FALSE | L | Annual | Standard NOX | lb/MMBtu | 0.25 | 0.25 | 0.25 | 0.25 | 0.25 | 0.25 | 0.25 | 0.25
IL Fac. Spec. - NOX Rate Summer v3.1, Unit 603 and retrofits | 503 | 1797 | Rate Constraint in lbs/MMBtu | FALSE | L | Annual | Emissions at Affected Plants NOX | Thousand Tons | 0 | 0 | 0 | 0 | 0 | 0 | 0 | 0
IL Fac. Spec. - NOX Rate Summer v3.1, Unit 603 and retrofits | 503 | 1797 | Rate Constraint in lbs/MMBtu | FALSE | L | Annual | Allowances Purchased NOX | Thousand Tons | 0 | 0 | 0 | 0 | 0 | 0 | 0 | 0
IL Fac. Spec. - NOX Rate Summer v3.1, Unit 603 and retrofits | 503 | 1797 | Rate Constraint in lbs/MMBtu | FALSE | L | Annual | Allowances Sold NOX | Thousand Tons | 0 | 0 | 0 | 0 | 0 | 0 | 0 | 0
IL Fac. Spec. - NOX Rate Summer v3.1, Unit 603 and retrofits | 503 | 1797 | Rate Constraint in lbs/MMBtu | FALSE | L | Annual | Allowances Banked | Thousand Tons | 0 | 0 | 0 | 0 | 0 | 0 | 0 | 0
IL Fac. Spec. - NOX Rate Summer v3.1, Unit 603 and retrofits | 503 | 1797 | Rate Constraint in lbs/MMBtu | FALSE | L | Annual | Allowances Withdrawn (1:1) | Thousand Tons | 0 | 0 | 0 | 0 | 0 | 0 | 0 | 0
IL Fac. Spec. - NOX Rate Summer v3.1, Unit 603 and retrofits | 503 | 1797 | Rate Constraint in lbs/MMBtu | FALSE | L | Annual | Allowances Withdrawn (n:1) | Thousand Tons | 0 | 0 | 0 | 0 | 0 | 0 | 0 | 0
IL Fac. Spec. - NOX Rate Summer v3.1, Unit 603 and retrofits | 503 | 1797 | Rate Constraint in lbs/MMBtu | FALSE | L | Annual | Net Emissions Allowance Position | Thousand Tons | 0 | 0 | 0 | 0 | 0 | 0 | 0 | 0
IL Fac. Spec. - NOX Rate Summer v3.1, Unit 603 and retrofits | 503 | 1797 | Rate Constraint in lbs/MMBtu | FALSE | L | Annual | Fuel Consumed | TBtu | 0 | 0 | 0 | 0 | 0 | 0 | 0 | 0
IL Fac. Spec. - NOX Rate Summer v3.1, Unit 603 and retrofits | 503 | 1797 | Rate Constraint in lbs/MMBtu | FALSE | L | Annual | Rate | lb/MMBtu | 0 | 0 | 0 | 0 | 0 | 0 | 0 | 0
IL Fac. Spec. - NOX Rate Summer v3.1, Unit 603 and retrofits | 503 | 1797 | Rate Constraint in lbs/MMBtu | FALSE | L | Annual | Generation | TWh | 0 | 0 | 0 | 0 | 0 | 0 | 0 | 0
IL Fac. Spec. - NOX Rate Summer v3.1, Unit 603 and retrofits | 503 | 1797 | Rate Constraint in lbs/MMBtu | FALSE | L | Annual | Qualifying Generation | TWh | 0 | 0 | 0 | 0 | 0 | 0 | 0 | 0
IL Fac. Spec. - NOX Rate Summer v3.1, Unit 603 and retrofits | 503 | 1797 | Rate Constraint in lbs/MMBtu | FALSE | L | Annual | Rate | lb/MWh | 0 | 0 | 0 | 0 | 0 | 0 | 0 | 0
IL Fac. Spec. - NOX Rate Summer v3.1, Unit 603 and retrofits | 503 | 1797 | Rate Constraint in lbs/MMBtu | FALSE | L | Annual | Constraint Shadow Price | US2016$/Ton | 0 | 0 | 0 | 0 | 0 | 0 | 0 | 0
IL Fac. Spec. - NOX Rate Summer v3.1, Unit 604 and retrofits | 504 | 1797 | Rate Constraint in lbs/MMBtu | FALSE | L | Annual | Seasons Included | Seasons | Summer | Summer | Summer | Summer | Summer | Summer | Summer | Summer
IL Fac. Spec. - NOX Rate Summer v3.1, Unit 604 and retrofits | 504 | 1797 | Rate Constraint in lbs/MMBtu | FALSE | L | Annual | Standard NOX | lb/MMBtu | 0.25 | 0.25 | 0.25 | 0.25 | 0.25 | 0.25 | 0.25 | 0.25
IL Fac. Spec. - NOX Rate Summer v3.1, Unit 604 and retrofits | 504 | 1797 | Rate Constraint in lbs/MMBtu | FALSE | L | Annual | Emissions at Affected Plants NOX | Thousand Tons | 0 | 0 | 0 | 0 | 0 | 0 | 0 | 0
IL Fac. Spec. - NOX Rate Summer v3.1, Unit 604 and retrofits | 504 | 1797 | Rate Constraint in lbs/MMBtu | FALSE | L | Annual | Allowances Purchased NOX | Thousand Tons | 0 | 0 | 0 | 0 | 0 | 0 | 0 | 0
IL Fac. Spec. - NOX Rate Summer v3.1, Unit 604 and retrofits | 504 | 1797 | Rate Constraint in lbs/MMBtu | FALSE | L | Annual | Allowances Sold NOX | Thousand Tons | 0 | 0 | 0 | 0 | 0 | 0 | 0 | 0
IL Fac. Spec. - NOX Rate Summer v3.1, Unit 604 and retrofits | 504 | 1797 | Rate Constraint in lbs/MMBtu | FALSE | L | Annual | Allowances Banked | Thousand Tons | 0 | 0 | 0 | 0 | 0 | 0 | 0 | 0
IL Fac. Spec. - NOX Rate Summer v3.1, Unit 604 and retrofits | 504 | 1797 | Rate Constraint in lbs/MMBtu | FALSE | L | Annual | Allowances Withdrawn (1:1) | Thousand Tons | 0 | 0 | 0 | 0 | 0 | 0 | 0 | 0
IL Fac. Spec. - NOX Rate Summer v3.1, Unit 604 and retrofits | 504 | 1797 | Rate Constraint in lbs/MMBtu | FALSE | L | Annual | Allowances Withdrawn (n:1) | Thousand Tons | 0 | 0 | 0 | 0 | 0 | 0 | 0 | 0
IL Fac. Spec. - NOX Rate Summer v3.1, Unit 604 and retrofits | 504 | 1797 | Rate Constraint in lbs/MMBtu | FALSE | L | Annual | Net Emissions Allowance Position | Thousand Tons | 0 | 0 | 0 | 0 | 0 | 0 | 0 | 0
IL Fac. Spec. - NOX Rate Summer v3.1, Unit 604 and retrofits | 504 | 1797 | Rate Constraint in lbs/MMBtu | FALSE | L | Annual | Fuel Consumed | TBtu | 0 | 0 | 0 | 0 | 0 | 0 | 0 | 0
IL Fac. Spec. - NOX Rate Summer v3.1, Unit 604 and retrofits | 504 | 1797 | Rate Constraint in lbs/MMBtu | FALSE | L | Annual | Rate | lb/MMBtu | 0 | 0 | 0 | 0 | 0 | 0 | 0 | 0
IL Fac. Spec. - NOX Rate Summer v3.1, Unit 604 and retrofits | 504 | 1797 | Rate Constraint in lbs/MMBtu | FALSE | L | Annual | Generation | TWh | 0 | 0 | 0 | 0 | 0 | 0 | 0 | 0
IL Fac. Spec. - NOX Rate Summer v3.1, Unit 604 and retrofits | 504 | 1797 | Rate Constraint in lbs/MMBtu | FALSE | L | Annual | Qualifying Generation | TWh | 0 | 0 | 0 | 0 | 0 | 0 | 0 | 0
IL Fac. Spec. - NOX Rate Summer v3.1, Unit 604 and retrofits | 504 | 1797 | Rate Constraint in lbs/MMBtu | FALSE | L | Annual | Rate | lb/MWh | 0 | 0 | 0 | 0 | 0 | 0 | 0 | 0
IL Fac. Spec. - NOX Rate Summer v3.1, Unit 604 and retrofits | 504 | 1797 | Rate Constraint in lbs/MMBtu | FALSE | L | Annual | Constraint Shadow Price | US2016$/Ton | 0 | 0 | 0 | 0 | 0 | 0 | 0 | 0
IL Fac. Spec. - NOX Rate Summer v3.1, Unit 605 and retrofits | 505 | 1797 | Rate Constraint in lbs/MMBtu | FALSE | L | Annual | Seasons Included | Seasons | Summer | Summer | Summer | Summer | Summer | Summer | Summer | Summer
IL Fac. Spec. - NOX Rate Summer v3.1, Unit 605 and retrofits | 505 | 1797 | Rate Constraint in lbs/MMBtu | FALSE | L | Annual | Standard NOX | lb/MMBtu | 0.25 | 0.25 | 0.25 | 0.25 | 0.25 | 0.25 | 0.25 | 0.25
IL Fac. Spec. - NOX Rate Summer v3.1, Unit 605 and retrofits | 505 | 1797 | Rate Constraint in lbs/MMBtu | FALSE | L | Annual | Emissions at Affected Plants NOX | Thousand Tons | 0 | 0 | 0 | 0 | 0 | 0 | 0 | 0
IL Fac. Spec. - NOX Rate Summer v3.1, Unit 605 and retrofits | 505 | 1797 | Rate Constraint in lbs/MMBtu | FALSE | L | Annual | Allowances Purchased NOX | Thousand Tons | 0 | 0 | 0 | 0 | 0 | 0 | 0 | 0
IL Fac. Spec. - NOX Rate Summer v3.1, Unit 605 and retrofits | 505 | 1797 | Rate Constraint in lbs/MMBtu | FALSE | L | Annual | Allowances Sold NOX | Thousand Tons | 0 | 0 | 0 | 0 | 0 | 0 | 0 | 0
IL Fac. Spec. - NOX Rate Summer v3.1, Unit 605 and retrofits | 505 | 1797 | Rate Constraint in lbs/MMBtu | FALSE | L | Annual | Allowances Banked | Thousand Tons | 0 | 0 | 0 | 0 | 0 | 0 | 0 | 0
IL Fac. Spec. - NOX Rate Summer v3.1, Unit 605 and retrofits | 505 | 1797 | Rate Constraint in lbs/MMBtu | FALSE | L | Annual | Allowances Withdrawn (1:1) | Thousand Tons | 0 | 0 | 0 | 0 | 0 | 0 | 0 | 0
IL Fac. Spec. - NOX Rate Summer v3.1, Unit 605 and retrofits | 505 | 1797 | Rate Constraint in lbs/MMBtu | FALSE | L | Annual | Allowances Withdrawn (n:1) | Thousand Tons | 0 | 0 | 0 | 0 | 0 | 0 | 0 | 0
IL Fac. Spec. - NOX Rate Summer v3.1, Unit 605 and retrofits | 505 | 1797 | Rate Constraint in lbs/MMBtu | FALSE | L | Annual | Net Emissions Allowance Position | Thousand Tons | 0 | 0 | 0 | 0 | 0 | 0 | 0 | 0
IL Fac. Spec. - NOX Rate Summer v3.1, Unit 605 and retrofits | 505 | 1797 | Rate Constraint in lbs/MMBtu | FALSE | L | Annual | Fuel Consumed | TBtu | 0 | 0 | 0 | 0 | 0 | 0 | 0 | 0
IL Fac. Spec. - NOX Rate Summer v3.1, Unit 605 and retrofits | 505 | 1797 | Rate Constraint in lbs/MMBtu | FALSE | L | Annual | Rate | lb/MMBtu | 0 | 0 | 0 | 0 | 0 | 0 | 0 | 0
IL Fac. Spec. - NOX Rate Summer v3.1, Unit 605 and retrofits | 505 | 1797 | Rate Constraint in lbs/MMBtu | FALSE | L | Annual | Generation | TWh | 0 | 0 | 0 | 0 | 0 | 0 | 0 | 0
IL Fac. Spec. - NOX Rate Summer v3.1, Unit 605 and retrofits | 505 | 1797 | Rate Constraint in lbs/MMBtu | FALSE | L | Annual | Qualifying Generation | TWh | 0 | 0 | 0 | 0 | 0 | 0 | 0 | 0
IL Fac. Spec. - NOX Rate Summer v3.1, Unit 605 and retrofits | 505 | 1797 | Rate Constraint in lbs/MMBtu | FALSE | L | Annual | Rate | lb/MWh | 0 | 0 | 0 | 0 | 0 | 0 | 0 | 0
IL Fac. Spec. - NOX Rate Summer v3.1, Unit 605 and retrofits | 505 | 1797 | Rate Constraint in lbs/MMBtu | FALSE | L | Annual | Constraint Shadow Price | US2016$/Ton | 0 | 0 | 0 | 0 | 0 | 0 | 0 | 0
IL Fac. Spec. - NOX Rate Summer v3.1, Unit 606 and retrofits | 506 | 1797 | Rate Constraint in lbs/MMBtu | FALSE | L | Annual | Seasons Included | Seasons | Summer | Summer | Summer | Summer | Summer | Summer | Summer | Summer
IL Fac. Spec. - NOX Rate Summer v3.1, Unit 606 and retrofits | 506 | 1797 | Rate Constraint in lbs/MMBtu | FALSE | L | Annual | Standard NOX | lb/MMBtu | 0.25 | 0.25 | 0.25 | 0.25 | 0.25 | 0.25 | 0.25 | 0.25
IL Fac. Spec. - NOX Rate Summer v3.1, Unit 606 and retrofits | 506 | 1797 | Rate Constraint in lbs/MMBtu | FALSE | L | Annual | Emissions at Affected Plants NOX | Thousand Tons | 0 | 0 | 0 | 0 | 0 | 0 | 0 | 0
IL Fac. Spec. - NOX Rate Summer v3.1, Unit 606 and retrofits | 506 | 1797 | Rate Constraint in lbs/MMBtu | FALSE | L | Annual | Allowances Purchased NOX | Thousand Tons | 0 | 0 | 0 | 0 | 0 | 0 | 0 | 0
IL Fac. Spec. - NOX Rate Summer v3.1, Unit 606 and retrofits | 506 | 1797 | Rate Constraint in lbs/MMBtu | FALSE | L | Annual | Allowances Sold NOX | Thousand Tons | 0 | 0 | 0 | 0 | 0 | 0 | 0 | 0
IL Fac. Spec. - NOX Rate Summer v3.1, Unit 606 and retrofits | 506 | 1797 | Rate Constraint in lbs/MMBtu | FALSE | L | Annual | Allowances Banked | Thousand Tons | 0 | 0 | 0 | 0 | 0 | 0 | 0 | 0
IL Fac. Spec. - NOX Rate Summer v3.1, Unit 606 and retrofits | 506 | 1797 | Rate Constraint in lbs/MMBtu | FALSE | L | Annual | Allowances Withdrawn (1:1) | Thousand Tons | 0 | 0 | 0 | 0 | 0 | 0 | 0 | 0
IL Fac. Spec. - NOX Rate Summer v3.1, Unit 606 and retrofits | 506 | 1797 | Rate Constraint in lbs/MMBtu | FALSE | L | Annual | Allowances Withdrawn (n:1) | Thousand Tons | 0 | 0 | 0 | 0 | 0 | 0 | 0 | 0
IL Fac. Spec. - NOX Rate Summer v3.1, Unit 606 and retrofits | 506 | 1797 | Rate Constraint in lbs/MMBtu | FALSE | L | Annual | Net Emissions Allowance Position | Thousand Tons | 0 | 0 | 0 | 0 | 0 | 0 | 0 | 0
IL Fac. Spec. - NOX Rate Summer v3.1, Unit 606 and retrofits | 506 | 1797 | Rate Constraint in lbs/MMBtu | FALSE | L | Annual | Fuel Consumed | TBtu | 0 | 0 | 0 | 0 | 0 | 0 | 0 | 0
IL Fac. Spec. - NOX Rate Summer v3.1, Unit 606 and retrofits | 506 | 1797 | Rate Constraint in lbs/MMBtu | FALSE | L | Annual | Rate | lb/MMBtu | 0 | 0 | 0 | 0 | 0 | 0 | 0 | 0
IL Fac. Spec. - NOX Rate Summer v3.1, Unit 606 and retrofits | 506 | 1797 | Rate Constraint in lbs/MMBtu | FALSE | L | Annual | Generation | TWh | 0 | 0 | 0 | 0 | 0 | 0 | 0 | 0
IL Fac. Spec. - NOX Rate Summer v3.1, Unit 606 and retrofits | 506 | 1797 | Rate Constraint in lbs/MMBtu | FALSE | L | Annual | Qualifying Generation | TWh | 0 | 0 | 0 | 0 | 0 | 0 | 0 | 0
IL Fac. Spec. - NOX Rate Summer v3.1, Unit 606 and retrofits | 506 | 1797 | Rate Constraint in lbs/MMBtu | FALSE | L | Annual | Rate | lb/MWh | 0 | 0 | 0 | 0 | 0 | 0 | 0 | 0
IL Fac. Spec. - NOX Rate Summer v3.1, Unit 606 and retrofits | 506 | 1797 | Rate Constraint in lbs/MMBtu | FALSE | L | Annual | Constraint Shadow Price | US2016$/Ton | 0 | 0 | 0 | 0 | 0 | 0 | 0 | 0
IL Fac. Spec. - NOX Rate Summer v3.1, Unit 607 and retrofits | 507 | 1797 | Rate Constraint in lbs/MMBtu | FALSE | L | Annual | Seasons Included | Seasons | Summer | Summer | Summer | Summer | Summer | Summer | Summer | Summer
IL Fac. Spec. - NOX Rate Summer v3.1, Unit 607 and retrofits | 507 | 1797 | Rate Constraint in lbs/MMBtu | FALSE | L | Annual | Standard NOX | lb/MMBtu | 0.25 | 0.25 | 0.25 | 0.25 | 0.25 | 0.25 | 0.25 | 0.25
IL Fac. Spec. - NOX Rate Summer v3.1, Unit 607 and retrofits | 507 | 1797 | Rate Constraint in lbs/MMBtu | FALSE | L | Annual | Emissions at Affected Plants NOX | Thousand Tons | 0 | 0 | 0 | 0 | 0 | 0 | 0 | 0
IL Fac. Spec. - NOX Rate Summer v3.1, Unit 607 and retrofits | 507 | 1797 | Rate Constraint in lbs/MMBtu | FALSE | L | Annual | Allowances Purchased NOX | Thousand Tons | 0 | 0 | 0 | 0 | 0 | 0 | 0 | 0
IL Fac. Spec. - NOX Rate Summer v3.1, Unit 607 and retrofits | 507 | 1797 | Rate Constraint in lbs/MMBtu | FALSE | L | Annual | Allowances Sold NOX | Thousand Tons | 0 | 0 | 0 | 0 | 0 | 0 | 0 | 0
IL Fac. Spec. - NOX Rate Summer v3.1, Unit 607 and retrofits | 507 | 1797 | Rate Constraint in lbs/MMBtu | FALSE | L | Annual | Allowances Banked | Thousand Tons | 0 | 0 | 0 | 0 | 0 | 0 | 0 | 0
IL Fac. Spec. - NOX Rate Summer v3.1, Unit 607 and retrofits | 507 | 1797 | Rate Constraint in lbs/MMBtu | FALSE | L | Annual | Allowances Withdrawn (1:1) | Thousand Tons | 0 | 0 | 0 | 0 | 0 | 0 | 0 | 0
IL Fac. Spec. - NOX Rate Summer v3.1, Unit 607 and retrofits | 507 | 1797 | Rate Constraint in lbs/MMBtu | FALSE | L | Annual | Allowances Withdrawn (n:1) | Thousand Tons | 0 | 0 | 0 | 0 | 0 | 0 | 0 | 0
IL Fac. Spec. - NOX Rate Summer v3.1, Unit 607 and retrofits | 507 | 1797 | Rate Constraint in lbs/MMBtu | FALSE | L | Annual | Net Emissions Allowance Position | Thousand Tons | 0 | 0 | 0 | 0 | 0 | 0 | 0 | 0
IL Fac. Spec. - NOX Rate Summer v3.1, Unit 607 and retrofits | 507 | 1797 | Rate Constraint in lbs/MMBtu | FALSE | L | Annual | Fuel Consumed | TBtu | 0 | 0 | 0 | 0 | 0 | 0 | 0 | 0
IL Fac. Spec. - NOX Rate Summer v3.1, Unit 607 and retrofits | 507 | 1797 | Rate Constraint in lbs/MMBtu | FALSE | L | Annual | Rate | lb/MMBtu | 0 | 0 | 0 | 0 | 0 | 0 | 0 | 0
IL Fac. Spec. - NOX Rate Summer v3.1, Unit 607 and retrofits | 507 | 1797 | Rate Constraint in lbs/MMBtu | FALSE | L | Annual | Generation | TWh | 0 | 0 | 0 | 0 | 0 | 0 | 0 | 0
IL Fac. Spec. - NOX Rate Summer v3.1, Unit 607 and retrofits | 507 | 1797 | Rate Constraint in lbs/MMBtu | FALSE | L | Annual | Qualifying Generation | TWh | 0 | 0 | 0 | 0 | 0 | 0 | 0 | 0
IL Fac. Spec. - NOX Rate Summer v3.1, Unit 607 and retrofits | 507 | 1797 | Rate Constraint in lbs/MMBtu | FALSE | L | Annual | Rate | lb/MWh | 0 | 0 | 0 | 0 | 0 | 0 | 0 | 0
IL Fac. Spec. - NOX Rate Summer v3.1, Unit 607 and retrofits | 507 | 1797 | Rate Constraint in lbs/MMBtu | FALSE | L | Annual | Constraint Shadow Price | US2016$/Ton | 0 | 0 | 0 | 0 | 0 | 0 | 0 | 0
IL Fac. Spec. - NOX Rate Summer v3.1, Unit 608 and retrofits | 508 | 1797 | Rate Constraint in lbs/MMBtu | FALSE | L | Annual | Seasons Included | Seasons | Summer | Summer | Summer | Summer | Summer | Summer | Summer | Summer
IL Fac. Spec. - NOX Rate Summer v3.1, Unit 608 and retrofits | 508 | 1797 | Rate Constraint in lbs/MMBtu | FALSE | L | Annual | Standard NOX | lb/MMBtu | 0.25 | 0.25 | 0.25 | 0.25 | 0.25 | 0.25 | 0.25 | 0.25
IL Fac. Spec. - NOX Rate Summer v3.1, Unit 608 and retrofits | 508 | 1797 | Rate Constraint in lbs/MMBtu | FALSE | L | Annual | Emissions at Affected Plants NOX | Thousand Tons | 0.0022133 | 0.0166 | 0.02201 | 0.02201 | 0.02201 | 0.02201 | 0.02201 | 0.02201
IL Fac. Spec. - NOX Rate Summer v3.1, Unit 608 and retrofits | 508 | 1797 | Rate Constraint in lbs/MMBtu | FALSE | L | Annual | Allowances Purchased NOX | Thousand Tons | 0 | 0 | 0 | 0 | 0 | 0 | 0 | 0
IL Fac. Spec. - NOX Rate Summer v3.1, Unit 608 and retrofits | 508 | 1797 | Rate Constraint in lbs/MMBtu | FALSE | L | Annual | Allowances Sold NOX | Thousand Tons | 0 | 0 | 0 | 0 | 0 | 0 | 0 | 0
IL Fac. Spec. - NOX Rate Summer v3.1, Unit 608 and retrofits | 508 | 1797 | Rate Constraint in lbs/MMBtu | FALSE | L | Annual | Allowances Banked | Thousand Tons | 0 | 0 | 0 | 0 | 0 | 0 | 0 | 0
IL Fac. Spec. - NOX Rate Summer v3.1, Unit 608 and retrofits | 508 | 1797 | Rate Constraint in lbs/MMBtu | FALSE | L | Annual | Allowances Withdrawn (1:1) | Thousand Tons | 0 | 0 | 0 | 0 | 0 | 0 | 0 | 0
IL Fac. Spec. - NOX Rate Summer v3.1, Unit 608 and retrofits | 508 | 1797 | Rate Constraint in lbs/MMBtu | FALSE | L | Annual | Allowances Withdrawn (n:1) | Thousand Tons | 0 | 0 | 0 | 0 | 0 | 0 | 0 | 0
IL Fac. Spec. - NOX Rate Summer v3.1, Unit 608 and retrofits | 508 | 1797 | Rate Constraint in lbs/MMBtu | FALSE | L | Annual | Net Emissions Allowance Position | Thousand Tons | 0.0022133 | 0.0166 | 0.02201 | 0.02201 | 0.02201 | 0.02201 | 0.02201 | 0.02201
IL Fac. Spec. - NOX Rate Summer v3.1, Unit 608 and retrofits | 508 | 1797 | Rate Constraint in lbs/MMBtu | FALSE | L | Annual | Fuel Consumed | TBtu | 0.055673 | 0.41755 | 0.55364 | 0.55364 | 0.55364 | 0.55364 | 0.55364 | 0.55364
IL Fac. Spec. - NOX Rate Summer v3.1, Unit 608 and retrofits | 508 | 1797 | Rate Constraint in lbs/MMBtu | FALSE | L | Annual | Rate | lb/MMBtu | 0.07951 | 0.07951 | 0.07951 | 0.07951 | 0.07951 | 0.07951 | 0.07951 | 0.07951
IL Fac. Spec. - NOX Rate Summer v3.1, Unit 608 and retrofits | 508 | 1797 | Rate Constraint in lbs/MMBtu | FALSE | L | Annual | Generation | TWh | 0.0051813 | 0.03886 | 0.051525 | 0.051525 | 0.051525 | 0.051525 | 0.051525 | 0.051525
IL Fac. Spec. - NOX Rate Summer v3.1, Unit 608 and retrofits | 508 | 1797 | Rate Constraint in lbs/MMBtu | FALSE | L | Annual | Qualifying Generation | TWh | 0.0051813 | 0.03886 | 0.051525 | 0.051525 | 0.051525 | 0.051525 | 0.051525 | 0.051525
IL Fac. Spec. - NOX Rate Summer v3.1, Unit 608 and retrofits | 508 | 1797 | Rate Constraint in lbs/MMBtu | FALSE | L | Annual | Rate | lb/MWh | 0.85433 | 0.85433 | 0.85433 | 0.85433 | 0.85433 | 0.85433 | 0.85433 | 0.85433
IL Fac. Spec. - NOX Rate Summer v3.1, Unit 608 and retrofits | 508 | 1797 | Rate Constraint in lbs/MMBtu | FALSE | L | Annual | Constraint Shadow Price | US2016$/Ton | 0 | 0 | 0 | 0 | 0 | 0 | 0 | 0
IL Fac. Spec. - NOX Rate Summer v3.1, Unit 609 and retrofits | 509 | 1797 | Rate Constraint in lbs/MMBtu | FALSE | L | Annual | Seasons Included | Seasons | Summer | Summer | Summer | Summer | Summer | Summer | Summer | Summer
IL Fac. Spec. - NOX Rate Summer v3.1, Unit 609 and retrofits | 509 | 1797 | Rate Constraint in lbs/MMBtu | FALSE | L | Annual | Standard NOX | lb/MMBtu | 0.25 | 0.25 | 0.25 | 0.25 | 0.25 | 0.25 | 0.25 | 0.25
IL Fac. Spec. - NOX Rate Summer v3.1, Unit 609 and retrofits | 509 | 1797 | Rate Constraint in lbs/MMBtu | FALSE | L | Annual | Emissions at Affected Plants NOX | Thousand Tons | 0.0023444 | 0.017583 | 0.023314 | 0.023314 | 0.023314 | 0.023314 | 0.023314 | 0.023314
IL Fac. Spec. - NOX Rate Summer v3.1, Unit 609 and retrofits | 509 | 1797 | Rate Constraint in lbs/MMBtu | FALSE | L | Annual | Allowances Purchased NOX | Thousand Tons | 0 | 0 | 0 | 0 | 0 | 0 | 0 | 0
IL Fac. Spec. - NOX Rate Summer v3.1, Unit 609 and retrofits | 509 | 1797 | Rate Constraint in lbs/MMBtu | FALSE | L | Annual | Allowances Sold NOX | Thousand Tons | 0 | 0 | 0 | 0 | 0 | 0 | 0 | 0
IL Fac. Spec. - NOX Rate Summer v3.1, Unit 609 and retrofits | 509 | 1797 | Rate Constraint in lbs/MMBtu | FALSE | L | Annual | Allowances Banked | Thousand Tons | 0 | 0 | 0 | 0 | 0 | 0 | 0 | 0
IL Fac. Spec. - NOX Rate Summer v3.1, Unit 609 and retrofits | 509 | 1797 | Rate Constraint in lbs/MMBtu | FALSE | L | Annual | Allowances Withdrawn (1:1) | Thousand Tons | 0 | 0 | 0 | 0 | 0 | 0 | 0 | 0
IL Fac. Spec. - NOX Rate Summer v3.1, Unit 609 and retrofits | 509 | 1797 | Rate Constraint in lbs/MMBtu | FALSE | L | Annual | Allowances Withdrawn (n:1) | Thousand Tons | 0 | 0 | 0 | 0 | 0 | 0 | 0 | 0
IL Fac. Spec. - NOX Rate Summer v3.1, Unit 609 and retrofits | 509 | 1797 | Rate Constraint in lbs/MMBtu | FALSE | L | Annual | Net Emissions Allowance Position | Thousand Tons | 0.0023444 | 0.017583 | 0.023314 | 0.023314 | 0.023314 | 0.023314 | 0.023314 | 0.023314
IL Fac. Spec. - NOX Rate Summer v3.1, Unit 609 and retrofits | 509 | 1797 | Rate Constraint in lbs/MMBtu | FALSE | L | Annual | Fuel Consumed | TBtu | 0.058081 | 0.43561 | 0.57758 | 0.57758 | 0.57758 | 0.57758 | 0.57758 | 0.57758
IL Fac. Spec. - NOX Rate Summer v3.1, Unit 609 and retrofits | 509 | 1797 | Rate Constraint in lbs/MMBtu | FALSE | L | Annual | Rate | lb/MMBtu | 0.08073 | 0.08073 | 0.08073 | 0.08073 | 0.08073 | 0.08073 | 0.08073 | 0.08073
IL Fac. Spec. - NOX Rate Summer v3.1, Unit 609 and retrofits | 509 | 1797 | Rate Constraint in lbs/MMBtu | FALSE | L | Annual | Generation | TWh | 0.0054054 | 0.040541 | 0.053754 | 0.053754 | 0.053754 | 0.053754 | 0.053754 | 0.053754
IL Fac. Spec. - NOX Rate Summer v3.1, Unit 609 and retrofits | 509 | 1797 | Rate Constraint in lbs/MMBtu | FALSE | L | Annual | Qualifying Generation | TWh | 0.0054054 | 0.040541 | 0.053754 | 0.053754 | 0.053754 | 0.053754 | 0.053754 | 0.053754
IL Fac. Spec. - NOX Rate Summer v3.1, Unit 609 and retrofits | 509 | 1797 | Rate Constraint in lbs/MMBtu | FALSE | L | Annual | Rate | lb/MWh | 0.86744 | 0.86744 | 0.86744 | 0.86744 | 0.86744 | 0.86744 | 0.86744 | 0.86744
IL Fac. Spec. - NOX Rate Summer v3.1, Unit 609 and retrofits | 509 | 1797 | Rate Constraint in lbs/MMBtu | FALSE | L | Annual | Constraint Shadow Price | US2016$/Ton | 0 | 0 | 0 | 0 | 0 | 0 | 0 | 0
IL Fac. Spec. - NOX Rate Summer v3.1, Unit 610 and retrofits | 510 | 1797 | Rate Constraint in lbs/MMBtu | FALSE | L | Annual | Seasons Included | Seasons | Summer | Summer | Summer | Summer | Summer | Summer | Summer | Summer
IL Fac. Spec. - NOX Rate Summer v3.1, Unit 610 and retrofits | 510 | 1797 | Rate Constraint in lbs/MMBtu | FALSE | L | Annual | Standard NOX | lb/MMBtu | 0.25 | 0.25 | 0.25 | 0.25 | 0.25 | 0.25 | 0.25 | 0.25
IL Fac. Spec. - NOX Rate Summer v3.1, Unit 610 and retrofits | 510 | 1797 | Rate Constraint in lbs/MMBtu | FALSE | L | Annual | Emissions at Affected Plants NOX | Thousand Tons | 0 | 0 | 0 | 0 | 0 | 0 | 0 | 0
IL Fac. Spec. - NOX Rate Summer v3.1, Unit 610 and retrofits | 510 | 1797 | Rate Constraint in lbs/MMBtu | FALSE | L | Annual | Allowances Purchased NOX | Thousand Tons | 0 | 0 | 0 | 0 | 0 | 0 | 0 | 0
IL Fac. Spec. - NOX Rate Summer v3.1, Unit 610 and retrofits | 510 | 1797 | Rate Constraint in lbs/MMBtu | FALSE | L | Annual | Allowances Sold NOX | Thousand Tons | 0 | 0 | 0 | 0 | 0 | 0 | 0 | 0
IL Fac. Spec. - NOX Rate Summer v3.1, Unit 610 and retrofits | 510 | 1797 | Rate Constraint in lbs/MMBtu | FALSE | L | Annual | Allowances Banked | Thousand Tons | 0 | 0 | 0 | 0 | 0 | 0 | 0 | 0
IL Fac. Spec. - NOX Rate Summer v3.1, Unit 610 and retrofits | 510 | 1797 | Rate Constraint in lbs/MMBtu | FALSE | L | Annual | Allowances Withdrawn (1:1) | Thousand Tons | 0 | 0 | 0 | 0 | 0 | 0 | 0 | 0
IL Fac. Spec. - NOX Rate Summer v3.1, Unit 610 and retrofits | 510 | 1797 | Rate Constraint in lbs/MMBtu | FALSE | L | Annual | Allowances Withdrawn (n:1) | Thousand Tons | 0 | 0 | 0 | 0 | 0 | 0 | 0 | 0
IL Fac. Spec. - NOX Rate Summer v3.1, Unit 610 and retrofits | 510 | 1797 | Rate Constraint in lbs/MMBtu | FALSE | L | Annual | Net Emissions Allowance Position | Thousand Tons | 0 | 0 | 0 | 0 | 0 | 0 | 0 | 0
IL Fac. Spec. - NOX Rate Summer v3.1, Unit 610 and retrofits | 510 | 1797 | Rate Constraint in lbs/MMBtu | FALSE | L | Annual | Fuel Consumed | TBtu | 0 | 0 | 0 | 0 | 0 | 0 | 0 | 0
IL Fac. Spec. - NOX Rate Summer v3.1, Unit 610 and retrofits | 510 | 1797 | Rate Constraint in lbs/MMBtu | FALSE | L | Annual | Rate | lb/MMBtu | 0 | 0 | 0 | 0 | 0 | 0 | 0 | 0
IL Fac. Spec. - NOX Rate Summer v3.1, Unit 610 and retrofits | 510 | 1797 | Rate Constraint in lbs/MMBtu | FALSE | L | Annual | Generation | TWh | 0 | 0 | 0 | 0 | 0 | 0 | 0 | 0
IL Fac. Spec. - NOX Rate Summer v3.1, Unit 610 and retrofits | 510 | 1797 | Rate Constraint in lbs/MMBtu | FALSE | L | Annual | Qualifying Generation | TWh | 0 | 0 | 0 | 0 | 0 | 0 | 0 | 0
IL Fac. Spec. - NOX Rate Summer v3.1, Unit 610 and retrofits | 510 | 1797 | Rate Constraint in lbs/MMBtu | FALSE | L | Annual | Rate | lb/MWh | 0 | 0 | 0 | 0 | 0 | 0 | 0 | 0
IL Fac. Spec. - NOX Rate Summer v3.1, Unit 610 and retrofits | 510 | 1797 | Rate Constraint in lbs/MMBtu | FALSE | L | Annual | Constraint Shadow Price | US2016$/Ton | 0 | 0 | 0 | 0 | 0 | 0 | 0 | 0
IL Fac. Spec. - NOX Rate Summer v3.1, Unit 611 and retrofits | 511 | 1797 | Rate Constraint in lbs/MMBtu | FALSE | L | Annual | Seasons Included | Seasons | Summer | Summer | Summer | Summer | Summer | Summer | Summer | Summer
IL Fac. Spec. - NOX Rate Summer v3.1, Unit 611 and retrofits | 511 | 1797 | Rate Constraint in lbs/MMBtu | FALSE | L | Annual | Standard NOX | lb/MMBtu | 0.25 | 0.25 | 0.25 | 0.25 | 0.25 | 0.25 | 0.25 | 0.25
IL Fac. Spec. - NOX Rate Summer v3.1, Unit 611 and retrofits | 511 | 1797 | Rate Constraint in lbs/MMBtu | FALSE | L | Annual | Emissions at Affected Plants NOX | Thousand Tons | 0 | 0 | 0 | 0 | 0 | 0 | 0 | 0
IL Fac. Spec. - NOX Rate Summer v3.1, Unit 611 and retrofits | 511 | 1797 | Rate Constraint in lbs/MMBtu | FALSE | L | Annual | Allowances Purchased NOX | Thousand Tons | 0 | 0 | 0 | 0 | 0 | 0 | 0 | 0
IL Fac. Spec. - NOX Rate Summer v3.1, Unit 611 and retrofits | 511 | 1797 | Rate Constraint in lbs/MMBtu | FALSE | L | Annual | Allowances Sold NOX | Thousand Tons | 0 | 0 | 0 | 0 | 0 | 0 | 0 | 0
IL Fac. Spec. - NOX Rate Summer v3.1, Unit 611 and retrofits | 511 | 1797 | Rate Constraint in lbs/MMBtu | FALSE | L | Annual | Allowances Banked | Thousand Tons | 0 | 0 | 0 | 0 | 0 | 0 | 0 | 0
IL Fac. Spec. - NOX Rate Summer v3.1, Unit 611 and retrofits | 511 | 1797 | Rate Constraint in lbs/MMBtu | FALSE | L | Annual | Allowances Withdrawn (1:1) | Thousand Tons | 0 | 0 | 0 | 0 | 0 | 0 | 0 | 0
IL Fac. Spec. - NOX Rate Summer v3.1, Unit 611 and retrofits | 511 | 1797 | Rate Constraint in lbs/MMBtu | FALSE | L | Annual | Allowances Withdrawn (n:1) | Thousand Tons | 0 | 0 | 0 | 0 | 0 | 0 | 0 | 0
IL Fac. Spec. - NOX Rate Summer v3.1, Unit 611 and retrofits | 511 | 1797 | Rate Constraint in lbs/MMBtu | FALSE | L | Annual | Net Emissions Allowance Position | Thousand Tons | 0 | 0 | 0 | 0 | 0 | 0 | 0 | 0
IL Fac. Spec. - NOX Rate Summer v3.1, Unit 611 and retrofits | 511 | 1797 | Rate Constraint in lbs/MMBtu | FALSE | L | Annual | Fuel Consumed | TBtu | 0 | 0 | 0 | 0 | 0 | 0 | 0 | 0
IL Fac. Spec. - NOX Rate Summer v3.1, Unit 611 and retrofits | 511 | 1797 | Rate Constraint in lbs/MMBtu | FALSE | L | Annual | Rate | lb/MMBtu | 0 | 0 | 0 | 0 | 0 | 0 | 0 | 0
IL Fac. Spec. - NOX Rate Summer v3.1, Unit 611 and retrofits | 511 | 1797 | Rate Constraint in lbs/MMBtu | FALSE | L | Annual | Generation | TWh | 0 | 0 | 0 | 0 | 0 | 0 | 0 | 0
IL Fac. Spec. - NOX Rate Summer v3.1, Unit 611 and retrofits | 511 | 1797 | Rate Constraint in lbs/MMBtu | FALSE | L | Annual | Qualifying Generation | TWh | 0 | 0 | 0 | 0 | 0 | 0 | 0 | 0
IL Fac. Spec. - NOX Rate Summer v3.1, Unit 611 and retrofits | 511 | 1797 | Rate Constraint in lbs/MMBtu | FALSE | L | Annual | Rate | lb/MWh | 0 | 0 | 0 | 0 | 0 | 0 | 0 | 0
IL Fac. Spec. - NOX Rate Summer v3.1, Unit 611 and retrofits | 511 | 1797 | Rate Constraint in lbs/MMBtu | FALSE | L | Annual | Constraint Shadow Price | US2016$/Ton | 0 | 0 | 0 | 0 | 0 | 0 | 0 | 0
IL Fac. Spec. - NOX Rate Summer v3.1, Unit 612 and retrofits | 512 | 1797 | Rate Constraint in lbs/MMBtu | FALSE | L | Annual | Seasons Included | Seasons | Summer | Summer | Summer | Summer | Summer | Summer | Summer | Summer
IL Fac. Spec. - NOX Rate Summer v3.1, Unit 612 and retrofits | 512 | 1797 | Rate Constraint in lbs/MMBtu | FALSE | L | Annual | Standard NOX | lb/MMBtu | 0.25 | 0.25 | 0.25 | 0.25 | 0.25 | 0.25 | 0.25 | 0.25
IL Fac. Spec. - NOX Rate Summer v3.1, Unit 612 and retrofits | 512 | 1797 | Rate Constraint in lbs/MMBtu | FALSE | L | Annual | Emissions at Affected Plants NOX | Thousand Tons | 0 | 0 | 0 | 0 | 0 | 0 | 0 | 0
IL Fac. Spec. - NOX Rate Summer v3.1, Unit 612 and retrofits | 512 | 1797 | Rate Constraint in lbs/MMBtu | FALSE | L | Annual | Allowances Purchased NOX | Thousand Tons | 0 | 0 | 0 | 0 | 0 | 0 | 0 | 0
IL Fac. Spec. - NOX Rate Summer v3.1, Unit 612 and retrofits | 512 | 1797 | Rate Constraint in lbs/MMBtu | FALSE | L | Annual | Allowances Sold NOX | Thousand Tons | 0 | 0 | 0 | 0 | 0 | 0 | 0 | 0
IL Fac. Spec. - NOX Rate Summer v3.1, Unit 612 and retrofits | 512 | 1797 | Rate Constraint in lbs/MMBtu | FALSE | L | Annual | Allowances Banked | Thousand Tons | 0 | 0 | 0 | 0 | 0 | 0 | 0 | 0
IL Fac. Spec. - NOX Rate Summer v3.1, Unit 612 and retrofits | 512 | 1797 | Rate Constraint in lbs/MMBtu | FALSE | L | Annual | Allowances Withdrawn (1:1) | Thousand Tons | 0 | 0 | 0 | 0 | 0 | 0 | 0 | 0
IL Fac. Spec. - NOX Rate Summer v3.1, Unit 612 and retrofits | 512 | 1797 | Rate Constraint in lbs/MMBtu | FALSE | L | Annual | Allowances Withdrawn (n:1) | Thousand Tons | 0 | 0 | 0 | 0 | 0 | 0 | 0 | 0
IL Fac. Spec. - NOX Rate Summer v3.1, Unit 612 and retrofits | 512 | 1797 | Rate Constraint in lbs/MMBtu | FALSE | L | Annual | Net Emissions Allowance Position | Thousand Tons | 0 | 0 | 0 | 0 | 0 | 0 | 0 | 0
IL Fac. Spec. - NOX Rate Summer v3.1, Unit 612 and retrofits | 512 | 1797 | Rate Constraint in lbs/MMBtu | FALSE | L | Annual | Fuel Consumed | TBtu | 0 | 0 | 0 | 0 | 0 | 0 | 0 | 0
IL Fac. Spec. - NOX Rate Summer v3.1, Unit 612 and retrofits | 512 | 1797 | Rate Constraint in lbs/MMBtu | FALSE | L | Annual | Rate | lb/MMBtu | 0 | 0 | 0 | 0 | 0 | 0 | 0 | 0
IL Fac. Spec. - NOX Rate Summer v3.1, Unit 612 and retrofits | 512 | 1797 | Rate Constraint in lbs/MMBtu | FALSE | L | Annual | Generation | TWh | 0 | 0 | 0 | 0 | 0 | 0 | 0 | 0
IL Fac. Spec. - NOX Rate Summer v3.1, Unit 612 and retrofits | 512 | 1797 | Rate Constraint in lbs/MMBtu | FALSE | L | Annual | Qualifying Generation | TWh | 0 | 0 | 0 | 0 | 0 | 0 | 0 | 0
IL Fac. Spec. - NOX Rate Summer v3.1, Unit 612 and retrofits | 512 | 1797 | Rate Constraint in lbs/MMBtu | FALSE | L | Annual | Rate | lb/MWh | 0 | 0 | 0 | 0 | 0 | 0 | 0 | 0
IL Fac. Spec. - NOX Rate Summer v3.1, Unit 612 and retrofits | 512 | 1797 | Rate Constraint in lbs/MMBtu | FALSE | L | Annual | Constraint Shadow Price | US2016$/Ton | 0 | 0 | 0 | 0 | 0 | 0 | 0 | 0
IL Fac. Spec. - NOX Rate Summer v3.1, Unit 613 and retrofits | 513 | 1797 | Rate Constraint in lbs/MMBtu | FALSE | L | Annual | Seasons Included | Seasons | Summer | Summer | Summer | Summer | Summer | Summer | Summer | Summer
IL Fac. Spec. - NOX Rate Summer v3.1, Unit 613 and retrofits | 513 | 1797 | Rate Constraint in lbs/MMBtu | FALSE | L | Annual | Standard NOX | lb/MMBtu | 0.25 | 0.25 | 0.25 | 0.25 | 0.25 | 0.25 | 0.25 | 0.25
IL Fac. Spec. - NOX Rate Summer v3.1, Unit 613 and retrofits | 513 | 1797 | Rate Constraint in lbs/MMBtu | FALSE | L | Annual | Emissions at Affected Plants NOX | Thousand Tons | 0 | 0 | 0 | 0 | 0 | 0 | 0 | 0
IL Fac. Spec. - NOX Rate Summer v3.1, Unit 613 and retrofits | 513 | 1797 | Rate Constraint in lbs/MMBtu | FALSE | L | Annual | Allowances Purchased NOX | Thousand Tons | 0 | 0 | 0 | 0 | 0 | 0 | 0 | 0
IL Fac. Spec. - NOX Rate Summer v3.1, Unit 613 and retrofits | 513 | 1797 | Rate Constraint in lbs/MMBtu | FALSE | L | Annual | Allowances Sold NOX | Thousand Tons | 0 | 0 | 0 | 0 | 0 | 0 | 0 | 0
IL Fac. Spec. - NOX Rate Summer v3.1, Unit 613 and retrofits | 513 | 1797 | Rate Constraint in lbs/MMBtu | FALSE | L | Annual | Allowances Banked | Thousand Tons | 0 | 0 | 0 | 0 | 0 | 0 | 0 | 0
IL Fac. Spec. - NOX Rate Summer v3.1, Unit 613 and retrofits | 513 | 1797 | Rate Constraint in lbs/MMBtu | FALSE | L | Annual | Allowances Withdrawn (1:1) | Thousand Tons | 0 | 0 | 0 | 0 | 0 | 0 | 0 | 0
IL Fac. Spec. - NOX Rate Summer v3.1, Unit 613 and retrofits | 513 | 1797 | Rate Constraint in lbs/MMBtu | FALSE | L | Annual | Allowances Withdrawn (n:1) | Thousand Tons | 0 | 0 | 0 | 0 | 0 | 0 | 0 | 0
IL Fac. Spec. - NOX Rate Summer v3.1, Unit 613 and retrofits | 513 | 1797 | Rate Constraint in lbs/MMBtu | FALSE | L | Annual | Net Emissions Allowance Position | Thousand Tons | 0 | 0 | 0 | 0 | 0 | 0 | 0 | 0
IL Fac. Spec. - NOX Rate Summer v3.1, Unit 613 and retrofits | 513 | 1797 | Rate Constraint in lbs/MMBtu | FALSE | L | Annual | Fuel Consumed | TBtu | 0 | 0 | 0 | 0 | 0 | 0 | 0 | 0
IL Fac. Spec. - NOX Rate Summer v3.1, Unit 613 and retrofits | 513 | 1797 | Rate Constraint in lbs/MMBtu | FALSE | L | Annual | Rate | lb/MMBtu | 0 | 0 | 0 | 0 | 0 | 0 | 0 | 0
IL Fac. Spec. - NOX Rate Summer v3.1, Unit 613 and retrofits | 513 | 1797 | Rate Constraint in lbs/MMBtu | FALSE | L | Annual | Generation | TWh | 0 | 0 | 0 | 0 | 0 | 0 | 0 | 0
IL Fac. Spec. - NOX Rate Summer v3.1, Unit 613 and retrofits | 513 | 1797 | Rate Constraint in lbs/MMBtu | FALSE | L | Annual | Qualifying Generation | TWh | 0 | 0 | 0 | 0 | 0 | 0 | 0 | 0
IL Fac. Spec. - NOX Rate Summer v3.1, Unit 613 and retrofits | 513 | 1797 | Rate Constraint in lbs/MMBtu | FALSE | L | Annual | Rate | lb/MWh | 0 | 0 | 0 | 0 | 0 | 0 | 0 | 0
IL Fac. Spec. - NOX Rate Summer v3.1, Unit 613 and retrofits | 513 | 1797 | Rate Constraint in lbs/MMBtu | FALSE | L | Annual | Constraint Shadow Price | US2016$/Ton | 0 | 0 | 0 | 0 | 0 | 0 | 0 | 0
IL Fac. Spec. - NOX Rate Summer v3.1, Unit 614 and retrofits | 514 | 1797 | Rate Constraint in lbs/MMBtu | FALSE | L | Annual | Seasons Included | Seasons | Summer | Summer | Summer | Summer | Summer | Summer | Summer | Summer
IL Fac. Spec. - NOX Rate Summer v3.1, Unit 614 and retrofits | 514 | 1797 | Rate Constraint in lbs/MMBtu | FALSE | L | Annual | Standard NOX | lb/MMBtu | 0.25 | 0.25 | 0.25 | 0.25 | 0.25 | 0.25 | 0.25 | 0.25
IL Fac. Spec. - NOX Rate Summer v3.1, Unit 614 and retrofits | 514 | 1797 | Rate Constraint in lbs/MMBtu | FALSE | L | Annual | Emissions at Affected Plants NOX | Thousand Tons | 0 | 0 | 0 | 0 | 0 | 0 | 0 | 0
IL Fac. Spec. - NOX Rate Summer v3.1, Unit 614 and retrofits | 514 | 1797 | Rate Constraint in lbs/MMBtu | FALSE | L | Annual | Allowances Purchased NOX | Thousand Tons | 0 | 0 | 0 | 0 | 0 | 0 | 0 | 0
IL Fac. Spec. - NOX Rate Summer v3.1, Unit 614 and retrofits | 514 | 1797 | Rate Constraint in lbs/MMBtu | FALSE | L | Annual | Allowances Sold NOX | Thousand Tons | 0 | 0 | 0 | 0 | 0 | 0 | 0 | 0
IL Fac. Spec. - NOX Rate Summer v3.1, Unit 614 and retrofits | 514 | 1797 | Rate Constraint in lbs/MMBtu | FALSE | L | Annual | Allowances Banked | Thousand Tons | 0 | 0 | 0 | 0 | 0 | 0 | 0 | 0
IL Fac. Spec. - NOX Rate Summer v3.1, Unit 614 and retrofits | 514 | 1797 | Rate Constraint in lbs/MMBtu | FALSE | L | Annual | Allowances Withdrawn (1:1) | Thousand Tons | 0 | 0 | 0 | 0 | 0 | 0 | 0 | 0
IL Fac. Spec. - NOX Rate Summer v3.1, Unit 614 and retrofits | 514 | 1797 | Rate Constraint in lbs/MMBtu | FALSE | L | Annual | Allowances Withdrawn (n:1) | Thousand Tons | 0 | 0 | 0 | 0 | 0 | 0 | 0 | 0
IL Fac. Spec. - NOX Rate Summer v3.1, Unit 614 and retrofits | 514 | 1797 | Rate Constraint in lbs/MMBtu | FALSE | L | Annual | Net Emissions Allowance Position | Thousand Tons | 0 | 0 | 0 | 0 | 0 | 0 | 0 | 0
IL Fac. Spec. - NOX Rate Summer v3.1, Unit 614 and retrofits | 514 | 1797 | Rate Constraint in lbs/MMBtu | FALSE | L | Annual | Fuel Consumed | TBtu | 0 | 0 | 0 | 0 | 0 | 0 | 0 | 0
IL Fac. Spec. - NOX Rate Summer v3.1, Unit 614 and retrofits | 514 | 1797 | Rate Constraint in lbs/MMBtu | FALSE | L | Annual | Rate | lb/MMBtu | 0 | 0 | 0 | 0 | 0 | 0 | 0 | 0
IL Fac. Spec. - NOX Rate Summer v3.1, Unit 614 and retrofits | 514 | 1797 | Rate Constraint in lbs/MMBtu | FALSE | L | Annual | Generation | TWh | 0 | 0 | 0 | 0 | 0 | 0 | 0 | 0
IL Fac. Spec. - NOX Rate Summer v3.1, Unit 614 and retrofits | 514 | 1797 | Rate Constraint in lbs/MMBtu | FALSE | L | Annual | Qualifying Generation | TWh | 0 | 0 | 0 | 0 | 0 | 0 | 0 | 0
IL Fac. Spec. - NOX Rate Summer v3.1, Unit 614 and retrofits | 514 | 1797 | Rate Constraint in lbs/MMBtu | FALSE | L | Annual | Rate | lb/MWh | 0 | 0 | 0 | 0 | 0 | 0 | 0 | 0
IL Fac. Spec. - NOX Rate Summer v3.1, Unit 614 and retrofits | 514 | 1797 | Rate Constraint in lbs/MMBtu | FALSE | L | Annual | Constraint Shadow Price | US2016$/Ton | 0 | 0 | 0 | 0 | 0 | 0 | 0 | 0
IL Fac. Spec. - NOX Rate Summer v3.1, Unit 615 and retrofits | 515 | 1797 | Rate Constraint in lbs/MMBtu | FALSE | L | Annual | Seasons Included | Seasons | Summer | Summer | Summer | Summer | Summer | Summer | Summer | Summer
IL Fac. Spec. - NOX Rate Summer v3.1, Unit 615 and retrofits | 515 | 1797 | Rate Constraint in lbs/MMBtu | FALSE | L | Annual | Standard NOX | lb/MMBtu | 0.25 | 0.25 | 0.25 | 0.25 | 0.25 | 0.25 | 0.25 | 0.25
IL Fac. Spec. - NOX Rate Summer v3.1, Unit 615 and retrofits | 515 | 1797 | Rate Constraint in lbs/MMBtu | FALSE | L | Annual | Emissions at Affected Plants NOX | Thousand Tons | 0 | 0 | 0 | 0 | 0 | 0 | 0 | 0
IL Fac. Spec. - NOX Rate Summer v3.1, Unit 615 and retrofits | 515 | 1797 | Rate Constraint in lbs/MMBtu | FALSE | L | Annual | Allowances Purchased NOX | Thousand Tons | 0 | 0 | 0 | 0 | 0 | 0 | 0 | 0
IL Fac. Spec. - NOX Rate Summer v3.1, Unit 615 and retrofits | 515 | 1797 | Rate Constraint in lbs/MMBtu | FALSE | L | Annual | Allowances Sold NOX | Thousand Tons | 0 | 0 | 0 | 0 | 0 | 0 | 0 | 0
IL Fac. Spec. - NOX Rate Summer v3.1, Unit 615 and retrofits | 515 | 1797 | Rate Constraint in lbs/MMBtu | FALSE | L | Annual | Allowances Banked | Thousand Tons | 0 | 0 | 0 | 0 | 0 | 0 | 0 | 0
IL Fac. Spec. - NOX Rate Summer v3.1, Unit 615 and retrofits | 515 | 1797 | Rate Constraint in lbs/MMBtu | FALSE | L | Annual | Allowances Withdrawn (1:1) | Thousand Tons | 0 | 0 | 0 | 0 | 0 | 0 | 0 | 0
IL Fac. Spec. - NOX Rate Summer v3.1, Unit 615 and retrofits | 515 | 1797 | Rate Constraint in lbs/MMBtu | FALSE | L | Annual | Allowances Withdrawn (n:1) | Thousand Tons | 0 | 0 | 0 | 0 | 0 | 0 | 0 | 0
IL Fac. Spec. - NOX Rate Summer v3.1, Unit 615 and retrofits | 515 | 1797 | Rate Constraint in lbs/MMBtu | FALSE | L | Annual | Net Emissions Allowance Position | Thousand Tons | 0 | 0 | 0 | 0 | 0 | 0 | 0 | 0
IL Fac. Spec. - NOX Rate Summer v3.1, Unit 615 and retrofits | 515 | 1797 | Rate Constraint in lbs/MMBtu | FALSE | L | Annual | Fuel Consumed | TBtu | 0 | 0 | 0 | 0 | 0 | 0 | 0 | 0
IL Fac. Spec. - NOX Rate Summer v3.1, Unit 615 and retrofits | 515 | 1797 | Rate Constraint in lbs/MMBtu | FALSE | L | Annual | Rate | lb/MMBtu | 0 | 0 | 0 | 0 | 0 | 0 | 0 | 0
IL Fac. Spec. - NOX Rate Summer v3.1, Unit 615 and retrofits | 515 | 1797 | Rate Constraint in lbs/MMBtu | FALSE | L | Annual | Generation | TWh | 0 | 0 | 0 | 0 | 0 | 0 | 0 | 0
IL Fac. Spec. - NOX Rate Summer v3.1, Unit 615 and retrofits | 515 | 1797 | Rate Constraint in lbs/MMBtu | FALSE | L | Annual | Qualifying Generation | TWh | 0 | 0 | 0 | 0 | 0 | 0 | 0 | 0
IL Fac. Spec. - NOX Rate Summer v3.1, Unit 615 and retrofits | 515 | 1797 | Rate Constraint in lbs/MMBtu | FALSE | L | Annual | Rate | lb/MWh | 0 | 0 | 0 | 0 | 0 | 0 | 0 | 0
IL Fac. Spec. - NOX Rate Summer v3.1, Unit 615 and retrofits | 515 | 1797 | Rate Constraint in lbs/MMBtu | FALSE | L | Annual | Constraint Shadow Price | US2016$/Ton | 0 | 0 | 0 | 0 | 0 | 0 | 0 | 0
IL Fac. Spec. - NOX Rate Summer v3.1, Unit 616 and retrofits | 516 | 1797 | Rate Constraint in lbs/MMBtu | FALSE | L | Annual | Seasons Included | Seasons | Summer | Summer | Summer | Summer | Summer | Summer | Summer | Summer
IL Fac. Spec. - NOX Rate Summer v3.1, Unit 616 and retrofits | 516 | 1797 | Rate Constraint in lbs/MMBtu | FALSE | L | Annual | Standard NOX | lb/MMBtu | 0.25 | 0.25 | 0.25 | 0.25 | 0.25 | 0.25 | 0.25 | 0.25
IL Fac. Spec. - NOX Rate Summer v3.1, Unit 616 and retrofits | 516 | 1797 | Rate Constraint in lbs/MMBtu | FALSE | L | Annual | Emissions at Affected Plants NOX | Thousand Tons | 0 | 0 | 0 | 0 | 0 | 0 | 0 | 0
IL Fac. Spec. - NOX Rate Summer v3.1, Unit 616 and retrofits | 516 | 1797 | Rate Constraint in lbs/MMBtu | FALSE | L | Annual | Allowances Purchased NOX | Thousand Tons | 0 | 0 | 0 | 0 | 0 | 0 | 0 | 0
IL Fac. Spec. - NOX Rate Summer v3.1, Unit 616 and retrofits | 516 | 1797 | Rate Constraint in lbs/MMBtu | FALSE | L | Annual | Allowances Sold NOX | Thousand Tons | 0 | 0 | 0 | 0 | 0 | 0 | 0 | 0
IL Fac. Spec. - NOX Rate Summer v3.1, Unit 616 and retrofits | 516 | 1797 | Rate Constraint in lbs/MMBtu | FALSE | L | Annual | Allowances Banked | Thousand Tons | 0 | 0 | 0 | 0 | 0 | 0 | 0 | 0
IL Fac. Spec. - NOX Rate Summer v3.1, Unit 616 and retrofits | 516 | 1797 | Rate Constraint in lbs/MMBtu | FALSE | L | Annual | Allowances Withdrawn (1:1) | Thousand Tons | 0 | 0 | 0 | 0 | 0 | 0 | 0 | 0
IL Fac. Spec. - NOX Rate Summer v3.1, Unit 616 and retrofits | 516 | 1797 | Rate Constraint in lbs/MMBtu | FALSE | L | Annual | Allowances Withdrawn (n:1) | Thousand Tons | 0 | 0 | 0 | 0 | 0 | 0 | 0 | 0
IL Fac. Spec. - NOX Rate Summer v3.1, Unit 616 and retrofits | 516 | 1797 | Rate Constraint in lbs/MMBtu | FALSE | L | Annual | Net Emissions Allowance Position | Thousand Tons | 0 | 0 | 0 | 0 | 0 | 0 | 0 | 0
IL Fac. Spec. - NOX Rate Summer v3.1, Unit 616 and retrofits | 516 | 1797 | Rate Constraint in lbs/MMBtu | FALSE | L | Annual | Fuel Consumed | TBtu | 0 | 0 | 0 | 0 | 0 | 0 | 0 | 0
IL Fac. Spec. - NOX Rate Summer v3.1, Unit 616 and retrofits | 516 | 1797 | Rate Constraint in lbs/MMBtu | FALSE | L | Annual | Rate | lb/MMBtu | 0 | 0 | 0 | 0 | 0 | 0 | 0 | 0
IL Fac. Spec. - NOX Rate Summer v3.1, Unit 616 and retrofits | 516 | 1797 | Rate Constraint in lbs/MMBtu | FALSE | L | Annual | Generation | TWh | 0 | 0 | 0 | 0 | 0 | 0 | 0 | 0
IL Fac. Spec. - NOX Rate Summer v3.1, Unit 616 and retrofits | 516 | 1797 | Rate Constraint in lbs/MMBtu | FALSE | L | Annual | Qualifying Generation | TWh | 0 | 0 | 0 | 0 | 0 | 0 | 0 | 0
IL Fac. Spec. - NOX Rate Summer v3.1, Unit 616 and retrofits | 516 | 1797 | Rate Constraint in lbs/MMBtu | FALSE | L | Annual | Rate | lb/MWh | 0 | 0 | 0 | 0 | 0 | 0 | 0 | 0
IL Fac. Spec. - NOX Rate Summer v3.1, Unit 616 and retrofits | 516 | 1797 | Rate Constraint in lbs/MMBtu | FALSE | L | Annual | Constraint Shadow Price | US2016$/Ton | 0 | 0 | 0 | 0 | 0 | 0 | 0 | 0
IL Fac. Spec. - NOX Rate Summer v3.1, Unit 617 and retrofits | 517 | 1797 | Rate Constraint in lbs/MMBtu | FALSE | L | Annual | Seasons Included | Seasons | Summer | Summer | Summer | Summer | Summer | Summer | Summer | Summer
IL Fac. Spec. - NOX Rate Summer v3.1, Unit 617 and retrofits | 517 | 1797 | Rate Constraint in lbs/MMBtu | FALSE | L | Annual | Standard NOX | lb/MMBtu | 0.25 | 0.25 | 0.25 | 0.25 | 0.25 | 0.25 | 0.25 | 0.25
IL Fac. Spec. - NOX Rate Summer v3.1, Unit 617 and retrofits | 517 | 1797 | Rate Constraint in lbs/MMBtu | FALSE | L | Annual | Emissions at Affected Plants NOX | Thousand Tons | 0 | 0 | 0 | 0 | 0 | 0 | 0 | 0
IL Fac. Spec. - NOX Rate Summer v3.1, Unit 617 and retrofits | 517 | 1797 | Rate Constraint in lbs/MMBtu | FALSE | L | Annual | Allowances Purchased NOX | Thousand Tons | 0 | 0 | 0 | 0 | 0 | 0 | 0 | 0
IL Fac. Spec. - NOX Rate Summer v3.1, Unit 617 and retrofits | 517 | 1797 | Rate Constraint in lbs/MMBtu | FALSE | L | Annual | Allowances Sold NOX | Thousand Tons | 0 | 0 | 0 | 0 | 0 | 0 | 0 | 0
IL Fac. Spec. - NOX Rate Summer v3.1, Unit 617 and retrofits | 517 | 1797 | Rate Constraint in lbs/MMBtu | FALSE | L | Annual | Allowances Banked | Thousand Tons | 0 | 0 | 0 | 0 | 0 | 0 | 0 | 0
IL Fac. Spec. - NOX Rate Summer v3.1, Unit 617 and retrofits | 517 | 1797 | Rate Constraint in lbs/MMBtu | FALSE | L | Annual | Allowances Withdrawn (1:1) | Thousand Tons | 0 | 0 | 0 | 0 | 0 | 0 | 0 | 0
IL Fac. Spec. - NOX Rate Summer v3.1, Unit 617 and retrofits | 517 | 1797 | Rate Constraint in lbs/MMBtu | FALSE | L | Annual | Allowances Withdrawn (n:1) | Thousand Tons | 0 | 0 | 0 | 0 | 0 | 0 | 0 | 0
IL Fac. Spec. - NOX Rate Summer v3.1, Unit 617 and retrofits | 517 | 1797 | Rate Constraint in lbs/MMBtu | FALSE | L | Annual | Net Emissions Allowance Position | Thousand Tons | 0 | 0 | 0 | 0 | 0 | 0 | 0 | 0
IL Fac. Spec. - NOX Rate Summer v3.1, Unit 617 and retrofits | 517 | 1797 | Rate Constraint in lbs/MMBtu | FALSE | L | Annual | Fuel Consumed | TBtu | 0 | 0 | 0 | 0 | 0 | 0 | 0 | 0
IL Fac. Spec. - NOX Rate Summer v3.1, Unit 617 and retrofits | 517 | 1797 | Rate Constraint in lbs/MMBtu | FALSE | L | Annual | Rate | lb/MMBtu | 0 | 0 | 0 | 0 | 0 | 0 | 0 | 0
IL Fac. Spec. - NOX Rate Summer v3.1, Unit 617 and retrofits | 517 | 1797 | Rate Constraint in lbs/MMBtu | FALSE | L | Annual | Generation | TWh | 0 | 0 | 0 | 0 | 0 | 0 | 0 | 0
IL Fac. Spec. - NOX Rate Summer v3.1, Unit 617 and retrofits | 517 | 1797 | Rate Constraint in lbs/MMBtu | FALSE | L | Annual | Qualifying Generation | TWh | 0 | 0 | 0 | 0 | 0 | 0 | 0 | 0
IL Fac. Spec. - NOX Rate Summer v3.1, Unit 617 and retrofits | 517 | 1797 | Rate Constraint in lbs/MMBtu | FALSE | L | Annual | Rate | lb/MWh | 0 | 0 | 0 | 0 | 0 | 0 | 0 | 0
IL Fac. Spec. - NOX Rate Summer v3.1, Unit 617 and retrofits | 517 | 1797 | Rate Constraint in lbs/MMBtu | FALSE | L | Annual | Constraint Shadow Price | US2016$/Ton | 0 | 0 | 0 | 0 | 0 | 0 | 0 | 0
IL Fac. Spec. - NOX Rate Summer v3.1, Unit 622 and retrofits | 518 | 1797 | Rate Constraint in lbs/MMBtu | FALSE | L | Annual | Seasons Included | Seasons | Summer | Summer | Summer | Summer | Summer | Summer | Summer | Summer
IL Fac. Spec. - NOX Rate Summer v3.1, Unit 622 and retrofits | 518 | 1797 | Rate Constraint in lbs/MMBtu | FALSE | L | Annual | Standard NOX | lb/MMBtu | 0.25 | 0.25 | 0.25 | 0.25 | 0.25 | 0.25 | 0.25 | 0.25
IL Fac. Spec. - NOX Rate Summer v3.1, Unit 622 and retrofits | 518 | 1797 | Rate Constraint in lbs/MMBtu | FALSE | L | Annual | Emissions at Affected Plants NOX | Thousand Tons | 0.0010113 | 0.0010113 | 0.0010113 | 0.0075847 | 0.010057 | 0.0051408 | 0.0051408 | 0.0051408
IL Fac. Spec. - NOX Rate Summer v3.1, Unit 622 and retrofits | 518 | 1797 | Rate Constraint in lbs/MMBtu | FALSE | L | Annual | Allowances Purchased NOX | Thousand Tons | 0 | 0 | 0 | 0 | 0 | 0 | 0 | 0
IL Fac. Spec. - NOX Rate Summer v3.1, Unit 622 and retrofits | 518 | 1797 | Rate Constraint in lbs/MMBtu | FALSE | L | Annual | Allowances Sold NOX | Thousand Tons | 0 | 0 | 0 | 0 | 0 | 0 | 0 | 0
IL Fac. Spec. - NOX Rate Summer v3.1, Unit 622 and retrofits | 518 | 1797 | Rate Constraint in lbs/MMBtu | FALSE | L | Annual | Allowances Banked | Thousand Tons | 0 | 0 | 0 | 0 | 0 | 0 | 0 | 0
IL Fac. Spec. - NOX Rate Summer v3.1, Unit 622 and retrofits | 518 | 1797 | Rate Constraint in lbs/MMBtu | FALSE | L | Annual | Allowances Withdrawn (1:1) | Thousand Tons | 0 | 0 | 0 | 0 | 0 | 0 | 0 | 0
IL Fac. Spec. - NOX Rate Summer v3.1, Unit 622 and retrofits | 518 | 1797 | Rate Constraint in lbs/MMBtu | FALSE | L | Annual | Allowances Withdrawn (n:1) | Thousand Tons | 0 | 0 | 0 | 0 | 0 | 0 | 0 | 0
IL Fac. Spec. - NOX Rate Summer v3.1, Unit 622 and retrofits | 518 | 1797 | Rate Constraint in lbs/MMBtu | FALSE | L | Annual | Net Emissions Allowance Position | Thousand Tons | 0.0010113 | 0.0010113 | 0.0010113 | 0.0075847 | 0.010057 | 0.0051408 | 0.0051408 | 0.0051408
IL Fac. Spec. - NOX Rate Summer v3.1, Unit 622 and retrofits | 518 | 1797 | Rate Constraint in lbs/MMBtu | FALSE | L | Annual | Fuel Consumed | TBtu | 0.056942 | 0.056942 | 0.056942 | 0.42707 | 0.56626 | 0.28946 | 0.28946 | 0.28946
IL Fac. Spec. - NOX Rate Summer v3.1, Unit 622 and retrofits | 518 | 1797 | Rate Constraint in lbs/MMBtu | FALSE | L | Annual | Rate | lb/MMBtu | 0.03552 | 0.03552 | 0.03552 | 0.03552 | 0.03552 | 0.03552 | 0.03552 | 0.03552
IL Fac. Spec. - NOX Rate Summer v3.1, Unit 622 and retrofits | 518 | 1797 | Rate Constraint in lbs/MMBtu | FALSE | L | Annual | Generation | TWh | 0.0050099 | 0.0050099 | 0.0050099 | 0.037574 | 0.049821 | 0.025467 | 0.025467 | 0.025467
IL Fac. Spec. - NOX Rate Summer v3.1, Unit 622 and retrofits | 518 | 1797 | Rate Constraint in lbs/MMBtu | FALSE | L | Annual | Qualifying Generation | TWh | 0.0050099 | 0.0050099 | 0.0050099 | 0.037574 | 0.049821 | 0.025467 | 0.025467 | 0.025467
IL Fac. Spec. - NOX Rate Summer v3.1, Unit 622 and retrofits | 518 | 1797 | Rate Constraint in lbs/MMBtu | FALSE | L | Annual | Rate | lb/MWh | 0.40372 | 0.40372 | 0.40372 | 0.40372 | 0.40372 | 0.40372 | 0.40372 | 0.40372
IL Fac. Spec. - NOX Rate Summer v3.1, Unit 622 and retrofits | 518 | 1797 | Rate Constraint in lbs/MMBtu | FALSE | L | Annual | Constraint Shadow Price | US2016$/Ton | 0 | 0 | 0 | 0 | 0 | 0 | 0 | 0
IL Fac. Spec. - NOX Rate Summer v3.1, Unit 623 and retrofits | 519 | 1797 | Rate Constraint in lbs/MMBtu | FALSE | L | Annual | Seasons Included | Seasons | Summer | Summer | Summer | Summer | Summer | Summer | Summer | Summer
IL Fac. Spec. - NOX Rate Summer v3.1, Unit 623 and retrofits | 519 | 1797 | Rate Constraint in lbs/MMBtu | FALSE | L | Annual | Standard NOX | lb/MMBtu | 0.25 | 0.25 | 0.25 | 0.25 | 0.25 | 0.25 | 0.25 | 0.25
IL Fac. Spec. - NOX Rate Summer v3.1, Unit 623 and retrofits | 519 | 1797 | Rate Constraint in lbs/MMBtu | FALSE | L | Annual | Emissions at Affected Plants NOX | Thousand Tons | 0.00091791 | 0.00091791 | 0.00091791 | 0.0068843 | 0.0091281 | 0.004666 | 0.004666 | 0.004666
IL Fac. Spec. - NOX Rate Summer v3.1, Unit 623 and retrofits | 519 | 1797 | Rate Constraint in lbs/MMBtu | FALSE | L | Annual | Allowances Purchased NOX | Thousand Tons | 0 | 0 | 0 | 0 | 0 | 0 | 0 | 0
IL Fac. Spec. - NOX Rate Summer v3.1, Unit 623 and retrofits | 519 | 1797 | Rate Constraint in lbs/MMBtu | FALSE | L | Annual | Allowances Sold NOX | Thousand Tons | 0 | 0 | 0 | 0 | 0 | 0 | 0 | 0
IL Fac. Spec. - NOX Rate Summer v3.1, Unit 623 and retrofits | 519 | 1797 | Rate Constraint in lbs/MMBtu | FALSE | L | Annual | Allowances Banked | Thousand Tons | 0 | 0 | 0 | 0 | 0 | 0 | 0 | 0
IL Fac. Spec. - NOX Rate Summer v3.1, Unit 623 and retrofits | 519 | 1797 | Rate Constraint in lbs/MMBtu | FALSE | L | Annual | Allowances Withdrawn (1:1) | Thousand Tons | 0 | 0 | 0 | 0 | 0 | 0 | 0 | 0
IL Fac. Spec. - NOX Rate Summer v3.1, Unit 623 and retrofits | 519 | 1797 | Rate Constraint in lbs/MMBtu | FALSE | L | Annual | Allowances Withdrawn (n:1) | Thousand Tons | 0 | 0 | 0 | 0 | 0 | 0 | 0 | 0
IL Fac. Spec. - NOX Rate Summer v3.1, Unit 623 and retrofits | 519 | 1797 | Rate Constraint in lbs/MMBtu | FALSE | L | Annual | Net Emissions Allowance Position | Thousand Tons | 0.00091791 | 0.00091791 | 0.00091791 | 0.0068843 | 0.0091281 | 0.004666 | 0.004666 | 0.004666
IL Fac. Spec. - NOX Rate Summer v3.1, Unit 623 and retrofits | 519 | 1797 | Rate Constraint in lbs/MMBtu | FALSE | L | Annual | Fuel Consumed | TBtu | 0.056942 | 0.056942 | 0.056942 | 0.42707 | 0.56626 | 0.28946 | 0.28946 | 0.28946
IL Fac. Spec. - NOX Rate Summer v3.1, Unit 623 and retrofits | 519 | 1797 | Rate Constraint in lbs/MMBtu | FALSE | L | Annual | Rate | lb/MMBtu | 0.03224 | 0.03224 | 0.03224 | 0.03224 | 0.03224 | 0.03224 | 0.03224 | 0.03224
IL Fac. Spec. - NOX Rate Summer v3.1, Unit 623 and retrofits | 519 | 1797 | Rate Constraint in lbs/MMBtu | FALSE | L | Annual | Generation | TWh | 0.0050099 | 0.0050099 | 0.0050099 | 0.037574 | 0.049821 | 0.025467 | 0.025467 | 0.025467
IL Fac. Spec. - NOX Rate Summer v3.1, Unit 623 and retrofits | 519 | 1797 | Rate Constraint in lbs/MMBtu | FALSE | L | Annual | Qualifying Generation | TWh | 0.0050099 | 0.0050099 | 0.0050099 | 0.037574 | 0.049821 | 0.025467 | 0.025467 | 0.025467
IL Fac. Spec. - NOX Rate Summer v3.1, Unit 623 and retrofits | 519 | 1797 | Rate Constraint in lbs/MMBtu | FALSE | L | Annual | Rate | lb/MWh | 0.36644 | 0.36644 | 0.36644 | 0.36644 | 0.36644 | 0.36644 | 0.36644 | 0.36644
IL Fac. Spec. - NOX Rate Summer v3.1, Unit 623 and retrofits | 519 | 1797 | Rate Constraint in lbs/MMBtu | FALSE | L | Annual | Constraint Shadow Price | US2016$/Ton | 0 | 0 | 0 | 0 | 0 | 0 | 0 | 0
IL Fac. Spec. - NOX Rate Summer v3.1, Unit 624 and retrofits | 520 | 1797 | Rate Constraint in lbs/MMBtu | FALSE | L | Annual | Seasons Included | Seasons | Summer | Summer | Summer | Summer | Summer | Summer | Summer | Summer
IL Fac. Spec. - NOX Rate Summer v3.1, Unit 624 and retrofits | 520 | 1797 | Rate Constraint in lbs/MMBtu | FALSE | L | Annual | Standard NOX | lb/MMBtu | 0.25 | 0.25 | 0.25 | 0.25 | 0.25 | 0.25 | 0.25 | 0.25
IL Fac. Spec. - NOX Rate Summer v3.1, Unit 624 and retrofits | 520 | 1797 | Rate Constraint in lbs/MMBtu | FALSE | L | Annual | Emissions at Affected Plants NOX | Thousand Tons | 0.0010372 | 0.0010372 | 0.0010372 | 0.007779 | 0.010314 | 0.0052725 | 0.0052725 | 0.0052725
IL Fac. Spec. - NOX Rate Summer v3.1, Unit 624 and retrofits | 520 | 1797 | Rate Constraint in lbs/MMBtu | FALSE | L | Annual | Allowances Purchased NOX | Thousand Tons | 0 | 0 | 0 | 0 | 0 | 0 | 0 | 0
IL Fac. Spec. - NOX Rate Summer v3.1, Unit 624 and retrofits | 520 | 1797 | Rate Constraint in lbs/MMBtu | FALSE | L | Annual | Allowances Sold NOX | Thousand Tons | 0 | 0 | 0 | 0 | 0 | 0 | 0 | 0
IL Fac. Spec. - NOX Rate Summer v3.1, Unit 624 and retrofits | 520 | 1797 | Rate Constraint in lbs/MMBtu | FALSE | L | Annual | Allowances Banked | Thousand Tons | 0 | 0 | 0 | 0 | 0 | 0 | 0 | 0
IL Fac. Spec. - NOX Rate Summer v3.1, Unit 624 and retrofits | 520 | 1797 | Rate Constraint in lbs/MMBtu | FALSE | L | Annual | Allowances Withdrawn (1:1) | Thousand Tons | 0 | 0 | 0 | 0 | 0 | 0 | 0 | 0
IL Fac. Spec. - NOX Rate Summer v3.1, Unit 624 and retrofits | 520 | 1797 | Rate Constraint in lbs/MMBtu | FALSE | L | Annual | Allowances Withdrawn (n:1) | Thousand Tons | 0 | 0 | 0 | 0 | 0 | 0 | 0 | 0
IL Fac. Spec. - NOX Rate Summer v3.1, Unit 624 and retrofits | 520 | 1797 | Rate Constraint in lbs/MMBtu | FALSE | L | Annual | Net Emissions Allowance Position | Thousand Tons | 0.0010372 | 0.0010372 | 0.0010372 | 0.007779 | 0.010314 | 0.0052725 | 0.0052725 | 0.0052725
IL Fac. Spec. - NOX Rate Summer v3.1, Unit 624 and retrofits | 520 | 1797 | Rate Constraint in lbs/MMBtu | FALSE | L | Annual | Fuel Consumed | TBtu | 0.056942 | 0.056942 | 0.056942 | 0.42707 | 0.56626 | 0.28946 | 0.28946 | 0.28946
IL Fac. Spec. - NOX Rate Summer v3.1, Unit 624 and retrofits | 520 | 1797 | Rate Constraint in lbs/MMBtu | FALSE | L | Annual | Rate | lb/MMBtu | 0.03643 | 0.03643 | 0.03643 | 0.03643 | 0.03643 | 0.03643 | 0.03643 | 0.03643
IL Fac. Spec. - NOX Rate Summer v3.1, Unit 624 and retrofits | 520 | 1797 | Rate Constraint in lbs/MMBtu | FALSE | L | Annual | Generation | TWh | 0.0050099 | 0.0050099 | 0.0050099 | 0.037574 | 0.049821 | 0.025467 | 0.025467 | 0.025467
IL Fac. Spec. - NOX Rate Summer v3.1, Unit 624 and retrofits | 520 | 1797 | Rate Constraint in lbs/MMBtu | FALSE | L | Annual | Qualifying Generation | TWh | 0.0050099 | 0.0050099 | 0.0050099 | 0.037574 | 0.049821 | 0.025467 | 0.025467 | 0.025467
IL Fac. Spec. - NOX Rate Summer v3.1, Unit 624 and retrofits | 520 | 1797 | Rate Constraint in lbs/MMBtu | FALSE | L | Annual | Rate | lb/MWh | 0.41406 | 0.41406 | 0.41406 | 0.41406 | 0.41406 | 0.41406 | 0.41406 | 0.41406
IL Fac. Spec. - NOX Rate Summer v3.1, Unit 624 and retrofits | 520 | 1797 | Rate Constraint in lbs/MMBtu | FALSE | L | Annual | Constraint Shadow Price | US2016$/Ton | 0 | 0 | 0 | 0 | 0 | 0 | 0 | 0
IL Fac. Spec. - NOX Rate Summer v3.1, Unit 638 and retrofits | 521 | 1797 | Rate Constraint in lbs/MMBtu | FALSE | L | Annual | Seasons Included | Seasons | Summer | Summer | Summer | Summer | Summer | Summer | Summer | Summer
IL Fac. Spec. - NOX Rate Summer v3.1, Unit 638 and retrofits | 521 | 1797 | Rate Constraint in lbs/MMBtu | FALSE | L | Annual | Standard NOX | lb/MMBtu | 0.25 | 0.25 | 0.25 | 0.25 | 0.25 | 0.25 | 0.25 | 0.25
IL Fac. Spec. - NOX Rate Summer v3.1, Unit 638 and retrofits | 521 | 1797 | Rate Constraint in lbs/MMBtu | FALSE | L | Annual | Emissions at Affected Plants NOX | Thousand Tons | 0 | 0 | 0 | 0 | 0 | 0 | 0 | 0
IL Fac. Spec. - NOX Rate Summer v3.1, Unit 638 and retrofits | 521 | 1797 | Rate Constraint in lbs/MMBtu | FALSE | L | Annual | Allowances Purchased NOX | Thousand Tons | 0 | 0 | 0 | 0 | 0 | 0 | 0 | 0
IL Fac. Spec. - NOX Rate Summer v3.1, Unit 638 and retrofits | 521 | 1797 | Rate Constraint in lbs/MMBtu | FALSE | L | Annual | Allowances Sold NOX | Thousand Tons | 0 | 0 | 0 | 0 | 0 | 0 | 0 | 0
IL Fac. Spec. - NOX Rate Summer v3.1, Unit 638 and retrofits | 521 | 1797 | Rate Constraint in lbs/MMBtu | FALSE | L | Annual | Allowances Banked | Thousand Tons | 0 | 0 | 0 | 0 | 0 | 0 | 0 | 0
IL Fac. Spec. - NOX Rate Summer v3.1, Unit 638 and retrofits | 521 | 1797 | Rate Constraint in lbs/MMBtu | FALSE | L | Annual | Allowances Withdrawn (1:1) | Thousand Tons | 0 | 0 | 0 | 0 | 0 | 0 | 0 | 0
IL Fac. Spec. - NOX Rate Summer v3.1, Unit 638 and retrofits | 521 | 1797 | Rate Constraint in lbs/MMBtu | FALSE | L | Annual | Allowances Withdrawn (n:1) | Thousand Tons | 0 | 0 | 0 | 0 | 0 | 0 | 0 | 0
IL Fac. Spec. - NOX Rate Summer v3.1, Unit 638 and retrofits | 521 | 1797 | Rate Constraint in lbs/MMBtu | FALSE | L | Annual | Net Emissions Allowance Position | Thousand Tons | 0 | 0 | 0 | 0 | 0 | 0 | 0 | 0
IL Fac. Spec. - NOX Rate Summer v3.1, Unit 638 and retrofits | 521 | 1797 | Rate Constraint in lbs/MMBtu | FALSE | L | Annual | Fuel Consumed | TBtu | 0 | 0 | 0 | 0 | 0 | 0 | 0 | 0
IL Fac. Spec. - NOX Rate Summer v3.1, Unit 638 and retrofits | 521 | 1797 | Rate Constraint in lbs/MMBtu | FALSE | L | Annual | Rate | lb/MMBtu | 0 | 0 | 0 | 0 | 0 | 0 | 0 | 0
IL Fac. Spec. - NOX Rate Summer v3.1, Unit 638 and retrofits | 521 | 1797 | Rate Constraint in lbs/MMBtu | FALSE | L | Annual | Generation | TWh | 0 | 0 | 0 | 0 | 0 | 0 | 0 | 0
IL Fac. Spec. - NOX Rate Summer v3.1, Unit 638 and retrofits | 521 | 1797 | Rate Constraint in lbs/MMBtu | FALSE | L | Annual | Qualifying Generation | TWh | 0 | 0 | 0 | 0 | 0 | 0 | 0 | 0
IL Fac. Spec. - NOX Rate Summer v3.1, Unit 638 and retrofits | 521 | 1797 | Rate Constraint in lbs/MMBtu | FALSE | L | Annual | Rate | lb/MWh | 0 | 0 | 0 | 0 | 0 | 0 | 0 | 0
IL Fac. Spec. - NOX Rate Summer v3.1, Unit 638 and retrofits | 521 | 1797 | Rate Constraint in lbs/MMBtu | FALSE | L | Annual | Constraint Shadow Price | US2016$/Ton | 0 | 0 | 0 | 0 | 0 | 0 | 0 | 0
IL Fac. Spec. - NOX Rate Summer v3.1, Unit 639 and retrofits | 522 | 1797 | Rate Constraint in lbs/MMBtu | FALSE | L | Annual | Seasons Included | Seasons | Summer | Summer | Summer | Summer | Summer | Summer | Summer | Summer
IL Fac. Spec. - NOX Rate Summer v3.1, Unit 639 and retrofits | 522 | 1797 | Rate Constraint in lbs/MMBtu | FALSE | L | Annual | Standard NOX | lb/MMBtu | 0.25 | 0.25 | 0.25 | 0.25 | 0.25 | 0.25 | 0.25 | 0.25
IL Fac. Spec. - NOX Rate Summer v3.1, Unit 639 and retrofits | 522 | 1797 | Rate Constraint in lbs/MMBtu | FALSE | L | Annual | Emissions at Affected Plants NOX | Thousand Tons | 0 | 0 | 0 | 0 | 0 | 0 | 0 | 0
IL Fac. Spec. - NOX Rate Summer v3.1, Unit 639 and retrofits | 522 | 1797 | Rate Constraint in lbs/MMBtu | FALSE | L | Annual | Allowances Purchased NOX | Thousand Tons | 0 | 0 | 0 | 0 | 0 | 0 | 0 | 0
IL Fac. Spec. - NOX Rate Summer v3.1, Unit 639 and retrofits | 522 | 1797 | Rate Constraint in lbs/MMBtu | FALSE | L | Annual | Allowances Sold NOX | Thousand Tons | 0 | 0 | 0 | 0 | 0 | 0 | 0 | 0
IL Fac. Spec. - NOX Rate Summer v3.1, Unit 639 and retrofits | 522 | 1797 | Rate Constraint in lbs/MMBtu | FALSE | L | Annual | Allowances Banked | Thousand Tons | 0 | 0 | 0 | 0 | 0 | 0 | 0 | 0
IL Fac. Spec. - NOX Rate Summer v3.1, Unit 639 and retrofits | 522 | 1797 | Rate Constraint in lbs/MMBtu | FALSE | L | Annual | Allowances Withdrawn (1:1) | Thousand Tons | 0 | 0 | 0 | 0 | 0 | 0 | 0 | 0
IL Fac. Spec. - NOX Rate Summer v3.1, Unit 639 and retrofits | 522 | 1797 | Rate Constraint in lbs/MMBtu | FALSE | L | Annual | Allowances Withdrawn (n:1) | Thousand Tons | 0 | 0 | 0 | 0 | 0 | 0 | 0 | 0
IL Fac. Spec. - NOX Rate Summer v3.1, Unit 639 and retrofits | 522 | 1797 | Rate Constraint in lbs/MMBtu | FALSE | L | Annual | Net Emissions Allowance Position | Thousand Tons | 0 | 0 | 0 | 0 | 0 | 0 | 0 | 0
IL Fac. Spec. - NOX Rate Summer v3.1, Unit 639 and retrofits | 522 | 1797 | Rate Constraint in lbs/MMBtu | FALSE | L | Annual | Fuel Consumed | TBtu | 0 | 0 | 0 | 0 | 0 | 0 | 0 | 0
IL Fac. Spec. - NOX Rate Summer v3.1, Unit 639 and retrofits | 522 | 1797 | Rate Constraint in lbs/MMBtu | FALSE | L | Annual | Rate | lb/MMBtu | 0 | 0 | 0 | 0 | 0 | 0 | 0 | 0
IL Fac. Spec. - NOX Rate Summer v3.1, Unit 639 and retrofits | 522 | 1797 | Rate Constraint in lbs/MMBtu | FALSE | L | Annual | Generation | TWh | 0 | 0 | 0 | 0 | 0 | 0 | 0 | 0
IL Fac. Spec. - NOX Rate Summer v3.1, Unit 639 and retrofits | 522 | 1797 | Rate Constraint in lbs/MMBtu | FALSE | L | Annual | Qualifying Generation | TWh | 0 | 0 | 0 | 0 | 0 | 0 | 0 | 0
IL Fac. Spec. - NOX Rate Summer v3.1, Unit 639 and retrofits | 522 | 1797 | Rate Constraint in lbs/MMBtu | FALSE | L | Annual | Rate | lb/MWh | 0 | 0 | 0 | 0 | 0 | 0 | 0 | 0
IL Fac. Spec. - NOX Rate Summer v3.1, Unit 639 and retrofits | 522 | 1797 | Rate Constraint in lbs/MMBtu | FALSE | L | Annual | Constraint Shadow Price | US2016$/Ton | 0 | 0 | 0 | 0 | 0 | 0 | 0 | 0
IL Fac. Spec. - NOX Rate Summer v3.1, Unit 640 and retrofits | 523 | 1797 | Rate Constraint in lbs/MMBtu | FALSE | L | Annual | Seasons Included | Seasons | Summer | Summer | Summer | Summer | Summer | Summer | Summer | Summer
IL Fac. Spec. - NOX Rate Summer v3.1, Unit 640 and retrofits | 523 | 1797 | Rate Constraint in lbs/MMBtu | FALSE | L | Annual | Standard NOX | lb/MMBtu | 0.25 | 0.25 | 0.25 | 0.25 | 0.25 | 0.25 | 0.25 | 0.25
IL Fac. Spec. - NOX Rate Summer v3.1, Unit 640 and retrofits | 523 | 1797 | Rate Constraint in lbs/MMBtu | FALSE | L | Annual | Emissions at Affected Plants NOX | Thousand Tons | 0 | 0 | 0 | 0 | 0 | 0 | 0 | 0
IL Fac. Spec. - NOX Rate Summer v3.1, Unit 640 and retrofits | 523 | 1797 | Rate Constraint in lbs/MMBtu | FALSE | L | Annual | Allowances Purchased NOX | Thousand Tons | 0 | 0 | 0 | 0 | 0 | 0 | 0 | 0
IL Fac. Spec. - NOX Rate Summer v3.1, Unit 640 and retrofits | 523 | 1797 | Rate Constraint in lbs/MMBtu | FALSE | L | Annual | Allowances Sold NOX | Thousand Tons | 0 | 0 | 0 | 0 | 0 | 0 | 0 | 0
IL Fac. Spec. - NOX Rate Summer v3.1, Unit 640 and retrofits | 523 | 1797 | Rate Constraint in lbs/MMBtu | FALSE | L | Annual | Allowances Banked | Thousand Tons | 0 | 0 | 0 | 0 | 0 | 0 | 0 | 0
IL Fac. Spec. - NOX Rate Summer v3.1, Unit 640 and retrofits | 523 | 1797 | Rate Constraint in lbs/MMBtu | FALSE | L | Annual | Allowances Withdrawn (1:1) | Thousand Tons | 0 | 0 | 0 | 0 | 0 | 0 | 0 | 0
IL Fac. Spec. - NOX Rate Summer v3.1, Unit 640 and retrofits | 523 | 1797 | Rate Constraint in lbs/MMBtu | FALSE | L | Annual | Allowances Withdrawn (n:1) | Thousand Tons | 0 | 0 | 0 | 0 | 0 | 0 | 0 | 0
IL Fac. Spec. - NOX Rate Summer v3.1, Unit 640 and retrofits | 523 | 1797 | Rate Constraint in lbs/MMBtu | FALSE | L | Annual | Net Emissions Allowance Position | Thousand Tons | 0 | 0 | 0 | 0 | 0 | 0 | 0 | 0
IL Fac. Spec. - NOX Rate Summer v3.1, Unit 640 and retrofits | 523 | 1797 | Rate Constraint in lbs/MMBtu | FALSE | L | Annual | Fuel Consumed | TBtu | 0 | 0 | 0 | 0 | 0 | 0 | 0 | 0
IL Fac. Spec. - NOX Rate Summer v3.1, Unit 640 and retrofits | 523 | 1797 | Rate Constraint in lbs/MMBtu | FALSE | L | Annual | Rate | lb/MMBtu | 0 | 0 | 0 | 0 | 0 | 0 | 0 | 0
IL Fac. Spec. - NOX Rate Summer v3.1, Unit 640 and retrofits | 523 | 1797 | Rate Constraint in lbs/MMBtu | FALSE | L | Annual | Generation | TWh | 0 | 0 | 0 | 0 | 0 | 0 | 0 | 0
IL Fac. Spec. - NOX Rate Summer v3.1, Unit 640 and retrofits | 523 | 1797 | Rate Constraint in lbs/MMBtu | FALSE | L | Annual | Qualifying Generation | TWh | 0 | 0 | 0 | 0 | 0 | 0 | 0 | 0
IL Fac. Spec. - NOX Rate Summer v3.1, Unit 640 and retrofits | 523 | 1797 | Rate Constraint in lbs/MMBtu | FALSE | L | Annual | Rate | lb/MWh | 0 | 0 | 0 | 0 | 0 | 0 | 0 | 0
IL Fac. Spec. - NOX Rate Summer v3.1, Unit 640 and retrofits | 523 | 1797 | Rate Constraint in lbs/MMBtu | FALSE | L | Annual | Constraint Shadow Price | US2016$/Ton | 0 | 0 | 0 | 0 | 0 | 0 | 0 | 0
IL Fac. Spec. - NOX Rate Summer v3.1, Unit 784 and retrofits | 524 | 1797 | Rate Constraint in lbs/MMBtu | FALSE | L | Annual | Seasons Included | Seasons | Summer | Summer | Summer | Summer | Summer | Summer | Summer | Summer
IL Fac. Spec. - NOX Rate Summer v3.1, Unit 784 and retrofits | 524 | 1797 | Rate Constraint in lbs/MMBtu | FALSE | L | Annual | Standard NOX | lb/MMBtu | 0.25 | 0.25 | 0.25 | 0.25 | 0.25 | 0.25 | 0.25 | 0.25
IL Fac. Spec. - NOX Rate Summer v3.1, Unit 784 and retrofits | 524 | 1797 | Rate Constraint in lbs/MMBtu | FALSE | L | Annual | Emissions at Affected Plants NOX | Thousand Tons | 0 | 0 | 0.0027322 | 0.0027322 | 0.0060239 | 0.0027322 | 0.0027322 | 0.0027322
IL Fac. Spec. - NOX Rate Summer v3.1, Unit 784 and retrofits | 524 | 1797 | Rate Constraint in lbs/MMBtu | FALSE | L | Annual | Allowances Purchased NOX | Thousand Tons | 0 | 0 | 0 | 0 | 0 | 0 | 0 | 0
IL Fac. Spec. - NOX Rate Summer v3.1, Unit 784 and retrofits | 524 | 1797 | Rate Constraint in lbs/MMBtu | FALSE | L | Annual | Allowances Sold NOX | Thousand Tons | 0 | 0 | 0 | 0 | 0 | 0 | 0 | 0
IL Fac. Spec. - NOX Rate Summer v3.1, Unit 784 and retrofits | 524 | 1797 | Rate Constraint in lbs/MMBtu | FALSE | L | Annual | Allowances Banked | Thousand Tons | 0 | 0 | 0 | 0 | 0 | 0 | 0 | 0
IL Fac. Spec. - NOX Rate Summer v3.1, Unit 784 and retrofits | 524 | 1797 | Rate Constraint in lbs/MMBtu | FALSE | L | Annual | Allowances Withdrawn (1:1) | Thousand Tons | 0 | 0 | 0 | 0 | 0 | 0 | 0 | 0
IL Fac. Spec. - NOX Rate Summer v3.1, Unit 784 and retrofits | 524 | 1797 | Rate Constraint in lbs/MMBtu | FALSE | L | Annual | Allowances Withdrawn (n:1) | Thousand Tons | 0 | 0 | 0 | 0 | 0 | 0 | 0 | 0
IL Fac. Spec. - NOX Rate Summer v3.1, Unit 784 and retrofits | 524 | 1797 | Rate Constraint in lbs/MMBtu | FALSE | L | Annual | Net Emissions Allowance Position | Thousand Tons | 0 | 0 | 0.0027322 | 0.0027322 | 0.0060239 | 0.0027322 | 0.0027322 | 0.0027322
IL Fac. Spec. - NOX Rate Summer v3.1, Unit 784 and retrofits | 524 | 1797 | Rate Constraint in lbs/MMBtu | FALSE | L | Annual | Fuel Consumed | TBtu | 0 | 0 | 0.07155 | 0.07155 | 0.15776 | 0.07155 | 0.07155 | 0.07155
IL Fac. Spec. - NOX Rate Summer v3.1, Unit 784 and retrofits | 524 | 1797 | Rate Constraint in lbs/MMBtu | FALSE | L | Annual | Rate | lb/MMBtu | 0 | 0 | 0.07637 | 0.07637 | 0.07637 | 0.07637 | 0.07637 | 0.07637
IL Fac. Spec. - NOX Rate Summer v3.1, Unit 784 and retrofits | 524 | 1797 | Rate Constraint in lbs/MMBtu | FALSE | L | Annual | Generation | TWh | 0 | 0 | 0.0053193 | 0.0053193 | 0.011728 | 0.0053193 | 0.0053193 | 0.0053193
IL Fac. Spec. - NOX Rate Summer v3.1, Unit 784 and retrofits | 524 | 1797 | Rate Constraint in lbs/MMBtu | FALSE | L | Annual | Qualifying Generation | TWh | 0 | 0 | 0.0053193 | 0.0053193 | 0.011728 | 0.0053193 | 0.0053193 | 0.0053193
IL Fac. Spec. - NOX Rate Summer v3.1, Unit 784 and retrofits | 524 | 1797 | Rate Constraint in lbs/MMBtu | FALSE | L | Annual | Rate | lb/MWh | 0 | 0 | 1.0273 | 1.0273 | 1.0273 | 1.0273 | 1.0273 | 1.0273
IL Fac. Spec. - NOX Rate Summer v3.1, Unit 784 and retrofits | 524 | 1797 | Rate Constraint in lbs/MMBtu | FALSE | L | Annual | Constraint Shadow Price | US2016$/Ton | 0 | 0 | 0 | 0 | 0 | 0 | 0 | 0
IL Fac. Spec. - NOX Rate Summer v3.1, Unit 785 and retrofits | 525 | 1797 | Rate Constraint in lbs/MMBtu | FALSE | L | Annual | Seasons Included | Seasons | Summer | Summer | Summer | Summer | Summer | Summer | Summer | Summer
IL Fac. Spec. - NOX Rate Summer v3.1, Unit 785 and retrofits | 525 | 1797 | Rate Constraint in lbs/MMBtu | FALSE | L | Annual | Standard NOX | lb/MMBtu | 0.25 | 0.25 | 0.25 | 0.25 | 0.25 | 0.25 | 0.25 | 0.25
IL Fac. Spec. - NOX Rate Summer v3.1, Unit 785 and retrofits | 525 | 1797 | Rate Constraint in lbs/MMBtu | FALSE | L | Annual | Emissions at Affected Plants NOX | Thousand Tons | 0 | 0 | 0.0024873 | 0.0024873 | 0.005484 | 0.0024873 | 0.0024873 | 0.0024873
IL Fac. Spec. - NOX Rate Summer v3.1, Unit 785 and retrofits | 525 | 1797 | Rate Constraint in lbs/MMBtu | FALSE | L | Annual | Allowances Purchased NOX | Thousand Tons | 0 | 0 | 0 | 0 | 0 | 0 | 0 | 0
IL Fac. Spec. - NOX Rate Summer v3.1, Unit 785 and retrofits | 525 | 1797 | Rate Constraint in lbs/MMBtu | FALSE | L | Annual | Allowances Sold NOX | Thousand Tons | 0 | 0 | 0 | 0 | 0 | 0 | 0 | 0
IL Fac. Spec. - NOX Rate Summer v3.1, Unit 785 and retrofits | 525 | 1797 | Rate Constraint in lbs/MMBtu | FALSE | L | Annual | Allowances Banked | Thousand Tons | 0 | 0 | 0 | 0 | 0 | 0 | 0 | 0
IL Fac. Spec. - NOX Rate Summer v3.1, Unit 785 and retrofits | 525 | 1797 | Rate Constraint in lbs/MMBtu | FALSE | L | Annual | Allowances Withdrawn (1:1) | Thousand Tons | 0 | 0 | 0 | 0 | 0 | 0 | 0 | 0
IL Fac. Spec. - NOX Rate Summer v3.1, Unit 785 and retrofits | 525 | 1797 | Rate Constraint in lbs/MMBtu | FALSE | L | Annual | Allowances Withdrawn (n:1) | Thousand Tons | 0 | 0 | 0 | 0 | 0 | 0 | 0 | 0
IL Fac. Spec. - NOX Rate Summer v3.1, Unit 785 and retrofits | 525 | 1797 | Rate Constraint in lbs/MMBtu | FALSE | L | Annual | Net Emissions Allowance Position | Thousand Tons | 0 | 0 | 0.0024873 | 0.0024873 | 0.005484 | 0.0024873 | 0.0024873 | 0.0024873
IL Fac. Spec. - NOX Rate Summer v3.1, Unit 785 and retrofits | 525 | 1797 | Rate Constraint in lbs/MMBtu | FALSE | L | Annual | Fuel Consumed | TBtu | 0 | 0 | 0.071556 | 0.071556 | 0.15777 | 0.071556 | 0.071556 | 0.071556
IL Fac. Spec. - NOX Rate Summer v3.1, Unit 785 and retrofits | 525 | 1797 | Rate Constraint in lbs/MMBtu | FALSE | L | Annual | Rate | lb/MMBtu | 0 | 0 | 0.06952 | 0.06952 | 0.06952 | 0.06952 | 0.06952 | 0.06952
IL Fac. Spec. - NOX Rate Summer v3.1, Unit 785 and retrofits | 525 | 1797 | Rate Constraint in lbs/MMBtu | FALSE | L | Annual | Generation | TWh | 0 | 0 | 0.0053193 | 0.0053193 | 0.011728 | 0.0053193 | 0.0053193 | 0.0053193
IL Fac. Spec. - NOX Rate Summer v3.1, Unit 785 and retrofits | 525 | 1797 | Rate Constraint in lbs/MMBtu | FALSE | L | Annual | Qualifying Generation | TWh | 0 | 0 | 0.0053193 | 0.0053193 | 0.011728 | 0.0053193 | 0.0053193 | 0.0053193
IL Fac. Spec. - NOX Rate Summer v3.1, Unit 785 and retrofits | 525 | 1797 | Rate Constraint in lbs/MMBtu | FALSE | L | Annual | Rate | lb/MWh | 0 | 0 | 0.93518 | 0.93518 | 0.93518 | 0.93518 | 0.93518 | 0.93518
IL Fac. Spec. - NOX Rate Summer v3.1, Unit 785 and retrofits | 525 | 1797 | Rate Constraint in lbs/MMBtu | FALSE | L | Annual | Constraint Shadow Price | US2016$/Ton | 0 | 0 | 0 | 0 | 0 | 0 | 0 | 0
IL Fac. Spec. - NOX Rate Summer v3.1, Unit 787 and retrofits | 526 | 1797 | Rate Constraint in lbs/MMBtu | FALSE | L | Annual | Seasons Included | Seasons | Summer | Summer | Summer | Summer | Summer | Summer | Summer | Summer
IL Fac. Spec. - NOX Rate Summer v3.1, Unit 787 and retrofits | 526 | 1797 | Rate Constraint in lbs/MMBtu | FALSE | L | Annual | Standard NOX | lb/MMBtu | 0.25 | 0.25 | 0.25 | 0.25 | 0.25 | 0.25 | 0.25 | 0.25
IL Fac. Spec. - NOX Rate Summer v3.1, Unit 787 and retrofits | 526 | 1797 | Rate Constraint in lbs/MMBtu | FALSE | L | Annual | Emissions at Affected Plants NOX | Thousand Tons | 0.0037206 | 0.0073802 | 0.0073802 | 0.0073802 | 0.0073802 | 0.0073802 | 0.0073802 | 0.0073802
IL Fac. Spec. - NOX Rate Summer v3.1, Unit 787 and retrofits | 526 | 1797 | Rate Constraint in lbs/MMBtu | FALSE | L | Annual | Allowances Purchased NOX | Thousand Tons | 0 | 0 | 0 | 0 | 0 | 0 | 0 | 0
IL Fac. Spec. - NOX Rate Summer v3.1, Unit 787 and retrofits | 526 | 1797 | Rate Constraint in lbs/MMBtu | FALSE | L | Annual | Allowances Sold NOX | Thousand Tons | 0 | 0 | 0 | 0 | 0 | 0 | 0 | 0
IL Fac. Spec. - NOX Rate Summer v3.1, Unit 787 and retrofits | 526 | 1797 | Rate Constraint in lbs/MMBtu | FALSE | L | Annual | Allowances Banked | Thousand Tons | 0 | 0 | 0 | 0 | 0 | 0 | 0 | 0
IL Fac. Spec. - NOX Rate Summer v3.1, Unit 787 and retrofits | 526 | 1797 | Rate Constraint in lbs/MMBtu | FALSE | L | Annual | Allowances Withdrawn (1:1) | Thousand Tons | 0 | 0 | 0 | 0 | 0 | 0 | 0 | 0
IL Fac. Spec. - NOX Rate Summer v3.1, Unit 787 and retrofits | 526 | 1797 | Rate Constraint in lbs/MMBtu | FALSE | L | Annual | Allowances Withdrawn (n:1) | Thousand Tons | 0 | 0 | 0 | 0 | 0 | 0 | 0 | 0
IL Fac. Spec. - NOX Rate Summer v3.1, Unit 787 and retrofits | 526 | 1797 | Rate Constraint in lbs/MMBtu | FALSE | L | Annual | Net Emissions Allowance Position | Thousand Tons | 0.0037206 | 0.0073802 | 0.0073802 | 0.0073802 | 0.0073802 | 0.0073802 | 0.0073802 | 0.0073802
IL Fac. Spec. - NOX Rate Summer v3.1, Unit 787 and retrofits | 526 | 1797 | Rate Constraint in lbs/MMBtu | FALSE | L | Annual | Fuel Consumed | TBtu | 0.078255 | 0.15523 | 0.15523 | 0.15523 | 0.15523 | 0.15523 | 0.15523 | 0.15523
IL Fac. Spec. - NOX Rate Summer v3.1, Unit 787 and retrofits | 526 | 1797 | Rate Constraint in lbs/MMBtu | FALSE | L | Annual | Rate | lb/MMBtu | 0.09509 | 0.09509 | 0.09509 | 0.09509 | 0.09509 | 0.09509 | 0.09509 | 0.09509
IL Fac. Spec. - NOX Rate Summer v3.1, Unit 787 and retrofits | 526 | 1797 | Rate Constraint in lbs/MMBtu | FALSE | L | Annual | Generation | TWh | 0.0071544 | 0.014191 | 0.014191 | 0.014191 | 0.014191 | 0.014191 | 0.014191 | 0.014191
IL Fac. Spec. - NOX Rate Summer v3.1, Unit 787 and retrofits | 526 | 1797 | Rate Constraint in lbs/MMBtu | FALSE | L | Annual | Qualifying Generation | TWh | 0.0071544 | 0.014191 | 0.014191 | 0.014191 | 0.014191 | 0.014191 | 0.014191 | 0.014191
IL Fac. Spec. - NOX Rate Summer v3.1, Unit 787 and retrofits | 526 | 1797 | Rate Constraint in lbs/MMBtu | FALSE | L | Annual | Rate | lb/MWh | 1.0401 | 1.0401 | 1.0401 | 1.0401 | 1.0401 | 1.0401 | 1.0401 | 1.0401
IL Fac. Spec. - NOX Rate Summer v3.1, Unit 787 and retrofits | 526 | 1797 | Rate Constraint in lbs/MMBtu | FALSE | L | Annual | Constraint Shadow Price | US2016$/Ton | 0 | 0 | 0 | 0 | 0 | 0 | 0 | 0
IL Fac. Spec. - NOX Rate Summer v3.1, Unit 788 and retrofits | 527 | 1797 | Rate Constraint in lbs/MMBtu | FALSE | L | Annual | Seasons Included | Seasons | Summer | Summer | Summer | Summer | Summer | Summer | Summer | Summer
IL Fac. Spec. - NOX Rate Summer v3.1, Unit 788 and retrofits | 527 | 1797 | Rate Constraint in lbs/MMBtu | FALSE | L | Annual | Standard NOX | lb/MMBtu | 0.25 | 0.25 | 0.25 | 0.25 | 0.25 | 0.25 | 0.25 | 0.25
IL Fac. Spec. - NOX Rate Summer v3.1, Unit 788 and retrofits | 527 | 1797 | Rate Constraint in lbs/MMBtu | FALSE | L | Annual | Emissions at Affected Plants NOX | Thousand Tons | 0.0037347 | 0.0074082 | 0.0074082 | 0.0074082 | 0.0074082 | 0.0074082 | 0.0074082 | 0.0074082
IL Fac. Spec. - NOX Rate Summer v3.1, Unit 788 and retrofits | 527 | 1797 | Rate Constraint in lbs/MMBtu | FALSE | L | Annual | Allowances Purchased NOX | Thousand Tons | 0 | 0 | 0 | 0 | 0 | 0 | 0 | 0
IL Fac. Spec. - NOX Rate Summer v3.1, Unit 788 and retrofits | 527 | 1797 | Rate Constraint in lbs/MMBtu | FALSE | L | Annual | Allowances Sold NOX | Thousand Tons | 0 | 0 | 0 | 0 | 0 | 0 | 0 | 0
IL Fac. Spec. - NOX Rate Summer v3.1, Unit 788 and retrofits | 527 | 1797 | Rate Constraint in lbs/MMBtu | FALSE | L | Annual | Allowances Banked | Thousand Tons | 0 | 0 | 0 | 0 | 0 | 0 | 0 | 0
IL Fac. Spec. - NOX Rate Summer v3.1, Unit 788 and retrofits | 527 | 1797 | Rate Constraint in lbs/MMBtu | FALSE | L | Annual | Allowances Withdrawn (1:1) | Thousand Tons | 0 | 0 | 0 | 0 | 0 | 0 | 0 | 0
IL Fac. Spec. - NOX Rate Summer v3.1, Unit 788 and retrofits | 527 | 1797 | Rate Constraint in lbs/MMBtu | FALSE | L | Annual | Allowances Withdrawn (n:1) | Thousand Tons | 0 | 0 | 0 | 0 | 0 | 0 | 0 | 0
IL Fac. Spec. - NOX Rate Summer v3.1, Unit 788 and retrofits | 527 | 1797 | Rate Constraint in lbs/MMBtu | FALSE | L | Annual | Net Emissions Allowance Position | Thousand Tons | 0.0037347 | 0.0074082 | 0.0074082 | 0.0074082 | 0.0074082 | 0.0074082 | 0.0074082 | 0.0074082
IL Fac. Spec. - NOX Rate Summer v3.1, Unit 788 and retrofits | 527 | 1797 | Rate Constraint in lbs/MMBtu | FALSE | L | Annual | Fuel Consumed | TBtu | 0.078255 | 0.15523 | 0.15523 | 0.15523 | 0.15523 | 0.15523 | 0.15523 | 0.15523
IL Fac. Spec. - NOX Rate Summer v3.1, Unit 788 and retrofits | 527 | 1797 | Rate Constraint in lbs/MMBtu | FALSE | L | Annual | Rate | lb/MMBtu | 0.09545 | 0.09545 | 0.09545 | 0.09545 | 0.09545 | 0.09545 | 0.09545 | 0.09545
IL Fac. Spec. - NOX Rate Summer v3.1, Unit 788 and retrofits | 527 | 1797 | Rate Constraint in lbs/MMBtu | FALSE | L | Annual | Generation | TWh | 0.0071544 | 0.014191 | 0.014191 | 0.014191 | 0.014191 | 0.014191 | 0.014191 | 0.014191
IL Fac. Spec. - NOX Rate Summer v3.1, Unit 788 and retrofits | 527 | 1797 | Rate Constraint in lbs/MMBtu | FALSE | L | Annual | Qualifying Generation | TWh | 0.0071544 | 0.014191 | 0.014191 | 0.014191 | 0.014191 | 0.014191 | 0.014191 | 0.014191
IL Fac. Spec. - NOX Rate Summer v3.1, Unit 788 and retrofits | 527 | 1797 | Rate Constraint in lbs/MMBtu | FALSE | L | Annual | Rate | lb/MWh | 1.044 | 1.044 | 1.044 | 1.044 | 1.044 | 1.044 | 1.044 | 1.044
IL Fac. Spec. - NOX Rate Summer v3.1, Unit 788 and retrofits | 527 | 1797 | Rate Constraint in lbs/MMBtu | FALSE | L | Annual | Constraint Shadow Price | US2016$/Ton | 0 | 0 | 0 | 0 | 0 | 0 | 0 | 0
IL Fac. Spec. - NOX Rate Summer v3.1, Unit 789 and retrofits | 528 | 1797 | Rate Constraint in lbs/MMBtu | FALSE | L | Annual | Seasons Included | Seasons | Summer | Summer | Summer | Summer | Summer | Summer | Summer | Summer
IL Fac. Spec. - NOX Rate Summer v3.1, Unit 789 and retrofits | 528 | 1797 | Rate Constraint in lbs/MMBtu | FALSE | L | Annual | Standard NOX | lb/MMBtu | 0.25 | 0.25 | 0.25 | 0.25 | 0.25 | 0.25 | 0.25 | 0.25
IL Fac. Spec. - NOX Rate Summer v3.1, Unit 789 and retrofits | 528 | 1797 | Rate Constraint in lbs/MMBtu | FALSE | L | Annual | Emissions at Affected Plants NOX | Thousand Tons | 0.0038333 | 0.0076038 | 0.0076038 | 0.0076038 | 0.0076038 | 0.0076038 | 0.0076038 | 0.0076038
IL Fac. Spec. - NOX Rate Summer v3.1, Unit 789 and retrofits | 528 | 1797 | Rate Constraint in lbs/MMBtu | FALSE | L | Annual | Allowances Purchased NOX | Thousand Tons | 0 | 0 | 0 | 0 | 0 | 0 | 0 | 0
IL Fac. Spec. - NOX Rate Summer v3.1, Unit 789 and retrofits | 528 | 1797 | Rate Constraint in lbs/MMBtu | FALSE | L | Annual | Allowances Sold NOX | Thousand Tons | 0 | 0 | 0 | 0 | 0 | 0 | 0 | 0
IL Fac. Spec. - NOX Rate Summer v3.1, Unit 789 and retrofits | 528 | 1797 | Rate Constraint in lbs/MMBtu | FALSE | L | Annual | Allowances Banked | Thousand Tons | 0 | 0 | 0 | 0 | 0 | 0 | 0 | 0
IL Fac. Spec. - NOX Rate Summer v3.1, Unit 789 and retrofits | 528 | 1797 | Rate Constraint in lbs/MMBtu | FALSE | L | Annual | Allowances Withdrawn (1:1) | Thousand Tons | 0 | 0 | 0 | 0 | 0 | 0 | 0 | 0
IL Fac. Spec. - NOX Rate Summer v3.1, Unit 789 and retrofits | 528 | 1797 | Rate Constraint in lbs/MMBtu | FALSE | L | Annual | Allowances Withdrawn (n:1) | Thousand Tons | 0 | 0 | 0 | 0 | 0 | 0 | 0 | 0
IL Fac. Spec. - NOX Rate Summer v3.1, Unit 789 and retrofits | 528 | 1797 | Rate Constraint in lbs/MMBtu | FALSE | L | Annual | Net Emissions Allowance Position | Thousand Tons | 0.0038333 | 0.0076038 | 0.0076038 | 0.0076038 | 0.0076038 | 0.0076038 | 0.0076038 | 0.0076038
IL Fac. Spec. - NOX Rate Summer v3.1, Unit 789 and retrofits | 528 | 1797 | Rate Constraint in lbs/MMBtu | FALSE | L | Annual | Fuel Consumed | TBtu | 0.078255 | 0.15523 | 0.15523 | 0.15523 | 0.15523 | 0.15523 | 0.15523 | 0.15523
IL Fac. Spec. - NOX Rate Summer v3.1, Unit 789 and retrofits | 528 | 1797 | Rate Constraint in lbs/MMBtu | FALSE | L | Annual | Rate | lb/MMBtu | 0.09797 | 0.09797 | 0.09797 | 0.09797 | 0.09797 | 0.09797 | 0.09797 | 0.09797
IL Fac. Spec. - NOX Rate Summer v3.1, Unit 789 and retrofits | 528 | 1797 | Rate Constraint in lbs/MMBtu | FALSE | L | Annual | Generation | TWh | 0.0071544 | 0.014191 | 0.014191 | 0.014191 | 0.014191 | 0.014191 | 0.014191 | 0.014191
IL Fac. Spec. - NOX Rate Summer v3.1, Unit 789 and retrofits | 528 | 1797 | Rate Constraint in lbs/MMBtu | FALSE | L | Annual | Qualifying Generation | TWh | 0.0071544 | 0.014191 | 0.014191 | 0.014191 | 0.014191 | 0.014191 | 0.014191 | 0.014191
IL Fac. Spec. - NOX Rate Summer v3.1, Unit 789 and retrofits | 528 | 1797 | Rate Constraint in lbs/MMBtu | FALSE | L | Annual | Rate | lb/MWh | 1.0716 | 1.0716 | 1.0716 | 1.0716 | 1.0716 | 1.0716 | 1.0716 | 1.0716
IL Fac. Spec. - NOX Rate Summer v3.1, Unit 789 and retrofits | 528 | 1797 | Rate Constraint in lbs/MMBtu | FALSE | L | Annual | Constraint Shadow Price | US2016$/Ton | 0 | 0 | 0 | 0 | 0 | 0 | 0 | 0
IL Fac. Spec. - NOX Rate Summer v3.1, Unit 790 and retrofits | 529 | 1797 | Rate Constraint in lbs/MMBtu | FALSE | L | Annual | Seasons Included | Seasons | Summer | Summer | Summer | Summer | Summer | Summer | Summer | Summer
IL Fac. Spec. - NOX Rate Summer v3.1, Unit 790 and retrofits | 529 | 1797 | Rate Constraint in lbs/MMBtu | FALSE | L | Annual | Standard NOX | lb/MMBtu | 0.25 | 0.25 | 0.25 | 0.25 | 0.25 | 0.25 | 0.25 | 0.25
IL Fac. Spec. - NOX Rate Summer v3.1, Unit 790 and retrofits | 529 | 1797 | Rate Constraint in lbs/MMBtu | FALSE | L | Annual | Emissions at Affected Plants NOX | Thousand Tons | 0.0036478 | 0.0072359 | 0.0072359 | 0.0072359 | 0.0072359 | 0.0072359 | 0.0072359 | 0.0072359
IL Fac. Spec. - NOX Rate Summer v3.1, Unit 790 and retrofits | 529 | 1797 | Rate Constraint in lbs/MMBtu | FALSE | L | Annual | Allowances Purchased NOX | Thousand Tons | 0 | 0 | 0 | 0 | 0 | 0 | 0 | 0
IL Fac. Spec. - NOX Rate Summer v3.1, Unit 790 and retrofits | 529 | 1797 | Rate Constraint in lbs/MMBtu | FALSE | L | Annual | Allowances Sold NOX | Thousand Tons | 0 | 0 | 0 | 0 | 0 | 0 | 0 | 0
IL Fac. Spec. - NOX Rate Summer v3.1, Unit 790 and retrofits | 529 | 1797 | Rate Constraint in lbs/MMBtu | FALSE | L | Annual | Allowances Banked | Thousand Tons | 0 | 0 | 0 | 0 | 0 | 0 | 0 | 0
IL Fac. Spec. - NOX Rate Summer v3.1, Unit 790 and retrofits | 529 | 1797 | Rate Constraint in lbs/MMBtu | FALSE | L | Annual | Allowances Withdrawn (1:1) | Thousand Tons | 0 | 0 | 0 | 0 | 0 | 0 | 0 | 0
IL Fac. Spec. - NOX Rate Summer v3.1, Unit 790 and retrofits | 529 | 1797 | Rate Constraint in lbs/MMBtu | FALSE | L | Annual | Allowances Withdrawn (n:1) | Thousand Tons | 0 | 0 | 0 | 0 | 0 | 0 | 0 | 0
IL Fac. Spec. - NOX Rate Summer v3.1, Unit 790 and retrofits | 529 | 1797 | Rate Constraint in lbs/MMBtu | FALSE | L | Annual | Net Emissions Allowance Position | Thousand Tons | 0.0036478 | 0.0072359 | 0.0072359 | 0.0072359 | 0.0072359 | 0.0072359 | 0.0072359 | 0.0072359
IL Fac. Spec. - NOX Rate Summer v3.1, Unit 790 and retrofits | 529 | 1797 | Rate Constraint in lbs/MMBtu | FALSE | L | Annual | Fuel Consumed | TBtu | 0.078255 | 0.15523 | 0.15523 | 0.15523 | 0.15523 | 0.15523 | 0.15523 | 0.15523
IL Fac. Spec. - NOX Rate Summer v3.1, Unit 790 and retrofits | 529 | 1797 | Rate Constraint in lbs/MMBtu | FALSE | L | Annual | Rate | lb/MMBtu | 0.09323 | 0.09323 | 0.09323 | 0.09323 | 0.09323 | 0.09323 | 0.09323 | 0.09323
IL Fac. Spec. - NOX Rate Summer v3.1, Unit 790 and retrofits | 529 | 1797 | Rate Constraint in lbs/MMBtu | FALSE | L | Annual | Generation | TWh | 0.0071544 | 0.014191 | 0.014191 | 0.014191 | 0.014191 | 0.014191 | 0.014191 | 0.014191
IL Fac. Spec. - NOX Rate Summer v3.1, Unit 790 and retrofits | 529 | 1797 | Rate Constraint in lbs/MMBtu | FALSE | L | Annual | Qualifying Generation | TWh | 0.0071544 | 0.014191 | 0.014191 | 0.014191 | 0.014191 | 0.014191 | 0.014191 | 0.014191
IL Fac. Spec. - NOX Rate Summer v3.1, Unit 790 and retrofits | 529 | 1797 | Rate Constraint in lbs/MMBtu | FALSE | L | Annual | Rate | lb/MWh | 1.0197 | 1.0197 | 1.0197 | 1.0197 | 1.0197 | 1.0197 | 1.0197 | 1.0197
IL Fac. Spec. - NOX Rate Summer v3.1, Unit 790 and retrofits | 529 | 1797 | Rate Constraint in lbs/MMBtu | FALSE | L | Annual | Constraint Shadow Price | US2016$/Ton | 0 | 0 | 0 | 0 | 0 | 0 | 0 | 0
IL Fac. Spec. - NOX Rate Summer v3.1, Unit 791 and retrofits | 530 | 1797 | Rate Constraint in lbs/MMBtu | FALSE | L | Annual | Seasons Included | Seasons | Summer | Summer | Summer | Summer | Summer | Summer | Summer | Summer
IL Fac. Spec. - NOX Rate Summer v3.1, Unit 791 and retrofits | 530 | 1797 | Rate Constraint in lbs/MMBtu | FALSE | L | Annual | Standard NOX | lb/MMBtu | 0.25 | 0.25 | 0.25 | 0.25 | 0.25 | 0.25 | 0.25 | 0.25
IL Fac. Spec. - NOX Rate Summer v3.1, Unit 791 and retrofits | 530 | 1797 | Rate Constraint in lbs/MMBtu | FALSE | L | Annual | Emissions at Affected Plants NOX | Thousand Tons | 0.00085124 | 0.0016885 | 0.0016885 | 0.0016885 | 0.0016885 | 0.0016885 | 0.0016885 | 0.0016885
IL Fac. Spec. - NOX Rate Summer v3.1, Unit 791 and retrofits | 530 | 1797 | Rate Constraint in lbs/MMBtu | FALSE | L | Annual | Allowances Purchased NOX | Thousand Tons | 0 | 0 | 0 | 0 | 0 | 0 | 0 | 0
IL Fac. Spec. - NOX Rate Summer v3.1, Unit 791 and retrofits | 530 | 1797 | Rate Constraint in lbs/MMBtu | FALSE | L | Annual | Allowances Sold NOX | Thousand Tons | 0 | 0 | 0 | 0 | 0 | 0 | 0 | 0
IL Fac. Spec. - NOX Rate Summer v3.1, Unit 791 and retrofits | 530 | 1797 | Rate Constraint in lbs/MMBtu | FALSE | L | Annual | Allowances Banked | Thousand Tons | 0 | 0 | 0 | 0 | 0 | 0 | 0 | 0
IL Fac. Spec. - NOX Rate Summer v3.1, Unit 791 and retrofits | 530 | 1797 | Rate Constraint in lbs/MMBtu | FALSE | L | Annual | Allowances Withdrawn (1:1) | Thousand Tons | 0 | 0 | 0 | 0 | 0 | 0 | 0 | 0
IL Fac. Spec. - NOX Rate Summer v3.1, Unit 791 and retrofits | 530 | 1797 | Rate Constraint in lbs/MMBtu | FALSE | L | Annual | Allowances Withdrawn (n:1) | Thousand Tons | 0 | 0 | 0 | 0 | 0 | 0 | 0 | 0
IL Fac. Spec. - NOX Rate Summer v3.1, Unit 791 and retrofits | 530 | 1797 | Rate Constraint in lbs/MMBtu | FALSE | L | Annual | Net Emissions Allowance Position | Thousand Tons | 0.00085124 | 0.0016885 | 0.0016885 | 0.0016885 | 0.0016885 | 0.0016885 | 0.0016885 | 0.0016885
IL Fac. Spec. - NOX Rate Summer v3.1, Unit 791 and retrofits | 530 | 1797 | Rate Constraint in lbs/MMBtu | FALSE | L | Annual | Fuel Consumed | TBtu | 0.062248 | 0.12348 | 0.12348 | 0.12348 | 0.12348 | 0.12348 | 0.12348 | 0.12348
IL Fac. Spec. - NOX Rate Summer v3.1, Unit 791 and retrofits | 530 | 1797 | Rate Constraint in lbs/MMBtu | FALSE | L | Annual | Rate | lb/MMBtu | 0.02735 | 0.02735 | 0.02735 | 0.02735 | 0.02735 | 0.02735 | 0.02735 | 0.02735
IL Fac. Spec. - NOX Rate Summer v3.1, Unit 791 and retrofits | 530 | 1797 | Rate Constraint in lbs/MMBtu | FALSE | L | Annual | Generation | TWh | 0.005691 | 0.011289 | 0.011289 | 0.011289 | 0.011289 | 0.011289 | 0.011289 | 0.011289
IL Fac. Spec. - NOX Rate Summer v3.1, Unit 791 and retrofits | 530 | 1797 | Rate Constraint in lbs/MMBtu | FALSE | L | Annual | Qualifying Generation | TWh | 0.005691 | 0.011289 | 0.011289 | 0.011289 | 0.011289 | 0.011289 | 0.011289 | 0.011289
IL Fac. Spec. - NOX Rate Summer v3.1, Unit 791 and retrofits | 530 | 1797 | Rate Constraint in lbs/MMBtu | FALSE | L | Annual | Rate | lb/MWh | 0.29915 | 0.29915 | 0.29915 | 0.29915 | 0.29915 | 0.29915 | 0.29915 | 0.29915
IL Fac. Spec. - NOX Rate Summer v3.1, Unit 791 and retrofits | 530 | 1797 | Rate Constraint in lbs/MMBtu | FALSE | L | Annual | Constraint Shadow Price | US2016$/Ton | 0 | 0 | 0 | 0 | 0 | 0 | 0 | 0
IL Fac. Spec. - NOX Rate Summer v3.1, Unit 792 and retrofits | 531 | 1797 | Rate Constraint in lbs/MMBtu | FALSE | L | Annual | Seasons Included | Seasons | Summer | Summer | Summer | Summer | Summer | Summer | Summer | Summer
IL Fac. Spec. - NOX Rate Summer v3.1, Unit 792 and retrofits | 531 | 1797 | Rate Constraint in lbs/MMBtu | FALSE | L | Annual | Standard NOX | lb/MMBtu | 0.25 | 0.25 | 0.25 | 0.25 | 0.25 | 0.25 | 0.25 | 0.25
IL Fac. Spec. - NOX Rate Summer v3.1, Unit 792 and retrofits | 531 | 1797 | Rate Constraint in lbs/MMBtu | FALSE | L | Annual | Emissions at Affected Plants NOX | Thousand Tons | 0.0011609 | 0.0023028 | 0.0023028 | 0.0023028 | 0.0023028 | 0.0023028 | 0.0023028 | 0.0023028
IL Fac. Spec. - NOX Rate Summer v3.1, Unit 792 and retrofits | 531 | 1797 | Rate Constraint in lbs/MMBtu | FALSE | L | Annual | Allowances Purchased NOX | Thousand Tons | 0 | 0 | 0 | 0 | 0 | 0 | 0 | 0
IL Fac. Spec. - NOX Rate Summer v3.1, Unit 792 and retrofits | 531 | 1797 | Rate Constraint in lbs/MMBtu | FALSE | L | Annual | Allowances Sold NOX | Thousand Tons | 0 | 0 | 0 | 0 | 0 | 0 | 0 | 0
IL Fac. Spec. - NOX Rate Summer v3.1, Unit 792 and retrofits | 531 | 1797 | Rate Constraint in lbs/MMBtu | FALSE | L | Annual | Allowances Banked | Thousand Tons | 0 | 0 | 0 | 0 | 0 | 0 | 0 | 0
IL Fac. Spec. - NOX Rate Summer v3.1, Unit 792 and retrofits | 531 | 1797 | Rate Constraint in lbs/MMBtu | FALSE | L | Annual | Allowances Withdrawn (1:1) | Thousand Tons | 0 | 0 | 0 | 0 | 0 | 0 | 0 | 0
IL Fac. Spec. - NOX Rate Summer v3.1, Unit 792 and retrofits | 531 | 1797 | Rate Constraint in lbs/MMBtu | FALSE | L | Annual | Allowances Withdrawn (n:1) | Thousand Tons | 0 | 0 | 0 | 0 | 0 | 0 | 0 | 0
IL Fac. Spec. - NOX Rate Summer v3.1, Unit 792 and retrofits | 531 | 1797 | Rate Constraint in lbs/MMBtu | FALSE | L | Annual | Net Emissions Allowance Position | Thousand Tons | 0.0011609 | 0.0023028 | 0.0023028 | 0.0023028 | 0.0023028 | 0.0023028 | 0.0023028 | 0.0023028
IL Fac. Spec. - NOX Rate Summer v3.1, Unit 792 and retrofits | 531 | 1797 | Rate Constraint in lbs/MMBtu | FALSE | L | Annual | Fuel Consumed | TBtu | 0.062248 | 0.12348 | 0.12348 | 0.12348 | 0.12348 | 0.12348 | 0.12348 | 0.12348
IL Fac. Spec. - NOX Rate Summer v3.1, Unit 792 and retrofits | 531 | 1797 | Rate Constraint in lbs/MMBtu | FALSE | L | Annual | Rate | lb/MMBtu | 0.0373 | 0.0373 | 0.0373 | 0.0373 | 0.0373 | 0.0373 | 0.0373 | 0.0373
IL Fac. Spec. - NOX Rate Summer v3.1, Unit 792 and retrofits | 531 | 1797 | Rate Constraint in lbs/MMBtu | FALSE | L | Annual | Generation | TWh | 0.005691 | 0.011289 | 0.011289 | 0.011289 | 0.011289 | 0.011289 | 0.011289 | 0.011289
IL Fac. Spec. - NOX Rate Summer v3.1, Unit 792 and retrofits | 531 | 1797 | Rate Constraint in lbs/MMBtu | FALSE | L | Annual | Qualifying Generation | TWh | 0.005691 | 0.011289 | 0.011289 | 0.011289 | 0.011289 | 0.011289 | 0.011289 | 0.011289
IL Fac. Spec. - NOX Rate Summer v3.1, Unit 792 and retrofits | 531 | 1797 | Rate Constraint in lbs/MMBtu | FALSE | L | Annual | Rate | lb/MWh | 0.40799 | 0.40799 | 0.40799 | 0.40799 | 0.40799 | 0.40799 | 0.40799 | 0.40799
IL Fac. Spec. - NOX Rate Summer v3.1, Unit 792 and retrofits | 531 | 1797 | Rate Constraint in lbs/MMBtu | FALSE | L | Annual | Constraint Shadow Price | US2016$/Ton | 0 | 0 | 0 | 0 | 0 | 0 | 0 | 0
IL Fac. Spec. - NOX Rate Summer v3.1, Unit 793 and retrofits | 532 | 1797 | Rate Constraint in lbs/MMBtu | FALSE | L | Annual | Seasons Included | Seasons | Summer | Summer | Summer | Summer | Summer | Summer | Summer | Summer
IL Fac. Spec. - NOX Rate Summer v3.1, Unit 793 and retrofits | 532 | 1797 | Rate Constraint in lbs/MMBtu | FALSE | L | Annual | Standard NOX | lb/MMBtu | 0.25 | 0.25 | 0.25 | 0.25 | 0.25 | 0.25 | 0.25 | 0.25
IL Fac. Spec. - NOX Rate Summer v3.1, Unit 793 and retrofits | 532 | 1797 | Rate Constraint in lbs/MMBtu | FALSE | L | Annual | Emissions at Affected Plants NOX | Thousand Tons | 0.00099659 | 0.0019768 | 0.0019768 | 0.0019768 | 0.0019768 | 0.0019768 | 0.0019768 | 0.0019768
IL Fac. Spec. - NOX Rate Summer v3.1, Unit 793 and retrofits | 532 | 1797 | Rate Constraint in lbs/MMBtu | FALSE | L | Annual | Allowances Purchased NOX | Thousand Tons | 0 | 0 | 0 | 0 | 0 | 0 | 0 | 0
IL Fac. Spec. - NOX Rate Summer v3.1, Unit 793 and retrofits | 532 | 1797 | Rate Constraint in lbs/MMBtu | FALSE | L | Annual | Allowances Sold NOX | Thousand Tons | 0 | 0 | 0 | 0 | 0 | 0 | 0 | 0
IL Fac. Spec. - NOX Rate Summer v3.1, Unit 793 and retrofits | 532 | 1797 | Rate Constraint in lbs/MMBtu | FALSE | L | Annual | Allowances Banked | Thousand Tons | 0 | 0 | 0 | 0 | 0 | 0 | 0 | 0
IL Fac. Spec. - NOX Rate Summer v3.1, Unit 793 and retrofits | 532 | 1797 | Rate Constraint in lbs/MMBtu | FALSE | L | Annual | Allowances Withdrawn (1:1) | Thousand Tons | 0 | 0 | 0 | 0 | 0 | 0 | 0 | 0
IL Fac. Spec. - NOX Rate Summer v3.1, Unit 793 and retrofits | 532 | 1797 | Rate Constraint in lbs/MMBtu | FALSE | L | Annual | Allowances Withdrawn (n:1) | Thousand Tons | 0 | 0 | 0 | 0 | 0 | 0 | 0 | 0
IL Fac. Spec. - NOX Rate Summer v3.1, Unit 793 and retrofits | 532 | 1797 | Rate Constraint in lbs/MMBtu | FALSE | L | Annual | Net Emissions Allowance Position | Thousand Tons | 0.00099659 | 0.0019768 | 0.0019768 | 0.0019768 | 0.0019768 | 0.0019768 | 0.0019768 | 0.0019768
IL Fac. Spec. - NOX Rate Summer v3.1, Unit 793 and retrofits | 532 | 1797 | Rate Constraint in lbs/MMBtu | FALSE | L | Annual | Fuel Consumed | TBtu | 0.062248 | 0.12348 | 0.12348 | 0.12348 | 0.12348 | 0.12348 | 0.12348 | 0.12348
IL Fac. Spec. - NOX Rate Summer v3.1, Unit 793 and retrofits | 532 | 1797 | Rate Constraint in lbs/MMBtu | FALSE | L | Annual | Rate | lb/MMBtu | 0.03202 | 0.03202 | 0.03202 | 0.03202 | 0.03202 | 0.03202 | 0.03202 | 0.03202
IL Fac. Spec. - NOX Rate Summer v3.1, Unit 793 and retrofits | 532 | 1797 | Rate Constraint in lbs/MMBtu | FALSE | L | Annual | Generation | TWh | 0.005691 | 0.011289 | 0.011289 | 0.011289 | 0.011289 | 0.011289 | 0.011289 | 0.011289
IL Fac. Spec. - NOX Rate Summer v3.1, Unit 793 and retrofits | 532 | 1797 | Rate Constraint in lbs/MMBtu | FALSE | L | Annual | Qualifying Generation | TWh | 0.005691 | 0.011289 | 0.011289 | 0.011289 | 0.011289 | 0.011289 | 0.011289 | 0.011289
IL Fac. Spec. - NOX Rate Summer v3.1, Unit 793 and retrofits | 532 | 1797 | Rate Constraint in lbs/MMBtu | FALSE | L | Annual | Rate | lb/MWh | 0.35023 | 0.35023 | 0.35023 | 0.35023 | 0.35023 | 0.35023 | 0.35023 | 0.35023
IL Fac. Spec. - NOX Rate Summer v3.1, Unit 793 and retrofits | 532 | 1797 | Rate Constraint in lbs/MMBtu | FALSE | L | Annual | Constraint Shadow Price | US2016$/Ton | 0 | 0 | 0 | 0 | 0 | 0 | 0 | 0
IL Fac. Spec. - NOX Rate Summer v3.1, Unit 794 and retrofits | 533 | 1797 | Rate Constraint in lbs/MMBtu | FALSE | L | Annual | Seasons Included | Seasons | Summer | Summer | Summer | Summer | Summer | Summer | Summer | Summer
IL Fac. Spec. - NOX Rate Summer v3.1, Unit 794 and retrofits | 533 | 1797 | Rate Constraint in lbs/MMBtu | FALSE | L | Annual | Standard NOX | lb/MMBtu | 0.25 | 0.25 | 0.25 | 0.25 | 0.25 | 0.25 | 0.25 | 0.25
IL Fac. Spec. - NOX Rate Summer v3.1, Unit 794 and retrofits | 533 | 1797 | Rate Constraint in lbs/MMBtu | FALSE | L | Annual | Emissions at Affected Plants NOX | Thousand Tons | 0.00076752 | 0.0015225 | 0.0015225 | 0.0015225 | 0.0015225 | 0.0015225 | 0.0015225 | 0.0015225
IL Fac. Spec. - NOX Rate Summer v3.1, Unit 794 and retrofits | 533 | 1797 | Rate Constraint in lbs/MMBtu | FALSE | L | Annual | Allowances Purchased NOX | Thousand Tons | 0 | 0 | 0 | 0 | 0 | 0 | 0 | 0
IL Fac. Spec. - NOX Rate Summer v3.1, Unit 794 and retrofits | 533 | 1797 | Rate Constraint in lbs/MMBtu | FALSE | L | Annual | Allowances Sold NOX | Thousand Tons | 0 | 0 | 0 | 0 | 0 | 0 | 0 | 0
IL Fac. Spec. - NOX Rate Summer v3.1, Unit 794 and retrofits | 533 | 1797 | Rate Constraint in lbs/MMBtu | FALSE | L | Annual | Allowances Banked | Thousand Tons | 0 | 0 | 0 | 0 | 0 | 0 | 0 | 0
IL Fac. Spec. - NOX Rate Summer v3.1, Unit 794 and retrofits | 533 | 1797 | Rate Constraint in lbs/MMBtu | FALSE | L | Annual | Allowances Withdrawn (1:1) | Thousand Tons | 0 | 0 | 0 | 0 | 0 | 0 | 0 | 0
IL Fac. Spec. - NOX Rate Summer v3.1, Unit 794 and retrofits | 533 | 1797 | Rate Constraint in lbs/MMBtu | FALSE | L | Annual | Allowances Withdrawn (n:1) | Thousand Tons | 0 | 0 | 0 | 0 | 0 | 0 | 0 | 0
IL Fac. Spec. - NOX Rate Summer v3.1, Unit 794 and retrofits | 533 | 1797 | Rate Constraint in lbs/MMBtu | FALSE | L | Annual | Net Emissions Allowance Position | Thousand Tons | 0.00076752 | 0.0015225 | 0.0015225 | 0.0015225 | 0.0015225 | 0.0015225 | 0.0015225 | 0.0015225
IL Fac. Spec. - NOX Rate Summer v3.1, Unit 794 and retrofits | 533 | 1797 | Rate Constraint in lbs/MMBtu | FALSE | L | Annual | Fuel Consumed | TBtu | 0.062248 | 0.12348 | 0.12348 | 0.12348 | 0.12348 | 0.12348 | 0.12348 | 0.12348
IL Fac. Spec. - NOX Rate Summer v3.1, Unit 794 and retrofits | 533 | 1797 | Rate Constraint in lbs/MMBtu | FALSE | L | Annual | Rate | lb/MMBtu | 0.02466 | 0.02466 | 0.02466 | 0.02466 | 0.02466 | 0.02466 | 0.02466 | 0.02466
IL Fac. Spec. - NOX Rate Summer v3.1, Unit 794 and retrofits | 533 | 1797 | Rate Constraint in lbs/MMBtu | FALSE | L | Annual | Generation | TWh | 0.005691 | 0.011289 | 0.011289 | 0.011289 | 0.011289 | 0.011289 | 0.011289 | 0.011289
IL Fac. Spec. - NOX Rate Summer v3.1, Unit 794 and retrofits | 533 | 1797 | Rate Constraint in lbs/MMBtu | FALSE | L | Annual | Qualifying Generation | TWh | 0.005691 | 0.011289 | 0.011289 | 0.011289 | 0.011289 | 0.011289 | 0.011289 | 0.011289
IL Fac. Spec. - NOX Rate Summer v3.1, Unit 794 and retrofits | 533 | 1797 | Rate Constraint in lbs/MMBtu | FALSE | L | Annual | Rate | lb/MWh | 0.26973 | 0.26973 | 0.26973 | 0.26973 | 0.26973 | 0.26973 | 0.26973 | 0.26973
IL Fac. Spec. - NOX Rate Summer v3.1, Unit 794 and retrofits | 533 | 1797 | Rate Constraint in lbs/MMBtu | FALSE | L | Annual | Constraint Shadow Price | US2016$/Ton | 0 | 0 | 0 | 0 | 0 | 0 | 0 | 0
IL Fac. Spec. - NOX Rate Summer v3.1, Unit 795 and retrofits | 534 | 1797 | Rate Constraint in lbs/MMBtu | FALSE | L | Annual | Seasons Included | Seasons | Summer | Summer | Summer | Summer | Summer | Summer | Summer | Summer
IL Fac. Spec. - NOX Rate Summer v3.1, Unit 795 and retrofits | 534 | 1797 | Rate Constraint in lbs/MMBtu | FALSE | L | Annual | Standard NOX | lb/MMBtu | 0.25 | 0.25 | 0.25 | 0.25 | 0.25 | 0.25 | 0.25 | 0.25
IL Fac. Spec. - NOX Rate Summer v3.1, Unit 795 and retrofits | 534 | 1797 | Rate Constraint in lbs/MMBtu | FALSE | L | Annual | Emissions at Affected Plants NOX | Thousand Tons | 0.0002126 | 0.00040283 | 0.00092874 | 0.00092874 | 0.0020477 | 0.0020477 | 0.0020477 | 0.00092874
IL Fac. Spec. - NOX Rate Summer v3.1, Unit 795 and retrofits | 534 | 1797 | Rate Constraint in lbs/MMBtu | FALSE | L | Annual | Allowances Purchased NOX | Thousand Tons | 0 | 0 | 0 | 0 | 0 | 0 | 0 | 0
IL Fac. Spec. - NOX Rate Summer v3.1, Unit 795 and retrofits | 534 | 1797 | Rate Constraint in lbs/MMBtu | FALSE | L | Annual | Allowances Sold NOX | Thousand Tons | 0 | 0 | 0 | 0 | 0 | 0 | 0 | 0
IL Fac. Spec. - NOX Rate Summer v3.1, Unit 795 and retrofits | 534 | 1797 | Rate Constraint in lbs/MMBtu | FALSE | L | Annual | Allowances Banked | Thousand Tons | 0 | 0 | 0 | 0 | 0 | 0 | 0 | 0
IL Fac. Spec. - NOX Rate Summer v3.1, Unit 795 and retrofits | 534 | 1797 | Rate Constraint in lbs/MMBtu | FALSE | L | Annual | Allowances Withdrawn (1:1) | Thousand Tons | 0 | 0 | 0 | 0 | 0 | 0 | 0 | 0
IL Fac. Spec. - NOX Rate Summer v3.1, Unit 795 and retrofits | 534 | 1797 | Rate Constraint in lbs/MMBtu | FALSE | L | Annual | Allowances Withdrawn (n:1) | Thousand Tons | 0 | 0 | 0 | 0 | 0 | 0 | 0 | 0
IL Fac. Spec. - NOX Rate Summer v3.1, Unit 795 and retrofits | 534 | 1797 | Rate Constraint in lbs/MMBtu | FALSE | L | Annual | Net Emissions Allowance Position | Thousand Tons | 0.0002126 | 0.00040283 | 0.00092874 | 0.00092874 | 0.0020477 | 0.0020477 | 0.0020477 | 0.00092874
IL Fac. Spec. - NOX Rate Summer v3.1, Unit 795 and retrofits | 534 | 1797 | Rate Constraint in lbs/MMBtu | FALSE | L | Annual | Fuel Consumed | TBtu | 0.01643 | 0.03113 | 0.071773 | 0.071773 | 0.15825 | 0.15825 | 0.15825 | 0.071773
IL Fac. Spec. - NOX Rate Summer v3.1, Unit 795 and retrofits | 534 | 1797 | Rate Constraint in lbs/MMBtu | FALSE | L | Annual | Rate | lb/MMBtu | 0.02588 | 0.02588 | 0.02588 | 0.02588 | 0.02588 | 0.02588 | 0.02588 | 0.02588
IL Fac. Spec. - NOX Rate Summer v3.1, Unit 795 and retrofits | 534 | 1797 | Rate Constraint in lbs/MMBtu | FALSE | L | Annual | Generation | TWh | 0.0012525 | 0.0023731 | 0.0054713 | 0.0054713 | 0.012063 | 0.012063 | 0.012063 | 0.0054713
IL Fac. Spec. - NOX Rate Summer v3.1, Unit 795 and retrofits | 534 | 1797 | Rate Constraint in lbs/MMBtu | FALSE | L | Annual | Qualifying Generation | TWh | 0.0012525 | 0.0023731 | 0.0054713 | 0.0054713 | 0.012063 | 0.012063 | 0.012063 | 0.0054713
IL Fac. Spec. - NOX Rate Summer v3.1, Unit 795 and retrofits | 534 | 1797 | Rate Constraint in lbs/MMBtu | FALSE | L | Annual | Rate | lb/MWh | 0.33949 | 0.33949 | 0.33949 | 0.33949 | 0.33949 | 0.33949 | 0.33949 | 0.33949
IL Fac. Spec. - NOX Rate Summer v3.1, Unit 795 and retrofits | 534 | 1797 | Rate Constraint in lbs/MMBtu | FALSE | L | Annual | Constraint Shadow Price | US2016$/Ton | 0 | 0 | 0 | 0 | 0 | 0 | 0 | 0
IL Fac. Spec. - NOX Rate Summer v3.1, Unit 796 and retrofits | 535 | 1797 | Rate Constraint in lbs/MMBtu | FALSE | L | Annual | Seasons Included | Seasons | Summer | Summer | Summer | Summer | Summer | Summer | Summer | Summer
IL Fac. Spec. - NOX Rate Summer v3.1, Unit 796 and retrofits | 535 | 1797 | Rate Constraint in lbs/MMBtu | FALSE | L | Annual | Standard NOX | lb/MMBtu | 0.25 | 0.25 | 0.25 | 0.25 | 0.25 | 0.25 | 0.25 | 0.25
IL Fac. Spec. - NOX Rate Summer v3.1, Unit 796 and retrofits | 535 | 1797 | Rate Constraint in lbs/MMBtu | FALSE | L | Annual | Emissions at Affected Plants NOX | Thousand Tons | 0 | 0.00034726 | 0.00080063 | 0.00080063 | 0.0017652 | 0.0017652 | 0.00080063 | 0.00080063
IL Fac. Spec. - NOX Rate Summer v3.1, Unit 796 and retrofits | 535 | 1797 | Rate Constraint in lbs/MMBtu | FALSE | L | Annual | Allowances Purchased NOX | Thousand Tons | 0 | 0 | 0 | 0 | 0 | 0 | 0 | 0
IL Fac. Spec. - NOX Rate Summer v3.1, Unit 796 and retrofits | 535 | 1797 | Rate Constraint in lbs/MMBtu | FALSE | L | Annual | Allowances Sold NOX | Thousand Tons | 0 | 0 | 0 | 0 | 0 | 0 | 0 | 0
IL Fac. Spec. - NOX Rate Summer v3.1, Unit 796 and retrofits | 535 | 1797 | Rate Constraint in lbs/MMBtu | FALSE | L | Annual | Allowances Banked | Thousand Tons | 0 | 0 | 0 | 0 | 0 | 0 | 0 | 0
IL Fac. Spec. - NOX Rate Summer v3.1, Unit 796 and retrofits | 535 | 1797 | Rate Constraint in lbs/MMBtu | FALSE | L | Annual | Allowances Withdrawn (1:1) | Thousand Tons | 0 | 0 | 0 | 0 | 0 | 0 | 0 | 0
IL Fac. Spec. - NOX Rate Summer v3.1, Unit 796 and retrofits | 535 | 1797 | Rate Constraint in lbs/MMBtu | FALSE | L | Annual | Allowances Withdrawn (n:1) | Thousand Tons | 0 | 0 | 0 | 0 | 0 | 0 | 0 | 0
IL Fac. Spec. - NOX Rate Summer v3.1, Unit 796 and retrofits | 535 | 1797 | Rate Constraint in lbs/MMBtu | FALSE | L | Annual | Net Emissions Allowance Position | Thousand Tons | 0 | 0.00034726 | 0.00080063 | 0.00080063 | 0.0017652 | 0.0017652 | 0.00080063 | 0.00080063
IL Fac. Spec. - NOX Rate Summer v3.1, Unit 796 and retrofits | 535 | 1797 | Rate Constraint in lbs/MMBtu | FALSE | L | Annual | Fuel Consumed | TBtu | 0 | 0.03113 | 0.071773 | 0.071773 | 0.15825 | 0.15825 | 0.071773 | 0.071773
IL Fac. Spec. - NOX Rate Summer v3.1, Unit 796 and retrofits | 535 | 1797 | Rate Constraint in lbs/MMBtu | FALSE | L | Annual | Rate | lb/MMBtu | 0 | 0.02231 | 0.02231 | 0.02231 | 0.02231 | 0.02231 | 0.02231 | 0.02231
IL Fac. Spec. - NOX Rate Summer v3.1, Unit 796 and retrofits | 535 | 1797 | Rate Constraint in lbs/MMBtu | FALSE | L | Annual | Generation | TWh | 0 | 0.0023731 | 0.0054713 | 0.0054713 | 0.012063 | 0.012063 | 0.0054713 | 0.0054713
IL Fac. Spec. - NOX Rate Summer v3.1, Unit 796 and retrofits | 535 | 1797 | Rate Constraint in lbs/MMBtu | FALSE | L | Annual | Qualifying Generation | TWh | 0 | 0.0023731 | 0.0054713 | 0.0054713 | 0.012063 | 0.012063 | 0.0054713 | 0.0054713
IL Fac. Spec. - NOX Rate Summer v3.1, Unit 796 and retrofits | 535 | 1797 | Rate Constraint in lbs/MMBtu | FALSE | L | Annual | Rate | lb/MWh | 0 | 0.29266 | 0.29266 | 0.29266 | 0.29266 | 0.29266 | 0.29266 | 0.29266
IL Fac. Spec. - NOX Rate Summer v3.1, Unit 796 and retrofits | 535 | 1797 | Rate Constraint in lbs/MMBtu | FALSE | L | Annual | Constraint Shadow Price | US2016$/Ton | 0 | 0 | 0 | 0 | 0 | 0 | 0 | 0
IL Fac. Spec. - NOX Rate Summer v3.1, Unit 797 and retrofits | 536 | 1797 | Rate Constraint in lbs/MMBtu | FALSE | L | Annual | Seasons Included | Seasons | Summer | Summer | Summer | Summer | Summer | Summer | Summer | Summer
IL Fac. Spec. - NOX Rate Summer v3.1, Unit 797 and retrofits | 536 | 1797 | Rate Constraint in lbs/MMBtu | FALSE | L | Annual | Standard NOX | lb/MMBtu | 0.25 | 0.25 | 0.25 | 0.25 | 0.25 | 0.25 | 0.25 | 0.25
IL Fac. Spec. - NOX Rate Summer v3.1, Unit 797 and retrofits | 536 | 1797 | Rate Constraint in lbs/MMBtu | FALSE | L | Annual | Emissions at Affected Plants NOX | Thousand Tons | 0 | 0.00031146 | 0.00071809 | 0.00071809 | 0.0015833 | 0.0015833 | 0.0015833 | 0.00071809
IL Fac. Spec. - NOX Rate Summer v3.1, Unit 797 and retrofits | 536 | 1797 | Rate Constraint in lbs/MMBtu | FALSE | L | Annual | Allowances Purchased NOX | Thousand Tons | 0 | 0 | 0 | 0 | 0 | 0 | 0 | 0
IL Fac. Spec. - NOX Rate Summer v3.1, Unit 797 and retrofits | 536 | 1797 | Rate Constraint in lbs/MMBtu | FALSE | L | Annual | Allowances Sold NOX | Thousand Tons | 0 | 0 | 0 | 0 | 0 | 0 | 0 | 0
IL Fac. Spec. - NOX Rate Summer v3.1, Unit 797 and retrofits | 536 | 1797 | Rate Constraint in lbs/MMBtu | FALSE | L | Annual | Allowances Banked | Thousand Tons | 0 | 0 | 0 | 0 | 0 | 0 | 0 | 0
IL Fac. Spec. - NOX Rate Summer v3.1, Unit 797 and retrofits | 536 | 1797 | Rate Constraint in lbs/MMBtu | FALSE | L | Annual | Allowances Withdrawn (1:1) | Thousand Tons | 0 | 0 | 0 | 0 | 0 | 0 | 0 | 0
IL Fac. Spec. - NOX Rate Summer v3.1, Unit 797 and retrofits | 536 | 1797 | Rate Constraint in lbs/MMBtu | FALSE | L | Annual | Allowances Withdrawn (n:1) | Thousand Tons | 0 | 0 | 0 | 0 | 0 | 0 | 0 | 0
IL Fac. Spec. - NOX Rate Summer v3.1, Unit 797 and retrofits | 536 | 1797 | Rate Constraint in lbs/MMBtu | FALSE | L | Annual | Net Emissions Allowance Position | Thousand Tons | 0 | 0.00031146 | 0.00071809 | 0.00071809 | 0.0015833 | 0.0015833 | 0.0015833 | 0.00071809
IL Fac. Spec. - NOX Rate Summer v3.1, Unit 797 and retrofits | 536 | 1797 | Rate Constraint in lbs/MMBtu | FALSE | L | Annual | Fuel Consumed | TBtu | 0 | 0.03113 | 0.071773 | 0.071773 | 0.15825 | 0.15825 | 0.15825 | 0.071773
IL Fac. Spec. - NOX Rate Summer v3.1, Unit 797 and retrofits | 536 | 1797 | Rate Constraint in lbs/MMBtu | FALSE | L | Annual | Rate | lb/MMBtu | 0 | 0.02001 | 0.02001 | 0.02001 | 0.02001 | 0.02001 | 0.02001 | 0.02001
IL Fac. Spec. - NOX Rate Summer v3.1, Unit 797 and retrofits | 536 | 1797 | Rate Constraint in lbs/MMBtu | FALSE | L | Annual | Generation | TWh | 0 | 0.0023731 | 0.0054713 | 0.0054713 | 0.012063 | 0.012063 | 0.012063 | 0.0054713
IL Fac. Spec. - NOX Rate Summer v3.1, Unit 797 and retrofits | 536 | 1797 | Rate Constraint in lbs/MMBtu | FALSE | L | Annual | Qualifying Generation | TWh | 0 | 0.0023731 | 0.0054713 | 0.0054713 | 0.012063 | 0.012063 | 0.012063 | 0.0054713
IL Fac. Spec. - NOX Rate Summer v3.1, Unit 797 and retrofits | 536 | 1797 | Rate Constraint in lbs/MMBtu | FALSE | L | Annual | Rate | lb/MWh | 0 | 0.26249 | 0.26249 | 0.26249 | 0.26249 | 0.26249 | 0.26249 | 0.26249
IL Fac. Spec. - NOX Rate Summer v3.1, Unit 797 and retrofits | 536 | 1797 | Rate Constraint in lbs/MMBtu | FALSE | L | Annual | Constraint Shadow Price | US2016$/Ton | 0 | 0 | 0 | 0 | 0 | 0 | 0 | 0
IL Fac. Spec. - NOX Rate Summer v3.1, Unit 798 and retrofits | 537 | 1797 | Rate Constraint in lbs/MMBtu | FALSE | L | Annual | Seasons Included | Seasons | Summer | Summer | Summer | Summer | Summer | Summer | Summer | Summer
IL Fac. Spec. - NOX Rate Summer v3.1, Unit 798 and retrofits | 537 | 1797 | Rate Constraint in lbs/MMBtu | FALSE | L | Annual | Standard NOX | lb/MMBtu | 0.25 | 0.25 | 0.25 | 0.25 | 0.25 | 0.25 | 0.25 | 0.25
IL Fac. Spec. - NOX Rate Summer v3.1, Unit 798 and retrofits | 537 | 1797 | Rate Constraint in lbs/MMBtu | FALSE | L | Annual | Emissions at Affected Plants NOX | Thousand Tons | 0.0001647 | 0.00036454 | 0.00084046 | 0.00084046 | 0.0018531 | 0.0018531 | 0.00084046 | 0.00084046
IL Fac. Spec. - NOX Rate Summer v3.1, Unit 798 and retrofits | 537 | 1797 | Rate Constraint in lbs/MMBtu | FALSE | L | Annual | Allowances Purchased NOX | Thousand Tons | 0 | 0 | 0 | 0 | 0 | 0 | 0 | 0
IL Fac. Spec. - NOX Rate Summer v3.1, Unit 798 and retrofits | 537 | 1797 | Rate Constraint in lbs/MMBtu | FALSE | L | Annual | Allowances Sold NOX | Thousand Tons | 0 | 0 | 0 | 0 | 0 | 0 | 0 | 0
IL Fac. Spec. - NOX Rate Summer v3.1, Unit 798 and retrofits | 537 | 1797 | Rate Constraint in lbs/MMBtu | FALSE | L | Annual | Allowances Banked | Thousand Tons | 0 | 0 | 0 | 0 | 0 | 0 | 0 | 0
IL Fac. Spec. - NOX Rate Summer v3.1, Unit 798 and retrofits | 537 | 1797 | Rate Constraint in lbs/MMBtu | FALSE | L | Annual | Allowances Withdrawn (1:1) | Thousand Tons | 0 | 0 | 0 | 0 | 0 | 0 | 0 | 0
IL Fac. Spec. - NOX Rate Summer v3.1, Unit 798 and retrofits | 537 | 1797 | Rate Constraint in lbs/MMBtu | FALSE | L | Annual | Allowances Withdrawn (n:1) | Thousand Tons | 0 | 0 | 0 | 0 | 0 | 0 | 0 | 0
IL Fac. Spec. - NOX Rate Summer v3.1, Unit 798 and retrofits | 537 | 1797 | Rate Constraint in lbs/MMBtu | FALSE | L | Annual | Net Emissions Allowance Position | Thousand Tons | 0.0001647 | 0.00036454 | 0.00084046 | 0.00084046 | 0.0018531 | 0.0018531 | 0.00084046 | 0.00084046
IL Fac. Spec. - NOX Rate Summer v3.1, Unit 798 and retrofits | 537 | 1797 | Rate Constraint in lbs/MMBtu | FALSE | L | Annual | Fuel Consumed | TBtu | 0.014065 | 0.03113 | 0.071773 | 0.071773 | 0.15825 | 0.15825 | 0.071773 | 0.071773
IL Fac. Spec. - NOX Rate Summer v3.1, Unit 798 and retrofits | 537 | 1797 | Rate Constraint in lbs/MMBtu | FALSE | L | Annual | Rate | lb/MMBtu | 0.02342 | 0.02342 | 0.02342 | 0.02342 | 0.02342 | 0.02342 | 0.02342 | 0.02342
IL Fac. Spec. - NOX Rate Summer v3.1, Unit 798 and retrofits | 537 | 1797 | Rate Constraint in lbs/MMBtu | FALSE | L | Annual | Generation | TWh | 0.0010722 | 0.0023731 | 0.0054713 | 0.0054713 | 0.012063 | 0.012063 | 0.0054713 | 0.0054713
IL Fac. Spec. - NOX Rate Summer v3.1, Unit 798 and retrofits | 537 | 1797 | Rate Constraint in lbs/MMBtu | FALSE | L | Annual | Qualifying Generation | TWh | 0.0010722 | 0.0023731 | 0.0054713 | 0.0054713 | 0.012063 | 0.012063 | 0.0054713 | 0.0054713
IL Fac. Spec. - NOX Rate Summer v3.1, Unit 798 and retrofits | 537 | 1797 | Rate Constraint in lbs/MMBtu | FALSE | L | Annual | Rate | lb/MWh | 0.30722 | 0.30722 | 0.30722 | 0.30722 | 0.30722 | 0.30722 | 0.30722 | 0.30722
IL Fac. Spec. - NOX Rate Summer v3.1, Unit 798 and retrofits | 537 | 1797 | Rate Constraint in lbs/MMBtu | FALSE | L | Annual | Constraint Shadow Price | US2016$/Ton | 0 | 0 | 0 | 0 | 0 | 0 | 0 | 0
IL Fac. Spec. - NOX Rate Summer v3.1, Unit 799 and retrofits | 538 | 1797 | Rate Constraint in lbs/MMBtu | FALSE | L | Annual | Seasons Included | Seasons | Summer | Summer | Summer | Summer | Summer | Summer | Summer | Summer
IL Fac. Spec. - NOX Rate Summer v3.1, Unit 799 and retrofits | 538 | 1797 | Rate Constraint in lbs/MMBtu | FALSE | L | Annual | Standard NOX | lb/MMBtu | 0.25 | 0.25 | 0.25 | 0.25 | 0.25 | 0.25 | 0.25 | 0.25
IL Fac. Spec. - NOX Rate Summer v3.1, Unit 799 and retrofits | 538 | 1797 | Rate Constraint in lbs/MMBtu | FALSE | L | Annual | Emissions at Affected Plants NOX | Thousand Tons | 0 | 0.00035566 | 0.00082 | 0.00082 | 0.001808 | 0.001808 | 0.0014067 | 0.00082
IL Fac. Spec. - NOX Rate Summer v3.1, Unit 799 and retrofits | 538 | 1797 | Rate Constraint in lbs/MMBtu | FALSE | L | Annual | Allowances Purchased NOX | Thousand Tons | 0 | 0 | 0 | 0 | 0 | 0 | 0 | 0
IL Fac. Spec. - NOX Rate Summer v3.1, Unit 799 and retrofits | 538 | 1797 | Rate Constraint in lbs/MMBtu | FALSE | L | Annual | Allowances Sold NOX | Thousand Tons | 0 | 0 | 0 | 0 | 0 | 0 | 0 | 0
IL Fac. Spec. - NOX Rate Summer v3.1, Unit 799 and retrofits | 538 | 1797 | Rate Constraint in lbs/MMBtu | FALSE | L | Annual | Allowances Banked | Thousand Tons | 0 | 0 | 0 | 0 | 0 | 0 | 0 | 0
IL Fac. Spec. - NOX Rate Summer v3.1, Unit 799 and retrofits | 538 | 1797 | Rate Constraint in lbs/MMBtu | FALSE | L | Annual | Allowances Withdrawn (1:1) | Thousand Tons | 0 | 0 | 0 | 0 | 0 | 0 | 0 | 0
IL Fac. Spec. - NOX Rate Summer v3.1, Unit 799 and retrofits | 538 | 1797 | Rate Constraint in lbs/MMBtu | FALSE | L | Annual | Allowances Withdrawn (n:1) | Thousand Tons | 0 | 0 | 0 | 0 | 0 | 0 | 0 | 0
IL Fac. Spec. - NOX Rate Summer v3.1, Unit 799 and retrofits | 538 | 1797 | Rate Constraint in lbs/MMBtu | FALSE | L | Annual | Net Emissions Allowance Position | Thousand Tons | 0 | 0.00035566 | 0.00082 | 0.00082 | 0.001808 | 0.001808 | 0.0014067 | 0.00082
IL Fac. Spec. - NOX Rate Summer v3.1, Unit 799 and retrofits | 538 | 1797 | Rate Constraint in lbs/MMBtu | FALSE | L | Annual | Fuel Consumed | TBtu | 0 | 0.03113 | 0.071773 | 0.071773 | 0.15825 | 0.15825 | 0.12313 | 0.071773
IL Fac. Spec. - NOX Rate Summer v3.1, Unit 799 and retrofits | 538 | 1797 | Rate Constraint in lbs/MMBtu | FALSE | L | Annual | Rate | lb/MMBtu | 0 | 0.02285 | 0.02285 | 0.02285 | 0.02285 | 0.02285 | 0.02285 | 0.02285
IL Fac. Spec. - NOX Rate Summer v3.1, Unit 799 and retrofits | 538 | 1797 | Rate Constraint in lbs/MMBtu | FALSE | L | Annual | Generation | TWh | 0 | 0.0023731 | 0.0054713 | 0.0054713 | 0.012063 | 0.012063 | 0.0093861 | 0.0054713
IL Fac. Spec. - NOX Rate Summer v3.1, Unit 799 and retrofits | 538 | 1797 | Rate Constraint in lbs/MMBtu | FALSE | L | Annual | Qualifying Generation | TWh | 0 | 0.0023731 | 0.0054713 | 0.0054713 | 0.012063 | 0.012063 | 0.0093861 | 0.0054713
IL Fac. Spec. - NOX Rate Summer v3.1, Unit 799 and retrofits | 538 | 1797 | Rate Constraint in lbs/MMBtu | FALSE | L | Annual | Rate | lb/MWh | 0 | 0.29975 | 0.29975 | 0.29975 | 0.29975 | 0.29975 | 0.29975 | 0.29975
IL Fac. Spec. - NOX Rate Summer v3.1, Unit 799 and retrofits | 538 | 1797 | Rate Constraint in lbs/MMBtu | FALSE | L | Annual | Constraint Shadow Price | US2016$/Ton | 0 | 0 | 0 | 0 | 0 | 0 | 0 | 0
IL Fac. Spec. - NOX Rate Summer v3.1, Unit 800 and retrofits | 539 | 1797 | Rate Constraint in lbs/MMBtu | FALSE | L | Annual | Seasons Included | Seasons | Summer | Summer | Summer | Summer | Summer | Summer | Summer | Summer
IL Fac. Spec. - NOX Rate Summer v3.1, Unit 800 and retrofits | 539 | 1797 | Rate Constraint in lbs/MMBtu | FALSE | L | Annual | Standard NOX | lb/MMBtu | 0.25 | 0.25 | 0.25 | 0.25 | 0.25 | 0.25 | 0.25 | 0.25
IL Fac. Spec. - NOX Rate Summer v3.1, Unit 800 and retrofits | 539 | 1797 | Rate Constraint in lbs/MMBtu | FALSE | L | Annual | Emissions at Affected Plants NOX | Thousand Tons | 0 | 0.00033341 | 0.00076869 | 0.00076869 | 0.0016948 | 0.0016948 | 0.00076869 | 0.00076869
IL Fac. Spec. - NOX Rate Summer v3.1, Unit 800 and retrofits | 539 | 1797 | Rate Constraint in lbs/MMBtu | FALSE | L | Annual | Allowances Purchased NOX | Thousand Tons | 0 | 0 | 0 | 0 | 0 | 0 | 0 | 0
IL Fac. Spec. - NOX Rate Summer v3.1, Unit 800 and retrofits | 539 | 1797 | Rate Constraint in lbs/MMBtu | FALSE | L | Annual | Allowances Sold NOX | Thousand Tons | 0 | 0 | 0 | 0 | 0 | 0 | 0 | 0
IL Fac. Spec. - NOX Rate Summer v3.1, Unit 800 and retrofits | 539 | 1797 | Rate Constraint in lbs/MMBtu | FALSE | L | Annual | Allowances Banked | Thousand Tons | 0 | 0 | 0 | 0 | 0 | 0 | 0 | 0
IL Fac. Spec. - NOX Rate Summer v3.1, Unit 800 and retrofits | 539 | 1797 | Rate Constraint in lbs/MMBtu | FALSE | L | Annual | Allowances Withdrawn (1:1) | Thousand Tons | 0 | 0 | 0 | 0 | 0 | 0 | 0 | 0
IL Fac. Spec. - NOX Rate Summer v3.1, Unit 800 and retrofits | 539 | 1797 | Rate Constraint in lbs/MMBtu | FALSE | L | Annual | Allowances Withdrawn (n:1) | Thousand Tons | 0 | 0 | 0 | 0 | 0 | 0 | 0 | 0
IL Fac. Spec. - NOX Rate Summer v3.1, Unit 800 and retrofits | 539 | 1797 | Rate Constraint in lbs/MMBtu | FALSE | L | Annual | Net Emissions Allowance Position | Thousand Tons | 0 | 0.00033341 | 0.00076869 | 0.00076869 | 0.0016948 | 0.0016948 | 0.00076869 | 0.00076869
IL Fac. Spec. - NOX Rate Summer v3.1, Unit 800 and retrofits | 539 | 1797 | Rate Constraint in lbs/MMBtu | FALSE | L | Annual | Fuel Consumed | TBtu | 0 | 0.03113 | 0.071773 | 0.071773 | 0.15825 | 0.15825 | 0.071773 | 0.071773
IL Fac. Spec. - NOX Rate Summer v3.1, Unit 800 and retrofits | 539 | 1797 | Rate Constraint in lbs/MMBtu | FALSE | L | Annual | Rate | lb/MMBtu | 0 | 0.02142 | 0.02142 | 0.02142 | 0.02142 | 0.02142 | 0.02142 | 0.02142
IL Fac. Spec. - NOX Rate Summer v3.1, Unit 800 and retrofits | 539 | 1797 | Rate Constraint in lbs/MMBtu | FALSE | L | Annual | Generation | TWh | 0 | 0.0023731 | 0.0054713 | 0.0054713 | 0.012063 | 0.012063 | 0.0054713 | 0.0054713
IL Fac. Spec. - NOX Rate Summer v3.1, Unit 800 and retrofits | 539 | 1797 | Rate Constraint in lbs/MMBtu | FALSE | L | Annual | Qualifying Generation | TWh | 0 | 0.0023731 | 0.0054713 | 0.0054713 | 0.012063 | 0.012063 | 0.0054713 | 0.0054713
IL Fac. Spec. - NOX Rate Summer v3.1, Unit 800 and retrofits | 539 | 1797 | Rate Constraint in lbs/MMBtu | FALSE | L | Annual | Rate | lb/MWh | 0 | 0.28099 | 0.28099 | 0.28099 | 0.28099 | 0.28099 | 0.28099 | 0.28099
IL Fac. Spec. - NOX Rate Summer v3.1, Unit 800 and retrofits | 539 | 1797 | Rate Constraint in lbs/MMBtu | FALSE | L | Annual | Constraint Shadow Price | US2016$/Ton | 0 | 0 | 0 | 0 | 0 | 0 | 0 | 0
IL Fac. Spec. - NOX Rate Summer v3.1, Unit 801 and retrofits | 540 | 1797 | Rate Constraint in lbs/MMBtu | FALSE | L | Annual | Seasons Included | Seasons | Summer | Summer | Summer | Summer | Summer | Summer | Summer | Summer
IL Fac. Spec. - NOX Rate Summer v3.1, Unit 801 and retrofits | 540 | 1797 | Rate Constraint in lbs/MMBtu | FALSE | L | Annual | Standard NOX | lb/MMBtu | 0.25 | 0.25 | 0.25 | 0.25 | 0.25 | 0.25 | 0.25 | 0.25
IL Fac. Spec. - NOX Rate Summer v3.1, Unit 801 and retrofits | 540 | 1797 | Rate Constraint in lbs/MMBtu | FALSE | L | Annual | Emissions at Affected Plants NOX | Thousand Tons | 0 | 0 | 0 | 0 | 0 | 0.0011361 | 0 | 0
IL Fac. Spec. - NOX Rate Summer v3.1, Unit 801 and retrofits | 540 | 1797 | Rate Constraint in lbs/MMBtu | FALSE | L | Annual | Allowances Purchased NOX | Thousand Tons | 0 | 0 | 0 | 0 | 0 | 0 | 0 | 0
IL Fac. Spec. - NOX Rate Summer v3.1, Unit 801 and retrofits | 540 | 1797 | Rate Constraint in lbs/MMBtu | FALSE | L | Annual | Allowances Sold NOX | Thousand Tons | 0 | 0 | 0 | 0 | 0 | 0 | 0 | 0
IL Fac. Spec. - NOX Rate Summer v3.1, Unit 801 and retrofits | 540 | 1797 | Rate Constraint in lbs/MMBtu | FALSE | L | Annual | Allowances Banked | Thousand Tons | 0 | 0 | 0 | 0 | 0 | 0 | 0 | 0
IL Fac. Spec. - NOX Rate Summer v3.1, Unit 801 and retrofits | 540 | 1797 | Rate Constraint in lbs/MMBtu | FALSE | L | Annual | Allowances Withdrawn (1:1) | Thousand Tons | 0 | 0 | 0 | 0 | 0 | 0 | 0 | 0
IL Fac. Spec. - NOX Rate Summer v3.1, Unit 801 and retrofits | 540 | 1797 | Rate Constraint in lbs/MMBtu | FALSE | L | Annual | Allowances Withdrawn (n:1) | Thousand Tons | 0 | 0 | 0 | 0 | 0 | 0 | 0 | 0
IL Fac. Spec. - NOX Rate Summer v3.1, Unit 801 and retrofits | 540 | 1797 | Rate Constraint in lbs/MMBtu | FALSE | L | Annual | Net Emissions Allowance Position | Thousand Tons | 0 | 0 | 0 | 0 | 0 | 0.0011361 | 0 | 0
IL Fac. Spec. - NOX Rate Summer v3.1, Unit 801 and retrofits | 540 | 1797 | Rate Constraint in lbs/MMBtu | FALSE | L | Annual | Fuel Consumed | TBtu | 0 | 0 | 0 | 0 | 0 | 0.082418 | 0 | 0
IL Fac. Spec. - NOX Rate Summer v3.1, Unit 801 and retrofits | 540 | 1797 | Rate Constraint in lbs/MMBtu | FALSE | L | Annual | Rate | lb/MMBtu | 0 | 0 | 0 | 0 | 0 | 0.02757 | 0 | 0
IL Fac. Spec. - NOX Rate Summer v3.1, Unit 801 and retrofits | 540 | 1797 | Rate Constraint in lbs/MMBtu | FALSE | L | Annual | Generation | TWh | 0 | 0 | 0 | 0 | 0 | 0.0056993 | 0 | 0
IL Fac. Spec. - NOX Rate Summer v3.1, Unit 801 and retrofits | 540 | 1797 | Rate Constraint in lbs/MMBtu | FALSE | L | Annual | Qualifying Generation | TWh | 0 | 0 | 0 | 0 | 0 | 0.0056993 | 0 | 0
IL Fac. Spec. - NOX Rate Summer v3.1, Unit 801 and retrofits | 540 | 1797 | Rate Constraint in lbs/MMBtu | FALSE | L | Annual | Rate | lb/MWh | 0 | 0 | 0 | 0 | 0 | 0.39869 | 0 | 0
IL Fac. Spec. - NOX Rate Summer v3.1, Unit 801 and retrofits | 540 | 1797 | Rate Constraint in lbs/MMBtu | FALSE | L | Annual | Constraint Shadow Price | US2016$/Ton | 0 | 0 | 0 | 0 | 0 | 0 | 0 | 0
IL Fac. Spec. - NOX Rate Summer v3.1, Unit 802 and retrofits | 541 | 1797 | Rate Constraint in lbs/MMBtu | FALSE | L | Annual | Seasons Included | Seasons | Summer | Summer | Summer | Summer | Summer | Summer | Summer | Summer
IL Fac. Spec. - NOX Rate Summer v3.1, Unit 802 and retrofits | 541 | 1797 | Rate Constraint in lbs/MMBtu | FALSE | L | Annual | Standard NOX | lb/MMBtu | 0.25 | 0.25 | 0.25 | 0.25 | 0.25 | 0.25 | 0.25 | 0.25
IL Fac. Spec. - NOX Rate Summer v3.1, Unit 802 and retrofits | 541 | 1797 | Rate Constraint in lbs/MMBtu | FALSE | L | Annual | Emissions at Affected Plants NOX | Thousand Tons | 0 | 0 | 0 | 0 | 0 | 0.0010089 | 0 | 0
IL Fac. Spec. - NOX Rate Summer v3.1, Unit 802 and retrofits | 541 | 1797 | Rate Constraint in lbs/MMBtu | FALSE | L | Annual | Allowances Purchased NOX | Thousand Tons | 0 | 0 | 0 | 0 | 0 | 0 | 0 | 0
IL Fac. Spec. - NOX Rate Summer v3.1, Unit 802 and retrofits | 541 | 1797 | Rate Constraint in lbs/MMBtu | FALSE | L | Annual | Allowances Sold NOX | Thousand Tons | 0 | 0 | 0 | 0 | 0 | 0 | 0 | 0
IL Fac. Spec. - NOX Rate Summer v3.1, Unit 802 and retrofits | 541 | 1797 | Rate Constraint in lbs/MMBtu | FALSE | L | Annual | Allowances Banked | Thousand Tons | 0 | 0 | 0 | 0 | 0 | 0 | 0 | 0
IL Fac. Spec. - NOX Rate Summer v3.1, Unit 802 and retrofits | 541 | 1797 | Rate Constraint in lbs/MMBtu | FALSE | L | Annual | Allowances Withdrawn (1:1) | Thousand Tons | 0 | 0 | 0 | 0 | 0 | 0 | 0 | 0
IL Fac. Spec. - NOX Rate Summer v3.1, Unit 802 and retrofits | 541 | 1797 | Rate Constraint in lbs/MMBtu | FALSE | L | Annual | Allowances Withdrawn (n:1) | Thousand Tons | 0 | 0 | 0 | 0 | 0 | 0 | 0 | 0
IL Fac. Spec. - NOX Rate Summer v3.1, Unit 802 and retrofits | 541 | 1797 | Rate Constraint in lbs/MMBtu | FALSE | L | Annual | Net Emissions Allowance Position | Thousand Tons | 0 | 0 | 0 | 0 | 0 | 0.0010089 | 0 | 0
IL Fac. Spec. - NOX Rate Summer v3.1, Unit 802 and retrofits | 541 | 1797 | Rate Constraint in lbs/MMBtu | FALSE | L | Annual | Fuel Consumed | TBtu | 0 | 0 | 0 | 0 | 0 | 0.082423 | 0 | 0
IL Fac. Spec. - NOX Rate Summer v3.1, Unit 802 and retrofits | 541 | 1797 | Rate Constraint in lbs/MMBtu | FALSE | L | Annual | Rate | lb/MMBtu | 0 | 0 | 0 | 0 | 0 | 0.02448 | 0 | 0
IL Fac. Spec. - NOX Rate Summer v3.1, Unit 802 and retrofits | 541 | 1797 | Rate Constraint in lbs/MMBtu | FALSE | L | Annual | Generation | TWh | 0 | 0 | 0 | 0 | 0 | 0.0056993 | 0 | 0
IL Fac. Spec. - NOX Rate Summer v3.1, Unit 802 and retrofits | 541 | 1797 | Rate Constraint in lbs/MMBtu | FALSE | L | Annual | Qualifying Generation | TWh | 0 | 0 | 0 | 0 | 0 | 0.0056993 | 0 | 0
IL Fac. Spec. - NOX Rate Summer v3.1, Unit 802 and retrofits | 541 | 1797 | Rate Constraint in lbs/MMBtu | FALSE | L | Annual | Rate | lb/MWh | 0 | 0 | 0 | 0 | 0 | 0.35403 | 0 | 0
IL Fac. Spec. - NOX Rate Summer v3.1, Unit 802 and retrofits | 541 | 1797 | Rate Constraint in lbs/MMBtu | FALSE | L | Annual | Constraint Shadow Price | US2016$/Ton | 0 | 0 | 0 | 0 | 0 | 0 | 0 | 0
IL Fac. Spec. - NOX Rate Summer v3.1, Unit 803 and retrofits | 542 | 1797 | Rate Constraint in lbs/MMBtu | FALSE | L | Annual | Seasons Included | Seasons | Summer | Summer | Summer | Summer | Summer | Summer | Summer | Summer
IL Fac. Spec. - NOX Rate Summer v3.1, Unit 803 and retrofits | 542 | 1797 | Rate Constraint in lbs/MMBtu | FALSE | L | Annual | Standard NOX | lb/MMBtu | 0.25 | 0.25 | 0.25 | 0.25 | 0.25 | 0.25 | 0.25 | 0.25
IL Fac. Spec. - NOX Rate Summer v3.1, Unit 803 and retrofits | 542 | 1797 | Rate Constraint in lbs/MMBtu | FALSE | L | Annual | Emissions at Affected Plants NOX | Thousand Tons | 0 | 0 | 0 | 0 | 0 | 0.0012116 | 0 | 0
IL Fac. Spec. - NOX Rate Summer v3.1, Unit 803 and retrofits | 542 | 1797 | Rate Constraint in lbs/MMBtu | FALSE | L | Annual | Allowances Purchased NOX | Thousand Tons | 0 | 0 | 0 | 0 | 0 | 0 | 0 | 0
IL Fac. Spec. - NOX Rate Summer v3.1, Unit 803 and retrofits | 542 | 1797 | Rate Constraint in lbs/MMBtu | FALSE | L | Annual | Allowances Sold NOX | Thousand Tons | 0 | 0 | 0 | 0 | 0 | 0 | 0 | 0
IL Fac. Spec. - NOX Rate Summer v3.1, Unit 803 and retrofits | 542 | 1797 | Rate Constraint in lbs/MMBtu | FALSE | L | Annual | Allowances Banked | Thousand Tons | 0 | 0 | 0 | 0 | 0 | 0 | 0 | 0
IL Fac. Spec. - NOX Rate Summer v3.1, Unit 803 and retrofits | 542 | 1797 | Rate Constraint in lbs/MMBtu | FALSE | L | Annual | Allowances Withdrawn (1:1) | Thousand Tons | 0 | 0 | 0 | 0 | 0 | 0 | 0 | 0
IL Fac. Spec. - NOX Rate Summer v3.1, Unit 803 and retrofits | 542 | 1797 | Rate Constraint in lbs/MMBtu | FALSE | L | Annual | Allowances Withdrawn (n:1) | Thousand Tons | 0 | 0 | 0 | 0 | 0 | 0 | 0 | 0
IL Fac. Spec. - NOX Rate Summer v3.1, Unit 803 and retrofits | 542 | 1797 | Rate Constraint in lbs/MMBtu | FALSE | L | Annual | Net Emissions Allowance Position | Thousand Tons | 0 | 0 | 0 | 0 | 0 | 0.0012116 | 0 | 0
IL Fac. Spec. - NOX Rate Summer v3.1, Unit 803 and retrofits | 542 | 1797 | Rate Constraint in lbs/MMBtu | FALSE | L | Annual | Fuel Consumed | TBtu | 0 | 0 | 0 | 0 | 0 | 0.082423 | 0 | 0
IL Fac. Spec. - NOX Rate Summer v3.1, Unit 803 and retrofits | 542 | 1797 | Rate Constraint in lbs/MMBtu | FALSE | L | Annual | Rate | lb/MMBtu | 0 | 0 | 0 | 0 | 0 | 0.0294 | 0 | 0
IL Fac. Spec. - NOX Rate Summer v3.1, Unit 803 and retrofits | 542 | 1797 | Rate Constraint in lbs/MMBtu | FALSE | L | Annual | Generation | TWh | 0 | 0 | 0 | 0 | 0 | 0.0056993 | 0 | 0
IL Fac. Spec. - NOX Rate Summer v3.1, Unit 803 and retrofits | 542 | 1797 | Rate Constraint in lbs/MMBtu | FALSE | L | Annual | Qualifying Generation | TWh | 0 | 0 | 0 | 0 | 0 | 0.0056993 | 0 | 0
IL Fac. Spec. - NOX Rate Summer v3.1, Unit 803 and retrofits | 542 | 1797 | Rate Constraint in lbs/MMBtu | FALSE | L | Annual | Rate | lb/MWh | 0 | 0 | 0 | 0 | 0 | 0.42518 | 0 | 0
IL Fac. Spec. - NOX Rate Summer v3.1, Unit 803 and retrofits | 542 | 1797 | Rate Constraint in lbs/MMBtu | FALSE | L | Annual | Constraint Shadow Price | US2016$/Ton | 0 | 0 | 0 | 0 | 0 | 0 | 0 | 0
IL Fac. Spec. - NOX Rate Summer v3.1, Unit 804 and retrofits | 543 | 1797 | Rate Constraint in lbs/MMBtu | FALSE | L | Annual | Seasons Included | Seasons | Summer | Summer | Summer | Summer | Summer | Summer | Summer | Summer
IL Fac. Spec. - NOX Rate Summer v3.1, Unit 804 and retrofits | 543 | 1797 | Rate Constraint in lbs/MMBtu | FALSE | L | Annual | Standard NOX | lb/MMBtu | 0.25 | 0.25 | 0.25 | 0.25 | 0.25 | 0.25 | 0.25 | 0.25
IL Fac. Spec. - NOX Rate Summer v3.1, Unit 804 and retrofits | 543 | 1797 | Rate Constraint in lbs/MMBtu | FALSE | L | Annual | Emissions at Affected Plants NOX | Thousand Tons | 0 | 0 | 0 | 0 | 0 | 0.0010917 | 0 | 0
IL Fac. Spec. - NOX Rate Summer v3.1, Unit 804 and retrofits | 543 | 1797 | Rate Constraint in lbs/MMBtu | FALSE | L | Annual | Allowances Purchased NOX | Thousand Tons | 0 | 0 | 0 | 0 | 0 | 0 | 0 | 0
IL Fac. Spec. - NOX Rate Summer v3.1, Unit 804 and retrofits | 543 | 1797 | Rate Constraint in lbs/MMBtu | FALSE | L | Annual | Allowances Sold NOX | Thousand Tons | 0 | 0 | 0 | 0 | 0 | 0 | 0 | 0
IL Fac. Spec. - NOX Rate Summer v3.1, Unit 804 and retrofits | 543 | 1797 | Rate Constraint in lbs/MMBtu | FALSE | L | Annual | Allowances Banked | Thousand Tons | 0 | 0 | 0 | 0 | 0 | 0 | 0 | 0
IL Fac. Spec. - NOX Rate Summer v3.1, Unit 804 and retrofits | 543 | 1797 | Rate Constraint in lbs/MMBtu | FALSE | L | Annual | Allowances Withdrawn (1:1) | Thousand Tons | 0 | 0 | 0 | 0 | 0 | 0 | 0 | 0
IL Fac. Spec. - NOX Rate Summer v3.1, Unit 804 and retrofits | 543 | 1797 | Rate Constraint in lbs/MMBtu | FALSE | L | Annual | Allowances Withdrawn (n:1) | Thousand Tons | 0 | 0 | 0 | 0 | 0 | 0 | 0 | 0
IL Fac. Spec. - NOX Rate Summer v3.1, Unit 804 and retrofits | 543 | 1797 | Rate Constraint in lbs/MMBtu | FALSE | L | Annual | Net Emissions Allowance Position | Thousand Tons | 0 | 0 | 0 | 0 | 0 | 0.0010917 | 0 | 0
IL Fac. Spec. - NOX Rate Summer v3.1, Unit 804 and retrofits | 543 | 1797 | Rate Constraint in lbs/MMBtu | FALSE | L | Annual | Fuel Consumed | TBtu | 0 | 0 | 0 | 0 | 0 | 0.082423 | 0 | 0
IL Fac. Spec. - NOX Rate Summer v3.1, Unit 804 and retrofits | 543 | 1797 | Rate Constraint in lbs/MMBtu | FALSE | L | Annual | Rate | lb/MMBtu | 0 | 0 | 0 | 0 | 0 | 0.02649 | 0 | 0
IL Fac. Spec. - NOX Rate Summer v3.1, Unit 804 and retrofits | 543 | 1797 | Rate Constraint in lbs/MMBtu | FALSE | L | Annual | Generation | TWh | 0 | 0 | 0 | 0 | 0 | 0.0056993 | 0 | 0
IL Fac. Spec. - NOX Rate Summer v3.1, Unit 804 and retrofits | 543 | 1797 | Rate Constraint in lbs/MMBtu | FALSE | L | Annual | Qualifying Generation | TWh | 0 | 0 | 0 | 0 | 0 | 0.0056993 | 0 | 0
IL Fac. Spec. - NOX Rate Summer v3.1, Unit 804 and retrofits | 543 | 1797 | Rate Constraint in lbs/MMBtu | FALSE | L | Annual | Rate | lb/MWh | 0 | 0 | 0 | 0 | 0 | 0.3831 | 0 | 0
IL Fac. Spec. - NOX Rate Summer v3.1, Unit 804 and retrofits | 543 | 1797 | Rate Constraint in lbs/MMBtu | FALSE | L | Annual | Constraint Shadow Price | US2016$/Ton | 0 | 0 | 0 | 0 | 0 | 0 | 0 | 0
IL Fac. Spec. - NOX Rate Summer v3.1, Unit 805 and retrofits | 544 | 1797 | Rate Constraint in lbs/MMBtu | FALSE | L | Annual | Seasons Included | Seasons | Summer | Summer | Summer | Summer | Summer | Summer | Summer | Summer
IL Fac. Spec. - NOX Rate Summer v3.1, Unit 805 and retrofits | 544 | 1797 | Rate Constraint in lbs/MMBtu | FALSE | L | Annual | Standard NOX | lb/MMBtu | 0.25 | 0.25 | 0.25 | 0.25 | 0.25 | 0.25 | 0.25 | 0.25
IL Fac. Spec. - NOX Rate Summer v3.1, Unit 805 and retrofits | 544 | 1797 | Rate Constraint in lbs/MMBtu | FALSE | L | Annual | Emissions at Affected Plants NOX | Thousand Tons | 0.0027393 | 0.0054336 | 0.0054336 | 0.0054336 | 0.010343 | 0.0054336 | 0.0054336 | 0.0054336
IL Fac. Spec. - NOX Rate Summer v3.1, Unit 805 and retrofits | 544 | 1797 | Rate Constraint in lbs/MMBtu | FALSE | L | Annual | Allowances Purchased NOX | Thousand Tons | 0 | 0 | 0 | 0 | 0 | 0 | 0 | 0
IL Fac. Spec. - NOX Rate Summer v3.1, Unit 805 and retrofits | 544 | 1797 | Rate Constraint in lbs/MMBtu | FALSE | L | Annual | Allowances Sold NOX | Thousand Tons | 0 | 0 | 0 | 0 | 0 | 0 | 0 | 0
IL Fac. Spec. - NOX Rate Summer v3.1, Unit 805 and retrofits | 544 | 1797 | Rate Constraint in lbs/MMBtu | FALSE | L | Annual | Allowances Banked | Thousand Tons | 0 | 0 | 0 | 0 | 0 | 0 | 0 | 0
IL Fac. Spec. - NOX Rate Summer v3.1, Unit 805 and retrofits | 544 | 1797 | Rate Constraint in lbs/MMBtu | FALSE | L | Annual | Allowances Withdrawn (1:1) | Thousand Tons | 0 | 0 | 0 | 0 | 0 | 0 | 0 | 0
IL Fac. Spec. - NOX Rate Summer v3.1, Unit 805 and retrofits | 544 | 1797 | Rate Constraint in lbs/MMBtu | FALSE | L | Annual | Allowances Withdrawn (n:1) | Thousand Tons | 0 | 0 | 0 | 0 | 0 | 0 | 0 | 0
IL Fac. Spec. - NOX Rate Summer v3.1, Unit 805 and retrofits | 544 | 1797 | Rate Constraint in lbs/MMBtu | FALSE | L | Annual | Net Emissions Allowance Position | Thousand Tons | 0.0027393 | 0.0054336 | 0.0054336 | 0.0054336 | 0.010343 | 0.0054336 | 0.0054336 | 0.0054336
IL Fac. Spec. - NOX Rate Summer v3.1, Unit 805 and retrofits | 544 | 1797 | Rate Constraint in lbs/MMBtu | FALSE | L | Annual | Fuel Consumed | TBtu | 0.07338 | 0.14556 | 0.14556 | 0.14556 | 0.27708 | 0.14556 | 0.14556 | 0.14556
IL Fac. Spec. - NOX Rate Summer v3.1, Unit 805 and retrofits | 544 | 1797 | Rate Constraint in lbs/MMBtu | FALSE | L | Annual | Rate | lb/MMBtu | 0.07466 | 0.07466 | 0.07466 | 0.07466 | 0.07466 | 0.07466 | 0.07466 | 0.07466
IL Fac. Spec. - NOX Rate Summer v3.1, Unit 805 and retrofits | 544 | 1797 | Rate Constraint in lbs/MMBtu | FALSE | L | Annual | Generation | TWh | 0.0068292 | 0.013546 | 0.013546 | 0.013546 | 0.025787 | 0.013546 | 0.013546 | 0.013546
IL Fac. Spec. - NOX Rate Summer v3.1, Unit 805 and retrofits | 544 | 1797 | Rate Constraint in lbs/MMBtu | FALSE | L | Annual | Qualifying Generation | TWh | 0.0068292 | 0.013546 | 0.013546 | 0.013546 | 0.025787 | 0.013546 | 0.013546 | 0.013546
IL Fac. Spec. - NOX Rate Summer v3.1, Unit 805 and retrofits | 544 | 1797 | Rate Constraint in lbs/MMBtu | FALSE | L | Annual | Rate | lb/MWh | 0.80222 | 0.80222 | 0.80222 | 0.80222 | 0.80222 | 0.80222 | 0.80222 | 0.80222
IL Fac. Spec. - NOX Rate Summer v3.1, Unit 805 and retrofits | 544 | 1797 | Rate Constraint in lbs/MMBtu | FALSE | L | Annual | Constraint Shadow Price | US2016$/Ton | 0 | 0 | 0 | 0 | 0 | 0 | 0 | 0
IL Fac. Spec. - NOX Rate Summer v3.1, Unit 806 and retrofits | 545 | 1797 | Rate Constraint in lbs/MMBtu | FALSE | L | Annual | Seasons Included | Seasons | Summer | Summer | Summer | Summer | Summer | Summer | Summer | Summer
IL Fac. Spec. - NOX Rate Summer v3.1, Unit 806 and retrofits | 545 | 1797 | Rate Constraint in lbs/MMBtu | FALSE | L | Annual | Standard NOX | lb/MMBtu | 0.25 | 0.25 | 0.25 | 0.25 | 0.25 | 0.25 | 0.25 | 0.25
IL Fac. Spec. - NOX Rate Summer v3.1, Unit 806 and retrofits | 545 | 1797 | Rate Constraint in lbs/MMBtu | FALSE | L | Annual | Emissions at Affected Plants NOX | Thousand Tons | 0.0027213 | 0.005398 | 0.005398 | 0.005398 | 0.010275 | 0.005398 | 0.005398 | 0.005398
IL Fac. Spec. - NOX Rate Summer v3.1, Unit 806 and retrofits | 545 | 1797 | Rate Constraint in lbs/MMBtu | FALSE | L | Annual | Allowances Purchased NOX | Thousand Tons | 0 | 0 | 0 | 0 | 0 | 0 | 0 | 0
IL Fac. Spec. - NOX Rate Summer v3.1, Unit 806 and retrofits | 545 | 1797 | Rate Constraint in lbs/MMBtu | FALSE | L | Annual | Allowances Sold NOX | Thousand Tons | 0 | 0 | 0 | 0 | 0 | 0 | 0 | 0
IL Fac. Spec. - NOX Rate Summer v3.1, Unit 806 and retrofits | 545 | 1797 | Rate Constraint in lbs/MMBtu | FALSE | L | Annual | Allowances Banked | Thousand Tons | 0 | 0 | 0 | 0 | 0 | 0 | 0 | 0
IL Fac. Spec. - NOX Rate Summer v3.1, Unit 806 and retrofits | 545 | 1797 | Rate Constraint in lbs/MMBtu | FALSE | L | Annual | Allowances Withdrawn (1:1) | Thousand Tons | 0 | 0 | 0 | 0 | 0 | 0 | 0 | 0
IL Fac. Spec. - NOX Rate Summer v3.1, Unit 806 and retrofits | 545 | 1797 | Rate Constraint in lbs/MMBtu | FALSE | L | Annual | Allowances Withdrawn (n:1) | Thousand Tons | 0 | 0 | 0 | 0 | 0 | 0 | 0 | 0
IL Fac. Spec. - NOX Rate Summer v3.1, Unit 806 and retrofits | 545 | 1797 | Rate Constraint in lbs/MMBtu | FALSE | L | Annual | Net Emissions Allowance Position | Thousand Tons | 0.0027213 | 0.005398 | 0.005398 | 0.005398 | 0.010275 | 0.005398 | 0.005398 | 0.005398
IL Fac. Spec. - NOX Rate Summer v3.1, Unit 806 and retrofits | 545 | 1797 | Rate Constraint in lbs/MMBtu | FALSE | L | Annual | Fuel Consumed | TBtu | 0.07338 | 0.14556 | 0.14556 | 0.14556 | 0.27708 | 0.14556 | 0.14556 | 0.14556
IL Fac. Spec. - NOX Rate Summer v3.1, Unit 806 and retrofits | 545 | 1797 | Rate Constraint in lbs/MMBtu | FALSE | L | Annual | Rate | lb/MMBtu | 0.07417 | 0.07417 | 0.07417 | 0.07417 | 0.07417 | 0.07417 | 0.07417 | 0.07417
IL Fac. Spec. - NOX Rate Summer v3.1, Unit 806 and retrofits | 545 | 1797 | Rate Constraint in lbs/MMBtu | FALSE | L | Annual | Generation | TWh | 0.0068292 | 0.013546 | 0.013546 | 0.013546 | 0.025787 | 0.013546 | 0.013546 | 0.013546
IL Fac. Spec. - NOX Rate Summer v3.1, Unit 806 and retrofits | 545 | 1797 | Rate Constraint in lbs/MMBtu | FALSE | L | Annual | Qualifying Generation | TWh | 0.0068292 | 0.013546 | 0.013546 | 0.013546 | 0.025787 | 0.013546 | 0.013546 | 0.013546
IL Fac. Spec. - NOX Rate Summer v3.1, Unit 806 and retrofits | 545 | 1797 | Rate Constraint in lbs/MMBtu | FALSE | L | Annual | Rate | lb/MWh | 0.79696 | 0.79696 | 0.79696 | 0.79696 | 0.79696 | 0.79696 | 0.79696 | 0.79696
IL Fac. Spec. - NOX Rate Summer v3.1, Unit 806 and retrofits | 545 | 1797 | Rate Constraint in lbs/MMBtu | FALSE | L | Annual | Constraint Shadow Price | US2016$/Ton | 0 | 0 | 0 | 0 | 0 | 0 | 0 | 0
IL Fac. Spec. - NOX Rate Summer v3.1, Unit 807 and retrofits | 546 | 1797 | Rate Constraint in lbs/MMBtu | FALSE | L | Annual | Seasons Included | Seasons | Summer | Summer | Summer | Summer | Summer | Summer | Summer | Summer
IL Fac. Spec. - NOX Rate Summer v3.1, Unit 807 and retrofits | 546 | 1797 | Rate Constraint in lbs/MMBtu | FALSE | L | Annual | Standard NOX | lb/MMBtu | 0.25 | 0.25 | 0.25 | 0.25 | 0.25 | 0.25 | 0.25 | 0.25
IL Fac. Spec. - NOX Rate Summer v3.1, Unit 807 and retrofits | 546 | 1797 | Rate Constraint in lbs/MMBtu | FALSE | L | Annual | Emissions at Affected Plants NOX | Thousand Tons | 0.0027272 | 0.0054096 | 0.0054096 | 0.0054096 | 0.010298 | 0.0054096 | 0.0054096 | 0.0054096
IL Fac. Spec. - NOX Rate Summer v3.1, Unit 807 and retrofits | 546 | 1797 | Rate Constraint in lbs/MMBtu | FALSE | L | Annual | Allowances Purchased NOX | Thousand Tons | 0 | 0 | 0 | 0 | 0 | 0 | 0 | 0
IL Fac. Spec. - NOX Rate Summer v3.1, Unit 807 and retrofits | 546 | 1797 | Rate Constraint in lbs/MMBtu | FALSE | L | Annual | Allowances Sold NOX | Thousand Tons | 0 | 0 | 0 | 0 | 0 | 0 | 0 | 0
IL Fac. Spec. - NOX Rate Summer v3.1, Unit 807 and retrofits | 546 | 1797 | Rate Constraint in lbs/MMBtu | FALSE | L | Annual | Allowances Banked | Thousand Tons | 0 | 0 | 0 | 0 | 0 | 0 | 0 | 0
IL Fac. Spec. - NOX Rate Summer v3.1, Unit 807 and retrofits | 546 | 1797 | Rate Constraint in lbs/MMBtu | FALSE | L | Annual | Allowances Withdrawn (1:1) | Thousand Tons | 0 | 0 | 0 | 0 | 0 | 0 | 0 | 0
IL Fac. Spec. - NOX Rate Summer v3.1, Unit 807 and retrofits | 546 | 1797 | Rate Constraint in lbs/MMBtu | FALSE | L | Annual | Allowances Withdrawn (n:1) | Thousand Tons | 0 | 0 | 0 | 0 | 0 | 0 | 0 | 0
IL Fac. Spec. - NOX Rate Summer v3.1, Unit 807 and retrofits | 546 | 1797 | Rate Constraint in lbs/MMBtu | FALSE | L | Annual | Net Emissions Allowance Position | Thousand Tons | 0.0027272 | 0.0054096 | 0.0054096 | 0.0054096 | 0.010298 | 0.0054096 | 0.0054096 | 0.0054096
IL Fac. Spec. - NOX Rate Summer v3.1, Unit 807 and retrofits | 546 | 1797 | Rate Constraint in lbs/MMBtu | FALSE | L | Annual | Fuel Consumed | TBtu | 0.07338 | 0.14556 | 0.14556 | 0.14556 | 0.27708 | 0.14556 | 0.14556 | 0.14556
IL Fac. Spec. - NOX Rate Summer v3.1, Unit 807 and retrofits | 546 | 1797 | Rate Constraint in lbs/MMBtu | FALSE | L | Annual | Rate | lb/MMBtu | 0.07433 | 0.07433 | 0.07433 | 0.07433 | 0.07433 | 0.07433 | 0.07433 | 0.07433
IL Fac. Spec. - NOX Rate Summer v3.1, Unit 807 and retrofits | 546 | 1797 | Rate Constraint in lbs/MMBtu | FALSE | L | Annual | Generation | TWh | 0.0068292 | 0.013546 | 0.013546 | 0.013546 | 0.025787 | 0.013546 | 0.013546 | 0.013546
IL Fac. Spec. - NOX Rate Summer v3.1, Unit 807 and retrofits | 546 | 1797 | Rate Constraint in lbs/MMBtu | FALSE | L | Annual | Qualifying Generation | TWh | 0.0068292 | 0.013546 | 0.013546 | 0.013546 | 0.025787 | 0.013546 | 0.013546 | 0.013546
IL Fac. Spec. - NOX Rate Summer v3.1, Unit 807 and retrofits | 546 | 1797 | Rate Constraint in lbs/MMBtu | FALSE | L | Annual | Rate | lb/MWh | 0.79868 | 0.79868 | 0.79868 | 0.79868 | 0.79868 | 0.79868 | 0.79868 | 0.79868
IL Fac. Spec. - NOX Rate Summer v3.1, Unit 807 and retrofits | 546 | 1797 | Rate Constraint in lbs/MMBtu | FALSE | L | Annual | Constraint Shadow Price | US2016$/Ton | 0 | 0 | 0 | 0 | 0 | 0 | 0 | 0
IL Fac. Spec. - NOX Rate Summer v3.1, Unit 808 and retrofits | 547 | 1797 | Rate Constraint in lbs/MMBtu | FALSE | L | Annual | Seasons Included | Seasons | Summer | Summer | Summer | Summer | Summer | Summer | Summer | Summer
IL Fac. Spec. - NOX Rate Summer v3.1, Unit 808 and retrofits | 547 | 1797 | Rate Constraint in lbs/MMBtu | FALSE | L | Annual | Standard NOX | lb/MMBtu | 0.25 | 0.25 | 0.25 | 0.25 | 0.25 | 0.25 | 0.25 | 0.25
IL Fac. Spec. - NOX Rate Summer v3.1, Unit 808 and retrofits | 547 | 1797 | Rate Constraint in lbs/MMBtu | FALSE | L | Annual | Emissions at Affected Plants NOX | Thousand Tons | 0.0023966 | 0.0047539 | 0.0047539 | 0.0047539 | 0.0090494 | 0.0047539 | 0.0047539 | 0.0047539
IL Fac. Spec. - NOX Rate Summer v3.1, Unit 808 and retrofits | 547 | 1797 | Rate Constraint in lbs/MMBtu | FALSE | L | Annual | Allowances Purchased NOX | Thousand Tons | 0 | 0 | 0 | 0 | 0 | 0 | 0 | 0
IL Fac. Spec. - NOX Rate Summer v3.1, Unit 808 and retrofits | 547 | 1797 | Rate Constraint in lbs/MMBtu | FALSE | L | Annual | Allowances Sold NOX | Thousand Tons | 0 | 0 | 0 | 0 | 0 | 0 | 0 | 0
IL Fac. Spec. - NOX Rate Summer v3.1, Unit 808 and retrofits | 547 | 1797 | Rate Constraint in lbs/MMBtu | FALSE | L | Annual | Allowances Banked | Thousand Tons | 0 | 0 | 0 | 0 | 0 | 0 | 0 | 0
IL Fac. Spec. - NOX Rate Summer v3.1, Unit 808 and retrofits | 547 | 1797 | Rate Constraint in lbs/MMBtu | FALSE | L | Annual | Allowances Withdrawn (1:1) | Thousand Tons | 0 | 0 | 0 | 0 | 0 | 0 | 0 | 0
IL Fac. Spec. - NOX Rate Summer v3.1, Unit 808 and retrofits | 547 | 1797 | Rate Constraint in lbs/MMBtu | FALSE | L | Annual | Allowances Withdrawn (n:1) | Thousand Tons | 0 | 0 | 0 | 0 | 0 | 0 | 0 | 0
IL Fac. Spec. - NOX Rate Summer v3.1, Unit 808 and retrofits | 547 | 1797 | Rate Constraint in lbs/MMBtu | FALSE | L | Annual | Net Emissions Allowance Position | Thousand Tons | 0.0023966 | 0.0047539 | 0.0047539 | 0.0047539 | 0.0090494 | 0.0047539 | 0.0047539 | 0.0047539
IL Fac. Spec. - NOX Rate Summer v3.1, Unit 808 and retrofits | 547 | 1797 | Rate Constraint in lbs/MMBtu | FALSE | L | Annual | Fuel Consumed | TBtu | 0.07338 | 0.14556 | 0.14556 | 0.14556 | 0.27708 | 0.14556 | 0.14556 | 0.14556
IL Fac. Spec. - NOX Rate Summer v3.1, Unit 808 and retrofits | 547 | 1797 | Rate Constraint in lbs/MMBtu | FALSE | L | Annual | Rate | lb/MMBtu | 0.06532 | 0.06532 | 0.06532 | 0.06532 | 0.06532 | 0.06532 | 0.06532 | 0.06532
IL Fac. Spec. - NOX Rate Summer v3.1, Unit 808 and retrofits | 547 | 1797 | Rate Constraint in lbs/MMBtu | FALSE | L | Annual | Generation | TWh | 0.0068292 | 0.013546 | 0.013546 | 0.013546 | 0.025787 | 0.013546 | 0.013546 | 0.013546
IL Fac. Spec. - NOX Rate Summer v3.1, Unit 808 and retrofits | 547 | 1797 | Rate Constraint in lbs/MMBtu | FALSE | L | Annual | Qualifying Generation | TWh | 0.0068292 | 0.013546 | 0.013546 | 0.013546 | 0.025787 | 0.013546 | 0.013546 | 0.013546
IL Fac. Spec. - NOX Rate Summer v3.1, Unit 808 and retrofits | 547 | 1797 | Rate Constraint in lbs/MMBtu | FALSE | L | Annual | Rate | lb/MWh | 0.70186 | 0.70186 | 0.70186 | 0.70186 | 0.70186 | 0.70186 | 0.70186 | 0.70186
IL Fac. Spec. - NOX Rate Summer v3.1, Unit 808 and retrofits | 547 | 1797 | Rate Constraint in lbs/MMBtu | FALSE | L | Annual | Constraint Shadow Price | US2016$/Ton | 0 | 0 | 0 | 0 | 0 | 0 | 0 | 0
IL Fac. Spec. - NOX Rate Summer v3.1, Unit 809 and retrofits | 548 | 1797 | Rate Constraint in lbs/MMBtu | FALSE | L | Annual | Seasons Included | Seasons | Summer | Summer | Summer | Summer | Summer | Summer | Summer | Summer
IL Fac. Spec. - NOX Rate Summer v3.1, Unit 809 and retrofits | 548 | 1797 | Rate Constraint in lbs/MMBtu | FALSE | L | Annual | Standard NOX | lb/MMBtu | 0.25 | 0.25 | 0.25 | 0.25 | 0.25 | 0.25 | 0.25 | 0.25
IL Fac. Spec. - NOX Rate Summer v3.1, Unit 809 and retrofits | 548 | 1797 | Rate Constraint in lbs/MMBtu | FALSE | L | Annual | Emissions at Affected Plants NOX | Thousand Tons | 0.0023881 | 0.0047371 | 0.0047371 | 0.0047371 | 0.0090175 | 0.0047371 | 0.0047371 | 0.0047371
IL Fac. Spec. - NOX Rate Summer v3.1, Unit 809 and retrofits | 548 | 1797 | Rate Constraint in lbs/MMBtu | FALSE | L | Annual | Allowances Purchased NOX | Thousand Tons | 0 | 0 | 0 | 0 | 0 | 0 | 0 | 0
IL Fac. Spec. - NOX Rate Summer v3.1, Unit 809 and retrofits | 548 | 1797 | Rate Constraint in lbs/MMBtu | FALSE | L | Annual | Allowances Sold NOX | Thousand Tons | 0 | 0 | 0 | 0 | 0 | 0 | 0 | 0
IL Fac. Spec. - NOX Rate Summer v3.1, Unit 809 and retrofits | 548 | 1797 | Rate Constraint in lbs/MMBtu | FALSE | L | Annual | Allowances Banked | Thousand Tons | 0 | 0 | 0 | 0 | 0 | 0 | 0 | 0
IL Fac. Spec. - NOX Rate Summer v3.1, Unit 809 and retrofits | 548 | 1797 | Rate Constraint in lbs/MMBtu | FALSE | L | Annual | Allowances Withdrawn (1:1) | Thousand Tons | 0 | 0 | 0 | 0 | 0 | 0 | 0 | 0
IL Fac. Spec. - NOX Rate Summer v3.1, Unit 809 and retrofits | 548 | 1797 | Rate Constraint in lbs/MMBtu | FALSE | L | Annual | Allowances Withdrawn (n:1) | Thousand Tons | 0 | 0 | 0 | 0 | 0 | 0 | 0 | 0
IL Fac. Spec. - NOX Rate Summer v3.1, Unit 809 and retrofits | 548 | 1797 | Rate Constraint in lbs/MMBtu | FALSE | L | Annual | Net Emissions Allowance Position | Thousand Tons | 0.0023881 | 0.0047371 | 0.0047371 | 0.0047371 | 0.0090175 | 0.0047371 | 0.0047371 | 0.0047371
IL Fac. Spec. - NOX Rate Summer v3.1, Unit 809 and retrofits | 548 | 1797 | Rate Constraint in lbs/MMBtu | FALSE | L | Annual | Fuel Consumed | TBtu | 0.07338 | 0.14556 | 0.14556 | 0.14556 | 0.27708 | 0.14556 | 0.14556 | 0.14556
IL Fac. Spec. - NOX Rate Summer v3.1, Unit 809 and retrofits | 548 | 1797 | Rate Constraint in lbs/MMBtu | FALSE | L | Annual | Rate | lb/MMBtu | 0.06509 | 0.06509 | 0.06509 | 0.06509 | 0.06509 | 0.06509 | 0.06509 | 0.06509
IL Fac. Spec. - NOX Rate Summer v3.1, Unit 809 and retrofits | 548 | 1797 | Rate Constraint in lbs/MMBtu | FALSE | L | Annual | Generation | TWh | 0.0068292 | 0.013546 | 0.013546 | 0.013546 | 0.025787 | 0.013546 | 0.013546 | 0.013546
IL Fac. Spec. - NOX Rate Summer v3.1, Unit 809 and retrofits | 548 | 1797 | Rate Constraint in lbs/MMBtu | FALSE | L | Annual | Qualifying Generation | TWh | 0.0068292 | 0.013546 | 0.013546 | 0.013546 | 0.025787 | 0.013546 | 0.013546 | 0.013546
IL Fac. Spec. - NOX Rate Summer v3.1, Unit 809 and retrofits | 548 | 1797 | Rate Constraint in lbs/MMBtu | FALSE | L | Annual | Rate | lb/MWh | 0.69939 | 0.69939 | 0.69939 | 0.69939 | 0.69939 | 0.69939 | 0.69939 | 0.69939
IL Fac. Spec. - NOX Rate Summer v3.1, Unit 809 and retrofits | 548 | 1797 | Rate Constraint in lbs/MMBtu | FALSE | L | Annual | Constraint Shadow Price | US2016$/Ton | 0 | 0 | 0 | 0 | 0 | 0 | 0 | 0
IL Fac. Spec. - NOX Rate Summer v3.1, Unit 810 and retrofits | 549 | 1797 | Rate Constraint in lbs/MMBtu | FALSE | L | Annual | Seasons Included | Seasons | Summer | Summer | Summer | Summer | Summer | Summer | Summer | Summer
IL Fac. Spec. - NOX Rate Summer v3.1, Unit 810 and retrofits | 549 | 1797 | Rate Constraint in lbs/MMBtu | FALSE | L | Annual | Standard NOX | lb/MMBtu | 0.25 | 0.25 | 0.25 | 0.25 | 0.25 | 0.25 | 0.25 | 0.25
IL Fac. Spec. - NOX Rate Summer v3.1, Unit 810 and retrofits | 549 | 1797 | Rate Constraint in lbs/MMBtu | FALSE | L | Annual | Emissions at Affected Plants NOX | Thousand Tons | 0.002394 | 0.0047488 | 0.0047488 | 0.0047488 | 0.0090397 | 0.0047488 | 0.0047488 | 0.0047488
IL Fac. Spec. - NOX Rate Summer v3.1, Unit 810 and retrofits | 549 | 1797 | Rate Constraint in lbs/MMBtu | FALSE | L | Annual | Allowances Purchased NOX | Thousand Tons | 0 | 0 | 0 | 0 | 0 | 0 | 0 | 0
IL Fac. Spec. - NOX Rate Summer v3.1, Unit 810 and retrofits | 549 | 1797 | Rate Constraint in lbs/MMBtu | FALSE | L | Annual | Allowances Sold NOX | Thousand Tons | 0 | 0 | 0 | 0 | 0 | 0 | 0 | 0
IL Fac. Spec. - NOX Rate Summer v3.1, Unit 810 and retrofits | 549 | 1797 | Rate Constraint in lbs/MMBtu | FALSE | L | Annual | Allowances Banked | Thousand Tons | 0 | 0 | 0 | 0 | 0 | 0 | 0 | 0
IL Fac. Spec. - NOX Rate Summer v3.1, Unit 810 and retrofits | 549 | 1797 | Rate Constraint in lbs/MMBtu | FALSE | L | Annual | Allowances Withdrawn (1:1) | Thousand Tons | 0 | 0 | 0 | 0 | 0 | 0 | 0 | 0
IL Fac. Spec. - NOX Rate Summer v3.1, Unit 810 and retrofits | 549 | 1797 | Rate Constraint in lbs/MMBtu | FALSE | L | Annual | Allowances Withdrawn (n:1) | Thousand Tons | 0 | 0 | 0 | 0 | 0 | 0 | 0 | 0
IL Fac. Spec. - NOX Rate Summer v3.1, Unit 810 and retrofits | 549 | 1797 | Rate Constraint in lbs/MMBtu | FALSE | L | Annual | Net Emissions Allowance Position | Thousand Tons | 0.002394 | 0.0047488 | 0.0047488 | 0.0047488 | 0.0090397 | 0.0047488 | 0.0047488 | 0.0047488
IL Fac. Spec. - NOX Rate Summer v3.1, Unit 810 and retrofits | 549 | 1797 | Rate Constraint in lbs/MMBtu | FALSE | L | Annual | Fuel Consumed | TBtu | 0.07338 | 0.14556 | 0.14556 | 0.14556 | 0.27708 | 0.14556 | 0.14556 | 0.14556
IL Fac. Spec. - NOX Rate Summer v3.1, Unit 810 and retrofits | 549 | 1797 | Rate Constraint in lbs/MMBtu | FALSE | L | Annual | Rate | lb/MMBtu | 0.06525 | 0.06525 | 0.06525 | 0.06525 | 0.06525 | 0.06525 | 0.06525 | 0.06525
IL Fac. Spec. - NOX Rate Summer v3.1, Unit 810 and retrofits | 549 | 1797 | Rate Constraint in lbs/MMBtu | FALSE | L | Annual | Generation | TWh | 0.0068292 | 0.013546 | 0.013546 | 0.013546 | 0.025787 | 0.013546 | 0.013546 | 0.013546
IL Fac. Spec. - NOX Rate Summer v3.1, Unit 810 and retrofits | 549 | 1797 | Rate Constraint in lbs/MMBtu | FALSE | L | Annual | Qualifying Generation | TWh | 0.0068292 | 0.013546 | 0.013546 | 0.013546 | 0.025787 | 0.013546 | 0.013546 | 0.013546
IL Fac. Spec. - NOX Rate Summer v3.1, Unit 810 and retrofits | 549 | 1797 | Rate Constraint in lbs/MMBtu | FALSE | L | Annual | Rate | lb/MWh | 0.70111 | 0.70111 | 0.70111 | 0.70111 | 0.70111 | 0.70111 | 0.70111 | 0.70111
IL Fac. Spec. - NOX Rate Summer v3.1, Unit 810 and retrofits | 549 | 1797 | Rate Constraint in lbs/MMBtu | FALSE | L | Annual | Constraint Shadow Price | US2016$/Ton | 0 | 0 | 0 | 0 | 0 | 0 | 0 | 0
IL Fac. Spec. - NOX Rate Summer v3.1, Unit 811 and retrofits | 550 | 1797 | Rate Constraint in lbs/MMBtu | FALSE | L | Annual | Seasons Included | Seasons | Summer | Summer | Summer | Summer | Summer | Summer | Summer | Summer
IL Fac. Spec. - NOX Rate Summer v3.1, Unit 811 and retrofits | 550 | 1797 | Rate Constraint in lbs/MMBtu | FALSE | L | Annual | Standard NOX | lb/MMBtu | 0.25 | 0.25 | 0.25 | 0.25 | 0.25 | 0.25 | 0.25 | 0.25
IL Fac. Spec. - NOX Rate Summer v3.1, Unit 811 and retrofits | 550 | 1797 | Rate Constraint in lbs/MMBtu | FALSE | L | Annual | Emissions at Affected Plants NOX | Thousand Tons | 0.0023892 | 0.0047393 | 0.0047393 | 0.0047393 | 0.0090217 | 0.0047393 | 0.0047393 | 0.0047393
IL Fac. Spec. - NOX Rate Summer v3.1, Unit 811 and retrofits | 550 | 1797 | Rate Constraint in lbs/MMBtu | FALSE | L | Annual | Allowances Purchased NOX | Thousand Tons | 0 | 0 | 0 | 0 | 0 | 0 | 0 | 0
IL Fac. Spec. - NOX Rate Summer v3.1, Unit 811 and retrofits | 550 | 1797 | Rate Constraint in lbs/MMBtu | FALSE | L | Annual | Allowances Sold NOX | Thousand Tons | 0 | 0 | 0 | 0 | 0 | 0 | 0 | 0
IL Fac. Spec. - NOX Rate Summer v3.1, Unit 811 and retrofits | 550 | 1797 | Rate Constraint in lbs/MMBtu | FALSE | L | Annual | Allowances Banked | Thousand Tons | 0 | 0 | 0 | 0 | 0 | 0 | 0 | 0
IL Fac. Spec. - NOX Rate Summer v3.1, Unit 811 and retrofits | 550 | 1797 | Rate Constraint in lbs/MMBtu | FALSE | L | Annual | Allowances Withdrawn (1:1) | Thousand Tons | 0 | 0 | 0 | 0 | 0 | 0 | 0 | 0
IL Fac. Spec. - NOX Rate Summer v3.1, Unit 811 and retrofits | 550 | 1797 | Rate Constraint in lbs/MMBtu | FALSE | L | Annual | Allowances Withdrawn (n:1) | Thousand Tons | 0 | 0 | 0 | 0 | 0 | 0 | 0 | 0
IL Fac. Spec. - NOX Rate Summer v3.1, Unit 811 and retrofits | 550 | 1797 | Rate Constraint in lbs/MMBtu | FALSE | L | Annual | Net Emissions Allowance Position | Thousand Tons | 0.0023892 | 0.0047393 | 0.0047393 | 0.0047393 | 0.0090217 | 0.0047393 | 0.0047393 | 0.0047393
IL Fac. Spec. - NOX Rate Summer v3.1, Unit 811 and retrofits | 550 | 1797 | Rate Constraint in lbs/MMBtu | FALSE | L | Annual | Fuel Consumed | TBtu | 0.07338 | 0.14556 | 0.14556 | 0.14556 | 0.27708 | 0.14556 | 0.14556 | 0.14556
IL Fac. Spec. - NOX Rate Summer v3.1, Unit 811 and retrofits | 550 | 1797 | Rate Constraint in lbs/MMBtu | FALSE | L | Annual | Rate | lb/MMBtu | 0.06512 | 0.06512 | 0.06512 | 0.06512 | 0.06512 | 0.06512 | 0.06512 | 0.06512
IL Fac. Spec. - NOX Rate Summer v3.1, Unit 811 and retrofits | 550 | 1797 | Rate Constraint in lbs/MMBtu | FALSE | L | Annual | Generation | TWh | 0.0068292 | 0.013546 | 0.013546 | 0.013546 | 0.025787 | 0.013546 | 0.013546 | 0.013546
IL Fac. Spec. - NOX Rate Summer v3.1, Unit 811 and retrofits | 550 | 1797 | Rate Constraint in lbs/MMBtu | FALSE | L | Annual | Qualifying Generation | TWh | 0.0068292 | 0.013546 | 0.013546 | 0.013546 | 0.025787 | 0.013546 | 0.013546 | 0.013546
IL Fac. Spec. - NOX Rate Summer v3.1, Unit 811 and retrofits | 550 | 1797 | Rate Constraint in lbs/MMBtu | FALSE | L | Annual | Rate | lb/MWh | 0.69971 | 0.69971 | 0.69971 | 0.69971 | 0.69971 | 0.69971 | 0.69971 | 0.69971
IL Fac. Spec. - NOX Rate Summer v3.1, Unit 811 and retrofits | 550 | 1797 | Rate Constraint in lbs/MMBtu | FALSE | L | Annual | Constraint Shadow Price | US2016$/Ton | 0 | 0 | 0 | 0 | 0 | 0 | 0 | 0
IL Fac. Spec. - NOX Rate Summer v3.1, Unit 812 and retrofits | 551 | 1797 | Rate Constraint in lbs/MMBtu | FALSE | L | Annual | Seasons Included | Seasons | Summer | Summer | Summer | Summer | Summer | Summer | Summer | Summer
IL Fac. Spec. - NOX Rate Summer v3.1, Unit 812 and retrofits | 551 | 1797 | Rate Constraint in lbs/MMBtu | FALSE | L | Annual | Standard NOX | lb/MMBtu | 0.25 | 0.25 | 0.25 | 0.25 | 0.25 | 0.25 | 0.25 | 0.25
IL Fac. Spec. - NOX Rate Summer v3.1, Unit 812 and retrofits | 551 | 1797 | Rate Constraint in lbs/MMBtu | FALSE | L | Annual | Emissions at Affected Plants NOX | Thousand Tons | 0.00239 | 0.0047408 | 0.0047408 | 0.0047408 | 0.0090244 | 0.0047408 | 0.0047408 | 0.0047408
IL Fac. Spec. - NOX Rate Summer v3.1, Unit 812 and retrofits | 551 | 1797 | Rate Constraint in lbs/MMBtu | FALSE | L | Annual | Allowances Purchased NOX | Thousand Tons | 0 | 0 | 0 | 0 | 0 | 0 | 0 | 0
IL Fac. Spec. - NOX Rate Summer v3.1, Unit 812 and retrofits | 551 | 1797 | Rate Constraint in lbs/MMBtu | FALSE | L | Annual | Allowances Sold NOX | Thousand Tons | 0 | 0 | 0 | 0 | 0 | 0 | 0 | 0
IL Fac. Spec. - NOX Rate Summer v3.1, Unit 812 and retrofits | 551 | 1797 | Rate Constraint in lbs/MMBtu | FALSE | L | Annual | Allowances Banked | Thousand Tons | 0 | 0 | 0 | 0 | 0 | 0 | 0 | 0
IL Fac. Spec. - NOX Rate Summer v3.1, Unit 812 and retrofits | 551 | 1797 | Rate Constraint in lbs/MMBtu | FALSE | L | Annual | Allowances Withdrawn (1:1) | Thousand Tons | 0 | 0 | 0 | 0 | 0 | 0 | 0 | 0
IL Fac. Spec. - NOX Rate Summer v3.1, Unit 812 and retrofits | 551 | 1797 | Rate Constraint in lbs/MMBtu | FALSE | L | Annual | Allowances Withdrawn (n:1) | Thousand Tons | 0 | 0 | 0 | 0 | 0 | 0 | 0 | 0
IL Fac. Spec. - NOX Rate Summer v3.1, Unit 812 and retrofits | 551 | 1797 | Rate Constraint in lbs/MMBtu | FALSE | L | Annual | Net Emissions Allowance Position | Thousand Tons | 0.00239 | 0.0047408 | 0.0047408 | 0.0047408 | 0.0090244 | 0.0047408 | 0.0047408 | 0.0047408
IL Fac. Spec. - NOX Rate Summer v3.1, Unit 812 and retrofits | 551 | 1797 | Rate Constraint in lbs/MMBtu | FALSE | L | Annual | Fuel Consumed | TBtu | 0.07338 | 0.14556 | 0.14556 | 0.14556 | 0.27708 | 0.14556 | 0.14556 | 0.14556
IL Fac. Spec. - NOX Rate Summer v3.1, Unit 812 and retrofits | 551 | 1797 | Rate Constraint in lbs/MMBtu | FALSE | L | Annual | Rate | lb/MMBtu | 0.06514 | 0.06514 | 0.06514 | 0.06514 | 0.06514 | 0.06514 | 0.06514 | 0.06514
IL Fac. Spec. - NOX Rate Summer v3.1, Unit 812 and retrofits | 551 | 1797 | Rate Constraint in lbs/MMBtu | FALSE | L | Annual | Generation | TWh | 0.0068292 | 0.013546 | 0.013546 | 0.013546 | 0.025787 | 0.013546 | 0.013546 | 0.013546
IL Fac. Spec. - NOX Rate Summer v3.1, Unit 812 and retrofits | 551 | 1797 | Rate Constraint in lbs/MMBtu | FALSE | L | Annual | Qualifying Generation | TWh | 0.0068292 | 0.013546 | 0.013546 | 0.013546 | 0.025787 | 0.013546 | 0.013546 | 0.013546
IL Fac. Spec. - NOX Rate Summer v3.1, Unit 812 and retrofits | 551 | 1797 | Rate Constraint in lbs/MMBtu | FALSE | L | Annual | Rate | lb/MWh | 0.69993 | 0.69993 | 0.69993 | 0.69993 | 0.69993 | 0.69993 | 0.69993 | 0.69993
IL Fac. Spec. - NOX Rate Summer v3.1, Unit 812 and retrofits | 551 | 1797 | Rate Constraint in lbs/MMBtu | FALSE | L | Annual | Constraint Shadow Price | US2016$/Ton | 0 | 0 | 0 | 0 | 0 | 0 | 0 | 0
IL Fac. Spec. - NOX Rate Summer v3.1, Unit 813 and retrofits | 552 | 1797 | Rate Constraint in lbs/MMBtu | FALSE | L | Annual | Seasons Included | Seasons | Summer | Summer | Summer | Summer | Summer | Summer | Summer | Summer
IL Fac. Spec. - NOX Rate Summer v3.1, Unit 813 and retrofits | 552 | 1797 | Rate Constraint in lbs/MMBtu | FALSE | L | Annual | Standard NOX | lb/MMBtu | 0.25 | 0.25 | 0.25 | 0.25 | 0.25 | 0.25 | 0.25 | 0.25
IL Fac. Spec. - NOX Rate Summer v3.1, Unit 813 and retrofits | 552 | 1797 | Rate Constraint in lbs/MMBtu | FALSE | L | Annual | Emissions at Affected Plants NOX | Thousand Tons | 0.0037216 | 0.0037216 | 0.0073822 | 0.0073822 | 0.0073822 | 0.0073822 | 0.0037216 | 0.0037216
IL Fac. Spec. - NOX Rate Summer v3.1, Unit 813 and retrofits | 552 | 1797 | Rate Constraint in lbs/MMBtu | FALSE | L | Annual | Allowances Purchased NOX | Thousand Tons | 0 | 0 | 0 | 0 | 0 | 0 | 0 | 0
IL Fac. Spec. - NOX Rate Summer v3.1, Unit 813 and retrofits | 552 | 1797 | Rate Constraint in lbs/MMBtu | FALSE | L | Annual | Allowances Sold NOX | Thousand Tons | 0 | 0 | 0 | 0 | 0 | 0 | 0 | 0
IL Fac. Spec. - NOX Rate Summer v3.1, Unit 813 and retrofits | 552 | 1797 | Rate Constraint in lbs/MMBtu | FALSE | L | Annual | Allowances Banked | Thousand Tons | 0 | 0 | 0 | 0 | 0 | 0 | 0 | 0
IL Fac. Spec. - NOX Rate Summer v3.1, Unit 813 and retrofits | 552 | 1797 | Rate Constraint in lbs/MMBtu | FALSE | L | Annual | Allowances Withdrawn (1:1) | Thousand Tons | 0 | 0 | 0 | 0 | 0 | 0 | 0 | 0
IL Fac. Spec. - NOX Rate Summer v3.1, Unit 813 and retrofits | 552 | 1797 | Rate Constraint in lbs/MMBtu | FALSE | L | Annual | Allowances Withdrawn (n:1) | Thousand Tons | 0 | 0 | 0 | 0 | 0 | 0 | 0 | 0
IL Fac. Spec. - NOX Rate Summer v3.1, Unit 813 and retrofits | 552 | 1797 | Rate Constraint in lbs/MMBtu | FALSE | L | Annual | Net Emissions Allowance Position | Thousand Tons | 0.0037216 | 0.0037216 | 0.0073822 | 0.0073822 | 0.0073822 | 0.0073822 | 0.0037216 | 0.0037216
IL Fac. Spec. - NOX Rate Summer v3.1, Unit 813 and retrofits | 552 | 1797 | Rate Constraint in lbs/MMBtu | FALSE | L | Annual | Fuel Consumed | TBtu | 0.083463 | 0.083463 | 0.16556 | 0.16556 | 0.16556 | 0.16556 | 0.083463 | 0.083463
IL Fac. Spec. - NOX Rate Summer v3.1, Unit 813 and retrofits | 552 | 1797 | Rate Constraint in lbs/MMBtu | FALSE | L | Annual | Rate | lb/MMBtu | 0.08918 | 0.08918 | 0.08918 | 0.08918 | 0.08918 | 0.08918 | 0.08918 | 0.08918
IL Fac. Spec. - NOX Rate Summer v3.1, Unit 813 and retrofits | 552 | 1797 | Rate Constraint in lbs/MMBtu | FALSE | L | Annual | Generation | TWh | 0.0071544 | 0.0071544 | 0.014191 | 0.014191 | 0.014191 | 0.014191 | 0.0071544 | 0.0071544
IL Fac. Spec. - NOX Rate Summer v3.1, Unit 813 and retrofits | 552 | 1797 | Rate Constraint in lbs/MMBtu | FALSE | L | Annual | Qualifying Generation | TWh | 0.0071544 | 0.0071544 | 0.014191 | 0.014191 | 0.014191 | 0.014191 | 0.0071544 | 0.0071544
IL Fac. Spec. - NOX Rate Summer v3.1, Unit 813 and retrofits | 552 | 1797 | Rate Constraint in lbs/MMBtu | FALSE | L | Annual | Rate | lb/MWh | 1.0404 | 1.0404 | 1.0404 | 1.0404 | 1.0404 | 1.0404 | 1.0404 | 1.0404
IL Fac. Spec. - NOX Rate Summer v3.1, Unit 813 and retrofits | 552 | 1797 | Rate Constraint in lbs/MMBtu | FALSE | L | Annual | Constraint Shadow Price | US2016$/Ton | 0 | 0 | 0 | 0 | 0 | 0 | 0 | 0
IL Fac. Spec. - NOX Rate Summer v3.1, Unit 814 and retrofits | 553 | 1797 | Rate Constraint in lbs/MMBtu | FALSE | L | Annual | Seasons Included | Seasons | Summer | Summer | Summer | Summer | Summer | Summer | Summer | Summer
IL Fac. Spec. - NOX Rate Summer v3.1, Unit 814 and retrofits | 553 | 1797 | Rate Constraint in lbs/MMBtu | FALSE | L | Annual | Standard NOX | lb/MMBtu | 0.25 | 0.25 | 0.25 | 0.25 | 0.25 | 0.25 | 0.25 | 0.25
IL Fac. Spec. - NOX Rate Summer v3.1, Unit 814 and retrofits | 553 | 1797 | Rate Constraint in lbs/MMBtu | FALSE | L | Annual | Emissions at Affected Plants NOX | Thousand Tons | 0.0037512 | 0.0037512 | 0.0074408 | 0.0074408 | 0.0074408 | 0.0074408 | 0.0037512 | 0.0037512
IL Fac. Spec. - NOX Rate Summer v3.1, Unit 814 and retrofits | 553 | 1797 | Rate Constraint in lbs/MMBtu | FALSE | L | Annual | Allowances Purchased NOX | Thousand Tons | 0 | 0 | 0 | 0 | 0 | 0 | 0 | 0
IL Fac. Spec. - NOX Rate Summer v3.1, Unit 814 and retrofits | 553 | 1797 | Rate Constraint in lbs/MMBtu | FALSE | L | Annual | Allowances Sold NOX | Thousand Tons | 0 | 0 | 0 | 0 | 0 | 0 | 0 | 0
IL Fac. Spec. - NOX Rate Summer v3.1, Unit 814 and retrofits | 553 | 1797 | Rate Constraint in lbs/MMBtu | FALSE | L | Annual | Allowances Banked | Thousand Tons | 0 | 0 | 0 | 0 | 0 | 0 | 0 | 0
IL Fac. Spec. - NOX Rate Summer v3.1, Unit 814 and retrofits | 553 | 1797 | Rate Constraint in lbs/MMBtu | FALSE | L | Annual | Allowances Withdrawn (1:1) | Thousand Tons | 0 | 0 | 0 | 0 | 0 | 0 | 0 | 0
IL Fac. Spec. - NOX Rate Summer v3.1, Unit 814 and retrofits | 553 | 1797 | Rate Constraint in lbs/MMBtu | FALSE | L | Annual | Allowances Withdrawn (n:1) | Thousand Tons | 0 | 0 | 0 | 0 | 0 | 0 | 0 | 0
IL Fac. Spec. - NOX Rate Summer v3.1, Unit 814 and retrofits | 553 | 1797 | Rate Constraint in lbs/MMBtu | FALSE | L | Annual | Net Emissions Allowance Position | Thousand Tons | 0.0037512 | 0.0037512 | 0.0074408 | 0.0074408 | 0.0074408 | 0.0074408 | 0.0037512 | 0.0037512
IL Fac. Spec. - NOX Rate Summer v3.1, Unit 814 and retrofits | 553 | 1797 | Rate Constraint in lbs/MMBtu | FALSE | L | Annual | Fuel Consumed | TBtu | 0.08347 | 0.08347 | 0.16557 | 0.16557 | 0.16557 | 0.16557 | 0.08347 | 0.08347
IL Fac. Spec. - NOX Rate Summer v3.1, Unit 814 and retrofits | 553 | 1797 | Rate Constraint in lbs/MMBtu | FALSE | L | Annual | Rate | lb/MMBtu | 0.08988 | 0.08988 | 0.08988 | 0.08988 | 0.08988 | 0.08988 | 0.08988 | 0.08988
IL Fac. Spec. - NOX Rate Summer v3.1, Unit 814 and retrofits | 553 | 1797 | Rate Constraint in lbs/MMBtu | FALSE | L | Annual | Generation | TWh | 0.0071544 | 0.0071544 | 0.014191 | 0.014191 | 0.014191 | 0.014191 | 0.0071544 | 0.0071544
IL Fac. Spec. - NOX Rate Summer v3.1, Unit 814 and retrofits | 553 | 1797 | Rate Constraint in lbs/MMBtu | FALSE | L | Annual | Qualifying Generation | TWh | 0.0071544 | 0.0071544 | 0.014191 | 0.014191 | 0.014191 | 0.014191 | 0.0071544 | 0.0071544
IL Fac. Spec. - NOX Rate Summer v3.1, Unit 814 and retrofits | 553 | 1797 | Rate Constraint in lbs/MMBtu | FALSE | L | Annual | Rate | lb/MWh | 1.0486 | 1.0486 | 1.0486 | 1.0486 | 1.0486 | 1.0486 | 1.0486 | 1.0486
IL Fac. Spec. - NOX Rate Summer v3.1, Unit 814 and retrofits | 553 | 1797 | Rate Constraint in lbs/MMBtu | FALSE | L | Annual | Constraint Shadow Price | US2016$/Ton | 0 | 0 | 0 | 0 | 0 | 0 | 0 | 0
IL Fac. Spec. - NOX Rate Summer v3.1, Unit 815 and retrofits | 554 | 1797 | Rate Constraint in lbs/MMBtu | FALSE | L | Annual | Seasons Included | Seasons | Summer | Summer | Summer | Summer | Summer | Summer | Summer | Summer
IL Fac. Spec. - NOX Rate Summer v3.1, Unit 815 and retrofits | 554 | 1797 | Rate Constraint in lbs/MMBtu | FALSE | L | Annual | Standard NOX | lb/MMBtu | 0.25 | 0.25 | 0.25 | 0.25 | 0.25 | 0.25 | 0.25 | 0.25
IL Fac. Spec. - NOX Rate Summer v3.1, Unit 815 and retrofits | 554 | 1797 | Rate Constraint in lbs/MMBtu | FALSE | L | Annual | Emissions at Affected Plants NOX | Thousand Tons | 0.0039895 | 0.0039895 | 0.0079135 | 0.0079135 | 0.0079135 | 0.0079135 | 0.0039895 | 0.0039895
IL Fac. Spec. - NOX Rate Summer v3.1, Unit 815 and retrofits | 554 | 1797 | Rate Constraint in lbs/MMBtu | FALSE | L | Annual | Allowances Purchased NOX | Thousand Tons | 0 | 0 | 0 | 0 | 0 | 0 | 0 | 0
IL Fac. Spec. - NOX Rate Summer v3.1, Unit 815 and retrofits | 554 | 1797 | Rate Constraint in lbs/MMBtu | FALSE | L | Annual | Allowances Sold NOX | Thousand Tons | 0 | 0 | 0 | 0 | 0 | 0 | 0 | 0
IL Fac. Spec. - NOX Rate Summer v3.1, Unit 815 and retrofits | 554 | 1797 | Rate Constraint in lbs/MMBtu | FALSE | L | Annual | Allowances Banked | Thousand Tons | 0 | 0 | 0 | 0 | 0 | 0 | 0 | 0
IL Fac. Spec. - NOX Rate Summer v3.1, Unit 815 and retrofits | 554 | 1797 | Rate Constraint in lbs/MMBtu | FALSE | L | Annual | Allowances Withdrawn (1:1) | Thousand Tons | 0 | 0 | 0 | 0 | 0 | 0 | 0 | 0
IL Fac. Spec. - NOX Rate Summer v3.1, Unit 815 and retrofits | 554 | 1797 | Rate Constraint in lbs/MMBtu | FALSE | L | Annual | Allowances Withdrawn (n:1) | Thousand Tons | 0 | 0 | 0 | 0 | 0 | 0 | 0 | 0
IL Fac. Spec. - NOX Rate Summer v3.1, Unit 815 and retrofits | 554 | 1797 | Rate Constraint in lbs/MMBtu | FALSE | L | Annual | Net Emissions Allowance Position | Thousand Tons | 0.0039895 | 0.0039895 | 0.0079135 | 0.0079135 | 0.0079135 | 0.0079135 | 0.0039895 | 0.0039895
IL Fac. Spec. - NOX Rate Summer v3.1, Unit 815 and retrofits | 554 | 1797 | Rate Constraint in lbs/MMBtu | FALSE | L | Annual | Fuel Consumed | TBtu | 0.08347 | 0.08347 | 0.16557 | 0.16557 | 0.16557 | 0.16557 | 0.08347 | 0.08347
IL Fac. Spec. - NOX Rate Summer v3.1, Unit 815 and retrofits | 554 | 1797 | Rate Constraint in lbs/MMBtu | FALSE | L | Annual | Rate | lb/MMBtu | 0.09559 | 0.09559 | 0.09559 | 0.09559 | 0.09559 | 0.09559 | 0.09559 | 0.09559
IL Fac. Spec. - NOX Rate Summer v3.1, Unit 815 and retrofits | 554 | 1797 | Rate Constraint in lbs/MMBtu | FALSE | L | Annual | Generation | TWh | 0.0071544 | 0.0071544 | 0.014191 | 0.014191 | 0.014191 | 0.014191 | 0.0071544 | 0.0071544
IL Fac. Spec. - NOX Rate Summer v3.1, Unit 815 and retrofits | 554 | 1797 | Rate Constraint in lbs/MMBtu | FALSE | L | Annual | Qualifying Generation | TWh | 0.0071544 | 0.0071544 | 0.014191 | 0.014191 | 0.014191 | 0.014191 | 0.0071544 | 0.0071544
IL Fac. Spec. - NOX Rate Summer v3.1, Unit 815 and retrofits | 554 | 1797 | Rate Constraint in lbs/MMBtu | FALSE | L | Annual | Rate | lb/MWh | 1.1152 | 1.1152 | 1.1152 | 1.1152 | 1.1152 | 1.1152 | 1.1152 | 1.1152
IL Fac. Spec. - NOX Rate Summer v3.1, Unit 815 and retrofits | 554 | 1797 | Rate Constraint in lbs/MMBtu | FALSE | L | Annual | Constraint Shadow Price | US2016$/Ton | 0 | 0 | 0 | 0 | 0 | 0 | 0 | 0
IL Fac. Spec. - NOX Rate Summer v3.1, Unit 816 and retrofits | 555 | 1797 | Rate Constraint in lbs/MMBtu | FALSE | L | Annual | Seasons Included | Seasons | Summer | Summer | Summer | Summer | Summer | Summer | Summer | Summer
IL Fac. Spec. - NOX Rate Summer v3.1, Unit 816 and retrofits | 555 | 1797 | Rate Constraint in lbs/MMBtu | FALSE | L | Annual | Standard NOX | lb/MMBtu | 0.25 | 0.25 | 0.25 | 0.25 | 0.25 | 0.25 | 0.25 | 0.25
IL Fac. Spec. - NOX Rate Summer v3.1, Unit 816 and retrofits | 555 | 1797 | Rate Constraint in lbs/MMBtu | FALSE | L | Annual | Emissions at Affected Plants NOX | Thousand Tons | 0.0038158 | 0.0038158 | 0.0075691 | 0.0075691 | 0.0075691 | 0.0075691 | 0.0038158 | 0.0038158
IL Fac. Spec. - NOX Rate Summer v3.1, Unit 816 and retrofits | 555 | 1797 | Rate Constraint in lbs/MMBtu | FALSE | L | Annual | Allowances Purchased NOX | Thousand Tons | 0 | 0 | 0 | 0 | 0 | 0 | 0 | 0
IL Fac. Spec. - NOX Rate Summer v3.1, Unit 816 and retrofits | 555 | 1797 | Rate Constraint in lbs/MMBtu | FALSE | L | Annual | Allowances Sold NOX | Thousand Tons | 0 | 0 | 0 | 0 | 0 | 0 | 0 | 0
IL Fac. Spec. - NOX Rate Summer v3.1, Unit 816 and retrofits | 555 | 1797 | Rate Constraint in lbs/MMBtu | FALSE | L | Annual | Allowances Banked | Thousand Tons | 0 | 0 | 0 | 0 | 0 | 0 | 0 | 0
IL Fac. Spec. - NOX Rate Summer v3.1, Unit 816 and retrofits | 555 | 1797 | Rate Constraint in lbs/MMBtu | FALSE | L | Annual | Allowances Withdrawn (1:1) | Thousand Tons | 0 | 0 | 0 | 0 | 0 | 0 | 0 | 0
IL Fac. Spec. - NOX Rate Summer v3.1, Unit 816 and retrofits | 555 | 1797 | Rate Constraint in lbs/MMBtu | FALSE | L | Annual | Allowances Withdrawn (n:1) | Thousand Tons | 0 | 0 | 0 | 0 | 0 | 0 | 0 | 0
IL Fac. Spec. - NOX Rate Summer v3.1, Unit 816 and retrofits | 555 | 1797 | Rate Constraint in lbs/MMBtu | FALSE | L | Annual | Net Emissions Allowance Position | Thousand Tons | 0.0038158 | 0.0038158 | 0.0075691 | 0.0075691 | 0.0075691 | 0.0075691 | 0.0038158 | 0.0038158
IL Fac. Spec. - NOX Rate Summer v3.1, Unit 816 and retrofits | 555 | 1797 | Rate Constraint in lbs/MMBtu | FALSE | L | Annual | Fuel Consumed | TBtu | 0.08347 | 0.08347 | 0.16557 | 0.16557 | 0.16557 | 0.16557 | 0.08347 | 0.08347
IL Fac. Spec. - NOX Rate Summer v3.1, Unit 816 and retrofits | 555 | 1797 | Rate Constraint in lbs/MMBtu | FALSE | L | Annual | Rate | lb/MMBtu | 0.09143 | 0.09143 | 0.09143 | 0.09143 | 0.09143 | 0.09143 | 0.09143 | 0.09143
IL Fac. Spec. - NOX Rate Summer v3.1, Unit 816 and retrofits | 555 | 1797 | Rate Constraint in lbs/MMBtu | FALSE | L | Annual | Generation | TWh | 0.0071544 | 0.0071544 | 0.014191 | 0.014191 | 0.014191 | 0.014191 | 0.0071544 | 0.0071544
IL Fac. Spec. - NOX Rate Summer v3.1, Unit 816 and retrofits | 555 | 1797 | Rate Constraint in lbs/MMBtu | FALSE | L | Annual | Qualifying Generation | TWh | 0.0071544 | 0.0071544 | 0.014191 | 0.014191 | 0.014191 | 0.014191 | 0.0071544 | 0.0071544
IL Fac. Spec. - NOX Rate Summer v3.1, Unit 816 and retrofits | 555 | 1797 | Rate Constraint in lbs/MMBtu | FALSE | L | Annual | Rate | lb/MWh | 1.0667 | 1.0667 | 1.0667 | 1.0667 | 1.0667 | 1.0667 | 1.0667 | 1.0667
IL Fac. Spec. - NOX Rate Summer v3.1, Unit 816 and retrofits | 555 | 1797 | Rate Constraint in lbs/MMBtu | FALSE | L | Annual | Constraint Shadow Price | US2016$/Ton | 0 | 0 | 0 | 0 | 0 | 0 | 0 | 0
IL Fac. Spec. - NOX Rate Summer v3.1, Unit 817 and retrofits | 556 | 1797 | Rate Constraint in lbs/MMBtu | FALSE | L | Annual | Seasons Included | Seasons | Summer | Summer | Summer | Summer | Summer | Summer | Summer | Summer
IL Fac. Spec. - NOX Rate Summer v3.1, Unit 817 and retrofits | 556 | 1797 | Rate Constraint in lbs/MMBtu | FALSE | L | Annual | Standard NOX | lb/MMBtu | 0.25 | 0.25 | 0.25 | 0.25 | 0.25 | 0.25 | 0.25 | 0.25
IL Fac. Spec. - NOX Rate Summer v3.1, Unit 817 and retrofits | 556 | 1797 | Rate Constraint in lbs/MMBtu | FALSE | L | Annual | Emissions at Affected Plants NOX | Thousand Tons | 0.0036079 | 0.0071567 | 0.0071567 | 0.0071567 | 0.013623 | 0.0071567 | 0.0071567 | 0.0071567
IL Fac. Spec. - NOX Rate Summer v3.1, Unit 817 and retrofits | 556 | 1797 | Rate Constraint in lbs/MMBtu | FALSE | L | Annual | Allowances Purchased NOX | Thousand Tons | 0 | 0 | 0 | 0 | 0 | 0 | 0 | 0
IL Fac. Spec. - NOX Rate Summer v3.1, Unit 817 and retrofits | 556 | 1797 | Rate Constraint in lbs/MMBtu | FALSE | L | Annual | Allowances Sold NOX | Thousand Tons | 0 | 0 | 0 | 0 | 0 | 0 | 0 | 0
IL Fac. Spec. - NOX Rate Summer v3.1, Unit 817 and retrofits | 556 | 1797 | Rate Constraint in lbs/MMBtu | FALSE | L | Annual | Allowances Banked | Thousand Tons | 0 | 0 | 0 | 0 | 0 | 0 | 0 | 0
IL Fac. Spec. - NOX Rate Summer v3.1, Unit 817 and retrofits | 556 | 1797 | Rate Constraint in lbs/MMBtu | FALSE | L | Annual | Allowances Withdrawn (1:1) | Thousand Tons | 0 | 0 | 0 | 0 | 0 | 0 | 0 | 0
IL Fac. Spec. - NOX Rate Summer v3.1, Unit 817 and retrofits | 556 | 1797 | Rate Constraint in lbs/MMBtu | FALSE | L | Annual | Allowances Withdrawn (n:1) | Thousand Tons | 0 | 0 | 0 | 0 | 0 | 0 | 0 | 0
IL Fac. Spec. - NOX Rate Summer v3.1, Unit 817 and retrofits | 556 | 1797 | Rate Constraint in lbs/MMBtu | FALSE | L | Annual | Net Emissions Allowance Position | Thousand Tons | 0.0036079 | 0.0071567 | 0.0071567 | 0.0071567 | 0.013623 | 0.0071567 | 0.0071567 | 0.0071567
IL Fac. Spec. - NOX Rate Summer v3.1, Unit 817 and retrofits | 556 | 1797 | Rate Constraint in lbs/MMBtu | FALSE | L | Annual | Fuel Consumed | TBtu | 0.078621 | 0.15595 | 0.15595 | 0.15595 | 0.29687 | 0.15595 | 0.15595 | 0.15595
IL Fac. Spec. - NOX Rate Summer v3.1, Unit 817 and retrofits | 556 | 1797 | Rate Constraint in lbs/MMBtu | FALSE | L | Annual | Rate | lb/MMBtu | 0.09178 | 0.09178 | 0.09178 | 0.09178 | 0.09178 | 0.09178 | 0.09178 | 0.09178
IL Fac. Spec. - NOX Rate Summer v3.1, Unit 817 and retrofits | 556 | 1797 | Rate Constraint in lbs/MMBtu | FALSE | L | Annual | Generation | TWh | 0.007317 | 0.014514 | 0.014514 | 0.014514 | 0.027629 | 0.014514 | 0.014514 | 0.014514
IL Fac. Spec. - NOX Rate Summer v3.1, Unit 817 and retrofits | 556 | 1797 | Rate Constraint in lbs/MMBtu | FALSE | L | Annual | Qualifying Generation | TWh | 0.007317 | 0.014514 | 0.014514 | 0.014514 | 0.027629 | 0.014514 | 0.014514 | 0.014514
IL Fac. Spec. - NOX Rate Summer v3.1, Unit 817 and retrofits | 556 | 1797 | Rate Constraint in lbs/MMBtu | FALSE | L | Annual | Rate | lb/MWh | 0.98618 | 0.98618 | 0.98618 | 0.98618 | 0.98618 | 0.98618 | 0.98618 | 0.98618
IL Fac. Spec. - NOX Rate Summer v3.1, Unit 817 and retrofits | 556 | 1797 | Rate Constraint in lbs/MMBtu | FALSE | L | Annual | Constraint Shadow Price | US2016$/Ton | 0 | 0 | 0 | 0 | 0 | 0 | 0 | 0
IL Fac. Spec. - NOX Rate Summer v3.1, Unit 853 and retrofits | 557 | 1797 | Rate Constraint in lbs/MMBtu | FALSE | L | Annual | Seasons Included | Seasons | Summer | Summer | Summer | Summer | Summer | Summer | Summer | Summer
IL Fac. Spec. - NOX Rate Summer v3.1, Unit 853 and retrofits | 557 | 1797 | Rate Constraint in lbs/MMBtu | FALSE | L | Annual | Standard NOX | lb/MMBtu | 0.25 | 0.25 | 0.25 | 0.25 | 0.25 | 0.25 | 0.25 | 0.25
IL Fac. Spec. - NOX Rate Summer v3.1, Unit 853 and retrofits | 557 | 1797 | Rate Constraint in lbs/MMBtu | FALSE | L | Annual | Emissions at Affected Plants NOX | Thousand Tons | 0.0017508 | 0.0040366 | 0.0044075 | 0.0089 | 0.0089 | 0.0089 | 0.0089 | 0.0040366
IL Fac. Spec. - NOX Rate Summer v3.1, Unit 853 and retrofits | 557 | 1797 | Rate Constraint in lbs/MMBtu | FALSE | L | Annual | Allowances Purchased NOX | Thousand Tons | 0 | 0 | 0 | 0 | 0 | 0 | 0 | 0
IL Fac. Spec. - NOX Rate Summer v3.1, Unit 853 and retrofits | 557 | 1797 | Rate Constraint in lbs/MMBtu | FALSE | L | Annual | Allowances Sold NOX | Thousand Tons | 0 | 0 | 0 | 0 | 0 | 0 | 0 | 0
IL Fac. Spec. - NOX Rate Summer v3.1, Unit 853 and retrofits | 557 | 1797 | Rate Constraint in lbs/MMBtu | FALSE | L | Annual | Allowances Banked | Thousand Tons | 0 | 0 | 0 | 0 | 0 | 0 | 0 | 0
IL Fac. Spec. - NOX Rate Summer v3.1, Unit 853 and retrofits | 557 | 1797 | Rate Constraint in lbs/MMBtu | FALSE | L | Annual | Allowances Withdrawn (1:1) | Thousand Tons | 0 | 0 | 0 | 0 | 0 | 0 | 0 | 0
IL Fac. Spec. - NOX Rate Summer v3.1, Unit 853 and retrofits | 557 | 1797 | Rate Constraint in lbs/MMBtu | FALSE | L | Annual | Allowances Withdrawn (n:1) | Thousand Tons | 0 | 0 | 0 | 0 | 0 | 0 | 0 | 0
IL Fac. Spec. - NOX Rate Summer v3.1, Unit 853 and retrofits | 557 | 1797 | Rate Constraint in lbs/MMBtu | FALSE | L | Annual | Net Emissions Allowance Position | Thousand Tons | 0.0017508 | 0.0040366 | 0.0044075 | 0.0089 | 0.0089 | 0.0089 | 0.0089 | 0.0040366
IL Fac. Spec. - NOX Rate Summer v3.1, Unit 853 and retrofits | 557 | 1797 | Rate Constraint in lbs/MMBtu | FALSE | L | Annual | Fuel Consumed | TBtu | 0.047506 | 0.10953 | 0.11959 | 0.24149 | 0.24149 | 0.24149 | 0.24149 | 0.10953
IL Fac. Spec. - NOX Rate Summer v3.1, Unit 853 and retrofits | 557 | 1797 | Rate Constraint in lbs/MMBtu | FALSE | L | Annual | Rate | lb/MMBtu | 0.07371 | 0.07371 | 0.07371 | 0.07371 | 0.07371 | 0.07371 | 0.07371 | 0.07371
IL Fac. Spec. - NOX Rate Summer v3.1, Unit 853 and retrofits | 557 | 1797 | Rate Constraint in lbs/MMBtu | FALSE | L | Annual | Generation | TWh | 0.0036915 | 0.0085109 | 0.0092929 | 0.018765 | 0.018765 | 0.018765 | 0.018765 | 0.0085109
IL Fac. Spec. - NOX Rate Summer v3.1, Unit 853 and retrofits | 557 | 1797 | Rate Constraint in lbs/MMBtu | FALSE | L | Annual | Qualifying Generation | TWh | 0.0036915 | 0.0085109 | 0.0092929 | 0.018765 | 0.018765 | 0.018765 | 0.018765 | 0.0085109
IL Fac. Spec. - NOX Rate Summer v3.1, Unit 853 and retrofits | 557 | 1797 | Rate Constraint in lbs/MMBtu | FALSE | L | Annual | Rate | lb/MWh | 0.94857 | 0.94857 | 0.94857 | 0.94857 | 0.94857 | 0.94857 | 0.94857 | 0.94857
IL Fac. Spec. - NOX Rate Summer v3.1, Unit 853 and retrofits | 557 | 1797 | Rate Constraint in lbs/MMBtu | FALSE | L | Annual | Constraint Shadow Price | US2016$/Ton | 0 | 0 | 0 | 0 | 0 | 0 | 0 | 0
IL Fac. Spec. - NOX Rate Summer v3.1, Unit 854 and retrofits | 558 | 1797 | Rate Constraint in lbs/MMBtu | FALSE | L | Annual | Seasons Included | Seasons | Summer | Summer | Summer | Summer | Summer | Summer | Summer | Summer
IL Fac. Spec. - NOX Rate Summer v3.1, Unit 854 and retrofits | 558 | 1797 | Rate Constraint in lbs/MMBtu | FALSE | L | Annual | Standard NOX | lb/MMBtu | 0.25 | 0.25 | 0.25 | 0.25 | 0.25 | 0.25 | 0.25 | 0.25
IL Fac. Spec. - NOX Rate Summer v3.1, Unit 854 and retrofits | 558 | 1797 | Rate Constraint in lbs/MMBtu | FALSE | L | Annual | Emissions at Affected Plants NOX | Thousand Tons | 0 | 0 | 0 | 0 | 0 | 0 | 0 | 0
IL Fac. Spec. - NOX Rate Summer v3.1, Unit 854 and retrofits | 558 | 1797 | Rate Constraint in lbs/MMBtu | FALSE | L | Annual | Allowances Purchased NOX | Thousand Tons | 0 | 0 | 0 | 0 | 0 | 0 | 0 | 0
IL Fac. Spec. - NOX Rate Summer v3.1, Unit 854 and retrofits | 558 | 1797 | Rate Constraint in lbs/MMBtu | FALSE | L | Annual | Allowances Sold NOX | Thousand Tons | 0 | 0 | 0 | 0 | 0 | 0 | 0 | 0
IL Fac. Spec. - NOX Rate Summer v3.1, Unit 854 and retrofits | 558 | 1797 | Rate Constraint in lbs/MMBtu | FALSE | L | Annual | Allowances Banked | Thousand Tons | 0 | 0 | 0 | 0 | 0 | 0 | 0 | 0
IL Fac. Spec. - NOX Rate Summer v3.1, Unit 854 and retrofits | 558 | 1797 | Rate Constraint in lbs/MMBtu | FALSE | L | Annual | Allowances Withdrawn (1:1) | Thousand Tons | 0 | 0 | 0 | 0 | 0 | 0 | 0 | 0
IL Fac. Spec. - NOX Rate Summer v3.1, Unit 854 and retrofits | 558 | 1797 | Rate Constraint in lbs/MMBtu | FALSE | L | Annual | Allowances Withdrawn (n:1) | Thousand Tons | 0 | 0 | 0 | 0 | 0 | 0 | 0 | 0
IL Fac. Spec. - NOX Rate Summer v3.1, Unit 854 and retrofits | 558 | 1797 | Rate Constraint in lbs/MMBtu | FALSE | L | Annual | Net Emissions Allowance Position | Thousand Tons | 0 | 0 | 0 | 0 | 0 | 0 | 0 | 0
IL Fac. Spec. - NOX Rate Summer v3.1, Unit 854 and retrofits | 558 | 1797 | Rate Constraint in lbs/MMBtu | FALSE | L | Annual | Fuel Consumed | TBtu | 0 | 0 | 0 | 0 | 0 | 0 | 0 | 0
IL Fac. Spec. - NOX Rate Summer v3.1, Unit 854 and retrofits | 558 | 1797 | Rate Constraint in lbs/MMBtu | FALSE | L | Annual | Rate | lb/MMBtu | 0 | 0 | 0 | 0 | 0 | 0 | 0 | 0
IL Fac. Spec. - NOX Rate Summer v3.1, Unit 854 and retrofits | 558 | 1797 | Rate Constraint in lbs/MMBtu | FALSE | L | Annual | Generation | TWh | 0 | 0 | 0 | 0 | 0 | 0 | 0 | 0
IL Fac. Spec. - NOX Rate Summer v3.1, Unit 854 and retrofits | 558 | 1797 | Rate Constraint in lbs/MMBtu | FALSE | L | Annual | Qualifying Generation | TWh | 0 | 0 | 0 | 0 | 0 | 0 | 0 | 0
IL Fac. Spec. - NOX Rate Summer v3.1, Unit 854 and retrofits | 558 | 1797 | Rate Constraint in lbs/MMBtu | FALSE | L | Annual | Rate | lb/MWh | 0 | 0 | 0 | 0 | 0 | 0 | 0 | 0
IL Fac. Spec. - NOX Rate Summer v3.1, Unit 854 and retrofits | 558 | 1797 | Rate Constraint in lbs/MMBtu | FALSE | L | Annual | Constraint Shadow Price | US2016$/Ton | 0 | 0 | 0 | 0 | 0 | 0 | 0 | 0
IL Fac. Spec. - NOX Rate Summer v3.1, Unit 855 and retrofits | 559 | 1797 | Rate Constraint in lbs/MMBtu | FALSE | L | Annual | Seasons Included | Seasons | Summer | Summer | Summer | Summer | Summer | Summer | Summer | Summer
IL Fac. Spec. - NOX Rate Summer v3.1, Unit 855 and retrofits | 559 | 1797 | Rate Constraint in lbs/MMBtu | FALSE | L | Annual | Standard NOX | lb/MMBtu | 0.25 | 0.25 | 0.25 | 0.25 | 0.25 | 0.25 | 0.25 | 0.25
IL Fac. Spec. - NOX Rate Summer v3.1, Unit 855 and retrofits | 559 | 1797 | Rate Constraint in lbs/MMBtu | FALSE | L | Annual | Emissions at Affected Plants NOX | Thousand Tons | 0 | 0 | 0 | 0 | 0 | 0 | 0 | 0
IL Fac. Spec. - NOX Rate Summer v3.1, Unit 855 and retrofits | 559 | 1797 | Rate Constraint in lbs/MMBtu | FALSE | L | Annual | Allowances Purchased NOX | Thousand Tons | 0 | 0 | 0 | 0 | 0 | 0 | 0 | 0
IL Fac. Spec. - NOX Rate Summer v3.1, Unit 855 and retrofits | 559 | 1797 | Rate Constraint in lbs/MMBtu | FALSE | L | Annual | Allowances Sold NOX | Thousand Tons | 0 | 0 | 0 | 0 | 0 | 0 | 0 | 0
IL Fac. Spec. - NOX Rate Summer v3.1, Unit 855 and retrofits | 559 | 1797 | Rate Constraint in lbs/MMBtu | FALSE | L | Annual | Allowances Banked | Thousand Tons | 0 | 0 | 0 | 0 | 0 | 0 | 0 | 0
IL Fac. Spec. - NOX Rate Summer v3.1, Unit 855 and retrofits | 559 | 1797 | Rate Constraint in lbs/MMBtu | FALSE | L | Annual | Allowances Withdrawn (1:1) | Thousand Tons | 0 | 0 | 0 | 0 | 0 | 0 | 0 | 0
IL Fac. Spec. - NOX Rate Summer v3.1, Unit 855 and retrofits | 559 | 1797 | Rate Constraint in lbs/MMBtu | FALSE | L | Annual | Allowances Withdrawn (n:1) | Thousand Tons | 0 | 0 | 0 | 0 | 0 | 0 | 0 | 0
IL Fac. Spec. - NOX Rate Summer v3.1, Unit 855 and retrofits | 559 | 1797 | Rate Constraint in lbs/MMBtu | FALSE | L | Annual | Net Emissions Allowance Position | Thousand Tons | 0 | 0 | 0 | 0 | 0 | 0 | 0 | 0
IL Fac. Spec. - NOX Rate Summer v3.1, Unit 855 and retrofits | 559 | 1797 | Rate Constraint in lbs/MMBtu | FALSE | L | Annual | Fuel Consumed | TBtu | 0 | 0 | 0 | 0 | 0 | 0 | 0 | 0
IL Fac. Spec. - NOX Rate Summer v3.1, Unit 855 and retrofits | 559 | 1797 | Rate Constraint in lbs/MMBtu | FALSE | L | Annual | Rate | lb/MMBtu | 0 | 0 | 0 | 0 | 0 | 0 | 0 | 0
IL Fac. Spec. - NOX Rate Summer v3.1, Unit 855 and retrofits | 559 | 1797 | Rate Constraint in lbs/MMBtu | FALSE | L | Annual | Generation | TWh | 0 | 0 | 0 | 0 | 0 | 0 | 0 | 0
IL Fac. Spec. - NOX Rate Summer v3.1, Unit 855 and retrofits | 559 | 1797 | Rate Constraint in lbs/MMBtu | FALSE | L | Annual | Qualifying Generation | TWh | 0 | 0 | 0 | 0 | 0 | 0 | 0 | 0
IL Fac. Spec. - NOX Rate Summer v3.1, Unit 855 and retrofits | 559 | 1797 | Rate Constraint in lbs/MMBtu | FALSE | L | Annual | Rate | lb/MWh | 0 | 0 | 0 | 0 | 0 | 0 | 0 | 0
IL Fac. Spec. - NOX Rate Summer v3.1, Unit 855 and retrofits | 559 | 1797 | Rate Constraint in lbs/MMBtu | FALSE | L | Annual | Constraint Shadow Price | US2016$/Ton | 0 | 0 | 0 | 0 | 0 | 0 | 0 | 0
IL Fac. Spec. - NOX Rate Summer v3.1, Unit 857 and retrofits | 560 | 1797 | Rate Constraint in lbs/MMBtu | FALSE | L | Annual | Seasons Included | Seasons | Summer | Summer | Summer | Summer | Summer | Summer | Summer | Summer
IL Fac. Spec. - NOX Rate Summer v3.1, Unit 857 and retrofits | 560 | 1797 | Rate Constraint in lbs/MMBtu | FALSE | L | Annual | Standard NOX | lb/MMBtu | 0.25 | 0.25 | 0.25 | 0.25 | 0.25 | 0.25 | 0.25 | 0.25
IL Fac. Spec. - NOX Rate Summer v3.1, Unit 857 and retrofits | 560 | 1797 | Rate Constraint in lbs/MMBtu | FALSE | L | Annual | Emissions at Affected Plants NOX | Thousand Tons | 0.00040359 | 0.00080056 | 0.00080056 | 0.00080056 | 0.0013193 | 0.00080056 | 0.00080056 | 0.00080056
IL Fac. Spec. - NOX Rate Summer v3.1, Unit 857 and retrofits | 560 | 1797 | Rate Constraint in lbs/MMBtu | FALSE | L | Annual | Allowances Purchased NOX | Thousand Tons | 0 | 0 | 0 | 0 | 0 | 0 | 0 | 0
IL Fac. Spec. - NOX Rate Summer v3.1, Unit 857 and retrofits | 560 | 1797 | Rate Constraint in lbs/MMBtu | FALSE | L | Annual | Allowances Sold NOX | Thousand Tons | 0 | 0 | 0 | 0 | 0 | 0 | 0 | 0
IL Fac. Spec. - NOX Rate Summer v3.1, Unit 857 and retrofits | 560 | 1797 | Rate Constraint in lbs/MMBtu | FALSE | L | Annual | Allowances Banked | Thousand Tons | 0 | 0 | 0 | 0 | 0 | 0 | 0 | 0
IL Fac. Spec. - NOX Rate Summer v3.1, Unit 857 and retrofits | 560 | 1797 | Rate Constraint in lbs/MMBtu | FALSE | L | Annual | Allowances Withdrawn (1:1) | Thousand Tons | 0 | 0 | 0 | 0 | 0 | 0 | 0 | 0
IL Fac. Spec. - NOX Rate Summer v3.1, Unit 857 and retrofits | 560 | 1797 | Rate Constraint in lbs/MMBtu | FALSE | L | Annual | Allowances Withdrawn (n:1) | Thousand Tons | 0 | 0 | 0 | 0 | 0 | 0 | 0 | 0
IL Fac. Spec. - NOX Rate Summer v3.1, Unit 857 and retrofits | 560 | 1797 | Rate Constraint in lbs/MMBtu | FALSE | L | Annual | Net Emissions Allowance Position | Thousand Tons | 0.00040359 | 0.00080056 | 0.00080056 | 0.00080056 | 0.0013193 | 0.00080056 | 0.00080056 | 0.00080056
IL Fac. Spec. - NOX Rate Summer v3.1, Unit 857 and retrofits | 560 | 1797 | Rate Constraint in lbs/MMBtu | FALSE | L | Annual | Fuel Consumed | TBtu | 0.07338 | 0.14556 | 0.14556 | 0.14556 | 0.23987 | 0.14556 | 0.14556 | 0.14556
IL Fac. Spec. - NOX Rate Summer v3.1, Unit 857 and retrofits | 560 | 1797 | Rate Constraint in lbs/MMBtu | FALSE | L | Annual | Rate | lb/MMBtu | 0.011 | 0.011 | 0.011 | 0.011 | 0.011 | 0.011 | 0.011 | 0.011
IL Fac. Spec. - NOX Rate Summer v3.1, Unit 857 and retrofits | 560 | 1797 | Rate Constraint in lbs/MMBtu | FALSE | L | Annual | Generation | TWh | 0.0068292 | 0.013546 | 0.013546 | 0.013546 | 0.022324 | 0.013546 | 0.013546 | 0.013546
IL Fac. Spec. - NOX Rate Summer v3.1, Unit 857 and retrofits | 560 | 1797 | Rate Constraint in lbs/MMBtu | FALSE | L | Annual | Qualifying Generation | TWh | 0.0068292 | 0.013546 | 0.013546 | 0.013546 | 0.022324 | 0.013546 | 0.013546 | 0.013546
IL Fac. Spec. - NOX Rate Summer v3.1, Unit 857 and retrofits | 560 | 1797 | Rate Constraint in lbs/MMBtu | FALSE | L | Annual | Rate | lb/MWh | 0.11819 | 0.11819 | 0.11819 | 0.11819 | 0.11819 | 0.11819 | 0.11819 | 0.11819
IL Fac. Spec. - NOX Rate Summer v3.1, Unit 857 and retrofits | 560 | 1797 | Rate Constraint in lbs/MMBtu | FALSE | L | Annual | Constraint Shadow Price | US2016$/Ton | 0 | 0 | 0 | 0 | 0 | 0 | 0 | 0
IL Fac. Spec. - NOX Rate Summer v3.1, Unit 865 and retrofits | 561 | 1797 | Rate Constraint in lbs/MMBtu | FALSE | L | Annual | Seasons Included | Seasons | Summer | Summer | Summer | Summer | Summer | Summer | Summer | Summer
IL Fac. Spec. - NOX Rate Summer v3.1, Unit 865 and retrofits | 561 | 1797 | Rate Constraint in lbs/MMBtu | FALSE | L | Annual | Standard NOX | lb/MMBtu | 0.25 | 0.25 | 0.25 | 0.25 | 0.25 | 0.25 | 0.25 | 0.25
IL Fac. Spec. - NOX Rate Summer v3.1, Unit 865 and retrofits | 561 | 1797 | Rate Constraint in lbs/MMBtu | FALSE | L | Annual | Emissions at Affected Plants NOX | Thousand Tons | 0.001581 | 0.0080367 | 0.0080367 | 0.015942 | 0.015942 | 0.0080367 | 0.0080367 | 0.0080367
IL Fac. Spec. - NOX Rate Summer v3.1, Unit 865 and retrofits | 561 | 1797 | Rate Constraint in lbs/MMBtu | FALSE | L | Annual | Allowances Purchased NOX | Thousand Tons | 0 | 0 | 0 | 0 | 0 | 0 | 0 | 0
IL Fac. Spec. - NOX Rate Summer v3.1, Unit 865 and retrofits | 561 | 1797 | Rate Constraint in lbs/MMBtu | FALSE | L | Annual | Allowances Sold NOX | Thousand Tons | 0 | 0 | 0 | 0 | 0 | 0 | 0 | 0
IL Fac. Spec. - NOX Rate Summer v3.1, Unit 865 and retrofits | 561 | 1797 | Rate Constraint in lbs/MMBtu | FALSE | L | Annual | Allowances Banked | Thousand Tons | 0 | 0 | 0 | 0 | 0 | 0 | 0 | 0
IL Fac. Spec. - NOX Rate Summer v3.1, Unit 865 and retrofits | 561 | 1797 | Rate Constraint in lbs/MMBtu | FALSE | L | Annual | Allowances Withdrawn (1:1) | Thousand Tons | 0 | 0 | 0 | 0 | 0 | 0 | 0 | 0
IL Fac. Spec. - NOX Rate Summer v3.1, Unit 865 and retrofits | 561 | 1797 | Rate Constraint in lbs/MMBtu | FALSE | L | Annual | Allowances Withdrawn (n:1) | Thousand Tons | 0 | 0 | 0 | 0 | 0 | 0 | 0 | 0
IL Fac. Spec. - NOX Rate Summer v3.1, Unit 865 and retrofits | 561 | 1797 | Rate Constraint in lbs/MMBtu | FALSE | L | Annual | Net Emissions Allowance Position | Thousand Tons | 0.001581 | 0.0080367 | 0.0080367 | 0.015942 | 0.015942 | 0.0080367 | 0.0080367 | 0.0080367
IL Fac. Spec. - NOX Rate Summer v3.1, Unit 865 and retrofits | 561 | 1797 | Rate Constraint in lbs/MMBtu | FALSE | L | Annual | Fuel Consumed | TBtu | 0.045055 | 0.22903 | 0.22903 | 0.45431 | 0.45431 | 0.22903 | 0.22903 | 0.22903
IL Fac. Spec. - NOX Rate Summer v3.1, Unit 865 and retrofits | 561 | 1797 | Rate Constraint in lbs/MMBtu | FALSE | L | Annual | Rate | lb/MMBtu | 0.07018 | 0.07018 | 0.07018 | 0.07018 | 0.07018 | 0.07018 | 0.07018 | 0.07018
IL Fac. Spec. - NOX Rate Summer v3.1, Unit 865 and retrofits | 561 | 1797 | Rate Constraint in lbs/MMBtu | FALSE | L | Annual | Generation | TWh | 0.0037574 | 0.0191 | 0.0191 | 0.037887 | 0.037887 | 0.0191 | 0.0191 | 0.0191
IL Fac. Spec. - NOX Rate Summer v3.1, Unit 865 and retrofits | 561 | 1797 | Rate Constraint in lbs/MMBtu | FALSE | L | Annual | Qualifying Generation | TWh | 0.0037574 | 0.0191 | 0.0191 | 0.037887 | 0.037887 | 0.0191 | 0.0191 | 0.0191
IL Fac. Spec. - NOX Rate Summer v3.1, Unit 865 and retrofits | 561 | 1797 | Rate Constraint in lbs/MMBtu | FALSE | L | Annual | Rate | lb/MWh | 0.84153 | 0.84153 | 0.84153 | 0.84153 | 0.84153 | 0.84153 | 0.84153 | 0.84153
IL Fac. Spec. - NOX Rate Summer v3.1, Unit 865 and retrofits | 561 | 1797 | Rate Constraint in lbs/MMBtu | FALSE | L | Annual | Constraint Shadow Price | US2016$/Ton | 0 | 0 | 0 | 0 | 0 | 0 | 0 | 0
IL Fac. Spec. - NOX Rate Summer v3.1, Unit 866 and retrofits | 562 | 1797 | Rate Constraint in lbs/MMBtu | FALSE | L | Annual | Seasons Included | Seasons | Summer | Summer | Summer | Summer | Summer | Summer | Summer | Summer
IL Fac. Spec. - NOX Rate Summer v3.1, Unit 866 and retrofits | 562 | 1797 | Rate Constraint in lbs/MMBtu | FALSE | L | Annual | Standard NOX | lb/MMBtu | 0.25 | 0.25 | 0.25 | 0.25 | 0.25 | 0.25 | 0.25 | 0.25
IL Fac. Spec. - NOX Rate Summer v3.1, Unit 866 and retrofits | 562 | 1797 | Rate Constraint in lbs/MMBtu | FALSE | L | Annual | Emissions at Affected Plants NOX | Thousand Tons | 0.0015908 | 0.0080866 | 0.0080866 | 0.016041 | 0.016041 | 0.0080866 | 0.0080866 | 0.0080866
IL Fac. Spec. - NOX Rate Summer v3.1, Unit 866 and retrofits | 562 | 1797 | Rate Constraint in lbs/MMBtu | FALSE | L | Annual | Allowances Purchased NOX | Thousand Tons | 0 | 0 | 0 | 0 | 0 | 0 | 0 | 0
IL Fac. Spec. - NOX Rate Summer v3.1, Unit 866 and retrofits | 562 | 1797 | Rate Constraint in lbs/MMBtu | FALSE | L | Annual | Allowances Sold NOX | Thousand Tons | 0 | 0 | 0 | 0 | 0 | 0 | 0 | 0
IL Fac. Spec. - NOX Rate Summer v3.1, Unit 866 and retrofits | 562 | 1797 | Rate Constraint in lbs/MMBtu | FALSE | L | Annual | Allowances Banked | Thousand Tons | 0 | 0 | 0 | 0 | 0 | 0 | 0 | 0
IL Fac. Spec. - NOX Rate Summer v3.1, Unit 866 and retrofits | 562 | 1797 | Rate Constraint in lbs/MMBtu | FALSE | L | Annual | Allowances Withdrawn (1:1) | Thousand Tons | 0 | 0 | 0 | 0 | 0 | 0 | 0 | 0
IL Fac. Spec. - NOX Rate Summer v3.1, Unit 866 and retrofits | 562 | 1797 | Rate Constraint in lbs/MMBtu | FALSE | L | Annual | Allowances Withdrawn (n:1) | Thousand Tons | 0 | 0 | 0 | 0 | 0 | 0 | 0 | 0
IL Fac. Spec. - NOX Rate Summer v3.1, Unit 866 and retrofits | 562 | 1797 | Rate Constraint in lbs/MMBtu | FALSE | L | Annual | Net Emissions Allowance Position | Thousand Tons | 0.0015908 | 0.0080866 | 0.0080866 | 0.016041 | 0.016041 | 0.0080866 | 0.0080866 | 0.0080866
IL Fac. Spec. - NOX Rate Summer v3.1, Unit 866 and retrofits | 562 | 1797 | Rate Constraint in lbs/MMBtu | FALSE | L | Annual | Fuel Consumed | TBtu | 0.045059 | 0.22905 | 0.22905 | 0.45434 | 0.45434 | 0.22905 | 0.22905 | 0.22905
IL Fac. Spec. - NOX Rate Summer v3.1, Unit 866 and retrofits | 562 | 1797 | Rate Constraint in lbs/MMBtu | FALSE | L | Annual | Rate | lb/MMBtu | 0.07061 | 0.07061 | 0.07061 | 0.07061 | 0.07061 | 0.07061 | 0.07061 | 0.07061
IL Fac. Spec. - NOX Rate Summer v3.1, Unit 866 and retrofits | 562 | 1797 | Rate Constraint in lbs/MMBtu | FALSE | L | Annual | Generation | TWh | 0.0037574 | 0.0191 | 0.0191 | 0.037887 | 0.037887 | 0.0191 | 0.0191 | 0.0191
IL Fac. Spec. - NOX Rate Summer v3.1, Unit 866 and retrofits | 562 | 1797 | Rate Constraint in lbs/MMBtu | FALSE | L | Annual | Qualifying Generation | TWh | 0.0037574 | 0.0191 | 0.0191 | 0.037887 | 0.037887 | 0.0191 | 0.0191 | 0.0191
IL Fac. Spec. - NOX Rate Summer v3.1, Unit 866 and retrofits | 562 | 1797 | Rate Constraint in lbs/MMBtu | FALSE | L | Annual | Rate | lb/MWh | 0.84676 | 0.84676 | 0.84676 | 0.84676 | 0.84676 | 0.84676 | 0.84676 | 0.84676
IL Fac. Spec. - NOX Rate Summer v3.1, Unit 866 and retrofits | 562 | 1797 | Rate Constraint in lbs/MMBtu | FALSE | L | Annual | Constraint Shadow Price | US2016$/Ton | 0 | 0 | 0 | 0 | 0 | 0 | 0 | 0
IL Fac. Spec. - NOX Rate Summer v3.1, Unit 867 and retrofits | 563 | 1797 | Rate Constraint in lbs/MMBtu | FALSE | L | Annual | Seasons Included | Seasons | Summer | Summer | Summer | Summer | Summer | Summer | Summer | Summer
IL Fac. Spec. - NOX Rate Summer v3.1, Unit 867 and retrofits | 563 | 1797 | Rate Constraint in lbs/MMBtu | FALSE | L | Annual | Standard NOX | lb/MMBtu | 0.25 | 0.25 | 0.25 | 0.25 | 0.25 | 0.25 | 0.25 | 0.25
IL Fac. Spec. - NOX Rate Summer v3.1, Unit 867 and retrofits | 563 | 1797 | Rate Constraint in lbs/MMBtu | FALSE | L | Annual | Emissions at Affected Plants NOX | Thousand Tons | 0.00085868 | 0.001627 | 0.0037511 | 0.0082705 | 0.0082705 | 0.0082705 | 0.0082705 | 0.0037511
IL Fac. Spec. - NOX Rate Summer v3.1, Unit 867 and retrofits | 563 | 1797 | Rate Constraint in lbs/MMBtu | FALSE | L | Annual | Allowances Purchased NOX | Thousand Tons | 0 | 0 | 0 | 0 | 0 | 0 | 0 | 0
IL Fac. Spec. - NOX Rate Summer v3.1, Unit 867 and retrofits | 563 | 1797 | Rate Constraint in lbs/MMBtu | FALSE | L | Annual | Allowances Sold NOX | Thousand Tons | 0 | 0 | 0 | 0 | 0 | 0 | 0 | 0
IL Fac. Spec. - NOX Rate Summer v3.1, Unit 867 and retrofits | 563 | 1797 | Rate Constraint in lbs/MMBtu | FALSE | L | Annual | Allowances Banked | Thousand Tons | 0 | 0 | 0 | 0 | 0 | 0 | 0 | 0
IL Fac. Spec. - NOX Rate Summer v3.1, Unit 867 and retrofits | 563 | 1797 | Rate Constraint in lbs/MMBtu | FALSE | L | Annual | Allowances Withdrawn (1:1) | Thousand Tons | 0 | 0 | 0 | 0 | 0 | 0 | 0 | 0
IL Fac. Spec. - NOX Rate Summer v3.1, Unit 867 and retrofits | 563 | 1797 | Rate Constraint in lbs/MMBtu | FALSE | L | Annual | Allowances Withdrawn (n:1) | Thousand Tons | 0 | 0 | 0 | 0 | 0 | 0 | 0 | 0
IL Fac. Spec. - NOX Rate Summer v3.1, Unit 867 and retrofits | 563 | 1797 | Rate Constraint in lbs/MMBtu | FALSE | L | Annual | Net Emissions Allowance Position | Thousand Tons | 0.00085868 | 0.001627 | 0.0037511 | 0.0082705 | 0.0082705 | 0.0082705 | 0.0082705 | 0.0037511
IL Fac. Spec. - NOX Rate Summer v3.1, Unit 867 and retrofits | 563 | 1797 | Rate Constraint in lbs/MMBtu | FALSE | L | Annual | Fuel Consumed | TBtu | 0.023584 | 0.044685 | 0.10302 | 0.22715 | 0.22715 | 0.22715 | 0.22715 | 0.10302
IL Fac. Spec. - NOX Rate Summer v3.1, Unit 867 and retrofits | 563 | 1797 | Rate Constraint in lbs/MMBtu | FALSE | L | Annual | Rate | lb/MMBtu | 0.07282 | 0.07282 | 0.07282 | 0.07282 | 0.07282 | 0.07282 | 0.07282 | 0.07282
IL Fac. Spec. - NOX Rate Summer v3.1, Unit 867 and retrofits | 563 | 1797 | Rate Constraint in lbs/MMBtu | FALSE | L | Annual | Generation | TWh | 0.0018091 | 0.0034278 | 0.007903 | 0.017425 | 0.017425 | 0.017425 | 0.017425 | 0.007903
IL Fac. Spec. - NOX Rate Summer v3.1, Unit 867 and retrofits | 563 | 1797 | Rate Constraint in lbs/MMBtu | FALSE | L | Annual | Qualifying Generation | TWh | 0.0018091 | 0.0034278 | 0.007903 | 0.017425 | 0.017425 | 0.017425 | 0.017425 | 0.007903
IL Fac. Spec. - NOX Rate Summer v3.1, Unit 867 and retrofits | 563 | 1797 | Rate Constraint in lbs/MMBtu | FALSE | L | Annual | Rate | lb/MWh | 0.94928 | 0.94928 | 0.94928 | 0.94928 | 0.94928 | 0.94928 | 0.94928 | 0.94928
IL Fac. Spec. - NOX Rate Summer v3.1, Unit 867 and retrofits | 563 | 1797 | Rate Constraint in lbs/MMBtu | FALSE | L | Annual | Constraint Shadow Price | US2016$/Ton | 0 | 0 | 0 | 0 | 0 | 0 | 0 | 0
IL Fac. Spec. - NOX Rate Summer v3.1, Unit 868 and retrofits | 564 | 1797 | Rate Constraint in lbs/MMBtu | FALSE | L | Annual | Seasons Included | Seasons | Summer | Summer | Summer | Summer | Summer | Summer | Summer | Summer
IL Fac. Spec. - NOX Rate Summer v3.1, Unit 868 and retrofits | 564 | 1797 | Rate Constraint in lbs/MMBtu | FALSE | L | Annual | Standard NOX | lb/MMBtu | 0.25 | 0.25 | 0.25 | 0.25 | 0.25 | 0.25 | 0.25 | 0.25
IL Fac. Spec. - NOX Rate Summer v3.1, Unit 868 and retrofits | 564 | 1797 | Rate Constraint in lbs/MMBtu | FALSE | L | Annual | Emissions at Affected Plants NOX | Thousand Tons | 0.00079017 | 0.0014972 | 0.0034518 | 0.0076106 | 0.0076106 | 0.0076106 | 0.0076106 | 0.0034518
IL Fac. Spec. - NOX Rate Summer v3.1, Unit 868 and retrofits | 564 | 1797 | Rate Constraint in lbs/MMBtu | FALSE | L | Annual | Allowances Purchased NOX | Thousand Tons | 0 | 0 | 0 | 0 | 0 | 0 | 0 | 0
IL Fac. Spec. - NOX Rate Summer v3.1, Unit 868 and retrofits | 564 | 1797 | Rate Constraint in lbs/MMBtu | FALSE | L | Annual | Allowances Sold NOX | Thousand Tons | 0 | 0 | 0 | 0 | 0 | 0 | 0 | 0
IL Fac. Spec. - NOX Rate Summer v3.1, Unit 868 and retrofits | 564 | 1797 | Rate Constraint in lbs/MMBtu | FALSE | L | Annual | Allowances Banked | Thousand Tons | 0 | 0 | 0 | 0 | 0 | 0 | 0 | 0
IL Fac. Spec. - NOX Rate Summer v3.1, Unit 868 and retrofits | 564 | 1797 | Rate Constraint in lbs/MMBtu | FALSE | L | Annual | Allowances Withdrawn (1:1) | Thousand Tons | 0 | 0 | 0 | 0 | 0 | 0 | 0 | 0
IL Fac. Spec. - NOX Rate Summer v3.1, Unit 868 and retrofits | 564 | 1797 | Rate Constraint in lbs/MMBtu | FALSE | L | Annual | Allowances Withdrawn (n:1) | Thousand Tons | 0 | 0 | 0 | 0 | 0 | 0 | 0 | 0
IL Fac. Spec. - NOX Rate Summer v3.1, Unit 868 and retrofits | 564 | 1797 | Rate Constraint in lbs/MMBtu | FALSE | L | Annual | Net Emissions Allowance Position | Thousand Tons | 0.00079017 | 0.0014972 | 0.0034518 | 0.0076106 | 0.0076106 | 0.0076106 | 0.0076106 | 0.0034518
IL Fac. Spec. - NOX Rate Summer v3.1, Unit 868 and retrofits | 564 | 1797 | Rate Constraint in lbs/MMBtu | FALSE | L | Annual | Fuel Consumed | TBtu | 0.023357 | 0.044255 | 0.10203 | 0.22496 | 0.22496 | 0.22496 | 0.22496 | 0.10203
IL Fac. Spec. - NOX Rate Summer v3.1, Unit 868 and retrofits | 564 | 1797 | Rate Constraint in lbs/MMBtu | FALSE | L | Annual | Rate | lb/MMBtu | 0.06766 | 0.06766 | 0.06766 | 0.06766 | 0.06766 | 0.06766 | 0.06766 | 0.06766
IL Fac. Spec. - NOX Rate Summer v3.1, Unit 868 and retrofits | 564 | 1797 | Rate Constraint in lbs/MMBtu | FALSE | L | Annual | Generation | TWh | 0.0017917 | 0.0033949 | 0.007827 | 0.017257 | 0.017257 | 0.017257 | 0.017257 | 0.007827
IL Fac. Spec. - NOX Rate Summer v3.1, Unit 868 and retrofits | 564 | 1797 | Rate Constraint in lbs/MMBtu | FALSE | L | Annual | Qualifying Generation | TWh | 0.0017917 | 0.0033949 | 0.007827 | 0.017257 | 0.017257 | 0.017257 | 0.017257 | 0.007827
IL Fac. Spec. - NOX Rate Summer v3.1, Unit 868 and retrofits | 564 | 1797 | Rate Constraint in lbs/MMBtu | FALSE | L | Annual | Rate | lb/MWh | 0.88202 | 0.88202 | 0.88202 | 0.88202 | 0.88202 | 0.88202 | 0.88202 | 0.88202
IL Fac. Spec. - NOX Rate Summer v3.1, Unit 868 and retrofits | 564 | 1797 | Rate Constraint in lbs/MMBtu | FALSE | L | Annual | Constraint Shadow Price | US2016$/Ton | 0 | 0 | 0 | 0 | 0 | 0 | 0 | 0
IL Fac. Spec. - NOX Rate Summer v3.1, Unit 1631 and retrofits | 565 | 1797 | Rate Constraint in lbs/MMBtu | FALSE | L | Annual | Seasons Included | Seasons | Summer | Summer | Summer | Summer | Summer | Summer | Summer | Summer
IL Fac. Spec. - NOX Rate Summer v3.1, Unit 1631 and retrofits | 565 | 1797 | Rate Constraint in lbs/MMBtu | FALSE | L | Annual | Standard NOX | lb/MMBtu | 0.25 | 0.25 | 0.25 | 0.25 | 0.25 | 0.25 | 0.25 | 0.25
IL Fac. Spec. - NOX Rate Summer v3.1, Unit 1631 and retrofits | 565 | 1797 | Rate Constraint in lbs/MMBtu | FALSE | L | Annual | Emissions at Affected Plants NOX | Thousand Tons | 0 | 0 | 0 | 0.00098794 | 0.00098794 | 0.00098794 | 0.00098794 | 0.00098794
IL Fac. Spec. - NOX Rate Summer v3.1, Unit 1631 and retrofits | 565 | 1797 | Rate Constraint in lbs/MMBtu | FALSE | L | Annual | Allowances Purchased NOX | Thousand Tons | 0 | 0 | 0 | 0 | 0 | 0 | 0 | 0
IL Fac. Spec. - NOX Rate Summer v3.1, Unit 1631 and retrofits | 565 | 1797 | Rate Constraint in lbs/MMBtu | FALSE | L | Annual | Allowances Sold NOX | Thousand Tons | 0 | 0 | 0 | 0 | 0 | 0 | 0 | 0
IL Fac. Spec. - NOX Rate Summer v3.1, Unit 1631 and retrofits | 565 | 1797 | Rate Constraint in lbs/MMBtu | FALSE | L | Annual | Allowances Banked | Thousand Tons | 0 | 0 | 0 | 0 | 0 | 0 | 0 | 0
IL Fac. Spec. - NOX Rate Summer v3.1, Unit 1631 and retrofits | 565 | 1797 | Rate Constraint in lbs/MMBtu | FALSE | L | Annual | Allowances Withdrawn (1:1) | Thousand Tons | 0 | 0 | 0 | 0 | 0 | 0 | 0 | 0
IL Fac. Spec. - NOX Rate Summer v3.1, Unit 1631 and retrofits | 565 | 1797 | Rate Constraint in lbs/MMBtu | FALSE | L | Annual | Allowances Withdrawn (n:1) | Thousand Tons | 0 | 0 | 0 | 0 | 0 | 0 | 0 | 0
IL Fac. Spec. - NOX Rate Summer v3.1, Unit 1631 and retrofits | 565 | 1797 | Rate Constraint in lbs/MMBtu | FALSE | L | Annual | Net Emissions Allowance Position | Thousand Tons | 0 | 0 | 0 | 0.00098794 | 0.00098794 | 0.00098794 | 0.00098794 | 0.00098794
IL Fac. Spec. - NOX Rate Summer v3.1, Unit 1631 and retrofits | 565 | 1797 | Rate Constraint in lbs/MMBtu | FALSE | L | Annual | Fuel Consumed | TBtu | 0 | 0 | 0 | 0.017001 | 0.017001 | 0.017001 | 0.017001 | 0.017001
IL Fac. Spec. - NOX Rate Summer v3.1, Unit 1631 and retrofits | 565 | 1797 | Rate Constraint in lbs/MMBtu | FALSE | L | Annual | Rate | lb/MMBtu | 0 | 0 | 0 | 0.11622 | 0.11622 | 0.11622 | 0.11622 | 0.11622
IL Fac. Spec. - NOX Rate Summer v3.1, Unit 1631 and retrofits | 565 | 1797 | Rate Constraint in lbs/MMBtu | FALSE | L | Annual | Generation | TWh | 0 | 0 | 0 | 0.0012493 | 0.0012493 | 0.0012493 | 0.0012493 | 0.0012493
IL Fac. Spec. - NOX Rate Summer v3.1, Unit 1631 and retrofits | 565 | 1797 | Rate Constraint in lbs/MMBtu | FALSE | L | Annual | Qualifying Generation | TWh | 0 | 0 | 0 | 0.0012493 | 0.0012493 | 0.0012493 | 0.0012493 | 0.0012493
IL Fac. Spec. - NOX Rate Summer v3.1, Unit 1631 and retrofits | 565 | 1797 | Rate Constraint in lbs/MMBtu | FALSE | L | Annual | Rate | lb/MWh | 0 | 0 | 0 | 1.5816 | 1.5816 | 1.5816 | 1.5816 | 1.5816
IL Fac. Spec. - NOX Rate Summer v3.1, Unit 1631 and retrofits | 565 | 1797 | Rate Constraint in lbs/MMBtu | FALSE | L | Annual | Constraint Shadow Price | US2016$/Ton | 0 | 0 | 0 | 0 | 0 | 0 | 0 | 0
IL Fac. Spec. - NOX Rate Summer v3.1, Unit 1632 and retrofits | 566 | 1797 | Rate Constraint in lbs/MMBtu | FALSE | L | Annual | Seasons Included | Seasons | Summer | Summer | Summer | Summer | Summer | Summer | Summer | Summer
IL Fac. Spec. - NOX Rate Summer v3.1, Unit 1632 and retrofits | 566 | 1797 | Rate Constraint in lbs/MMBtu | FALSE | L | Annual | Standard NOX | lb/MMBtu | 0.25 | 0.25 | 0.25 | 0.25 | 0.25 | 0.25 | 0.25 | 0.25
IL Fac. Spec. - NOX Rate Summer v3.1, Unit 1632 and retrofits | 566 | 1797 | Rate Constraint in lbs/MMBtu | FALSE | L | Annual | Emissions at Affected Plants NOX | Thousand Tons | 0 | 0 | 0 | 0.0016523 | 0.0016523 | 0.0016523 | 0.0016523 | 0.0016523
IL Fac. Spec. - NOX Rate Summer v3.1, Unit 1632 and retrofits | 566 | 1797 | Rate Constraint in lbs/MMBtu | FALSE | L | Annual | Allowances Purchased NOX | Thousand Tons | 0 | 0 | 0 | 0 | 0 | 0 | 0 | 0
IL Fac. Spec. - NOX Rate Summer v3.1, Unit 1632 and retrofits | 566 | 1797 | Rate Constraint in lbs/MMBtu | FALSE | L | Annual | Allowances Sold NOX | Thousand Tons | 0 | 0 | 0 | 0 | 0 | 0 | 0 | 0
IL Fac. Spec. - NOX Rate Summer v3.1, Unit 1632 and retrofits | 566 | 1797 | Rate Constraint in lbs/MMBtu | FALSE | L | Annual | Allowances Banked | Thousand Tons | 0 | 0 | 0 | 0 | 0 | 0 | 0 | 0
IL Fac. Spec. - NOX Rate Summer v3.1, Unit 1632 and retrofits | 566 | 1797 | Rate Constraint in lbs/MMBtu | FALSE | L | Annual | Allowances Withdrawn (1:1) | Thousand Tons | 0 | 0 | 0 | 0 | 0 | 0 | 0 | 0
IL Fac. Spec. - NOX Rate Summer v3.1, Unit 1632 and retrofits | 566 | 1797 | Rate Constraint in lbs/MMBtu | FALSE | L | Annual | Allowances Withdrawn (n:1) | Thousand Tons | 0 | 0 | 0 | 0 | 0 | 0 | 0 | 0
IL Fac. Spec. - NOX Rate Summer v3.1, Unit 1632 and retrofits | 566 | 1797 | Rate Constraint in lbs/MMBtu | FALSE | L | Annual | Net Emissions Allowance Position | Thousand Tons | 0 | 0 | 0 | 0.0016523 | 0.0016523 | 0.0016523 | 0.0016523 | 0.0016523
IL Fac. Spec. - NOX Rate Summer v3.1, Unit 1632 and retrofits | 566 | 1797 | Rate Constraint in lbs/MMBtu | FALSE | L | Annual | Fuel Consumed | TBtu | 0 | 0 | 0 | 0.017001 | 0.017001 | 0.017001 | 0.017001 | 0.017001
IL Fac. Spec. - NOX Rate Summer v3.1, Unit 1632 and retrofits | 566 | 1797 | Rate Constraint in lbs/MMBtu | FALSE | L | Annual | Rate | lb/MMBtu | 0 | 0 | 0 | 0.19437 | 0.19437 | 0.19437 | 0.19437 | 0.19437
IL Fac. Spec. - NOX Rate Summer v3.1, Unit 1632 and retrofits | 566 | 1797 | Rate Constraint in lbs/MMBtu | FALSE | L | Annual | Generation | TWh | 0 | 0 | 0 | 0.0012493 | 0.0012493 | 0.0012493 | 0.0012493 | 0.0012493
IL Fac. Spec. - NOX Rate Summer v3.1, Unit 1632 and retrofits | 566 | 1797 | Rate Constraint in lbs/MMBtu | FALSE | L | Annual | Qualifying Generation | TWh | 0 | 0 | 0 | 0.0012493 | 0.0012493 | 0.0012493 | 0.0012493 | 0.0012493
IL Fac. Spec. - NOX Rate Summer v3.1, Unit 1632 and retrofits | 566 | 1797 | Rate Constraint in lbs/MMBtu | FALSE | L | Annual | Rate | lb/MWh | 0 | 0 | 0 | 2.6452 | 2.6452 | 2.6452 | 2.6452 | 2.6452
IL Fac. Spec. - NOX Rate Summer v3.1, Unit 1632 and retrofits | 566 | 1797 | Rate Constraint in lbs/MMBtu | FALSE | L | Annual | Constraint Shadow Price | US2016$/Ton | 0 | 0 | 0 | 0 | 0 | 0 | 0 | 0
IL Fac. Spec. - NOX Rate Summer v3.1, Unit 1633 and retrofits | 567 | 1797 | Rate Constraint in lbs/MMBtu | FALSE | L | Annual | Seasons Included | Seasons | Summer | Summer | Summer | Summer | Summer | Summer | Summer | Summer
IL Fac. Spec. - NOX Rate Summer v3.1, Unit 1633 and retrofits | 567 | 1797 | Rate Constraint in lbs/MMBtu | FALSE | L | Annual | Standard NOX | lb/MMBtu | 0.25 | 0.25 | 0.25 | 0.25 | 0.25 | 0.25 | 0.25 | 0.25
IL Fac. Spec. - NOX Rate Summer v3.1, Unit 1633 and retrofits | 567 | 1797 | Rate Constraint in lbs/MMBtu | FALSE | L | Annual | Emissions at Affected Plants NOX | Thousand Tons | 0 | 0 | 0 | 0.0020508 | 0.0020508 | 0.0020508 | 0.0020508 | 0.0020508
IL Fac. Spec. - NOX Rate Summer v3.1, Unit 1633 and retrofits | 567 | 1797 | Rate Constraint in lbs/MMBtu | FALSE | L | Annual | Allowances Purchased NOX | Thousand Tons | 0 | 0 | 0 | 0 | 0 | 0 | 0 | 0
IL Fac. Spec. - NOX Rate Summer v3.1, Unit 1633 and retrofits | 567 | 1797 | Rate Constraint in lbs/MMBtu | FALSE | L | Annual | Allowances Sold NOX | Thousand Tons | 0 | 0 | 0 | 0 | 0 | 0 | 0 | 0
IL Fac. Spec. - NOX Rate Summer v3.1, Unit 1633 and retrofits | 567 | 1797 | Rate Constraint in lbs/MMBtu | FALSE | L | Annual | Allowances Banked | Thousand Tons | 0 | 0 | 0 | 0 | 0 | 0 | 0 | 0
IL Fac. Spec. - NOX Rate Summer v3.1, Unit 1633 and retrofits | 567 | 1797 | Rate Constraint in lbs/MMBtu | FALSE | L | Annual | Allowances Withdrawn (1:1) | Thousand Tons | 0 | 0 | 0 | 0 | 0 | 0 | 0 | 0
IL Fac. Spec. - NOX Rate Summer v3.1, Unit 1633 and retrofits | 567 | 1797 | Rate Constraint in lbs/MMBtu | FALSE | L | Annual | Allowances Withdrawn (n:1) | Thousand Tons | 0 | 0 | 0 | 0 | 0 | 0 | 0 | 0
IL Fac. Spec. - NOX Rate Summer v3.1, Unit 1633 and retrofits | 567 | 1797 | Rate Constraint in lbs/MMBtu | FALSE | L | Annual | Net Emissions Allowance Position | Thousand Tons | 0 | 0 | 0 | 0.0020508 | 0.0020508 | 0.0020508 | 0.0020508 | 0.0020508
IL Fac. Spec. - NOX Rate Summer v3.1, Unit 1633 and retrofits | 567 | 1797 | Rate Constraint in lbs/MMBtu | FALSE | L | Annual | Fuel Consumed | TBtu | 0 | 0 | 0 | 0.026039 | 0.026039 | 0.026039 | 0.026039 | 0.026039
IL Fac. Spec. - NOX Rate Summer v3.1, Unit 1633 and retrofits | 567 | 1797 | Rate Constraint in lbs/MMBtu | FALSE | L | Annual | Rate | lb/MMBtu | 0 | 0 | 0 | 0.15752 | 0.15752 | 0.15752 | 0.15752 | 0.15752
IL Fac. Spec. - NOX Rate Summer v3.1, Unit 1633 and retrofits | 567 | 1797 | Rate Constraint in lbs/MMBtu | FALSE | L | Annual | Generation | TWh | 0 | 0 | 0 | 0.0019135 | 0.0019135 | 0.0019135 | 0.0019135 | 0.0019135
IL Fac. Spec. - NOX Rate Summer v3.1, Unit 1633 and retrofits | 567 | 1797 | Rate Constraint in lbs/MMBtu | FALSE | L | Annual | Qualifying Generation | TWh | 0 | 0 | 0 | 0.0019135 | 0.0019135 | 0.0019135 | 0.0019135 | 0.0019135
IL Fac. Spec. - NOX Rate Summer v3.1, Unit 1633 and retrofits | 567 | 1797 | Rate Constraint in lbs/MMBtu | FALSE | L | Annual | Rate | lb/MWh | 0 | 0 | 0 | 2.1435 | 2.1435 | 2.1435 | 2.1435 | 2.1435
IL Fac. Spec. - NOX Rate Summer v3.1, Unit 1633 and retrofits | 567 | 1797 | Rate Constraint in lbs/MMBtu | FALSE | L | Annual | Constraint Shadow Price | US2016$/Ton | 0 | 0 | 0 | 0 | 0 | 0 | 0 | 0
IL Fac. Spec. - NOX Rate Summer v3.1, Unit 1634 and retrofits | 568 | 1797 | Rate Constraint in lbs/MMBtu | FALSE | L | Annual | Seasons Included | Seasons | Summer | Summer | Summer | Summer | Summer | Summer | Summer | Summer
IL Fac. Spec. - NOX Rate Summer v3.1, Unit 1634 and retrofits | 568 | 1797 | Rate Constraint in lbs/MMBtu | FALSE | L | Annual | Standard NOX | lb/MMBtu | 0.25 | 0.25 | 0.25 | 0.25 | 0.25 | 0.25 | 0.25 | 0.25
IL Fac. Spec. - NOX Rate Summer v3.1, Unit 1634 and retrofits | 568 | 1797 | Rate Constraint in lbs/MMBtu | FALSE | L | Annual | Emissions at Affected Plants NOX | Thousand Tons | 0 | 0 | 0 | 0.0015483 | 0.0015483 | 0.0015483 | 0.0015483 | 0.0015483
IL Fac. Spec. - NOX Rate Summer v3.1, Unit 1634 and retrofits | 568 | 1797 | Rate Constraint in lbs/MMBtu | FALSE | L | Annual | Allowances Purchased NOX | Thousand Tons | 0 | 0 | 0 | 0 | 0 | 0 | 0 | 0
IL Fac. Spec. - NOX Rate Summer v3.1, Unit 1634 and retrofits | 568 | 1797 | Rate Constraint in lbs/MMBtu | FALSE | L | Annual | Allowances Sold NOX | Thousand Tons | 0 | 0 | 0 | 0 | 0 | 0 | 0 | 0
IL Fac. Spec. - NOX Rate Summer v3.1, Unit 1634 and retrofits | 568 | 1797 | Rate Constraint in lbs/MMBtu | FALSE | L | Annual | Allowances Banked | Thousand Tons | 0 | 0 | 0 | 0 | 0 | 0 | 0 | 0
IL Fac. Spec. - NOX Rate Summer v3.1, Unit 1634 and retrofits | 568 | 1797 | Rate Constraint in lbs/MMBtu | FALSE | L | Annual | Allowances Withdrawn (1:1) | Thousand Tons | 0 | 0 | 0 | 0 | 0 | 0 | 0 | 0
IL Fac. Spec. - NOX Rate Summer v3.1, Unit 1634 and retrofits | 568 | 1797 | Rate Constraint in lbs/MMBtu | FALSE | L | Annual | Allowances Withdrawn (n:1) | Thousand Tons | 0 | 0 | 0 | 0 | 0 | 0 | 0 | 0
IL Fac. Spec. - NOX Rate Summer v3.1, Unit 1634 and retrofits | 568 | 1797 | Rate Constraint in lbs/MMBtu | FALSE | L | Annual | Net Emissions Allowance Position | Thousand Tons | 0 | 0 | 0 | 0.0015483 | 0.0015483 | 0.0015483 | 0.0015483 | 0.0015483
IL Fac. Spec. - NOX Rate Summer v3.1, Unit 1634 and retrofits | 568 | 1797 | Rate Constraint in lbs/MMBtu | FALSE | L | Annual | Fuel Consumed | TBtu | 0 | 0 | 0 | 0.026041 | 0.026041 | 0.026041 | 0.026041 | 0.026041
IL Fac. Spec. - NOX Rate Summer v3.1, Unit 1634 and retrofits | 568 | 1797 | Rate Constraint in lbs/MMBtu | FALSE | L | Annual | Rate | lb/MMBtu | 0 | 0 | 0 | 0.11891 | 0.11891 | 0.11891 | 0.11891 | 0.11891
IL Fac. Spec. - NOX Rate Summer v3.1, Unit 1634 and retrofits | 568 | 1797 | Rate Constraint in lbs/MMBtu | FALSE | L | Annual | Generation | TWh | 0 | 0 | 0 | 0.0019135 | 0.0019135 | 0.0019135 | 0.0019135 | 0.0019135
IL Fac. Spec. - NOX Rate Summer v3.1, Unit 1634 and retrofits | 568 | 1797 | Rate Constraint in lbs/MMBtu | FALSE | L | Annual | Qualifying Generation | TWh | 0 | 0 | 0 | 0.0019135 | 0.0019135 | 0.0019135 | 0.0019135 | 0.0019135
IL Fac. Spec. - NOX Rate Summer v3.1, Unit 1634 and retrofits | 568 | 1797 | Rate Constraint in lbs/MMBtu | FALSE | L | Annual | Rate | lb/MWh | 0 | 0 | 0 | 1.6182 | 1.6182 | 1.6182 | 1.6182 | 1.6182
IL Fac. Spec. - NOX Rate Summer v3.1, Unit 1634 and retrofits | 568 | 1797 | Rate Constraint in lbs/MMBtu | FALSE | L | Annual | Constraint Shadow Price | US2016$/Ton | 0 | 0 | 0 | 0 | 0 | 0 | 0 | 0
IL Fac. Spec. - NOX Rate Summer v3.1, Unit 1635 and retrofits | 569 | 1797 | Rate Constraint in lbs/MMBtu | FALSE | L | Annual | Seasons Included | Seasons | Summer | Summer | Summer | Summer | Summer | Summer | Summer | Summer
IL Fac. Spec. - NOX Rate Summer v3.1, Unit 1635 and retrofits | 569 | 1797 | Rate Constraint in lbs/MMBtu | FALSE | L | Annual | Standard NOX | lb/MMBtu | 0.25 | 0.25 | 0.25 | 0.25 | 0.25 | 0.25 | 0.25 | 0.25
IL Fac. Spec. - NOX Rate Summer v3.1, Unit 1635 and retrofits | 569 | 1797 | Rate Constraint in lbs/MMBtu | FALSE | L | Annual | Emissions at Affected Plants NOX | Thousand Tons | 0 | 0 | 0 | 0.0017153 | 0.0017153 | 0.0017153 | 0.0017153 | 0.0017153
IL Fac. Spec. - NOX Rate Summer v3.1, Unit 1635 and retrofits | 569 | 1797 | Rate Constraint in lbs/MMBtu | FALSE | L | Annual | Allowances Purchased NOX | Thousand Tons | 0 | 0 | 0 | 0 | 0 | 0 | 0 | 0
IL Fac. Spec. - NOX Rate Summer v3.1, Unit 1635 and retrofits | 569 | 1797 | Rate Constraint in lbs/MMBtu | FALSE | L | Annual | Allowances Sold NOX | Thousand Tons | 0 | 0 | 0 | 0 | 0 | 0 | 0 | 0
IL Fac. Spec. - NOX Rate Summer v3.1, Unit 1635 and retrofits | 569 | 1797 | Rate Constraint in lbs/MMBtu | FALSE | L | Annual | Allowances Banked | Thousand Tons | 0 | 0 | 0 | 0 | 0 | 0 | 0 | 0
IL Fac. Spec. - NOX Rate Summer v3.1, Unit 1635 and retrofits | 569 | 1797 | Rate Constraint in lbs/MMBtu | FALSE | L | Annual | Allowances Withdrawn (1:1) | Thousand Tons | 0 | 0 | 0 | 0 | 0 | 0 | 0 | 0
IL Fac. Spec. - NOX Rate Summer v3.1, Unit 1635 and retrofits | 569 | 1797 | Rate Constraint in lbs/MMBtu | FALSE | L | Annual | Allowances Withdrawn (n:1) | Thousand Tons | 0 | 0 | 0 | 0 | 0 | 0 | 0 | 0
IL Fac. Spec. - NOX Rate Summer v3.1, Unit 1635 and retrofits | 569 | 1797 | Rate Constraint in lbs/MMBtu | FALSE | L | Annual | Net Emissions Allowance Position | Thousand Tons | 0 | 0 | 0 | 0.0017153 | 0.0017153 | 0.0017153 | 0.0017153 | 0.0017153
IL Fac. Spec. - NOX Rate Summer v3.1, Unit 1635 and retrofits | 569 | 1797 | Rate Constraint in lbs/MMBtu | FALSE | L | Annual | Fuel Consumed | TBtu | 0 | 0 | 0 | 0.026041 | 0.026041 | 0.026041 | 0.026041 | 0.026041
IL Fac. Spec. - NOX Rate Summer v3.1, Unit 1635 and retrofits | 569 | 1797 | Rate Constraint in lbs/MMBtu | FALSE | L | Annual | Rate | lb/MMBtu | 0 | 0 | 0 | 0.13174 | 0.13174 | 0.13174 | 0.13174 | 0.13174
IL Fac. Spec. - NOX Rate Summer v3.1, Unit 1635 and retrofits | 569 | 1797 | Rate Constraint in lbs/MMBtu | FALSE | L | Annual | Generation | TWh | 0 | 0 | 0 | 0.0019135 | 0.0019135 | 0.0019135 | 0.0019135 | 0.0019135
IL Fac. Spec. - NOX Rate Summer v3.1, Unit 1635 and retrofits | 569 | 1797 | Rate Constraint in lbs/MMBtu | FALSE | L | Annual | Qualifying Generation | TWh | 0 | 0 | 0 | 0.0019135 | 0.0019135 | 0.0019135 | 0.0019135 | 0.0019135
IL Fac. Spec. - NOX Rate Summer v3.1, Unit 1635 and retrofits | 569 | 1797 | Rate Constraint in lbs/MMBtu | FALSE | L | Annual | Rate | lb/MWh | 0 | 0 | 0 | 1.7928 | 1.7928 | 1.7928 | 1.7928 | 1.7928
IL Fac. Spec. - NOX Rate Summer v3.1, Unit 1635 and retrofits | 569 | 1797 | Rate Constraint in lbs/MMBtu | FALSE | L | Annual | Constraint Shadow Price | US2016$/Ton | 0 | 0 | 0 | 0 | 0 | 0 | 0 | 0
IL Fac. Spec. - NOX Rate Summer v3.1, Unit 1950 and retrofits | 570 | 1797 | Rate Constraint in lbs/MMBtu | FALSE | L | Annual | Seasons Included | Seasons | Summer | Summer | Summer | Summer | Summer | Summer | Summer | Summer
IL Fac. Spec. - NOX Rate Summer v3.1, Unit 1950 and retrofits | 570 | 1797 | Rate Constraint in lbs/MMBtu | FALSE | L | Annual | Standard NOX | lb/MMBtu | 0.25 | 0.25 | 0.25 | 0.25 | 0.25 | 0.25 | 0.25 | 0.25
IL Fac. Spec. - NOX Rate Summer v3.1, Unit 1950 and retrofits | 570 | 1797 | Rate Constraint in lbs/MMBtu | FALSE | L | Annual | Emissions at Affected Plants NOX | Thousand Tons | 0.0029472 | 0.0038523 | 0.0038523 | 0.0038523 | 0.0062943 | 0.0062943 | 0.0038523 | 0.0038523
IL Fac. Spec. - NOX Rate Summer v3.1, Unit 1950 and retrofits | 570 | 1797 | Rate Constraint in lbs/MMBtu | FALSE | L | Annual | Allowances Purchased NOX | Thousand Tons | 0 | 0 | 0 | 0 | 0 | 0 | 0 | 0
IL Fac. Spec. - NOX Rate Summer v3.1, Unit 1950 and retrofits | 570 | 1797 | Rate Constraint in lbs/MMBtu | FALSE | L | Annual | Allowances Sold NOX | Thousand Tons | 0 | 0 | 0 | 0 | 0 | 0 | 0 | 0
IL Fac. Spec. - NOX Rate Summer v3.1, Unit 1950 and retrofits | 570 | 1797 | Rate Constraint in lbs/MMBtu | FALSE | L | Annual | Allowances Banked | Thousand Tons | 0 | 0 | 0 | 0 | 0 | 0 | 0 | 0
IL Fac. Spec. - NOX Rate Summer v3.1, Unit 1950 and retrofits | 570 | 1797 | Rate Constraint in lbs/MMBtu | FALSE | L | Annual | Allowances Withdrawn (1:1) | Thousand Tons | 0 | 0 | 0 | 0 | 0 | 0 | 0 | 0
IL Fac. Spec. - NOX Rate Summer v3.1, Unit 1950 and retrofits | 570 | 1797 | Rate Constraint in lbs/MMBtu | FALSE | L | Annual | Allowances Withdrawn (n:1) | Thousand Tons | 0 | 0 | 0 | 0 | 0 | 0 | 0 | 0
IL Fac. Spec. - NOX Rate Summer v3.1, Unit 1950 and retrofits | 570 | 1797 | Rate Constraint in lbs/MMBtu | FALSE | L | Annual | Net Emissions Allowance Position | Thousand Tons | 0.0029472 | 0.0038523 | 0.0038523 | 0.0038523 | 0.0062943 | 0.0062943 | 0.0038523 | 0.0038523
IL Fac. Spec. - NOX Rate Summer v3.1, Unit 1950 and retrofits | 570 | 1797 | Rate Constraint in lbs/MMBtu | FALSE | L | Annual | Fuel Consumed | TBtu | 0.067202 | 0.087843 | 0.087843 | 0.087843 | 0.14352 | 0.14352 | 0.087843 | 0.087843
IL Fac. Spec. - NOX Rate Summer v3.1, Unit 1950 and retrofits | 570 | 1797 | Rate Constraint in lbs/MMBtu | FALSE | L | Annual | Rate | lb/MMBtu | 0.08771 | 0.08771 | 0.08771 | 0.08771 | 0.08771 | 0.08771 | 0.08771 | 0.08771
IL Fac. Spec. - NOX Rate Summer v3.1, Unit 1950 and retrofits | 570 | 1797 | Rate Constraint in lbs/MMBtu | FALSE | L | Annual | Generation | TWh | 0.0059709 | 0.0078048 | 0.0078048 | 0.0078048 | 0.012752 | 0.012752 | 0.0078048 | 0.0078048
IL Fac. Spec. - NOX Rate Summer v3.1, Unit 1950 and retrofits | 570 | 1797 | Rate Constraint in lbs/MMBtu | FALSE | L | Annual | Qualifying Generation | TWh | 0.0059709 | 0.0078048 | 0.0078048 | 0.0078048 | 0.012752 | 0.012752 | 0.0078048 | 0.0078048
IL Fac. Spec. - NOX Rate Summer v3.1, Unit 1950 and retrofits | 570 | 1797 | Rate Constraint in lbs/MMBtu | FALSE | L | Annual | Rate | lb/MWh | 0.98718 | 0.98718 | 0.98718 | 0.98718 | 0.98718 | 0.98718 | 0.98718 | 0.98718
IL Fac. Spec. - NOX Rate Summer v3.1, Unit 1950 and retrofits | 570 | 1797 | Rate Constraint in lbs/MMBtu | FALSE | L | Annual | Constraint Shadow Price | US2016$/Ton | 0 | 0 | 0 | 0 | 0 | 0 | 0 | 0
IL Fac. Spec. - NOX Rate Summer v3.1, Unit 1951 and retrofits | 571 | 1797 | Rate Constraint in lbs/MMBtu | FALSE | L | Annual | Seasons Included | Seasons | Summer | Summer | Summer | Summer | Summer | Summer | Summer | Summer
IL Fac. Spec. - NOX Rate Summer v3.1, Unit 1951 and retrofits | 571 | 1797 | Rate Constraint in lbs/MMBtu | FALSE | L | Annual | Standard NOX | lb/MMBtu | 0.25 | 0.25 | 0.25 | 0.25 | 0.25 | 0.25 | 0.25 | 0.25
IL Fac. Spec. - NOX Rate Summer v3.1, Unit 1951 and retrofits | 571 | 1797 | Rate Constraint in lbs/MMBtu | FALSE | L | Annual | Emissions at Affected Plants NOX | Thousand Tons | 0.0051126 | 0.0066829 | 0.0066829 | 0.0066829 | 0.020085 | 0.010901 | 0.0066829 | 0.0066829
IL Fac. Spec. - NOX Rate Summer v3.1, Unit 1951 and retrofits | 571 | 1797 | Rate Constraint in lbs/MMBtu | FALSE | L | Annual | Allowances Purchased NOX | Thousand Tons | 0 | 0 | 0 | 0 | 0 | 0 | 0 | 0
IL Fac. Spec. - NOX Rate Summer v3.1, Unit 1951 and retrofits | 571 | 1797 | Rate Constraint in lbs/MMBtu | FALSE | L | Annual | Allowances Sold NOX | Thousand Tons | 0 | 0 | 0 | 0 | 0 | 0 | 0 | 0
IL Fac. Spec. - NOX Rate Summer v3.1, Unit 1951 and retrofits | 571 | 1797 | Rate Constraint in lbs/MMBtu | FALSE | L | Annual | Allowances Banked | Thousand Tons | 0 | 0 | 0 | 0 | 0 | 0 | 0 | 0
IL Fac. Spec. - NOX Rate Summer v3.1, Unit 1951 and retrofits | 571 | 1797 | Rate Constraint in lbs/MMBtu | FALSE | L | Annual | Allowances Withdrawn (1:1) | Thousand Tons | 0 | 0 | 0 | 0 | 0 | 0 | 0 | 0
IL Fac. Spec. - NOX Rate Summer v3.1, Unit 1951 and retrofits | 571 | 1797 | Rate Constraint in lbs/MMBtu | FALSE | L | Annual | Allowances Withdrawn (n:1) | Thousand Tons | 0 | 0 | 0 | 0 | 0 | 0 | 0 | 0
IL Fac. Spec. - NOX Rate Summer v3.1, Unit 1951 and retrofits | 571 | 1797 | Rate Constraint in lbs/MMBtu | FALSE | L | Annual | Net Emissions Allowance Position | Thousand Tons | 0.0051126 | 0.0066829 | 0.0066829 | 0.0066829 | 0.020085 | 0.010901 | 0.0066829 | 0.0066829
IL Fac. Spec. - NOX Rate Summer v3.1, Unit 1951 and retrofits | 571 | 1797 | Rate Constraint in lbs/MMBtu | FALSE | L | Annual | Fuel Consumed | TBtu | 0.24236 | 0.3168 | 0.3168 | 0.3168 | 0.95214 | 0.51678 | 0.3168 | 0.3168
IL Fac. Spec. - NOX Rate Summer v3.1, Unit 1951 and retrofits | 571 | 1797 | Rate Constraint in lbs/MMBtu | FALSE | L | Annual | Rate | lb/MMBtu | 0.04219 | 0.04219 | 0.04219 | 0.04219 | 0.04219 | 0.04219 | 0.04219 | 0.04219
IL Fac. Spec. - NOX Rate Summer v3.1, Unit 1951 and retrofits | 571 | 1797 | Rate Constraint in lbs/MMBtu | FALSE | L | Annual | Generation | TWh | 0.021534 | 0.028148 | 0.028148 | 0.028148 | 0.084597 | 0.045916 | 0.028148 | 0.028148
IL Fac. Spec. - NOX Rate Summer v3.1, Unit 1951 and retrofits | 571 | 1797 | Rate Constraint in lbs/MMBtu | FALSE | L | Annual | Qualifying Generation | TWh | 0.021534 | 0.028148 | 0.028148 | 0.028148 | 0.084597 | 0.045916 | 0.028148 | 0.028148
IL Fac. Spec. - NOX Rate Summer v3.1, Unit 1951 and retrofits | 571 | 1797 | Rate Constraint in lbs/MMBtu | FALSE | L | Annual | Rate | lb/MWh | 0.47485 | 0.47485 | 0.47485 | 0.47485 | 0.47485 | 0.47485 | 0.47485 | 0.47485
IL Fac. Spec. - NOX Rate Summer v3.1, Unit 1951 and retrofits | 571 | 1797 | Rate Constraint in lbs/MMBtu | FALSE | L | Annual | Constraint Shadow Price | US2016$/Ton | 0 | 0 | 0 | 0 | 0 | 0 | 0 | 0
IL Fac. Spec. - NOX Rate Summer v3.1, Unit 1952 and retrofits | 572 | 1797 | Rate Constraint in lbs/MMBtu | FALSE | L | Annual | Seasons Included | Seasons | Summer | Summer | Summer | Summer | Summer | Summer | Summer | Summer
IL Fac. Spec. - NOX Rate Summer v3.1, Unit 1952 and retrofits | 572 | 1797 | Rate Constraint in lbs/MMBtu | FALSE | L | Annual | Standard NOX | lb/MMBtu | 0.25 | 0.25 | 0.25 | 0.25 | 0.25 | 0.25 | 0.25 | 0.25
IL Fac. Spec. - NOX Rate Summer v3.1, Unit 1952 and retrofits | 572 | 1797 | Rate Constraint in lbs/MMBtu | FALSE | L | Annual | Emissions at Affected Plants NOX | Thousand Tons | 0.005235 | 0.0068429 | 0.0068429 | 0.0068429 | 0.011181 | 0.0068429 | 0.0068429 | 0.0068429
IL Fac. Spec. - NOX Rate Summer v3.1, Unit 1952 and retrofits | 572 | 1797 | Rate Constraint in lbs/MMBtu | FALSE | L | Annual | Allowances Purchased NOX | Thousand Tons | 0 | 0 | 0 | 0 | 0 | 0 | 0 | 0
IL Fac. Spec. - NOX Rate Summer v3.1, Unit 1952 and retrofits | 572 | 1797 | Rate Constraint in lbs/MMBtu | FALSE | L | Annual | Allowances Sold NOX | Thousand Tons | 0 | 0 | 0 | 0 | 0 | 0 | 0 | 0
IL Fac. Spec. - NOX Rate Summer v3.1, Unit 1952 and retrofits | 572 | 1797 | Rate Constraint in lbs/MMBtu | FALSE | L | Annual | Allowances Banked | Thousand Tons | 0 | 0 | 0 | 0 | 0 | 0 | 0 | 0
IL Fac. Spec. - NOX Rate Summer v3.1, Unit 1952 and retrofits | 572 | 1797 | Rate Constraint in lbs/MMBtu | FALSE | L | Annual | Allowances Withdrawn (1:1) | Thousand Tons | 0 | 0 | 0 | 0 | 0 | 0 | 0 | 0
IL Fac. Spec. - NOX Rate Summer v3.1, Unit 1952 and retrofits | 572 | 1797 | Rate Constraint in lbs/MMBtu | FALSE | L | Annual | Allowances Withdrawn (n:1) | Thousand Tons | 0 | 0 | 0 | 0 | 0 | 0 | 0 | 0
IL Fac. Spec. - NOX Rate Summer v3.1, Unit 1952 and retrofits | 572 | 1797 | Rate Constraint in lbs/MMBtu | FALSE | L | Annual | Net Emissions Allowance Position | Thousand Tons | 0.005235 | 0.0068429 | 0.0068429 | 0.0068429 | 0.011181 | 0.0068429 | 0.0068429 | 0.0068429
IL Fac. Spec. - NOX Rate Summer v3.1, Unit 1952 and retrofits | 572 | 1797 | Rate Constraint in lbs/MMBtu | FALSE | L | Annual | Fuel Consumed | TBtu | 0.24236 | 0.3168 | 0.3168 | 0.3168 | 0.51762 | 0.3168 | 0.3168 | 0.3168
IL Fac. Spec. - NOX Rate Summer v3.1, Unit 1952 and retrofits | 572 | 1797 | Rate Constraint in lbs/MMBtu | FALSE | L | Annual | Rate | lb/MMBtu | 0.0432 | 0.0432 | 0.0432 | 0.0432 | 0.0432 | 0.0432 | 0.0432 | 0.0432
IL Fac. Spec. - NOX Rate Summer v3.1, Unit 1952 and retrofits | 572 | 1797 | Rate Constraint in lbs/MMBtu | FALSE | L | Annual | Generation | TWh | 0.021534 | 0.028148 | 0.028148 | 0.028148 | 0.04599 | 0.028148 | 0.028148 | 0.028148
IL Fac. Spec. - NOX Rate Summer v3.1, Unit 1952 and retrofits | 572 | 1797 | Rate Constraint in lbs/MMBtu | FALSE | L | Annual | Qualifying Generation | TWh | 0.021534 | 0.028148 | 0.028148 | 0.028148 | 0.04599 | 0.028148 | 0.028148 | 0.028148
IL Fac. Spec. - NOX Rate Summer v3.1, Unit 1952 and retrofits | 572 | 1797 | Rate Constraint in lbs/MMBtu | FALSE | L | Annual | Rate | lb/MWh | 0.48622 | 0.48622 | 0.48622 | 0.48622 | 0.48622 | 0.48622 | 0.48622 | 0.48622
IL Fac. Spec. - NOX Rate Summer v3.1, Unit 1952 and retrofits | 572 | 1797 | Rate Constraint in lbs/MMBtu | FALSE | L | Annual | Constraint Shadow Price | US2016$/Ton | 0 | 0 | 0 | 0 | 0 | 0 | 0 | 0
IL Fac. Spec. - NOX Rate Summer v3.1, Unit 1953 and retrofits | 573 | 1797 | Rate Constraint in lbs/MMBtu | FALSE | L | Annual | Seasons Included | Seasons | Summer | Summer | Summer | Summer | Summer | Summer | Summer | Summer
IL Fac. Spec. - NOX Rate Summer v3.1, Unit 1953 and retrofits | 573 | 1797 | Rate Constraint in lbs/MMBtu | FALSE | L | Annual | Standard NOX | lb/MMBtu | 0.25 | 0.25 | 0.25 | 0.25 | 0.25 | 0.25 | 0.25 | 0.25
IL Fac. Spec. - NOX Rate Summer v3.1, Unit 1953 and retrofits | 573 | 1797 | Rate Constraint in lbs/MMBtu | FALSE | L | Annual | Emissions at Affected Plants NOX | Thousand Tons | 0.0015494 | 0.0056962 | 0.0056962 | 0.0056962 | 0.011963 | 0.0056962 | 0.0056962 | 0.0056962
IL Fac. Spec. - NOX Rate Summer v3.1, Unit 1953 and retrofits | 573 | 1797 | Rate Constraint in lbs/MMBtu | FALSE | L | Annual | Allowances Purchased NOX | Thousand Tons | 0 | 0 | 0 | 0 | 0 | 0 | 0 | 0
IL Fac. Spec. - NOX Rate Summer v3.1, Unit 1953 and retrofits | 573 | 1797 | Rate Constraint in lbs/MMBtu | FALSE | L | Annual | Allowances Sold NOX | Thousand Tons | 0 | 0 | 0 | 0 | 0 | 0 | 0 | 0
IL Fac. Spec. - NOX Rate Summer v3.1, Unit 1953 and retrofits | 573 | 1797 | Rate Constraint in lbs/MMBtu | FALSE | L | Annual | Allowances Banked | Thousand Tons | 0 | 0 | 0 | 0 | 0 | 0 | 0 | 0
IL Fac. Spec. - NOX Rate Summer v3.1, Unit 1953 and retrofits | 573 | 1797 | Rate Constraint in lbs/MMBtu | FALSE | L | Annual | Allowances Withdrawn (1:1) | Thousand Tons | 0 | 0 | 0 | 0 | 0 | 0 | 0 | 0
IL Fac. Spec. - NOX Rate Summer v3.1, Unit 1953 and retrofits | 573 | 1797 | Rate Constraint in lbs/MMBtu | FALSE | L | Annual | Allowances Withdrawn (n:1) | Thousand Tons | 0 | 0 | 0 | 0 | 0 | 0 | 0 | 0
IL Fac. Spec. - NOX Rate Summer v3.1, Unit 1953 and retrofits | 573 | 1797 | Rate Constraint in lbs/MMBtu | FALSE | L | Annual | Net Emissions Allowance Position | Thousand Tons | 0.0015494 | 0.0056962 | 0.0056962 | 0.0056962 | 0.011963 | 0.0056962 | 0.0056962 | 0.0056962
IL Fac. Spec. - NOX Rate Summer v3.1, Unit 1953 and retrofits | 573 | 1797 | Rate Constraint in lbs/MMBtu | FALSE | L | Annual | Fuel Consumed | TBtu | 0.053346 | 0.19612 | 0.19612 | 0.19612 | 0.41189 | 0.19612 | 0.19612 | 0.19612
IL Fac. Spec. - NOX Rate Summer v3.1, Unit 1953 and retrofits | 573 | 1797 | Rate Constraint in lbs/MMBtu | FALSE | L | Annual | Rate | lb/MMBtu | 0.05809 | 0.05809 | 0.05809 | 0.05809 | 0.05809 | 0.05809 | 0.05809 | 0.05809
IL Fac. Spec. - NOX Rate Summer v3.1, Unit 1953 and retrofits | 573 | 1797 | Rate Constraint in lbs/MMBtu | FALSE | L | Annual | Generation | TWh | 0.0047398 | 0.017425 | 0.017425 | 0.017425 | 0.036597 | 0.017425 | 0.017425 | 0.017425
IL Fac. Spec. - NOX Rate Summer v3.1, Unit 1953 and retrofits | 573 | 1797 | Rate Constraint in lbs/MMBtu | FALSE | L | Annual | Qualifying Generation | TWh | 0.0047398 | 0.017425 | 0.017425 | 0.017425 | 0.036597 | 0.017425 | 0.017425 | 0.017425
IL Fac. Spec. - NOX Rate Summer v3.1, Unit 1953 and retrofits | 573 | 1797 | Rate Constraint in lbs/MMBtu | FALSE | L | Annual | Rate | lb/MWh | 0.6538 | 0.6538 | 0.6538 | 0.6538 | 0.6538 | 0.6538 | 0.6538 | 0.6538
IL Fac. Spec. - NOX Rate Summer v3.1, Unit 1953 and retrofits | 573 | 1797 | Rate Constraint in lbs/MMBtu | FALSE | L | Annual | Constraint Shadow Price | US2016$/Ton | 0 | 0 | 0 | 0 | 0 | 0 | 0 | 0
IL Fac. Spec. - NOX Rate Summer v3.1, Unit 2853 and retrofits | 574 | 1797 | Rate Constraint in lbs/MMBtu | FALSE | L | Annual | Seasons Included | Seasons | Summer | Summer | Summer | Summer | Summer | Summer | Summer | Summer
IL Fac. Spec. - NOX Rate Summer v3.1, Unit 2853 and retrofits | 574 | 1797 | Rate Constraint in lbs/MMBtu | FALSE | L | Annual | Standard NOX | lb/MMBtu | 0.25 | 0.25 | 0.25 | 0.25 | 0.25 | 0.25 | 0.25 | 0.25
IL Fac. Spec. - NOX Rate Summer v3.1, Unit 2853 and retrofits | 574 | 1797 | Rate Constraint in lbs/MMBtu | FALSE | L | Annual | Emissions at Affected Plants NOX | Thousand Tons | 0.0082878 | 0.010916 | 0.0048044 | 0.0048044 | 0.0048044 | 0.0048044 | 0.0048044 | 0.0048044
IL Fac. Spec. - NOX Rate Summer v3.1, Unit 2853 and retrofits | 574 | 1797 | Rate Constraint in lbs/MMBtu | FALSE | L | Annual | Allowances Purchased NOX | Thousand Tons | 0 | 0 | 0 | 0 | 0 | 0 | 0 | 0
IL Fac. Spec. - NOX Rate Summer v3.1, Unit 2853 and retrofits | 574 | 1797 | Rate Constraint in lbs/MMBtu | FALSE | L | Annual | Allowances Sold NOX | Thousand Tons | 0 | 0 | 0 | 0 | 0 | 0 | 0 | 0
IL Fac. Spec. - NOX Rate Summer v3.1, Unit 2853 and retrofits | 574 | 1797 | Rate Constraint in lbs/MMBtu | FALSE | L | Annual | Allowances Banked | Thousand Tons | 0 | 0 | 0 | 0 | 0 | 0 | 0 | 0
IL Fac. Spec. - NOX Rate Summer v3.1, Unit 2853 and retrofits | 574 | 1797 | Rate Constraint in lbs/MMBtu | FALSE | L | Annual | Allowances Withdrawn (1:1) | Thousand Tons | 0 | 0 | 0 | 0 | 0 | 0 | 0 | 0
IL Fac. Spec. - NOX Rate Summer v3.1, Unit 2853 and retrofits | 574 | 1797 | Rate Constraint in lbs/MMBtu | FALSE | L | Annual | Allowances Withdrawn (n:1) | Thousand Tons | 0 | 0 | 0 | 0 | 0 | 0 | 0 | 0
IL Fac. Spec. - NOX Rate Summer v3.1, Unit 2853 and retrofits | 574 | 1797 | Rate Constraint in lbs/MMBtu | FALSE | L | Annual | Net Emissions Allowance Position | Thousand Tons | 0.0082878 | 0.010916 | 0.0048044 | 0.0048044 | 0.0048044 | 0.0048044 | 0.0048044 | 0.0048044
IL Fac. Spec. - NOX Rate Summer v3.1, Unit 2853 and retrofits | 574 | 1797 | Rate Constraint in lbs/MMBtu | FALSE | L | Annual | Fuel Consumed | TBtu | 1.4095 | 1.8565 | 0.81708 | 0.81708 | 0.81708 | 0.81708 | 0.81708 | 0.81708
IL Fac. Spec. - NOX Rate Summer v3.1, Unit 2853 and retrofits | 574 | 1797 | Rate Constraint in lbs/MMBtu | FALSE | L | Annual | Rate | lb/MMBtu | 0.01176 | 0.01176 | 0.01176 | 0.01176 | 0.01176 | 0.01176 | 0.01176 | 0.01176
IL Fac. Spec. - NOX Rate Summer v3.1, Unit 2853 and retrofits | 574 | 1797 | Rate Constraint in lbs/MMBtu | FALSE | L | Annual | Generation | TWh | 0.17579 | 0.23154 | 0.10191 | 0.10191 | 0.10191 | 0.10191 | 0.10191 | 0.10191
IL Fac. Spec. - NOX Rate Summer v3.1, Unit 2853 and retrofits | 574 | 1797 | Rate Constraint in lbs/MMBtu | FALSE | L | Annual | Qualifying Generation | TWh | 0.17579 | 0.23154 | 0.10191 | 0.10191 | 0.10191 | 0.10191 | 0.10191 | 0.10191
IL Fac. Spec. - NOX Rate Summer v3.1, Unit 2853 and retrofits | 574 | 1797 | Rate Constraint in lbs/MMBtu | FALSE | L | Annual | Rate | lb/MWh | 0.094292 | 0.094292 | 0.094292 | 0.094292 | 0.094292 | 0.094292 | 0.094292 | 0.094292
IL Fac. Spec. - NOX Rate Summer v3.1, Unit 2853 and retrofits | 574 | 1797 | Rate Constraint in lbs/MMBtu | FALSE | L | Annual | Constraint Shadow Price | US2016$/Ton | 0 | 0 | 0 | 0 | 0 | 0 | 0 | 0
IL Fac. Spec. - NOX Rate Summer v3.1, Unit 2854 and retrofits | 575 | 1797 | Rate Constraint in lbs/MMBtu | FALSE | L | Annual | Seasons Included | Seasons | Summer | Summer | Summer | Summer | Summer | Summer | Summer | Summer
IL Fac. Spec. - NOX Rate Summer v3.1, Unit 2854 and retrofits | 575 | 1797 | Rate Constraint in lbs/MMBtu | FALSE | L | Annual | Standard NOX | lb/MMBtu | 0.25 | 0.25 | 0.25 | 0.25 | 0.25 | 0.25 | 0.25 | 0.25
IL Fac. Spec. - NOX Rate Summer v3.1, Unit 2854 and retrofits | 575 | 1797 | Rate Constraint in lbs/MMBtu | FALSE | L | Annual | Emissions at Affected Plants NOX | Thousand Tons | 0.020322 | 0.021194 | 0.020322 | 0.020322 | 0.020322 | 0.020322 | 0.020322 | 0.020322
IL Fac. Spec. - NOX Rate Summer v3.1, Unit 2854 and retrofits | 575 | 1797 | Rate Constraint in lbs/MMBtu | FALSE | L | Annual | Allowances Purchased NOX | Thousand Tons | 0 | 0 | 0 | 0 | 0 | 0 | 0 | 0
IL Fac. Spec. - NOX Rate Summer v3.1, Unit 2854 and retrofits | 575 | 1797 | Rate Constraint in lbs/MMBtu | FALSE | L | Annual | Allowances Sold NOX | Thousand Tons | 0 | 0 | 0 | 0 | 0 | 0 | 0 | 0
IL Fac. Spec. - NOX Rate Summer v3.1, Unit 2854 and retrofits | 575 | 1797 | Rate Constraint in lbs/MMBtu | FALSE | L | Annual | Allowances Banked | Thousand Tons | 0 | 0 | 0 | 0 | 0 | 0 | 0 | 0
IL Fac. Spec. - NOX Rate Summer v3.1, Unit 2854 and retrofits | 575 | 1797 | Rate Constraint in lbs/MMBtu | FALSE | L | Annual | Allowances Withdrawn (1:1) | Thousand Tons | 0 | 0 | 0 | 0 | 0 | 0 | 0 | 0
IL Fac. Spec. - NOX Rate Summer v3.1, Unit 2854 and retrofits | 575 | 1797 | Rate Constraint in lbs/MMBtu | FALSE | L | Annual | Allowances Withdrawn (n:1) | Thousand Tons | 0 | 0 | 0 | 0 | 0 | 0 | 0 | 0
IL Fac. Spec. - NOX Rate Summer v3.1, Unit 2854 and retrofits | 575 | 1797 | Rate Constraint in lbs/MMBtu | FALSE | L | Annual | Net Emissions Allowance Position | Thousand Tons | 0.020322 | 0.021194 | 0.020322 | 0.020322 | 0.020322 | 0.020322 | 0.020322 | 0.020322
IL Fac. Spec. - NOX Rate Summer v3.1, Unit 2854 and retrofits | 575 | 1797 | Rate Constraint in lbs/MMBtu | FALSE | L | Annual | Fuel Consumed | TBtu | 2.2833 | 2.3813 | 2.2833 | 2.2833 | 2.2833 | 2.2833 | 2.2833 | 2.2833
IL Fac. Spec. - NOX Rate Summer v3.1, Unit 2854 and retrofits | 575 | 1797 | Rate Constraint in lbs/MMBtu | FALSE | L | Annual | Rate | lb/MMBtu | 0.0178 | 0.0178 | 0.0178 | 0.0178 | 0.0178 | 0.0178 | 0.0178 | 0.0178
IL Fac. Spec. - NOX Rate Summer v3.1, Unit 2854 and retrofits | 575 | 1797 | Rate Constraint in lbs/MMBtu | FALSE | L | Annual | Generation | TWh | 0.32387 | 0.33777 | 0.32387 | 0.32387 | 0.32387 | 0.32387 | 0.32387 | 0.32387
IL Fac. Spec. - NOX Rate Summer v3.1, Unit 2854 and retrofits | 575 | 1797 | Rate Constraint in lbs/MMBtu | FALSE | L | Annual | Qualifying Generation | TWh | 0.32387 | 0.33777 | 0.32387 | 0.32387 | 0.32387 | 0.32387 | 0.32387 | 0.32387
IL Fac. Spec. - NOX Rate Summer v3.1, Unit 2854 and retrofits | 575 | 1797 | Rate Constraint in lbs/MMBtu | FALSE | L | Annual | Rate | lb/MWh | 0.12549 | 0.12549 | 0.12549 | 0.12549 | 0.12549 | 0.12549 | 0.12549 | 0.12549
IL Fac. Spec. - NOX Rate Summer v3.1, Unit 2854 and retrofits | 575 | 1797 | Rate Constraint in lbs/MMBtu | FALSE | L | Annual | Constraint Shadow Price | US2016$/Ton | 0 | 0 | 0 | 0 | 0 | 0 | 0 | 0
IL Fac. Spec. - NOX Rate Summer v3.1, Unit 2855 and retrofits | 576 | 1797 | Rate Constraint in lbs/MMBtu | FALSE | L | Annual | Seasons Included | Seasons | Summer | Summer | Summer | Summer | Summer | Summer | Summer | Summer
IL Fac. Spec. - NOX Rate Summer v3.1, Unit 2855 and retrofits | 576 | 1797 | Rate Constraint in lbs/MMBtu | FALSE | L | Annual | Standard NOX | lb/MMBtu | 0.25 | 0.25 | 0.25 | 0.25 | 0.25 | 0.25 | 0.25 | 0.25
IL Fac. Spec. - NOX Rate Summer v3.1, Unit 2855 and retrofits | 576 | 1797 | Rate Constraint in lbs/MMBtu | FALSE | L | Annual | Emissions at Affected Plants NOX | Thousand Tons | 0.020322 | 0.020322 | 0.020322 | 0.020322 | 0.020322 | 0.020322 | 0.020322 | 0.020322
IL Fac. Spec. - NOX Rate Summer v3.1, Unit 2855 and retrofits | 576 | 1797 | Rate Constraint in lbs/MMBtu | FALSE | L | Annual | Allowances Purchased NOX | Thousand Tons | 0 | 0 | 0 | 0 | 0 | 0 | 0 | 0
IL Fac. Spec. - NOX Rate Summer v3.1, Unit 2855 and retrofits | 576 | 1797 | Rate Constraint in lbs/MMBtu | FALSE | L | Annual | Allowances Sold NOX | Thousand Tons | 0 | 0 | 0 | 0 | 0 | 0 | 0 | 0
IL Fac. Spec. - NOX Rate Summer v3.1, Unit 2855 and retrofits | 576 | 1797 | Rate Constraint in lbs/MMBtu | FALSE | L | Annual | Allowances Banked | Thousand Tons | 0 | 0 | 0 | 0 | 0 | 0 | 0 | 0
IL Fac. Spec. - NOX Rate Summer v3.1, Unit 2855 and retrofits | 576 | 1797 | Rate Constraint in lbs/MMBtu | FALSE | L | Annual | Allowances Withdrawn (1:1) | Thousand Tons | 0 | 0 | 0 | 0 | 0 | 0 | 0 | 0
IL Fac. Spec. - NOX Rate Summer v3.1, Unit 2855 and retrofits | 576 | 1797 | Rate Constraint in lbs/MMBtu | FALSE | L | Annual | Allowances Withdrawn (n:1) | Thousand Tons | 0 | 0 | 0 | 0 | 0 | 0 | 0 | 0
IL Fac. Spec. - NOX Rate Summer v3.1, Unit 2855 and retrofits | 576 | 1797 | Rate Constraint in lbs/MMBtu | FALSE | L | Annual | Net Emissions Allowance Position | Thousand Tons | 0.020322 | 0.020322 | 0.020322 | 0.020322 | 0.020322 | 0.020322 | 0.020322 | 0.020322
IL Fac. Spec. - NOX Rate Summer v3.1, Unit 2855 and retrofits | 576 | 1797 | Rate Constraint in lbs/MMBtu | FALSE | L | Annual | Fuel Consumed | TBtu | 2.2833 | 2.2833 | 2.2833 | 2.2833 | 2.2833 | 2.2833 | 2.2833 | 2.2833
IL Fac. Spec. - NOX Rate Summer v3.1, Unit 2855 and retrofits | 576 | 1797 | Rate Constraint in lbs/MMBtu | FALSE | L | Annual | Rate | lb/MMBtu | 0.0178 | 0.0178 | 0.0178 | 0.0178 | 0.0178 | 0.0178 | 0.0178 | 0.0178
IL Fac. Spec. - NOX Rate Summer v3.1, Unit 2855 and retrofits | 576 | 1797 | Rate Constraint in lbs/MMBtu | FALSE | L | Annual | Generation | TWh | 0.32387 | 0.32387 | 0.32387 | 0.32387 | 0.32387 | 0.32387 | 0.32387 | 0.32387
IL Fac. Spec. - NOX Rate Summer v3.1, Unit 2855 and retrofits | 576 | 1797 | Rate Constraint in lbs/MMBtu | FALSE | L | Annual | Qualifying Generation | TWh | 0.32387 | 0.32387 | 0.32387 | 0.32387 | 0.32387 | 0.32387 | 0.32387 | 0.32387
IL Fac. Spec. - NOX Rate Summer v3.1, Unit 2855 and retrofits | 576 | 1797 | Rate Constraint in lbs/MMBtu | FALSE | L | Annual | Rate | lb/MWh | 0.12549 | 0.12549 | 0.12549 | 0.12549 | 0.12549 | 0.12549 | 0.12549 | 0.12549
IL Fac. Spec. - NOX Rate Summer v3.1, Unit 2855 and retrofits | 576 | 1797 | Rate Constraint in lbs/MMBtu | FALSE | L | Annual | Constraint Shadow Price | US2016$/Ton | 0 | 0 | 0 | 0 | 0 | 0 | 0 | 0
IL Fac. Spec. - NOX Rate Summer v3.1, Unit 2856 and retrofits | 577 | 1797 | Rate Constraint in lbs/MMBtu | FALSE | L | Annual | Seasons Included | Seasons | Summer | Summer | Summer | Summer | Summer | Summer | Summer | Summer
IL Fac. Spec. - NOX Rate Summer v3.1, Unit 2856 and retrofits | 577 | 1797 | Rate Constraint in lbs/MMBtu | FALSE | L | Annual | Standard NOX | lb/MMBtu | 0.25 | 0.25 | 0.25 | 0.25 | 0.25 | 0.25 | 0.25 | 0.25
IL Fac. Spec. - NOX Rate Summer v3.1, Unit 2856 and retrofits | 577 | 1797 | Rate Constraint in lbs/MMBtu | FALSE | L | Annual | Emissions at Affected Plants NOX | Thousand Tons | 0.024414 | 0.024414 | 0.024414 | 0.024414 | 0.024414 | 0.024414 | 0.024414 | 0.024414
IL Fac. Spec. - NOX Rate Summer v3.1, Unit 2856 and retrofits | 577 | 1797 | Rate Constraint in lbs/MMBtu | FALSE | L | Annual | Allowances Purchased NOX | Thousand Tons | 0 | 0 | 0 | 0 | 0 | 0 | 0 | 0
IL Fac. Spec. - NOX Rate Summer v3.1, Unit 2856 and retrofits | 577 | 1797 | Rate Constraint in lbs/MMBtu | FALSE | L | Annual | Allowances Sold NOX | Thousand Tons | 0 | 0 | 0 | 0 | 0 | 0 | 0 | 0
IL Fac. Spec. - NOX Rate Summer v3.1, Unit 2856 and retrofits | 577 | 1797 | Rate Constraint in lbs/MMBtu | FALSE | L | Annual | Allowances Banked | Thousand Tons | 0 | 0 | 0 | 0 | 0 | 0 | 0 | 0
IL Fac. Spec. - NOX Rate Summer v3.1, Unit 2856 and retrofits | 577 | 1797 | Rate Constraint in lbs/MMBtu | FALSE | L | Annual | Allowances Withdrawn (1:1) | Thousand Tons | 0 | 0 | 0 | 0 | 0 | 0 | 0 | 0
IL Fac. Spec. - NOX Rate Summer v3.1, Unit 2856 and retrofits | 577 | 1797 | Rate Constraint in lbs/MMBtu | FALSE | L | Annual | Allowances Withdrawn (n:1) | Thousand Tons | 0 | 0 | 0 | 0 | 0 | 0 | 0 | 0
IL Fac. Spec. - NOX Rate Summer v3.1, Unit 2856 and retrofits | 577 | 1797 | Rate Constraint in lbs/MMBtu | FALSE | L | Annual | Net Emissions Allowance Position | Thousand Tons | 0.024414 | 0.024414 | 0.024414 | 0.024414 | 0.024414 | 0.024414 | 0.024414 | 0.024414
IL Fac. Spec. - NOX Rate Summer v3.1, Unit 2856 and retrofits | 577 | 1797 | Rate Constraint in lbs/MMBtu | FALSE | L | Annual | Fuel Consumed | TBtu | 2.7432 | 2.7432 | 2.7432 | 2.7432 | 2.7432 | 2.7432 | 2.7432 | 2.7432
IL Fac. Spec. - NOX Rate Summer v3.1, Unit 2856 and retrofits | 577 | 1797 | Rate Constraint in lbs/MMBtu | FALSE | L | Annual | Rate | lb/MMBtu | 0.0178 | 0.0178 | 0.0178 | 0.0178 | 0.0178 | 0.0178 | 0.0178 | 0.0178
IL Fac. Spec. - NOX Rate Summer v3.1, Unit 2856 and retrofits | 577 | 1797 | Rate Constraint in lbs/MMBtu | FALSE | L | Annual | Generation | TWh | 0.3891 | 0.3891 | 0.3891 | 0.3891 | 0.3891 | 0.3891 | 0.3891 | 0.3891
IL Fac. Spec. - NOX Rate Summer v3.1, Unit 2856 and retrofits | 577 | 1797 | Rate Constraint in lbs/MMBtu | FALSE | L | Annual | Qualifying Generation | TWh | 0.3891 | 0.3891 | 0.3891 | 0.3891 | 0.3891 | 0.3891 | 0.3891 | 0.3891
IL Fac. Spec. - NOX Rate Summer v3.1, Unit 2856 and retrofits | 577 | 1797 | Rate Constraint in lbs/MMBtu | FALSE | L | Annual | Rate | lb/MWh | 0.12549 | 0.12549 | 0.12549 | 0.12549 | 0.12549 | 0.12549 | 0.12549 | 0.12549
IL Fac. Spec. - NOX Rate Summer v3.1, Unit 2856 and retrofits | 577 | 1797 | Rate Constraint in lbs/MMBtu | FALSE | L | Annual | Constraint Shadow Price | US2016$/Ton | 0 | 0 | 0 | 0 | 0 | 0 | 0 | 0
IL Fac. Spec. - NOX Rate Summer v3.1, Unit 2857 and retrofits | 578 | 1797 | Rate Constraint in lbs/MMBtu | FALSE | L | Annual | Seasons Included | Seasons | Summer | Summer | Summer | Summer | Summer | Summer | Summer | Summer
IL Fac. Spec. - NOX Rate Summer v3.1, Unit 2857 and retrofits | 578 | 1797 | Rate Constraint in lbs/MMBtu | FALSE | L | Annual | Standard NOX | lb/MMBtu | 0.25 | 0.25 | 0.25 | 0.25 | 0.25 | 0.25 | 0.25 | 0.25
IL Fac. Spec. - NOX Rate Summer v3.1, Unit 2857 and retrofits | 578 | 1797 | Rate Constraint in lbs/MMBtu | FALSE | L | Annual | Emissions at Affected Plants NOX | Thousand Tons | 0.024414 | 0.024462 | 0.024414 | 0.024414 | 0.024414 | 0.024414 | 0.024414 | 0.024414
IL Fac. Spec. - NOX Rate Summer v3.1, Unit 2857 and retrofits | 578 | 1797 | Rate Constraint in lbs/MMBtu | FALSE | L | Annual | Allowances Purchased NOX | Thousand Tons | 0 | 0 | 0 | 0 | 0 | 0 | 0 | 0
IL Fac. Spec. - NOX Rate Summer v3.1, Unit 2857 and retrofits | 578 | 1797 | Rate Constraint in lbs/MMBtu | FALSE | L | Annual | Allowances Sold NOX | Thousand Tons | 0 | 0 | 0 | 0 | 0 | 0 | 0 | 0
IL Fac. Spec. - NOX Rate Summer v3.1, Unit 2857 and retrofits | 578 | 1797 | Rate Constraint in lbs/MMBtu | FALSE | L | Annual | Allowances Banked | Thousand Tons | 0 | 0 | 0 | 0 | 0 | 0 | 0 | 0
IL Fac. Spec. - NOX Rate Summer v3.1, Unit 2857 and retrofits | 578 | 1797 | Rate Constraint in lbs/MMBtu | FALSE | L | Annual | Allowances Withdrawn (1:1) | Thousand Tons | 0 | 0 | 0 | 0 | 0 | 0 | 0 | 0
IL Fac. Spec. - NOX Rate Summer v3.1, Unit 2857 and retrofits | 578 | 1797 | Rate Constraint in lbs/MMBtu | FALSE | L | Annual | Allowances Withdrawn (n:1) | Thousand Tons | 0 | 0 | 0 | 0 | 0 | 0 | 0 | 0
IL Fac. Spec. - NOX Rate Summer v3.1, Unit 2857 and retrofits | 578 | 1797 | Rate Constraint in lbs/MMBtu | FALSE | L | Annual | Net Emissions Allowance Position | Thousand Tons | 0.024414 | 0.024462 | 0.024414 | 0.024414 | 0.024414 | 0.024414 | 0.024414 | 0.024414
IL Fac. Spec. - NOX Rate Summer v3.1, Unit 2857 and retrofits | 578 | 1797 | Rate Constraint in lbs/MMBtu | FALSE | L | Annual | Fuel Consumed | TBtu | 2.7432 | 2.7486 | 2.7432 | 2.7432 | 2.7432 | 2.7432 | 2.7432 | 2.7432
IL Fac. Spec. - NOX Rate Summer v3.1, Unit 2857 and retrofits | 578 | 1797 | Rate Constraint in lbs/MMBtu | FALSE | L | Annual | Rate | lb/MMBtu | 0.0178 | 0.0178 | 0.0178 | 0.0178 | 0.0178 | 0.0178 | 0.0178 | 0.0178
IL Fac. Spec. - NOX Rate Summer v3.1, Unit 2857 and retrofits | 578 | 1797 | Rate Constraint in lbs/MMBtu | FALSE | L | Annual | Generation | TWh | 0.3891 | 0.38987 | 0.3891 | 0.3891 | 0.3891 | 0.3891 | 0.3891 | 0.3891
IL Fac. Spec. - NOX Rate Summer v3.1, Unit 2857 and retrofits | 578 | 1797 | Rate Constraint in lbs/MMBtu | FALSE | L | Annual | Qualifying Generation | TWh | 0.3891 | 0.38987 | 0.3891 | 0.3891 | 0.3891 | 0.3891 | 0.3891 | 0.3891
IL Fac. Spec. - NOX Rate Summer v3.1, Unit 2857 and retrofits | 578 | 1797 | Rate Constraint in lbs/MMBtu | FALSE | L | Annual | Rate | lb/MWh | 0.12549 | 0.12549 | 0.12549 | 0.12549 | 0.12549 | 0.12549 | 0.12549 | 0.12549
IL Fac. Spec. - NOX Rate Summer v3.1, Unit 2857 and retrofits | 578 | 1797 | Rate Constraint in lbs/MMBtu | FALSE | L | Annual | Constraint Shadow Price | US2016$/Ton | 0 | 0 | 0 | 0 | 0 | 0 | 0 | 0
IL Fac. Spec. - NOX Rate Summer v3.1, Unit 2858 and retrofits | 579 | 1797 | Rate Constraint in lbs/MMBtu | FALSE | L | Annual | Seasons Included | Seasons | Summer | Summer | Summer | Summer | Summer | Summer | Summer | Summer
IL Fac. Spec. - NOX Rate Summer v3.1, Unit 2858 and retrofits | 579 | 1797 | Rate Constraint in lbs/MMBtu | FALSE | L | Annual | Standard NOX | lb/MMBtu | 0.25 | 0.25 | 0.25 | 0.25 | 0.25 | 0.25 | 0.25 | 0.25
IL Fac. Spec. - NOX Rate Summer v3.1, Unit 2858 and retrofits | 579 | 1797 | Rate Constraint in lbs/MMBtu | FALSE | L | Annual | Emissions at Affected Plants NOX | Thousand Tons | 0.0082878 | 0.010916 | 0.0048044 | 0.0048044 | 0.0048044 | 0.0048044 | 0.0048044 | 0.0048044
IL Fac. Spec. - NOX Rate Summer v3.1, Unit 2858 and retrofits | 579 | 1797 | Rate Constraint in lbs/MMBtu | FALSE | L | Annual | Allowances Purchased NOX | Thousand Tons | 0 | 0 | 0 | 0 | 0 | 0 | 0 | 0
IL Fac. Spec. - NOX Rate Summer v3.1, Unit 2858 and retrofits | 579 | 1797 | Rate Constraint in lbs/MMBtu | FALSE | L | Annual | Allowances Sold NOX | Thousand Tons | 0 | 0 | 0 | 0 | 0 | 0 | 0 | 0
IL Fac. Spec. - NOX Rate Summer v3.1, Unit 2858 and retrofits | 579 | 1797 | Rate Constraint in lbs/MMBtu | FALSE | L | Annual | Allowances Banked | Thousand Tons | 0 | 0 | 0 | 0 | 0 | 0 | 0 | 0
IL Fac. Spec. - NOX Rate Summer v3.1, Unit 2858 and retrofits | 579 | 1797 | Rate Constraint in lbs/MMBtu | FALSE | L | Annual | Allowances Withdrawn (1:1) | Thousand Tons | 0 | 0 | 0 | 0 | 0 | 0 | 0 | 0
IL Fac. Spec. - NOX Rate Summer v3.1, Unit 2858 and retrofits | 579 | 1797 | Rate Constraint in lbs/MMBtu | FALSE | L | Annual | Allowances Withdrawn (n:1) | Thousand Tons | 0 | 0 | 0 | 0 | 0 | 0 | 0 | 0
IL Fac. Spec. - NOX Rate Summer v3.1, Unit 2858 and retrofits | 579 | 1797 | Rate Constraint in lbs/MMBtu | FALSE | L | Annual | Net Emissions Allowance Position | Thousand Tons | 0.0082878 | 0.010916 | 0.0048044 | 0.0048044 | 0.0048044 | 0.0048044 | 0.0048044 | 0.0048044
IL Fac. Spec. - NOX Rate Summer v3.1, Unit 2858 and retrofits | 579 | 1797 | Rate Constraint in lbs/MMBtu | FALSE | L | Annual | Fuel Consumed | TBtu | 1.4095 | 1.8565 | 0.81708 | 0.81708 | 0.81708 | 0.81708 | 0.81708 | 0.81708
IL Fac. Spec. - NOX Rate Summer v3.1, Unit 2858 and retrofits | 579 | 1797 | Rate Constraint in lbs/MMBtu | FALSE | L | Annual | Rate | lb/MMBtu | 0.01176 | 0.01176 | 0.01176 | 0.01176 | 0.01176 | 0.01176 | 0.01176 | 0.01176
IL Fac. Spec. - NOX Rate Summer v3.1, Unit 2858 and retrofits | 579 | 1797 | Rate Constraint in lbs/MMBtu | FALSE | L | Annual | Generation | TWh | 0.17579 | 0.23154 | 0.10191 | 0.10191 | 0.10191 | 0.10191 | 0.10191 | 0.10191
IL Fac. Spec. - NOX Rate Summer v3.1, Unit 2858 and retrofits | 579 | 1797 | Rate Constraint in lbs/MMBtu | FALSE | L | Annual | Qualifying Generation | TWh | 0.17579 | 0.23154 | 0.10191 | 0.10191 | 0.10191 | 0.10191 | 0.10191 | 0.10191
IL Fac. Spec. - NOX Rate Summer v3.1, Unit 2858 and retrofits | 579 | 1797 | Rate Constraint in lbs/MMBtu | FALSE | L | Annual | Rate | lb/MWh | 0.094292 | 0.094292 | 0.094292 | 0.094292 | 0.094292 | 0.094292 | 0.094292 | 0.094292
IL Fac. Spec. - NOX Rate Summer v3.1, Unit 2858 and retrofits | 579 | 1797 | Rate Constraint in lbs/MMBtu | FALSE | L | Annual | Constraint Shadow Price | US2016$/Ton | 0 | 0 | 0 | 0 | 0 | 0 | 0 | 0
IL Fac. Spec. - NOX Rate Summer v3.1, Unit 2859 and retrofits | 580 | 1797 | Rate Constraint in lbs/MMBtu | FALSE | L | Annual | Seasons Included | Seasons | Summer | Summer | Summer | Summer | Summer | Summer | Summer | Summer
IL Fac. Spec. - NOX Rate Summer v3.1, Unit 2859 and retrofits | 580 | 1797 | Rate Constraint in lbs/MMBtu | FALSE | L | Annual | Standard NOX | lb/MMBtu | 0.25 | 0.25 | 0.25 | 0.25 | 0.25 | 0.25 | 0.25 | 0.25
IL Fac. Spec. - NOX Rate Summer v3.1, Unit 2859 and retrofits | 580 | 1797 | Rate Constraint in lbs/MMBtu | FALSE | L | Annual | Emissions at Affected Plants NOX | Thousand Tons | 0.0096038 | 0.012649 | 0.0055673 | 0.0055673 | 0.0055673 | 0.0055673 | 0.0055673 | 0.0055673
IL Fac. Spec. - NOX Rate Summer v3.1, Unit 2859 and retrofits | 580 | 1797 | Rate Constraint in lbs/MMBtu | FALSE | L | Annual | Allowances Purchased NOX | Thousand Tons | 0 | 0 | 0 | 0 | 0 | 0 | 0 | 0
IL Fac. Spec. - NOX Rate Summer v3.1, Unit 2859 and retrofits | 580 | 1797 | Rate Constraint in lbs/MMBtu | FALSE | L | Annual | Allowances Sold NOX | Thousand Tons | 0 | 0 | 0 | 0 | 0 | 0 | 0 | 0
IL Fac. Spec. - NOX Rate Summer v3.1, Unit 2859 and retrofits | 580 | 1797 | Rate Constraint in lbs/MMBtu | FALSE | L | Annual | Allowances Banked | Thousand Tons | 0 | 0 | 0 | 0 | 0 | 0 | 0 | 0
IL Fac. Spec. - NOX Rate Summer v3.1, Unit 2859 and retrofits | 580 | 1797 | Rate Constraint in lbs/MMBtu | FALSE | L | Annual | Allowances Withdrawn (1:1) | Thousand Tons | 0 | 0 | 0 | 0 | 0 | 0 | 0 | 0
IL Fac. Spec. - NOX Rate Summer v3.1, Unit 2859 and retrofits | 580 | 1797 | Rate Constraint in lbs/MMBtu | FALSE | L | Annual | Allowances Withdrawn (n:1) | Thousand Tons | 0 | 0 | 0 | 0 | 0 | 0 | 0 | 0
IL Fac. Spec. - NOX Rate Summer v3.1, Unit 2859 and retrofits | 580 | 1797 | Rate Constraint in lbs/MMBtu | FALSE | L | Annual | Net Emissions Allowance Position | Thousand Tons | 0.0096038 | 0.012649 | 0.0055673 | 0.0055673 | 0.0055673 | 0.0055673 | 0.0055673 | 0.0055673
IL Fac. Spec. - NOX Rate Summer v3.1, Unit 2859 and retrofits | 580 | 1797 | Rate Constraint in lbs/MMBtu | FALSE | L | Annual | Fuel Consumed | TBtu | 1.6333 | 2.1512 | 0.94682 | 0.94682 | 0.94682 | 0.94682 | 0.94682 | 0.94682
IL Fac. Spec. - NOX Rate Summer v3.1, Unit 2859 and retrofits | 580 | 1797 | Rate Constraint in lbs/MMBtu | FALSE | L | Annual | Rate | lb/MMBtu | 0.01176 | 0.01176 | 0.01176 | 0.01176 | 0.01176 | 0.01176 | 0.01176 | 0.01176
IL Fac. Spec. - NOX Rate Summer v3.1, Unit 2859 and retrofits | 580 | 1797 | Rate Constraint in lbs/MMBtu | FALSE | L | Annual | Generation | TWh | 0.2037 | 0.2683 | 0.11809 | 0.11809 | 0.11809 | 0.11809 | 0.11809 | 0.11809
IL Fac. Spec. - NOX Rate Summer v3.1, Unit 2859 and retrofits | 580 | 1797 | Rate Constraint in lbs/MMBtu | FALSE | L | Annual | Qualifying Generation | TWh | 0.2037 | 0.2683 | 0.11809 | 0.11809 | 0.11809 | 0.11809 | 0.11809 | 0.11809
IL Fac. Spec. - NOX Rate Summer v3.1, Unit 2859 and retrofits | 580 | 1797 | Rate Constraint in lbs/MMBtu | FALSE | L | Annual | Rate | lb/MWh | 0.094292 | 0.094292 | 0.094292 | 0.094292 | 0.094292 | 0.094292 | 0.094292 | 0.094292
IL Fac. Spec. - NOX Rate Summer v3.1, Unit 2859 and retrofits | 580 | 1797 | Rate Constraint in lbs/MMBtu | FALSE | L | Annual | Constraint Shadow Price | US2016$/Ton | 0 | 0 | 0 | 0 | 0 | 0 | 0 | 0
IL Fac. Spec. - NOX Rate Summer v3.1, Unit 2860 and retrofits | 581 | 1797 | Rate Constraint in lbs/MMBtu | FALSE | L | Annual | Seasons Included | Seasons | Summer | Summer | Summer | Summer | Summer | Summer | Summer | Summer
IL Fac. Spec. - NOX Rate Summer v3.1, Unit 2860 and retrofits | 581 | 1797 | Rate Constraint in lbs/MMBtu | FALSE | L | Annual | Standard NOX | lb/MMBtu | 0.25 | 0.25 | 0.25 | 0.25 | 0.25 | 0.25 | 0.25 | 0.25
IL Fac. Spec. - NOX Rate Summer v3.1, Unit 2860 and retrofits | 581 | 1797 | Rate Constraint in lbs/MMBtu | FALSE | L | Annual | Emissions at Affected Plants NOX | Thousand Tons | 0.013248 | 0.013248 | 0.0099205 | 0.013248 | 0.013248 | 0.013248 | 0.0074389 | 0.013248
IL Fac. Spec. - NOX Rate Summer v3.1, Unit 2860 and retrofits | 581 | 1797 | Rate Constraint in lbs/MMBtu | FALSE | L | Annual | Allowances Purchased NOX | Thousand Tons | 0 | 0 | 0 | 0 | 0 | 0 | 0 | 0
IL Fac. Spec. - NOX Rate Summer v3.1, Unit 2860 and retrofits | 581 | 1797 | Rate Constraint in lbs/MMBtu | FALSE | L | Annual | Allowances Sold NOX | Thousand Tons | 0 | 0 | 0 | 0 | 0 | 0 | 0 | 0
IL Fac. Spec. - NOX Rate Summer v3.1, Unit 2860 and retrofits | 581 | 1797 | Rate Constraint in lbs/MMBtu | FALSE | L | Annual | Allowances Banked | Thousand Tons | 0 | 0 | 0 | 0 | 0 | 0 | 0 | 0
IL Fac. Spec. - NOX Rate Summer v3.1, Unit 2860 and retrofits | 581 | 1797 | Rate Constraint in lbs/MMBtu | FALSE | L | Annual | Allowances Withdrawn (1:1) | Thousand Tons | 0 | 0 | 0 | 0 | 0 | 0 | 0 | 0
IL Fac. Spec. - NOX Rate Summer v3.1, Unit 2860 and retrofits | 581 | 1797 | Rate Constraint in lbs/MMBtu | FALSE | L | Annual | Allowances Withdrawn (n:1) | Thousand Tons | 0 | 0 | 0 | 0 | 0 | 0 | 0 | 0
IL Fac. Spec. - NOX Rate Summer v3.1, Unit 2860 and retrofits | 581 | 1797 | Rate Constraint in lbs/MMBtu | FALSE | L | Annual | Net Emissions Allowance Position | Thousand Tons | 0.013248 | 0.013248 | 0.0099205 | 0.013248 | 0.013248 | 0.013248 | 0.0074389 | 0.013248
IL Fac. Spec. - NOX Rate Summer v3.1, Unit 2860 and retrofits | 581 | 1797 | Rate Constraint in lbs/MMBtu | FALSE | L | Annual | Fuel Consumed | TBtu | 2.9213 | 2.9213 | 2.1875 | 2.9213 | 2.9213 | 2.9213 | 1.6403 | 2.9213
IL Fac. Spec. - NOX Rate Summer v3.1, Unit 2860 and retrofits | 581 | 1797 | Rate Constraint in lbs/MMBtu | FALSE | L | Annual | Rate | lb/MMBtu | 0.00907 | 0.00907 | 0.00907 | 0.00907 | 0.00907 | 0.00907 | 0.00907 | 0.00907
IL Fac. Spec. - NOX Rate Summer v3.1, Unit 2860 and retrofits | 581 | 1797 | Rate Constraint in lbs/MMBtu | FALSE | L | Annual | Generation | TWh | 0.39985 | 0.39985 | 0.29942 | 0.39985 | 0.39985 | 0.39985 | 0.22452 | 0.39985
IL Fac. Spec. - NOX Rate Summer v3.1, Unit 2860 and retrofits | 581 | 1797 | Rate Constraint in lbs/MMBtu | FALSE | L | Annual | Qualifying Generation | TWh | 0.39985 | 0.39985 | 0.29942 | 0.39985 | 0.39985 | 0.39985 | 0.22452 | 0.39985
IL Fac. Spec. - NOX Rate Summer v3.1, Unit 2860 and retrofits | 581 | 1797 | Rate Constraint in lbs/MMBtu | FALSE | L | Annual | Rate | lb/MWh | 0.066265 | 0.066265 | 0.066265 | 0.066265 | 0.066265 | 0.066265 | 0.066265 | 0.066265
IL Fac. Spec. - NOX Rate Summer v3.1, Unit 2860 and retrofits | 581 | 1797 | Rate Constraint in lbs/MMBtu | FALSE | L | Annual | Constraint Shadow Price | US2016$/Ton | 0 | 0 | 0 | 0 | 0 | 0 | 0 | 0
IL Fac. Spec. - NOX Rate Summer v3.1, Unit 2861 and retrofits | 582 | 1797 | Rate Constraint in lbs/MMBtu | FALSE | L | Annual | Seasons Included | Seasons | Summer | Summer | Summer | Summer | Summer | Summer | Summer | Summer
IL Fac. Spec. - NOX Rate Summer v3.1, Unit 2861 and retrofits | 582 | 1797 | Rate Constraint in lbs/MMBtu | FALSE | L | Annual | Standard NOX | lb/MMBtu | 0.25 | 0.25 | 0.25 | 0.25 | 0.25 | 0.25 | 0.25 | 0.25
IL Fac. Spec. - NOX Rate Summer v3.1, Unit 2861 and retrofits | 582 | 1797 | Rate Constraint in lbs/MMBtu | FALSE | L | Annual | Emissions at Affected Plants NOX | Thousand Tons | 0.015293 | 0.015293 | 0.013975 | 0.015293 | 0.015293 | 0.0085872 | 0.0085872 | 0.015293
IL Fac. Spec. - NOX Rate Summer v3.1, Unit 2861 and retrofits | 582 | 1797 | Rate Constraint in lbs/MMBtu | FALSE | L | Annual | Allowances Purchased NOX | Thousand Tons | 0 | 0 | 0 | 0 | 0 | 0 | 0 | 0
IL Fac. Spec. - NOX Rate Summer v3.1, Unit 2861 and retrofits | 582 | 1797 | Rate Constraint in lbs/MMBtu | FALSE | L | Annual | Allowances Sold NOX | Thousand Tons | 0 | 0 | 0 | 0 | 0 | 0 | 0 | 0
IL Fac. Spec. - NOX Rate Summer v3.1, Unit 2861 and retrofits | 582 | 1797 | Rate Constraint in lbs/MMBtu | FALSE | L | Annual | Allowances Banked | Thousand Tons | 0 | 0 | 0 | 0 | 0 | 0 | 0 | 0
IL Fac. Spec. - NOX Rate Summer v3.1, Unit 2861 and retrofits | 582 | 1797 | Rate Constraint in lbs/MMBtu | FALSE | L | Annual | Allowances Withdrawn (1:1) | Thousand Tons | 0 | 0 | 0 | 0 | 0 | 0 | 0 | 0
IL Fac. Spec. - NOX Rate Summer v3.1, Unit 2861 and retrofits | 582 | 1797 | Rate Constraint in lbs/MMBtu | FALSE | L | Annual | Allowances Withdrawn (n:1) | Thousand Tons | 0 | 0 | 0 | 0 | 0 | 0 | 0 | 0
IL Fac. Spec. - NOX Rate Summer v3.1, Unit 2861 and retrofits | 582 | 1797 | Rate Constraint in lbs/MMBtu | FALSE | L | Annual | Net Emissions Allowance Position | Thousand Tons | 0.015293 | 0.015293 | 0.013975 | 0.015293 | 0.015293 | 0.0085872 | 0.0085872 | 0.015293
IL Fac. Spec. - NOX Rate Summer v3.1, Unit 2861 and retrofits | 582 | 1797 | Rate Constraint in lbs/MMBtu | FALSE | L | Annual | Fuel Consumed | TBtu | 2.9213 | 2.9213 | 2.6695 | 2.9213 | 2.9213 | 1.6403 | 1.6403 | 2.9213
IL Fac. Spec. - NOX Rate Summer v3.1, Unit 2861 and retrofits | 582 | 1797 | Rate Constraint in lbs/MMBtu | FALSE | L | Annual | Rate | lb/MMBtu | 0.01047 | 0.01047 | 0.01047 | 0.01047 | 0.01047 | 0.01047 | 0.01047 | 0.01047
IL Fac. Spec. - NOX Rate Summer v3.1, Unit 2861 and retrofits | 582 | 1797 | Rate Constraint in lbs/MMBtu | FALSE | L | Annual | Generation | TWh | 0.39985 | 0.39985 | 0.36538 | 0.39985 | 0.39985 | 0.22452 | 0.22452 | 0.39985
IL Fac. Spec. - NOX Rate Summer v3.1, Unit 2861 and retrofits | 582 | 1797 | Rate Constraint in lbs/MMBtu | FALSE | L | Annual | Qualifying Generation | TWh | 0.39985 | 0.39985 | 0.36538 | 0.39985 | 0.39985 | 0.22452 | 0.22452 | 0.39985
IL Fac. Spec. - NOX Rate Summer v3.1, Unit 2861 and retrofits | 582 | 1797 | Rate Constraint in lbs/MMBtu | FALSE | L | Annual | Rate | lb/MWh | 0.076494 | 0.076494 | 0.076494 | 0.076494 | 0.076494 | 0.076494 | 0.076494 | 0.076494
IL Fac. Spec. - NOX Rate Summer v3.1, Unit 2861 and retrofits | 582 | 1797 | Rate Constraint in lbs/MMBtu | FALSE | L | Annual | Constraint Shadow Price | US2016$/Ton | 0 | 0 | 0 | 0 | 0 | 0 | 0 | 0
IL Fac. Spec. - NOX Rate Summer v3.1, Unit 2862 and retrofits | 583 | 1797 | Rate Constraint in lbs/MMBtu | FALSE | L | Annual | Seasons Included | Seasons | Summer | Summer | Summer | Summer | Summer | Summer | Summer | Summer
IL Fac. Spec. - NOX Rate Summer v3.1, Unit 2862 and retrofits | 583 | 1797 | Rate Constraint in lbs/MMBtu | FALSE | L | Annual | Standard NOX | lb/MMBtu | 0.25 | 0.25 | 0.25 | 0.25 | 0.25 | 0.25 | 0.25 | 0.25
IL Fac. Spec. - NOX Rate Summer v3.1, Unit 2862 and retrofits | 583 | 1797 | Rate Constraint in lbs/MMBtu | FALSE | L | Annual | Emissions at Affected Plants NOX | Thousand Tons | 0.016797 | 0.016797 | 0.015349 | 0.016797 | 0.016797 | 0.016797 | 0.009432 | 0.016797
IL Fac. Spec. - NOX Rate Summer v3.1, Unit 2862 and retrofits | 583 | 1797 | Rate Constraint in lbs/MMBtu | FALSE | L | Annual | Allowances Purchased NOX | Thousand Tons | 0 | 0 | 0 | 0 | 0 | 0 | 0 | 0
IL Fac. Spec. - NOX Rate Summer v3.1, Unit 2862 and retrofits | 583 | 1797 | Rate Constraint in lbs/MMBtu | FALSE | L | Annual | Allowances Sold NOX | Thousand Tons | 0 | 0 | 0 | 0 | 0 | 0 | 0 | 0
IL Fac. Spec. - NOX Rate Summer v3.1, Unit 2862 and retrofits | 583 | 1797 | Rate Constraint in lbs/MMBtu | FALSE | L | Annual | Allowances Banked | Thousand Tons | 0 | 0 | 0 | 0 | 0 | 0 | 0 | 0
IL Fac. Spec. - NOX Rate Summer v3.1, Unit 2862 and retrofits | 583 | 1797 | Rate Constraint in lbs/MMBtu | FALSE | L | Annual | Allowances Withdrawn (1:1) | Thousand Tons | 0 | 0 | 0 | 0 | 0 | 0 | 0 | 0
IL Fac. Spec. - NOX Rate Summer v3.1, Unit 2862 and retrofits | 583 | 1797 | Rate Constraint in lbs/MMBtu | FALSE | L | Annual | Allowances Withdrawn (n:1) | Thousand Tons | 0 | 0 | 0 | 0 | 0 | 0 | 0 | 0
IL Fac. Spec. - NOX Rate Summer v3.1, Unit 2862 and retrofits | 583 | 1797 | Rate Constraint in lbs/MMBtu | FALSE | L | Annual | Net Emissions Allowance Position | Thousand Tons | 0.016797 | 0.016797 | 0.015349 | 0.016797 | 0.016797 | 0.016797 | 0.009432 | 0.016797
IL Fac. Spec. - NOX Rate Summer v3.1, Unit 2862 and retrofits | 583 | 1797 | Rate Constraint in lbs/MMBtu | FALSE | L | Annual | Fuel Consumed | TBtu | 2.9213 | 2.9213 | 2.6695 | 2.9213 | 2.9213 | 2.9213 | 1.6403 | 2.9213
IL Fac. Spec. - NOX Rate Summer v3.1, Unit 2862 and retrofits | 583 | 1797 | Rate Constraint in lbs/MMBtu | FALSE | L | Annual | Rate | lb/MMBtu | 0.0115 | 0.0115 | 0.0115 | 0.0115 | 0.0115 | 0.0115 | 0.0115 | 0.0115
IL Fac. Spec. - NOX Rate Summer v3.1, Unit 2862 and retrofits | 583 | 1797 | Rate Constraint in lbs/MMBtu | FALSE | L | Annual | Generation | TWh | 0.39985 | 0.39985 | 0.36538 | 0.39985 | 0.39985 | 0.39985 | 0.22452 | 0.39985
IL Fac. Spec. - NOX Rate Summer v3.1, Unit 2862 and retrofits | 583 | 1797 | Rate Constraint in lbs/MMBtu | FALSE | L | Annual | Qualifying Generation | TWh | 0.39985 | 0.39985 | 0.36538 | 0.39985 | 0.39985 | 0.39985 | 0.22452 | 0.39985
IL Fac. Spec. - NOX Rate Summer v3.1, Unit 2862 and retrofits | 583 | 1797 | Rate Constraint in lbs/MMBtu | FALSE | L | Annual | Rate | lb/MWh | 0.084019 | 0.084019 | 0.084019 | 0.084019 | 0.084019 | 0.084019 | 0.084019 | 0.084019
IL Fac. Spec. - NOX Rate Summer v3.1, Unit 2862 and retrofits | 583 | 1797 | Rate Constraint in lbs/MMBtu | FALSE | L | Annual | Constraint Shadow Price | US2016$/Ton | 0 | 0 | 0 | 0 | 0 | 0 | 0 | 0
IL Fac. Spec. - NOX Rate Summer v3.1, Unit 2863 and retrofits | 584 | 1797 | Rate Constraint in lbs/MMBtu | FALSE | L | Annual | Seasons Included | Seasons | Summer | Summer | Summer | Summer | Summer | Summer | Summer | Summer
IL Fac. Spec. - NOX Rate Summer v3.1, Unit 2863 and retrofits | 584 | 1797 | Rate Constraint in lbs/MMBtu | FALSE | L | Annual | Standard NOX | lb/MMBtu | 0.25 | 0.25 | 0.25 | 0.25 | 0.25 | 0.25 | 0.25 | 0.25
IL Fac. Spec. - NOX Rate Summer v3.1, Unit 2863 and retrofits | 584 | 1797 | Rate Constraint in lbs/MMBtu | FALSE | L | Annual | Emissions at Affected Plants NOX | Thousand Tons | 0.015483 | 0.015483 | 0.014148 | 0.015483 | 0.015483 | 0.0086938 | 0.0086938 | 0.015483
IL Fac. Spec. - NOX Rate Summer v3.1, Unit 2863 and retrofits | 584 | 1797 | Rate Constraint in lbs/MMBtu | FALSE | L | Annual | Allowances Purchased NOX | Thousand Tons | 0 | 0 | 0 | 0 | 0 | 0 | 0 | 0
IL Fac. Spec. - NOX Rate Summer v3.1, Unit 2863 and retrofits | 584 | 1797 | Rate Constraint in lbs/MMBtu | FALSE | L | Annual | Allowances Sold NOX | Thousand Tons | 0 | 0 | 0 | 0 | 0 | 0 | 0 | 0
IL Fac. Spec. - NOX Rate Summer v3.1, Unit 2863 and retrofits | 584 | 1797 | Rate Constraint in lbs/MMBtu | FALSE | L | Annual | Allowances Banked | Thousand Tons | 0 | 0 | 0 | 0 | 0 | 0 | 0 | 0
IL Fac. Spec. - NOX Rate Summer v3.1, Unit 2863 and retrofits | 584 | 1797 | Rate Constraint in lbs/MMBtu | FALSE | L | Annual | Allowances Withdrawn (1:1) | Thousand Tons | 0 | 0 | 0 | 0 | 0 | 0 | 0 | 0
IL Fac. Spec. - NOX Rate Summer v3.1, Unit 2863 and retrofits | 584 | 1797 | Rate Constraint in lbs/MMBtu | FALSE | L | Annual | Allowances Withdrawn (n:1) | Thousand Tons | 0 | 0 | 0 | 0 | 0 | 0 | 0 | 0
IL Fac. Spec. - NOX Rate Summer v3.1, Unit 2863 and retrofits | 584 | 1797 | Rate Constraint in lbs/MMBtu | FALSE | L | Annual | Net Emissions Allowance Position | Thousand Tons | 0.015483 | 0.015483 | 0.014148 | 0.015483 | 0.015483 | 0.0086938 | 0.0086938 | 0.015483
IL Fac. Spec. - NOX Rate Summer v3.1, Unit 2863 and retrofits | 584 | 1797 | Rate Constraint in lbs/MMBtu | FALSE | L | Annual | Fuel Consumed | TBtu | 2.9213 | 2.9213 | 2.6695 | 2.9213 | 2.9213 | 1.6403 | 1.6403 | 2.9213
IL Fac. Spec. - NOX Rate Summer v3.1, Unit 2863 and retrofits | 584 | 1797 | Rate Constraint in lbs/MMBtu | FALSE | L | Annual | Rate | lb/MMBtu | 0.0106 | 0.0106 | 0.0106 | 0.0106 | 0.0106 | 0.0106 | 0.0106 | 0.0106
IL Fac. Spec. - NOX Rate Summer v3.1, Unit 2863 and retrofits | 584 | 1797 | Rate Constraint in lbs/MMBtu | FALSE | L | Annual | Generation | TWh | 0.39985 | 0.39985 | 0.36538 | 0.39985 | 0.39985 | 0.22452 | 0.22452 | 0.39985
IL Fac. Spec. - NOX Rate Summer v3.1, Unit 2863 and retrofits | 584 | 1797 | Rate Constraint in lbs/MMBtu | FALSE | L | Annual | Qualifying Generation | TWh | 0.39985 | 0.39985 | 0.36538 | 0.39985 | 0.39985 | 0.22452 | 0.22452 | 0.39985
IL Fac. Spec. - NOX Rate Summer v3.1, Unit 2863 and retrofits | 584 | 1797 | Rate Constraint in lbs/MMBtu | FALSE | L | Annual | Rate | lb/MWh | 0.077444 | 0.077444 | 0.077444 | 0.077444 | 0.077444 | 0.077444 | 0.077444 | 0.077444
IL Fac. Spec. - NOX Rate Summer v3.1, Unit 2863 and retrofits | 584 | 1797 | Rate Constraint in lbs/MMBtu | FALSE | L | Annual | Constraint Shadow Price | US2016$/Ton | 0 | 0 | 0 | 0 | 0 | 0 | 0 | 0
IL Fac. Spec. - NOX Rate Summer v3.1, Unit 2864 and retrofits | 585 | 1797 | Rate Constraint in lbs/MMBtu | FALSE | L | Annual | Seasons Included | Seasons | Summer | Summer | Summer | Summer | Summer | Summer | Summer | Summer
IL Fac. Spec. - NOX Rate Summer v3.1, Unit 2864 and retrofits | 585 | 1797 | Rate Constraint in lbs/MMBtu | FALSE | L | Annual | Standard NOX | lb/MMBtu | 0.25 | 0.25 | 0.25 | 0.25 | 0.25 | 0.25 | 0.25 | 0.25
IL Fac. Spec. - NOX Rate Summer v3.1, Unit 2864 and retrofits | 585 | 1797 | Rate Constraint in lbs/MMBtu | FALSE | L | Annual | Emissions at Affected Plants NOX | Thousand Tons | 0.01035 | 0.01035 | 0.0094579 | 0.01035 | 0.01035 | 0.0058117 | 0.0058117 | 0.01035
IL Fac. Spec. - NOX Rate Summer v3.1, Unit 2864 and retrofits | 585 | 1797 | Rate Constraint in lbs/MMBtu | FALSE | L | Annual | Allowances Purchased NOX | Thousand Tons | 0 | 0 | 0 | 0 | 0 | 0 | 0 | 0
IL Fac. Spec. - NOX Rate Summer v3.1, Unit 2864 and retrofits | 585 | 1797 | Rate Constraint in lbs/MMBtu | FALSE | L | Annual | Allowances Sold NOX | Thousand Tons | 0 | 0 | 0 | 0 | 0 | 0 | 0 | 0
IL Fac. Spec. - NOX Rate Summer v3.1, Unit 2864 and retrofits | 585 | 1797 | Rate Constraint in lbs/MMBtu | FALSE | L | Annual | Allowances Banked | Thousand Tons | 0 | 0 | 0 | 0 | 0 | 0 | 0 | 0
IL Fac. Spec. - NOX Rate Summer v3.1, Unit 2864 and retrofits | 585 | 1797 | Rate Constraint in lbs/MMBtu | FALSE | L | Annual | Allowances Withdrawn (1:1) | Thousand Tons | 0 | 0 | 0 | 0 | 0 | 0 | 0 | 0
IL Fac. Spec. - NOX Rate Summer v3.1, Unit 2864 and retrofits | 585 | 1797 | Rate Constraint in lbs/MMBtu | FALSE | L | Annual | Allowances Withdrawn (n:1) | Thousand Tons | 0 | 0 | 0 | 0 | 0 | 0 | 0 | 0
IL Fac. Spec. - NOX Rate Summer v3.1, Unit 2864 and retrofits | 585 | 1797 | Rate Constraint in lbs/MMBtu | FALSE | L | Annual | Net Emissions Allowance Position | Thousand Tons | 0.01035 | 0.01035 | 0.0094579 | 0.01035 | 0.01035 | 0.0058117 | 0.0058117 | 0.01035
IL Fac. Spec. - NOX Rate Summer v3.1, Unit 2864 and retrofits | 585 | 1797 | Rate Constraint in lbs/MMBtu | FALSE | L | Annual | Fuel Consumed | TBtu | 2.2822 | 2.2822 | 2.0855 | 2.2822 | 2.2822 | 1.2815 | 1.2815 | 2.2822
IL Fac. Spec. - NOX Rate Summer v3.1, Unit 2864 and retrofits | 585 | 1797 | Rate Constraint in lbs/MMBtu | FALSE | L | Annual | Rate | lb/MMBtu | 0.00907 | 0.00907 | 0.00907 | 0.00907 | 0.00907 | 0.00907 | 0.00907 | 0.00907
IL Fac. Spec. - NOX Rate Summer v3.1, Unit 2864 and retrofits | 585 | 1797 | Rate Constraint in lbs/MMBtu | FALSE | L | Annual | Generation | TWh | 0.31238 | 0.31238 | 0.28545 | 0.31238 | 0.31238 | 0.17541 | 0.17541 | 0.31238
IL Fac. Spec. - NOX Rate Summer v3.1, Unit 2864 and retrofits | 585 | 1797 | Rate Constraint in lbs/MMBtu | FALSE | L | Annual | Qualifying Generation | TWh | 0.31238 | 0.31238 | 0.28545 | 0.31238 | 0.31238 | 0.17541 | 0.17541 | 0.31238
IL Fac. Spec. - NOX Rate Summer v3.1, Unit 2864 and retrofits | 585 | 1797 | Rate Constraint in lbs/MMBtu | FALSE | L | Annual | Rate | lb/MWh | 0.066265 | 0.066265 | 0.066265 | 0.066265 | 0.066265 | 0.066265 | 0.066265 | 0.066265
IL Fac. Spec. - NOX Rate Summer v3.1, Unit 2864 and retrofits | 585 | 1797 | Rate Constraint in lbs/MMBtu | FALSE | L | Annual | Constraint Shadow Price | US2016$/Ton | 0 | 0 | 0 | 0 | 0 | 0 | 0 | 0
IL Fac. Spec. - NOX Rate Summer v3.1, Unit 2865 and retrofits | 586 | 1797 | Rate Constraint in lbs/MMBtu | FALSE | L | Annual | Seasons Included | Seasons | Summer | Summer | Summer | Summer | Summer | Summer | Summer | Summer
IL Fac. Spec. - NOX Rate Summer v3.1, Unit 2865 and retrofits | 586 | 1797 | Rate Constraint in lbs/MMBtu | FALSE | L | Annual | Standard NOX | lb/MMBtu | 0.25 | 0.25 | 0.25 | 0.25 | 0.25 | 0.25 | 0.25 | 0.25
IL Fac. Spec. - NOX Rate Summer v3.1, Unit 2865 and retrofits | 586 | 1797 | Rate Constraint in lbs/MMBtu | FALSE | L | Annual | Emissions at Affected Plants NOX | Thousand Tons | 0.011948 | 0.011948 | 0.010918 | 0.011948 | 0.011948 | 0.011855 | 0.0067087 | 0.011948
IL Fac. Spec. - NOX Rate Summer v3.1, Unit 2865 and retrofits | 586 | 1797 | Rate Constraint in lbs/MMBtu | FALSE | L | Annual | Allowances Purchased NOX | Thousand Tons | 0 | 0 | 0 | 0 | 0 | 0 | 0 | 0
IL Fac. Spec. - NOX Rate Summer v3.1, Unit 2865 and retrofits | 586 | 1797 | Rate Constraint in lbs/MMBtu | FALSE | L | Annual | Allowances Sold NOX | Thousand Tons | 0 | 0 | 0 | 0 | 0 | 0 | 0 | 0
IL Fac. Spec. - NOX Rate Summer v3.1, Unit 2865 and retrofits | 586 | 1797 | Rate Constraint in lbs/MMBtu | FALSE | L | Annual | Allowances Banked | Thousand Tons | 0 | 0 | 0 | 0 | 0 | 0 | 0 | 0
IL Fac. Spec. - NOX Rate Summer v3.1, Unit 2865 and retrofits | 586 | 1797 | Rate Constraint in lbs/MMBtu | FALSE | L | Annual | Allowances Withdrawn (1:1) | Thousand Tons | 0 | 0 | 0 | 0 | 0 | 0 | 0 | 0
IL Fac. Spec. - NOX Rate Summer v3.1, Unit 2865 and retrofits | 586 | 1797 | Rate Constraint in lbs/MMBtu | FALSE | L | Annual | Allowances Withdrawn (n:1) | Thousand Tons | 0 | 0 | 0 | 0 | 0 | 0 | 0 | 0
IL Fac. Spec. - NOX Rate Summer v3.1, Unit 2865 and retrofits | 586 | 1797 | Rate Constraint in lbs/MMBtu | FALSE | L | Annual | Net Emissions Allowance Position | Thousand Tons | 0.011948 | 0.011948 | 0.010918 | 0.011948 | 0.011948 | 0.011855 | 0.0067087 | 0.011948
IL Fac. Spec. - NOX Rate Summer v3.1, Unit 2865 and retrofits | 586 | 1797 | Rate Constraint in lbs/MMBtu | FALSE | L | Annual | Fuel Consumed | TBtu | 2.2822 | 2.2822 | 2.0855 | 2.2822 | 2.2822 | 2.2646 | 1.2815 | 2.2822
IL Fac. Spec. - NOX Rate Summer v3.1, Unit 2865 and retrofits | 586 | 1797 | Rate Constraint in lbs/MMBtu | FALSE | L | Annual | Rate | lb/MMBtu | 0.01047 | 0.01047 | 0.01047 | 0.01047 | 0.01047 | 0.01047 | 0.01047 | 0.01047
IL Fac. Spec. - NOX Rate Summer v3.1, Unit 2865 and retrofits | 586 | 1797 | Rate Constraint in lbs/MMBtu | FALSE | L | Annual | Generation | TWh | 0.31238 | 0.31238 | 0.28545 | 0.31238 | 0.31238 | 0.30996 | 0.17541 | 0.31238
IL Fac. Spec. - NOX Rate Summer v3.1, Unit 2865 and retrofits | 586 | 1797 | Rate Constraint in lbs/MMBtu | FALSE | L | Annual | Qualifying Generation | TWh | 0.31238 | 0.31238 | 0.28545 | 0.31238 | 0.31238 | 0.30996 | 0.17541 | 0.31238
IL Fac. Spec. - NOX Rate Summer v3.1, Unit 2865 and retrofits | 586 | 1797 | Rate Constraint in lbs/MMBtu | FALSE | L | Annual | Rate | lb/MWh | 0.076494 | 0.076494 | 0.076494 | 0.076494 | 0.076494 | 0.076494 | 0.076494 | 0.076494
IL Fac. Spec. - NOX Rate Summer v3.1, Unit 2865 and retrofits | 586 | 1797 | Rate Constraint in lbs/MMBtu | FALSE | L | Annual | Constraint Shadow Price | US2016$/Ton | 0 | 0 | 0 | 0 | 0 | 0 | 0 | 0
IL Fac. Spec. - NOX Rate Summer v3.1, Unit 2866 and retrofits | 587 | 1797 | Rate Constraint in lbs/MMBtu | FALSE | L | Annual | Seasons Included | Seasons | Summer | Summer | Summer | Summer | Summer | Summer | Summer | Summer
IL Fac. Spec. - NOX Rate Summer v3.1, Unit 2866 and retrofits | 587 | 1797 | Rate Constraint in lbs/MMBtu | FALSE | L | Annual | Standard NOX | lb/MMBtu | 0.25 | 0.25 | 0.25 | 0.25 | 0.25 | 0.25 | 0.25 | 0.25
IL Fac. Spec. - NOX Rate Summer v3.1, Unit 2866 and retrofits | 587 | 1797 | Rate Constraint in lbs/MMBtu | FALSE | L | Annual | Emissions at Affected Plants NOX | Thousand Tons | 0.013123 | 0.013123 | 0.011992 | 0.013123 | 0.013123 | 0.0073687 | 0.0073687 | 0.013123
IL Fac. Spec. - NOX Rate Summer v3.1, Unit 2866 and retrofits | 587 | 1797 | Rate Constraint in lbs/MMBtu | FALSE | L | Annual | Allowances Purchased NOX | Thousand Tons | 0 | 0 | 0 | 0 | 0 | 0 | 0 | 0
IL Fac. Spec. - NOX Rate Summer v3.1, Unit 2866 and retrofits | 587 | 1797 | Rate Constraint in lbs/MMBtu | FALSE | L | Annual | Allowances Sold NOX | Thousand Tons | 0 | 0 | 0 | 0 | 0 | 0 | 0 | 0
IL Fac. Spec. - NOX Rate Summer v3.1, Unit 2866 and retrofits | 587 | 1797 | Rate Constraint in lbs/MMBtu | FALSE | L | Annual | Allowances Banked | Thousand Tons | 0 | 0 | 0 | 0 | 0 | 0 | 0 | 0
IL Fac. Spec. - NOX Rate Summer v3.1, Unit 2866 and retrofits | 587 | 1797 | Rate Constraint in lbs/MMBtu | FALSE | L | Annual | Allowances Withdrawn (1:1) | Thousand Tons | 0 | 0 | 0 | 0 | 0 | 0 | 0 | 0
IL Fac. Spec. - NOX Rate Summer v3.1, Unit 2866 and retrofits | 587 | 1797 | Rate Constraint in lbs/MMBtu | FALSE | L | Annual | Allowances Withdrawn (n:1) | Thousand Tons | 0 | 0 | 0 | 0 | 0 | 0 | 0 | 0
IL Fac. Spec. - NOX Rate Summer v3.1, Unit 2866 and retrofits | 587 | 1797 | Rate Constraint in lbs/MMBtu | FALSE | L | Annual | Net Emissions Allowance Position | Thousand Tons | 0.013123 | 0.013123 | 0.011992 | 0.013123 | 0.013123 | 0.0073687 | 0.0073687 | 0.013123
IL Fac. Spec. - NOX Rate Summer v3.1, Unit 2866 and retrofits | 587 | 1797 | Rate Constraint in lbs/MMBtu | FALSE | L | Annual | Fuel Consumed | TBtu | 2.2822 | 2.2822 | 2.0855 | 2.2822 | 2.2822 | 1.2815 | 1.2815 | 2.2822
IL Fac. Spec. - NOX Rate Summer v3.1, Unit 2866 and retrofits | 587 | 1797 | Rate Constraint in lbs/MMBtu | FALSE | L | Annual | Rate | lb/MMBtu | 0.0115 | 0.0115 | 0.0115 | 0.0115 | 0.0115 | 0.0115 | 0.0115 | 0.0115
IL Fac. Spec. - NOX Rate Summer v3.1, Unit 2866 and retrofits | 587 | 1797 | Rate Constraint in lbs/MMBtu | FALSE | L | Annual | Generation | TWh | 0.31238 | 0.31238 | 0.28545 | 0.31238 | 0.31238 | 0.17541 | 0.17541 | 0.31238
IL Fac. Spec. - NOX Rate Summer v3.1, Unit 2866 and retrofits | 587 | 1797 | Rate Constraint in lbs/MMBtu | FALSE | L | Annual | Qualifying Generation | TWh | 0.31238 | 0.31238 | 0.28545 | 0.31238 | 0.31238 | 0.17541 | 0.17541 | 0.31238
IL Fac. Spec. - NOX Rate Summer v3.1, Unit 2866 and retrofits | 587 | 1797 | Rate Constraint in lbs/MMBtu | FALSE | L | Annual | Rate | lb/MWh | 0.084019 | 0.084019 | 0.084019 | 0.084019 | 0.084019 | 0.084019 | 0.084019 | 0.084019
IL Fac. Spec. - NOX Rate Summer v3.1, Unit 2866 and retrofits | 587 | 1797 | Rate Constraint in lbs/MMBtu | FALSE | L | Annual | Constraint Shadow Price | US2016$/Ton | 0 | 0 | 0 | 0 | 0 | 0 | 0 | 0
IL Fac. Spec. - NOX Rate Summer v3.1, Unit 2867 and retrofits | 588 | 1797 | Rate Constraint in lbs/MMBtu | FALSE | L | Annual | Seasons Included | Seasons | Summer | Summer | Summer | Summer | Summer | Summer | Summer | Summer
IL Fac. Spec. - NOX Rate Summer v3.1, Unit 2867 and retrofits | 588 | 1797 | Rate Constraint in lbs/MMBtu | FALSE | L | Annual | Standard NOX | lb/MMBtu | 0.25 | 0.25 | 0.25 | 0.25 | 0.25 | 0.25 | 0.25 | 0.25
IL Fac. Spec. - NOX Rate Summer v3.1, Unit 2867 and retrofits | 588 | 1797 | Rate Constraint in lbs/MMBtu | FALSE | L | Annual | Emissions at Affected Plants NOX | Thousand Tons | 0.0092539 | 0.012096 | 0.0068036 | 0.011263 | 0.012096 | 0.006792 | 0.006792 | 0.012096
IL Fac. Spec. - NOX Rate Summer v3.1, Unit 2867 and retrofits | 588 | 1797 | Rate Constraint in lbs/MMBtu | FALSE | L | Annual | Allowances Purchased NOX | Thousand Tons | 0 | 0 | 0 | 0 | 0 | 0 | 0 | 0
IL Fac. Spec. - NOX Rate Summer v3.1, Unit 2867 and retrofits | 588 | 1797 | Rate Constraint in lbs/MMBtu | FALSE | L | Annual | Allowances Sold NOX | Thousand Tons | 0 | 0 | 0 | 0 | 0 | 0 | 0 | 0
IL Fac. Spec. - NOX Rate Summer v3.1, Unit 2867 and retrofits | 588 | 1797 | Rate Constraint in lbs/MMBtu | FALSE | L | Annual | Allowances Banked | Thousand Tons | 0 | 0 | 0 | 0 | 0 | 0 | 0 | 0
IL Fac. Spec. - NOX Rate Summer v3.1, Unit 2867 and retrofits | 588 | 1797 | Rate Constraint in lbs/MMBtu | FALSE | L | Annual | Allowances Withdrawn (1:1) | Thousand Tons | 0 | 0 | 0 | 0 | 0 | 0 | 0 | 0
IL Fac. Spec. - NOX Rate Summer v3.1, Unit 2867 and retrofits | 588 | 1797 | Rate Constraint in lbs/MMBtu | FALSE | L | Annual | Allowances Withdrawn (n:1) | Thousand Tons | 0 | 0 | 0 | 0 | 0 | 0 | 0 | 0
IL Fac. Spec. - NOX Rate Summer v3.1, Unit 2867 and retrofits | 588 | 1797 | Rate Constraint in lbs/MMBtu | FALSE | L | Annual | Net Emissions Allowance Position | Thousand Tons | 0.0092539 | 0.012096 | 0.0068036 | 0.011263 | 0.012096 | 0.006792 | 0.006792 | 0.012096
IL Fac. Spec. - NOX Rate Summer v3.1, Unit 2867 and retrofits | 588 | 1797 | Rate Constraint in lbs/MMBtu | FALSE | L | Annual | Fuel Consumed | TBtu | 1.746 | 2.2822 | 1.2837 | 2.125 | 2.2822 | 1.2815 | 1.2815 | 2.2822
IL Fac. Spec. - NOX Rate Summer v3.1, Unit 2867 and retrofits | 588 | 1797 | Rate Constraint in lbs/MMBtu | FALSE | L | Annual | Rate | lb/MMBtu | 0.0106 | 0.0106 | 0.0106 | 0.0106 | 0.0106 | 0.0106 | 0.0106 | 0.0106
IL Fac. Spec. - NOX Rate Summer v3.1, Unit 2867 and retrofits | 588 | 1797 | Rate Constraint in lbs/MMBtu | FALSE | L | Annual | Generation | TWh | 0.23898 | 0.31238 | 0.17571 | 0.29086 | 0.31238 | 0.17541 | 0.17541 | 0.31238
IL Fac. Spec. - NOX Rate Summer v3.1, Unit 2867 and retrofits | 588 | 1797 | Rate Constraint in lbs/MMBtu | FALSE | L | Annual | Qualifying Generation | TWh | 0.23898 | 0.31238 | 0.17571 | 0.29086 | 0.31238 | 0.17541 | 0.17541 | 0.31238
IL Fac. Spec. - NOX Rate Summer v3.1, Unit 2867 and retrofits | 588 | 1797 | Rate Constraint in lbs/MMBtu | FALSE | L | Annual | Rate | lb/MWh | 0.077444 | 0.077444 | 0.077444 | 0.077444 | 0.077444 | 0.077444 | 0.077444 | 0.077444
IL Fac. Spec. - NOX Rate Summer v3.1, Unit 2867 and retrofits | 588 | 1797 | Rate Constraint in lbs/MMBtu | FALSE | L | Annual | Constraint Shadow Price | US2016$/Ton | 0 | 0 | 0 | 0 | 0 | 0 | 0 | 0
IL Fac. Spec. - NOX Rate Summer v3.1, Unit 2869 and retrofits | 589 | 1797 | Rate Constraint in lbs/MMBtu | FALSE | L | Annual | Seasons Included | Seasons | Summer | Summer | Summer | Summer | Summer | Summer | Summer | Summer
IL Fac. Spec. - NOX Rate Summer v3.1, Unit 2869 and retrofits | 589 | 1797 | Rate Constraint in lbs/MMBtu | FALSE | L | Annual | Standard NOX | lb/MMBtu | 0.25 | 0.25 | 0.25 | 0.25 | 0.25 | 0.25 | 0.25 | 0.25
IL Fac. Spec. - NOX Rate Summer v3.1, Unit 2869 and retrofits | 589 | 1797 | Rate Constraint in lbs/MMBtu | FALSE | L | Annual | Emissions at Affected Plants NOX | Thousand Tons | 0.054086 | 0.054086 | 0.054086 | 0.054086 | 0.054086 | 0.054086 | 0.054086 | 0.054086
IL Fac. Spec. - NOX Rate Summer v3.1, Unit 2869 and retrofits | 589 | 1797 | Rate Constraint in lbs/MMBtu | FALSE | L | Annual | Allowances Purchased NOX | Thousand Tons | 0 | 0 | 0 | 0 | 0 | 0 | 0 | 0
IL Fac. Spec. - NOX Rate Summer v3.1, Unit 2869 and retrofits | 589 | 1797 | Rate Constraint in lbs/MMBtu | FALSE | L | Annual | Allowances Sold NOX | Thousand Tons | 0 | 0 | 0 | 0 | 0 | 0 | 0 | 0
IL Fac. Spec. - NOX Rate Summer v3.1, Unit 2869 and retrofits | 589 | 1797 | Rate Constraint in lbs/MMBtu | FALSE | L | Annual | Allowances Banked | Thousand Tons | 0 | 0 | 0 | 0 | 0 | 0 | 0 | 0
IL Fac. Spec. - NOX Rate Summer v3.1, Unit 2869 and retrofits | 589 | 1797 | Rate Constraint in lbs/MMBtu | FALSE | L | Annual | Allowances Withdrawn (1:1) | Thousand Tons | 0 | 0 | 0 | 0 | 0 | 0 | 0 | 0
IL Fac. Spec. - NOX Rate Summer v3.1, Unit 2869 and retrofits | 589 | 1797 | Rate Constraint in lbs/MMBtu | FALSE | L | Annual | Allowances Withdrawn (n:1) | Thousand Tons | 0 | 0 | 0 | 0 | 0 | 0 | 0 | 0
IL Fac. Spec. - NOX Rate Summer v3.1, Unit 2869 and retrofits | 589 | 1797 | Rate Constraint in lbs/MMBtu | FALSE | L | Annual | Net Emissions Allowance Position | Thousand Tons | 0.054086 | 0.054086 | 0.054086 | 0.054086 | 0.054086 | 0.054086 | 0.054086 | 0.054086
IL Fac. Spec. - NOX Rate Summer v3.1, Unit 2869 and retrofits | 589 | 1797 | Rate Constraint in lbs/MMBtu | FALSE | L | Annual | Fuel Consumed | TBtu | 0.91193 | 0.91193 | 0.91193 | 0.91193 | 0.91193 | 0.91193 | 0.91193 | 0.91193
IL Fac. Spec. - NOX Rate Summer v3.1, Unit 2869 and retrofits | 589 | 1797 | Rate Constraint in lbs/MMBtu | FALSE | L | Annual | Rate | lb/MMBtu | 0.11862 | 0.11862 | 0.11862 | 0.11862 | 0.11862 | 0.11862 | 0.11862 | 0.11862
IL Fac. Spec. - NOX Rate Summer v3.1, Unit 2869 and retrofits | 589 | 1797 | Rate Constraint in lbs/MMBtu | FALSE | L | Annual | Generation | TWh | 0.15557 | 0.15557 | 0.15557 | 0.15557 | 0.15557 | 0.15557 | 0.15557 | 0.15557
IL Fac. Spec. - NOX Rate Summer v3.1, Unit 2869 and retrofits | 589 | 1797 | Rate Constraint in lbs/MMBtu | FALSE | L | Annual | Qualifying Generation | TWh | 0.15557 | 0.15557 | 0.15557 | 0.15557 | 0.15557 | 0.15557 | 0.15557 | 0.15557
IL Fac. Spec. - NOX Rate Summer v3.1, Unit 2869 and retrofits | 589 | 1797 | Rate Constraint in lbs/MMBtu | FALSE | L | Annual | Rate | lb/MWh | 0.69534 | 0.69534 | 0.69534 | 0.69534 | 0.69534 | 0.69534 | 0.69534 | 0.69534
IL Fac. Spec. - NOX Rate Summer v3.1, Unit 2869 and retrofits | 589 | 1797 | Rate Constraint in lbs/MMBtu | FALSE | L | Annual | Constraint Shadow Price | US2016$/Ton | 0 | 0 | 0 | 0 | 0 | 0 | 0 | 0
IL Fac. Spec. - NOX Rate Summer v3.1, Unit 2870 and retrofits | 590 | 1797 | Rate Constraint in lbs/MMBtu | FALSE | L | Annual | Seasons Included | Seasons | Summer | Summer | Summer | Summer | Summer | Summer | Summer | Summer
IL Fac. Spec. - NOX Rate Summer v3.1, Unit 2870 and retrofits | 590 | 1797 | Rate Constraint in lbs/MMBtu | FALSE | L | Annual | Standard NOX | lb/MMBtu | 0.25 | 0.25 | 0.25 | 0.25 | 0.25 | 0.25 | 0.25 | 0.25
IL Fac. Spec. - NOX Rate Summer v3.1, Unit 2870 and retrofits | 590 | 1797 | Rate Constraint in lbs/MMBtu | FALSE | L | Annual | Emissions at Affected Plants NOX | Thousand Tons | 0.054086 | 0.054086 | 0.054086 | 0.054086 | 0.054086 | 0.054086 | 0.054086 | 0.054086
IL Fac. Spec. - NOX Rate Summer v3.1, Unit 2870 and retrofits | 590 | 1797 | Rate Constraint in lbs/MMBtu | FALSE | L | Annual | Allowances Purchased NOX | Thousand Tons | 0 | 0 | 0 | 0 | 0 | 0 | 0 | 0
IL Fac. Spec. - NOX Rate Summer v3.1, Unit 2870 and retrofits | 590 | 1797 | Rate Constraint in lbs/MMBtu | FALSE | L | Annual | Allowances Sold NOX | Thousand Tons | 0 | 0 | 0 | 0 | 0 | 0 | 0 | 0
IL Fac. Spec. - NOX Rate Summer v3.1, Unit 2870 and retrofits | 590 | 1797 | Rate Constraint in lbs/MMBtu | FALSE | L | Annual | Allowances Banked | Thousand Tons | 0 | 0 | 0 | 0 | 0 | 0 | 0 | 0
IL Fac. Spec. - NOX Rate Summer v3.1, Unit 2870 and retrofits | 590 | 1797 | Rate Constraint in lbs/MMBtu | FALSE | L | Annual | Allowances Withdrawn (1:1) | Thousand Tons | 0 | 0 | 0 | 0 | 0 | 0 | 0 | 0
IL Fac. Spec. - NOX Rate Summer v3.1, Unit 2870 and retrofits | 590 | 1797 | Rate Constraint in lbs/MMBtu | FALSE | L | Annual | Allowances Withdrawn (n:1) | Thousand Tons | 0 | 0 | 0 | 0 | 0 | 0 | 0 | 0
IL Fac. Spec. - NOX Rate Summer v3.1, Unit 2870 and retrofits | 590 | 1797 | Rate Constraint in lbs/MMBtu | FALSE | L | Annual | Net Emissions Allowance Position | Thousand Tons | 0.054086 | 0.054086 | 0.054086 | 0.054086 | 0.054086 | 0.054086 | 0.054086 | 0.054086
IL Fac. Spec. - NOX Rate Summer v3.1, Unit 2870 and retrofits | 590 | 1797 | Rate Constraint in lbs/MMBtu | FALSE | L | Annual | Fuel Consumed | TBtu | 0.91193 | 0.91193 | 0.91193 | 0.91193 | 0.91193 | 0.91193 | 0.91193 | 0.91193
IL Fac. Spec. - NOX Rate Summer v3.1, Unit 2870 and retrofits | 590 | 1797 | Rate Constraint in lbs/MMBtu | FALSE | L | Annual | Rate | lb/MMBtu | 0.11862 | 0.11862 | 0.11862 | 0.11862 | 0.11862 | 0.11862 | 0.11862 | 0.11862
IL Fac. Spec. - NOX Rate Summer v3.1, Unit 2870 and retrofits | 590 | 1797 | Rate Constraint in lbs/MMBtu | FALSE | L | Annual | Generation | TWh | 0.15557 | 0.15557 | 0.15557 | 0.15557 | 0.15557 | 0.15557 | 0.15557 | 0.15557
IL Fac. Spec. - NOX Rate Summer v3.1, Unit 2870 and retrofits | 590 | 1797 | Rate Constraint in lbs/MMBtu | FALSE | L | Annual | Qualifying Generation | TWh | 0.15557 | 0.15557 | 0.15557 | 0.15557 | 0.15557 | 0.15557 | 0.15557 | 0.15557
IL Fac. Spec. - NOX Rate Summer v3.1, Unit 2870 and retrofits | 590 | 1797 | Rate Constraint in lbs/MMBtu | FALSE | L | Annual | Rate | lb/MWh | 0.69534 | 0.69534 | 0.69534 | 0.69534 | 0.69534 | 0.69534 | 0.69534 | 0.69534
IL Fac. Spec. - NOX Rate Summer v3.1, Unit 2870 and retrofits | 590 | 1797 | Rate Constraint in lbs/MMBtu | FALSE | L | Annual | Constraint Shadow Price | US2016$/Ton | 0 | 0 | 0 | 0 | 0 | 0 | 0 | 0
IL Fac. Spec. - NOX Rate Summer v3.1, Unit 2871 and retrofits | 591 | 1797 | Rate Constraint in lbs/MMBtu | FALSE | L | Annual | Seasons Included | Seasons | Summer | Summer | Summer | Summer | Summer | Summer | Summer | Summer
IL Fac. Spec. - NOX Rate Summer v3.1, Unit 2871 and retrofits | 591 | 1797 | Rate Constraint in lbs/MMBtu | FALSE | L | Annual | Standard NOX | lb/MMBtu | 0.25 | 0.25 | 0.25 | 0.25 | 0.25 | 0.25 | 0.25 | 0.25
IL Fac. Spec. - NOX Rate Summer v3.1, Unit 2871 and retrofits | 591 | 1797 | Rate Constraint in lbs/MMBtu | FALSE | L | Annual | Emissions at Affected Plants NOX | Thousand Tons | 0.050206 | 0.050206 | 0.050206 | 0.050206 | 0.050206 | 0.050206 | 0.050206 | 0.050206
IL Fac. Spec. - NOX Rate Summer v3.1, Unit 2871 and retrofits | 591 | 1797 | Rate Constraint in lbs/MMBtu | FALSE | L | Annual | Allowances Purchased NOX | Thousand Tons | 0 | 0 | 0 | 0 | 0 | 0 | 0 | 0
IL Fac. Spec. - NOX Rate Summer v3.1, Unit 2871 and retrofits | 591 | 1797 | Rate Constraint in lbs/MMBtu | FALSE | L | Annual | Allowances Sold NOX | Thousand Tons | 0 | 0 | 0 | 0 | 0 | 0 | 0 | 0
IL Fac. Spec. - NOX Rate Summer v3.1, Unit 2871 and retrofits | 591 | 1797 | Rate Constraint in lbs/MMBtu | FALSE | L | Annual | Allowances Banked | Thousand Tons | 0 | 0 | 0 | 0 | 0 | 0 | 0 | 0
IL Fac. Spec. - NOX Rate Summer v3.1, Unit 2871 and retrofits | 591 | 1797 | Rate Constraint in lbs/MMBtu | FALSE | L | Annual | Allowances Withdrawn (1:1) | Thousand Tons | 0 | 0 | 0 | 0 | 0 | 0 | 0 | 0
IL Fac. Spec. - NOX Rate Summer v3.1, Unit 2871 and retrofits | 591 | 1797 | Rate Constraint in lbs/MMBtu | FALSE | L | Annual | Allowances Withdrawn (n:1) | Thousand Tons | 0 | 0 | 0 | 0 | 0 | 0 | 0 | 0
IL Fac. Spec. - NOX Rate Summer v3.1, Unit 2871 and retrofits | 591 | 1797 | Rate Constraint in lbs/MMBtu | FALSE | L | Annual | Net Emissions Allowance Position | Thousand Tons | 0.050206 | 0.050206 | 0.050206 | 0.050206 | 0.050206 | 0.050206 | 0.050206 | 0.050206
IL Fac. Spec. - NOX Rate Summer v3.1, Unit 2871 and retrofits | 591 | 1797 | Rate Constraint in lbs/MMBtu | FALSE | L | Annual | Fuel Consumed | TBtu | 0.84652 | 0.84652 | 0.84652 | 0.84652 | 0.84652 | 0.84652 | 0.84652 | 0.84652
IL Fac. Spec. - NOX Rate Summer v3.1, Unit 2871 and retrofits | 591 | 1797 | Rate Constraint in lbs/MMBtu | FALSE | L | Annual | Rate | lb/MMBtu | 0.11862 | 0.11862 | 0.11862 | 0.11862 | 0.11862 | 0.11862 | 0.11862 | 0.11862
IL Fac. Spec. - NOX Rate Summer v3.1, Unit 2871 and retrofits | 591 | 1797 | Rate Constraint in lbs/MMBtu | FALSE | L | Annual | Generation | TWh | 0.14441 | 0.14441 | 0.14441 | 0.14441 | 0.14441 | 0.14441 | 0.14441 | 0.14441
IL Fac. Spec. - NOX Rate Summer v3.1, Unit 2871 and retrofits | 591 | 1797 | Rate Constraint in lbs/MMBtu | FALSE | L | Annual | Qualifying Generation | TWh | 0.14441 | 0.14441 | 0.14441 | 0.14441 | 0.14441 | 0.14441 | 0.14441 | 0.14441
IL Fac. Spec. - NOX Rate Summer v3.1, Unit 2871 and retrofits | 591 | 1797 | Rate Constraint in lbs/MMBtu | FALSE | L | Annual | Rate | lb/MWh | 0.69534 | 0.69534 | 0.69534 | 0.69534 | 0.69534 | 0.69534 | 0.69534 | 0.69534
IL Fac. Spec. - NOX Rate Summer v3.1, Unit 2871 and retrofits | 591 | 1797 | Rate Constraint in lbs/MMBtu | FALSE | L | Annual | Constraint Shadow Price | US2016$/Ton | 0 | 0 | 0 | 0 | 0 | 0 | 0 | 0
IL Fac. Spec. - NOX Rate Summer v3.1, Unit 2872 and retrofits | 592 | 1797 | Rate Constraint in lbs/MMBtu | FALSE | L | Annual | Seasons Included | Seasons | Summer | Summer | Summer | Summer | Summer | Summer | Summer | Summer
IL Fac. Spec. - NOX Rate Summer v3.1, Unit 2872 and retrofits | 592 | 1797 | Rate Constraint in lbs/MMBtu | FALSE | L | Annual | Standard NOX | lb/MMBtu | 0.25 | 0.25 | 0.25 | 0.25 | 0.25 | 0.25 | 0.25 | 0.25
IL Fac. Spec. - NOX Rate Summer v3.1, Unit 2872 and retrofits | 592 | 1797 | Rate Constraint in lbs/MMBtu | FALSE | L | Annual | Emissions at Affected Plants NOX | Thousand Tons | 0.070745 | 0.070745 | 0.070745 | 0.070745 | 0.070745 | 0.070745 | 0.070745 | 0.070745
IL Fac. Spec. - NOX Rate Summer v3.1, Unit 2872 and retrofits | 592 | 1797 | Rate Constraint in lbs/MMBtu | FALSE | L | Annual | Allowances Purchased NOX | Thousand Tons | 0 | 0 | 0 | 0 | 0 | 0 | 0 | 0
IL Fac. Spec. - NOX Rate Summer v3.1, Unit 2872 and retrofits | 592 | 1797 | Rate Constraint in lbs/MMBtu | FALSE | L | Annual | Allowances Sold NOX | Thousand Tons | 0 | 0 | 0 | 0 | 0 | 0 | 0 | 0
IL Fac. Spec. - NOX Rate Summer v3.1, Unit 2872 and retrofits | 592 | 1797 | Rate Constraint in lbs/MMBtu | FALSE | L | Annual | Allowances Banked | Thousand Tons | 0 | 0 | 0 | 0 | 0 | 0 | 0 | 0
IL Fac. Spec. - NOX Rate Summer v3.1, Unit 2872 and retrofits | 592 | 1797 | Rate Constraint in lbs/MMBtu | FALSE | L | Annual | Allowances Withdrawn (1:1) | Thousand Tons | 0 | 0 | 0 | 0 | 0 | 0 | 0 | 0
IL Fac. Spec. - NOX Rate Summer v3.1, Unit 2872 and retrofits | 592 | 1797 | Rate Constraint in lbs/MMBtu | FALSE | L | Annual | Allowances Withdrawn (n:1) | Thousand Tons | 0 | 0 | 0 | 0 | 0 | 0 | 0 | 0
IL Fac. Spec. - NOX Rate Summer v3.1, Unit 2872 and retrofits | 592 | 1797 | Rate Constraint in lbs/MMBtu | FALSE | L | Annual | Net Emissions Allowance Position | Thousand Tons | 0.070745 | 0.070745 | 0.070745 | 0.070745 | 0.070745 | 0.070745 | 0.070745 | 0.070745
IL Fac. Spec. - NOX Rate Summer v3.1, Unit 2872 and retrofits | 592 | 1797 | Rate Constraint in lbs/MMBtu | FALSE | L | Annual | Fuel Consumed | TBtu | 1.1928 | 1.1928 | 1.1928 | 1.1928 | 1.1928 | 1.1928 | 1.1928 | 1.1928
IL Fac. Spec. - NOX Rate Summer v3.1, Unit 2872 and retrofits | 592 | 1797 | Rate Constraint in lbs/MMBtu | FALSE | L | Annual | Rate | lb/MMBtu | 0.11862 | 0.11862 | 0.11862 | 0.11862 | 0.11862 | 0.11862 | 0.11862 | 0.11862
IL Fac. Spec. - NOX Rate Summer v3.1, Unit 2872 and retrofits | 592 | 1797 | Rate Constraint in lbs/MMBtu | FALSE | L | Annual | Generation | TWh | 0.20348 | 0.20348 | 0.20348 | 0.20348 | 0.20348 | 0.20348 | 0.20348 | 0.20348
IL Fac. Spec. - NOX Rate Summer v3.1, Unit 2872 and retrofits | 592 | 1797 | Rate Constraint in lbs/MMBtu | FALSE | L | Annual | Qualifying Generation | TWh | 0.20348 | 0.20348 | 0.20348 | 0.20348 | 0.20348 | 0.20348 | 0.20348 | 0.20348
IL Fac. Spec. - NOX Rate Summer v3.1, Unit 2872 and retrofits | 592 | 1797 | Rate Constraint in lbs/MMBtu | FALSE | L | Annual | Rate | lb/MWh | 0.69534 | 0.69534 | 0.69534 | 0.69534 | 0.69534 | 0.69534 | 0.69534 | 0.69534
IL Fac. Spec. - NOX Rate Summer v3.1, Unit 2872 and retrofits | 592 | 1797 | Rate Constraint in lbs/MMBtu | FALSE | L | Annual | Constraint Shadow Price | US2016$/Ton | 0 | 0 | 0 | 0 | 0 | 0 | 0 | 0
IL Fac. Spec. - NOX Rate Summer v3.1, Unit 3012 and retrofits | 593 | 1797 | Rate Constraint in lbs/MMBtu | FALSE | L | Annual | Seasons Included | Seasons | Summer | Summer | Summer | Summer | Summer | Summer | Summer | Summer
IL Fac. Spec. - NOX Rate Summer v3.1, Unit 3012 and retrofits | 593 | 1797 | Rate Constraint in lbs/MMBtu | FALSE | L | Annual | Standard NOX | lb/MMBtu | 0.25 | 0.25 | 0.25 | 0.25 | 0.25 | 0.25 | 0.25 | 0.25
IL Fac. Spec. - NOX Rate Summer v3.1, Unit 3012 and retrofits | 593 | 1797 | Rate Constraint in lbs/MMBtu | FALSE | L | Annual | Emissions at Affected Plants NOX | Thousand Tons | 0.0098821 | 0.014098 | 0.014098 | 0.014098 | 0.024057 | 0.014098 | 0.014098 | 0.014098
IL Fac. Spec. - NOX Rate Summer v3.1, Unit 3012 and retrofits | 593 | 1797 | Rate Constraint in lbs/MMBtu | FALSE | L | Annual | Allowances Purchased NOX | Thousand Tons | 0 | 0 | 0 | 0 | 0 | 0 | 0 | 0
IL Fac. Spec. - NOX Rate Summer v3.1, Unit 3012 and retrofits | 593 | 1797 | Rate Constraint in lbs/MMBtu | FALSE | L | Annual | Allowances Sold NOX | Thousand Tons | 0 | 0 | 0 | 0 | 0 | 0 | 0 | 0
IL Fac. Spec. - NOX Rate Summer v3.1, Unit 3012 and retrofits | 593 | 1797 | Rate Constraint in lbs/MMBtu | FALSE | L | Annual | Allowances Banked | Thousand Tons | 0 | 0 | 0 | 0 | 0 | 0 | 0 | 0
IL Fac. Spec. - NOX Rate Summer v3.1, Unit 3012 and retrofits | 593 | 1797 | Rate Constraint in lbs/MMBtu | FALSE | L | Annual | Allowances Withdrawn (1:1) | Thousand Tons | 0 | 0 | 0 | 0 | 0 | 0 | 0 | 0
IL Fac. Spec. - NOX Rate Summer v3.1, Unit 3012 and retrofits | 593 | 1797 | Rate Constraint in lbs/MMBtu | FALSE | L | Annual | Allowances Withdrawn (n:1) | Thousand Tons | 0 | 0 | 0 | 0 | 0 | 0 | 0 | 0
IL Fac. Spec. - NOX Rate Summer v3.1, Unit 3012 and retrofits | 593 | 1797 | Rate Constraint in lbs/MMBtu | FALSE | L | Annual | Net Emissions Allowance Position | Thousand Tons | 0.0098821 | 0.014098 | 0.014098 | 0.014098 | 0.024057 | 0.014098 | 0.014098 | 0.014098
IL Fac. Spec. - NOX Rate Summer v3.1, Unit 3012 and retrofits | 593 | 1797 | Rate Constraint in lbs/MMBtu | FALSE | L | Annual | Fuel Consumed | TBtu | 1.1835 | 1.6884 | 1.6884 | 1.6884 | 2.881 | 1.6884 | 1.6884 | 1.6884
IL Fac. Spec. - NOX Rate Summer v3.1, Unit 3012 and retrofits | 593 | 1797 | Rate Constraint in lbs/MMBtu | FALSE | L | Annual | Rate | lb/MMBtu | 0.0167 | 0.0167 | 0.0167 | 0.0167 | 0.0167 | 0.0167 | 0.0167 | 0.0167
IL Fac. Spec. - NOX Rate Summer v3.1, Unit 3012 and retrofits | 593 | 1797 | Rate Constraint in lbs/MMBtu | FALSE | L | Annual | Generation | TWh | 0.1508 | 0.21513 | 0.21513 | 0.21513 | 0.3671 | 0.21513 | 0.21513 | 0.21513
IL Fac. Spec. - NOX Rate Summer v3.1, Unit 3012 and retrofits | 593 | 1797 | Rate Constraint in lbs/MMBtu | FALSE | L | Annual | Qualifying Generation | TWh | 0.1508 | 0.21513 | 0.21513 | 0.21513 | 0.3671 | 0.21513 | 0.21513 | 0.21513
IL Fac. Spec. - NOX Rate Summer v3.1, Unit 3012 and retrofits | 593 | 1797 | Rate Constraint in lbs/MMBtu | FALSE | L | Annual | Rate | lb/MWh | 0.13106 | 0.13106 | 0.13106 | 0.13106 | 0.13106 | 0.13106 | 0.13106 | 0.13106
IL Fac. Spec. - NOX Rate Summer v3.1, Unit 3012 and retrofits | 593 | 1797 | Rate Constraint in lbs/MMBtu | FALSE | L | Annual | Constraint Shadow Price | US2016$/Ton | 0 | 0 | 0 | 0 | 0 | 0 | 0 | 0
IL Fac. Spec. - NOX Rate Summer v3.1, Unit 3013 and retrofits | 594 | 1797 | Rate Constraint in lbs/MMBtu | FALSE | L | Annual | Seasons Included | Seasons | Summer | Summer | Summer | Summer | Summer | Summer | Summer | Summer
IL Fac. Spec. - NOX Rate Summer v3.1, Unit 3013 and retrofits | 594 | 1797 | Rate Constraint in lbs/MMBtu | FALSE | L | Annual | Standard NOX | lb/MMBtu | 0.25 | 0.25 | 0.25 | 0.25 | 0.25 | 0.25 | 0.25 | 0.25
IL Fac. Spec. - NOX Rate Summer v3.1, Unit 3013 and retrofits | 594 | 1797 | Rate Constraint in lbs/MMBtu | FALSE | L | Annual | Emissions at Affected Plants NOX | Thousand Tons | 0.010248 | 0.010248 | 0.01462 | 0.01462 | 0.024948 | 0.01462 | 0.01462 | 0.01462
IL Fac. Spec. - NOX Rate Summer v3.1, Unit 3013 and retrofits | 594 | 1797 | Rate Constraint in lbs/MMBtu | FALSE | L | Annual | Allowances Purchased NOX | Thousand Tons | 0 | 0 | 0 | 0 | 0 | 0 | 0 | 0
IL Fac. Spec. - NOX Rate Summer v3.1, Unit 3013 and retrofits | 594 | 1797 | Rate Constraint in lbs/MMBtu | FALSE | L | Annual | Allowances Sold NOX | Thousand Tons | 0 | 0 | 0 | 0 | 0 | 0 | 0 | 0
IL Fac. Spec. - NOX Rate Summer v3.1, Unit 3013 and retrofits | 594 | 1797 | Rate Constraint in lbs/MMBtu | FALSE | L | Annual | Allowances Banked | Thousand Tons | 0 | 0 | 0 | 0 | 0 | 0 | 0 | 0
IL Fac. Spec. - NOX Rate Summer v3.1, Unit 3013 and retrofits | 594 | 1797 | Rate Constraint in lbs/MMBtu | FALSE | L | Annual | Allowances Withdrawn (1:1) | Thousand Tons | 0 | 0 | 0 | 0 | 0 | 0 | 0 | 0
IL Fac. Spec. - NOX Rate Summer v3.1, Unit 3013 and retrofits | 594 | 1797 | Rate Constraint in lbs/MMBtu | FALSE | L | Annual | Allowances Withdrawn (n:1) | Thousand Tons | 0 | 0 | 0 | 0 | 0 | 0 | 0 | 0
IL Fac. Spec. - NOX Rate Summer v3.1, Unit 3013 and retrofits | 594 | 1797 | Rate Constraint in lbs/MMBtu | FALSE | L | Annual | Net Emissions Allowance Position | Thousand Tons | 0.010248 | 0.010248 | 0.01462 | 0.01462 | 0.024948 | 0.01462 | 0.01462 | 0.01462
IL Fac. Spec. - NOX Rate Summer v3.1, Unit 3013 and retrofits | 594 | 1797 | Rate Constraint in lbs/MMBtu | FALSE | L | Annual | Fuel Consumed | TBtu | 1.2273 | 1.2273 | 1.7509 | 1.7509 | 2.9878 | 1.7509 | 1.7509 | 1.7509
IL Fac. Spec. - NOX Rate Summer v3.1, Unit 3013 and retrofits | 594 | 1797 | Rate Constraint in lbs/MMBtu | FALSE | L | Annual | Rate | lb/MMBtu | 0.0167 | 0.0167 | 0.0167 | 0.0167 | 0.0167 | 0.0167 | 0.0167 | 0.0167
IL Fac. Spec. - NOX Rate Summer v3.1, Unit 3013 and retrofits | 594 | 1797 | Rate Constraint in lbs/MMBtu | FALSE | L | Annual | Generation | TWh | 0.15639 | 0.15639 | 0.22311 | 0.22311 | 0.38071 | 0.22311 | 0.22311 | 0.22311
IL Fac. Spec. - NOX Rate Summer v3.1, Unit 3013 and retrofits | 594 | 1797 | Rate Constraint in lbs/MMBtu | FALSE | L | Annual | Qualifying Generation | TWh | 0.15639 | 0.15639 | 0.22311 | 0.22311 | 0.38071 | 0.22311 | 0.22311 | 0.22311
IL Fac. Spec. - NOX Rate Summer v3.1, Unit 3013 and retrofits | 594 | 1797 | Rate Constraint in lbs/MMBtu | FALSE | L | Annual | Rate | lb/MWh | 0.13106 | 0.13106 | 0.13106 | 0.13106 | 0.13106 | 0.13106 | 0.13106 | 0.13106
IL Fac. Spec. - NOX Rate Summer v3.1, Unit 3013 and retrofits | 594 | 1797 | Rate Constraint in lbs/MMBtu | FALSE | L | Annual | Constraint Shadow Price | US2016$/Ton | 0 | 0 | 0 | 0 | 0 | 0 | 0 | 0
IL Fac. Spec. - NOX Rate Summer v3.1, Unit 3014 and retrofits | 595 | 1797 | Rate Constraint in lbs/MMBtu | FALSE | L | Annual | Seasons Included | Seasons | Summer | Summer | Summer | Summer | Summer | Summer | Summer | Summer
IL Fac. Spec. - NOX Rate Summer v3.1, Unit 3014 and retrofits | 595 | 1797 | Rate Constraint in lbs/MMBtu | FALSE | L | Annual | Standard NOX | lb/MMBtu | 0.25 | 0.25 | 0.25 | 0.25 | 0.25 | 0.25 | 0.25 | 0.25
IL Fac. Spec. - NOX Rate Summer v3.1, Unit 3014 and retrofits | 595 | 1797 | Rate Constraint in lbs/MMBtu | FALSE | L | Annual | Emissions at Affected Plants NOX | Thousand Tons | 0.02127 | 0.023193 | 0.030344 | 0.030344 | 0.051779 | 0.030344 | 0.030344 | 0.030344
IL Fac. Spec. - NOX Rate Summer v3.1, Unit 3014 and retrofits | 595 | 1797 | Rate Constraint in lbs/MMBtu | FALSE | L | Annual | Allowances Purchased NOX | Thousand Tons | 0 | 0 | 0 | 0 | 0 | 0 | 0 | 0
IL Fac. Spec. - NOX Rate Summer v3.1, Unit 3014 and retrofits | 595 | 1797 | Rate Constraint in lbs/MMBtu | FALSE | L | Annual | Allowances Sold NOX | Thousand Tons | 0 | 0 | 0 | 0 | 0 | 0 | 0 | 0
IL Fac. Spec. - NOX Rate Summer v3.1, Unit 3014 and retrofits | 595 | 1797 | Rate Constraint in lbs/MMBtu | FALSE | L | Annual | Allowances Banked | Thousand Tons | 0 | 0 | 0 | 0 | 0 | 0 | 0 | 0
IL Fac. Spec. - NOX Rate Summer v3.1, Unit 3014 and retrofits | 595 | 1797 | Rate Constraint in lbs/MMBtu | FALSE | L | Annual | Allowances Withdrawn (1:1) | Thousand Tons | 0 | 0 | 0 | 0 | 0 | 0 | 0 | 0
IL Fac. Spec. - NOX Rate Summer v3.1, Unit 3014 and retrofits | 595 | 1797 | Rate Constraint in lbs/MMBtu | FALSE | L | Annual | Allowances Withdrawn (n:1) | Thousand Tons | 0 | 0 | 0 | 0 | 0 | 0 | 0 | 0
IL Fac. Spec. - NOX Rate Summer v3.1, Unit 3014 and retrofits | 595 | 1797 | Rate Constraint in lbs/MMBtu | FALSE | L | Annual | Net Emissions Allowance Position | Thousand Tons | 0.02127 | 0.023193 | 0.030344 | 0.030344 | 0.051779 | 0.030344 | 0.030344 | 0.030344
IL Fac. Spec. - NOX Rate Summer v3.1, Unit 3014 and retrofits | 595 | 1797 | Rate Constraint in lbs/MMBtu | FALSE | L | Annual | Fuel Consumed | TBtu | 2.5473 | 2.7776 | 3.634 | 3.634 | 6.201 | 3.634 | 3.634 | 3.634
IL Fac. Spec. - NOX Rate Summer v3.1, Unit 3014 and retrofits | 595 | 1797 | Rate Constraint in lbs/MMBtu | FALSE | L | Annual | Rate | lb/MMBtu | 0.0167 | 0.0167 | 0.0167 | 0.0167 | 0.0167 | 0.0167 | 0.0167 | 0.0167
IL Fac. Spec. - NOX Rate Summer v3.1, Unit 3014 and retrofits | 595 | 1797 | Rate Constraint in lbs/MMBtu | FALSE | L | Annual | Generation | TWh | 0.32458 | 0.35392 | 0.46304 | 0.46304 | 0.79014 | 0.46304 | 0.46304 | 0.46304
IL Fac. Spec. - NOX Rate Summer v3.1, Unit 3014 and retrofits | 595 | 1797 | Rate Constraint in lbs/MMBtu | FALSE | L | Annual | Qualifying Generation | TWh | 0.32458 | 0.35392 | 0.46304 | 0.46304 | 0.79014 | 0.46304 | 0.46304 | 0.46304
IL Fac. Spec. - NOX Rate Summer v3.1, Unit 3014 and retrofits | 595 | 1797 | Rate Constraint in lbs/MMBtu | FALSE | L | Annual | Rate | lb/MWh | 0.13106 | 0.13106 | 0.13106 | 0.13106 | 0.13106 | 0.13106 | 0.13106 | 0.13106
IL Fac. Spec. - NOX Rate Summer v3.1, Unit 3014 and retrofits | 595 | 1797 | Rate Constraint in lbs/MMBtu | FALSE | L | Annual | Constraint Shadow Price | US2016$/Ton | 0 | 0 | 0 | 0 | 0 | 0 | 0 | 0
IL Fac. Spec. - NOX Rate Summer v3.1, Unit 3015 and retrofits | 596 | 1797 | Rate Constraint in lbs/MMBtu | FALSE | L | Annual | Seasons Included | Seasons | Summer | Summer | Summer | Summer | Summer | Summer | Summer | Summer
IL Fac. Spec. - NOX Rate Summer v3.1, Unit 3015 and retrofits | 596 | 1797 | Rate Constraint in lbs/MMBtu | FALSE | L | Annual | Standard NOX | lb/MMBtu | 0.25 | 0.25 | 0.25 | 0.25 | 0.25 | 0.25 | 0.25 | 0.25
IL Fac. Spec. - NOX Rate Summer v3.1, Unit 3015 and retrofits | 596 | 1797 | Rate Constraint in lbs/MMBtu | FALSE | L | Annual | Emissions at Affected Plants NOX | Thousand Tons | 0.034401 | 0.058702 | 0.058702 | 0.058702 | 0.058702 | 0.058702 | 0.034401 | 0.034401
IL Fac. Spec. - NOX Rate Summer v3.1, Unit 3015 and retrofits | 596 | 1797 | Rate Constraint in lbs/MMBtu | FALSE | L | Annual | Allowances Purchased NOX | Thousand Tons | 0 | 0 | 0 | 0 | 0 | 0 | 0 | 0
IL Fac. Spec. - NOX Rate Summer v3.1, Unit 3015 and retrofits | 596 | 1797 | Rate Constraint in lbs/MMBtu | FALSE | L | Annual | Allowances Sold NOX | Thousand Tons | 0 | 0 | 0 | 0 | 0 | 0 | 0 | 0
IL Fac. Spec. - NOX Rate Summer v3.1, Unit 3015 and retrofits | 596 | 1797 | Rate Constraint in lbs/MMBtu | FALSE | L | Annual | Allowances Banked | Thousand Tons | 0 | 0 | 0 | 0 | 0 | 0 | 0 | 0
IL Fac. Spec. - NOX Rate Summer v3.1, Unit 3015 and retrofits | 596 | 1797 | Rate Constraint in lbs/MMBtu | FALSE | L | Annual | Allowances Withdrawn (1:1) | Thousand Tons | 0 | 0 | 0 | 0 | 0 | 0 | 0 | 0
IL Fac. Spec. - NOX Rate Summer v3.1, Unit 3015 and retrofits | 596 | 1797 | Rate Constraint in lbs/MMBtu | FALSE | L | Annual | Allowances Withdrawn (n:1) | Thousand Tons | 0 | 0 | 0 | 0 | 0 | 0 | 0 | 0
IL Fac. Spec. - NOX Rate Summer v3.1, Unit 3015 and retrofits | 596 | 1797 | Rate Constraint in lbs/MMBtu | FALSE | L | Annual | Net Emissions Allowance Position | Thousand Tons | 0.034401 | 0.058702 | 0.058702 | 0.058702 | 0.058702 | 0.058702 | 0.034401 | 0.034401
IL Fac. Spec. - NOX Rate Summer v3.1, Unit 3015 and retrofits | 596 | 1797 | Rate Constraint in lbs/MMBtu | FALSE | L | Annual | Fuel Consumed | TBtu | 0.98754 | 1.6852 | 1.6852 | 1.6852 | 1.6852 | 1.6852 | 0.98754 | 0.98754
IL Fac. Spec. - NOX Rate Summer v3.1, Unit 3015 and retrofits | 596 | 1797 | Rate Constraint in lbs/MMBtu | FALSE | L | Annual | Rate | lb/MMBtu | 0.06967 | 0.06967 | 0.06967 | 0.06967 | 0.06967 | 0.06967 | 0.06967 | 0.06967
IL Fac. Spec. - NOX Rate Summer v3.1, Unit 3015 and retrofits | 596 | 1797 | Rate Constraint in lbs/MMBtu | FALSE | L | Annual | Generation | TWh | 0.12698 | 0.21668 | 0.21668 | 0.21668 | 0.21668 | 0.21668 | 0.12698 | 0.12698
IL Fac. Spec. - NOX Rate Summer v3.1, Unit 3015 and retrofits | 596 | 1797 | Rate Constraint in lbs/MMBtu | FALSE | L | Annual | Qualifying Generation | TWh | 0.12698 | 0.21668 | 0.21668 | 0.21668 | 0.21668 | 0.21668 | 0.12698 | 0.12698
IL Fac. Spec. - NOX Rate Summer v3.1, Unit 3015 and retrofits | 596 | 1797 | Rate Constraint in lbs/MMBtu | FALSE | L | Annual | Rate | lb/MWh | 0.54182 | 0.54182 | 0.54182 | 0.54182 | 0.54182 | 0.54182 | 0.54182 | 0.54182
IL Fac. Spec. - NOX Rate Summer v3.1, Unit 3015 and retrofits | 596 | 1797 | Rate Constraint in lbs/MMBtu | FALSE | L | Annual | Constraint Shadow Price | US2016$/Ton | 0 | 0 | 0 | 0 | 0 | 0 | 0 | 0
IL Fac. Spec. - NOX Rate Summer v3.1, Unit 3016 and retrofits | 597 | 1797 | Rate Constraint in lbs/MMBtu | FALSE | L | Annual | Seasons Included | Seasons | Summer | Summer | Summer | Summer | Summer | Summer | Summer | Summer
IL Fac. Spec. - NOX Rate Summer v3.1, Unit 3016 and retrofits | 597 | 1797 | Rate Constraint in lbs/MMBtu | FALSE | L | Annual | Standard NOX | lb/MMBtu | 0.25 | 0.25 | 0.25 | 0.25 | 0.25 | 0.25 | 0.25 | 0.25
IL Fac. Spec. - NOX Rate Summer v3.1, Unit 3016 and retrofits | 597 | 1797 | Rate Constraint in lbs/MMBtu | FALSE | L | Annual | Emissions at Affected Plants NOX | Thousand Tons | 0.042001 | 0.071672 | 0.071672 | 0.071672 | 0.071672 | 0.071672 | 0.042001 | 0.042001
IL Fac. Spec. - NOX Rate Summer v3.1, Unit 3016 and retrofits | 597 | 1797 | Rate Constraint in lbs/MMBtu | FALSE | L | Annual | Allowances Purchased NOX | Thousand Tons | 0 | 0 | 0 | 0 | 0 | 0 | 0 | 0
IL Fac. Spec. - NOX Rate Summer v3.1, Unit 3016 and retrofits | 597 | 1797 | Rate Constraint in lbs/MMBtu | FALSE | L | Annual | Allowances Sold NOX | Thousand Tons | 0 | 0 | 0 | 0 | 0 | 0 | 0 | 0
IL Fac. Spec. - NOX Rate Summer v3.1, Unit 3016 and retrofits | 597 | 1797 | Rate Constraint in lbs/MMBtu | FALSE | L | Annual | Allowances Banked | Thousand Tons | 0 | 0 | 0 | 0 | 0 | 0 | 0 | 0
IL Fac. Spec. - NOX Rate Summer v3.1, Unit 3016 and retrofits | 597 | 1797 | Rate Constraint in lbs/MMBtu | FALSE | L | Annual | Allowances Withdrawn (1:1) | Thousand Tons | 0 | 0 | 0 | 0 | 0 | 0 | 0 | 0
IL Fac. Spec. - NOX Rate Summer v3.1, Unit 3016 and retrofits | 597 | 1797 | Rate Constraint in lbs/MMBtu | FALSE | L | Annual | Allowances Withdrawn (n:1) | Thousand Tons | 0 | 0 | 0 | 0 | 0 | 0 | 0 | 0
IL Fac. Spec. - NOX Rate Summer v3.1, Unit 3016 and retrofits | 597 | 1797 | Rate Constraint in lbs/MMBtu | FALSE | L | Annual | Net Emissions Allowance Position | Thousand Tons | 0.042001 | 0.071672 | 0.071672 | 0.071672 | 0.071672 | 0.071672 | 0.042001 | 0.042001
IL Fac. Spec. - NOX Rate Summer v3.1, Unit 3016 and retrofits | 597 | 1797 | Rate Constraint in lbs/MMBtu | FALSE | L | Annual | Fuel Consumed | TBtu | 1.2057 | 2.0575 | 2.0575 | 2.0575 | 2.0575 | 2.0575 | 1.2057 | 1.2057
IL Fac. Spec. - NOX Rate Summer v3.1, Unit 3016 and retrofits | 597 | 1797 | Rate Constraint in lbs/MMBtu | FALSE | L | Annual | Rate | lb/MMBtu | 0.06967 | 0.06967 | 0.06967 | 0.06967 | 0.06967 | 0.06967 | 0.06967 | 0.06967
IL Fac. Spec. - NOX Rate Summer v3.1, Unit 3016 and retrofits | 597 | 1797 | Rate Constraint in lbs/MMBtu | FALSE | L | Annual | Generation | TWh | 0.15504 | 0.26456 | 0.26456 | 0.26456 | 0.26456 | 0.26456 | 0.15504 | 0.15504
IL Fac. Spec. - NOX Rate Summer v3.1, Unit 3016 and retrofits | 597 | 1797 | Rate Constraint in lbs/MMBtu | FALSE | L | Annual | Qualifying Generation | TWh | 0.15504 | 0.26456 | 0.26456 | 0.26456 | 0.26456 | 0.26456 | 0.15504 | 0.15504
IL Fac. Spec. - NOX Rate Summer v3.1, Unit 3016 and retrofits | 597 | 1797 | Rate Constraint in lbs/MMBtu | FALSE | L | Annual | Rate | lb/MWh | 0.54182 | 0.54182 | 0.54182 | 0.54182 | 0.54182 | 0.54182 | 0.54182 | 0.54182
IL Fac. Spec. - NOX Rate Summer v3.1, Unit 3016 and retrofits | 597 | 1797 | Rate Constraint in lbs/MMBtu | FALSE | L | Annual | Constraint Shadow Price | US2016$/Ton | 0 | 0 | 0 | 0 | 0 | 0 | 0 | 0
IL Fac. Spec. - NOX Rate Summer v3.1, Unit 3017 and retrofits | 598 | 1797 | Rate Constraint in lbs/MMBtu | FALSE | L | Annual | Seasons Included | Seasons | Summer | Summer | Summer | Summer | Summer | Summer | Summer | Summer
IL Fac. Spec. - NOX Rate Summer v3.1, Unit 3017 and retrofits | 598 | 1797 | Rate Constraint in lbs/MMBtu | FALSE | L | Annual | Standard NOX | lb/MMBtu | 0.25 | 0.25 | 0.25 | 0.25 | 0.25 | 0.25 | 0.25 | 0.25
IL Fac. Spec. - NOX Rate Summer v3.1, Unit 3017 and retrofits | 598 | 1797 | Rate Constraint in lbs/MMBtu | FALSE | L | Annual | Emissions at Affected Plants NOX | Thousand Tons | 0.064402 | 0.1099 | 0.1099 | 0.1099 | 0.1099 | 0.1099 | 0.064402 | 0.064402
IL Fac. Spec. - NOX Rate Summer v3.1, Unit 3017 and retrofits | 598 | 1797 | Rate Constraint in lbs/MMBtu | FALSE | L | Annual | Allowances Purchased NOX | Thousand Tons | 0 | 0 | 0 | 0 | 0 | 0 | 0 | 0
IL Fac. Spec. - NOX Rate Summer v3.1, Unit 3017 and retrofits | 598 | 1797 | Rate Constraint in lbs/MMBtu | FALSE | L | Annual | Allowances Sold NOX | Thousand Tons | 0 | 0 | 0 | 0 | 0 | 0 | 0 | 0
IL Fac. Spec. - NOX Rate Summer v3.1, Unit 3017 and retrofits | 598 | 1797 | Rate Constraint in lbs/MMBtu | FALSE | L | Annual | Allowances Banked | Thousand Tons | 0 | 0 | 0 | 0 | 0 | 0 | 0 | 0
IL Fac. Spec. - NOX Rate Summer v3.1, Unit 3017 and retrofits | 598 | 1797 | Rate Constraint in lbs/MMBtu | FALSE | L | Annual | Allowances Withdrawn (1:1) | Thousand Tons | 0 | 0 | 0 | 0 | 0 | 0 | 0 | 0
IL Fac. Spec. - NOX Rate Summer v3.1, Unit 3017 and retrofits | 598 | 1797 | Rate Constraint in lbs/MMBtu | FALSE | L | Annual | Allowances Withdrawn (n:1) | Thousand Tons | 0 | 0 | 0 | 0 | 0 | 0 | 0 | 0
IL Fac. Spec. - NOX Rate Summer v3.1, Unit 3017 and retrofits | 598 | 1797 | Rate Constraint in lbs/MMBtu | FALSE | L | Annual | Net Emissions Allowance Position | Thousand Tons | 0.064402 | 0.1099 | 0.1099 | 0.1099 | 0.1099 | 0.1099 | 0.064402 | 0.064402
IL Fac. Spec. - NOX Rate Summer v3.1, Unit 3017 and retrofits | 598 | 1797 | Rate Constraint in lbs/MMBtu | FALSE | L | Annual | Fuel Consumed | TBtu | 1.8488 | 3.1548 | 3.1548 | 3.1548 | 3.1548 | 3.1548 | 1.8488 | 1.8488
IL Fac. Spec. - NOX Rate Summer v3.1, Unit 3017 and retrofits | 598 | 1797 | Rate Constraint in lbs/MMBtu | FALSE | L | Annual | Rate | lb/MMBtu | 0.06967 | 0.06967 | 0.06967 | 0.06967 | 0.06967 | 0.06967 | 0.06967 | 0.06967
IL Fac. Spec. - NOX Rate Summer v3.1, Unit 3017 and retrofits | 598 | 1797 | Rate Constraint in lbs/MMBtu | FALSE | L | Annual | Generation | TWh | 0.23772 | 0.40565 | 0.40565 | 0.40565 | 0.40565 | 0.40565 | 0.23772 | 0.23772
IL Fac. Spec. - NOX Rate Summer v3.1, Unit 3017 and retrofits | 598 | 1797 | Rate Constraint in lbs/MMBtu | FALSE | L | Annual | Qualifying Generation | TWh | 0.23772 | 0.40565 | 0.40565 | 0.40565 | 0.40565 | 0.40565 | 0.23772 | 0.23772
IL Fac. Spec. - NOX Rate Summer v3.1, Unit 3017 and retrofits | 598 | 1797 | Rate Constraint in lbs/MMBtu | FALSE | L | Annual | Rate | lb/MWh | 0.54182 | 0.54182 | 0.54182 | 0.54182 | 0.54182 | 0.54182 | 0.54182 | 0.54182
IL Fac. Spec. - NOX Rate Summer v3.1, Unit 3017 and retrofits | 598 | 1797 | Rate Constraint in lbs/MMBtu | FALSE | L | Annual | Constraint Shadow Price | US2016$/Ton | 0 | 0 | 0 | 0 | 0 | 0 | 0 | 0
IL Fac. Spec. - NOX Rate Summer v3.1, Unit 3018 and retrofits | 599 | 1797 | Rate Constraint in lbs/MMBtu | FALSE | L | Annual | Seasons Included | Seasons | Summer | Summer | Summer | Summer | Summer | Summer | Summer | Summer
IL Fac. Spec. - NOX Rate Summer v3.1, Unit 3018 and retrofits | 599 | 1797 | Rate Constraint in lbs/MMBtu | FALSE | L | Annual | Standard NOX | lb/MMBtu | 0.25 | 0.25 | 0.25 | 0.25 | 0.25 | 0.25 | 0.25 | 0.25
IL Fac. Spec. - NOX Rate Summer v3.1, Unit 3018 and retrofits | 599 | 1797 | Rate Constraint in lbs/MMBtu | FALSE | L | Annual | Emissions at Affected Plants NOX | Thousand Tons | 0.063602 | 0.10853 | 0.10518 | 0.10853 | 0.10853 | 0.08962 | 0.063602 | 0.063602
IL Fac. Spec. - NOX Rate Summer v3.1, Unit 3018 and retrofits | 599 | 1797 | Rate Constraint in lbs/MMBtu | FALSE | L | Annual | Allowances Purchased NOX | Thousand Tons | 0 | 0 | 0 | 0 | 0 | 0 | 0 | 0
IL Fac. Spec. - NOX Rate Summer v3.1, Unit 3018 and retrofits | 599 | 1797 | Rate Constraint in lbs/MMBtu | FALSE | L | Annual | Allowances Sold NOX | Thousand Tons | 0 | 0 | 0 | 0 | 0 | 0 | 0 | 0
IL Fac. Spec. - NOX Rate Summer v3.1, Unit 3018 and retrofits | 599 | 1797 | Rate Constraint in lbs/MMBtu | FALSE | L | Annual | Allowances Banked | Thousand Tons | 0 | 0 | 0 | 0 | 0 | 0 | 0 | 0
IL Fac. Spec. - NOX Rate Summer v3.1, Unit 3018 and retrofits | 599 | 1797 | Rate Constraint in lbs/MMBtu | FALSE | L | Annual | Allowances Withdrawn (1:1) | Thousand Tons | 0 | 0 | 0 | 0 | 0 | 0 | 0 | 0
IL Fac. Spec. - NOX Rate Summer v3.1, Unit 3018 and retrofits | 599 | 1797 | Rate Constraint in lbs/MMBtu | FALSE | L | Annual | Allowances Withdrawn (n:1) | Thousand Tons | 0 | 0 | 0 | 0 | 0 | 0 | 0 | 0
IL Fac. Spec. - NOX Rate Summer v3.1, Unit 3018 and retrofits | 599 | 1797 | Rate Constraint in lbs/MMBtu | FALSE | L | Annual | Net Emissions Allowance Position | Thousand Tons | 0.063602 | 0.10853 | 0.10518 | 0.10853 | 0.10853 | 0.08962 | 0.063602 | 0.063602
IL Fac. Spec. - NOX Rate Summer v3.1, Unit 3018 and retrofits | 599 | 1797 | Rate Constraint in lbs/MMBtu | FALSE | L | Annual | Fuel Consumed | TBtu | 1.8258 | 3.1156 | 3.0194 | 3.1156 | 3.1156 | 2.5727 | 1.8258 | 1.8258
IL Fac. Spec. - NOX Rate Summer v3.1, Unit 3018 and retrofits | 599 | 1797 | Rate Constraint in lbs/MMBtu | FALSE | L | Annual | Rate | lb/MMBtu | 0.06967 | 0.06967 | 0.06967 | 0.06967 | 0.06967 | 0.06967 | 0.06967 | 0.06967
IL Fac. Spec. - NOX Rate Summer v3.1, Unit 3018 and retrofits | 599 | 1797 | Rate Constraint in lbs/MMBtu | FALSE | L | Annual | Generation | TWh | 0.23477 | 0.40061 | 0.38825 | 0.40061 | 0.40061 | 0.33081 | 0.23477 | 0.23477
IL Fac. Spec. - NOX Rate Summer v3.1, Unit 3018 and retrofits | 599 | 1797 | Rate Constraint in lbs/MMBtu | FALSE | L | Annual | Qualifying Generation | TWh | 0.23477 | 0.40061 | 0.38825 | 0.40061 | 0.40061 | 0.33081 | 0.23477 | 0.23477
IL Fac. Spec. - NOX Rate Summer v3.1, Unit 3018 and retrofits | 599 | 1797 | Rate Constraint in lbs/MMBtu | FALSE | L | Annual | Rate | lb/MWh | 0.54182 | 0.54182 | 0.54182 | 0.54182 | 0.54182 | 0.54182 | 0.54182 | 0.54182
IL Fac. Spec. - NOX Rate Summer v3.1, Unit 3018 and retrofits | 599 | 1797 | Rate Constraint in lbs/MMBtu | FALSE | L | Annual | Constraint Shadow Price | US2016$/Ton | 0 | 0 | 0 | 0 | 0 | 0 | 0 | 0
IL Fac. Spec. - NOX Rate Summer v3.1, Unit 3658 and retrofits | 600 | 1797 | Rate Constraint in lbs/MMBtu | FALSE | L | Annual | Seasons Included | Seasons | Summer | Summer | Summer | Summer | Summer | Summer | Summer | Summer
IL Fac. Spec. - NOX Rate Summer v3.1, Unit 3658 and retrofits | 600 | 1797 | Rate Constraint in lbs/MMBtu | FALSE | L | Annual | Standard NOX | lb/MMBtu | 0.25 | 0.25 | 0.25 | 0.25 | 0.25 | 0.25 | 0.25 | 0.25
IL Fac. Spec. - NOX Rate Summer v3.1, Unit 3658 and retrofits | 600 | 1797 | Rate Constraint in lbs/MMBtu | FALSE | L | Annual | Emissions at Affected Plants NOX | Thousand Tons | 0.024881 | 0.050404 | 0.033109 | 0.033109 | 0.033109 | 0.033109 | 0.033109 | 0.033109
IL Fac. Spec. - NOX Rate Summer v3.1, Unit 3658 and retrofits | 600 | 1797 | Rate Constraint in lbs/MMBtu | FALSE | L | Annual | Allowances Purchased NOX | Thousand Tons | 0 | 0 | 0 | 0 | 0 | 0 | 0 | 0
IL Fac. Spec. - NOX Rate Summer v3.1, Unit 3658 and retrofits | 600 | 1797 | Rate Constraint in lbs/MMBtu | FALSE | L | Annual | Allowances Sold NOX | Thousand Tons | 0 | 0 | 0 | 0 | 0 | 0 | 0 | 0
IL Fac. Spec. - NOX Rate Summer v3.1, Unit 3658 and retrofits | 600 | 1797 | Rate Constraint in lbs/MMBtu | FALSE | L | Annual | Allowances Banked | Thousand Tons | 0 | 0 | 0 | 0 | 0 | 0 | 0 | 0
IL Fac. Spec. - NOX Rate Summer v3.1, Unit 3658 and retrofits | 600 | 1797 | Rate Constraint in lbs/MMBtu | FALSE | L | Annual | Allowances Withdrawn (1:1) | Thousand Tons | 0 | 0 | 0 | 0 | 0 | 0 | 0 | 0
IL Fac. Spec. - NOX Rate Summer v3.1, Unit 3658 and retrofits | 600 | 1797 | Rate Constraint in lbs/MMBtu | FALSE | L | Annual | Allowances Withdrawn (n:1) | Thousand Tons | 0 | 0 | 0 | 0 | 0 | 0 | 0 | 0
IL Fac. Spec. - NOX Rate Summer v3.1, Unit 3658 and retrofits | 600 | 1797 | Rate Constraint in lbs/MMBtu | FALSE | L | Annual | Net Emissions Allowance Position | Thousand Tons | 0.024881 | 0.050404 | 0.033109 | 0.033109 | 0.033109 | 0.033109 | 0.033109 | 0.033109
IL Fac. Spec. - NOX Rate Summer v3.1, Unit 3658 and retrofits | 600 | 1797 | Rate Constraint in lbs/MMBtu | FALSE | L | Annual | Fuel Consumed | TBtu | 0.64143 | 1.2994 | 0.85355 | 0.85355 | 0.85355 | 0.85355 | 0.85355 | 0.85355
IL Fac. Spec. - NOX Rate Summer v3.1, Unit 3658 and retrofits | 600 | 1797 | Rate Constraint in lbs/MMBtu | FALSE | L | Annual | Rate | lb/MMBtu | 0.07758 | 0.07758 | 0.07758 | 0.07758 | 0.07758 | 0.07758 | 0.07758 | 0.07758
IL Fac. Spec. - NOX Rate Summer v3.1, Unit 3658 and retrofits | 600 | 1797 | Rate Constraint in lbs/MMBtu | FALSE | L | Annual | Generation | TWh | 0.059392 | 0.12032 | 0.079033 | 0.079033 | 0.079033 | 0.079033 | 0.079033 | 0.079033
IL Fac. Spec. - NOX Rate Summer v3.1, Unit 3658 and retrofits | 600 | 1797 | Rate Constraint in lbs/MMBtu | FALSE | L | Annual | Qualifying Generation | TWh | 0.059392 | 0.12032 | 0.079033 | 0.079033 | 0.079033 | 0.079033 | 0.079033 | 0.079033
IL Fac. Spec. - NOX Rate Summer v3.1, Unit 3658 and retrofits | 600 | 1797 | Rate Constraint in lbs/MMBtu | FALSE | L | Annual | Rate | lb/MWh | 0.83786 | 0.83786 | 0.83786 | 0.83786 | 0.83786 | 0.83786 | 0.83786 | 0.83786
IL Fac. Spec. - NOX Rate Summer v3.1, Unit 3658 and retrofits | 600 | 1797 | Rate Constraint in lbs/MMBtu | FALSE | L | Annual | Constraint Shadow Price | US2016$/Ton | 0 | 0 | 0 | 0 | 0 | 0 | 0 | 0
IL Fac. Spec. - NOX Rate Summer v3.1, Unit 3659 and retrofits | 601 | 1797 | Rate Constraint in lbs/MMBtu | FALSE | L | Annual | Seasons Included | Seasons | Summer | Summer | Summer | Summer | Summer | Summer | Summer | Summer
IL Fac. Spec. - NOX Rate Summer v3.1, Unit 3659 and retrofits | 601 | 1797 | Rate Constraint in lbs/MMBtu | FALSE | L | Annual | Standard NOX | lb/MMBtu | 0.25 | 0.25 | 0.25 | 0.25 | 0.25 | 0.25 | 0.25 | 0.25
IL Fac. Spec. - NOX Rate Summer v3.1, Unit 3659 and retrofits | 601 | 1797 | Rate Constraint in lbs/MMBtu | FALSE | L | Annual | Emissions at Affected Plants NOX | Thousand Tons | 0.021214 | 0.042975 | 0.028229 | 0.028229 | 0.028229 | 0.028229 | 0.028229 | 0.028229
IL Fac. Spec. - NOX Rate Summer v3.1, Unit 3659 and retrofits | 601 | 1797 | Rate Constraint in lbs/MMBtu | FALSE | L | Annual | Allowances Purchased NOX | Thousand Tons | 0 | 0 | 0 | 0 | 0 | 0 | 0 | 0
IL Fac. Spec. - NOX Rate Summer v3.1, Unit 3659 and retrofits | 601 | 1797 | Rate Constraint in lbs/MMBtu | FALSE | L | Annual | Allowances Sold NOX | Thousand Tons | 0 | 0 | 0 | 0 | 0 | 0 | 0 | 0
IL Fac. Spec. - NOX Rate Summer v3.1, Unit 3659 and retrofits | 601 | 1797 | Rate Constraint in lbs/MMBtu | FALSE | L | Annual | Allowances Banked | Thousand Tons | 0 | 0 | 0 | 0 | 0 | 0 | 0 | 0
IL Fac. Spec. - NOX Rate Summer v3.1, Unit 3659 and retrofits | 601 | 1797 | Rate Constraint in lbs/MMBtu | FALSE | L | Annual | Allowances Withdrawn (1:1) | Thousand Tons | 0 | 0 | 0 | 0 | 0 | 0 | 0 | 0
IL Fac. Spec. - NOX Rate Summer v3.1, Unit 3659 and retrofits | 601 | 1797 | Rate Constraint in lbs/MMBtu | FALSE | L | Annual | Allowances Withdrawn (n:1) | Thousand Tons | 0 | 0 | 0 | 0 | 0 | 0 | 0 | 0
IL Fac. Spec. - NOX Rate Summer v3.1, Unit 3659 and retrofits | 601 | 1797 | Rate Constraint in lbs/MMBtu | FALSE | L | Annual | Net Emissions Allowance Position | Thousand Tons | 0.021214 | 0.042975 | 0.028229 | 0.028229 | 0.028229 | 0.028229 | 0.028229 | 0.028229
IL Fac. Spec. - NOX Rate Summer v3.1, Unit 3659 and retrofits | 601 | 1797 | Rate Constraint in lbs/MMBtu | FALSE | L | Annual | Fuel Consumed | TBtu | 0.64196 | 1.3005 | 0.85427 | 0.85427 | 0.85427 | 0.85427 | 0.85427 | 0.85427
IL Fac. Spec. - NOX Rate Summer v3.1, Unit 3659 and retrofits | 601 | 1797 | Rate Constraint in lbs/MMBtu | FALSE | L | Annual | Rate | lb/MMBtu | 0.06609 | 0.06609 | 0.06609 | 0.06609 | 0.06609 | 0.06609 | 0.06609 | 0.06609
IL Fac. Spec. - NOX Rate Summer v3.1, Unit 3659 and retrofits | 601 | 1797 | Rate Constraint in lbs/MMBtu | FALSE | L | Annual | Generation | TWh | 0.059392 | 0.12032 | 0.079033 | 0.079033 | 0.079033 | 0.079033 | 0.079033 | 0.079033
IL Fac. Spec. - NOX Rate Summer v3.1, Unit 3659 and retrofits | 601 | 1797 | Rate Constraint in lbs/MMBtu | FALSE | L | Annual | Qualifying Generation | TWh | 0.059392 | 0.12032 | 0.079033 | 0.079033 | 0.079033 | 0.079033 | 0.079033 | 0.079033
IL Fac. Spec. - NOX Rate Summer v3.1, Unit 3659 and retrofits | 601 | 1797 | Rate Constraint in lbs/MMBtu | FALSE | L | Annual | Rate | lb/MWh | 0.71437 | 0.71437 | 0.71437 | 0.71437 | 0.71437 | 0.71437 | 0.71437 | 0.71437
IL Fac. Spec. - NOX Rate Summer v3.1, Unit 3659 and retrofits | 601 | 1797 | Rate Constraint in lbs/MMBtu | FALSE | L | Annual | Constraint Shadow Price | US2016$/Ton | 0 | 0 | 0 | 0 | 0 | 0 | 0 | 0
IL Fac. Spec. - NOX Rate Summer v3.1, Unit 3660 and retrofits | 602 | 1797 | Rate Constraint in lbs/MMBtu | FALSE | L | Annual | Seasons Included | Seasons | Summer | Summer | Summer | Summer | Summer | Summer | Summer | Summer
IL Fac. Spec. - NOX Rate Summer v3.1, Unit 3660 and retrofits | 602 | 1797 | Rate Constraint in lbs/MMBtu | FALSE | L | Annual | Standard NOX | lb/MMBtu | 0.25 | 0.25 | 0.25 | 0.25 | 0.25 | 0.25 | 0.25 | 0.25
IL Fac. Spec. - NOX Rate Summer v3.1, Unit 3660 and retrofits | 602 | 1797 | Rate Constraint in lbs/MMBtu | FALSE | L | Annual | Emissions at Affected Plants NOX | Thousand Tons | 0.021069 | 0.03736 | 0.028037 | 0.028037 | 0.028037 | 0.028037 | 0.028037 | 0.028037
IL Fac. Spec. - NOX Rate Summer v3.1, Unit 3660 and retrofits | 602 | 1797 | Rate Constraint in lbs/MMBtu | FALSE | L | Annual | Allowances Purchased NOX | Thousand Tons | 0 | 0 | 0 | 0 | 0 | 0 | 0 | 0
IL Fac. Spec. - NOX Rate Summer v3.1, Unit 3660 and retrofits | 602 | 1797 | Rate Constraint in lbs/MMBtu | FALSE | L | Annual | Allowances Sold NOX | Thousand Tons | 0 | 0 | 0 | 0 | 0 | 0 | 0 | 0
IL Fac. Spec. - NOX Rate Summer v3.1, Unit 3660 and retrofits | 602 | 1797 | Rate Constraint in lbs/MMBtu | FALSE | L | Annual | Allowances Banked | Thousand Tons | 0 | 0 | 0 | 0 | 0 | 0 | 0 | 0
IL Fac. Spec. - NOX Rate Summer v3.1, Unit 3660 and retrofits | 602 | 1797 | Rate Constraint in lbs/MMBtu | FALSE | L | Annual | Allowances Withdrawn (1:1) | Thousand Tons | 0 | 0 | 0 | 0 | 0 | 0 | 0 | 0
IL Fac. Spec. - NOX Rate Summer v3.1, Unit 3660 and retrofits | 602 | 1797 | Rate Constraint in lbs/MMBtu | FALSE | L | Annual | Allowances Withdrawn (n:1) | Thousand Tons | 0 | 0 | 0 | 0 | 0 | 0 | 0 | 0
IL Fac. Spec. - NOX Rate Summer v3.1, Unit 3660 and retrofits | 602 | 1797 | Rate Constraint in lbs/MMBtu | FALSE | L | Annual | Net Emissions Allowance Position | Thousand Tons | 0.021069 | 0.03736 | 0.028037 | 0.028037 | 0.028037 | 0.028037 | 0.028037 | 0.028037
IL Fac. Spec. - NOX Rate Summer v3.1, Unit 3660 and retrofits | 602 | 1797 | Rate Constraint in lbs/MMBtu | FALSE | L | Annual | Fuel Consumed | TBtu | 0.64196 | 1.1383 | 0.85427 | 0.85427 | 0.85427 | 0.85427 | 0.85427 | 0.85427
IL Fac. Spec. - NOX Rate Summer v3.1, Unit 3660 and retrofits | 602 | 1797 | Rate Constraint in lbs/MMBtu | FALSE | L | Annual | Rate | lb/MMBtu | 0.06564 | 0.06564 | 0.06564 | 0.06564 | 0.06564 | 0.06564 | 0.06564 | 0.06564
IL Fac. Spec. - NOX Rate Summer v3.1, Unit 3660 and retrofits | 602 | 1797 | Rate Constraint in lbs/MMBtu | FALSE | L | Annual | Generation | TWh | 0.059392 | 0.10531 | 0.079033 | 0.079033 | 0.079033 | 0.079033 | 0.079033 | 0.079033
IL Fac. Spec. - NOX Rate Summer v3.1, Unit 3660 and retrofits | 602 | 1797 | Rate Constraint in lbs/MMBtu | FALSE | L | Annual | Qualifying Generation | TWh | 0.059392 | 0.10531 | 0.079033 | 0.079033 | 0.079033 | 0.079033 | 0.079033 | 0.079033
IL Fac. Spec. - NOX Rate Summer v3.1, Unit 3660 and retrofits | 602 | 1797 | Rate Constraint in lbs/MMBtu | FALSE | L | Annual | Rate | lb/MWh | 0.7095 | 0.7095 | 0.7095 | 0.7095 | 0.7095 | 0.7095 | 0.7095 | 0.7095
IL Fac. Spec. - NOX Rate Summer v3.1, Unit 3660 and retrofits | 602 | 1797 | Rate Constraint in lbs/MMBtu | FALSE | L | Annual | Constraint Shadow Price | US2016$/Ton | 0 | 0 | 0 | 0 | 0 | 0 | 0 | 0
IL Fac. Spec. - NOX Rate Summer v3.1, Unit 3661 and retrofits | 603 | 1797 | Rate Constraint in lbs/MMBtu | FALSE | L | Annual | Seasons Included | Seasons | Summer | Summer | Summer | Summer | Summer | Summer | Summer | Summer
IL Fac. Spec. - NOX Rate Summer v3.1, Unit 3661 and retrofits | 603 | 1797 | Rate Constraint in lbs/MMBtu | FALSE | L | Annual | Standard NOX | lb/MMBtu | 0.25 | 0.25 | 0.25 | 0.25 | 0.25 | 0.25 | 0.25 | 0.25
IL Fac. Spec. - NOX Rate Summer v3.1, Unit 3661 and retrofits | 603 | 1797 | Rate Constraint in lbs/MMBtu | FALSE | L | Annual | Emissions at Affected Plants NOX | Thousand Tons | 0.023909 | 0.048435 | 0.031816 | 0.031816 | 0.031816 | 0.031816 | 0.031816 | 0.031816
IL Fac. Spec. - NOX Rate Summer v3.1, Unit 3661 and retrofits | 603 | 1797 | Rate Constraint in lbs/MMBtu | FALSE | L | Annual | Allowances Purchased NOX | Thousand Tons | 0 | 0 | 0 | 0 | 0 | 0 | 0 | 0
IL Fac. Spec. - NOX Rate Summer v3.1, Unit 3661 and retrofits | 603 | 1797 | Rate Constraint in lbs/MMBtu | FALSE | L | Annual | Allowances Sold NOX | Thousand Tons | 0 | 0 | 0 | 0 | 0 | 0 | 0 | 0
IL Fac. Spec. - NOX Rate Summer v3.1, Unit 3661 and retrofits | 603 | 1797 | Rate Constraint in lbs/MMBtu | FALSE | L | Annual | Allowances Banked | Thousand Tons | 0 | 0 | 0 | 0 | 0 | 0 | 0 | 0
IL Fac. Spec. - NOX Rate Summer v3.1, Unit 3661 and retrofits | 603 | 1797 | Rate Constraint in lbs/MMBtu | FALSE | L | Annual | Allowances Withdrawn (1:1) | Thousand Tons | 0 | 0 | 0 | 0 | 0 | 0 | 0 | 0
IL Fac. Spec. - NOX Rate Summer v3.1, Unit 3661 and retrofits | 603 | 1797 | Rate Constraint in lbs/MMBtu | FALSE | L | Annual | Allowances Withdrawn (n:1) | Thousand Tons | 0 | 0 | 0 | 0 | 0 | 0 | 0 | 0
IL Fac. Spec. - NOX Rate Summer v3.1, Unit 3661 and retrofits | 603 | 1797 | Rate Constraint in lbs/MMBtu | FALSE | L | Annual | Net Emissions Allowance Position | Thousand Tons | 0.023909 | 0.048435 | 0.031816 | 0.031816 | 0.031816 | 0.031816 | 0.031816 | 0.031816
IL Fac. Spec. - NOX Rate Summer v3.1, Unit 3661 and retrofits | 603 | 1797 | Rate Constraint in lbs/MMBtu | FALSE | L | Annual | Fuel Consumed | TBtu | 0.64143 | 1.2994 | 0.85355 | 0.85355 | 0.85355 | 0.85355 | 0.85355 | 0.85355
IL Fac. Spec. - NOX Rate Summer v3.1, Unit 3661 and retrofits | 603 | 1797 | Rate Constraint in lbs/MMBtu | FALSE | L | Annual | Rate | lb/MMBtu | 0.07455 | 0.07455 | 0.07455 | 0.07455 | 0.07455 | 0.07455 | 0.07455 | 0.07455
IL Fac. Spec. - NOX Rate Summer v3.1, Unit 3661 and retrofits | 603 | 1797 | Rate Constraint in lbs/MMBtu | FALSE | L | Annual | Generation | TWh | 0.059392 | 0.12032 | 0.079033 | 0.079033 | 0.079033 | 0.079033 | 0.079033 | 0.079033
IL Fac. Spec. - NOX Rate Summer v3.1, Unit 3661 and retrofits | 603 | 1797 | Rate Constraint in lbs/MMBtu | FALSE | L | Annual | Qualifying Generation | TWh | 0.059392 | 0.12032 | 0.079033 | 0.079033 | 0.079033 | 0.079033 | 0.079033 | 0.079033
IL Fac. Spec. - NOX Rate Summer v3.1, Unit 3661 and retrofits | 603 | 1797 | Rate Constraint in lbs/MMBtu | FALSE | L | Annual | Rate | lb/MWh | 0.80514 | 0.80514 | 0.80514 | 0.80514 | 0.80514 | 0.80514 | 0.80514 | 0.80514
IL Fac. Spec. - NOX Rate Summer v3.1, Unit 3661 and retrofits | 603 | 1797 | Rate Constraint in lbs/MMBtu | FALSE | L | Annual | Constraint Shadow Price | US2016$/Ton | 0 | 0 | 0 | 0 | 0 | 0 | 0 | 0
IL Fac. Spec. - NOX Rate Summer v3.1, Unit 3662 and retrofits | 604 | 1797 | Rate Constraint in lbs/MMBtu | FALSE | L | Annual | Seasons Included | Seasons | Summer | Summer | Summer | Summer | Summer | Summer | Summer | Summer
IL Fac. Spec. - NOX Rate Summer v3.1, Unit 3662 and retrofits | 604 | 1797 | Rate Constraint in lbs/MMBtu | FALSE | L | Annual | Standard NOX | lb/MMBtu | 0.25 | 0.25 | 0.25 | 0.25 | 0.25 | 0.25 | 0.25 | 0.25
IL Fac. Spec. - NOX Rate Summer v3.1, Unit 3662 and retrofits | 604 | 1797 | Rate Constraint in lbs/MMBtu | FALSE | L | Annual | Emissions at Affected Plants NOX | Thousand Tons | 0.03181 | 0.049244 | 0.049285 | 0.049285 | 0.049285 | 0 | 0 | 0
IL Fac. Spec. - NOX Rate Summer v3.1, Unit 3662 and retrofits | 604 | 1797 | Rate Constraint in lbs/MMBtu | FALSE | L | Annual | Allowances Purchased NOX | Thousand Tons | 0 | 0 | 0 | 0 | 0 | 0 | 0 | 0
IL Fac. Spec. - NOX Rate Summer v3.1, Unit 3662 and retrofits | 604 | 1797 | Rate Constraint in lbs/MMBtu | FALSE | L | Annual | Allowances Sold NOX | Thousand Tons | 0 | 0 | 0 | 0 | 0 | 0 | 0 | 0
IL Fac. Spec. - NOX Rate Summer v3.1, Unit 3662 and retrofits | 604 | 1797 | Rate Constraint in lbs/MMBtu | FALSE | L | Annual | Allowances Banked | Thousand Tons | 0 | 0 | 0 | 0 | 0 | 0 | 0 | 0
IL Fac. Spec. - NOX Rate Summer v3.1, Unit 3662 and retrofits | 604 | 1797 | Rate Constraint in lbs/MMBtu | FALSE | L | Annual | Allowances Withdrawn (1:1) | Thousand Tons | 0 | 0 | 0 | 0 | 0 | 0 | 0 | 0
IL Fac. Spec. - NOX Rate Summer v3.1, Unit 3662 and retrofits | 604 | 1797 | Rate Constraint in lbs/MMBtu | FALSE | L | Annual | Allowances Withdrawn (n:1) | Thousand Tons | 0 | 0 | 0 | 0 | 0 | 0 | 0 | 0
IL Fac. Spec. - NOX Rate Summer v3.1, Unit 3662 and retrofits | 604 | 1797 | Rate Constraint in lbs/MMBtu | FALSE | L | Annual | Net Emissions Allowance Position | Thousand Tons | 0.03181 | 0.049244 | 0.049285 | 0.049285 | 0.049285 | 0 | 0 | 0
IL Fac. Spec. - NOX Rate Summer v3.1, Unit 3662 and retrofits | 604 | 1797 | Rate Constraint in lbs/MMBtu | FALSE | L | Annual | Fuel Consumed | TBtu | 0.73035 | 1.1306 | 1.1316 | 1.1316 | 1.1316 | 0 | 0 | 0
IL Fac. Spec. - NOX Rate Summer v3.1, Unit 3662 and retrofits | 604 | 1797 | Rate Constraint in lbs/MMBtu | FALSE | L | Annual | Rate | lb/MMBtu | 0.08711 | 0.08711 | 0.08711 | 0.08711 | 0.08711 | 0 | 0 | 0
IL Fac. Spec. - NOX Rate Summer v3.1, Unit 3662 and retrofits | 604 | 1797 | Rate Constraint in lbs/MMBtu | FALSE | L | Annual | Generation | TWh | 0.062907 | 0.097383 | 0.097464 | 0.097464 | 0.097464 | 0 | 0 | 0
IL Fac. Spec. - NOX Rate Summer v3.1, Unit 3662 and retrofits | 604 | 1797 | Rate Constraint in lbs/MMBtu | FALSE | L | Annual | Qualifying Generation | TWh | 0.062907 | 0.097383 | 0.097464 | 0.097464 | 0.097464 | 0 | 0 | 0
IL Fac. Spec. - NOX Rate Summer v3.1, Unit 3662 and retrofits | 604 | 1797 | Rate Constraint in lbs/MMBtu | FALSE | L | Annual | Rate | lb/MWh | 1.0113 | 1.0113 | 1.0113 | 1.0113 | 1.0113 | 0 | 0 | 0
IL Fac. Spec. - NOX Rate Summer v3.1, Unit 3662 and retrofits | 604 | 1797 | Rate Constraint in lbs/MMBtu | FALSE | L | Annual | Constraint Shadow Price | US2016$/Ton | 0 | 0 | 0 | 0 | 0 | 0 | 0 | 0
IL Fac. Spec. - NOX Rate Summer v3.1, Unit 3676 and retrofits | 605 | 1797 | Rate Constraint in lbs/MMBtu | FALSE | L | Annual | Seasons Included | Seasons | Summer | Summer | Summer | Summer | Summer | Summer | Summer | Summer
IL Fac. Spec. - NOX Rate Summer v3.1, Unit 3676 and retrofits | 605 | 1797 | Rate Constraint in lbs/MMBtu | FALSE | L | Annual | Standard NOX | lb/MMBtu | 0.25 | 0.25 | 0.25 | 0.25 | 0.25 | 0.25 | 0.25 | 0.25
IL Fac. Spec. - NOX Rate Summer v3.1, Unit 3676 and retrofits | 605 | 1797 | Rate Constraint in lbs/MMBtu | FALSE | L | Annual | Emissions at Affected Plants NOX | Thousand Tons | 0.18907 | 0.18907 | 0.18302 | 0.18302 | 0.18302 | 0.18302 | 0.18302 | 0.18302
IL Fac. Spec. - NOX Rate Summer v3.1, Unit 3676 and retrofits | 605 | 1797 | Rate Constraint in lbs/MMBtu | FALSE | L | Annual | Allowances Purchased NOX | Thousand Tons | 0 | 0 | 0 | 0 | 0 | 0 | 0 | 0
IL Fac. Spec. - NOX Rate Summer v3.1, Unit 3676 and retrofits | 605 | 1797 | Rate Constraint in lbs/MMBtu | FALSE | L | Annual | Allowances Sold NOX | Thousand Tons | 0 | 0 | 0 | 0 | 0 | 0 | 0 | 0
IL Fac. Spec. - NOX Rate Summer v3.1, Unit 3676 and retrofits | 605 | 1797 | Rate Constraint in lbs/MMBtu | FALSE | L | Annual | Allowances Banked | Thousand Tons | 0 | 0 | 0 | 0 | 0 | 0 | 0 | 0
IL Fac. Spec. - NOX Rate Summer v3.1, Unit 3676 and retrofits | 605 | 1797 | Rate Constraint in lbs/MMBtu | FALSE | L | Annual | Allowances Withdrawn (1:1) | Thousand Tons | 0 | 0 | 0 | 0 | 0 | 0 | 0 | 0
IL Fac. Spec. - NOX Rate Summer v3.1, Unit 3676 and retrofits | 605 | 1797 | Rate Constraint in lbs/MMBtu | FALSE | L | Annual | Allowances Withdrawn (n:1) | Thousand Tons | 0 | 0 | 0 | 0 | 0 | 0 | 0 | 0
IL Fac. Spec. - NOX Rate Summer v3.1, Unit 3676 and retrofits | 605 | 1797 | Rate Constraint in lbs/MMBtu | FALSE | L | Annual | Net Emissions Allowance Position | Thousand Tons | 0.18907 | 0.18907 | 0.18302 | 0.18302 | 0.18302 | 0.18302 | 0.18302 | 0.18302
IL Fac. Spec. - NOX Rate Summer v3.1, Unit 3676 and retrofits | 605 | 1797 | Rate Constraint in lbs/MMBtu | FALSE | L | Annual | Fuel Consumed | TBtu | 4.5075 | 4.5075 | 4.3632 | 4.3632 | 4.3632 | 4.3632 | 4.3632 | 4.3632
IL Fac. Spec. - NOX Rate Summer v3.1, Unit 3676 and retrofits | 605 | 1797 | Rate Constraint in lbs/MMBtu | FALSE | L | Annual | Rate | lb/MMBtu | 0.08389 | 0.08389 | 0.08389 | 0.08389 | 0.08389 | 0.08389 | 0.08389 | 0.08389
IL Fac. Spec. - NOX Rate Summer v3.1, Unit 3676 and retrofits | 605 | 1797 | Rate Constraint in lbs/MMBtu | FALSE | L | Annual | Generation | TWh | 0.38417 | 0.38417 | 0.38417 | 0.38417 | 0.38417 | 0.38417 | 0.38417 | 0.38417
IL Fac. Spec. - NOX Rate Summer v3.1, Unit 3676 and retrofits | 605 | 1797 | Rate Constraint in lbs/MMBtu | FALSE | L | Annual | Qualifying Generation | TWh | 0.38417 | 0.38417 | 0.38417 | 0.38417 | 0.38417 | 0.38417 | 0.38417 | 0.38417
IL Fac. Spec. - NOX Rate Summer v3.1, Unit 3676 and retrofits | 605 | 1797 | Rate Constraint in lbs/MMBtu | FALSE | L | Annual | Rate | lb/MWh | 0.98428 | 0.98428 | 0.95278 | 0.95278 | 0.95278 | 0.95278 | 0.95278 | 0.95278
IL Fac. Spec. - NOX Rate Summer v3.1, Unit 3676 and retrofits | 605 | 1797 | Rate Constraint in lbs/MMBtu | FALSE | L | Annual | Constraint Shadow Price | US2016$/Ton | 0 | 0 | 0 | 0 | 0 | 0 | 0 | 0
IL Fac. Spec. - NOX Rate Summer v3.1, Unit 4071 and retrofits | 606 | 1797 | Rate Constraint in lbs/MMBtu | FALSE | L | Annual | Seasons Included | Seasons | Summer | Summer | Summer | Summer | Summer | Summer | Summer | Summer
IL Fac. Spec. - NOX Rate Summer v3.1, Unit 4071 and retrofits | 606 | 1797 | Rate Constraint in lbs/MMBtu | FALSE | L | Annual | Standard NOX | lb/MMBtu | 0.25 | 0.25 | 0.25 | 0.25 | 0.25 | 0.25 | 0.25 | 0.25
IL Fac. Spec. - NOX Rate Summer v3.1, Unit 4071 and retrofits | 606 | 1797 | Rate Constraint in lbs/MMBtu | FALSE | L | Annual | Emissions at Affected Plants NOX | Thousand Tons | 0.24224 | 0.24201 | 0.23521 | 0.23521 | 0.23521 | 0.23521 | 0.23521 | 0.23521
IL Fac. Spec. - NOX Rate Summer v3.1, Unit 4071 and retrofits | 606 | 1797 | Rate Constraint in lbs/MMBtu | FALSE | L | Annual | Allowances Purchased NOX | Thousand Tons | 0 | 0 | 0 | 0 | 0 | 0 | 0 | 0
IL Fac. Spec. - NOX Rate Summer v3.1, Unit 4071 and retrofits | 606 | 1797 | Rate Constraint in lbs/MMBtu | FALSE | L | Annual | Allowances Sold NOX | Thousand Tons | 0 | 0 | 0 | 0 | 0 | 0 | 0 | 0
IL Fac. Spec. - NOX Rate Summer v3.1, Unit 4071 and retrofits | 606 | 1797 | Rate Constraint in lbs/MMBtu | FALSE | L | Annual | Allowances Banked | Thousand Tons | 0 | 0 | 0 | 0 | 0 | 0 | 0 | 0
IL Fac. Spec. - NOX Rate Summer v3.1, Unit 4071 and retrofits | 606 | 1797 | Rate Constraint in lbs/MMBtu | FALSE | L | Annual | Allowances Withdrawn (1:1) | Thousand Tons | 0 | 0 | 0 | 0 | 0 | 0 | 0 | 0
IL Fac. Spec. - NOX Rate Summer v3.1, Unit 4071 and retrofits | 606 | 1797 | Rate Constraint in lbs/MMBtu | FALSE | L | Annual | Allowances Withdrawn (n:1) | Thousand Tons | 0 | 0 | 0 | 0 | 0 | 0 | 0 | 0
IL Fac. Spec. - NOX Rate Summer v3.1, Unit 4071 and retrofits | 606 | 1797 | Rate Constraint in lbs/MMBtu | FALSE | L | Annual | Net Emissions Allowance Position | Thousand Tons | 0.24224 | 0.24201 | 0.23521 | 0.23521 | 0.23521 | 0.23521 | 0.23521 | 0.23521
IL Fac. Spec. - NOX Rate Summer v3.1, Unit 4071 and retrofits | 606 | 1797 | Rate Constraint in lbs/MMBtu | FALSE | L | Annual | Fuel Consumed | TBtu | 7.2158 | 7.2091 | 7.0066 | 7.0066 | 7.0066 | 7.0066 | 7.0066 | 7.0066
IL Fac. Spec. - NOX Rate Summer v3.1, Unit 4071 and retrofits | 606 | 1797 | Rate Constraint in lbs/MMBtu | FALSE | L | Annual | Rate | lb/MMBtu | 0.06714 | 0.06714 | 0.06714 | 0.06714 | 0.06714 | 0.06714 | 0.06714 | 0.06714
IL Fac. Spec. - NOX Rate Summer v3.1, Unit 4071 and retrofits | 606 | 1797 | Rate Constraint in lbs/MMBtu | FALSE | L | Annual | Generation | TWh | 0.6333 | 0.63271 | 0.6333 | 0.6333 | 0.6333 | 0.6333 | 0.6333 | 0.6333
IL Fac. Spec. - NOX Rate Summer v3.1, Unit 4071 and retrofits | 606 | 1797 | Rate Constraint in lbs/MMBtu | FALSE | L | Annual | Qualifying Generation | TWh | 0.6333 | 0.63271 | 0.6333 | 0.6333 | 0.6333 | 0.6333 | 0.6333 | 0.6333
IL Fac. Spec. - NOX Rate Summer v3.1, Unit 4071 and retrofits | 606 | 1797 | Rate Constraint in lbs/MMBtu | FALSE | L | Annual | Rate | lb/MWh | 0.76499 | 0.76499 | 0.74281 | 0.74281 | 0.74281 | 0.74281 | 0.74281 | 0.74281
IL Fac. Spec. - NOX Rate Summer v3.1, Unit 4071 and retrofits | 606 | 1797 | Rate Constraint in lbs/MMBtu | FALSE | L | Annual | Constraint Shadow Price | US2016$/Ton | 0 | 0 | 0 | 0 | 0 | 0 | 0 | 0
IL Fac. Spec. - NOX Rate Summer v3.1, Unit 4072 and retrofits | 607 | 1797 | Rate Constraint in lbs/MMBtu | FALSE | L | Annual | Seasons Included | Seasons | Summer | Summer | Summer | Summer | Summer | Summer | Summer | Summer
IL Fac. Spec. - NOX Rate Summer v3.1, Unit 4072 and retrofits | 607 | 1797 | Rate Constraint in lbs/MMBtu | FALSE | L | Annual | Standard NOX | lb/MMBtu | 0.25 | 0.25 | 0.25 | 0.25 | 0.25 | 0.25 | 0.25 | 0.25
IL Fac. Spec. - NOX Rate Summer v3.1, Unit 4072 and retrofits | 607 | 1797 | Rate Constraint in lbs/MMBtu | FALSE | L | Annual | Emissions at Affected Plants NOX | Thousand Tons | 0.78911 | 0.78911 | 0.78911 | 0.78911 | 0.78911 | 0.78911 | 0.78911 | 0.78911
IL Fac. Spec. - NOX Rate Summer v3.1, Unit 4072 and retrofits | 607 | 1797 | Rate Constraint in lbs/MMBtu | FALSE | L | Annual | Allowances Purchased NOX | Thousand Tons | 0 | 0 | 0 | 0 | 0 | 0 | 0 | 0
IL Fac. Spec. - NOX Rate Summer v3.1, Unit 4072 and retrofits | 607 | 1797 | Rate Constraint in lbs/MMBtu | FALSE | L | Annual | Allowances Sold NOX | Thousand Tons | 0 | 0 | 0 | 0 | 0 | 0 | 0 | 0
IL Fac. Spec. - NOX Rate Summer v3.1, Unit 4072 and retrofits | 607 | 1797 | Rate Constraint in lbs/MMBtu | FALSE | L | Annual | Allowances Banked | Thousand Tons | 0 | 0 | 0 | 0 | 0 | 0 | 0 | 0
IL Fac. Spec. - NOX Rate Summer v3.1, Unit 4072 and retrofits | 607 | 1797 | Rate Constraint in lbs/MMBtu | FALSE | L | Annual | Allowances Withdrawn (1:1) | Thousand Tons | 0 | 0 | 0 | 0 | 0 | 0 | 0 | 0
IL Fac. Spec. - NOX Rate Summer v3.1, Unit 4072 and retrofits | 607 | 1797 | Rate Constraint in lbs/MMBtu | FALSE | L | Annual | Allowances Withdrawn (n:1) | Thousand Tons | 0 | 0 | 0 | 0 | 0 | 0 | 0 | 0
IL Fac. Spec. - NOX Rate Summer v3.1, Unit 4072 and retrofits | 607 | 1797 | Rate Constraint in lbs/MMBtu | FALSE | L | Annual | Net Emissions Allowance Position | Thousand Tons | 0.78911 | 0.78911 | 0.78911 | 0.78911 | 0.78911 | 0.78911 | 0.78911 | 0.78911
IL Fac. Spec. - NOX Rate Summer v3.1, Unit 4072 and retrofits | 607 | 1797 | Rate Constraint in lbs/MMBtu | FALSE | L | Annual | Fuel Consumed | TBtu | 24.4079 | 24.4079 | 24.4079 | 24.4079 | 24.4079 | 24.4079 | 24.4079 | 24.4079
IL Fac. Spec. - NOX Rate Summer v3.1, Unit 4072 and retrofits | 607 | 1797 | Rate Constraint in lbs/MMBtu | FALSE | L | Annual | Rate | lb/MMBtu | 0.06466 | 0.06466 | 0.06466 | 0.06466 | 0.06466 | 0.06466 | 0.06466 | 0.06466
IL Fac. Spec. - NOX Rate Summer v3.1, Unit 4072 and retrofits | 607 | 1797 | Rate Constraint in lbs/MMBtu | FALSE | L | Annual | Generation | TWh | 2.5652 | 2.5652 | 2.5652 | 2.5652 | 2.5652 | 2.5652 | 2.5652 | 2.5652
IL Fac. Spec. - NOX Rate Summer v3.1, Unit 4072 and retrofits | 607 | 1797 | Rate Constraint in lbs/MMBtu | FALSE | L | Annual | Qualifying Generation | TWh | 2.5652 | 2.5652 | 2.5652 | 2.5652 | 2.5652 | 2.5652 | 2.5652 | 2.5652
IL Fac. Spec. - NOX Rate Summer v3.1, Unit 4072 and retrofits | 607 | 1797 | Rate Constraint in lbs/MMBtu | FALSE | L | Annual | Rate | lb/MWh | 0.61524 | 0.61524 | 0.61524 | 0.61524 | 0.61524 | 0.61524 | 0.61524 | 0.61524
IL Fac. Spec. - NOX Rate Summer v3.1, Unit 4072 and retrofits | 607 | 1797 | Rate Constraint in lbs/MMBtu | FALSE | L | Annual | Constraint Shadow Price | US2016$/Ton | 0 | 0 | 0 | 0 | 0 | 0 | 0 | 0
IL Fac. Spec. - NOX Rate Summer v3.1, Unit 4073 and retrofits | 608 | 1797 | Rate Constraint in lbs/MMBtu | FALSE | L | Annual | Seasons Included | Seasons | Summer | Summer | Summer | Summer | Summer | Summer | Summer | Summer
IL Fac. Spec. - NOX Rate Summer v3.1, Unit 4073 and retrofits | 608 | 1797 | Rate Constraint in lbs/MMBtu | FALSE | L | Annual | Standard NOX | lb/MMBtu | 0.25 | 0.25 | 0.25 | 0.25 | 0.25 | 0.25 | 0.25 | 0.25
IL Fac. Spec. - NOX Rate Summer v3.1, Unit 4073 and retrofits | 608 | 1797 | Rate Constraint in lbs/MMBtu | FALSE | L | Annual | Emissions at Affected Plants NOX | Thousand Tons | 0.79423 | 0.79423 | 0.79423 | 0.79423 | 0.79423 | 0.79423 | 0.79423 | 0.79423
IL Fac. Spec. - NOX Rate Summer v3.1, Unit 4073 and retrofits | 608 | 1797 | Rate Constraint in lbs/MMBtu | FALSE | L | Annual | Allowances Purchased NOX | Thousand Tons | 0 | 0 | 0 | 0 | 0 | 0 | 0 | 0
IL Fac. Spec. - NOX Rate Summer v3.1, Unit 4073 and retrofits | 608 | 1797 | Rate Constraint in lbs/MMBtu | FALSE | L | Annual | Allowances Sold NOX | Thousand Tons | 0 | 0 | 0 | 0 | 0 | 0 | 0 | 0
IL Fac. Spec. - NOX Rate Summer v3.1, Unit 4073 and retrofits | 608 | 1797 | Rate Constraint in lbs/MMBtu | FALSE | L | Annual | Allowances Banked | Thousand Tons | 0 | 0 | 0 | 0 | 0 | 0 | 0 | 0
IL Fac. Spec. - NOX Rate Summer v3.1, Unit 4073 and retrofits | 608 | 1797 | Rate Constraint in lbs/MMBtu | FALSE | L | Annual | Allowances Withdrawn (1:1) | Thousand Tons | 0 | 0 | 0 | 0 | 0 | 0 | 0 | 0
IL Fac. Spec. - NOX Rate Summer v3.1, Unit 4073 and retrofits | 608 | 1797 | Rate Constraint in lbs/MMBtu | FALSE | L | Annual | Allowances Withdrawn (n:1) | Thousand Tons | 0 | 0 | 0 | 0 | 0 | 0 | 0 | 0
IL Fac. Spec. - NOX Rate Summer v3.1, Unit 4073 and retrofits | 608 | 1797 | Rate Constraint in lbs/MMBtu | FALSE | L | Annual | Net Emissions Allowance Position | Thousand Tons | 0.79423 | 0.79423 | 0.79423 | 0.79423 | 0.79423 | 0.79423 | 0.79423 | 0.79423
IL Fac. Spec. - NOX Rate Summer v3.1, Unit 4073 and retrofits | 608 | 1797 | Rate Constraint in lbs/MMBtu | FALSE | L | Annual | Fuel Consumed | TBtu | 24.5436 | 24.5436 | 24.5436 | 24.5436 | 24.5436 | 24.5436 | 24.5436 | 24.5436
IL Fac. Spec. - NOX Rate Summer v3.1, Unit 4073 and retrofits | 608 | 1797 | Rate Constraint in lbs/MMBtu | FALSE | L | Annual | Rate | lb/MMBtu | 0.06472 | 0.06472 | 0.06472 | 0.06472 | 0.06472 | 0.06472 | 0.06472 | 0.06472
IL Fac. Spec. - NOX Rate Summer v3.1, Unit 4073 and retrofits | 608 | 1797 | Rate Constraint in lbs/MMBtu | FALSE | L | Annual | Generation | TWh | 2.5778 | 2.5778 | 2.5778 | 2.5778 | 2.5778 | 2.5778 | 2.5778 | 2.5778
IL Fac. Spec. - NOX Rate Summer v3.1, Unit 4073 and retrofits | 608 | 1797 | Rate Constraint in lbs/MMBtu | FALSE | L | Annual | Qualifying Generation | TWh | 2.5778 | 2.5778 | 2.5778 | 2.5778 | 2.5778 | 2.5778 | 2.5778 | 2.5778
IL Fac. Spec. - NOX Rate Summer v3.1, Unit 4073 and retrofits | 608 | 1797 | Rate Constraint in lbs/MMBtu | FALSE | L | Annual | Rate | lb/MWh | 0.6162 | 0.6162 | 0.6162 | 0.6162 | 0.6162 | 0.6162 | 0.6162 | 0.6162
IL Fac. Spec. - NOX Rate Summer v3.1, Unit 4073 and retrofits | 608 | 1797 | Rate Constraint in lbs/MMBtu | FALSE | L | Annual | Constraint Shadow Price | US2016$/Ton | 0 | 0 | 0 | 0 | 0 | 0 | 0 | 0
IL Fac. Spec. - NOX Rate Summer v3.1, Unit 4133 and retrofits | 609 | 1797 | Rate Constraint in lbs/MMBtu | FALSE | L | Annual | Seasons Included | Seasons | Summer | Summer | Summer | Summer | Summer | Summer | Summer | Summer
IL Fac. Spec. - NOX Rate Summer v3.1, Unit 4133 and retrofits | 609 | 1797 | Rate Constraint in lbs/MMBtu | FALSE | L | Annual | Standard NOX | lb/MMBtu | 0.25 | 0.25 | 0.25 | 0.25 | 0.25 | 0.25 | 0.25 | 0.25
IL Fac. Spec. - NOX Rate Summer v3.1, Unit 4133 and retrofits | 609 | 1797 | Rate Constraint in lbs/MMBtu | FALSE | L | Annual | Emissions at Affected Plants NOX | Thousand Tons | 0.13954 | 0.51704 | 0.51291 | 0.51291 | 0.49707 | 0.51291 | 0.51291 | 0.51291
IL Fac. Spec. - NOX Rate Summer v3.1, Unit 4133 and retrofits | 609 | 1797 | Rate Constraint in lbs/MMBtu | FALSE | L | Annual | Allowances Purchased NOX | Thousand Tons | 0 | 0 | 0 | 0 | 0 | 0 | 0 | 0
IL Fac. Spec. - NOX Rate Summer v3.1, Unit 4133 and retrofits | 609 | 1797 | Rate Constraint in lbs/MMBtu | FALSE | L | Annual | Allowances Sold NOX | Thousand Tons | 0 | 0 | 0 | 0 | 0 | 0 | 0 | 0
IL Fac. Spec. - NOX Rate Summer v3.1, Unit 4133 and retrofits | 609 | 1797 | Rate Constraint in lbs/MMBtu | FALSE | L | Annual | Allowances Banked | Thousand Tons | 0 | 0 | 0 | 0 | 0 | 0 | 0 | 0
IL Fac. Spec. - NOX Rate Summer v3.1, Unit 4133 and retrofits | 609 | 1797 | Rate Constraint in lbs/MMBtu | FALSE | L | Annual | Allowances Withdrawn (1:1) | Thousand Tons | 0 | 0 | 0 | 0 | 0 | 0 | 0 | 0
IL Fac. Spec. - NOX Rate Summer v3.1, Unit 4133 and retrofits | 609 | 1797 | Rate Constraint in lbs/MMBtu | FALSE | L | Annual | Allowances Withdrawn (n:1) | Thousand Tons | 0 | 0 | 0 | 0 | 0 | 0 | 0 | 0
IL Fac. Spec. - NOX Rate Summer v3.1, Unit 4133 and retrofits | 609 | 1797 | Rate Constraint in lbs/MMBtu | FALSE | L | Annual | Net Emissions Allowance Position | Thousand Tons | 0.13954 | 0.51704 | 0.51291 | 0.51291 | 0.49707 | 0.51291 | 0.51291 | 0.51291
IL Fac. Spec. - NOX Rate Summer v3.1, Unit 4133 and retrofits | 609 | 1797 | Rate Constraint in lbs/MMBtu | FALSE | L | Annual | Fuel Consumed | TBtu | 3.0208 | 11.1926 | 11.1031 | 11.1031 | 10.7602 | 11.1031 | 11.1031 | 11.1031
IL Fac. Spec. - NOX Rate Summer v3.1, Unit 4133 and retrofits | 609 | 1797 | Rate Constraint in lbs/MMBtu | FALSE | L | Annual | Rate | lb/MMBtu | 0.09239 | 0.09239 | 0.09239 | 0.09239 | 0.09239 | 0.09239 | 0.09239 | 0.09239
IL Fac. Spec. - NOX Rate Summer v3.1, Unit 4133 and retrofits | 609 | 1797 | Rate Constraint in lbs/MMBtu | FALSE | L | Annual | Generation | TWh | 0.29057 | 1.0766 | 1.0766 | 1.0766 | 1.0434 | 1.0766 | 1.0766 | 1.0766
IL Fac. Spec. - NOX Rate Summer v3.1, Unit 4133 and retrofits | 609 | 1797 | Rate Constraint in lbs/MMBtu | FALSE | L | Annual | Qualifying Generation | TWh | 0.29057 | 1.0766 | 1.0766 | 1.0766 | 1.0434 | 1.0766 | 1.0766 | 1.0766
IL Fac. Spec. - NOX Rate Summer v3.1, Unit 4133 and retrofits | 609 | 1797 | Rate Constraint in lbs/MMBtu | FALSE | L | Annual | Rate | lb/MWh | 0.96049 | 0.96049 | 0.9528 | 0.9528 | 0.9528 | 0.9528 | 0.9528 | 0.9528
IL Fac. Spec. - NOX Rate Summer v3.1, Unit 4133 and retrofits | 609 | 1797 | Rate Constraint in lbs/MMBtu | FALSE | L | Annual | Constraint Shadow Price | US2016$/Ton | 0 | 0 | 0 | 0 | 0 | 0 | 0 | 0
IL Fac. Spec. - NOX Rate Summer v3.1, Unit 4168 and retrofits | 610 | 1797 | Rate Constraint in lbs/MMBtu | FALSE | L | Annual | Seasons Included | Seasons | Summer | Summer | Summer | Summer | Summer | Summer | Summer | Summer
IL Fac. Spec. - NOX Rate Summer v3.1, Unit 4168 and retrofits | 610 | 1797 | Rate Constraint in lbs/MMBtu | FALSE | L | Annual | Standard NOX | lb/MMBtu | 0.25 | 0.25 | 0.25 | 0.25 | 0.25 | 0.25 | 0.25 | 0.25
IL Fac. Spec. - NOX Rate Summer v3.1, Unit 4168 and retrofits | 610 | 1797 | Rate Constraint in lbs/MMBtu | FALSE | L | Annual | Emissions at Affected Plants NOX | Thousand Tons | 0 | 0 | 0 | 0 | 0 | 0 | 0 | 0
IL Fac. Spec. - NOX Rate Summer v3.1, Unit 4168 and retrofits | 610 | 1797 | Rate Constraint in lbs/MMBtu | FALSE | L | Annual | Allowances Purchased NOX | Thousand Tons | 0 | 0 | 0 | 0 | 0 | 0 | 0 | 0
IL Fac. Spec. - NOX Rate Summer v3.1, Unit 4168 and retrofits | 610 | 1797 | Rate Constraint in lbs/MMBtu | FALSE | L | Annual | Allowances Sold NOX | Thousand Tons | 0 | 0 | 0 | 0 | 0 | 0 | 0 | 0
IL Fac. Spec. - NOX Rate Summer v3.1, Unit 4168 and retrofits | 610 | 1797 | Rate Constraint in lbs/MMBtu | FALSE | L | Annual | Allowances Banked | Thousand Tons | 0 | 0 | 0 | 0 | 0 | 0 | 0 | 0
IL Fac. Spec. - NOX Rate Summer v3.1, Unit 4168 and retrofits | 610 | 1797 | Rate Constraint in lbs/MMBtu | FALSE | L | Annual | Allowances Withdrawn (1:1) | Thousand Tons | 0 | 0 | 0 | 0 | 0 | 0 | 0 | 0
IL Fac. Spec. - NOX Rate Summer v3.1, Unit 4168 and retrofits | 610 | 1797 | Rate Constraint in lbs/MMBtu | FALSE | L | Annual | Allowances Withdrawn (n:1) | Thousand Tons | 0 | 0 | 0 | 0 | 0 | 0 | 0 | 0
IL Fac. Spec. - NOX Rate Summer v3.1, Unit 4168 and retrofits | 610 | 1797 | Rate Constraint in lbs/MMBtu | FALSE | L | Annual | Net Emissions Allowance Position | Thousand Tons | 0 | 0 | 0 | 0 | 0 | 0 | 0 | 0
IL Fac. Spec. - NOX Rate Summer v3.1, Unit 4168 and retrofits | 610 | 1797 | Rate Constraint in lbs/MMBtu | FALSE | L | Annual | Fuel Consumed | TBtu | 0 | 0 | 0 | 0 | 0 | 0 | 0 | 0
IL Fac. Spec. - NOX Rate Summer v3.1, Unit 4168 and retrofits | 610 | 1797 | Rate Constraint in lbs/MMBtu | FALSE | L | Annual | Rate | lb/MMBtu | 0 | 0 | 0 | 0 | 0 | 0 | 0 | 0
IL Fac. Spec. - NOX Rate Summer v3.1, Unit 4168 and retrofits | 610 | 1797 | Rate Constraint in lbs/MMBtu | FALSE | L | Annual | Generation | TWh | 0 | 0 | 0 | 0 | 0 | 0 | 0 | 0
IL Fac. Spec. - NOX Rate Summer v3.1, Unit 4168 and retrofits | 610 | 1797 | Rate Constraint in lbs/MMBtu | FALSE | L | Annual | Qualifying Generation | TWh | 0 | 0 | 0 | 0 | 0 | 0 | 0 | 0
IL Fac. Spec. - NOX Rate Summer v3.1, Unit 4168 and retrofits | 610 | 1797 | Rate Constraint in lbs/MMBtu | FALSE | L | Annual | Rate | lb/MWh | 0 | 0 | 0 | 0 | 0 | 0 | 0 | 0
IL Fac. Spec. - NOX Rate Summer v3.1, Unit 4168 and retrofits | 610 | 1797 | Rate Constraint in lbs/MMBtu | FALSE | L | Annual | Constraint Shadow Price | US2016$/Ton | 0 | 0 | 0 | 0 | 0 | 0 | 0 | 0
IL Fac. Spec. - NOX Rate Summer v3.1, Unit 4169 and retrofits | 611 | 1797 | Rate Constraint in lbs/MMBtu | FALSE | L | Annual | Seasons Included | Seasons | Summer | Summer | Summer | Summer | Summer | Summer | Summer | Summer
IL Fac. Spec. - NOX Rate Summer v3.1, Unit 4169 and retrofits | 611 | 1797 | Rate Constraint in lbs/MMBtu | FALSE | L | Annual | Standard NOX | lb/MMBtu | 0.25 | 0.25 | 0.25 | 0.25 | 0.25 | 0.25 | 0.25 | 0.25
IL Fac. Spec. - NOX Rate Summer v3.1, Unit 4169 and retrofits | 611 | 1797 | Rate Constraint in lbs/MMBtu | FALSE | L | Annual | Emissions at Affected Plants NOX | Thousand Tons | 1.7107 | 2.3171 | 2.006 | 2.2985 | 2.0985 | 2.2985 | 2.0453 | 1.8274
IL Fac. Spec. - NOX Rate Summer v3.1, Unit 4169 and retrofits | 611 | 1797 | Rate Constraint in lbs/MMBtu | FALSE | L | Annual | Allowances Purchased NOX | Thousand Tons | 0 | 0 | 0 | 0 | 0 | 0 | 0 | 0
IL Fac. Spec. - NOX Rate Summer v3.1, Unit 4169 and retrofits | 611 | 1797 | Rate Constraint in lbs/MMBtu | FALSE | L | Annual | Allowances Sold NOX | Thousand Tons | 0 | 0 | 0 | 0 | 0 | 0 | 0 | 0
IL Fac. Spec. - NOX Rate Summer v3.1, Unit 4169 and retrofits | 611 | 1797 | Rate Constraint in lbs/MMBtu | FALSE | L | Annual | Allowances Banked | Thousand Tons | 0 | 0 | 0 | 0 | 0 | 0 | 0 | 0
IL Fac. Spec. - NOX Rate Summer v3.1, Unit 4169 and retrofits | 611 | 1797 | Rate Constraint in lbs/MMBtu | FALSE | L | Annual | Allowances Withdrawn (1:1) | Thousand Tons | 0 | 0 | 0 | 0 | 0 | 0 | 0 | 0
IL Fac. Spec. - NOX Rate Summer v3.1, Unit 4169 and retrofits | 611 | 1797 | Rate Constraint in lbs/MMBtu | FALSE | L | Annual | Allowances Withdrawn (n:1) | Thousand Tons | 0 | 0 | 0 | 0 | 0 | 0 | 0 | 0
IL Fac. Spec. - NOX Rate Summer v3.1, Unit 4169 and retrofits | 611 | 1797 | Rate Constraint in lbs/MMBtu | FALSE | L | Annual | Net Emissions Allowance Position | Thousand Tons | 1.7107 | 2.3171 | 2.006 | 2.2985 | 2.0985 | 2.2985 | 2.0453 | 1.8274
IL Fac. Spec. - NOX Rate Summer v3.1, Unit 4169 and retrofits | 611 | 1797 | Rate Constraint in lbs/MMBtu | FALSE | L | Annual | Fuel Consumed | TBtu | 42.1657 | 57.1125 | 49.4465 | 56.6556 | 51.7253 | 56.6556 | 50.4148 | 45.0431
IL Fac. Spec. - NOX Rate Summer v3.1, Unit 4169 and retrofits | 611 | 1797 | Rate Constraint in lbs/MMBtu | FALSE | L | Annual | Rate | lb/MMBtu | 0.08114 | 0.08114 | 0.08114 | 0.08114 | 0.08114 | 0.08114 | 0.08114 | 0.08114
IL Fac. Spec. - NOX Rate Summer v3.1, Unit 4169 and retrofits | 611 | 1797 | Rate Constraint in lbs/MMBtu | FALSE | L | Annual | Generation | TWh | 4.1604 | 5.6352 | 4.9181 | 5.6352 | 5.1448 | 5.6352 | 5.0144 | 4.4802
IL Fac. Spec. - NOX Rate Summer v3.1, Unit 4169 and retrofits | 611 | 1797 | Rate Constraint in lbs/MMBtu | FALSE | L | Annual | Qualifying Generation | TWh | 4.1604 | 5.6352 | 4.9181 | 5.6352 | 5.1448 | 5.6352 | 5.0144 | 4.4802
IL Fac. Spec. - NOX Rate Summer v3.1, Unit 4169 and retrofits | 611 | 1797 | Rate Constraint in lbs/MMBtu | FALSE | L | Annual | Rate | lb/MWh | 0.82235 | 0.82235 | 0.81578 | 0.81578 | 0.81578 | 0.81578 | 0.81578 | 0.81578
IL Fac. Spec. - NOX Rate Summer v3.1, Unit 4169 and retrofits | 611 | 1797 | Rate Constraint in lbs/MMBtu | FALSE | L | Annual | Constraint Shadow Price | US2016$/Ton | 0 | 0 | 0 | 0 | 0 | 0 | 0 | 0
IL Fac. Spec. - NOX Rate Summer v3.1, Unit 4234 and retrofits | 612 | 1797 | Rate Constraint in lbs/MMBtu | FALSE | L | Annual | Seasons Included | Seasons | Summer | Summer | Summer | Summer | Summer | Summer | Summer | Summer
IL Fac. Spec. - NOX Rate Summer v3.1, Unit 4234 and retrofits | 612 | 1797 | Rate Constraint in lbs/MMBtu | FALSE | L | Annual | Standard NOX | lb/MMBtu | 0.25 | 0.25 | 0.25 | 0.25 | 0.25 | 0.25 | 0.25 | 0.25
IL Fac. Spec. - NOX Rate Summer v3.1, Unit 4234 and retrofits | 612 | 1797 | Rate Constraint in lbs/MMBtu | FALSE | L | Annual | Emissions at Affected Plants NOX | Thousand Tons | 0 | 0 | 0 | 0 | 0 | 0 | 0 | 0
IL Fac. Spec. - NOX Rate Summer v3.1, Unit 4234 and retrofits | 612 | 1797 | Rate Constraint in lbs/MMBtu | FALSE | L | Annual | Allowances Purchased NOX | Thousand Tons | 0 | 0 | 0 | 0 | 0 | 0 | 0 | 0
IL Fac. Spec. - NOX Rate Summer v3.1, Unit 4234 and retrofits | 612 | 1797 | Rate Constraint in lbs/MMBtu | FALSE | L | Annual | Allowances Sold NOX | Thousand Tons | 0 | 0 | 0 | 0 | 0 | 0 | 0 | 0
IL Fac. Spec. - NOX Rate Summer v3.1, Unit 4234 and retrofits | 612 | 1797 | Rate Constraint in lbs/MMBtu | FALSE | L | Annual | Allowances Banked | Thousand Tons | 0 | 0 | 0 | 0 | 0 | 0 | 0 | 0
IL Fac. Spec. - NOX Rate Summer v3.1, Unit 4234 and retrofits | 612 | 1797 | Rate Constraint in lbs/MMBtu | FALSE | L | Annual | Allowances Withdrawn (1:1) | Thousand Tons | 0 | 0 | 0 | 0 | 0 | 0 | 0 | 0
IL Fac. Spec. - NOX Rate Summer v3.1, Unit 4234 and retrofits | 612 | 1797 | Rate Constraint in lbs/MMBtu | FALSE | L | Annual | Allowances Withdrawn (n:1) | Thousand Tons | 0 | 0 | 0 | 0 | 0 | 0 | 0 | 0
IL Fac. Spec. - NOX Rate Summer v3.1, Unit 4234 and retrofits | 612 | 1797 | Rate Constraint in lbs/MMBtu | FALSE | L | Annual | Net Emissions Allowance Position | Thousand Tons | 0 | 0 | 0 | 0 | 0 | 0 | 0 | 0
IL Fac. Spec. - NOX Rate Summer v3.1, Unit 4234 and retrofits | 612 | 1797 | Rate Constraint in lbs/MMBtu | FALSE | L | Annual | Fuel Consumed | TBtu | 0 | 0 | 0 | 0 | 0 | 0 | 0 | 0
IL Fac. Spec. - NOX Rate Summer v3.1, Unit 4234 and retrofits | 612 | 1797 | Rate Constraint in lbs/MMBtu | FALSE | L | Annual | Rate | lb/MMBtu | 0 | 0 | 0 | 0 | 0 | 0 | 0 | 0
IL Fac. Spec. - NOX Rate Summer v3.1, Unit 4234 and retrofits | 612 | 1797 | Rate Constraint in lbs/MMBtu | FALSE | L | Annual | Generation | TWh | 0 | 0 | 0 | 0 | 0 | 0 | 0 | 0
IL Fac. Spec. - NOX Rate Summer v3.1, Unit 4234 and retrofits | 612 | 1797 | Rate Constraint in lbs/MMBtu | FALSE | L | Annual | Qualifying Generation | TWh | 0 | 0 | 0 | 0 | 0 | 0 | 0 | 0
IL Fac. Spec. - NOX Rate Summer v3.1, Unit 4234 and retrofits | 612 | 1797 | Rate Constraint in lbs/MMBtu | FALSE | L | Annual | Rate | lb/MWh | 0 | 0 | 0 | 0 | 0 | 0 | 0 | 0
IL Fac. Spec. - NOX Rate Summer v3.1, Unit 4234 and retrofits | 612 | 1797 | Rate Constraint in lbs/MMBtu | FALSE | L | Annual | Constraint Shadow Price | US2016$/Ton | 0 | 0 | 0 | 0 | 0 | 0 | 0 | 0
IL Fac. Spec. - NOX Rate Summer v3.1, Unit 4243 and retrofits | 613 | 1797 | Rate Constraint in lbs/MMBtu | FALSE | L | Annual | Seasons Included | Seasons | Summer | Summer | Summer | Summer | Summer | Summer | Summer | Summer
IL Fac. Spec. - NOX Rate Summer v3.1, Unit 4243 and retrofits | 613 | 1797 | Rate Constraint in lbs/MMBtu | FALSE | L | Annual | Standard NOX | lb/MMBtu | 0.25 | 0.25 | 0.25 | 0.25 | 0.25 | 0.25 | 0.25 | 0.25
IL Fac. Spec. - NOX Rate Summer v3.1, Unit 4243 and retrofits | 613 | 1797 | Rate Constraint in lbs/MMBtu | FALSE | L | Annual | Emissions at Affected Plants NOX | Thousand Tons | 0 | 0 | 0 | 0 | 0 | 0 | 0 | 0
IL Fac. Spec. - NOX Rate Summer v3.1, Unit 4243 and retrofits | 613 | 1797 | Rate Constraint in lbs/MMBtu | FALSE | L | Annual | Allowances Purchased NOX | Thousand Tons | 0 | 0 | 0 | 0 | 0 | 0 | 0 | 0
IL Fac. Spec. - NOX Rate Summer v3.1, Unit 4243 and retrofits | 613 | 1797 | Rate Constraint in lbs/MMBtu | FALSE | L | Annual | Allowances Sold NOX | Thousand Tons | 0 | 0 | 0 | 0 | 0 | 0 | 0 | 0
IL Fac. Spec. - NOX Rate Summer v3.1, Unit 4243 and retrofits | 613 | 1797 | Rate Constraint in lbs/MMBtu | FALSE | L | Annual | Allowances Banked | Thousand Tons | 0 | 0 | 0 | 0 | 0 | 0 | 0 | 0
IL Fac. Spec. - NOX Rate Summer v3.1, Unit 4243 and retrofits | 613 | 1797 | Rate Constraint in lbs/MMBtu | FALSE | L | Annual | Allowances Withdrawn (1:1) | Thousand Tons | 0 | 0 | 0 | 0 | 0 | 0 | 0 | 0
IL Fac. Spec. - NOX Rate Summer v3.1, Unit 4243 and retrofits | 613 | 1797 | Rate Constraint in lbs/MMBtu | FALSE | L | Annual | Allowances Withdrawn (n:1) | Thousand Tons | 0 | 0 | 0 | 0 | 0 | 0 | 0 | 0
IL Fac. Spec. - NOX Rate Summer v3.1, Unit 4243 and retrofits | 613 | 1797 | Rate Constraint in lbs/MMBtu | FALSE | L | Annual | Net Emissions Allowance Position | Thousand Tons | 0 | 0 | 0 | 0 | 0 | 0 | 0 | 0
IL Fac. Spec. - NOX Rate Summer v3.1, Unit 4243 and retrofits | 613 | 1797 | Rate Constraint in lbs/MMBtu | FALSE | L | Annual | Fuel Consumed | TBtu | 0 | 0 | 0 | 0 | 0 | 0 | 0 | 0
IL Fac. Spec. - NOX Rate Summer v3.1, Unit 4243 and retrofits | 613 | 1797 | Rate Constraint in lbs/MMBtu | FALSE | L | Annual | Rate | lb/MMBtu | 0 | 0 | 0 | 0 | 0 | 0 | 0 | 0
IL Fac. Spec. - NOX Rate Summer v3.1, Unit 4243 and retrofits | 613 | 1797 | Rate Constraint in lbs/MMBtu | FALSE | L | Annual | Generation | TWh | 0 | 0 | 0 | 0 | 0 | 0 | 0 | 0
IL Fac. Spec. - NOX Rate Summer v3.1, Unit 4243 and retrofits | 613 | 1797 | Rate Constraint in lbs/MMBtu | FALSE | L | Annual | Qualifying Generation | TWh | 0 | 0 | 0 | 0 | 0 | 0 | 0 | 0
IL Fac. Spec. - NOX Rate Summer v3.1, Unit 4243 and retrofits | 613 | 1797 | Rate Constraint in lbs/MMBtu | FALSE | L | Annual | Rate | lb/MWh | 0 | 0 | 0 | 0 | 0 | 0 | 0 | 0
IL Fac. Spec. - NOX Rate Summer v3.1, Unit 4243 and retrofits | 613 | 1797 | Rate Constraint in lbs/MMBtu | FALSE | L | Annual | Constraint Shadow Price | US2016$/Ton | 0 | 0 | 0 | 0 | 0 | 0 | 0 | 0
IL Fac. Spec. - NOX Rate Summer v3.1, Unit 4244 and retrofits | 614 | 1797 | Rate Constraint in lbs/MMBtu | FALSE | L | Annual | Seasons Included | Seasons | Summer | Summer | Summer | Summer | Summer | Summer | Summer | Summer
IL Fac. Spec. - NOX Rate Summer v3.1, Unit 4244 and retrofits | 614 | 1797 | Rate Constraint in lbs/MMBtu | FALSE | L | Annual | Standard NOX | lb/MMBtu | 0.25 | 0.25 | 0.25 | 0.25 | 0.25 | 0.25 | 0.25 | 0.25
IL Fac. Spec. - NOX Rate Summer v3.1, Unit 4244 and retrofits | 614 | 1797 | Rate Constraint in lbs/MMBtu | FALSE | L | Annual | Emissions at Affected Plants NOX | Thousand Tons | 0 | 0 | 0 | 0 | 0 | 0 | 0 | 0
IL Fac. Spec. - NOX Rate Summer v3.1, Unit 4244 and retrofits | 614 | 1797 | Rate Constraint in lbs/MMBtu | FALSE | L | Annual | Allowances Purchased NOX | Thousand Tons | 0 | 0 | 0 | 0 | 0 | 0 | 0 | 0
IL Fac. Spec. - NOX Rate Summer v3.1, Unit 4244 and retrofits | 614 | 1797 | Rate Constraint in lbs/MMBtu | FALSE | L | Annual | Allowances Sold NOX | Thousand Tons | 0 | 0 | 0 | 0 | 0 | 0 | 0 | 0
IL Fac. Spec. - NOX Rate Summer v3.1, Unit 4244 and retrofits | 614 | 1797 | Rate Constraint in lbs/MMBtu | FALSE | L | Annual | Allowances Banked | Thousand Tons | 0 | 0 | 0 | 0 | 0 | 0 | 0 | 0
IL Fac. Spec. - NOX Rate Summer v3.1, Unit 4244 and retrofits | 614 | 1797 | Rate Constraint in lbs/MMBtu | FALSE | L | Annual | Allowances Withdrawn (1:1) | Thousand Tons | 0 | 0 | 0 | 0 | 0 | 0 | 0 | 0
IL Fac. Spec. - NOX Rate Summer v3.1, Unit 4244 and retrofits | 614 | 1797 | Rate Constraint in lbs/MMBtu | FALSE | L | Annual | Allowances Withdrawn (n:1) | Thousand Tons | 0 | 0 | 0 | 0 | 0 | 0 | 0 | 0
IL Fac. Spec. - NOX Rate Summer v3.1, Unit 4244 and retrofits | 614 | 1797 | Rate Constraint in lbs/MMBtu | FALSE | L | Annual | Net Emissions Allowance Position | Thousand Tons | 0 | 0 | 0 | 0 | 0 | 0 | 0 | 0
IL Fac. Spec. - NOX Rate Summer v3.1, Unit 4244 and retrofits | 614 | 1797 | Rate Constraint in lbs/MMBtu | FALSE | L | Annual | Fuel Consumed | TBtu | 0 | 0 | 0 | 0 | 0 | 0 | 0 | 0
IL Fac. Spec. - NOX Rate Summer v3.1, Unit 4244 and retrofits | 614 | 1797 | Rate Constraint in lbs/MMBtu | FALSE | L | Annual | Rate | lb/MMBtu | 0 | 0 | 0 | 0 | 0 | 0 | 0 | 0
IL Fac. Spec. - NOX Rate Summer v3.1, Unit 4244 and retrofits | 614 | 1797 | Rate Constraint in lbs/MMBtu | FALSE | L | Annual | Generation | TWh | 0 | 0 | 0 | 0 | 0 | 0 | 0 | 0
IL Fac. Spec. - NOX Rate Summer v3.1, Unit 4244 and retrofits | 614 | 1797 | Rate Constraint in lbs/MMBtu | FALSE | L | Annual | Qualifying Generation | TWh | 0 | 0 | 0 | 0 | 0 | 0 | 0 | 0
IL Fac. Spec. - NOX Rate Summer v3.1, Unit 4244 and retrofits | 614 | 1797 | Rate Constraint in lbs/MMBtu | FALSE | L | Annual | Rate | lb/MWh | 0 | 0 | 0 | 0 | 0 | 0 | 0 | 0
IL Fac. Spec. - NOX Rate Summer v3.1, Unit 4244 and retrofits | 614 | 1797 | Rate Constraint in lbs/MMBtu | FALSE | L | Annual | Constraint Shadow Price | US2016$/Ton | 0 | 0 | 0 | 0 | 0 | 0 | 0 | 0
IL Fac. Spec. - NOX Rate Summer v3.1, Unit 4245 and retrofits | 615 | 1797 | Rate Constraint in lbs/MMBtu | FALSE | L | Annual | Seasons Included | Seasons | Summer | Summer | Summer | Summer | Summer | Summer | Summer | Summer
IL Fac. Spec. - NOX Rate Summer v3.1, Unit 4245 and retrofits | 615 | 1797 | Rate Constraint in lbs/MMBtu | FALSE | L | Annual | Standard NOX | lb/MMBtu | 0.25 | 0.25 | 0.25 | 0.25 | 0.25 | 0.25 | 0.25 | 0.25
IL Fac. Spec. - NOX Rate Summer v3.1, Unit 4245 and retrofits | 615 | 1797 | Rate Constraint in lbs/MMBtu | FALSE | L | Annual | Emissions at Affected Plants NOX | Thousand Tons | 0 | 0 | 0 | 0 | 0 | 0 | 0 | 0
IL Fac. Spec. - NOX Rate Summer v3.1, Unit 4245 and retrofits | 615 | 1797 | Rate Constraint in lbs/MMBtu | FALSE | L | Annual | Allowances Purchased NOX | Thousand Tons | 0 | 0 | 0 | 0 | 0 | 0 | 0 | 0
IL Fac. Spec. - NOX Rate Summer v3.1, Unit 4245 and retrofits | 615 | 1797 | Rate Constraint in lbs/MMBtu | FALSE | L | Annual | Allowances Sold NOX | Thousand Tons | 0 | 0 | 0 | 0 | 0 | 0 | 0 | 0
IL Fac. Spec. - NOX Rate Summer v3.1, Unit 4245 and retrofits | 615 | 1797 | Rate Constraint in lbs/MMBtu | FALSE | L | Annual | Allowances Banked | Thousand Tons | 0 | 0 | 0 | 0 | 0 | 0 | 0 | 0
IL Fac. Spec. - NOX Rate Summer v3.1, Unit 4245 and retrofits | 615 | 1797 | Rate Constraint in lbs/MMBtu | FALSE | L | Annual | Allowances Withdrawn (1:1) | Thousand Tons | 0 | 0 | 0 | 0 | 0 | 0 | 0 | 0
IL Fac. Spec. - NOX Rate Summer v3.1, Unit 4245 and retrofits | 615 | 1797 | Rate Constraint in lbs/MMBtu | FALSE | L | Annual | Allowances Withdrawn (n:1) | Thousand Tons | 0 | 0 | 0 | 0 | 0 | 0 | 0 | 0
IL Fac. Spec. - NOX Rate Summer v3.1, Unit 4245 and retrofits | 615 | 1797 | Rate Constraint in lbs/MMBtu | FALSE | L | Annual | Net Emissions Allowance Position | Thousand Tons | 0 | 0 | 0 | 0 | 0 | 0 | 0 | 0
IL Fac. Spec. - NOX Rate Summer v3.1, Unit 4245 and retrofits | 615 | 1797 | Rate Constraint in lbs/MMBtu | FALSE | L | Annual | Fuel Consumed | TBtu | 0 | 0 | 0 | 0 | 0 | 0 | 0 | 0
IL Fac. Spec. - NOX Rate Summer v3.1, Unit 4245 and retrofits | 615 | 1797 | Rate Constraint in lbs/MMBtu | FALSE | L | Annual | Rate | lb/MMBtu | 0 | 0 | 0 | 0 | 0 | 0 | 0 | 0
IL Fac. Spec. - NOX Rate Summer v3.1, Unit 4245 and retrofits | 615 | 1797 | Rate Constraint in lbs/MMBtu | FALSE | L | Annual | Generation | TWh | 0 | 0 | 0 | 0 | 0 | 0 | 0 | 0
IL Fac. Spec. - NOX Rate Summer v3.1, Unit 4245 and retrofits | 615 | 1797 | Rate Constraint in lbs/MMBtu | FALSE | L | Annual | Qualifying Generation | TWh | 0 | 0 | 0 | 0 | 0 | 0 | 0 | 0
IL Fac. Spec. - NOX Rate Summer v3.1, Unit 4245 and retrofits | 615 | 1797 | Rate Constraint in lbs/MMBtu | FALSE | L | Annual | Rate | lb/MWh | 0 | 0 | 0 | 0 | 0 | 0 | 0 | 0
IL Fac. Spec. - NOX Rate Summer v3.1, Unit 4245 and retrofits | 615 | 1797 | Rate Constraint in lbs/MMBtu | FALSE | L | Annual | Constraint Shadow Price | US2016$/Ton | 0 | 0 | 0 | 0 | 0 | 0 | 0 | 0
IL Fac. Spec. - NOX Rate Summer v3.1, Unit 4252 and retrofits | 616 | 1797 | Rate Constraint in lbs/MMBtu | FALSE | L | Annual | Seasons Included | Seasons | Summer | Summer | Summer | Summer | Summer | Summer | Summer | Summer
IL Fac. Spec. - NOX Rate Summer v3.1, Unit 4252 and retrofits | 616 | 1797 | Rate Constraint in lbs/MMBtu | FALSE | L | Annual | Standard NOX | lb/MMBtu | 0.25 | 0.25 | 0.25 | 0.25 | 0.25 | 0.25 | 0.25 | 0.25
IL Fac. Spec. - NOX Rate Summer v3.1, Unit 4252 and retrofits | 616 | 1797 | Rate Constraint in lbs/MMBtu | FALSE | L | Annual | Emissions at Affected Plants NOX | Thousand Tons | 0 | 0.19252 | 0.18848 | 0.18421 | 0.18848 | 0.18808 | 0.18421 | 0.18848
IL Fac. Spec. - NOX Rate Summer v3.1, Unit 4252 and retrofits | 616 | 1797 | Rate Constraint in lbs/MMBtu | FALSE | L | Annual | Allowances Purchased NOX | Thousand Tons | 0 | 0 | 0 | 0 | 0 | 0 | 0 | 0
IL Fac. Spec. - NOX Rate Summer v3.1, Unit 4252 and retrofits | 616 | 1797 | Rate Constraint in lbs/MMBtu | FALSE | L | Annual | Allowances Sold NOX | Thousand Tons | 0 | 0 | 0 | 0 | 0 | 0 | 0 | 0
IL Fac. Spec. - NOX Rate Summer v3.1, Unit 4252 and retrofits | 616 | 1797 | Rate Constraint in lbs/MMBtu | FALSE | L | Annual | Allowances Banked | Thousand Tons | 0 | 0 | 0 | 0 | 0 | 0 | 0 | 0
IL Fac. Spec. - NOX Rate Summer v3.1, Unit 4252 and retrofits | 616 | 1797 | Rate Constraint in lbs/MMBtu | FALSE | L | Annual | Allowances Withdrawn (1:1) | Thousand Tons | 0 | 0 | 0 | 0 | 0 | 0 | 0 | 0
IL Fac. Spec. - NOX Rate Summer v3.1, Unit 4252 and retrofits | 616 | 1797 | Rate Constraint in lbs/MMBtu | FALSE | L | Annual | Allowances Withdrawn (n:1) | Thousand Tons | 0 | 0 | 0 | 0 | 0 | 0 | 0 | 0
IL Fac. Spec. - NOX Rate Summer v3.1, Unit 4252 and retrofits | 616 | 1797 | Rate Constraint in lbs/MMBtu | FALSE | L | Annual | Net Emissions Allowance Position | Thousand Tons | 0 | 0.19252 | 0.18848 | 0.18421 | 0.18848 | 0.18808 | 0.18421 | 0.18848
IL Fac. Spec. - NOX Rate Summer v3.1, Unit 4252 and retrofits | 616 | 1797 | Rate Constraint in lbs/MMBtu | FALSE | L | Annual | Fuel Consumed | TBtu | 0 | 3.3159 | 3.2463 | 3.1728 | 3.2463 | 3.2393 | 3.1728 | 3.2463
IL Fac. Spec. - NOX Rate Summer v3.1, Unit 4252 and retrofits | 616 | 1797 | Rate Constraint in lbs/MMBtu | FALSE | L | Annual | Rate | lb/MMBtu | 0 | 0.11612 | 0.11612 | 0.11612 | 0.11612 | 0.11612 | 0.11612 | 0.11612
IL Fac. Spec. - NOX Rate Summer v3.1, Unit 4252 and retrofits | 616 | 1797 | Rate Constraint in lbs/MMBtu | FALSE | L | Annual | Generation | TWh | 0 | 0.3158 | 0.3158 | 0.30865 | 0.3158 | 0.31513 | 0.30865 | 0.3158
IL Fac. Spec. - NOX Rate Summer v3.1, Unit 4252 and retrofits | 616 | 1797 | Rate Constraint in lbs/MMBtu | FALSE | L | Annual | Qualifying Generation | TWh | 0 | 0.3158 | 0.3158 | 0.30865 | 0.3158 | 0.31513 | 0.30865 | 0.3158
IL Fac. Spec. - NOX Rate Summer v3.1, Unit 4252 and retrofits | 616 | 1797 | Rate Constraint in lbs/MMBtu | FALSE | L | Annual | Rate | lb/MWh | 0 | 1.2193 | 1.1937 | 1.1937 | 1.1937 | 1.1937 | 1.1937 | 1.1937
IL Fac. Spec. - NOX Rate Summer v3.1, Unit 4252 and retrofits | 616 | 1797 | Rate Constraint in lbs/MMBtu | FALSE | L | Annual | Constraint Shadow Price | US2016$/Ton | 0 | 0 | 0 | 0 | 0 | 0 | 0 | 0
IL Fac. Spec. - NOX Rate Summer v3.1, Unit 4253 and retrofits | 617 | 1797 | Rate Constraint in lbs/MMBtu | FALSE | L | Annual | Seasons Included | Seasons | Summer | Summer | Summer | Summer | Summer | Summer | Summer | Summer
IL Fac. Spec. - NOX Rate Summer v3.1, Unit 4253 and retrofits | 617 | 1797 | Rate Constraint in lbs/MMBtu | FALSE | L | Annual | Standard NOX | lb/MMBtu | 0.25 | 0.25 | 0.25 | 0.25 | 0.25 | 0.25 | 0.25 | 0.25
IL Fac. Spec. - NOX Rate Summer v3.1, Unit 4253 and retrofits | 617 | 1797 | Rate Constraint in lbs/MMBtu | FALSE | L | Annual | Emissions at Affected Plants NOX | Thousand Tons | 0 | 0.19799 | 0.19384 | 0.18945 | 0.19645 | 0.19384 | 0.19782 | 0.19384
IL Fac. Spec. - NOX Rate Summer v3.1, Unit 4253 and retrofits | 617 | 1797 | Rate Constraint in lbs/MMBtu | FALSE | L | Annual | Allowances Purchased NOX | Thousand Tons | 0 | 0 | 0 | 0 | 0 | 0 | 0 | 0
IL Fac. Spec. - NOX Rate Summer v3.1, Unit 4253 and retrofits | 617 | 1797 | Rate Constraint in lbs/MMBtu | FALSE | L | Annual | Allowances Sold NOX | Thousand Tons | 0 | 0 | 0 | 0 | 0 | 0 | 0 | 0
IL Fac. Spec. - NOX Rate Summer v3.1, Unit 4253 and retrofits | 617 | 1797 | Rate Constraint in lbs/MMBtu | FALSE | L | Annual | Allowances Banked | Thousand Tons | 0 | 0 | 0 | 0 | 0 | 0 | 0 | 0
IL Fac. Spec. - NOX Rate Summer v3.1, Unit 4253 and retrofits | 617 | 1797 | Rate Constraint in lbs/MMBtu | FALSE | L | Annual | Allowances Withdrawn (1:1) | Thousand Tons | 0 | 0 | 0 | 0 | 0 | 0 | 0 | 0
IL Fac. Spec. - NOX Rate Summer v3.1, Unit 4253 and retrofits | 617 | 1797 | Rate Constraint in lbs/MMBtu | FALSE | L | Annual | Allowances Withdrawn (n:1) | Thousand Tons | 0 | 0 | 0 | 0 | 0 | 0 | 0 | 0
IL Fac. Spec. - NOX Rate Summer v3.1, Unit 4253 and retrofits | 617 | 1797 | Rate Constraint in lbs/MMBtu | FALSE | L | Annual | Net Emissions Allowance Position | Thousand Tons | 0 | 0.19799 | 0.19384 | 0.18945 | 0.19645 | 0.19384 | 0.19782 | 0.19384
IL Fac. Spec. - NOX Rate Summer v3.1, Unit 4253 and retrofits | 617 | 1797 | Rate Constraint in lbs/MMBtu | FALSE | L | Annual | Fuel Consumed | TBtu | 0 | 3.3071 | 3.2376 | 3.1643 | 3.2814 | 3.2376 | 3.3042 | 3.2376
IL Fac. Spec. - NOX Rate Summer v3.1, Unit 4253 and retrofits | 617 | 1797 | Rate Constraint in lbs/MMBtu | FALSE | L | Annual | Rate | lb/MMBtu | 0 | 0.11974 | 0.11974 | 0.11974 | 0.11974 | 0.11974 | 0.11974 | 0.11974
IL Fac. Spec. - NOX Rate Summer v3.1, Unit 4253 and retrofits | 617 | 1797 | Rate Constraint in lbs/MMBtu | FALSE | L | Annual | Generation | TWh | 0 | 0.3158 | 0.3158 | 0.30865 | 0.32007 | 0.3158 | 0.32229 | 0.3158
IL Fac. Spec. - NOX Rate Summer v3.1, Unit 4253 and retrofits | 617 | 1797 | Rate Constraint in lbs/MMBtu | FALSE | L | Annual | Qualifying Generation | TWh | 0 | 0.3158 | 0.3158 | 0.30865 | 0.32007 | 0.3158 | 0.32229 | 0.3158
IL Fac. Spec. - NOX Rate Summer v3.1, Unit 4253 and retrofits | 617 | 1797 | Rate Constraint in lbs/MMBtu | FALSE | L | Annual | Rate | lb/MWh | 0 | 1.2539 | 1.2276 | 1.2276 | 1.2276 | 1.2276 | 1.2276 | 1.2276
IL Fac. Spec. - NOX Rate Summer v3.1, Unit 4253 and retrofits | 617 | 1797 | Rate Constraint in lbs/MMBtu | FALSE | L | Annual | Constraint Shadow Price | US2016$/Ton | 0 | 0 | 0 | 0 | 0 | 0 | 0 | 0
IL Fac. Spec. - NOX Rate Summer v3.1, Unit 4254 and retrofits | 618 | 1797 | Rate Constraint in lbs/MMBtu | FALSE | L | Annual | Seasons Included | Seasons | Summer | Summer | Summer | Summer | Summer | Summer | Summer | Summer
IL Fac. Spec. - NOX Rate Summer v3.1, Unit 4254 and retrofits | 618 | 1797 | Rate Constraint in lbs/MMBtu | FALSE | L | Annual | Standard NOX | lb/MMBtu | 0.25 | 0.25 | 0.25 | 0.25 | 0.25 | 0.25 | 0.25 | 0.25
IL Fac. Spec. - NOX Rate Summer v3.1, Unit 4254 and retrofits | 618 | 1797 | Rate Constraint in lbs/MMBtu | FALSE | L | Annual | Emissions at Affected Plants NOX | Thousand Tons | 0 | 0.30382 | 0.29744 | 0.29744 | 0.29744 | 0.29744 | 0.29744 | 0.29744
IL Fac. Spec. - NOX Rate Summer v3.1, Unit 4254 and retrofits | 618 | 1797 | Rate Constraint in lbs/MMBtu | FALSE | L | Annual | Allowances Purchased NOX | Thousand Tons | 0 | 0 | 0 | 0 | 0 | 0 | 0 | 0
IL Fac. Spec. - NOX Rate Summer v3.1, Unit 4254 and retrofits | 618 | 1797 | Rate Constraint in lbs/MMBtu | FALSE | L | Annual | Allowances Sold NOX | Thousand Tons | 0 | 0 | 0 | 0 | 0 | 0 | 0 | 0
IL Fac. Spec. - NOX Rate Summer v3.1, Unit 4254 and retrofits | 618 | 1797 | Rate Constraint in lbs/MMBtu | FALSE | L | Annual | Allowances Banked | Thousand Tons | 0 | 0 | 0 | 0 | 0 | 0 | 0 | 0
IL Fac. Spec. - NOX Rate Summer v3.1, Unit 4254 and retrofits | 618 | 1797 | Rate Constraint in lbs/MMBtu | FALSE | L | Annual | Allowances Withdrawn (1:1) | Thousand Tons | 0 | 0 | 0 | 0 | 0 | 0 | 0 | 0
IL Fac. Spec. - NOX Rate Summer v3.1, Unit 4254 and retrofits | 618 | 1797 | Rate Constraint in lbs/MMBtu | FALSE | L | Annual | Allowances Withdrawn (n:1) | Thousand Tons | 0 | 0 | 0 | 0 | 0 | 0 | 0 | 0
IL Fac. Spec. - NOX Rate Summer v3.1, Unit 4254 and retrofits | 618 | 1797 | Rate Constraint in lbs/MMBtu | FALSE | L | Annual | Net Emissions Allowance Position | Thousand Tons | 0 | 0.30382 | 0.29744 | 0.29744 | 0.29744 | 0.29744 | 0.29744 | 0.29744
IL Fac. Spec. - NOX Rate Summer v3.1, Unit 4254 and retrofits | 618 | 1797 | Rate Constraint in lbs/MMBtu | FALSE | L | Annual | Fuel Consumed | TBtu | 0 | 5.3433 | 5.2311 | 5.2311 | 5.2311 | 5.2311 | 5.2311 | 5.2311
IL Fac. Spec. - NOX Rate Summer v3.1, Unit 4254 and retrofits | 618 | 1797 | Rate Constraint in lbs/MMBtu | FALSE | L | Annual | Rate | lb/MMBtu | 0 | 0.11372 | 0.11372 | 0.11372 | 0.11372 | 0.11372 | 0.11372 | 0.11372
IL Fac. Spec. - NOX Rate Summer v3.1, Unit 4254 and retrofits | 618 | 1797 | Rate Constraint in lbs/MMBtu | FALSE | L | Annual | Generation | TWh | 0 | 0.49955 | 0.49955 | 0.49955 | 0.49955 | 0.49955 | 0.49955 | 0.49955
IL Fac. Spec. - NOX Rate Summer v3.1, Unit 4254 and retrofits | 618 | 1797 | Rate Constraint in lbs/MMBtu | FALSE | L | Annual | Qualifying Generation | TWh | 0 | 0.49955 | 0.49955 | 0.49955 | 0.49955 | 0.49955 | 0.49955 | 0.49955
IL Fac. Spec. - NOX Rate Summer v3.1, Unit 4254 and retrofits | 618 | 1797 | Rate Constraint in lbs/MMBtu | FALSE | L | Annual | Rate | lb/MWh | 0 | 1.2164 | 1.1908 | 1.1908 | 1.1908 | 1.1908 | 1.1908 | 1.1908
IL Fac. Spec. - NOX Rate Summer v3.1, Unit 4254 and retrofits | 618 | 1797 | Rate Constraint in lbs/MMBtu | FALSE | L | Annual | Constraint Shadow Price | US2016$/Ton | 0 | 0 | 0 | 0 | 0 | 0 | 0 | 0
IL Fac. Spec. - NOX Rate Summer v3.1, Unit 4255 and retrofits | 619 | 1797 | Rate Constraint in lbs/MMBtu | FALSE | L | Annual | Seasons Included | Seasons | Summer | Summer | Summer | Summer | Summer | Summer | Summer | Summer
IL Fac. Spec. - NOX Rate Summer v3.1, Unit 4255 and retrofits | 619 | 1797 | Rate Constraint in lbs/MMBtu | FALSE | L | Annual | Standard NOX | lb/MMBtu | 0.25 | 0.25 | 0.25 | 0.25 | 0.25 | 0.25 | 0.25 | 0.25
IL Fac. Spec. - NOX Rate Summer v3.1, Unit 4255 and retrofits | 619 | 1797 | Rate Constraint in lbs/MMBtu | FALSE | L | Annual | Emissions at Affected Plants NOX | Thousand Tons | 0.013984 | 0.31488 | 0.30827 | 0.30827 | 0.30827 | 0.30827 | 0.30827 | 0.30827
IL Fac. Spec. - NOX Rate Summer v3.1, Unit 4255 and retrofits | 619 | 1797 | Rate Constraint in lbs/MMBtu | FALSE | L | Annual | Allowances Purchased NOX | Thousand Tons | 0 | 0 | 0 | 0 | 0 | 0 | 0 | 0
IL Fac. Spec. - NOX Rate Summer v3.1, Unit 4255 and retrofits | 619 | 1797 | Rate Constraint in lbs/MMBtu | FALSE | L | Annual | Allowances Sold NOX | Thousand Tons | 0 | 0 | 0 | 0 | 0 | 0 | 0 | 0
IL Fac. Spec. - NOX Rate Summer v3.1, Unit 4255 and retrofits | 619 | 1797 | Rate Constraint in lbs/MMBtu | FALSE | L | Annual | Allowances Banked | Thousand Tons | 0 | 0 | 0 | 0 | 0 | 0 | 0 | 0
IL Fac. Spec. - NOX Rate Summer v3.1, Unit 4255 and retrofits | 619 | 1797 | Rate Constraint in lbs/MMBtu | FALSE | L | Annual | Allowances Withdrawn (1:1) | Thousand Tons | 0 | 0 | 0 | 0 | 0 | 0 | 0 | 0
IL Fac. Spec. - NOX Rate Summer v3.1, Unit 4255 and retrofits | 619 | 1797 | Rate Constraint in lbs/MMBtu | FALSE | L | Annual | Allowances Withdrawn (n:1) | Thousand Tons | 0 | 0 | 0 | 0 | 0 | 0 | 0 | 0
IL Fac. Spec. - NOX Rate Summer v3.1, Unit 4255 and retrofits | 619 | 1797 | Rate Constraint in lbs/MMBtu | FALSE | L | Annual | Net Emissions Allowance Position | Thousand Tons | 0.013984 | 0.31488 | 0.30827 | 0.30827 | 0.30827 | 0.30827 | 0.30827 | 0.30827
IL Fac. Spec. - NOX Rate Summer v3.1, Unit 4255 and retrofits | 619 | 1797 | Rate Constraint in lbs/MMBtu | FALSE | L | Annual | Fuel Consumed | TBtu | 0.24114 | 5.4299 | 5.3159 | 5.3159 | 5.3159 | 5.3159 | 5.3159 | 5.3159
IL Fac. Spec. - NOX Rate Summer v3.1, Unit 4255 and retrofits | 619 | 1797 | Rate Constraint in lbs/MMBtu | FALSE | L | Annual | Rate | lb/MMBtu | 0.11598 | 0.11598 | 0.11598 | 0.11598 | 0.11598 | 0.11598 | 0.11598 | 0.11598
IL Fac. Spec. - NOX Rate Summer v3.1, Unit 4255 and retrofits | 619 | 1797 | Rate Constraint in lbs/MMBtu | FALSE | L | Annual | Generation | TWh | 0.02261 | 0.50912 | 0.50912 | 0.50912 | 0.50912 | 0.50912 | 0.50912 | 0.50912
IL Fac. Spec. - NOX Rate Summer v3.1, Unit 4255 and retrofits | 619 | 1797 | Rate Constraint in lbs/MMBtu | FALSE | L | Annual | Qualifying Generation | TWh | 0.02261 | 0.50912 | 0.50912 | 0.50912 | 0.50912 | 0.50912 | 0.50912 | 0.50912
IL Fac. Spec. - NOX Rate Summer v3.1, Unit 4255 and retrofits | 619 | 1797 | Rate Constraint in lbs/MMBtu | FALSE | L | Annual | Rate | lb/MWh | 1.237 | 1.237 | 1.211 | 1.211 | 1.211 | 1.211 | 1.211 | 1.211
IL Fac. Spec. - NOX Rate Summer v3.1, Unit 4255 and retrofits | 619 | 1797 | Rate Constraint in lbs/MMBtu | FALSE | L | Annual | Constraint Shadow Price | US2016$/Ton | 0 | 0 | 0 | 0 | 0 | 0 | 0 | 0
IL Fac. Spec. - NOX Rate Summer v3.1, Unit 4256 and retrofits | 620 | 1797 | Rate Constraint in lbs/MMBtu | FALSE | L | Annual | Seasons Included | Seasons | Summer | Summer | Summer | Summer | Summer | Summer | Summer | Summer
IL Fac. Spec. - NOX Rate Summer v3.1, Unit 4256 and retrofits | 620 | 1797 | Rate Constraint in lbs/MMBtu | FALSE | L | Annual | Standard NOX | lb/MMBtu | 0.25 | 0.25 | 0.25 | 0.25 | 0.25 | 0.25 | 0.25 | 0.25
IL Fac. Spec. - NOX Rate Summer v3.1, Unit 4256 and retrofits | 620 | 1797 | Rate Constraint in lbs/MMBtu | FALSE | L | Annual | Emissions at Affected Plants NOX | Thousand Tons | 0 | 0.18162 | 0.14524 | 0.15432 | 0.17379 | 0.17379 | 0.17379 | 0.059683
IL Fac. Spec. - NOX Rate Summer v3.1, Unit 4256 and retrofits | 620 | 1797 | Rate Constraint in lbs/MMBtu | FALSE | L | Annual | Allowances Purchased NOX | Thousand Tons | 0 | 0 | 0 | 0 | 0 | 0 | 0 | 0
IL Fac. Spec. - NOX Rate Summer v3.1, Unit 4256 and retrofits | 620 | 1797 | Rate Constraint in lbs/MMBtu | FALSE | L | Annual | Allowances Sold NOX | Thousand Tons | 0 | 0 | 0 | 0 | 0 | 0 | 0 | 0
IL Fac. Spec. - NOX Rate Summer v3.1, Unit 4256 and retrofits | 620 | 1797 | Rate Constraint in lbs/MMBtu | FALSE | L | Annual | Allowances Banked | Thousand Tons | 0 | 0 | 0 | 0 | 0 | 0 | 0 | 0
IL Fac. Spec. - NOX Rate Summer v3.1, Unit 4256 and retrofits | 620 | 1797 | Rate Constraint in lbs/MMBtu | FALSE | L | Annual | Allowances Withdrawn (1:1) | Thousand Tons | 0 | 0 | 0 | 0 | 0 | 0 | 0 | 0
IL Fac. Spec. - NOX Rate Summer v3.1, Unit 4256 and retrofits | 620 | 1797 | Rate Constraint in lbs/MMBtu | FALSE | L | Annual | Allowances Withdrawn (n:1) | Thousand Tons | 0 | 0 | 0 | 0 | 0 | 0 | 0 | 0
IL Fac. Spec. - NOX Rate Summer v3.1, Unit 4256 and retrofits | 620 | 1797 | Rate Constraint in lbs/MMBtu | FALSE | L | Annual | Net Emissions Allowance Position | Thousand Tons | 0 | 0.18162 | 0.14524 | 0.15432 | 0.17379 | 0.17379 | 0.17379 | 0.059683
IL Fac. Spec. - NOX Rate Summer v3.1, Unit 4256 and retrofits | 620 | 1797 | Rate Constraint in lbs/MMBtu | FALSE | L | Annual | Fuel Consumed | TBtu | 0 | 3.2716 | 2.6162 | 2.7799 | 3.1304 | 3.1304 | 3.1304 | 1.0751
IL Fac. Spec. - NOX Rate Summer v3.1, Unit 4256 and retrofits | 620 | 1797 | Rate Constraint in lbs/MMBtu | FALSE | L | Annual | Rate | lb/MMBtu | 0 | 0.11103 | 0.11103 | 0.11103 | 0.11103 | 0.11103 | 0.11103 | 0.11103
IL Fac. Spec. - NOX Rate Summer v3.1, Unit 4256 and retrofits | 620 | 1797 | Rate Constraint in lbs/MMBtu | FALSE | L | Annual | Generation | TWh | 0 | 0.30984 | 0.25308 | 0.26892 | 0.30283 | 0.30283 | 0.30283 | 0.104
IL Fac. Spec. - NOX Rate Summer v3.1, Unit 4256 and retrofits | 620 | 1797 | Rate Constraint in lbs/MMBtu | FALSE | L | Annual | Qualifying Generation | TWh | 0 | 0.30984 | 0.25308 | 0.26892 | 0.30283 | 0.30283 | 0.30283 | 0.104
IL Fac. Spec. - NOX Rate Summer v3.1, Unit 4256 and retrofits | 620 | 1797 | Rate Constraint in lbs/MMBtu | FALSE | L | Annual | Rate | lb/MWh | 0 | 1.1724 | 1.1477 | 1.1477 | 1.1477 | 1.1477 | 1.1477 | 1.1477
IL Fac. Spec. - NOX Rate Summer v3.1, Unit 4256 and retrofits | 620 | 1797 | Rate Constraint in lbs/MMBtu | FALSE | L | Annual | Constraint Shadow Price | US2016$/Ton | 0 | 0 | 0 | 0 | 0 | 0 | 0 | 0
IL Fac. Spec. - NOX Rate Summer v3.1, Unit 4257 and retrofits | 621 | 1797 | Rate Constraint in lbs/MMBtu | FALSE | L | Annual | Seasons Included | Seasons | Summer | Summer | Summer | Summer | Summer | Summer | Summer | Summer
IL Fac. Spec. - NOX Rate Summer v3.1, Unit 4257 and retrofits | 621 | 1797 | Rate Constraint in lbs/MMBtu | FALSE | L | Annual | Standard NOX | lb/MMBtu | 0.25 | 0.25 | 0.25 | 0.25 | 0.25 | 0.25 | 0.25 | 0.25
IL Fac. Spec. - NOX Rate Summer v3.1, Unit 4257 and retrofits | 621 | 1797 | Rate Constraint in lbs/MMBtu | FALSE | L | Annual | Emissions at Affected Plants NOX | Thousand Tons | 0 | 0.20759 | 0.20418 | 0.20115 | 0.20115 | 0.20115 | 0.20115 | 0.20418
IL Fac. Spec. - NOX Rate Summer v3.1, Unit 4257 and retrofits | 621 | 1797 | Rate Constraint in lbs/MMBtu | FALSE | L | Annual | Allowances Purchased NOX | Thousand Tons | 0 | 0 | 0 | 0 | 0 | 0 | 0 | 0
IL Fac. Spec. - NOX Rate Summer v3.1, Unit 4257 and retrofits | 621 | 1797 | Rate Constraint in lbs/MMBtu | FALSE | L | Annual | Allowances Sold NOX | Thousand Tons | 0 | 0 | 0 | 0 | 0 | 0 | 0 | 0
IL Fac. Spec. - NOX Rate Summer v3.1, Unit 4257 and retrofits | 621 | 1797 | Rate Constraint in lbs/MMBtu | FALSE | L | Annual | Allowances Banked | Thousand Tons | 0 | 0 | 0 | 0 | 0 | 0 | 0 | 0
IL Fac. Spec. - NOX Rate Summer v3.1, Unit 4257 and retrofits | 621 | 1797 | Rate Constraint in lbs/MMBtu | FALSE | L | Annual | Allowances Withdrawn (1:1) | Thousand Tons | 0 | 0 | 0 | 0 | 0 | 0 | 0 | 0
IL Fac. Spec. - NOX Rate Summer v3.1, Unit 4257 and retrofits | 621 | 1797 | Rate Constraint in lbs/MMBtu | FALSE | L | Annual | Allowances Withdrawn (n:1) | Thousand Tons | 0 | 0 | 0 | 0 | 0 | 0 | 0 | 0
IL Fac. Spec. - NOX Rate Summer v3.1, Unit 4257 and retrofits | 621 | 1797 | Rate Constraint in lbs/MMBtu | FALSE | L | Annual | Net Emissions Allowance Position | Thousand Tons | 0 | 0.20759 | 0.20418 | 0.20115 | 0.20115 | 0.20115 | 0.20115 | 0.20418
IL Fac. Spec. - NOX Rate Summer v3.1, Unit 4257 and retrofits | 621 | 1797 | Rate Constraint in lbs/MMBtu | FALSE | L | Annual | Fuel Consumed | TBtu | 0 | 3.7706 | 3.7086 | 3.6536 | 3.6536 | 3.6536 | 3.6536 | 3.7086
IL Fac. Spec. - NOX Rate Summer v3.1, Unit 4257 and retrofits | 621 | 1797 | Rate Constraint in lbs/MMBtu | FALSE | L | Annual | Rate | lb/MMBtu | 0 | 0.11011 | 0.11011 | 0.11011 | 0.11011 | 0.11011 | 0.11011 | 0.11011
IL Fac. Spec. - NOX Rate Summer v3.1, Unit 4257 and retrofits | 621 | 1797 | Rate Constraint in lbs/MMBtu | FALSE | L | Annual | Generation | TWh | 0 | 0.35603 | 0.35764 | 0.3523 | 0.3523 | 0.3523 | 0.3523 | 0.35764
IL Fac. Spec. - NOX Rate Summer v3.1, Unit 4257 and retrofits | 621 | 1797 | Rate Constraint in lbs/MMBtu | FALSE | L | Annual | Qualifying Generation | TWh | 0 | 0.35603 | 0.35764 | 0.3523 | 0.3523 | 0.3523 | 0.3523 | 0.35764
IL Fac. Spec. - NOX Rate Summer v3.1, Unit 4257 and retrofits | 621 | 1797 | Rate Constraint in lbs/MMBtu | FALSE | L | Annual | Rate | lb/MWh | 0 | 1.1661 | 1.1418 | 1.1419 | 1.1419 | 1.1419 | 1.1419 | 1.1418
IL Fac. Spec. - NOX Rate Summer v3.1, Unit 4257 and retrofits | 621 | 1797 | Rate Constraint in lbs/MMBtu | FALSE | L | Annual | Constraint Shadow Price | US2016$/Ton | 0 | 0 | 0 | 0 | 0 | 0 | 0 | 0
IL Fac. Spec. - NOX Rate Summer v3.1, Unit 4326 and retrofits | 622 | 1797 | Rate Constraint in lbs/MMBtu | FALSE | L | Annual | Seasons Included | Seasons | Summer | Summer | Summer | Summer | Summer | Summer | Summer | Summer
IL Fac. Spec. - NOX Rate Summer v3.1, Unit 4326 and retrofits | 622 | 1797 | Rate Constraint in lbs/MMBtu | FALSE | L | Annual | Standard NOX | lb/MMBtu | 0.25 | 0.25 | 0.25 | 0.25 | 0.25 | 0.25 | 0.25 | 0.25
IL Fac. Spec. - NOX Rate Summer v3.1, Unit 4326 and retrofits | 622 | 1797 | Rate Constraint in lbs/MMBtu | FALSE | L | Annual | Emissions at Affected Plants NOX | Thousand Tons | 0.016969 | 0.016969 | 0.016969 | 0.016969 | 0.016969 | 0.016969 | 0.016969 | 0.016969
IL Fac. Spec. - NOX Rate Summer v3.1, Unit 4326 and retrofits | 622 | 1797 | Rate Constraint in lbs/MMBtu | FALSE | L | Annual | Allowances Purchased NOX | Thousand Tons | 0 | 0 | 0 | 0 | 0 | 0 | 0 | 0
IL Fac. Spec. - NOX Rate Summer v3.1, Unit 4326 and retrofits | 622 | 1797 | Rate Constraint in lbs/MMBtu | FALSE | L | Annual | Allowances Sold NOX | Thousand Tons | 0 | 0 | 0 | 0 | 0 | 0 | 0 | 0
IL Fac. Spec. - NOX Rate Summer v3.1, Unit 4326 and retrofits | 622 | 1797 | Rate Constraint in lbs/MMBtu | FALSE | L | Annual | Allowances Banked | Thousand Tons | 0 | 0 | 0 | 0 | 0 | 0 | 0 | 0
IL Fac. Spec. - NOX Rate Summer v3.1, Unit 4326 and retrofits | 622 | 1797 | Rate Constraint in lbs/MMBtu | FALSE | L | Annual | Allowances Withdrawn (1:1) | Thousand Tons | 0 | 0 | 0 | 0 | 0 | 0 | 0 | 0
IL Fac. Spec. - NOX Rate Summer v3.1, Unit 4326 and retrofits | 622 | 1797 | Rate Constraint in lbs/MMBtu | FALSE | L | Annual | Allowances Withdrawn (n:1) | Thousand Tons | 0 | 0 | 0 | 0 | 0 | 0 | 0 | 0
IL Fac. Spec. - NOX Rate Summer v3.1, Unit 4326 and retrofits | 622 | 1797 | Rate Constraint in lbs/MMBtu | FALSE | L | Annual | Net Emissions Allowance Position | Thousand Tons | 0.016969 | 0.016969 | 0.016969 | 0.016969 | 0.016969 | 0.016969 | 0.016969 | 0.016969
IL Fac. Spec. - NOX Rate Summer v3.1, Unit 4326 and retrofits | 622 | 1797 | Rate Constraint in lbs/MMBtu | FALSE | L | Annual | Fuel Consumed | TBtu | 0.70777 | 0.70777 | 0.70777 | 0.70777 | 0.70777 | 0.70777 | 0.70777 | 0.70777
IL Fac. Spec. - NOX Rate Summer v3.1, Unit 4326 and retrofits | 622 | 1797 | Rate Constraint in lbs/MMBtu | FALSE | L | Annual | Rate | lb/MMBtu | 0.04795 | 0.04795 | 0.04795 | 0.04795 | 0.04795 | 0.04795 | 0.04795 | 0.04795
IL Fac. Spec. - NOX Rate Summer v3.1, Unit 4326 and retrofits | 622 | 1797 | Rate Constraint in lbs/MMBtu | FALSE | L | Annual | Generation | TWh | 0.066872 | 0.066872 | 0.066872 | 0.066872 | 0.066872 | 0.066872 | 0.066872 | 0.066872
IL Fac. Spec. - NOX Rate Summer v3.1, Unit 4326 and retrofits | 622 | 1797 | Rate Constraint in lbs/MMBtu | FALSE | L | Annual | Qualifying Generation | TWh | 0.066872 | 0.066872 | 0.066872 | 0.066872 | 0.066872 | 0.066872 | 0.066872 | 0.066872
IL Fac. Spec. - NOX Rate Summer v3.1, Unit 4326 and retrofits | 622 | 1797 | Rate Constraint in lbs/MMBtu | FALSE | L | Annual | Rate | lb/MWh | 0.5075 | 0.5075 | 0.5075 | 0.5075 | 0.5075 | 0.5075 | 0.5075 | 0.5075
IL Fac. Spec. - NOX Rate Summer v3.1, Unit 4326 and retrofits | 622 | 1797 | Rate Constraint in lbs/MMBtu | FALSE | L | Annual | Constraint Shadow Price | US2016$/Ton | 0 | 0 | 0 | 0 | 0 | 0 | 0 | 0
IL Fac. Spec. - NOX Rate Summer v3.1, Unit 5088 and retrofits | 623 | 1797 | Rate Constraint in lbs/MMBtu | FALSE | L | Annual | Seasons Included | Seasons | Summer | Summer | Summer | Summer | Summer | Summer | Summer | Summer
IL Fac. Spec. - NOX Rate Summer v3.1, Unit 5088 and retrofits | 623 | 1797 | Rate Constraint in lbs/MMBtu | FALSE | L | Annual | Standard NOX | lb/MMBtu | 0.25 | 0.25 | 0.25 | 0.25 | 0.25 | 0.25 | 0.25 | 0.25
IL Fac. Spec. - NOX Rate Summer v3.1, Unit 5088 and retrofits | 623 | 1797 | Rate Constraint in lbs/MMBtu | FALSE | L | Annual | Emissions at Affected Plants NOX | Thousand Tons | 0 | 0 | 0 | 0 | 0 | 0 | 0 | 0
IL Fac. Spec. - NOX Rate Summer v3.1, Unit 5088 and retrofits | 623 | 1797 | Rate Constraint in lbs/MMBtu | FALSE | L | Annual | Allowances Purchased NOX | Thousand Tons | 0 | 0 | 0 | 0 | 0 | 0 | 0 | 0
IL Fac. Spec. - NOX Rate Summer v3.1, Unit 5088 and retrofits | 623 | 1797 | Rate Constraint in lbs/MMBtu | FALSE | L | Annual | Allowances Sold NOX | Thousand Tons | 0 | 0 | 0 | 0 | 0 | 0 | 0 | 0
IL Fac. Spec. - NOX Rate Summer v3.1, Unit 5088 and retrofits | 623 | 1797 | Rate Constraint in lbs/MMBtu | FALSE | L | Annual | Allowances Banked | Thousand Tons | 0 | 0 | 0 | 0 | 0 | 0 | 0 | 0
IL Fac. Spec. - NOX Rate Summer v3.1, Unit 5088 and retrofits | 623 | 1797 | Rate Constraint in lbs/MMBtu | FALSE | L | Annual | Allowances Withdrawn (1:1) | Thousand Tons | 0 | 0 | 0 | 0 | 0 | 0 | 0 | 0
IL Fac. Spec. - NOX Rate Summer v3.1, Unit 5088 and retrofits | 623 | 1797 | Rate Constraint in lbs/MMBtu | FALSE | L | Annual | Allowances Withdrawn (n:1) | Thousand Tons | 0 | 0 | 0 | 0 | 0 | 0 | 0 | 0
IL Fac. Spec. - NOX Rate Summer v3.1, Unit 5088 and retrofits | 623 | 1797 | Rate Constraint in lbs/MMBtu | FALSE | L | Annual | Net Emissions Allowance Position | Thousand Tons | 0 | 0 | 0 | 0 | 0 | 0 | 0 | 0
IL Fac. Spec. - NOX Rate Summer v3.1, Unit 5088 and retrofits | 623 | 1797 | Rate Constraint in lbs/MMBtu | FALSE | L | Annual | Fuel Consumed | TBtu | 0 | 0 | 0 | 0 | 0 | 0 | 0 | 0
IL Fac. Spec. - NOX Rate Summer v3.1, Unit 5088 and retrofits | 623 | 1797 | Rate Constraint in lbs/MMBtu | FALSE | L | Annual | Rate | lb/MMBtu | 0 | 0 | 0 | 0 | 0 | 0 | 0 | 0
IL Fac. Spec. - NOX Rate Summer v3.1, Unit 5088 and retrofits | 623 | 1797 | Rate Constraint in lbs/MMBtu | FALSE | L | Annual | Generation | TWh | 0 | 0 | 0 | 0 | 0 | 0 | 0 | 0
IL Fac. Spec. - NOX Rate Summer v3.1, Unit 5088 and retrofits | 623 | 1797 | Rate Constraint in lbs/MMBtu | FALSE | L | Annual | Qualifying Generation | TWh | 0 | 0 | 0 | 0 | 0 | 0 | 0 | 0
IL Fac. Spec. - NOX Rate Summer v3.1, Unit 5088 and retrofits | 623 | 1797 | Rate Constraint in lbs/MMBtu | FALSE | L | Annual | Rate | lb/MWh | 0 | 0 | 0 | 0 | 0 | 0 | 0 | 0
IL Fac. Spec. - NOX Rate Summer v3.1, Unit 5088 and retrofits | 623 | 1797 | Rate Constraint in lbs/MMBtu | FALSE | L | Annual | Constraint Shadow Price | US2016$/Ton | 0 | 0 | 0 | 0 | 0 | 0 | 0 | 0
IL Fac. Spec. - NOX Rate Summer v3.1, Unit 5441 and retrofits | 624 | 1797 | Rate Constraint in lbs/MMBtu | FALSE | L | Annual | Seasons Included | Seasons | Summer | Summer | Summer | Summer | Summer | Summer | Summer | Summer
IL Fac. Spec. - NOX Rate Summer v3.1, Unit 5441 and retrofits | 624 | 1797 | Rate Constraint in lbs/MMBtu | FALSE | L | Annual | Standard NOX | lb/MMBtu | 0.25 | 0.25 | 0.25 | 0.25 | 0.25 | 0.25 | 0.25 | 0.25
IL Fac. Spec. - NOX Rate Summer v3.1, Unit 5441 and retrofits | 624 | 1797 | Rate Constraint in lbs/MMBtu | FALSE | L | Annual | Emissions at Affected Plants NOX | Thousand Tons | 0.23955 | 0 | 0 | 0 | 0 | 0 | 0 | 0
IL Fac. Spec. - NOX Rate Summer v3.1, Unit 5441 and retrofits | 624 | 1797 | Rate Constraint in lbs/MMBtu | FALSE | L | Annual | Allowances Purchased NOX | Thousand Tons | 0 | 0 | 0 | 0 | 0 | 0 | 0 | 0
IL Fac. Spec. - NOX Rate Summer v3.1, Unit 5441 and retrofits | 624 | 1797 | Rate Constraint in lbs/MMBtu | FALSE | L | Annual | Allowances Sold NOX | Thousand Tons | 0 | 0 | 0 | 0 | 0 | 0 | 0 | 0
IL Fac. Spec. - NOX Rate Summer v3.1, Unit 5441 and retrofits | 624 | 1797 | Rate Constraint in lbs/MMBtu | FALSE | L | Annual | Allowances Banked | Thousand Tons | 0 | 0 | 0 | 0 | 0 | 0 | 0 | 0
IL Fac. Spec. - NOX Rate Summer v3.1, Unit 5441 and retrofits | 624 | 1797 | Rate Constraint in lbs/MMBtu | FALSE | L | Annual | Allowances Withdrawn (1:1) | Thousand Tons | 0 | 0 | 0 | 0 | 0 | 0 | 0 | 0
IL Fac. Spec. - NOX Rate Summer v3.1, Unit 5441 and retrofits | 624 | 1797 | Rate Constraint in lbs/MMBtu | FALSE | L | Annual | Allowances Withdrawn (n:1) | Thousand Tons | 0 | 0 | 0 | 0 | 0 | 0 | 0 | 0
IL Fac. Spec. - NOX Rate Summer v3.1, Unit 5441 and retrofits | 624 | 1797 | Rate Constraint in lbs/MMBtu | FALSE | L | Annual | Net Emissions Allowance Position | Thousand Tons | 0.23955 | 0 | 0 | 0 | 0 | 0 | 0 | 0
IL Fac. Spec. - NOX Rate Summer v3.1, Unit 5441 and retrofits | 624 | 1797 | Rate Constraint in lbs/MMBtu | FALSE | L | Annual | Fuel Consumed | TBtu | 6.0023 | 0 | 0 | 0 | 0 | 0 | 0 | 0
IL Fac. Spec. - NOX Rate Summer v3.1, Unit 5441 and retrofits | 624 | 1797 | Rate Constraint in lbs/MMBtu | FALSE | L | Annual | Rate | lb/MMBtu | 0.07982 | 0 | 0 | 0 | 0 | 0 | 0 | 0
IL Fac. Spec. - NOX Rate Summer v3.1, Unit 5441 and retrofits | 624 | 1797 | Rate Constraint in lbs/MMBtu | FALSE | L | Annual | Generation | TWh | 0.51253 | 0 | 0 | 0 | 0 | 0 | 0 | 0
IL Fac. Spec. - NOX Rate Summer v3.1, Unit 5441 and retrofits | 624 | 1797 | Rate Constraint in lbs/MMBtu | FALSE | L | Annual | Qualifying Generation | TWh | 0.51253 | 0 | 0 | 0 | 0 | 0 | 0 | 0
IL Fac. Spec. - NOX Rate Summer v3.1, Unit 5441 and retrofits | 624 | 1797 | Rate Constraint in lbs/MMBtu | FALSE | L | Annual | Rate | lb/MWh | 0.93477 | 0 | 0 | 0 | 0 | 0 | 0 | 0
IL Fac. Spec. - NOX Rate Summer v3.1, Unit 5441 and retrofits | 624 | 1797 | Rate Constraint in lbs/MMBtu | FALSE | L | Annual | Constraint Shadow Price | US2016$/Ton | 0 | 0 | 0 | 0 | 0 | 0 | 0 | 0
IL Fac. Spec. - NOX Rate Summer v3.1, Unit 5468 and retrofits | 625 | 1797 | Rate Constraint in lbs/MMBtu | FALSE | L | Annual | Seasons Included | Seasons | Summer | Summer | Summer | Summer | Summer | Summer | Summer | Summer
IL Fac. Spec. - NOX Rate Summer v3.1, Unit 5468 and retrofits | 625 | 1797 | Rate Constraint in lbs/MMBtu | FALSE | L | Annual | Standard NOX | lb/MMBtu | 0.25 | 0.25 | 0.25 | 0.25 | 0.25 | 0.25 | 0.25 | 0.25
IL Fac. Spec. - NOX Rate Summer v3.1, Unit 5468 and retrofits | 625 | 1797 | Rate Constraint in lbs/MMBtu | FALSE | L | Annual | Emissions at Affected Plants NOX | Thousand Tons | 0.35936 | 0 | 0 | 0 | 0 | 0 | 0 | 0
IL Fac. Spec. - NOX Rate Summer v3.1, Unit 5468 and retrofits | 625 | 1797 | Rate Constraint in lbs/MMBtu | FALSE | L | Annual | Allowances Purchased NOX | Thousand Tons | 0 | 0 | 0 | 0 | 0 | 0 | 0 | 0
IL Fac. Spec. - NOX Rate Summer v3.1, Unit 5468 and retrofits | 625 | 1797 | Rate Constraint in lbs/MMBtu | FALSE | L | Annual | Allowances Sold NOX | Thousand Tons | 0 | 0 | 0 | 0 | 0 | 0 | 0 | 0
IL Fac. Spec. - NOX Rate Summer v3.1, Unit 5468 and retrofits | 625 | 1797 | Rate Constraint in lbs/MMBtu | FALSE | L | Annual | Allowances Banked | Thousand Tons | 0 | 0 | 0 | 0 | 0 | 0 | 0 | 0
IL Fac. Spec. - NOX Rate Summer v3.1, Unit 5468 and retrofits | 625 | 1797 | Rate Constraint in lbs/MMBtu | FALSE | L | Annual | Allowances Withdrawn (1:1) | Thousand Tons | 0 | 0 | 0 | 0 | 0 | 0 | 0 | 0
IL Fac. Spec. - NOX Rate Summer v3.1, Unit 5468 and retrofits | 625 | 1797 | Rate Constraint in lbs/MMBtu | FALSE | L | Annual | Allowances Withdrawn (n:1) | Thousand Tons | 0 | 0 | 0 | 0 | 0 | 0 | 0 | 0
IL Fac. Spec. - NOX Rate Summer v3.1, Unit 5468 and retrofits | 625 | 1797 | Rate Constraint in lbs/MMBtu | FALSE | L | Annual | Net Emissions Allowance Position | Thousand Tons | 0.35936 | 0 | 0 | 0 | 0 | 0 | 0 | 0
IL Fac. Spec. - NOX Rate Summer v3.1, Unit 5468 and retrofits | 625 | 1797 | Rate Constraint in lbs/MMBtu | FALSE | L | Annual | Fuel Consumed | TBtu | 11.3884 | 0 | 0 | 0 | 0 | 0 | 0 | 0
IL Fac. Spec. - NOX Rate Summer v3.1, Unit 5468 and retrofits | 625 | 1797 | Rate Constraint in lbs/MMBtu | FALSE | L | Annual | Rate | lb/MMBtu | 0.06311 | 0 | 0 | 0 | 0 | 0 | 0 | 0
IL Fac. Spec. - NOX Rate Summer v3.1, Unit 5468 and retrofits | 625 | 1797 | Rate Constraint in lbs/MMBtu | FALSE | L | Annual | Generation | TWh | 1.0489 | 0 | 0 | 0 | 0 | 0 | 0 | 0
IL Fac. Spec. - NOX Rate Summer v3.1, Unit 5468 and retrofits | 625 | 1797 | Rate Constraint in lbs/MMBtu | FALSE | L | Annual | Qualifying Generation | TWh | 1.0489 | 0 | 0 | 0 | 0 | 0 | 0 | 0
IL Fac. Spec. - NOX Rate Summer v3.1, Unit 5468 and retrofits | 625 | 1797 | Rate Constraint in lbs/MMBtu | FALSE | L | Annual | Rate | lb/MWh | 0.68519 | 0 | 0 | 0 | 0 | 0 | 0 | 0
IL Fac. Spec. - NOX Rate Summer v3.1, Unit 5468 and retrofits | 625 | 1797 | Rate Constraint in lbs/MMBtu | FALSE | L | Annual | Constraint Shadow Price | US2016$/Ton | 0 | 0 | 0 | 0 | 0 | 0 | 0 | 0
IL Fac. Spec. - NOX Rate Summer v3.1, Unit 5469 and retrofits | 626 | 1797 | Rate Constraint in lbs/MMBtu | FALSE | L | Annual | Seasons Included | Seasons | Summer | Summer | Summer | Summer | Summer | Summer | Summer | Summer
IL Fac. Spec. - NOX Rate Summer v3.1, Unit 5469 and retrofits | 626 | 1797 | Rate Constraint in lbs/MMBtu | FALSE | L | Annual | Standard NOX | lb/MMBtu | 0.25 | 0.25 | 0.25 | 0.25 | 0.25 | 0.25 | 0.25 | 0.25
IL Fac. Spec. - NOX Rate Summer v3.1, Unit 5469 and retrofits | 626 | 1797 | Rate Constraint in lbs/MMBtu | FALSE | L | Annual | Emissions at Affected Plants NOX | Thousand Tons | 0.38332 | 0 | 0 | 0 | 0 | 0 | 0 | 0
IL Fac. Spec. - NOX Rate Summer v3.1, Unit 5469 and retrofits | 626 | 1797 | Rate Constraint in lbs/MMBtu | FALSE | L | Annual | Allowances Purchased NOX | Thousand Tons | 0 | 0 | 0 | 0 | 0 | 0 | 0 | 0
IL Fac. Spec. - NOX Rate Summer v3.1, Unit 5469 and retrofits | 626 | 1797 | Rate Constraint in lbs/MMBtu | FALSE | L | Annual | Allowances Sold NOX | Thousand Tons | 0 | 0 | 0 | 0 | 0 | 0 | 0 | 0
IL Fac. Spec. - NOX Rate Summer v3.1, Unit 5469 and retrofits | 626 | 1797 | Rate Constraint in lbs/MMBtu | FALSE | L | Annual | Allowances Banked | Thousand Tons | 0 | 0 | 0 | 0 | 0 | 0 | 0 | 0
IL Fac. Spec. - NOX Rate Summer v3.1, Unit 5469 and retrofits | 626 | 1797 | Rate Constraint in lbs/MMBtu | FALSE | L | Annual | Allowances Withdrawn (1:1) | Thousand Tons | 0 | 0 | 0 | 0 | 0 | 0 | 0 | 0
IL Fac. Spec. - NOX Rate Summer v3.1, Unit 5469 and retrofits | 626 | 1797 | Rate Constraint in lbs/MMBtu | FALSE | L | Annual | Allowances Withdrawn (n:1) | Thousand Tons | 0 | 0 | 0 | 0 | 0 | 0 | 0 | 0
IL Fac. Spec. - NOX Rate Summer v3.1, Unit 5469 and retrofits | 626 | 1797 | Rate Constraint in lbs/MMBtu | FALSE | L | Annual | Net Emissions Allowance Position | Thousand Tons | 0.38332 | 0 | 0 | 0 | 0 | 0 | 0 | 0
IL Fac. Spec. - NOX Rate Summer v3.1, Unit 5469 and retrofits | 626 | 1797 | Rate Constraint in lbs/MMBtu | FALSE | L | Annual | Fuel Consumed | TBtu | 11.7638 | 0 | 0 | 0 | 0 | 0 | 0 | 0
IL Fac. Spec. - NOX Rate Summer v3.1, Unit 5469 and retrofits | 626 | 1797 | Rate Constraint in lbs/MMBtu | FALSE | L | Annual | Rate | lb/MMBtu | 0.06517 | 0 | 0 | 0 | 0 | 0 | 0 | 0
IL Fac. Spec. - NOX Rate Summer v3.1, Unit 5469 and retrofits | 626 | 1797 | Rate Constraint in lbs/MMBtu | FALSE | L | Annual | Generation | TWh | 1.0876 | 0 | 0 | 0 | 0 | 0 | 0 | 0
IL Fac. Spec. - NOX Rate Summer v3.1, Unit 5469 and retrofits | 626 | 1797 | Rate Constraint in lbs/MMBtu | FALSE | L | Annual | Qualifying Generation | TWh | 1.0876 | 0 | 0 | 0 | 0 | 0 | 0 | 0
IL Fac. Spec. - NOX Rate Summer v3.1, Unit 5469 and retrofits | 626 | 1797 | Rate Constraint in lbs/MMBtu | FALSE | L | Annual | Rate | lb/MWh | 0.70488 | 0 | 0 | 0 | 0 | 0 | 0 | 0
IL Fac. Spec. - NOX Rate Summer v3.1, Unit 5469 and retrofits | 626 | 1797 | Rate Constraint in lbs/MMBtu | FALSE | L | Annual | Constraint Shadow Price | US2016$/Ton | 0 | 0 | 0 | 0 | 0 | 0 | 0 | 0
IL Fac. Spec. - NOX Rate Summer v3.1, Unit 5475 and retrofits | 627 | 1797 | Rate Constraint in lbs/MMBtu | FALSE | L | Annual | Seasons Included | Seasons | Summer | Summer | Summer | Summer | Summer | Summer | Summer | Summer
IL Fac. Spec. - NOX Rate Summer v3.1, Unit 5475 and retrofits | 627 | 1797 | Rate Constraint in lbs/MMBtu | FALSE | L | Annual | Standard NOX | lb/MMBtu | 0.25 | 0.25 | 0.25 | 0.25 | 0.25 | 0.25 | 0.25 | 0.25
IL Fac. Spec. - NOX Rate Summer v3.1, Unit 5475 and retrofits | 627 | 1797 | Rate Constraint in lbs/MMBtu | FALSE | L | Annual | Emissions at Affected Plants NOX | Thousand Tons | 0.4688 | 0.53438 | 0.5095 | 0.51888 | 0.5095 | 0.5095 | 0.5095 | 0.5095
IL Fac. Spec. - NOX Rate Summer v3.1, Unit 5475 and retrofits | 627 | 1797 | Rate Constraint in lbs/MMBtu | FALSE | L | Annual | Allowances Purchased NOX | Thousand Tons | 0 | 0 | 0 | 0 | 0 | 0 | 0 | 0
IL Fac. Spec. - NOX Rate Summer v3.1, Unit 5475 and retrofits | 627 | 1797 | Rate Constraint in lbs/MMBtu | FALSE | L | Annual | Allowances Sold NOX | Thousand Tons | 0 | 0 | 0 | 0 | 0 | 0 | 0 | 0
IL Fac. Spec. - NOX Rate Summer v3.1, Unit 5475 and retrofits | 627 | 1797 | Rate Constraint in lbs/MMBtu | FALSE | L | Annual | Allowances Banked | Thousand Tons | 0 | 0 | 0 | 0 | 0 | 0 | 0 | 0
IL Fac. Spec. - NOX Rate Summer v3.1, Unit 5475 and retrofits | 627 | 1797 | Rate Constraint in lbs/MMBtu | FALSE | L | Annual | Allowances Withdrawn (1:1) | Thousand Tons | 0 | 0 | 0 | 0 | 0 | 0 | 0 | 0
IL Fac. Spec. - NOX Rate Summer v3.1, Unit 5475 and retrofits | 627 | 1797 | Rate Constraint in lbs/MMBtu | FALSE | L | Annual | Allowances Withdrawn (n:1) | Thousand Tons | 0 | 0 | 0 | 0 | 0 | 0 | 0 | 0
IL Fac. Spec. - NOX Rate Summer v3.1, Unit 5475 and retrofits | 627 | 1797 | Rate Constraint in lbs/MMBtu | FALSE | L | Annual | Net Emissions Allowance Position | Thousand Tons | 0.4688 | 0.53438 | 0.5095 | 0.51888 | 0.5095 | 0.5095 | 0.5095 | 0.5095
IL Fac. Spec. - NOX Rate Summer v3.1, Unit 5475 and retrofits | 627 | 1797 | Rate Constraint in lbs/MMBtu | FALSE | L | Annual | Fuel Consumed | TBtu | 8.1758 | 9.3195 | 8.8857 | 9.0492 | 8.8857 | 8.8857 | 8.8857 | 8.8857
IL Fac. Spec. - NOX Rate Summer v3.1, Unit 5475 and retrofits | 627 | 1797 | Rate Constraint in lbs/MMBtu | FALSE | L | Annual | Rate | lb/MMBtu | 0.11468 | 0.11468 | 0.11468 | 0.11468 | 0.11468 | 0.11468 | 0.11468 | 0.11468
IL Fac. Spec. - NOX Rate Summer v3.1, Unit 5475 and retrofits | 627 | 1797 | Rate Constraint in lbs/MMBtu | FALSE | L | Annual | Generation | TWh | 0.73603 | 0.83899 | 0.82382 | 0.83899 | 0.82382 | 0.82382 | 0.82382 | 0.82382
IL Fac. Spec. - NOX Rate Summer v3.1, Unit 5475 and retrofits | 627 | 1797 | Rate Constraint in lbs/MMBtu | FALSE | L | Annual | Qualifying Generation | TWh | 0.73603 | 0.83899 | 0.82382 | 0.83899 | 0.82382 | 0.82382 | 0.82382 | 0.82382
IL Fac. Spec. - NOX Rate Summer v3.1, Unit 5475 and retrofits | 627 | 1797 | Rate Constraint in lbs/MMBtu | FALSE | L | Annual | Rate | lb/MWh | 1.2739 | 1.2739 | 1.2369 | 1.2369 | 1.2369 | 1.2369 | 1.2369 | 1.2369
IL Fac. Spec. - NOX Rate Summer v3.1, Unit 5475 and retrofits | 627 | 1797 | Rate Constraint in lbs/MMBtu | FALSE | L | Annual | Constraint Shadow Price | US2016$/Ton | 0 | 0 | 0 | 0 | 0 | 0 | 0 | 0
IL Fac. Spec. - NOX Rate Summer v3.1, Unit 5476 and retrofits | 628 | 1797 | Rate Constraint in lbs/MMBtu | FALSE | L | Annual | Seasons Included | Seasons | Summer | Summer | Summer | Summer | Summer | Summer | Summer | Summer
IL Fac. Spec. - NOX Rate Summer v3.1, Unit 5476 and retrofits | 628 | 1797 | Rate Constraint in lbs/MMBtu | FALSE | L | Annual | Standard NOX | lb/MMBtu | 0.25 | 0.25 | 0.25 | 0.25 | 0.25 | 0.25 | 0.25 | 0.25
IL Fac. Spec. - NOX Rate Summer v3.1, Unit 5476 and retrofits | 628 | 1797 | Rate Constraint in lbs/MMBtu | FALSE | L | Annual | Emissions at Affected Plants NOX | Thousand Tons | 0.40571 | 0.45982 | 0.43883 | 0.44649 | 0.43883 | 0.43883 | 0.43883 | 0.43883
IL Fac. Spec. - NOX Rate Summer v3.1, Unit 5476 and retrofits | 628 | 1797 | Rate Constraint in lbs/MMBtu | FALSE | L | Annual | Allowances Purchased NOX | Thousand Tons | 0 | 0 | 0 | 0 | 0 | 0 | 0 | 0
IL Fac. Spec. - NOX Rate Summer v3.1, Unit 5476 and retrofits | 628 | 1797 | Rate Constraint in lbs/MMBtu | FALSE | L | Annual | Allowances Sold NOX | Thousand Tons | 0 | 0 | 0 | 0 | 0 | 0 | 0 | 0
IL Fac. Spec. - NOX Rate Summer v3.1, Unit 5476 and retrofits | 628 | 1797 | Rate Constraint in lbs/MMBtu | FALSE | L | Annual | Allowances Banked | Thousand Tons | 0 | 0 | 0 | 0 | 0 | 0 | 0 | 0
IL Fac. Spec. - NOX Rate Summer v3.1, Unit 5476 and retrofits | 628 | 1797 | Rate Constraint in lbs/MMBtu | FALSE | L | Annual | Allowances Withdrawn (1:1) | Thousand Tons | 0 | 0 | 0 | 0 | 0 | 0 | 0 | 0
IL Fac. Spec. - NOX Rate Summer v3.1, Unit 5476 and retrofits | 628 | 1797 | Rate Constraint in lbs/MMBtu | FALSE | L | Annual | Allowances Withdrawn (n:1) | Thousand Tons | 0 | 0 | 0 | 0 | 0 | 0 | 0 | 0
IL Fac. Spec. - NOX Rate Summer v3.1, Unit 5476 and retrofits | 628 | 1797 | Rate Constraint in lbs/MMBtu | FALSE | L | Annual | Net Emissions Allowance Position | Thousand Tons | 0.40571 | 0.45982 | 0.43883 | 0.44649 | 0.43883 | 0.43883 | 0.43883 | 0.43883
IL Fac. Spec. - NOX Rate Summer v3.1, Unit 5476 and retrofits | 628 | 1797 | Rate Constraint in lbs/MMBtu | FALSE | L | Annual | Fuel Consumed | TBtu | 8.3504 | 9.4642 | 9.0321 | 9.1898 | 9.0321 | 9.0321 | 9.0321 | 9.0321
IL Fac. Spec. - NOX Rate Summer v3.1, Unit 5476 and retrofits | 628 | 1797 | Rate Constraint in lbs/MMBtu | FALSE | L | Annual | Rate | lb/MMBtu | 0.09717 | 0.09717 | 0.09717 | 0.09717 | 0.09717 | 0.09717 | 0.09717 | 0.09717
IL Fac. Spec. - NOX Rate Summer v3.1, Unit 5476 and retrofits | 628 | 1797 | Rate Constraint in lbs/MMBtu | FALSE | L | Annual | Generation | TWh | 0.75202 | 0.85233 | 0.83771 | 0.85233 | 0.83771 | 0.83771 | 0.83771 | 0.83771
IL Fac. Spec. - NOX Rate Summer v3.1, Unit 5476 and retrofits | 628 | 1797 | Rate Constraint in lbs/MMBtu | FALSE | L | Annual | Qualifying Generation | TWh | 0.75202 | 0.85233 | 0.83771 | 0.85233 | 0.83771 | 0.83771 | 0.83771 | 0.83771
IL Fac. Spec. - NOX Rate Summer v3.1, Unit 5476 and retrofits | 628 | 1797 | Rate Constraint in lbs/MMBtu | FALSE | L | Annual | Rate | lb/MWh | 1.079 | 1.079 | 1.0477 | 1.0477 | 1.0477 | 1.0477 | 1.0477 | 1.0477
IL Fac. Spec. - NOX Rate Summer v3.1, Unit 5476 and retrofits | 628 | 1797 | Rate Constraint in lbs/MMBtu | FALSE | L | Annual | Constraint Shadow Price | US2016$/Ton | 0 | 0 | 0 | 0 | 0 | 0 | 0 | 0
IL Fac. Spec. - NOX Rate Summer v3.1, Unit 5477 and retrofits | 629 | 1797 | Rate Constraint in lbs/MMBtu | FALSE | L | Annual | Seasons Included | Seasons | Summer | Summer | Summer | Summer | Summer | Summer | Summer | Summer
IL Fac. Spec. - NOX Rate Summer v3.1, Unit 5477 and retrofits | 629 | 1797 | Rate Constraint in lbs/MMBtu | FALSE | L | Annual | Standard NOX | lb/MMBtu | 0.25 | 0.25 | 0.25 | 0.25 | 0.25 | 0.25 | 0.25 | 0.25
IL Fac. Spec. - NOX Rate Summer v3.1, Unit 5477 and retrofits | 629 | 1797 | Rate Constraint in lbs/MMBtu | FALSE | L | Annual | Emissions at Affected Plants NOX | Thousand Tons | 0.47869 | 0.54254 | 0.51777 | 0.52681 | 0.51777 | 0.51777 | 0.51777 | 0.51777
IL Fac. Spec. - NOX Rate Summer v3.1, Unit 5477 and retrofits | 629 | 1797 | Rate Constraint in lbs/MMBtu | FALSE | L | Annual | Allowances Purchased NOX | Thousand Tons | 0 | 0 | 0 | 0 | 0 | 0 | 0 | 0
IL Fac. Spec. - NOX Rate Summer v3.1, Unit 5477 and retrofits | 629 | 1797 | Rate Constraint in lbs/MMBtu | FALSE | L | Annual | Allowances Sold NOX | Thousand Tons | 0 | 0 | 0 | 0 | 0 | 0 | 0 | 0
IL Fac. Spec. - NOX Rate Summer v3.1, Unit 5477 and retrofits | 629 | 1797 | Rate Constraint in lbs/MMBtu | FALSE | L | Annual | Allowances Banked | Thousand Tons | 0 | 0 | 0 | 0 | 0 | 0 | 0 | 0
IL Fac. Spec. - NOX Rate Summer v3.1, Unit 5477 and retrofits | 629 | 1797 | Rate Constraint in lbs/MMBtu | FALSE | L | Annual | Allowances Withdrawn (1:1) | Thousand Tons | 0 | 0 | 0 | 0 | 0 | 0 | 0 | 0
IL Fac. Spec. - NOX Rate Summer v3.1, Unit 5477 and retrofits | 629 | 1797 | Rate Constraint in lbs/MMBtu | FALSE | L | Annual | Allowances Withdrawn (n:1) | Thousand Tons | 0 | 0 | 0 | 0 | 0 | 0 | 0 | 0
IL Fac. Spec. - NOX Rate Summer v3.1, Unit 5477 and retrofits | 629 | 1797 | Rate Constraint in lbs/MMBtu | FALSE | L | Annual | Net Emissions Allowance Position | Thousand Tons | 0.47869 | 0.54254 | 0.51777 | 0.52681 | 0.51777 | 0.51777 | 0.51777 | 0.51777
IL Fac. Spec. - NOX Rate Summer v3.1, Unit 5477 and retrofits | 629 | 1797 | Rate Constraint in lbs/MMBtu | FALSE | L | Annual | Fuel Consumed | TBtu | 8.3534 | 9.4677 | 9.0354 | 9.1931 | 9.0354 | 9.0354 | 9.0354 | 9.0354
IL Fac. Spec. - NOX Rate Summer v3.1, Unit 5477 and retrofits | 629 | 1797 | Rate Constraint in lbs/MMBtu | FALSE | L | Annual | Rate | lb/MMBtu | 0.11461 | 0.11461 | 0.11461 | 0.11461 | 0.11461 | 0.11461 | 0.11461 | 0.11461
IL Fac. Spec. - NOX Rate Summer v3.1, Unit 5477 and retrofits | 629 | 1797 | Rate Constraint in lbs/MMBtu | FALSE | L | Annual | Generation | TWh | 0.75202 | 0.85233 | 0.83771 | 0.85233 | 0.83771 | 0.83771 | 0.83771 | 0.83771
IL Fac. Spec. - NOX Rate Summer v3.1, Unit 5477 and retrofits | 629 | 1797 | Rate Constraint in lbs/MMBtu | FALSE | L | Annual | Qualifying Generation | TWh | 0.75202 | 0.85233 | 0.83771 | 0.85233 | 0.83771 | 0.83771 | 0.83771 | 0.83771
IL Fac. Spec. - NOX Rate Summer v3.1, Unit 5477 and retrofits | 629 | 1797 | Rate Constraint in lbs/MMBtu | FALSE | L | Annual | Rate | lb/MWh | 1.2731 | 1.2731 | 1.2362 | 1.2362 | 1.2362 | 1.2362 | 1.2362 | 1.2362
IL Fac. Spec. - NOX Rate Summer v3.1, Unit 5477 and retrofits | 629 | 1797 | Rate Constraint in lbs/MMBtu | FALSE | L | Annual | Constraint Shadow Price | US2016$/Ton | 0 | 0 | 0 | 0 | 0 | 0 | 0 | 0
IL Fac. Spec. - NOX Rate Summer v3.1, Unit 5478 and retrofits | 630 | 1797 | Rate Constraint in lbs/MMBtu | FALSE | L | Annual | Seasons Included | Seasons | Summer | Summer | Summer | Summer | Summer | Summer | Summer | Summer
IL Fac. Spec. - NOX Rate Summer v3.1, Unit 5478 and retrofits | 630 | 1797 | Rate Constraint in lbs/MMBtu | FALSE | L | Annual | Standard NOX | lb/MMBtu | 0.25 | 0.25 | 0.25 | 0.25 | 0.25 | 0.25 | 0.25 | 0.25
IL Fac. Spec. - NOX Rate Summer v3.1, Unit 5478 and retrofits | 630 | 1797 | Rate Constraint in lbs/MMBtu | FALSE | L | Annual | Emissions at Affected Plants NOX | Thousand Tons | 0.41042 | 0.46517 | 0.44393 | 0.45168 | 0.44393 | 0.44393 | 0.44393 | 0.44393
IL Fac. Spec. - NOX Rate Summer v3.1, Unit 5478 and retrofits | 630 | 1797 | Rate Constraint in lbs/MMBtu | FALSE | L | Annual | Allowances Purchased NOX | Thousand Tons | 0 | 0 | 0 | 0 | 0 | 0 | 0 | 0
IL Fac. Spec. - NOX Rate Summer v3.1, Unit 5478 and retrofits | 630 | 1797 | Rate Constraint in lbs/MMBtu | FALSE | L | Annual | Allowances Sold NOX | Thousand Tons | 0 | 0 | 0 | 0 | 0 | 0 | 0 | 0
IL Fac. Spec. - NOX Rate Summer v3.1, Unit 5478 and retrofits | 630 | 1797 | Rate Constraint in lbs/MMBtu | FALSE | L | Annual | Allowances Banked | Thousand Tons | 0 | 0 | 0 | 0 | 0 | 0 | 0 | 0
IL Fac. Spec. - NOX Rate Summer v3.1, Unit 5478 and retrofits | 630 | 1797 | Rate Constraint in lbs/MMBtu | FALSE | L | Annual | Allowances Withdrawn (1:1) | Thousand Tons | 0 | 0 | 0 | 0 | 0 | 0 | 0 | 0
IL Fac. Spec. - NOX Rate Summer v3.1, Unit 5478 and retrofits | 630 | 1797 | Rate Constraint in lbs/MMBtu | FALSE | L | Annual | Allowances Withdrawn (n:1) | Thousand Tons | 0 | 0 | 0 | 0 | 0 | 0 | 0 | 0
IL Fac. Spec. - NOX Rate Summer v3.1, Unit 5478 and retrofits | 630 | 1797 | Rate Constraint in lbs/MMBtu | FALSE | L | Annual | Net Emissions Allowance Position | Thousand Tons | 0.41042 | 0.46517 | 0.44393 | 0.45168 | 0.44393 | 0.44393 | 0.44393 | 0.44393
IL Fac. Spec. - NOX Rate Summer v3.1, Unit 5478 and retrofits | 630 | 1797 | Rate Constraint in lbs/MMBtu | FALSE | L | Annual | Fuel Consumed | TBtu | 8.3504 | 9.4642 | 9.0321 | 9.1898 | 9.0321 | 9.0321 | 9.0321 | 9.0321
IL Fac. Spec. - NOX Rate Summer v3.1, Unit 5478 and retrofits | 630 | 1797 | Rate Constraint in lbs/MMBtu | FALSE | L | Annual | Rate | lb/MMBtu | 0.0983 | 0.0983 | 0.0983 | 0.0983 | 0.0983 | 0.0983 | 0.0983 | 0.0983
IL Fac. Spec. - NOX Rate Summer v3.1, Unit 5478 and retrofits | 630 | 1797 | Rate Constraint in lbs/MMBtu | FALSE | L | Annual | Generation | TWh | 0.75202 | 0.85233 | 0.83771 | 0.85233 | 0.83771 | 0.83771 | 0.83771 | 0.83771
IL Fac. Spec. - NOX Rate Summer v3.1, Unit 5478 and retrofits | 630 | 1797 | Rate Constraint in lbs/MMBtu | FALSE | L | Annual | Qualifying Generation | TWh | 0.75202 | 0.85233 | 0.83771 | 0.85233 | 0.83771 | 0.83771 | 0.83771 | 0.83771
IL Fac. Spec. - NOX Rate Summer v3.1, Unit 5478 and retrofits | 630 | 1797 | Rate Constraint in lbs/MMBtu | FALSE | L | Annual | Rate | lb/MWh | 1.0915 | 1.0915 | 1.0599 | 1.0599 | 1.0599 | 1.0599 | 1.0599 | 1.0599
IL Fac. Spec. - NOX Rate Summer v3.1, Unit 5478 and retrofits | 630 | 1797 | Rate Constraint in lbs/MMBtu | FALSE | L | Annual | Constraint Shadow Price | US2016$/Ton | 0 | 0 | 0 | 0 | 0 | 0 | 0 | 0
IL Fac. Spec. - NOX Rate Summer v3.1, Unit 5483 and retrofits | 631 | 1797 | Rate Constraint in lbs/MMBtu | FALSE | L | Annual | Seasons Included | Seasons | Summer | Summer | Summer | Summer | Summer | Summer | Summer | Summer
IL Fac. Spec. - NOX Rate Summer v3.1, Unit 5483 and retrofits | 631 | 1797 | Rate Constraint in lbs/MMBtu | FALSE | L | Annual | Standard NOX | lb/MMBtu | 0.25 | 0.25 | 0.25 | 0.25 | 0.25 | 0.25 | 0.25 | 0.25
IL Fac. Spec. - NOX Rate Summer v3.1, Unit 5483 and retrofits | 631 | 1797 | Rate Constraint in lbs/MMBtu | FALSE | L | Annual | Emissions at Affected Plants NOX | Thousand Tons | 0.29847 | 0 | 0 | 0 | 0 | 0 | 0 | 0
IL Fac. Spec. - NOX Rate Summer v3.1, Unit 5483 and retrofits | 631 | 1797 | Rate Constraint in lbs/MMBtu | FALSE | L | Annual | Allowances Purchased NOX | Thousand Tons | 0 | 0 | 0 | 0 | 0 | 0 | 0 | 0
IL Fac. Spec. - NOX Rate Summer v3.1, Unit 5483 and retrofits | 631 | 1797 | Rate Constraint in lbs/MMBtu | FALSE | L | Annual | Allowances Sold NOX | Thousand Tons | 0 | 0 | 0 | 0 | 0 | 0 | 0 | 0
IL Fac. Spec. - NOX Rate Summer v3.1, Unit 5483 and retrofits | 631 | 1797 | Rate Constraint in lbs/MMBtu | FALSE | L | Annual | Allowances Banked | Thousand Tons | 0 | 0 | 0 | 0 | 0 | 0 | 0 | 0
IL Fac. Spec. - NOX Rate Summer v3.1, Unit 5483 and retrofits | 631 | 1797 | Rate Constraint in lbs/MMBtu | FALSE | L | Annual | Allowances Withdrawn (1:1) | Thousand Tons | 0 | 0 | 0 | 0 | 0 | 0 | 0 | 0
IL Fac. Spec. - NOX Rate Summer v3.1, Unit 5483 and retrofits | 631 | 1797 | Rate Constraint in lbs/MMBtu | FALSE | L | Annual | Allowances Withdrawn (n:1) | Thousand Tons | 0 | 0 | 0 | 0 | 0 | 0 | 0 | 0
IL Fac. Spec. - NOX Rate Summer v3.1, Unit 5483 and retrofits | 631 | 1797 | Rate Constraint in lbs/MMBtu | FALSE | L | Annual | Net Emissions Allowance Position | Thousand Tons | 0.29847 | 0 | 0 | 0 | 0 | 0 | 0 | 0
IL Fac. Spec. - NOX Rate Summer v3.1, Unit 5483 and retrofits | 631 | 1797 | Rate Constraint in lbs/MMBtu | FALSE | L | Annual | Fuel Consumed | TBtu | 5.8198 | 0 | 0 | 0 | 0 | 0 | 0 | 0
IL Fac. Spec. - NOX Rate Summer v3.1, Unit 5483 and retrofits | 631 | 1797 | Rate Constraint in lbs/MMBtu | FALSE | L | Annual | Rate | lb/MMBtu | 0.10257 | 0 | 0 | 0 | 0 | 0 | 0 | 0
IL Fac. Spec. - NOX Rate Summer v3.1, Unit 5483 and retrofits | 631 | 1797 | Rate Constraint in lbs/MMBtu | FALSE | L | Annual | Generation | TWh | 0.54605 | 0 | 0 | 0 | 0 | 0 | 0 | 0
IL Fac. Spec. - NOX Rate Summer v3.1, Unit 5483 and retrofits | 631 | 1797 | Rate Constraint in lbs/MMBtu | FALSE | L | Annual | Qualifying Generation | TWh | 0.54605 | 0 | 0 | 0 | 0 | 0 | 0 | 0
IL Fac. Spec. - NOX Rate Summer v3.1, Unit 5483 and retrofits | 631 | 1797 | Rate Constraint in lbs/MMBtu | FALSE | L | Annual | Rate | lb/MWh | 1.0932 | 0 | 0 | 0 | 0 | 0 | 0 | 0
IL Fac. Spec. - NOX Rate Summer v3.1, Unit 5483 and retrofits | 631 | 1797 | Rate Constraint in lbs/MMBtu | FALSE | L | Annual | Constraint Shadow Price | US2016$/Ton | 0 | 0 | 0 | 0 | 0 | 0 | 0 | 0
IL Fac. Spec. - NOX Rate Summer v3.1, Unit 5484 and retrofits | 632 | 1797 | Rate Constraint in lbs/MMBtu | FALSE | L | Annual | Seasons Included | Seasons | Summer | Summer | Summer | Summer | Summer | Summer | Summer | Summer
IL Fac. Spec. - NOX Rate Summer v3.1, Unit 5484 and retrofits | 632 | 1797 | Rate Constraint in lbs/MMBtu | FALSE | L | Annual | Standard NOX | lb/MMBtu | 0.25 | 0.25 | 0.25 | 0.25 | 0.25 | 0.25 | 0.25 | 0.25
IL Fac. Spec. - NOX Rate Summer v3.1, Unit 5484 and retrofits | 632 | 1797 | Rate Constraint in lbs/MMBtu | FALSE | L | Annual | Emissions at Affected Plants NOX | Thousand Tons | 0.35335 | 0.47013 | 0.39401 | 0.51747 | 0.39401 | 0.39401 | 0 | 0
IL Fac. Spec. - NOX Rate Summer v3.1, Unit 5484 and retrofits | 632 | 1797 | Rate Constraint in lbs/MMBtu | FALSE | L | Annual | Allowances Purchased NOX | Thousand Tons | 0 | 0 | 0 | 0 | 0 | 0 | 0 | 0
IL Fac. Spec. - NOX Rate Summer v3.1, Unit 5484 and retrofits | 632 | 1797 | Rate Constraint in lbs/MMBtu | FALSE | L | Annual | Allowances Sold NOX | Thousand Tons | 0 | 0 | 0 | 0 | 0 | 0 | 0 | 0
IL Fac. Spec. - NOX Rate Summer v3.1, Unit 5484 and retrofits | 632 | 1797 | Rate Constraint in lbs/MMBtu | FALSE | L | Annual | Allowances Banked | Thousand Tons | 0 | 0 | 0 | 0 | 0 | 0 | 0 | 0
IL Fac. Spec. - NOX Rate Summer v3.1, Unit 5484 and retrofits | 632 | 1797 | Rate Constraint in lbs/MMBtu | FALSE | L | Annual | Allowances Withdrawn (1:1) | Thousand Tons | 0 | 0 | 0 | 0 | 0 | 0 | 0 | 0
IL Fac. Spec. - NOX Rate Summer v3.1, Unit 5484 and retrofits | 632 | 1797 | Rate Constraint in lbs/MMBtu | FALSE | L | Annual | Allowances Withdrawn (n:1) | Thousand Tons | 0 | 0 | 0 | 0 | 0 | 0 | 0 | 0
IL Fac. Spec. - NOX Rate Summer v3.1, Unit 5484 and retrofits | 632 | 1797 | Rate Constraint in lbs/MMBtu | FALSE | L | Annual | Net Emissions Allowance Position | Thousand Tons | 0.35335 | 0.47013 | 0.39401 | 0.51747 | 0.39401 | 0.39401 | 0 | 0
IL Fac. Spec. - NOX Rate Summer v3.1, Unit 5484 and retrofits | 632 | 1797 | Rate Constraint in lbs/MMBtu | FALSE | L | Annual | Fuel Consumed | TBtu | 6.5448 | 8.7076 | 7.2979 | 9.5845 | 7.2979 | 7.2979 | 0 | 0
IL Fac. Spec. - NOX Rate Summer v3.1, Unit 5484 and retrofits | 632 | 1797 | Rate Constraint in lbs/MMBtu | FALSE | L | Annual | Rate | lb/MMBtu | 0.10798 | 0.10798 | 0.10798 | 0.10798 | 0.10798 | 0.10798 | 0 | 0
IL Fac. Spec. - NOX Rate Summer v3.1, Unit 5484 and retrofits | 632 | 1797 | Rate Constraint in lbs/MMBtu | FALSE | L | Annual | Generation | TWh | 0.60099 | 0.7996 | 0.68313 | 0.89717 | 0.68313 | 0.68313 | 0 | 0
IL Fac. Spec. - NOX Rate Summer v3.1, Unit 5484 and retrofits | 632 | 1797 | Rate Constraint in lbs/MMBtu | FALSE | L | Annual | Qualifying Generation | TWh | 0.60099 | 0.7996 | 0.68313 | 0.89717 | 0.68313 | 0.68313 | 0 | 0
IL Fac. Spec. - NOX Rate Summer v3.1, Unit 5484 and retrofits | 632 | 1797 | Rate Constraint in lbs/MMBtu | FALSE | L | Annual | Rate | lb/MWh | 1.1759 | 1.1759 | 1.1536 | 1.1536 | 1.1536 | 1.1536 | 0 | 0
IL Fac. Spec. - NOX Rate Summer v3.1, Unit 5484 and retrofits | 632 | 1797 | Rate Constraint in lbs/MMBtu | FALSE | L | Annual | Constraint Shadow Price | US2016$/Ton | 0 | 0 | 0 | 0 | 0 | 0 | 0 | 0
IL Fac. Spec. - NOX Rate Summer v3.1, Unit 5644 and retrofits | 633 | 1797 | Rate Constraint in lbs/MMBtu | FALSE | L | Annual | Seasons Included | Seasons | Summer | Summer | Summer | Summer | Summer | Summer | Summer | Summer
IL Fac. Spec. - NOX Rate Summer v3.1, Unit 5644 and retrofits | 633 | 1797 | Rate Constraint in lbs/MMBtu | FALSE | L | Annual | Standard NOX | lb/MMBtu | 0.25 | 0.25 | 0.25 | 0.25 | 0.25 | 0.25 | 0.25 | 0.25
IL Fac. Spec. - NOX Rate Summer v3.1, Unit 5644 and retrofits | 633 | 1797 | Rate Constraint in lbs/MMBtu | FALSE | L | Annual | Emissions at Affected Plants NOX | Thousand Tons | 0 | 0 | 0 | 0 | 0 | 0 | 0 | 0
IL Fac. Spec. - NOX Rate Summer v3.1, Unit 5644 and retrofits | 633 | 1797 | Rate Constraint in lbs/MMBtu | FALSE | L | Annual | Allowances Purchased NOX | Thousand Tons | 0 | 0 | 0 | 0 | 0 | 0 | 0 | 0
IL Fac. Spec. - NOX Rate Summer v3.1, Unit 5644 and retrofits | 633 | 1797 | Rate Constraint in lbs/MMBtu | FALSE | L | Annual | Allowances Sold NOX | Thousand Tons | 0 | 0 | 0 | 0 | 0 | 0 | 0 | 0
IL Fac. Spec. - NOX Rate Summer v3.1, Unit 5644 and retrofits | 633 | 1797 | Rate Constraint in lbs/MMBtu | FALSE | L | Annual | Allowances Banked | Thousand Tons | 0 | 0 | 0 | 0 | 0 | 0 | 0 | 0
IL Fac. Spec. - NOX Rate Summer v3.1, Unit 5644 and retrofits | 633 | 1797 | Rate Constraint in lbs/MMBtu | FALSE | L | Annual | Allowances Withdrawn (1:1) | Thousand Tons | 0 | 0 | 0 | 0 | 0 | 0 | 0 | 0
IL Fac. Spec. - NOX Rate Summer v3.1, Unit 5644 and retrofits | 633 | 1797 | Rate Constraint in lbs/MMBtu | FALSE | L | Annual | Allowances Withdrawn (n:1) | Thousand Tons | 0 | 0 | 0 | 0 | 0 | 0 | 0 | 0
IL Fac. Spec. - NOX Rate Summer v3.1, Unit 5644 and retrofits | 633 | 1797 | Rate Constraint in lbs/MMBtu | FALSE | L | Annual | Net Emissions Allowance Position | Thousand Tons | 0 | 0 | 0 | 0 | 0 | 0 | 0 | 0
IL Fac. Spec. - NOX Rate Summer v3.1, Unit 5644 and retrofits | 633 | 1797 | Rate Constraint in lbs/MMBtu | FALSE | L | Annual | Fuel Consumed | TBtu | 0 | 0 | 0 | 0 | 0 | 0 | 0 | 0
IL Fac. Spec. - NOX Rate Summer v3.1, Unit 5644 and retrofits | 633 | 1797 | Rate Constraint in lbs/MMBtu | FALSE | L | Annual | Rate | lb/MMBtu | 0 | 0 | 0 | 0 | 0 | 0 | 0 | 0
IL Fac. Spec. - NOX Rate Summer v3.1, Unit 5644 and retrofits | 633 | 1797 | Rate Constraint in lbs/MMBtu | FALSE | L | Annual | Generation | TWh | 0 | 0 | 0 | 0 | 0 | 0 | 0 | 0
IL Fac. Spec. - NOX Rate Summer v3.1, Unit 5644 and retrofits | 633 | 1797 | Rate Constraint in lbs/MMBtu | FALSE | L | Annual | Qualifying Generation | TWh | 0 | 0 | 0 | 0 | 0 | 0 | 0 | 0
IL Fac. Spec. - NOX Rate Summer v3.1, Unit 5644 and retrofits | 633 | 1797 | Rate Constraint in lbs/MMBtu | FALSE | L | Annual | Rate | lb/MWh | 0 | 0 | 0 | 0 | 0 | 0 | 0 | 0
IL Fac. Spec. - NOX Rate Summer v3.1, Unit 5644 and retrofits | 633 | 1797 | Rate Constraint in lbs/MMBtu | FALSE | L | Annual | Constraint Shadow Price | US2016$/Ton | 0 | 0 | 0 | 0 | 0 | 0 | 0 | 0
IL Fac. Spec. - NOX Rate Summer v3.1, Unit 5645 and retrofits | 634 | 1797 | Rate Constraint in lbs/MMBtu | FALSE | L | Annual | Seasons Included | Seasons | Summer | Summer | Summer | Summer | Summer | Summer | Summer | Summer
IL Fac. Spec. - NOX Rate Summer v3.1, Unit 5645 and retrofits | 634 | 1797 | Rate Constraint in lbs/MMBtu | FALSE | L | Annual | Standard NOX | lb/MMBtu | 0.25 | 0.25 | 0.25 | 0.25 | 0.25 | 0.25 | 0.25 | 0.25
IL Fac. Spec. - NOX Rate Summer v3.1, Unit 5645 and retrofits | 634 | 1797 | Rate Constraint in lbs/MMBtu | FALSE | L | Annual | Emissions at Affected Plants NOX | Thousand Tons | 0 | 0 | 0 | 0 | 0 | 0 | 0 | 0
IL Fac. Spec. - NOX Rate Summer v3.1, Unit 5645 and retrofits | 634 | 1797 | Rate Constraint in lbs/MMBtu | FALSE | L | Annual | Allowances Purchased NOX | Thousand Tons | 0 | 0 | 0 | 0 | 0 | 0 | 0 | 0
IL Fac. Spec. - NOX Rate Summer v3.1, Unit 5645 and retrofits | 634 | 1797 | Rate Constraint in lbs/MMBtu | FALSE | L | Annual | Allowances Sold NOX | Thousand Tons | 0 | 0 | 0 | 0 | 0 | 0 | 0 | 0
IL Fac. Spec. - NOX Rate Summer v3.1, Unit 5645 and retrofits | 634 | 1797 | Rate Constraint in lbs/MMBtu | FALSE | L | Annual | Allowances Banked | Thousand Tons | 0 | 0 | 0 | 0 | 0 | 0 | 0 | 0
IL Fac. Spec. - NOX Rate Summer v3.1, Unit 5645 and retrofits | 634 | 1797 | Rate Constraint in lbs/MMBtu | FALSE | L | Annual | Allowances Withdrawn (1:1) | Thousand Tons | 0 | 0 | 0 | 0 | 0 | 0 | 0 | 0
IL Fac. Spec. - NOX Rate Summer v3.1, Unit 5645 and retrofits | 634 | 1797 | Rate Constraint in lbs/MMBtu | FALSE | L | Annual | Allowances Withdrawn (n:1) | Thousand Tons | 0 | 0 | 0 | 0 | 0 | 0 | 0 | 0
IL Fac. Spec. - NOX Rate Summer v3.1, Unit 5645 and retrofits | 634 | 1797 | Rate Constraint in lbs/MMBtu | FALSE | L | Annual | Net Emissions Allowance Position | Thousand Tons | 0 | 0 | 0 | 0 | 0 | 0 | 0 | 0
IL Fac. Spec. - NOX Rate Summer v3.1, Unit 5645 and retrofits | 634 | 1797 | Rate Constraint in lbs/MMBtu | FALSE | L | Annual | Fuel Consumed | TBtu | 0 | 0 | 0 | 0 | 0 | 0 | 0 | 0
IL Fac. Spec. - NOX Rate Summer v3.1, Unit 5645 and retrofits | 634 | 1797 | Rate Constraint in lbs/MMBtu | FALSE | L | Annual | Rate | lb/MMBtu | 0 | 0 | 0 | 0 | 0 | 0 | 0 | 0
IL Fac. Spec. - NOX Rate Summer v3.1, Unit 5645 and retrofits | 634 | 1797 | Rate Constraint in lbs/MMBtu | FALSE | L | Annual | Generation | TWh | 0 | 0 | 0 | 0 | 0 | 0 | 0 | 0
IL Fac. Spec. - NOX Rate Summer v3.1, Unit 5645 and retrofits | 634 | 1797 | Rate Constraint in lbs/MMBtu | FALSE | L | Annual | Qualifying Generation | TWh | 0 | 0 | 0 | 0 | 0 | 0 | 0 | 0
IL Fac. Spec. - NOX Rate Summer v3.1, Unit 5645 and retrofits | 634 | 1797 | Rate Constraint in lbs/MMBtu | FALSE | L | Annual | Rate | lb/MWh | 0 | 0 | 0 | 0 | 0 | 0 | 0 | 0
IL Fac. Spec. - NOX Rate Summer v3.1, Unit 5645 and retrofits | 634 | 1797 | Rate Constraint in lbs/MMBtu | FALSE | L | Annual | Constraint Shadow Price | US2016$/Ton | 0 | 0 | 0 | 0 | 0 | 0 | 0 | 0
IL Fac. Spec. - NOX Rate Summer v3.1, Unit 5646 and retrofits | 635 | 1797 | Rate Constraint in lbs/MMBtu | FALSE | L | Annual | Seasons Included | Seasons | Summer | Summer | Summer | Summer | Summer | Summer | Summer | Summer
IL Fac. Spec. - NOX Rate Summer v3.1, Unit 5646 and retrofits | 635 | 1797 | Rate Constraint in lbs/MMBtu | FALSE | L | Annual | Standard NOX | lb/MMBtu | 0.25 | 0.25 | 0.25 | 0.25 | 0.25 | 0.25 | 0.25 | 0.25
IL Fac. Spec. - NOX Rate Summer v3.1, Unit 5646 and retrofits | 635 | 1797 | Rate Constraint in lbs/MMBtu | FALSE | L | Annual | Emissions at Affected Plants NOX | Thousand Tons | 0 | 0 | 0 | 0 | 0 | 0 | 0 | 0
IL Fac. Spec. - NOX Rate Summer v3.1, Unit 5646 and retrofits | 635 | 1797 | Rate Constraint in lbs/MMBtu | FALSE | L | Annual | Allowances Purchased NOX | Thousand Tons | 0 | 0 | 0 | 0 | 0 | 0 | 0 | 0
IL Fac. Spec. - NOX Rate Summer v3.1, Unit 5646 and retrofits | 635 | 1797 | Rate Constraint in lbs/MMBtu | FALSE | L | Annual | Allowances Sold NOX | Thousand Tons | 0 | 0 | 0 | 0 | 0 | 0 | 0 | 0
IL Fac. Spec. - NOX Rate Summer v3.1, Unit 5646 and retrofits | 635 | 1797 | Rate Constraint in lbs/MMBtu | FALSE | L | Annual | Allowances Banked | Thousand Tons | 0 | 0 | 0 | 0 | 0 | 0 | 0 | 0
IL Fac. Spec. - NOX Rate Summer v3.1, Unit 5646 and retrofits | 635 | 1797 | Rate Constraint in lbs/MMBtu | FALSE | L | Annual | Allowances Withdrawn (1:1) | Thousand Tons | 0 | 0 | 0 | 0 | 0 | 0 | 0 | 0
IL Fac. Spec. - NOX Rate Summer v3.1, Unit 5646 and retrofits | 635 | 1797 | Rate Constraint in lbs/MMBtu | FALSE | L | Annual | Allowances Withdrawn (n:1) | Thousand Tons | 0 | 0 | 0 | 0 | 0 | 0 | 0 | 0
IL Fac. Spec. - NOX Rate Summer v3.1, Unit 5646 and retrofits | 635 | 1797 | Rate Constraint in lbs/MMBtu | FALSE | L | Annual | Net Emissions Allowance Position | Thousand Tons | 0 | 0 | 0 | 0 | 0 | 0 | 0 | 0
IL Fac. Spec. - NOX Rate Summer v3.1, Unit 5646 and retrofits | 635 | 1797 | Rate Constraint in lbs/MMBtu | FALSE | L | Annual | Fuel Consumed | TBtu | 0 | 0 | 0 | 0 | 0 | 0 | 0 | 0
IL Fac. Spec. - NOX Rate Summer v3.1, Unit 5646 and retrofits | 635 | 1797 | Rate Constraint in lbs/MMBtu | FALSE | L | Annual | Rate | lb/MMBtu | 0 | 0 | 0 | 0 | 0 | 0 | 0 | 0
IL Fac. Spec. - NOX Rate Summer v3.1, Unit 5646 and retrofits | 635 | 1797 | Rate Constraint in lbs/MMBtu | FALSE | L | Annual | Generation | TWh | 0 | 0 | 0 | 0 | 0 | 0 | 0 | 0
IL Fac. Spec. - NOX Rate Summer v3.1, Unit 5646 and retrofits | 635 | 1797 | Rate Constraint in lbs/MMBtu | FALSE | L | Annual | Qualifying Generation | TWh | 0 | 0 | 0 | 0 | 0 | 0 | 0 | 0
IL Fac. Spec. - NOX Rate Summer v3.1, Unit 5646 and retrofits | 635 | 1797 | Rate Constraint in lbs/MMBtu | FALSE | L | Annual | Rate | lb/MWh | 0 | 0 | 0 | 0 | 0 | 0 | 0 | 0
IL Fac. Spec. - NOX Rate Summer v3.1, Unit 5646 and retrofits | 635 | 1797 | Rate Constraint in lbs/MMBtu | FALSE | L | Annual | Constraint Shadow Price | US2016$/Ton | 0 | 0 | 0 | 0 | 0 | 0 | 0 | 0
IL Fac. Spec. - NOX Rate Summer v3.1, Unit 5663 and retrofits | 636 | 1797 | Rate Constraint in lbs/MMBtu | FALSE | L | Annual | Seasons Included | Seasons | Summer | Summer | Summer | Summer | Summer | Summer | Summer | Summer
IL Fac. Spec. - NOX Rate Summer v3.1, Unit 5663 and retrofits | 636 | 1797 | Rate Constraint in lbs/MMBtu | FALSE | L | Annual | Standard NOX | lb/MMBtu | 0.25 | 0.25 | 0.25 | 0.25 | 0.25 | 0.25 | 0.25 | 0.25
IL Fac. Spec. - NOX Rate Summer v3.1, Unit 5663 and retrofits | 636 | 1797 | Rate Constraint in lbs/MMBtu | FALSE | L | Annual | Emissions at Affected Plants NOX | Thousand Tons | 0.12172 | 0.12172 | 0.11782 | 0.11782 | 0.11782 | 0.11782 | 0.11782 | 0.11782
IL Fac. Spec. - NOX Rate Summer v3.1, Unit 5663 and retrofits | 636 | 1797 | Rate Constraint in lbs/MMBtu | FALSE | L | Annual | Allowances Purchased NOX | Thousand Tons | 0 | 0 | 0 | 0 | 0 | 0 | 0 | 0
IL Fac. Spec. - NOX Rate Summer v3.1, Unit 5663 and retrofits | 636 | 1797 | Rate Constraint in lbs/MMBtu | FALSE | L | Annual | Allowances Sold NOX | Thousand Tons | 0 | 0 | 0 | 0 | 0 | 0 | 0 | 0
IL Fac. Spec. - NOX Rate Summer v3.1, Unit 5663 and retrofits | 636 | 1797 | Rate Constraint in lbs/MMBtu | FALSE | L | Annual | Allowances Banked | Thousand Tons | 0 | 0 | 0 | 0 | 0 | 0 | 0 | 0
IL Fac. Spec. - NOX Rate Summer v3.1, Unit 5663 and retrofits | 636 | 1797 | Rate Constraint in lbs/MMBtu | FALSE | L | Annual | Allowances Withdrawn (1:1) | Thousand Tons | 0 | 0 | 0 | 0 | 0 | 0 | 0 | 0
IL Fac. Spec. - NOX Rate Summer v3.1, Unit 5663 and retrofits | 636 | 1797 | Rate Constraint in lbs/MMBtu | FALSE | L | Annual | Allowances Withdrawn (n:1) | Thousand Tons | 0 | 0 | 0 | 0 | 0 | 0 | 0 | 0
IL Fac. Spec. - NOX Rate Summer v3.1, Unit 5663 and retrofits | 636 | 1797 | Rate Constraint in lbs/MMBtu | FALSE | L | Annual | Net Emissions Allowance Position | Thousand Tons | 0.12172 | 0.12172 | 0.11782 | 0.11782 | 0.11782 | 0.11782 | 0.11782 | 0.11782
IL Fac. Spec. - NOX Rate Summer v3.1, Unit 5663 and retrofits | 636 | 1797 | Rate Constraint in lbs/MMBtu | FALSE | L | Annual | Fuel Consumed | TBtu | 2.423 | 2.423 | 2.3454 | 2.3454 | 2.3454 | 2.3454 | 2.3454 | 2.3454
IL Fac. Spec. - NOX Rate Summer v3.1, Unit 5663 and retrofits | 636 | 1797 | Rate Constraint in lbs/MMBtu | FALSE | L | Annual | Rate | lb/MMBtu | 0.10047 | 0.10047 | 0.10047 | 0.10047 | 0.10047 | 0.10047 | 0.10047 | 0.10047
IL Fac. Spec. - NOX Rate Summer v3.1, Unit 5663 and retrofits | 636 | 1797 | Rate Constraint in lbs/MMBtu | FALSE | L | Annual | Generation | TWh | 0.20967 | 0.20967 | 0.20967 | 0.20967 | 0.20967 | 0.20967 | 0.20967 | 0.20967
IL Fac. Spec. - NOX Rate Summer v3.1, Unit 5663 and retrofits | 636 | 1797 | Rate Constraint in lbs/MMBtu | FALSE | L | Annual | Qualifying Generation | TWh | 0.20967 | 0.20967 | 0.20967 | 0.20967 | 0.20967 | 0.20967 | 0.20967 | 0.20967
IL Fac. Spec. - NOX Rate Summer v3.1, Unit 5663 and retrofits | 636 | 1797 | Rate Constraint in lbs/MMBtu | FALSE | L | Annual | Rate | lb/MWh | 1.161 | 1.161 | 1.1239 | 1.1239 | 1.1239 | 1.1239 | 1.1239 | 1.1239
IL Fac. Spec. - NOX Rate Summer v3.1, Unit 5663 and retrofits | 636 | 1797 | Rate Constraint in lbs/MMBtu | FALSE | L | Annual | Constraint Shadow Price | US2016$/Ton | 0 | 0 | 0 | 0 | 0 | 0 | 0 | 0
IL Fac. Spec. - NOX Rate Summer v3.1, Unit 5664 and retrofits | 637 | 1797 | Rate Constraint in lbs/MMBtu | FALSE | L | Annual | Seasons Included | Seasons | Summer | Summer | Summer | Summer | Summer | Summer | Summer | Summer
IL Fac. Spec. - NOX Rate Summer v3.1, Unit 5664 and retrofits | 637 | 1797 | Rate Constraint in lbs/MMBtu | FALSE | L | Annual | Standard NOX | lb/MMBtu | 0.25 | 0.25 | 0.25 | 0.25 | 0.25 | 0.25 | 0.25 | 0.25
IL Fac. Spec. - NOX Rate Summer v3.1, Unit 5664 and retrofits | 637 | 1797 | Rate Constraint in lbs/MMBtu | FALSE | L | Annual | Emissions at Affected Plants NOX | Thousand Tons | 0.13265 | 0.13265 | 0.1284 | 0.1284 | 0.1284 | 0.1284 | 0.1284 | 0.1284
IL Fac. Spec. - NOX Rate Summer v3.1, Unit 5664 and retrofits | 637 | 1797 | Rate Constraint in lbs/MMBtu | FALSE | L | Annual | Allowances Purchased NOX | Thousand Tons | 0 | 0 | 0 | 0 | 0 | 0 | 0 | 0
IL Fac. Spec. - NOX Rate Summer v3.1, Unit 5664 and retrofits | 637 | 1797 | Rate Constraint in lbs/MMBtu | FALSE | L | Annual | Allowances Sold NOX | Thousand Tons | 0 | 0 | 0 | 0 | 0 | 0 | 0 | 0
IL Fac. Spec. - NOX Rate Summer v3.1, Unit 5664 and retrofits | 637 | 1797 | Rate Constraint in lbs/MMBtu | FALSE | L | Annual | Allowances Banked | Thousand Tons | 0 | 0 | 0 | 0 | 0 | 0 | 0 | 0
IL Fac. Spec. - NOX Rate Summer v3.1, Unit 5664 and retrofits | 637 | 1797 | Rate Constraint in lbs/MMBtu | FALSE | L | Annual | Allowances Withdrawn (1:1) | Thousand Tons | 0 | 0 | 0 | 0 | 0 | 0 | 0 | 0
IL Fac. Spec. - NOX Rate Summer v3.1, Unit 5664 and retrofits | 637 | 1797 | Rate Constraint in lbs/MMBtu | FALSE | L | Annual | Allowances Withdrawn (n:1) | Thousand Tons | 0 | 0 | 0 | 0 | 0 | 0 | 0 | 0
IL Fac. Spec. - NOX Rate Summer v3.1, Unit 5664 and retrofits | 637 | 1797 | Rate Constraint in lbs/MMBtu | FALSE | L | Annual | Net Emissions Allowance Position | Thousand Tons | 0.13265 | 0.13265 | 0.1284 | 0.1284 | 0.1284 | 0.1284 | 0.1284 | 0.1284
IL Fac. Spec. - NOX Rate Summer v3.1, Unit 5664 and retrofits | 637 | 1797 | Rate Constraint in lbs/MMBtu | FALSE | L | Annual | Fuel Consumed | TBtu | 2.7035 | 2.7035 | 2.617 | 2.617 | 2.617 | 2.617 | 2.617 | 2.617
IL Fac. Spec. - NOX Rate Summer v3.1, Unit 5664 and retrofits | 637 | 1797 | Rate Constraint in lbs/MMBtu | FALSE | L | Annual | Rate | lb/MMBtu | 0.09813 | 0.09813 | 0.09813 | 0.09813 | 0.09813 | 0.09813 | 0.09813 | 0.09813
IL Fac. Spec. - NOX Rate Summer v3.1, Unit 5664 and retrofits | 637 | 1797 | Rate Constraint in lbs/MMBtu | FALSE | L | Annual | Generation | TWh | 0.23548 | 0.23548 | 0.23548 | 0.23548 | 0.23548 | 0.23548 | 0.23548 | 0.23548
IL Fac. Spec. - NOX Rate Summer v3.1, Unit 5664 and retrofits | 637 | 1797 | Rate Constraint in lbs/MMBtu | FALSE | L | Annual | Qualifying Generation | TWh | 0.23548 | 0.23548 | 0.23548 | 0.23548 | 0.23548 | 0.23548 | 0.23548 | 0.23548
IL Fac. Spec. - NOX Rate Summer v3.1, Unit 5664 and retrofits | 637 | 1797 | Rate Constraint in lbs/MMBtu | FALSE | L | Annual | Rate | lb/MWh | 1.1266 | 1.1266 | 1.0906 | 1.0906 | 1.0906 | 1.0906 | 1.0906 | 1.0906
IL Fac. Spec. - NOX Rate Summer v3.1, Unit 5664 and retrofits | 637 | 1797 | Rate Constraint in lbs/MMBtu | FALSE | L | Annual | Constraint Shadow Price | US2016$/Ton | 0 | 0 | 0 | 0 | 0 | 0 | 0 | 0
IL Fac. Spec. - NOX Rate Summer v3.1, Unit 5665 and retrofits | 638 | 1797 | Rate Constraint in lbs/MMBtu | FALSE | L | Annual | Seasons Included | Seasons | Summer | Summer | Summer | Summer | Summer | Summer | Summer | Summer
IL Fac. Spec. - NOX Rate Summer v3.1, Unit 5665 and retrofits | 638 | 1797 | Rate Constraint in lbs/MMBtu | FALSE | L | Annual | Standard NOX | lb/MMBtu | 0.25 | 0.25 | 0.25 | 0.25 | 0.25 | 0.25 | 0.25 | 0.25
IL Fac. Spec. - NOX Rate Summer v3.1, Unit 5665 and retrofits | 638 | 1797 | Rate Constraint in lbs/MMBtu | FALSE | L | Annual | Emissions at Affected Plants NOX | Thousand Tons | 0.21429 | 0.2141 | 0.20744 | 0.20744 | 0.20744 | 0.20744 | 0.20744 | 0.20744
IL Fac. Spec. - NOX Rate Summer v3.1, Unit 5665 and retrofits | 638 | 1797 | Rate Constraint in lbs/MMBtu | FALSE | L | Annual | Allowances Purchased NOX | Thousand Tons | 0 | 0 | 0 | 0 | 0 | 0 | 0 | 0
IL Fac. Spec. - NOX Rate Summer v3.1, Unit 5665 and retrofits | 638 | 1797 | Rate Constraint in lbs/MMBtu | FALSE | L | Annual | Allowances Sold NOX | Thousand Tons | 0 | 0 | 0 | 0 | 0 | 0 | 0 | 0
IL Fac. Spec. - NOX Rate Summer v3.1, Unit 5665 and retrofits | 638 | 1797 | Rate Constraint in lbs/MMBtu | FALSE | L | Annual | Allowances Banked | Thousand Tons | 0 | 0 | 0 | 0 | 0 | 0 | 0 | 0
IL Fac. Spec. - NOX Rate Summer v3.1, Unit 5665 and retrofits | 638 | 1797 | Rate Constraint in lbs/MMBtu | FALSE | L | Annual | Allowances Withdrawn (1:1) | Thousand Tons | 0 | 0 | 0 | 0 | 0 | 0 | 0 | 0
IL Fac. Spec. - NOX Rate Summer v3.1, Unit 5665 and retrofits | 638 | 1797 | Rate Constraint in lbs/MMBtu | FALSE | L | Annual | Allowances Withdrawn (n:1) | Thousand Tons | 0 | 0 | 0 | 0 | 0 | 0 | 0 | 0
IL Fac. Spec. - NOX Rate Summer v3.1, Unit 5665 and retrofits | 638 | 1797 | Rate Constraint in lbs/MMBtu | FALSE | L | Annual | Net Emissions Allowance Position | Thousand Tons | 0.21429 | 0.2141 | 0.20744 | 0.20744 | 0.20744 | 0.20744 | 0.20744 | 0.20744
IL Fac. Spec. - NOX Rate Summer v3.1, Unit 5665 and retrofits | 638 | 1797 | Rate Constraint in lbs/MMBtu | FALSE | L | Annual | Fuel Consumed | TBtu | 6.9273 | 6.9209 | 6.7056 | 6.7056 | 6.7056 | 6.7056 | 6.7056 | 6.7056
IL Fac. Spec. - NOX Rate Summer v3.1, Unit 5665 and retrofits | 638 | 1797 | Rate Constraint in lbs/MMBtu | FALSE | L | Annual | Rate | lb/MMBtu | 0.06187 | 0.06187 | 0.06187 | 0.06187 | 0.06187 | 0.06187 | 0.06187 | 0.06187
IL Fac. Spec. - NOX Rate Summer v3.1, Unit 5665 and retrofits | 638 | 1797 | Rate Constraint in lbs/MMBtu | FALSE | L | Annual | Generation | TWh | 0.60723 | 0.60667 | 0.60723 | 0.60723 | 0.60723 | 0.60723 | 0.60723 | 0.60723
IL Fac. Spec. - NOX Rate Summer v3.1, Unit 5665 and retrofits | 638 | 1797 | Rate Constraint in lbs/MMBtu | FALSE | L | Annual | Qualifying Generation | TWh | 0.60723 | 0.60667 | 0.60723 | 0.60723 | 0.60723 | 0.60723 | 0.60723 | 0.60723
IL Fac. Spec. - NOX Rate Summer v3.1, Unit 5665 and retrofits | 638 | 1797 | Rate Constraint in lbs/MMBtu | FALSE | L | Annual | Rate | lb/MWh | 0.70581 | 0.70581 | 0.68323 | 0.68323 | 0.68323 | 0.68323 | 0.68323 | 0.68323
IL Fac. Spec. - NOX Rate Summer v3.1, Unit 5665 and retrofits | 638 | 1797 | Rate Constraint in lbs/MMBtu | FALSE | L | Annual | Constraint Shadow Price | US2016$/Ton | 0 | 0 | 0 | 0 | 0 | 0 | 0 | 0
IL Facility Average - NOX Rate Summer v3.1 | 639 | 1796 | Rate Constraint in lbs/MMBtu | FALSE | L | Annual | Seasons Included | Seasons | Summer | Summer | Summer | Summer | Summer | Summer | Summer | Summer
IL Facility Average - NOX Rate Summer v3.1 | 639 | 1796 | Rate Constraint in lbs/MMBtu | FALSE | L | Annual | Standard NOX | lb/MMBtu | 0.25 | 0.25 | 0.25 | 0.25 | 0.25 | 0.25 | 0.25 | 0.25
IL Facility Average - NOX Rate Summer v3.1 | 639 | 1796 | Rate Constraint in lbs/MMBtu | FALSE | L | Annual | Emissions at Affected Plants NOX | Thousand Tons | 6.1337 | 7.744 | 7.1263 | 7.5734 | 7.2637 | 7.4012 | 6.6935 | 6.3648
IL Facility Average - NOX Rate Summer v3.1 | 639 | 1796 | Rate Constraint in lbs/MMBtu | FALSE | L | Annual | Allowances Purchased NOX | Thousand Tons | 0 | 0 | 0 | 0 | 0 | 0 | 0 | 0
IL Facility Average - NOX Rate Summer v3.1 | 639 | 1796 | Rate Constraint in lbs/MMBtu | FALSE | L | Annual | Allowances Sold NOX | Thousand Tons | 0 | 0 | 0 | 0 | 0 | 0 | 0 | 0
IL Facility Average - NOX Rate Summer v3.1 | 639 | 1796 | Rate Constraint in lbs/MMBtu | FALSE | L | Annual | Allowances Banked | Thousand Tons | 0 | 0 | 0 | 0 | 0 | 0 | 0 | 0
IL Facility Average - NOX Rate Summer v3.1 | 639 | 1796 | Rate Constraint in lbs/MMBtu | FALSE | L | Annual | Allowances Withdrawn (1:1) | Thousand Tons | 0 | 0 | 0 | 0 | 0 | 0 | 0 | 0
IL Facility Average - NOX Rate Summer v3.1 | 639 | 1796 | Rate Constraint in lbs/MMBtu | FALSE | L | Annual | Allowances Withdrawn (n:1) | Thousand Tons | 0 | 0 | 0 | 0 | 0 | 0 | 0 | 0
IL Facility Average - NOX Rate Summer v3.1 | 639 | 1796 | Rate Constraint in lbs/MMBtu | FALSE | L | Annual | Net Emissions Allowance Position | Thousand Tons | 6.1337 | 7.744 | 7.1263 | 7.5734 | 7.2637 | 7.4012 | 6.6935 | 6.3648
IL Facility Average - NOX Rate Summer v3.1 | 639 | 1796 | Rate Constraint in lbs/MMBtu | FALSE | L | Annual | Fuel Consumed | TBtu | 142.8338 | 166.5501 | 152.5702 | 162.6645 | 156.2891 | 159.3558 | 144.012 | 136.6469
IL Facility Average - NOX Rate Summer v3.1 | 639 | 1796 | Rate Constraint in lbs/MMBtu | FALSE | L | Annual | Rate | lb/MMBtu | 0.085886 | 0.092993 | 0.093416 | 0.093117 | 0.092953 | 0.092889 | 0.092958 | 0.093157
IL Facility Average - NOX Rate Summer v3.1 | 639 | 1796 | Rate Constraint in lbs/MMBtu | FALSE | L | Annual | Generation | TWh | 13.3346 | 15.7759 | 14.6894 | 15.6757 | 15.0427 | 15.3754 | 13.8496 | 13.1225
IL Facility Average - NOX Rate Summer v3.1 | 639 | 1796 | Rate Constraint in lbs/MMBtu | FALSE | L | Annual | Qualifying Generation | TWh | 13.3346 | 15.7759 | 14.6894 | 15.6757 | 15.0427 | 15.3754 | 13.8496 | 13.1225
IL Facility Average - NOX Rate Summer v3.1 | 639 | 1796 | Rate Constraint in lbs/MMBtu | FALSE | L | Annual | Rate | lb/MWh | 0.91997 | 0.98174 | 0.97026 | 0.96626 | 0.96575 | 0.96274 | 0.9666 | 0.97006
IL Facility Average - NOX Rate Summer v3.1 | 639 | 1796 | Rate Constraint in lbs/MMBtu | FALSE | L | Annual | Constraint Shadow Price | US2016$/Ton | 0 | 0 | 0 | 0 | 0 | 0 | 0 | 0
IL MPS- Ameren MER Rate Annual v5.12 | 640 | 5753 | MACT Fuel Choice Floor in lbs/MMBtu | FALSE | L | Annual | Seasons Included | Seasons | Winter, WintShld, Summer | Winter, WintShld, Summer | Winter, WintShld, Summer | Winter, WintShld, Summer | Winter, WintShld, Summer | Winter, WintShld, Summer | Winter, WintShld, Summer | Winter, WintShld, Summer
IL MPS- Ameren MER Rate Annual v5.12 | 640 | 5753 | MACT Fuel Choice Floor in lbs/MMBtu | FALSE | L | Annual | Emission Floor | lbs/MMBtu | 7.349e-07 | 7.349e-07 | 7.349e-07 | 7.349e-07 | 7.349e-07 | 7.349e-07 | 7.349e-07 | 7.349e-07
IL MPS- Ameren MER Rate Annual v5.12 | 640 | 5753 | MACT Fuel Choice Floor in lbs/MMBtu | FALSE | L | Annual | Emissions at Affected Plants MER | lbs | 2.0057 | 38.3364 | 39.6136 | 38.3792 | 36.5779 | 36.7419 | 36.7419 | 30.9789
IL MPS- Ameren MER Rate Annual v5.12 | 640 | 5753 | MACT Fuel Choice Floor in lbs/MMBtu | FALSE | L | Annual | Allowances Purchased MER | lbs | 0 | 0 | 0 | 0 | 0 | 0 | 0 | 0
IL MPS- Ameren MER Rate Annual v5.12 | 640 | 5753 | MACT Fuel Choice Floor in lbs/MMBtu | FALSE | L | Annual | Allowances Sold MER | lbs | 0 | 0 | 0 | 0 | 0 | 0 | 0 | 0
IL MPS- Ameren MER Rate Annual v5.12 | 640 | 5753 | MACT Fuel Choice Floor in lbs/MMBtu | FALSE | L | Annual | Allowances Banked | lbs | 0 | 0 | 0 | 0 | 0 | 0 | 0 | 0
IL MPS- Ameren MER Rate Annual v5.12 | 640 | 5753 | MACT Fuel Choice Floor in lbs/MMBtu | FALSE | L | Annual | Allowances Withdrawn (1:1) | lbs | 0 | 0 | 0 | 0 | 0 | 0 | 0 | 0
IL MPS- Ameren MER Rate Annual v5.12 | 640 | 5753 | MACT Fuel Choice Floor in lbs/MMBtu | FALSE | L | Annual | Allowances Withdrawn (n:1) | lbs | 0 | 0 | 0 | 0 | 0 | 0 | 0 | 0
IL MPS- Ameren MER Rate Annual v5.12 | 640 | 5753 | MACT Fuel Choice Floor in lbs/MMBtu | FALSE | L | Annual | Net Emissions Allowance Position | lbs | 2.0057 | 38.3364 | 39.6136 | 38.3792 | 36.5779 | 36.7419 | 36.7419 | 30.9789
IL MPS- Ameren MER Rate Annual v5.12 | 640 | 5753 | MACT Fuel Choice Floor in lbs/MMBtu | FALSE | L | Annual | Fuel Consumed | TBtu | 3.5745 | 68.3206 | 70.5968 | 68.3968 | 65.1867 | 65.479 | 65.479 | 55.2086
IL MPS- Ameren MER Rate Annual v5.12 | 640 | 5753 | MACT Fuel Choice Floor in lbs/MMBtu | FALSE | L | Annual | Rate | lb/MMBtu | 5.6112e-07 | 5.6112e-07 | 5.6112e-07 | 5.6112e-07 | 5.6112e-07 | 5.6112e-07 | 5.6112e-07 | 5.6112e-07
IL MPS- Ameren MER Rate Annual v5.12 | 640 | 5753 | MACT Fuel Choice Floor in lbs/MMBtu | FALSE | L | Annual | Generation | TWh | 0.34248 | 6.4803 | 6.8124 | 6.5989 | 6.2876 | 6.3159 | 6.3159 | 5.3269
IL MPS- Ameren MER Rate Annual v5.12 | 640 | 5753 | MACT Fuel Choice Floor in lbs/MMBtu | FALSE | L | Annual | Qualifying Generation | TWh | 0.34248 | 6.4803 | 6.8124 | 6.5989 | 6.2876 | 6.3159 | 6.3159 | 5.3269
IL MPS- Ameren MER Rate Annual v5.12 | 640 | 5753 | MACT Fuel Choice Floor in lbs/MMBtu | FALSE | L | Annual | Constraint Shadow Price | US2016$/Lb | 0 | 0 | 0 | 0 | 0 | 0 | 0 | 0
IL MPS- Ameren NOX rate Annual v5.12 | 641 | 5754 | Rate Constraint in lbs/MMBtu | FALSE | L | Annual | Seasons Included | Seasons | Winter, WintShld, Summer | Winter, WintShld, Summer | Winter, WintShld, Summer | Winter, WintShld, Summer | Winter, WintShld, Summer | Winter, WintShld, Summer | Winter, WintShld, Summer | Winter, WintShld, Summer
IL MPS- Ameren NOX rate Annual v5.12 | 641 | 5754 | Rate Constraint in lbs/MMBtu | FALSE | L | Annual | Standard NOX | lb/MMBtu | 0.11 | 0.11 | 0.11 | 0.11 | 0.11 | 0.11 | 0.11 | 0.11
IL MPS- Ameren NOX rate Annual v5.12 | 641 | 5754 | Rate Constraint in lbs/MMBtu | FALSE | L | Annual | Emissions at Affected Plants NOX | Thousand Tons | 0.17165 | 3.6675 | 3.7581 | 3.6594 | 3.5168 | 3.5296 | 3.5297 | 2.9758
IL MPS- Ameren NOX rate Annual v5.12 | 641 | 5754 | Rate Constraint in lbs/MMBtu | FALSE | L | Annual | Allowances Purchased NOX | Thousand Tons | 0 | 0 | 0 | 0 | 0 | 0 | 0 | 0
IL MPS- Ameren NOX rate Annual v5.12 | 641 | 5754 | Rate Constraint in lbs/MMBtu | FALSE | L | Annual | Allowances Sold NOX | Thousand Tons | 0 | 0 | 0 | 0 | 0 | 0 | 0 | 0
IL MPS- Ameren NOX rate Annual v5.12 | 641 | 5754 | Rate Constraint in lbs/MMBtu | FALSE | L | Annual | Allowances Banked | Thousand Tons | 0 | 0 | 0 | 0 | 0 | 0 | 0 | 0
IL MPS- Ameren NOX rate Annual v5.12 | 641 | 5754 | Rate Constraint in lbs/MMBtu | FALSE | L | Annual | Allowances Withdrawn (1:1) | Thousand Tons | 0 | 0 | 0 | 0 | 0 | 0 | 0 | 0
IL MPS- Ameren NOX rate Annual v5.12 | 641 | 5754 | Rate Constraint in lbs/MMBtu | FALSE | L | Annual | Allowances Withdrawn (n:1) | Thousand Tons | 0 | 0 | 0 | 0 | 0 | 0 | 0 | 0
IL MPS- Ameren NOX rate Annual v5.12 | 641 | 5754 | Rate Constraint in lbs/MMBtu | FALSE | L | Annual | Net Emissions Allowance Position | Thousand Tons | 0.17165 | 3.6675 | 3.7581 | 3.6594 | 3.5168 | 3.5296 | 3.5297 | 2.9758
IL MPS- Ameren NOX rate Annual v5.12 | 641 | 5754 | Rate Constraint in lbs/MMBtu | FALSE | L | Annual | Fuel Consumed | TBtu | 3.5745 | 68.3206 | 70.5968 | 68.3968 | 65.1867 | 65.479 | 65.479 | 55.2086
IL MPS- Ameren NOX rate Annual v5.12 | 641 | 5754 | Rate Constraint in lbs/MMBtu | FALSE | L | Annual | Rate | lb/MMBtu | 0.096044 | 0.10736 | 0.10647 | 0.107 | 0.1079 | 0.10781 | 0.10781 | 0.1078
IL MPS- Ameren NOX rate Annual v5.12 | 641 | 5754 | Rate Constraint in lbs/MMBtu | FALSE | L | Annual | Generation | TWh | 0.34248 | 6.4803 | 6.8124 | 6.5989 | 6.2876 | 6.3159 | 6.3159 | 5.3269
IL MPS- Ameren NOX rate Annual v5.12 | 641 | 5754 | Rate Constraint in lbs/MMBtu | FALSE | L | Annual | Qualifying Generation | TWh | 0.34248 | 6.4803 | 6.8124 | 6.5989 | 6.2876 | 6.3159 | 6.3159 | 5.3269
IL MPS- Ameren NOX rate Annual v5.12 | 641 | 5754 | Rate Constraint in lbs/MMBtu | FALSE | L | Annual | Rate | lb/MWh | 1.0024 | 1.1319 | 1.1033 | 1.1091 | 1.1186 | 1.1177 | 1.1177 | 1.1173
IL MPS- Ameren NOX rate Annual v5.12 | 641 | 5754 | Rate Constraint in lbs/MMBtu | FALSE | L | Annual | Constraint Shadow Price | US2016$/Ton | 0 | 0 | 0 | 0 | 0 | 0 | 0 | 0
IL MPS- Ameren NOX rate Summer v5.12 | 642 | 5755 | Rate Constraint in lbs/MMBtu | FALSE | L | Annual | Seasons Included | Seasons | Summer | Summer | Summer | Summer | Summer | Summer | Summer | Summer
IL MPS- Ameren NOX rate Summer v5.12 | 642 | 5755 | Rate Constraint in lbs/MMBtu | FALSE | L | Annual | Standard NOX | lb/MMBtu | 0.11 | 0.11 | 0.11 | 0.11 | 0.11 | 0.11 | 0.11 | 0.11
IL MPS- Ameren NOX rate Summer v5.12 | 642 | 5755 | Rate Constraint in lbs/MMBtu | FALSE | L | Annual | Emissions at Affected Plants NOX | Thousand Tons | 0.15353 | 1.9155 | 1.8503 | 1.8478 | 1.8626 | 1.8755 | 1.8756 | 1.7648
IL MPS- Ameren NOX rate Summer v5.12 | 642 | 5755 | Rate Constraint in lbs/MMBtu | FALSE | L | Annual | Allowances Purchased NOX | Thousand Tons | 0 | 0 | 0 | 0 | 0 | 0 | 0 | 0
IL MPS- Ameren NOX rate Summer v5.12 | 642 | 5755 | Rate Constraint in lbs/MMBtu | FALSE | L | Annual | Allowances Sold NOX | Thousand Tons | 0 | 0 | 0 | 0 | 0 | 0 | 0 | 0
IL MPS- Ameren NOX rate Summer v5.12 | 642 | 5755 | Rate Constraint in lbs/MMBtu | FALSE | L | Annual | Allowances Banked | Thousand Tons | 0 | 0 | 0 | 0 | 0 | 0 | 0 | 0
IL MPS- Ameren NOX rate Summer v5.12 | 642 | 5755 | Rate Constraint in lbs/MMBtu | FALSE | L | Annual | Allowances Withdrawn (1:1) | Thousand Tons | 0 | 0 | 0 | 0 | 0 | 0 | 0 | 0
IL MPS- Ameren NOX rate Summer v5.12 | 642 | 5755 | Rate Constraint in lbs/MMBtu | FALSE | L | Annual | Allowances Withdrawn (n:1) | Thousand Tons | 0 | 0 | 0 | 0 | 0 | 0 | 0 | 0
IL MPS- Ameren NOX rate Summer v5.12 | 642 | 5755 | Rate Constraint in lbs/MMBtu | FALSE | L | Annual | Net Emissions Allowance Position | Thousand Tons | 0.15353 | 1.9155 | 1.8503 | 1.8478 | 1.8626 | 1.8755 | 1.8756 | 1.7648
IL MPS- Ameren NOX rate Summer v5.12 | 642 | 5755 | Rate Constraint in lbs/MMBtu | FALSE | L | Annual | Fuel Consumed | TBtu | 3.2619 | 35.631 | 34.4587 | 34.4207 | 34.6188 | 34.9111 | 34.9111 | 32.9177
IL MPS- Ameren NOX rate Summer v5.12 | 642 | 5755 | Rate Constraint in lbs/MMBtu | FALSE | L | Annual | Rate | lb/MMBtu | 0.094134 | 0.10752 | 0.10739 | 0.10736 | 0.10761 | 0.10744 | 0.10745 | 0.10722
IL MPS- Ameren NOX rate Summer v5.12 | 642 | 5755 | Rate Constraint in lbs/MMBtu | FALSE | L | Annual | Generation | TWh | 0.31318 | 3.3828 | 3.3276 | 3.3238 | 3.343 | 3.3714 | 3.3714 | 3.1785
IL MPS- Ameren NOX rate Summer v5.12 | 642 | 5755 | Rate Constraint in lbs/MMBtu | FALSE | L | Annual | Qualifying Generation | TWh | 0.31318 | 3.3828 | 3.3276 | 3.3238 | 3.343 | 3.3714 | 3.3714 | 3.1785
IL MPS- Ameren NOX rate Summer v5.12 | 642 | 5755 | Rate Constraint in lbs/MMBtu | FALSE | L | Annual | Rate | lb/MWh | 0.98045 | 1.1325 | 1.1121 | 1.1118 | 1.1143 | 1.1126 | 1.1127 | 1.1104
IL MPS- Ameren NOX rate Summer v5.12 | 642 | 5755 | Rate Constraint in lbs/MMBtu | FALSE | L | Annual | Constraint Shadow Price | US2016$/Ton | 0 | 0 | 0 | 0 | 0 | 0 | 0 | 0
IL MPS- Ameren SO2 Rate Annual v5.12 | 643 | 5756 | Rate Constraint in lbs/MMBtu | FALSE | L | Annual | Seasons Included | Seasons | Winter, WintShld, Summer | Winter, WintShld, Summer | Winter, WintShld, Summer | Winter, WintShld, Summer | Winter, WintShld, Summer | Winter, WintShld, Summer | Winter, WintShld, Summer | Winter, WintShld, Summer
IL MPS- Ameren SO2 Rate Annual v5.12 | 643 | 5756 | Rate Constraint in lbs/MMBtu | FALSE | L | Annual | Standard SO2 | lb/MMBtu | 0.23 | 0.23 | 0.23 | 0.23 | 0.23 | 0.23 | 0.23 | 0.23
IL MPS- Ameren SO2 Rate Annual v5.12 | 643 | 5756 | Rate Constraint in lbs/MMBtu | FALSE | L | Annual | Emissions at Affected Plants SO2 | Thousand Tons | 0.41106 | 7.8569 | 8.1186 | 7.8656 | 7.4965 | 7.5301 | 7.5301 | 6.349
IL MPS- Ameren SO2 Rate Annual v5.12 | 643 | 5756 | Rate Constraint in lbs/MMBtu | FALSE | L | Annual | Allowances Purchased SO2 | Thousand Tons | 0 | 0 | 0 | 0 | 0 | 0 | 0 | 0
IL MPS- Ameren SO2 Rate Annual v5.12 | 643 | 5756 | Rate Constraint in lbs/MMBtu | FALSE | L | Annual | Allowances Sold SO2 | Thousand Tons | 0 | 0 | 0 | 0 | 0 | 0 | 0 | 0
IL MPS- Ameren SO2 Rate Annual v5.12 | 643 | 5756 | Rate Constraint in lbs/MMBtu | FALSE | L | Annual | Allowances Banked | Thousand Tons | 0 | 0 | 0 | 0 | 0 | 0 | 0 | 0
IL MPS- Ameren SO2 Rate Annual v5.12 | 643 | 5756 | Rate Constraint in lbs/MMBtu | FALSE | L | Annual | Allowances Withdrawn (1:1) | Thousand Tons | 0 | 0 | 0 | 0 | 0 | 0 | 0 | 0
IL MPS- Ameren SO2 Rate Annual v5.12 | 643 | 5756 | Rate Constraint in lbs/MMBtu | FALSE | L | Annual | Allowances Withdrawn (n:1) | Thousand Tons | 0 | 0 | 0 | 0 | 0 | 0 | 0 | 0
IL MPS- Ameren SO2 Rate Annual v5.12 | 643 | 5756 | Rate Constraint in lbs/MMBtu | FALSE | L | Annual | Net Emissions Allowance Position | Thousand Tons | 0.41106 | 7.8569 | 8.1186 | 7.8656 | 7.4965 | 7.5301 | 7.5301 | 6.349
IL MPS- Ameren SO2 Rate Annual v5.12 | 643 | 5756 | Rate Constraint in lbs/MMBtu | FALSE | L | Annual | Fuel Consumed | TBtu | 3.5745 | 68.3206 | 70.5968 | 68.3968 | 65.1867 | 65.479 | 65.479 | 55.2086
IL MPS- Ameren SO2 Rate Annual v5.12 | 643 | 5756 | Rate Constraint in lbs/MMBtu | FALSE | L | Annual | Rate | lb/MMBtu | 0.23 | 0.23 | 0.23 | 0.23 | 0.23 | 0.23 | 0.23 | 0.23
IL MPS- Ameren SO2 Rate Annual v5.12 | 643 | 5756 | Rate Constraint in lbs/MMBtu | FALSE | L | Annual | Generation | TWh | 0.34248 | 6.4803 | 6.8124 | 6.5989 | 6.2876 | 6.3159 | 6.3159 | 5.3269
IL MPS- Ameren SO2 Rate Annual v5.12 | 643 | 5756 | Rate Constraint in lbs/MMBtu | FALSE | L | Annual | Qualifying Generation | TWh | 0.34248 | 6.4803 | 6.8124 | 6.5989 | 6.2876 | 6.3159 | 6.3159 | 5.3269
IL MPS- Ameren SO2 Rate Annual v5.12 | 643 | 5756 | Rate Constraint in lbs/MMBtu | FALSE | L | Annual | Rate | lb/MWh | 2.4005 | 2.4248 | 2.3835 | 2.3839 | 2.3845 | 2.3845 | 2.3845 | 2.3838
IL MPS- Ameren SO2 Rate Annual v5.12 | 643 | 5756 | Rate Constraint in lbs/MMBtu | FALSE | L | Annual | Constraint Shadow Price | US2016$/Ton | 36536.075 | 5817.598 | 7642.5872 | 9692.0988 | 8883.713 | 9168.0577 | 10389.4381 | 8389.9244
IL MPS- Dynegy MER Rate Annual v5.12 | 644 | 5757 | MACT Fuel Choice Floor in lbs/MMBtu | FALSE | L | Annual | Seasons Included | Seasons | Winter, WintShld, Summer | Winter, WintShld, Summer | Winter, WintShld, Summer | Winter, WintShld, Summer | Winter, WintShld, Summer | Winter, WintShld, Summer | Winter, WintShld, Summer | Winter, WintShld, Summer
IL MPS- Dynegy MER Rate Annual v5.12 | 644 | 5757 | MACT Fuel Choice Floor in lbs/MMBtu | FALSE | L | Annual | Emission Floor | lbs/MMBtu | 7.8e-07 | 7.8e-07 | 7.8e-07 | 7.8e-07 | 7.8e-07 | 7.8e-07 | 7.8e-07 | 7.8e-07
IL MPS- Dynegy MER Rate Annual v5.12 | 644 | 5757 | MACT Fuel Choice Floor in lbs/MMBtu | FALSE | L | Annual | Emissions at Affected Plants MER | lbs | 57.8405 | 72.9163 | 66.1011 | 67.3851 | 60.2271 | 62.9936 | 45.5002 | 42.0869
IL MPS- Dynegy MER Rate Annual v5.12 | 644 | 5757 | MACT Fuel Choice Floor in lbs/MMBtu | FALSE | L | Annual | Allowances Purchased MER | lbs | 0 | 0 | 0 | 0 | 0 | 0 | 0 | 0
IL MPS- Dynegy MER Rate Annual v5.12 | 644 | 5757 | MACT Fuel Choice Floor in lbs/MMBtu | FALSE | L | Annual | Allowances Sold MER | lbs | 0 | 0 | 0 | 0 | 0 | 0 | 0 | 0
IL MPS- Dynegy MER Rate Annual v5.12 | 644 | 5757 | MACT Fuel Choice Floor in lbs/MMBtu | FALSE | L | Annual | Allowances Banked | lbs | 0 | 0 | 0 | 0 | 0 | 0 | 0 | 0
IL MPS- Dynegy MER Rate Annual v5.12 | 644 | 5757 | MACT Fuel Choice Floor in lbs/MMBtu | FALSE | L | Annual | Allowances Withdrawn (1:1) | lbs | 0 | 0 | 0 | 0 | 0 | 0 | 0 | 0
IL MPS- Dynegy MER Rate Annual v5.12 | 644 | 5757 | MACT Fuel Choice Floor in lbs/MMBtu | FALSE | L | Annual | Allowances Withdrawn (n:1) | lbs | 0 | 0 | 0 | 0 | 0 | 0 | 0 | 0
IL MPS- Dynegy MER Rate Annual v5.12 | 644 | 5757 | MACT Fuel Choice Floor in lbs/MMBtu | FALSE | L | Annual | Net Emissions Allowance Position | lbs | 57.8405 | 72.9163 | 66.1011 | 67.3851 | 60.2271 | 62.9936 | 45.5002 | 42.0869
IL MPS- Dynegy MER Rate Annual v5.12 | 644 | 5757 | MACT Fuel Choice Floor in lbs/MMBtu | FALSE | L | Annual | Fuel Consumed | TBtu | 103.0795 | 129.9466 | 117.801 | 120.0892 | 107.3327 | 112.2631 | 81.0875 | 75.0045
IL MPS- Dynegy MER Rate Annual v5.12 | 644 | 5757 | MACT Fuel Choice Floor in lbs/MMBtu | FALSE | L | Annual | Rate | lb/MMBtu | 5.6112e-07 | 5.6112e-07 | 5.6112e-07 | 5.6112e-07 | 5.6112e-07 | 5.6112e-07 | 5.6112e-07 | 5.6112e-07
IL MPS- Dynegy MER Rate Annual v5.12 | 644 | 5757 | MACT Fuel Choice Floor in lbs/MMBtu | FALSE | L | Annual | Generation | TWh | 10.1706 | 12.8216 | 11.7169 | 11.9445 | 10.6757 | 11.1661 | 8.0653 | 7.4602
IL MPS- Dynegy MER Rate Annual v5.12 | 644 | 5757 | MACT Fuel Choice Floor in lbs/MMBtu | FALSE | L | Annual | Qualifying Generation | TWh | 10.1706 | 12.8216 | 11.7169 | 11.9445 | 10.6757 | 11.1661 | 8.0653 | 7.4602
IL MPS- Dynegy MER Rate Annual v5.12 | 644 | 5757 | MACT Fuel Choice Floor in lbs/MMBtu | FALSE | L | Annual | Constraint Shadow Price | US2016$/Lb | 0 | 0 | 0 | 0 | 0 | 0 | 0 | 0
IL MPS- Dynegy NOx rate Annual v5.12 | 645 | 5760 | Rate Constraint in lbs/MMBtu | FALSE | L | Annual | Seasons Included | Seasons | Winter, WintShld, Summer | Winter, WintShld, Summer | Winter, WintShld, Summer | Winter, WintShld, Summer | Winter, WintShld, Summer | Winter, WintShld, Summer | Winter, WintShld, Summer | Winter, WintShld, Summer
IL MPS- Dynegy NOx rate Annual v5.12 | 645 | 5760 | Rate Constraint in lbs/MMBtu | FALSE | L | Annual | Standard NOX | lb/MMBtu | 0.11 | 0.11 | 0.11 | 0.11 | 0.11 | 0.11 | 0.11 | 0.11
IL MPS- Dynegy NOx rate Annual v5.12 | 645 | 5760 | Rate Constraint in lbs/MMBtu | FALSE | L | Annual | Emissions at Affected Plants NOX | Thousand Tons | 4.1819 | 5.2719 | 4.7792 | 4.872 | 4.3545 | 4.5545 | 3.2897 | 3.0429
IL MPS- Dynegy NOx rate Annual v5.12 | 645 | 5760 | Rate Constraint in lbs/MMBtu | FALSE | L | Annual | Allowances Purchased NOX | Thousand Tons | 0 | 0 | 0 | 0 | 0 | 0 | 0 | 0
IL MPS- Dynegy NOx rate Annual v5.12 | 645 | 5760 | Rate Constraint in lbs/MMBtu | FALSE | L | Annual | Allowances Sold NOX | Thousand Tons | 0 | 0 | 0 | 0 | 0 | 0 | 0 | 0
IL MPS- Dynegy NOx rate Annual v5.12 | 645 | 5760 | Rate Constraint in lbs/MMBtu | FALSE | L | Annual | Allowances Banked | Thousand Tons | 0 | 0 | 0 | 0 | 0 | 0 | 0 | 0
IL MPS- Dynegy NOx rate Annual v5.12 | 645 | 5760 | Rate Constraint in lbs/MMBtu | FALSE | L | Annual | Allowances Withdrawn (1:1) | Thousand Tons | 0 | 0 | 0 | 0 | 0 | 0 | 0 | 0
IL MPS- Dynegy NOx rate Annual v5.12 | 645 | 5760 | Rate Constraint in lbs/MMBtu | FALSE | L | Annual | Allowances Withdrawn (n:1) | Thousand Tons | 0 | 0 | 0 | 0 | 0 | 0 | 0 | 0
IL MPS- Dynegy NOx rate Annual v5.12 | 645 | 5760 | Rate Constraint in lbs/MMBtu | FALSE | L | Annual | Net Emissions Allowance Position | Thousand Tons | 4.1819 | 5.2719 | 4.7792 | 4.872 | 4.3545 | 4.5545 | 3.2897 | 3.0429
IL MPS- Dynegy NOx rate Annual v5.12 | 645 | 5760 | Rate Constraint in lbs/MMBtu | FALSE | L | Annual | Fuel Consumed | TBtu | 103.0795 | 129.9466 | 117.801 | 120.0892 | 107.3327 | 112.2631 | 81.0875 | 75.0045
IL MPS- Dynegy NOx rate Annual v5.12 | 645 | 5760 | Rate Constraint in lbs/MMBtu | FALSE | L | Annual | Rate | lb/MMBtu | 0.08114 | 0.08114 | 0.08114 | 0.08114 | 0.08114 | 0.08114 | 0.08114 | 0.08114
IL MPS- Dynegy NOx rate Annual v5.12 | 645 | 5760 | Rate Constraint in lbs/MMBtu | FALSE | L | Annual | Generation | TWh | 10.1706 | 12.8216 | 11.7169 | 11.9445 | 10.6757 | 11.1661 | 8.0653 | 7.4602
IL MPS- Dynegy NOx rate Annual v5.12 | 645 | 5760 | Rate Constraint in lbs/MMBtu | FALSE | L | Annual | Qualifying Generation | TWh | 10.1706 | 12.8216 | 11.7169 | 11.9445 | 10.6757 | 11.1661 | 8.0653 | 7.4602
IL MPS- Dynegy NOx rate Annual v5.12 | 645 | 5760 | Rate Constraint in lbs/MMBtu | FALSE | L | Annual | Rate | lb/MWh | 0.82235 | 0.82235 | 0.81578 | 0.81578 | 0.81578 | 0.81578 | 0.81578 | 0.81578
IL MPS- Dynegy NOx rate Annual v5.12 | 645 | 5760 | Rate Constraint in lbs/MMBtu | FALSE | L | Annual | Constraint Shadow Price | US2016$/Ton | 0 | 0 | 0 | 0 | 0 | 0 | 0 | 0
IL MPS- Dynegy NOX rate Summer v5.12 | 646 | 5761 | Rate Constraint in lbs/MMBtu | FALSE | L | Annual | Seasons Included | Seasons | Summer | Summer | Summer | Summer | Summer | Summer | Summer | Summer
IL MPS- Dynegy NOX rate Summer v5.12 | 646 | 5761 | Rate Constraint in lbs/MMBtu | FALSE | L | Annual | Standard NOX | lb/MMBtu | 0.11 | 0.11 | 0.11 | 0.11 | 0.11 | 0.11 | 0.11 | 0.11
IL MPS- Dynegy NOX rate Summer v5.12 | 646 | 5761 | Rate Constraint in lbs/MMBtu | FALSE | L | Annual | Emissions at Affected Plants NOX | Thousand Tons | 1.7107 | 2.3171 | 2.006 | 2.2985 | 2.0985 | 2.2985 | 2.0453 | 1.8274
IL MPS- Dynegy NOX rate Summer v5.12 | 646 | 5761 | Rate Constraint in lbs/MMBtu | FALSE | L | Annual | Allowances Purchased NOX | Thousand Tons | 0 | 0 | 0 | 0 | 0 | 0 | 0 | 0
IL MPS- Dynegy NOX rate Summer v5.12 | 646 | 5761 | Rate Constraint in lbs/MMBtu | FALSE | L | Annual | Allowances Sold NOX | Thousand Tons | 0 | 0 | 0 | 0 | 0 | 0 | 0 | 0
IL MPS- Dynegy NOX rate Summer v5.12 | 646 | 5761 | Rate Constraint in lbs/MMBtu | FALSE | L | Annual | Allowances Banked | Thousand Tons | 0 | 0 | 0 | 0 | 0 | 0 | 0 | 0
IL MPS- Dynegy NOX rate Summer v5.12 | 646 | 5761 | Rate Constraint in lbs/MMBtu | FALSE | L | Annual | Allowances Withdrawn (1:1) | Thousand Tons | 0 | 0 | 0 | 0 | 0 | 0 | 0 | 0
IL MPS- Dynegy NOX rate Summer v5.12 | 646 | 5761 | Rate Constraint in lbs/MMBtu | FALSE | L | Annual | Allowances Withdrawn (n:1) | Thousand Tons | 0 | 0 | 0 | 0 | 0 | 0 | 0 | 0
IL MPS- Dynegy NOX rate Summer v5.12 | 646 | 5761 | Rate Constraint in lbs/MMBtu | FALSE | L | Annual | Net Emissions Allowance Position | Thousand Tons | 1.7107 | 2.3171 | 2.006 | 2.2985 | 2.0985 | 2.2985 | 2.0453 | 1.8274
IL MPS- Dynegy NOX rate Summer v5.12 | 646 | 5761 | Rate Constraint in lbs/MMBtu | FALSE | L | Annual | Fuel Consumed | TBtu | 42.1657 | 57.1125 | 49.4465 | 56.6556 | 51.7253 | 56.6556 | 50.4148 | 45.0431
IL MPS- Dynegy NOX rate Summer v5.12 | 646 | 5761 | Rate Constraint in lbs/MMBtu | FALSE | L | Annual | Rate | lb/MMBtu | 0.08114 | 0.08114 | 0.08114 | 0.08114 | 0.08114 | 0.08114 | 0.08114 | 0.08114
IL MPS- Dynegy NOX rate Summer v5.12 | 646 | 5761 | Rate Constraint in lbs/MMBtu | FALSE | L | Annual | Generation | TWh | 4.1604 | 5.6352 | 4.9181 | 5.6352 | 5.1448 | 5.6352 | 5.0144 | 4.4802
IL MPS- Dynegy NOX rate Summer v5.12 | 646 | 5761 | Rate Constraint in lbs/MMBtu | FALSE | L | Annual | Qualifying Generation | TWh | 4.1604 | 5.6352 | 4.9181 | 5.6352 | 5.1448 | 5.6352 | 5.0144 | 4.4802
IL MPS- Dynegy NOX rate Summer v5.12 | 646 | 5761 | Rate Constraint in lbs/MMBtu | FALSE | L | Annual | Rate | lb/MWh | 0.82235 | 0.82235 | 0.81578 | 0.81578 | 0.81578 | 0.81578 | 0.81578 | 0.81578
IL MPS- Dynegy NOX rate Summer v5.12 | 646 | 5761 | Rate Constraint in lbs/MMBtu | FALSE | L | Annual | Constraint Shadow Price | US2016$/Ton | 0 | 0 | 0 | 0 | 0 | 0 | 0 | 0
IL MPS- Dynegy SO2 Rate Annual v5.12 | 647 | 5762 | Rate Constraint in lbs/MMBtu | FALSE | L | Annual | Seasons Included | Seasons | Winter, WintShld, Summer | Winter, WintShld, Summer | Winter, WintShld, Summer | Winter, WintShld, Summer | Winter, WintShld, Summer | Winter, WintShld, Summer | Winter, WintShld, Summer | Winter, WintShld, Summer
IL MPS- Dynegy SO2 Rate Annual v5.12 | 647 | 5762 | Rate Constraint in lbs/MMBtu | FALSE | L | Annual | Standard SO2 | lb/MMBtu | 0.25 | 0.25 | 0.25 | 0.25 | 0.25 | 0.25 | 0.25 | 0.25
IL MPS- Dynegy SO2 Rate Annual v5.12 | 647 | 5762 | Rate Constraint in lbs/MMBtu | FALSE | L | Annual | Emissions at Affected Plants SO2 | Thousand Tons | 3.6048 | 4.5444 | 4.1196 | 4.1996 | 3.7535 | 3.926 | 2.8639 | 2.6491
IL MPS- Dynegy SO2 Rate Annual v5.12 | 647 | 5762 | Rate Constraint in lbs/MMBtu | FALSE | L | Annual | Allowances Purchased SO2 | Thousand Tons | 0 | 0 | 0 | 0 | 0 | 0 | 0 | 0
IL MPS- Dynegy SO2 Rate Annual v5.12 | 647 | 5762 | Rate Constraint in lbs/MMBtu | FALSE | L | Annual | Allowances Sold SO2 | Thousand Tons | 0 | 0 | 0 | 0 | 0 | 0 | 0 | 0
IL MPS- Dynegy SO2 Rate Annual v5.12 | 647 | 5762 | Rate Constraint in lbs/MMBtu | FALSE | L | Annual | Allowances Banked | Thousand Tons | 0 | 0 | 0 | 0 | 0 | 0 | 0 | 0
IL MPS- Dynegy SO2 Rate Annual v5.12 | 647 | 5762 | Rate Constraint in lbs/MMBtu | FALSE | L | Annual | Allowances Withdrawn (1:1) | Thousand Tons | 0 | 0 | 0 | 0 | 0 | 0 | 0 | 0
IL MPS- Dynegy SO2 Rate Annual v5.12 | 647 | 5762 | Rate Constraint in lbs/MMBtu | FALSE | L | Annual | Allowances Withdrawn (n:1) | Thousand Tons | 0 | 0 | 0 | 0 | 0 | 0 | 0 | 0
IL MPS- Dynegy SO2 Rate Annual v5.12 | 647 | 5762 | Rate Constraint in lbs/MMBtu | FALSE | L | Annual | Net Emissions Allowance Position | Thousand Tons | 3.6048 | 4.5444 | 4.1196 | 4.1996 | 3.7535 | 3.926 | 2.8639 | 2.6491
IL MPS- Dynegy SO2 Rate Annual v5.12 | 647 | 5762 | Rate Constraint in lbs/MMBtu | FALSE | L | Annual | Fuel Consumed | TBtu | 103.0795 | 129.9466 | 117.801 | 120.0892 | 107.3327 | 112.2631 | 81.0875 | 75.0045
IL MPS- Dynegy SO2 Rate Annual v5.12 | 647 | 5762 | Rate Constraint in lbs/MMBtu | FALSE | L | Annual | Rate | lb/MMBtu | 0.069942 | 0.069942 | 0.069942 | 0.069942 | 0.069942 | 0.069942 | 0.070638 | 0.070638
IL MPS- Dynegy SO2 Rate Annual v5.12 | 647 | 5762 | Rate Constraint in lbs/MMBtu | FALSE | L | Annual | Generation | TWh | 10.1706 | 12.8216 | 11.7169 | 11.9445 | 10.6757 | 11.1661 | 8.0653 | 7.4602
IL MPS- Dynegy SO2 Rate Annual v5.12 | 647 | 5762 | Rate Constraint in lbs/MMBtu | FALSE | L | Annual | Qualifying Generation | TWh | 10.1706 | 12.8216 | 11.7169 | 11.9445 | 10.6757 | 11.1661 | 8.0653 | 7.4602
IL MPS- Dynegy SO2 Rate Annual v5.12 | 647 | 5762 | Rate Constraint in lbs/MMBtu | FALSE | L | Annual | Rate | lb/MWh | 0.70886 | 0.70886 | 0.70319 | 0.70319 | 0.70319 | 0.70319 | 0.71019 | 0.71019
IL MPS- Dynegy SO2 Rate Annual v5.12 | 647 | 5762 | Rate Constraint in lbs/MMBtu | FALSE | L | Annual | Constraint Shadow Price | US2016$/Ton | 0 | 0 | 0 | 0 | 0 | 0 | 0 | 0
Kansas Nearman Unit 1NOx Rate Annual v4.10 | 648 | 2260 | Rate Constraint in lbs/MMBtu | FALSE | L | Annual | Seasons Included | Seasons | Winter, WintShld, Summer | Winter, WintShld, Summer | Winter, WintShld, Summer | Winter, WintShld, Summer | Winter, WintShld, Summer | Winter, WintShld, Summer | Winter, WintShld, Summer | Winter, WintShld, Summer
Kansas Nearman Unit 1NOx Rate Annual v4.10 | 648 | 2260 | Rate Constraint in lbs/MMBtu | FALSE | L | Annual | Standard NOX | lb/MMBtu | 0.26 | 0.26 | 0.26 | 0.26 | 0.26 | 0.26 | 0.26 | 0.26
Kansas Nearman Unit 1NOx Rate Annual v4.10 | 648 | 2260 | Rate Constraint in lbs/MMBtu | FALSE | L | Annual | Emissions at Affected Plants NOX | Thousand Tons | 0.83676 | 0.98477 | 1.3986 | 0.92532 | 0.92532 | 1.1275 | 0.92532 | 0.8125
Kansas Nearman Unit 1NOx Rate Annual v4.10 | 648 | 2260 | Rate Constraint in lbs/MMBtu | FALSE | L | Annual | Allowances Purchased NOX | Thousand Tons | 0 | 0 | 0 | 0 | 0 | 0 | 0 | 0
Kansas Nearman Unit 1NOx Rate Annual v4.10 | 648 | 2260 | Rate Constraint in lbs/MMBtu | FALSE | L | Annual | Allowances Sold NOX | Thousand Tons | 0 | 0 | 0 | 0 | 0 | 0 | 0 | 0
Kansas Nearman Unit 1NOx Rate Annual v4.10 | 648 | 2260 | Rate Constraint in lbs/MMBtu | FALSE | L | Annual | Allowances Banked | Thousand Tons | 0 | 0 | 0 | 0 | 0 | 0 | 0 | 0
Kansas Nearman Unit 1NOx Rate Annual v4.10 | 648 | 2260 | Rate Constraint in lbs/MMBtu | FALSE | L | Annual | Allowances Withdrawn (1:1) | Thousand Tons | 0 | 0 | 0 | 0 | 0 | 0 | 0 | 0
Kansas Nearman Unit 1NOx Rate Annual v4.10 | 648 | 2260 | Rate Constraint in lbs/MMBtu | FALSE | L | Annual | Allowances Withdrawn (n:1) | Thousand Tons | 0 | 0 | 0 | 0 | 0 | 0 | 0 | 0
Kansas Nearman Unit 1NOx Rate Annual v4.10 | 648 | 2260 | Rate Constraint in lbs/MMBtu | FALSE | L | Annual | Net Emissions Allowance Position | Thousand Tons | 0.83676 | 0.98477 | 1.3986 | 0.92532 | 0.92532 | 1.1275 | 0.92532 | 0.8125
Kansas Nearman Unit 1NOx Rate Annual v4.10 | 648 | 2260 | Rate Constraint in lbs/MMBtu | FALSE | L | Annual | Fuel Consumed | TBtu | 9.5581 | 11.2487 | 15.9761 | 10.5696 | 10.5696 | 12.8787 | 10.5696 | 9.2809
Kansas Nearman Unit 1NOx Rate Annual v4.10 | 648 | 2260 | Rate Constraint in lbs/MMBtu | FALSE | L | Annual | Rate | lb/MMBtu | 0.17509 | 0.17509 | 0.17509 | 0.17509 | 0.17509 | 0.17509 | 0.17509 | 0.17509
Kansas Nearman Unit 1NOx Rate Annual v4.10 | 648 | 2260 | Rate Constraint in lbs/MMBtu | FALSE | L | Annual | Generation | TWh | 0.8478 | 0.99775 | 1.4594 | 0.96552 | 0.96552 | 1.1765 | 0.96552 | 0.8478
Kansas Nearman Unit 1NOx Rate Annual v4.10 | 648 | 2260 | Rate Constraint in lbs/MMBtu | FALSE | L | Annual | Qualifying Generation | TWh | 0.8478 | 0.99775 | 1.4594 | 0.96552 | 0.96552 | 1.1765 | 0.96552 | 0.8478
Kansas Nearman Unit 1NOx Rate Annual v4.10 | 648 | 2260 | Rate Constraint in lbs/MMBtu | FALSE | L | Annual | Rate | lb/MWh | 1.974 | 1.974 | 1.9167 | 1.9167 | 1.9167 | 1.9167 | 1.9167 | 1.9167
Kansas Nearman Unit 1NOx Rate Annual v4.10 | 648 | 2260 | Rate Constraint in lbs/MMBtu | FALSE | L | Annual | Constraint Shadow Price | US2016$/Ton | 0 | 0 | 0 | 0 | 0 | 0 | 0 | 0
Kansas Quindaro Unit 2 Nox Rate Annual v4.10 | 649 | 2259 | Rate Constraint in lbs/MMBtu | FALSE | L | Annual | Seasons Included | Seasons | Winter, WintShld, Summer | Winter, WintShld, Summer | Winter, WintShld, Summer | Winter, WintShld, Summer | Winter, WintShld, Summer | Winter, WintShld, Summer | Winter, WintShld, Summer | Winter, WintShld, Summer
Kansas Quindaro Unit 2 Nox Rate Annual v4.10 | 649 | 2259 | Rate Constraint in lbs/MMBtu | FALSE | L | Annual | Standard NOX | lb/MMBtu | 0.2 | 0.2 | 0.2 | 0.2 | 0.2 | 0.2 | 0.2 | 0.2
Kansas Quindaro Unit 2 Nox Rate Annual v4.10 | 649 | 2259 | Rate Constraint in lbs/MMBtu | FALSE | L | Annual | Emissions at Affected Plants NOX | Thousand Tons | 0.033829 | 0.034042 | 0.033829 | 0.031897 | 0.043592 | 0.03501 | 0.013959 | 0.013959
Kansas Quindaro Unit 2 Nox Rate Annual v4.10 | 649 | 2259 | Rate Constraint in lbs/MMBtu | FALSE | L | Annual | Allowances Purchased NOX | Thousand Tons | 0 | 0 | 0 | 0 | 0 | 0 | 0 | 0
Kansas Quindaro Unit 2 Nox Rate Annual v4.10 | 649 | 2259 | Rate Constraint in lbs/MMBtu | FALSE | L | Annual | Allowances Sold NOX | Thousand Tons | 0 | 0 | 0 | 0 | 0 | 0 | 0 | 0
Kansas Quindaro Unit 2 Nox Rate Annual v4.10 | 649 | 2259 | Rate Constraint in lbs/MMBtu | FALSE | L | Annual | Allowances Banked | Thousand Tons | 0 | 0 | 0 | 0 | 0 | 0 | 0 | 0
Kansas Quindaro Unit 2 Nox Rate Annual v4.10 | 649 | 2259 | Rate Constraint in lbs/MMBtu | FALSE | L | Annual | Allowances Withdrawn (1:1) | Thousand Tons | 0 | 0 | 0 | 0 | 0 | 0 | 0 | 0
Kansas Quindaro Unit 2 Nox Rate Annual v4.10 | 649 | 2259 | Rate Constraint in lbs/MMBtu | FALSE | L | Annual | Allowances Withdrawn (n:1) | Thousand Tons | 0 | 0 | 0 | 0 | 0 | 0 | 0 | 0
Kansas Quindaro Unit 2 Nox Rate Annual v4.10 | 649 | 2259 | Rate Constraint in lbs/MMBtu | FALSE | L | Annual | Net Emissions Allowance Position | Thousand Tons | 0.033829 | 0.034042 | 0.033829 | 0.031897 | 0.043592 | 0.03501 | 0.013959 | 0.013959
Kansas Quindaro Unit 2 Nox Rate Annual v4.10 | 649 | 2259 | Rate Constraint in lbs/MMBtu | FALSE | L | Annual | Fuel Consumed | TBtu | 0.51401 | 0.51723 | 0.51401 | 0.48464 | 0.66235 | 0.53195 | 0.2121 | 0.2121
Kansas Quindaro Unit 2 Nox Rate Annual v4.10 | 649 | 2259 | Rate Constraint in lbs/MMBtu | FALSE | L | Annual | Rate | lb/MMBtu | 0.13163 | 0.13163 | 0.13163 | 0.13163 | 0.13163 | 0.13163 | 0.13163 | 0.13163
Kansas Quindaro Unit 2 Nox Rate Annual v4.10 | 649 | 2259 | Rate Constraint in lbs/MMBtu | FALSE | L | Annual | Generation | TWh | 0.043512 | 0.043785 | 0.043512 | 0.041026 | 0.056069 | 0.045031 | 0.017955 | 0.017955
Kansas Quindaro Unit 2 Nox Rate Annual v4.10 | 649 | 2259 | Rate Constraint in lbs/MMBtu | FALSE | L | Annual | Qualifying Generation | TWh | 0.043512 | 0.043785 | 0.043512 | 0.041026 | 0.056069 | 0.045031 | 0.017955 | 0.017955
Kansas Quindaro Unit 2 Nox Rate Annual v4.10 | 649 | 2259 | Rate Constraint in lbs/MMBtu | FALSE | L | Annual | Rate | lb/MWh | 1.5549 | 1.5549 | 1.5549 | 1.5549 | 1.5549 | 1.5549 | 1.5549 | 1.5549
Kansas Quindaro Unit 2 Nox Rate Annual v4.10 | 649 | 2259 | Rate Constraint in lbs/MMBtu | FALSE | L | Annual | Constraint Shadow Price | US2016$/Ton | 0 | 0 | 0 | 0 | 0 | 0 | 0 | 0
KS La Cygne NOX Rate Annual v5.14 | 650 | 6150 | Rate Constraint in lbs/MMBtu | FALSE | L | Annual | Seasons Included | Seasons | Winter, WintShld, Summer | Winter, WintShld, Summer | Winter, WintShld, Summer | Winter, WintShld, Summer | Winter, WintShld, Summer | Winter, WintShld, Summer | Winter, WintShld, Summer | Winter, WintShld, Summer
KS La Cygne NOX Rate Annual v5.14 | 650 | 6150 | Rate Constraint in lbs/MMBtu | FALSE | L | Annual | Standard NOX | lb/MMBtu | 0.13 | 0.13 | 0.13 | 0.13 | 0.13 | 0.13 | 0.13 | 0.13
KS La Cygne NOX Rate Annual v5.14 | 650 | 6150 | Rate Constraint in lbs/MMBtu | FALSE | L | Annual | Emissions at Affected Plants NOX | Thousand Tons | 2.5106 | 2.9369 | 3.5355 | 2.7927 | 2.8227 | 3.3363 | 2.8751 | 2.5484
KS La Cygne NOX Rate Annual v5.14 | 650 | 6150 | Rate Constraint in lbs/MMBtu | FALSE | L | Annual | Allowances Purchased NOX | Thousand Tons | 0 | 0 | 0 | 0 | 0 | 0 | 0 | 0
KS La Cygne NOX Rate Annual v5.14 | 650 | 6150 | Rate Constraint in lbs/MMBtu | FALSE | L | Annual | Allowances Sold NOX | Thousand Tons | 0 | 0 | 0 | 0 | 0 | 0 | 0 | 0
KS La Cygne NOX Rate Annual v5.14 | 650 | 6150 | Rate Constraint in lbs/MMBtu | FALSE | L | Annual | Allowances Banked | Thousand Tons | 0 | 0 | 0 | 0 | 0 | 0 | 0 | 0
KS La Cygne NOX Rate Annual v5.14 | 650 | 6150 | Rate Constraint in lbs/MMBtu | FALSE | L | Annual | Allowances Withdrawn (1:1) | Thousand Tons | 0 | 0 | 0 | 0 | 0 | 0 | 0 | 0
KS La Cygne NOX Rate Annual v5.14 | 650 | 6150 | Rate Constraint in lbs/MMBtu | FALSE | L | Annual | Allowances Withdrawn (n:1) | Thousand Tons | 0 | 0 | 0 | 0 | 0 | 0 | 0 | 0
KS La Cygne NOX Rate Annual v5.14 | 650 | 6150 | Rate Constraint in lbs/MMBtu | FALSE | L | Annual | Net Emissions Allowance Position | Thousand Tons | 2.5106 | 2.9369 | 3.5355 | 2.7927 | 2.8227 | 3.3363 | 2.8751 | 2.5484
KS La Cygne NOX Rate Annual v5.14 | 650 | 6150 | Rate Constraint in lbs/MMBtu | FALSE | L | Annual | Fuel Consumed | TBtu | 55.8657 | 65.441 | 77.9542 | 62.2931 | 62.9202 | 74.3309 | 64.0187 | 56.8105
KS La Cygne NOX Rate Annual v5.14 | 650 | 6150 | Rate Constraint in lbs/MMBtu | FALSE | L | Annual | Rate | lb/MMBtu | 0.08988 | 0.089756 | 0.090707 | 0.089664 | 0.089722 | 0.089768 | 0.089821 | 0.089715
KS La Cygne NOX Rate Annual v5.14 | 650 | 6150 | Rate Constraint in lbs/MMBtu | FALSE | L | Annual | Generation | TWh | 5.0602 | 5.9244 | 7.1747 | 5.7136 | 5.7722 | 6.82 | 5.8749 | 5.2116
KS La Cygne NOX Rate Annual v5.14 | 650 | 6150 | Rate Constraint in lbs/MMBtu | FALSE | L | Annual | Qualifying Generation | TWh | 5.0602 | 5.9244 | 7.1747 | 5.7136 | 5.7722 | 6.82 | 5.8749 | 5.2116
KS La Cygne NOX Rate Annual v5.14 | 650 | 6150 | Rate Constraint in lbs/MMBtu | FALSE | L | Annual | Rate | lb/MWh | 0.99229 | 0.99144 | 0.98554 | 0.97758 | 0.97802 | 0.97837 | 0.97878 | 0.97797
KS La Cygne NOX Rate Annual v5.14 | 650 | 6150 | Rate Constraint in lbs/MMBtu | FALSE | L | Annual | Constraint Shadow Price | US2016$/Ton | 0 | 0 | 0 | 0 | 0 | 0 | 0 | 0
KS La Cygne SO2 Rate Annual v5.14 | 651 | 6151 | Rate Constraint in lbs/MMBtu | FALSE | L | Annual | Seasons Included | Seasons | Winter, WintShld, Summer | Winter, WintShld, Summer | Winter, WintShld, Summer | Winter, WintShld, Summer | Winter, WintShld, Summer | Winter, WintShld, Summer | Winter, WintShld, Summer | Winter, WintShld, Summer
KS La Cygne SO2 Rate Annual v5.14 | 651 | 6151 | Rate Constraint in lbs/MMBtu | FALSE | L | Annual | Standard SO2 | lb/MMBtu | 0.1 | 0.1 | 0.1 | 0.1 | 0.1 | 0.1 | 0.1 | 0.1
KS La Cygne SO2 Rate Annual v5.14 | 651 | 6151 | Rate Constraint in lbs/MMBtu | FALSE | L | Annual | Emissions at Affected Plants SO2 | Thousand Tons | 0.52979 | 0.62409 | 0.71146 | 0.59652 | 0.60095 | 0.78796 | 0.61773 | 0.54277
KS La Cygne SO2 Rate Annual v5.14 | 651 | 6151 | Rate Constraint in lbs/MMBtu | FALSE | L | Annual | Allowances Purchased SO2 | Thousand Tons | 0 | 0 | 0 | 0 | 0 | 0 | 0 | 0
KS La Cygne SO2 Rate Annual v5.14 | 651 | 6151 | Rate Constraint in lbs/MMBtu | FALSE | L | Annual | Allowances Sold SO2 | Thousand Tons | 0 | 0 | 0 | 0 | 0 | 0 | 0 | 0
KS La Cygne SO2 Rate Annual v5.14 | 651 | 6151 | Rate Constraint in lbs/MMBtu | FALSE | L | Annual | Allowances Banked | Thousand Tons | 0 | 0 | 0 | 0 | 0 | 0 | 0 | 0
KS La Cygne SO2 Rate Annual v5.14 | 651 | 6151 | Rate Constraint in lbs/MMBtu | FALSE | L | Annual | Allowances Withdrawn (1:1) | Thousand Tons | 0 | 0 | 0 | 0 | 0 | 0 | 0 | 0
KS La Cygne SO2 Rate Annual v5.14 | 651 | 6151 | Rate Constraint in lbs/MMBtu | FALSE | L | Annual | Allowances Withdrawn (n:1) | Thousand Tons | 0 | 0 | 0 | 0 | 0 | 0 | 0 | 0
KS La Cygne SO2 Rate Annual v5.14 | 651 | 6151 | Rate Constraint in lbs/MMBtu | FALSE | L | Annual | Net Emissions Allowance Position | Thousand Tons | 0.52979 | 0.62409 | 0.71146 | 0.59652 | 0.60095 | 0.78796 | 0.61773 | 0.54277
KS La Cygne SO2 Rate Annual v5.14 | 651 | 6151 | Rate Constraint in lbs/MMBtu | FALSE | L | Annual | Fuel Consumed | TBtu | 55.8657 | 65.441 | 77.9542 | 62.2931 | 62.9202 | 74.3309 | 64.0187 | 56.8105
KS La Cygne SO2 Rate Annual v5.14 | 651 | 6151 | Rate Constraint in lbs/MMBtu | FALSE | L | Annual | Rate | lb/MMBtu | 0.018966 | 0.019073 | 0.018253 | 0.019152 | 0.019102 | 0.021201 | 0.019298 | 0.019108
KS La Cygne SO2 Rate Annual v5.14 | 651 | 6151 | Rate Constraint in lbs/MMBtu | FALSE | L | Annual | Generation | TWh | 5.0602 | 5.9244 | 7.1747 | 5.7136 | 5.7722 | 6.82 | 5.8749 | 5.2116
KS La Cygne SO2 Rate Annual v5.14 | 651 | 6151 | Rate Constraint in lbs/MMBtu | FALSE | L | Annual | Qualifying Generation | TWh | 5.0602 | 5.9244 | 7.1747 | 5.7136 | 5.7722 | 6.82 | 5.8749 | 5.2116
KS La Cygne SO2 Rate Annual v5.14 | 651 | 6151 | Rate Constraint in lbs/MMBtu | FALSE | L | Annual | Rate | lb/MWh | 0.20939 | 0.21068 | 0.19832 | 0.20881 | 0.20822 | 0.23107 | 0.21029 | 0.20829
KS La Cygne SO2 Rate Annual v5.14 | 651 | 6151 | Rate Constraint in lbs/MMBtu | FALSE | L | Annual | Constraint Shadow Price | US2016$/Ton | 0 | 0 | 0 | 0 | 0 | 0 | 0 | 0
LA Big Cajun 1 CT- NOx Summer v4.10 | 652 | 2425 | Rate Constraint in lbs/MMBtu | FALSE | L | Annual | Seasons Included | Seasons | Summer | Summer | Summer | Summer | Summer | Summer | Summer | Summer
LA Big Cajun 1 CT- NOx Summer v4.10 | 652 | 2425 | Rate Constraint in lbs/MMBtu | FALSE | L | Annual | Standard NOX | lb/MMBtu | 0.2 | 0.2 | 0.2 | 0.2 | 0.2 | 0.2 | 0.2 | 0.2
LA Big Cajun 1 CT- NOx Summer v4.10 | 652 | 2425 | Rate Constraint in lbs/MMBtu | FALSE | L | Annual | Emissions at Affected Plants NOX | Thousand Tons | 0 | 0.00015711 | 0.00015711 | 0.00015711 | 0.00015711 | 0.00015711 | 0.00015711 | 0
LA Big Cajun 1 CT- NOx Summer v4.10 | 652 | 2425 | Rate Constraint in lbs/MMBtu | FALSE | L | Annual | Allowances Purchased NOX | Thousand Tons | 0 | 0 | 0 | 0 | 0 | 0 | 0 | 0
LA Big Cajun 1 CT- NOx Summer v4.10 | 652 | 2425 | Rate Constraint in lbs/MMBtu | FALSE | L | Annual | Allowances Sold NOX | Thousand Tons | 0 | 0 | 0 | 0 | 0 | 0 | 0 | 0
LA Big Cajun 1 CT- NOx Summer v4.10 | 652 | 2425 | Rate Constraint in lbs/MMBtu | FALSE | L | Annual | Allowances Banked | Thousand Tons | 0 | 0 | 0 | 0 | 0 | 0 | 0 | 0
LA Big Cajun 1 CT- NOx Summer v4.10 | 652 | 2425 | Rate Constraint in lbs/MMBtu | FALSE | L | Annual | Allowances Withdrawn (1:1) | Thousand Tons | 0 | 0 | 0 | 0 | 0 | 0 | 0 | 0
LA Big Cajun 1 CT- NOx Summer v4.10 | 652 | 2425 | Rate Constraint in lbs/MMBtu | FALSE | L | Annual | Allowances Withdrawn (n:1) | Thousand Tons | 0 | 0 | 0 | 0 | 0 | 0 | 0 | 0
LA Big Cajun 1 CT- NOx Summer v4.10 | 652 | 2425 | Rate Constraint in lbs/MMBtu | FALSE | L | Annual | Net Emissions Allowance Position | Thousand Tons | 0 | 0.00015711 | 0.00015711 | 0.00015711 | 0.00015711 | 0.00015711 | 0.00015711 | 0
LA Big Cajun 1 CT- NOx Summer v4.10 | 652 | 2425 | Rate Constraint in lbs/MMBtu | FALSE | L | Annual | Fuel Consumed | TBtu | 0 | 0.0047222 | 0.0047222 | 0.0047222 | 0.0047222 | 0.0047222 | 0.0047222 | 0
LA Big Cajun 1 CT- NOx Summer v4.10 | 652 | 2425 | Rate Constraint in lbs/MMBtu | FALSE | L | Annual | Rate | lb/MMBtu | 0 | 0.06654 | 0.06654 | 0.06654 | 0.06654 | 0.06654 | 0.06654 | 0
LA Big Cajun 1 CT- NOx Summer v4.10 | 652 | 2425 | Rate Constraint in lbs/MMBtu | FALSE | L | Annual | Generation | TWh | 0 | 0.00038453 | 0.00038453 | 0.00038453 | 0.00038453 | 0.00038453 | 0.00038453 | 0
LA Big Cajun 1 CT- NOx Summer v4.10 | 652 | 2425 | Rate Constraint in lbs/MMBtu | FALSE | L | Annual | Qualifying Generation | TWh | 0 | 0.00038453 | 0.00038453 | 0.00038453 | 0.00038453 | 0.00038453 | 0.00038453 | 0
LA Big Cajun 1 CT- NOx Summer v4.10 | 652 | 2425 | Rate Constraint in lbs/MMBtu | FALSE | L | Annual | Rate | lb/MWh | 0 | 0.81714 | 0.81714 | 0.81714 | 0.81714 | 0.81714 | 0.81714 | 0
LA Big Cajun 1 CT- NOx Summer v4.10 | 652 | 2425 | Rate Constraint in lbs/MMBtu | FALSE | L | Annual | Constraint Shadow Price | US2016$/Ton | 0 | 0 | 0 | 0 | 0 | 0 | 0 | 0
LA Big Cajun 1 OGS- NOx Summer v4.10 | 653 | 2426 | Rate Constraint in lbs/MMBtu | FALSE | L | Annual | Seasons Included | Seasons | Summer | Summer | Summer | Summer | Summer | Summer | Summer | Summer
LA Big Cajun 1 OGS- NOx Summer v4.10 | 653 | 2426 | Rate Constraint in lbs/MMBtu | FALSE | L | Annual | Standard NOX | lb/MMBtu | 0.1 | 0.1 | 0.1 | 0.1 | 0.1 | 0.1 | 0.1 | 0.1
LA Big Cajun 1 OGS- NOx Summer v4.10 | 653 | 2426 | Rate Constraint in lbs/MMBtu | FALSE | L | Annual | Emissions at Affected Plants NOX | Thousand Tons | 0.025091 | 0.023302 | 0.069779 | 0.071568 | 0.032538 | 0.032538 | 0.032538 | 0.032538
LA Big Cajun 1 OGS- NOx Summer v4.10 | 653 | 2426 | Rate Constraint in lbs/MMBtu | FALSE | L | Annual | Allowances Purchased NOX | Thousand Tons | 0 | 0 | 0 | 0 | 0 | 0 | 0 | 0
LA Big Cajun 1 OGS- NOx Summer v4.10 | 653 | 2426 | Rate Constraint in lbs/MMBtu | FALSE | L | Annual | Allowances Sold NOX | Thousand Tons | 0 | 0 | 0 | 0 | 0 | 0 | 0 | 0
LA Big Cajun 1 OGS- NOx Summer v4.10 | 653 | 2426 | Rate Constraint in lbs/MMBtu | FALSE | L | Annual | Allowances Banked | Thousand Tons | 0 | 0 | 0 | 0 | 0 | 0 | 0 | 0
LA Big Cajun 1 OGS- NOx Summer v4.10 | 653 | 2426 | Rate Constraint in lbs/MMBtu | FALSE | L | Annual | Allowances Withdrawn (1:1) | Thousand Tons | 0 | 0 | 0 | 0 | 0 | 0 | 0 | 0
LA Big Cajun 1 OGS- NOx Summer v4.10 | 653 | 2426 | Rate Constraint in lbs/MMBtu | FALSE | L | Annual | Allowances Withdrawn (n:1) | Thousand Tons | 0 | 0 | 0 | 0 | 0 | 0 | 0 | 0
LA Big Cajun 1 OGS- NOx Summer v4.10 | 653 | 2426 | Rate Constraint in lbs/MMBtu | FALSE | L | Annual | Net Emissions Allowance Position | Thousand Tons | 0.025091 | 0.023302 | 0.069779 | 0.071568 | 0.032538 | 0.032538 | 0.032538 | 0.032538
LA Big Cajun 1 OGS- NOx Summer v4.10 | 653 | 2426 | Rate Constraint in lbs/MMBtu | FALSE | L | Annual | Fuel Consumed | TBtu | 0.55762 | 0.51486 | 1.5414 | 1.5842 | 0.71887 | 0.71887 | 0.71887 | 0.71887
LA Big Cajun 1 OGS- NOx Summer v4.10 | 653 | 2426 | Rate Constraint in lbs/MMBtu | FALSE | L | Annual | Rate | lb/MMBtu | 0.089993 | 0.090516 | 0.090539 | 0.090354 | 0.090526 | 0.090526 | 0.090526 | 0.090526
LA Big Cajun 1 OGS- NOx Summer v4.10 | 653 | 2426 | Rate Constraint in lbs/MMBtu | FALSE | L | Annual | Generation | TWh | 0.056213 | 0.052951 | 0.15866 | 0.16192 | 0.073959 | 0.073959 | 0.073959 | 0.073959
LA Big Cajun 1 OGS- NOx Summer v4.10 | 653 | 2426 | Rate Constraint in lbs/MMBtu | FALSE | L | Annual | Qualifying Generation | TWh | 0.056213 | 0.052951 | 0.15866 | 0.16192 | 0.073959 | 0.073959 | 0.073959 | 0.073959
LA Big Cajun 1 OGS- NOx Summer v4.10 | 653 | 2426 | Rate Constraint in lbs/MMBtu | FALSE | L | Annual | Rate | lb/MWh | 0.89271 | 0.88012 | 0.87959 | 0.88398 | 0.8799 | 0.8799 | 0.8799 | 0.8799
LA Big Cajun 1 OGS- NOx Summer v4.10 | 653 | 2426 | Rate Constraint in lbs/MMBtu | FALSE | L | Annual | Constraint Shadow Price | US2016$/Ton | 0 | 0 | 0 | 0 | 0 | 0 | 0 | 0
LA Big Cajun 2- NOx Summer v4.10 | 654 | 2427 | Rate Constraint in lbs/MMBtu | FALSE | L | Annual | Seasons Included | Seasons | Summer | Summer | Summer | Summer | Summer | Summer | Summer | Summer
LA Big Cajun 2- NOx Summer v4.10 | 654 | 2427 | Rate Constraint in lbs/MMBtu | FALSE | L | Annual | Standard NOX | lb/MMBtu | 0.21 | 0.21 | 0.21 | 0.21 | 0.21 | 0.21 | 0.21 | 0.21
LA Big Cajun 2- NOx Summer v4.10 | 654 | 2427 | Rate Constraint in lbs/MMBtu | FALSE | L | Annual | Emissions at Affected Plants NOX | Thousand Tons | 0.49218 | 1.1445 | 1.1262 | 1.1775 | 1.1537 | 1.3304 | 1.3304 | 0.88097
LA Big Cajun 2- NOx Summer v4.10 | 654 | 2427 | Rate Constraint in lbs/MMBtu | FALSE | L | Annual | Allowances Purchased NOX | Thousand Tons | 0 | 0 | 0 | 0 | 0 | 0 | 0 | 0
LA Big Cajun 2- NOx Summer v4.10 | 654 | 2427 | Rate Constraint in lbs/MMBtu | FALSE | L | Annual | Allowances Sold NOX | Thousand Tons | 0 | 0 | 0 | 0 | 0 | 0 | 0 | 0
LA Big Cajun 2- NOx Summer v4.10 | 654 | 2427 | Rate Constraint in lbs/MMBtu | FALSE | L | Annual | Allowances Banked | Thousand Tons | 0 | 0 | 0 | 0 | 0 | 0 | 0 | 0
LA Big Cajun 2- NOx Summer v4.10 | 654 | 2427 | Rate Constraint in lbs/MMBtu | FALSE | L | Annual | Allowances Withdrawn (1:1) | Thousand Tons | 0 | 0 | 0 | 0 | 0 | 0 | 0 | 0
LA Big Cajun 2- NOx Summer v4.10 | 654 | 2427 | Rate Constraint in lbs/MMBtu | FALSE | L | Annual | Allowances Withdrawn (n:1) | Thousand Tons | 0 | 0 | 0 | 0 | 0 | 0 | 0 | 0
LA Big Cajun 2- NOx Summer v4.10 | 654 | 2427 | Rate Constraint in lbs/MMBtu | FALSE | L | Annual | Net Emissions Allowance Position | Thousand Tons | 0.49218 | 1.1445 | 1.1262 | 1.1775 | 1.1537 | 1.3304 | 1.3304 | 0.88097
LA Big Cajun 2- NOx Summer v4.10 | 654 | 2427 | Rate Constraint in lbs/MMBtu | FALSE | L | Annual | Fuel Consumed | TBtu | 8.6138 | 19.1249 | 18.8307 | 19.9377 | 19.4239 | 22.1182 | 22.1182 | 14.8843
LA Big Cajun 2- NOx Summer v4.10 | 654 | 2427 | Rate Constraint in lbs/MMBtu | FALSE | L | Annual | Rate | lb/MMBtu | 0.11428 | 0.11968 | 0.11961 | 0.11812 | 0.11879 | 0.1203 | 0.1203 | 0.11838
LA Big Cajun 2- NOx Summer v4.10 | 654 | 2427 | Rate Constraint in lbs/MMBtu | FALSE | L | Annual | Generation | TWh | 0.81117 | 1.8058 | 1.8058 | 1.9089 | 1.8611 | 2.1226 | 2.1226 | 1.4255
LA Big Cajun 2- NOx Summer v4.10 | 654 | 2427 | Rate Constraint in lbs/MMBtu | FALSE | L | Annual | Qualifying Generation | TWh | 0.81117 | 1.8058 | 1.8058 | 1.9089 | 1.8611 | 2.1226 | 2.1226 | 1.4255
LA Big Cajun 2- NOx Summer v4.10 | 654 | 2427 | Rate Constraint in lbs/MMBtu | FALSE | L | Annual | Rate | lb/MWh | 1.2135 | 1.2675 | 1.2473 | 1.2337 | 1.2398 | 1.2536 | 1.2536 | 1.236
LA Big Cajun 2- NOx Summer v4.10 | 654 | 2427 | Rate Constraint in lbs/MMBtu | FALSE | L | Annual | Constraint Shadow Price | US2016$/Ton | 0 | 0 | 0 | 0 | 0 | 0 | 0 | 0
LA Carville Energy LLC -Nox Summer v5.12 | 655 | 2522 | Rate Constraint in lbs/MMBtu | FALSE | L | Annual | Seasons Included | Seasons | Summer | Summer | Summer | Summer | Summer | Summer | Summer | Summer
LA Carville Energy LLC -Nox Summer v5.12 | 655 | 2522 | Rate Constraint in lbs/MMBtu | FALSE | L | Annual | Standard NOX | lb/MMBtu | 0.2 | 0.2 | 0.2 | 0.2 | 0.2 | 0.2 | 0.2 | 0.2
LA Carville Energy LLC -Nox Summer v5.12 | 655 | 2522 | Rate Constraint in lbs/MMBtu | FALSE | L | Annual | Emissions at Affected Plants NOX | Thousand Tons | 0.23321 | 0.23321 | 0.23321 | 0.23321 | 0.23321 | 0.23321 | 0.23321 | 0.23321
LA Carville Energy LLC -Nox Summer v5.12 | 655 | 2522 | Rate Constraint in lbs/MMBtu | FALSE | L | Annual | Allowances Purchased NOX | Thousand Tons | 0 | 0 | 0 | 0 | 0 | 0 | 0 | 0
LA Carville Energy LLC -Nox Summer v5.12 | 655 | 2522 | Rate Constraint in lbs/MMBtu | FALSE | L | Annual | Allowances Sold NOX | Thousand Tons | 0 | 0 | 0 | 0 | 0 | 0 | 0 | 0
LA Carville Energy LLC -Nox Summer v5.12 | 655 | 2522 | Rate Constraint in lbs/MMBtu | FALSE | L | Annual | Allowances Banked | Thousand Tons | 0 | 0 | 0 | 0 | 0 | 0 | 0 | 0
LA Carville Energy LLC -Nox Summer v5.12 | 655 | 2522 | Rate Constraint in lbs/MMBtu | FALSE | L | Annual | Allowances Withdrawn (1:1) | Thousand Tons | 0 | 0 | 0 | 0 | 0 | 0 | 0 | 0
LA Carville Energy LLC -Nox Summer v5.12 | 655 | 2522 | Rate Constraint in lbs/MMBtu | FALSE | L | Annual | Allowances Withdrawn (n:1) | Thousand Tons | 0 | 0 | 0 | 0 | 0 | 0 | 0 | 0
LA Carville Energy LLC -Nox Summer v5.12 | 655 | 2522 | Rate Constraint in lbs/MMBtu | FALSE | L | Annual | Net Emissions Allowance Position | Thousand Tons | 0.23321 | 0.23321 | 0.23321 | 0.23321 | 0.23321 | 0.23321 | 0.23321 | 0.23321
LA Carville Energy LLC -Nox Summer v5.12 | 655 | 2522 | Rate Constraint in lbs/MMBtu | FALSE | L | Annual | Fuel Consumed | TBtu | 10.3038 | 10.3038 | 10.3038 | 10.3038 | 10.3038 | 10.3038 | 10.3038 | 10.3038
LA Carville Energy LLC -Nox Summer v5.12 | 655 | 2522 | Rate Constraint in lbs/MMBtu | FALSE | L | Annual | Rate | lb/MMBtu | 0.045267 | 0.045267 | 0.045267 | 0.045267 | 0.045267 | 0.045267 | 0.045267 | 0.045267
LA Carville Energy LLC -Nox Summer v5.12 | 655 | 2522 | Rate Constraint in lbs/MMBtu | FALSE | L | Annual | Generation | TWh | 1.723 | 1.723 | 1.723 | 1.723 | 1.723 | 1.723 | 1.723 | 1.723
LA Carville Energy LLC -Nox Summer v5.12 | 655 | 2522 | Rate Constraint in lbs/MMBtu | FALSE | L | Annual | Qualifying Generation | TWh | 1.723 | 1.723 | 1.723 | 1.723 | 1.723 | 1.723 | 1.723 | 1.723
LA Carville Energy LLC -Nox Summer v5.12 | 655 | 2522 | Rate Constraint in lbs/MMBtu | FALSE | L | Annual | Rate | lb/MWh | 0.2707 | 0.2707 | 0.2707 | 0.2707 | 0.2707 | 0.2707 | 0.2707 | 0.2707
LA Carville Energy LLC -Nox Summer v5.12 | 655 | 2522 | Rate Constraint in lbs/MMBtu | FALSE | L | Annual | Constraint Shadow Price | US2016$/Ton | 0 | 0 | 0 | 0 | 0 | 0 | 0 | 0
LA Formosa Plastics High - NOx Summer v4.10 | 656 | 2421 | Rate Constraint in lbs/MMBtu | FALSE | L | Annual | Seasons Included | Seasons | Summer | Summer | Summer | Summer | Summer | Summer | Summer | Summer
LA Formosa Plastics High - NOx Summer v4.10 | 656 | 2421 | Rate Constraint in lbs/MMBtu | FALSE | L | Annual | Standard NOX | lb/MMBtu | 0.2 | 0.2 | 0.2 | 0.2 | 0.2 | 0.2 | 0.2 | 0.2
LA Formosa Plastics High - NOx Summer v4.10 | 656 | 2421 | Rate Constraint in lbs/MMBtu | FALSE | L | Annual | Emissions at Affected Plants NOX | Thousand Tons | 0.0025128 | 0.0025128 | 0.0025128 | 0.0029656 | 0.002121 | 0.002121 | 0.0010509 | 0.002121
LA Formosa Plastics High - NOx Summer v4.10 | 656 | 2421 | Rate Constraint in lbs/MMBtu | FALSE | L | Annual | Allowances Purchased NOX | Thousand Tons | 0 | 0 | 0 | 0 | 0 | 0 | 0 | 0
LA Formosa Plastics High - NOx Summer v4.10 | 656 | 2421 | Rate Constraint in lbs/MMBtu | FALSE | L | Annual | Allowances Sold NOX | Thousand Tons | 0 | 0 | 0 | 0 | 0 | 0 | 0 | 0
LA Formosa Plastics High - NOx Summer v4.10 | 656 | 2421 | Rate Constraint in lbs/MMBtu | FALSE | L | Annual | Allowances Banked | Thousand Tons | 0 | 0 | 0 | 0 | 0 | 0 | 0 | 0
LA Formosa Plastics High - NOx Summer v4.10 | 656 | 2421 | Rate Constraint in lbs/MMBtu | FALSE | L | Annual | Allowances Withdrawn (1:1) | Thousand Tons | 0 | 0 | 0 | 0 | 0 | 0 | 0 | 0
LA Formosa Plastics High - NOx Summer v4.10 | 656 | 2421 | Rate Constraint in lbs/MMBtu | FALSE | L | Annual | Allowances Withdrawn (n:1) | Thousand Tons | 0 | 0 | 0 | 0 | 0 | 0 | 0 | 0
LA Formosa Plastics High - NOx Summer v4.10 | 656 | 2421 | Rate Constraint in lbs/MMBtu | FALSE | L | Annual | Net Emissions Allowance Position | Thousand Tons | 0.0025128 | 0.0025128 | 0.0025128 | 0.0029656 | 0.002121 | 0.002121 | 0.0010509 | 0.002121
LA Formosa Plastics High - NOx Summer v4.10 | 656 | 2421 | Rate Constraint in lbs/MMBtu | FALSE | L | Annual | Fuel Consumed | TBtu | 0.10171 | 0.10171 | 0.10171 | 0.12004 | 0.085854 | 0.085854 | 0.042539 | 0.085854
LA Formosa Plastics High - NOx Summer v4.10 | 656 | 2421 | Rate Constraint in lbs/MMBtu | FALSE | L | Annual | Rate | lb/MMBtu | 0.04941 | 0.04941 | 0.04941 | 0.04941 | 0.04941 | 0.04941 | 0.04941 | 0.04941
LA Formosa Plastics High - NOx Summer v4.10 | 656 | 2421 | Rate Constraint in lbs/MMBtu | FALSE | L | Annual | Generation | TWh | 0.009026 | 0.009026 | 0.009026 | 0.010652 | 0.0076186 | 0.0076186 | 0.0037749 | 0.0076186
LA Formosa Plastics High - NOx Summer v4.10 | 656 | 2421 | Rate Constraint in lbs/MMBtu | FALSE | L | Annual | Qualifying Generation | TWh | 0.009026 | 0.009026 | 0.009026 | 0.010652 | 0.0076186 | 0.0076186 | 0.0037749 | 0.0076186
LA Formosa Plastics High - NOx Summer v4.10 | 656 | 2421 | Rate Constraint in lbs/MMBtu | FALSE | L | Annual | Rate | lb/MWh | 0.5568 | 0.5568 | 0.5568 | 0.5568 | 0.5568 | 0.5568 | 0.5568 | 0.5568
LA Formosa Plastics High - NOx Summer v4.10 | 656 | 2421 | Rate Constraint in lbs/MMBtu | FALSE | L | Annual | Constraint Shadow Price | US2016$/Ton | 0 | 0 | 0 | 0 | 0 | 0 | 0 | 0
LA Formosa Plastics Low - NOx Summer v4.10 | 657 | 2422 | Rate Constraint in lbs/MMBtu | FALSE | L | Annual | Seasons Included | Seasons | Summer | Summer | Summer | Summer | Summer | Summer | Summer | Summer
LA Formosa Plastics Low - NOx Summer v4.10 | 657 | 2422 | Rate Constraint in lbs/MMBtu | FALSE | L | Annual | Standard NOX | lb/MMBtu | 0.2 | 0.2 | 0.2 | 0.2 | 0.2 | 0.2 | 0.2 | 0.2
LA Formosa Plastics Low - NOx Summer v4.10 | 657 | 2422 | Rate Constraint in lbs/MMBtu | FALSE | L | Annual | Emissions at Affected Plants NOX | Thousand Tons | 0 | 6.9159e-05 | 6.9159e-05 | 0 | 6.9159e-05 | 6.9159e-05 | 6.9159e-05 | 0
LA Formosa Plastics Low - NOx Summer v4.10 | 657 | 2422 | Rate Constraint in lbs/MMBtu | FALSE | L | Annual | Allowances Purchased NOX | Thousand Tons | 0 | 0 | 0 | 0 | 0 | 0 | 0 | 0
LA Formosa Plastics Low - NOx Summer v4.10 | 657 | 2422 | Rate Constraint in lbs/MMBtu | FALSE | L | Annual | Allowances Sold NOX | Thousand Tons | 0 | 0 | 0 | 0 | 0 | 0 | 0 | 0
LA Formosa Plastics Low - NOx Summer v4.10 | 657 | 2422 | Rate Constraint in lbs/MMBtu | FALSE | L | Annual | Allowances Banked | Thousand Tons | 0 | 0 | 0 | 0 | 0 | 0 | 0 | 0
LA Formosa Plastics Low - NOx Summer v4.10 | 657 | 2422 | Rate Constraint in lbs/MMBtu | FALSE | L | Annual | Allowances Withdrawn (1:1) | Thousand Tons | 0 | 0 | 0 | 0 | 0 | 0 | 0 | 0
LA Formosa Plastics Low - NOx Summer v4.10 | 657 | 2422 | Rate Constraint in lbs/MMBtu | FALSE | L | Annual | Allowances Withdrawn (n:1) | Thousand Tons | 0 | 0 | 0 | 0 | 0 | 0 | 0 | 0
LA Formosa Plastics Low - NOx Summer v4.10 | 657 | 2422 | Rate Constraint in lbs/MMBtu | FALSE | L | Annual | Net Emissions Allowance Position | Thousand Tons | 0 | 6.9159e-05 | 6.9159e-05 | 0 | 6.9159e-05 | 6.9159e-05 | 6.9159e-05 | 0
LA Formosa Plastics Low - NOx Summer v4.10 | 657 | 2422 | Rate Constraint in lbs/MMBtu | FALSE | L | Annual | Fuel Consumed | TBtu | 0 | 0.0014545 | 0.0014545 | 0 | 0.0014545 | 0.0014545 | 0.0014545 | 0
LA Formosa Plastics Low - NOx Summer v4.10 | 657 | 2422 | Rate Constraint in lbs/MMBtu | FALSE | L | Annual | Rate | lb/MMBtu | 0 | 0.0951 | 0.0951 | 0 | 0.0951 | 0.0951 | 0.0951 | 0
LA Formosa Plastics Low - NOx Summer v4.10 | 657 | 2422 | Rate Constraint in lbs/MMBtu | FALSE | L | Annual | Generation | TWh | 0 | 0.00011728 | 0.00011728 | 0 | 0.00011728 | 0.00011728 | 0.00011728 | 0
LA Formosa Plastics Low - NOx Summer v4.10 | 657 | 2422 | Rate Constraint in lbs/MMBtu | FALSE | L | Annual | Qualifying Generation | TWh | 0 | 0.00011728 | 0.00011728 | 0 | 0.00011728 | 0.00011728 | 0.00011728 | 0
LA Formosa Plastics Low - NOx Summer v4.10 | 657 | 2422 | Rate Constraint in lbs/MMBtu | FALSE | L | Annual | Rate | lb/MWh | 0 | 1.1793 | 1.1793 | 0 | 1.1793 | 1.1793 | 1.1793 | 0
LA Formosa Plastics Low - NOx Summer v4.10 | 657 | 2422 | Rate Constraint in lbs/MMBtu | FALSE | L | Annual | Constraint Shadow Price | US2016$/Ton | 0 | 0 | 0 | 0 | 0 | 0 | 0 | 0
LA Geismar Cogen -Nox Summer v5.12 | 658 | 2524 | Rate Constraint in lbs/MMBtu | FALSE | L | Annual | Seasons Included | Seasons | Summer | Summer | Summer | Summer | Summer | Summer | Summer | Summer
LA Geismar Cogen -Nox Summer v5.12 | 658 | 2524 | Rate Constraint in lbs/MMBtu | FALSE | L | Annual | Standard NOX | lb/MMBtu | 0.2 | 0.2 | 0.2 | 0.2 | 0.2 | 0.2 | 0.2 | 0.2
LA Geismar Cogen -Nox Summer v5.12 | 658 | 2524 | Rate Constraint in lbs/MMBtu | FALSE | L | Annual | Emissions at Affected Plants NOX | Thousand Tons | 0 | 2.9049e-05 | 2.9049e-05 | 2.9049e-05 | 2.9049e-05 | 2.9049e-05 | 2.9049e-05 | 0
LA Geismar Cogen -Nox Summer v5.12 | 658 | 2524 | Rate Constraint in lbs/MMBtu | FALSE | L | Annual | Allowances Purchased NOX | Thousand Tons | 0 | 0 | 0 | 0 | 0 | 0 | 0 | 0
LA Geismar Cogen -Nox Summer v5.12 | 658 | 2524 | Rate Constraint in lbs/MMBtu | FALSE | L | Annual | Allowances Sold NOX | Thousand Tons | 0 | 0 | 0 | 0 | 0 | 0 | 0 | 0
LA Geismar Cogen -Nox Summer v5.12 | 658 | 2524 | Rate Constraint in lbs/MMBtu | FALSE | L | Annual | Allowances Banked | Thousand Tons | 0 | 0 | 0 | 0 | 0 | 0 | 0 | 0
LA Geismar Cogen -Nox Summer v5.12 | 658 | 2524 | Rate Constraint in lbs/MMBtu | FALSE | L | Annual | Allowances Withdrawn (1:1) | Thousand Tons | 0 | 0 | 0 | 0 | 0 | 0 | 0 | 0
LA Geismar Cogen -Nox Summer v5.12 | 658 | 2524 | Rate Constraint in lbs/MMBtu | FALSE | L | Annual | Allowances Withdrawn (n:1) | Thousand Tons | 0 | 0 | 0 | 0 | 0 | 0 | 0 | 0
LA Geismar Cogen -Nox Summer v5.12 | 658 | 2524 | Rate Constraint in lbs/MMBtu | FALSE | L | Annual | Net Emissions Allowance Position | Thousand Tons | 0 | 2.9049e-05 | 2.9049e-05 | 2.9049e-05 | 2.9049e-05 | 2.9049e-05 | 2.9049e-05 | 0
LA Geismar Cogen -Nox Summer v5.12 | 658 | 2524 | Rate Constraint in lbs/MMBtu | FALSE | L | Annual | Fuel Consumed | TBtu | 0 | 0.0015098 | 0.0015098 | 0.0015098 | 0.0015098 | 0.0015098 | 0.0015098 | 0
LA Geismar Cogen -Nox Summer v5.12 | 658 | 2524 | Rate Constraint in lbs/MMBtu | FALSE | L | Annual | Rate | lb/MMBtu | 0 | 0.03848 | 0.03848 | 0.03848 | 0.03848 | 0.03848 | 0.03848 | 0
LA Geismar Cogen -Nox Summer v5.12 | 658 | 2524 | Rate Constraint in lbs/MMBtu | FALSE | L | Annual | Generation | TWh | 0 | 0.00013275 | 0.00013275 | 0.00013275 | 0.00013275 | 0.00013275 | 0.00013275 | 0
LA Geismar Cogen -Nox Summer v5.12 | 658 | 2524 | Rate Constraint in lbs/MMBtu | FALSE | L | Annual | Qualifying Generation | TWh | 0 | 0.00013275 | 0.00013275 | 0.00013275 | 0.00013275 | 0.00013275 | 0.00013275 | 0
LA Geismar Cogen -Nox Summer v5.12 | 658 | 2524 | Rate Constraint in lbs/MMBtu | FALSE | L | Annual | Rate | lb/MWh | 0 | 0.43763 | 0.43763 | 0.43763 | 0.43763 | 0.43763 | 0.43763 | 0
LA Geismar Cogen -Nox Summer v5.12 | 658 | 2524 | Rate Constraint in lbs/MMBtu | FALSE | L | Annual | Constraint Shadow Price | US2016$/Ton | 0 | 0 | 0 | 0 | 0 | 0 | 0 | 0
LA Georgia Gulf Plaquemine -Nox Summer v5.12 | 659 | 2521 | Rate Constraint in lbs/MMBtu | FALSE | L | Annual | Seasons Included | Seasons | Summer | Summer | Summer | Summer | Summer | Summer | Summer | Summer
LA Georgia Gulf Plaquemine -Nox Summer v5.12 | 659 | 2521 | Rate Constraint in lbs/MMBtu | FALSE | L | Annual | Standard NOX | lb/MMBtu | 0.2 | 0.2 | 0.2 | 0.2 | 0.2 | 0.2 | 0.2 | 0.2
LA Georgia Gulf Plaquemine -Nox Summer v5.12 | 659 | 2521 | Rate Constraint in lbs/MMBtu | FALSE | L | Annual | Emissions at Affected Plants NOX | Thousand Tons | 0 | 0 | 0 | 0 | 0 | 0 | 0 | 0
LA Georgia Gulf Plaquemine -Nox Summer v5.12 | 659 | 2521 | Rate Constraint in lbs/MMBtu | FALSE | L | Annual | Allowances Purchased NOX | Thousand Tons | 0 | 0 | 0 | 0 | 0 | 0 | 0 | 0
LA Georgia Gulf Plaquemine -Nox Summer v5.12 | 659 | 2521 | Rate Constraint in lbs/MMBtu | FALSE | L | Annual | Allowances Sold NOX | Thousand Tons | 0 | 0 | 0 | 0 | 0 | 0 | 0 | 0
LA Georgia Gulf Plaquemine -Nox Summer v5.12 | 659 | 2521 | Rate Constraint in lbs/MMBtu | FALSE | L | Annual | Allowances Banked | Thousand Tons | 0 | 0 | 0 | 0 | 0 | 0 | 0 | 0
LA Georgia Gulf Plaquemine -Nox Summer v5.12 | 659 | 2521 | Rate Constraint in lbs/MMBtu | FALSE | L | Annual | Allowances Withdrawn (1:1) | Thousand Tons | 0 | 0 | 0 | 0 | 0 | 0 | 0 | 0
LA Georgia Gulf Plaquemine -Nox Summer v5.12 | 659 | 2521 | Rate Constraint in lbs/MMBtu | FALSE | L | Annual | Allowances Withdrawn (n:1) | Thousand Tons | 0 | 0 | 0 | 0 | 0 | 0 | 0 | 0
LA Georgia Gulf Plaquemine -Nox Summer v5.12 | 659 | 2521 | Rate Constraint in lbs/MMBtu | FALSE | L | Annual | Net Emissions Allowance Position | Thousand Tons | 0 | 0 | 0 | 0 | 0 | 0 | 0 | 0
LA Georgia Gulf Plaquemine -Nox Summer v5.12 | 659 | 2521 | Rate Constraint in lbs/MMBtu | FALSE | L | Annual | Fuel Consumed | TBtu | 0 | 0 | 0 | 0 | 0 | 0 | 0 | 0
LA Georgia Gulf Plaquemine -Nox Summer v5.12 | 659 | 2521 | Rate Constraint in lbs/MMBtu | FALSE | L | Annual | Rate | lb/MMBtu | 0 | 0 | 0 | 0 | 0 | 0 | 0 | 0
LA Georgia Gulf Plaquemine -Nox Summer v5.12 | 659 | 2521 | Rate Constraint in lbs/MMBtu | FALSE | L | Annual | Generation | TWh | 0 | 0 | 0 | 0 | 0 | 0 | 0 | 0
LA Georgia Gulf Plaquemine -Nox Summer v5.12 | 659 | 2521 | Rate Constraint in lbs/MMBtu | FALSE | L | Annual | Qualifying Generation | TWh | 0 | 0 | 0 | 0 | 0 | 0 | 0 | 0
LA Georgia Gulf Plaquemine -Nox Summer v5.12 | 659 | 2521 | Rate Constraint in lbs/MMBtu | FALSE | L | Annual | Rate | lb/MWh | 0 | 0 | 0 | 0 | 0 | 0 | 0 | 0
LA Georgia Gulf Plaquemine -Nox Summer v5.12 | 659 | 2521 | Rate Constraint in lbs/MMBtu | FALSE | L | Annual | Constraint Shadow Price | US2016$/Ton | 0 | 0 | 0 | 0 | 0 | 0 | 0 | 0
LA Louisiana 1 - NOx Summer v4.10 | 660 | 2419 | Rate Constraint in lbs/MMBtu | FALSE | L | Annual | Seasons Included | Seasons | Summer | Summer | Summer | Summer | Summer | Summer | Summer | Summer
LA Louisiana 1 - NOx Summer v4.10 | 660 | 2419 | Rate Constraint in lbs/MMBtu | FALSE | L | Annual | Standard NOX | lb/MMBtu | 0.1 | 0.1 | 0.1 | 0.1 | 0.1 | 0.1 | 0.1 | 0.1
LA Louisiana 1 - NOx Summer v4.10 | 660 | 2419 | Rate Constraint in lbs/MMBtu | FALSE | L | Annual | Emissions at Affected Plants NOX | Thousand Tons | 0.0095121 | 0.016446 | 0.028588 | 0.039971 | 0.028588 | 0.028588 | 0.0095121 | 0.013228
LA Louisiana 1 - NOx Summer v4.10 | 660 | 2419 | Rate Constraint in lbs/MMBtu | FALSE | L | Annual | Allowances Purchased NOX | Thousand Tons | 0 | 0 | 0 | 0 | 0 | 0 | 0 | 0
LA Louisiana 1 - NOx Summer v4.10 | 660 | 2419 | Rate Constraint in lbs/MMBtu | FALSE | L | Annual | Allowances Sold NOX | Thousand Tons | 0 | 0 | 0 | 0 | 0 | 0 | 0 | 0
LA Louisiana 1 - NOx Summer v4.10 | 660 | 2419 | Rate Constraint in lbs/MMBtu | FALSE | L | Annual | Allowances Banked | Thousand Tons | 0 | 0 | 0 | 0 | 0 | 0 | 0 | 0
LA Louisiana 1 - NOx Summer v4.10 | 660 | 2419 | Rate Constraint in lbs/MMBtu | FALSE | L | Annual | Allowances Withdrawn (1:1) | Thousand Tons | 0 | 0 | 0 | 0 | 0 | 0 | 0 | 0
LA Louisiana 1 - NOx Summer v4.10 | 660 | 2419 | Rate Constraint in lbs/MMBtu | FALSE | L | Annual | Allowances Withdrawn (n:1) | Thousand Tons | 0 | 0 | 0 | 0 | 0 | 0 | 0 | 0
LA Louisiana 1 - NOx Summer v4.10 | 660 | 2419 | Rate Constraint in lbs/MMBtu | FALSE | L | Annual | Net Emissions Allowance Position | Thousand Tons | 0.0095121 | 0.016446 | 0.028588 | 0.039971 | 0.028588 | 0.028588 | 0.0095121 | 0.013228
LA Louisiana 1 - NOx Summer v4.10 | 660 | 2419 | Rate Constraint in lbs/MMBtu | FALSE | L | Annual | Fuel Consumed | TBtu | 0.2214 | 0.36535 | 0.66542 | 0.93038 | 0.66542 | 0.66542 | 0.2214 | 0.3309
LA Louisiana 1 - NOx Summer v4.10 | 660 | 2419 | Rate Constraint in lbs/MMBtu | FALSE | L | Annual | Rate | lb/MMBtu | 0.085925 | 0.090029 | 0.085925 | 0.085925 | 0.085925 | 0.085925 | 0.085925 | 0.079955
LA Louisiana 1 - NOx Summer v4.10 | 660 | 2419 | Rate Constraint in lbs/MMBtu | FALSE | L | Annual | Generation | TWh | 0.019551 | 0.032324 | 0.058759 | 0.082155 | 0.058759 | 0.058759 | 0.019551 | 0.029344
LA Louisiana 1 - NOx Summer v4.10 | 660 | 2419 | Rate Constraint in lbs/MMBtu | FALSE | L | Annual | Qualifying Generation | TWh | 0.019551 | 0.032324 | 0.058759 | 0.082155 | 0.058759 | 0.058759 | 0.019551 | 0.029344
LA Louisiana 1 - NOx Summer v4.10 | 660 | 2419 | Rate Constraint in lbs/MMBtu | FALSE | L | Annual | Rate | lb/MWh | 0.97307 | 1.0176 | 0.97307 | 0.97307 | 0.97307 | 0.97307 | 0.97307 | 0.90159
LA Louisiana 1 - NOx Summer v4.10 | 660 | 2419 | Rate Constraint in lbs/MMBtu | FALSE | L | Annual | Constraint Shadow Price | US2016$/Ton | 0 | 0 | 0 | 0 | 0 | 0 | 0 | 0
LA New Roads - NOx Summer v4.10 | 661 | 2424 | Rate Constraint in lbs/MMBtu | FALSE | L | Annual | Seasons Included | Seasons | Summer | Summer | Summer | Summer | Summer | Summer | Summer | Summer
LA New Roads - NOx Summer v4.10 | 661 | 2424 | Rate Constraint in lbs/MMBtu | FALSE | L | Annual | Standard NOX | lb/MMBtu | 0.2 | 0.2 | 0.2 | 0.2 | 0.2 | 0.2 | 0.2 | 0.2
LA New Roads - NOx Summer v4.10 | 661 | 2424 | Rate Constraint in lbs/MMBtu | FALSE | L | Annual | Emissions at Affected Plants NOX | Thousand Tons | 0 | 0 | 0 | 0 | 0 | 0 | 0 | 0
LA New Roads - NOx Summer v4.10 | 661 | 2424 | Rate Constraint in lbs/MMBtu | FALSE | L | Annual | Allowances Purchased NOX | Thousand Tons | 0 | 0 | 0 | 0 | 0 | 0 | 0 | 0
LA New Roads - NOx Summer v4.10 | 661 | 2424 | Rate Constraint in lbs/MMBtu | FALSE | L | Annual | Allowances Sold NOX | Thousand Tons | 0 | 0 | 0 | 0 | 0 | 0 | 0 | 0
LA New Roads - NOx Summer v4.10 | 661 | 2424 | Rate Constraint in lbs/MMBtu | FALSE | L | Annual | Allowances Banked | Thousand Tons | 0 | 0 | 0 | 0 | 0 | 0 | 0 | 0
LA New Roads - NOx Summer v4.10 | 661 | 2424 | Rate Constraint in lbs/MMBtu | FALSE | L | Annual | Allowances Withdrawn (1:1) | Thousand Tons | 0 | 0 | 0 | 0 | 0 | 0 | 0 | 0
LA New Roads - NOx Summer v4.10 | 661 | 2424 | Rate Constraint in lbs/MMBtu | FALSE | L | Annual | Allowances Withdrawn (n:1) | Thousand Tons | 0 | 0 | 0 | 0 | 0 | 0 | 0 | 0
LA New Roads - NOx Summer v4.10 | 661 | 2424 | Rate Constraint in lbs/MMBtu | FALSE | L | Annual | Net Emissions Allowance Position | Thousand Tons | 0 | 0 | 0 | 0 | 0 | 0 | 0 | 0
LA New Roads - NOx Summer v4.10 | 661 | 2424 | Rate Constraint in lbs/MMBtu | FALSE | L | Annual | Fuel Consumed | TBtu | 0 | 0 | 0 | 0 | 0 | 0 | 0 | 0
LA New Roads - NOx Summer v4.10 | 661 | 2424 | Rate Constraint in lbs/MMBtu | FALSE | L | Annual | Rate | lb/MMBtu | 0 | 0 | 0 | 0 | 0 | 0 | 0 | 0
LA New Roads - NOx Summer v4.10 | 661 | 2424 | Rate Constraint in lbs/MMBtu | FALSE | L | Annual | Generation | TWh | 0 | 0 | 0 | 0 | 0 | 0 | 0 | 0
LA New Roads - NOx Summer v4.10 | 661 | 2424 | Rate Constraint in lbs/MMBtu | FALSE | L | Annual | Qualifying Generation | TWh | 0 | 0 | 0 | 0 | 0 | 0 | 0 | 0
LA New Roads - NOx Summer v4.10 | 661 | 2424 | Rate Constraint in lbs/MMBtu | FALSE | L | Annual | Rate | lb/MWh | 0 | 0 | 0 | 0 | 0 | 0 | 0 | 0
LA New Roads - NOx Summer v4.10 | 661 | 2424 | Rate Constraint in lbs/MMBtu | FALSE | L | Annual | Constraint Shadow Price | US2016$/Ton | 0 | 0 | 184.0244 | 0 | 633.9757 | 0 | 0 | 0
LA Plaquemine Cogeneration Plant -Nox Summer v5.12 | 662 | 2523 | Rate Constraint in lbs/MMBtu | FALSE | L | Annual | Seasons Included | Seasons | Summer | Summer | Summer | Summer | Summer | Summer | Summer | Summer
LA Plaquemine Cogeneration Plant -Nox Summer v5.12 | 662 | 2523 | Rate Constraint in lbs/MMBtu | FALSE | L | Annual | Standard NOX | lb/MMBtu | 0.2 | 0.2 | 0.2 | 0.2 | 0.2 | 0.2 | 0.2 | 0.2
LA Plaquemine Cogeneration Plant -Nox Summer v5.12 | 662 | 2523 | Rate Constraint in lbs/MMBtu | FALSE | L | Annual | Emissions at Affected Plants NOX | Thousand Tons | 0.14153 | 0.14153 | 0.14153 | 0.14153 | 0.14153 | 0.14153 | 0.14153 | 0.14153
LA Plaquemine Cogeneration Plant -Nox Summer v5.12 | 662 | 2523 | Rate Constraint in lbs/MMBtu | FALSE | L | Annual | Allowances Purchased NOX | Thousand Tons | 0 | 0 | 0 | 0 | 0 | 0 | 0 | 0
LA Plaquemine Cogeneration Plant -Nox Summer v5.12 | 662 | 2523 | Rate Constraint in lbs/MMBtu | FALSE | L | Annual | Allowances Sold NOX | Thousand Tons | 0 | 0 | 0 | 0 | 0 | 0 | 0 | 0
LA Plaquemine Cogeneration Plant -Nox Summer v5.12 | 662 | 2523 | Rate Constraint in lbs/MMBtu | FALSE | L | Annual | Allowances Banked | Thousand Tons | 0 | 0 | 0 | 0 | 0 | 0 | 0 | 0
LA Plaquemine Cogeneration Plant -Nox Summer v5.12 | 662 | 2523 | Rate Constraint in lbs/MMBtu | FALSE | L | Annual | Allowances Withdrawn (1:1) | Thousand Tons | 0 | 0 | 0 | 0 | 0 | 0 | 0 | 0
LA Plaquemine Cogeneration Plant -Nox Summer v5.12 | 662 | 2523 | Rate Constraint in lbs/MMBtu | FALSE | L | Annual | Allowances Withdrawn (n:1) | Thousand Tons | 0 | 0 | 0 | 0 | 0 | 0 | 0 | 0
LA Plaquemine Cogeneration Plant -Nox Summer v5.12 | 662 | 2523 | Rate Constraint in lbs/MMBtu | FALSE | L | Annual | Net Emissions Allowance Position | Thousand Tons | 0.14153 | 0.14153 | 0.14153 | 0.14153 | 0.14153 | 0.14153 | 0.14153 | 0.14153
LA Plaquemine Cogeneration Plant -Nox Summer v5.12 | 662 | 2523 | Rate Constraint in lbs/MMBtu | FALSE | L | Annual | Fuel Consumed | TBtu | 16.6698 | 16.6698 | 16.6698 | 16.6698 | 16.6698 | 16.6698 | 16.6698 | 16.6698
LA Plaquemine Cogeneration Plant -Nox Summer v5.12 | 662 | 2523 | Rate Constraint in lbs/MMBtu | FALSE | L | Annual | Rate | lb/MMBtu | 0.01698 | 0.01698 | 0.01698 | 0.01698 | 0.01698 | 0.01698 | 0.01698 | 0.01698
LA Plaquemine Cogeneration Plant -Nox Summer v5.12 | 662 | 2523 | Rate Constraint in lbs/MMBtu | FALSE | L | Annual | Generation | TWh | 2.6026 | 2.6026 | 2.6026 | 2.6026 | 2.6026 | 2.6026 | 2.6026 | 2.6026
LA Plaquemine Cogeneration Plant -Nox Summer v5.12 | 662 | 2523 | Rate Constraint in lbs/MMBtu | FALSE | L | Annual | Qualifying Generation | TWh | 2.6026 | 2.6026 | 2.6026 | 2.6026 | 2.6026 | 2.6026 | 2.6026 | 2.6026
LA Plaquemine Cogeneration Plant -Nox Summer v5.12 | 662 | 2523 | Rate Constraint in lbs/MMBtu | FALSE | L | Annual | Rate | lb/MWh | 0.10876 | 0.10876 | 0.10876 | 0.10876 | 0.10876 | 0.10876 | 0.10876 | 0.10876
LA Plaquemine Cogeneration Plant -Nox Summer v5.12 | 662 | 2523 | Rate Constraint in lbs/MMBtu | FALSE | L | Annual | Constraint Shadow Price | US2016$/Ton | 0 | 0 | 0 | 0 | 0 | 0 | 0 | 0
LA Shell Chemical - NOx Summer v4.10 | 663 | 2423 | Rate Constraint in lbs/MMBtu | FALSE | L | Annual | Seasons Included | Seasons | Summer | Summer | Summer | Summer | Summer | Summer | Summer | Summer
LA Shell Chemical - NOx Summer v4.10 | 663 | 2423 | Rate Constraint in lbs/MMBtu | FALSE | L | Annual | Standard NOX | lb/MMBtu | 0.2 | 0.2 | 0.2 | 0.2 | 0.2 | 0.2 | 0.2 | 0.2
LA Shell Chemical - NOx Summer v4.10 | 663 | 2423 | Rate Constraint in lbs/MMBtu | FALSE | L | Annual | Emissions at Affected Plants NOX | Thousand Tons | 6.484e-05 | 6.484e-05 | 6.484e-05 | 6.484e-05 | 6.484e-05 | 6.484e-05 | 6.484e-05 | 0
LA Shell Chemical - NOx Summer v4.10 | 663 | 2423 | Rate Constraint in lbs/MMBtu | FALSE | L | Annual | Allowances Purchased NOX | Thousand Tons | 0 | 0 | 0 | 0 | 0 | 0 | 0 | 0
LA Shell Chemical - NOx Summer v4.10 | 663 | 2423 | Rate Constraint in lbs/MMBtu | FALSE | L | Annual | Allowances Sold NOX | Thousand Tons | 0 | 0 | 0 | 0 | 0 | 0 | 0 | 0
LA Shell Chemical - NOx Summer v4.10 | 663 | 2423 | Rate Constraint in lbs/MMBtu | FALSE | L | Annual | Allowances Banked | Thousand Tons | 0 | 0 | 0 | 0 | 0 | 0 | 0 | 0
LA Shell Chemical - NOx Summer v4.10 | 663 | 2423 | Rate Constraint in lbs/MMBtu | FALSE | L | Annual | Allowances Withdrawn (1:1) | Thousand Tons | 0 | 0 | 0 | 0 | 0 | 0 | 0 | 0
LA Shell Chemical - NOx Summer v4.10 | 663 | 2423 | Rate Constraint in lbs/MMBtu | FALSE | L | Annual | Allowances Withdrawn (n:1) | Thousand Tons | 0 | 0 | 0 | 0 | 0 | 0 | 0 | 0
LA Shell Chemical - NOx Summer v4.10 | 663 | 2423 | Rate Constraint in lbs/MMBtu | FALSE | L | Annual | Net Emissions Allowance Position | Thousand Tons | 6.484e-05 | 6.484e-05 | 6.484e-05 | 6.484e-05 | 6.484e-05 | 6.484e-05 | 6.484e-05 | 0
LA Shell Chemical - NOx Summer v4.10 | 663 | 2423 | Rate Constraint in lbs/MMBtu | FALSE | L | Annual | Fuel Consumed | TBtu | 0.0013636 | 0.0013636 | 0.0013636 | 0.0013636 | 0.0013636 | 0.0013636 | 0.0013636 | 0
LA Shell Chemical - NOx Summer v4.10 | 663 | 2423 | Rate Constraint in lbs/MMBtu | FALSE | L | Annual | Rate | lb/MMBtu | 0.0951 | 0.0951 | 0.0951 | 0.0951 | 0.0951 | 0.0951 | 0.0951 | 0
LA Shell Chemical - NOx Summer v4.10 | 663 | 2423 | Rate Constraint in lbs/MMBtu | FALSE | L | Annual | Generation | TWh | 0.00012262 | 0.00012262 | 0.00012262 | 0.00012262 | 0.00012262 | 0.00012262 | 0.00012262 | 0
LA Shell Chemical - NOx Summer v4.10 | 663 | 2423 | Rate Constraint in lbs/MMBtu | FALSE | L | Annual | Qualifying Generation | TWh | 0.00012262 | 0.00012262 | 0.00012262 | 0.00012262 | 0.00012262 | 0.00012262 | 0.00012262 | 0
LA Shell Chemical - NOx Summer v4.10 | 663 | 2423 | Rate Constraint in lbs/MMBtu | FALSE | L | Annual | Rate | lb/MWh | 1.0576 | 1.0576 | 1.0576 | 1.0576 | 1.0576 | 1.0576 | 1.0576 | 0
LA Shell Chemical - NOx Summer v4.10 | 663 | 2423 | Rate Constraint in lbs/MMBtu | FALSE | L | Annual | Constraint Shadow Price | US2016$/Ton | 0 | 0 | 0 | 0 | 0 | 0 | 0 | 0
LA Willow Glen 1-4 -NOx Summer Cap v5.13 | 664 | 6971 | Rate Constraint in MTons | FALSE | L | Annual | Seasons Included | Seasons | Summer | Summer | Summer | Summer | Summer | Summer | Summer | Summer
LA Willow Glen 1-4 -NOx Summer Cap v5.13 | 664 | 6971 | Rate Constraint in MTons | FALSE | L | Annual | Standard NOX | Thousand Tons | 5.1794 | 5.1794 | 5.1794 | 5.1794 | 5.1794 | 5.1794 | 5.1794 | 5.1794
LA Willow Glen 1-4 -NOx Summer Cap v5.13 | 664 | 6971 | Rate Constraint in MTons | FALSE | L | Annual | Emissions at Affected Plants NOX | Thousand Tons | 0 | 0 | 0 | 0 | 0 | 0 | 0 | 0
LA Willow Glen 1-4 -NOx Summer Cap v5.13 | 664 | 6971 | Rate Constraint in MTons | FALSE | L | Annual | Allowances Purchased NOX | Thousand Tons | 0 | 0 | 0 | 0 | 0 | 0 | 0 | 0
LA Willow Glen 1-4 -NOx Summer Cap v5.13 | 664 | 6971 | Rate Constraint in MTons | FALSE | L | Annual | Allowances Sold NOX | Thousand Tons | 0 | 0 | 0 | 0 | 0 | 0 | 0 | 0
LA Willow Glen 1-4 -NOx Summer Cap v5.13 | 664 | 6971 | Rate Constraint in MTons | FALSE | L | Annual | Allowances Banked | Thousand Tons | 0 | 0 | 0 | 0 | 0 | 0 | 0 | 0
LA Willow Glen 1-4 -NOx Summer Cap v5.13 | 664 | 6971 | Rate Constraint in MTons | FALSE | L | Annual | Allowances Withdrawn (1:1) | Thousand Tons | 0 | 0 | 0 | 0 | 0 | 0 | 0 | 0
LA Willow Glen 1-4 -NOx Summer Cap v5.13 | 664 | 6971 | Rate Constraint in MTons | FALSE | L | Annual | Allowances Withdrawn (n:1) | Thousand Tons | 0 | 0 | 0 | 0 | 0 | 0 | 0 | 0
LA Willow Glen 1-4 -NOx Summer Cap v5.13 | 664 | 6971 | Rate Constraint in MTons | FALSE | L | Annual | Net Emissions Allowance Position | Thousand Tons | 0 | 0 | 0 | 0 | 0 | 0 | 0 | 0
LA Willow Glen 1-4 -NOx Summer Cap v5.13 | 664 | 6971 | Rate Constraint in MTons | FALSE | L | Annual | Fuel Consumed | TBtu | 0 | 0 | 0 | 0 | 0 | 0 | 0 | 0
LA Willow Glen 1-4 -NOx Summer Cap v5.13 | 664 | 6971 | Rate Constraint in MTons | FALSE | L | Annual | Rate | lb/MMBtu | 0 | 0 | 0 | 0 | 0 | 0 | 0 | 0
LA Willow Glen 1-4 -NOx Summer Cap v5.13 | 664 | 6971 | Rate Constraint in MTons | FALSE | L | Annual | Generation | TWh | 0 | 0 | 0 | 0 | 0 | 0 | 0 | 0
LA Willow Glen 1-4 -NOx Summer Cap v5.13 | 664 | 6971 | Rate Constraint in MTons | FALSE | L | Annual | Qualifying Generation | TWh | 0 | 0 | 0 | 0 | 0 | 0 | 0 | 0
LA Willow Glen 1-4 -NOx Summer Cap v5.13 | 664 | 6971 | Rate Constraint in MTons | FALSE | L | Annual | Rate | lb/MWh | 0 | 0 | 0 | 0 | 0 | 0 | 0 | 0
LA Willow Glen 1-4 -NOx Summer Cap v5.13 | 664 | 6971 | Rate Constraint in MTons | FALSE | L | Annual | Constraint Shadow Price | US2016$/Ton | 0 | 0 | 0 | 0 | 0 | 0 | 0 | 0
Louisiana Coal Units - SO2 Rate Annual v3.1, Unit 4241 and retrofits | 665 | 2199 | Rate Constraint in lbs/MMBtu | FALSE | L | Annual | Seasons Included | Seasons | Winter, WintShld, Summer | Winter, WintShld, Summer | Winter, WintShld, Summer | Winter, WintShld, Summer | Winter, WintShld, Summer | Winter, WintShld, Summer | Winter, WintShld, Summer | Winter, WintShld, Summer
Louisiana Coal Units - SO2 Rate Annual v3.1, Unit 4241 and retrofits | 665 | 2199 | Rate Constraint in lbs/MMBtu | FALSE | L | Annual | Standard SO2 | lb/MMBtu | 1.2 | 1.2 | 1.2 | 1.2 | 1.2 | 1.2 | 1.2 | 1.2
Louisiana Coal Units - SO2 Rate Annual v3.1, Unit 4241 and retrofits | 665 | 2199 | Rate Constraint in lbs/MMBtu | FALSE | L | Annual | Emissions at Affected Plants SO2 | Thousand Tons | 1.1725 | 4.5851 | 4.5617 | 4.5617 | 4.5617 | 5.2165 | 5.2165 | 3.2911
Louisiana Coal Units - SO2 Rate Annual v3.1, Unit 4241 and retrofits | 665 | 2199 | Rate Constraint in lbs/MMBtu | FALSE | L | Annual | Allowances Purchased SO2 | Thousand Tons | 0 | 0 | 0 | 0 | 0 | 0 | 0 | 0
Louisiana Coal Units - SO2 Rate Annual v3.1, Unit 4241 and retrofits | 665 | 2199 | Rate Constraint in lbs/MMBtu | FALSE | L | Annual | Allowances Sold SO2 | Thousand Tons | 0 | 0 | 0 | 0 | 0 | 0 | 0 | 0
Louisiana Coal Units - SO2 Rate Annual v3.1, Unit 4241 and retrofits | 665 | 2199 | Rate Constraint in lbs/MMBtu | FALSE | L | Annual | Allowances Banked | Thousand Tons | 0 | 0 | 0 | 0 | 0 | 0 | 0 | 0
Louisiana Coal Units - SO2 Rate Annual v3.1, Unit 4241 and retrofits | 665 | 2199 | Rate Constraint in lbs/MMBtu | FALSE | L | Annual | Allowances Withdrawn (1:1) | Thousand Tons | 0 | 0 | 0 | 0 | 0 | 0 | 0 | 0
Louisiana Coal Units - SO2 Rate Annual v3.1, Unit 4241 and retrofits | 665 | 2199 | Rate Constraint in lbs/MMBtu | FALSE | L | Annual | Allowances Withdrawn (n:1) | Thousand Tons | 0 | 0 | 0 | 0 | 0 | 0 | 0 | 0
Louisiana Coal Units - SO2 Rate Annual v3.1, Unit 4241 and retrofits | 665 | 2199 | Rate Constraint in lbs/MMBtu | FALSE | L | Annual | Net Emissions Allowance Position | Thousand Tons | 1.1725 | 4.5851 | 4.5617 | 4.5617 | 4.5617 | 5.2165 | 5.2165 | 3.2911
Louisiana Coal Units - SO2 Rate Annual v3.1, Unit 4241 and retrofits | 665 | 2199 | Rate Constraint in lbs/MMBtu | FALSE | L | Annual | Fuel Consumed | TBtu | 5.8861 | 23.019 | 22.9013 | 22.9013 | 22.9013 | 26.1888 | 26.1888 | 16.5224
Louisiana Coal Units - SO2 Rate Annual v3.1, Unit 4241 and retrofits | 665 | 2199 | Rate Constraint in lbs/MMBtu | FALSE | L | Annual | Rate | lb/MMBtu | 0.39838 | 0.39838 | 0.39838 | 0.39838 | 0.39838 | 0.39838 | 0.39838 | 0.39838
Louisiana Coal Units - SO2 Rate Annual v3.1, Unit 4241 and retrofits | 665 | 2199 | Rate Constraint in lbs/MMBtu | FALSE | L | Annual | Generation | TWh | 0.55703 | 2.1784 | 2.207 | 2.207 | 2.207 | 2.5238 | 2.5238 | 1.5922
Louisiana Coal Units - SO2 Rate Annual v3.1, Unit 4241 and retrofits | 665 | 2199 | Rate Constraint in lbs/MMBtu | FALSE | L | Annual | Qualifying Generation | TWh | 0.55703 | 2.1784 | 2.207 | 2.207 | 2.207 | 2.5238 | 2.5238 | 1.5922
Louisiana Coal Units - SO2 Rate Annual v3.1, Unit 4241 and retrofits | 665 | 2199 | Rate Constraint in lbs/MMBtu | FALSE | L | Annual | Rate | lb/MWh | 4.2097 | 4.2097 | 4.1339 | 4.1339 | 4.1339 | 4.1339 | 4.1339 | 4.1339
Louisiana Coal Units - SO2 Rate Annual v3.1, Unit 4241 and retrofits | 665 | 2199 | Rate Constraint in lbs/MMBtu | FALSE | L | Annual | Constraint Shadow Price | US2016$/Ton | 0 | 0 | 0 | 0 | 0 | 0 | 0 | 0
Louisiana Coal Units - SO2 Rate Annual v3.1, Unit 4275 and retrofits | 666 | 2199 | Rate Constraint in lbs/MMBtu | FALSE | L | Annual | Seasons Included | Seasons | Winter, WintShld, Summer | Winter, WintShld, Summer | Winter, WintShld, Summer | Winter, WintShld, Summer | Winter, WintShld, Summer | Winter, WintShld, Summer | Winter, WintShld, Summer | Winter, WintShld, Summer
Louisiana Coal Units - SO2 Rate Annual v3.1, Unit 4275 and retrofits | 666 | 2199 | Rate Constraint in lbs/MMBtu | FALSE | L | Annual | Standard SO2 | lb/MMBtu | 1.2 | 1.2 | 1.2 | 1.2 | 1.2 | 1.2 | 1.2 | 1.2
Louisiana Coal Units - SO2 Rate Annual v3.1, Unit 4275 and retrofits | 666 | 2199 | Rate Constraint in lbs/MMBtu | FALSE | L | Annual | Emissions at Affected Plants SO2 | Thousand Tons | 0 | 6.125 | 6.6104 | 6.6581 | 7.31 | 7.31 | 7.31 | 6.1869
Louisiana Coal Units - SO2 Rate Annual v3.1, Unit 4275 and retrofits | 666 | 2199 | Rate Constraint in lbs/MMBtu | FALSE | L | Annual | Allowances Purchased SO2 | Thousand Tons | 0 | 0 | 0 | 0 | 0 | 0 | 0 | 0
Louisiana Coal Units - SO2 Rate Annual v3.1, Unit 4275 and retrofits | 666 | 2199 | Rate Constraint in lbs/MMBtu | FALSE | L | Annual | Allowances Sold SO2 | Thousand Tons | 0 | 0 | 0 | 0 | 0 | 0 | 0 | 0
Louisiana Coal Units - SO2 Rate Annual v3.1, Unit 4275 and retrofits | 666 | 2199 | Rate Constraint in lbs/MMBtu | FALSE | L | Annual | Allowances Banked | Thousand Tons | 0 | 0 | 0 | 0 | 0 | 0 | 0 | 0
Louisiana Coal Units - SO2 Rate Annual v3.1, Unit 4275 and retrofits | 666 | 2199 | Rate Constraint in lbs/MMBtu | FALSE | L | Annual | Allowances Withdrawn (1:1) | Thousand Tons | 0 | 0 | 0 | 0 | 0 | 0 | 0 | 0
Louisiana Coal Units - SO2 Rate Annual v3.1, Unit 4275 and retrofits | 666 | 2199 | Rate Constraint in lbs/MMBtu | FALSE | L | Annual | Allowances Withdrawn (n:1) | Thousand Tons | 0 | 0 | 0 | 0 | 0 | 0 | 0 | 0
Louisiana Coal Units - SO2 Rate Annual v3.1, Unit 4275 and retrofits | 666 | 2199 | Rate Constraint in lbs/MMBtu | FALSE | L | Annual | Net Emissions Allowance Position | Thousand Tons | 0 | 6.125 | 6.6104 | 6.6581 | 7.31 | 7.31 | 7.31 | 6.1869
Louisiana Coal Units - SO2 Rate Annual v3.1, Unit 4275 and retrofits | 666 | 2199 | Rate Constraint in lbs/MMBtu | FALSE | L | Annual | Fuel Consumed | TBtu | 0 | 23.4533 | 25.3117 | 25.4944 | 27.9906 | 27.9906 | 27.9906 | 23.69
Louisiana Coal Units - SO2 Rate Annual v3.1, Unit 4275 and retrofits | 666 | 2199 | Rate Constraint in lbs/MMBtu | FALSE | L | Annual | Rate | lb/MMBtu | 0 | 0.52232 | 0.52232 | 0.52232 | 0.52232 | 0.52232 | 0.52232 | 0.52232
Louisiana Coal Units - SO2 Rate Annual v3.1, Unit 4275 and retrofits | 666 | 2199 | Rate Constraint in lbs/MMBtu | FALSE | L | Annual | Generation | TWh | 0 | 1.9899 | 2.2095 | 2.2254 | 2.4433 | 2.4433 | 2.4433 | 2.0679
Louisiana Coal Units - SO2 Rate Annual v3.1, Unit 4275 and retrofits | 666 | 2199 | Rate Constraint in lbs/MMBtu | FALSE | L | Annual | Qualifying Generation | TWh | 0 | 1.9899 | 2.2095 | 2.2254 | 2.4433 | 2.4433 | 2.4433 | 2.0679
Louisiana Coal Units - SO2 Rate Annual v3.1, Unit 4275 and retrofits | 666 | 2199 | Rate Constraint in lbs/MMBtu | FALSE | L | Annual | Rate | lb/MWh | 0 | 6.156 | 5.9837 | 5.9837 | 5.9837 | 5.9837 | 5.9837 | 5.9837
Louisiana Coal Units - SO2 Rate Annual v3.1, Unit 4275 and retrofits | 666 | 2199 | Rate Constraint in lbs/MMBtu | FALSE | L | Annual | Constraint Shadow Price | US2016$/Ton | 0 | 0 | 0 | 0 | 0 | 0 | 0 | 0
Louisiana Coal Units - SO2 Rate Annual v3.1, Unit 5075 and retrofits | 667 | 2199 | Rate Constraint in lbs/MMBtu | FALSE | L | Annual | Seasons Included | Seasons | Winter, WintShld, Summer | Winter, WintShld, Summer | Winter, WintShld, Summer | Winter, WintShld, Summer | Winter, WintShld, Summer | Winter, WintShld, Summer | Winter, WintShld, Summer | Winter, WintShld, Summer
Louisiana Coal Units - SO2 Rate Annual v3.1, Unit 5075 and retrofits | 667 | 2199 | Rate Constraint in lbs/MMBtu | FALSE | L | Annual | Standard SO2 | lb/MMBtu | 1.2 | 1.2 | 1.2 | 1.2 | 1.2 | 1.2 | 1.2 | 1.2
Louisiana Coal Units - SO2 Rate Annual v3.1, Unit 5075 and retrofits | 667 | 2199 | Rate Constraint in lbs/MMBtu | FALSE | L | Annual | Emissions at Affected Plants SO2 | Thousand Tons | 0 | 0 | 0 | 0.34207 | 0.34207 | 0.34027 | 0.34207 | 0.34027
Louisiana Coal Units - SO2 Rate Annual v3.1, Unit 5075 and retrofits | 667 | 2199 | Rate Constraint in lbs/MMBtu | FALSE | L | Annual | Allowances Purchased SO2 | Thousand Tons | 0 | 0 | 0 | 0 | 0 | 0 | 0 | 0
Louisiana Coal Units - SO2 Rate Annual v3.1, Unit 5075 and retrofits | 667 | 2199 | Rate Constraint in lbs/MMBtu | FALSE | L | Annual | Allowances Sold SO2 | Thousand Tons | 0 | 0 | 0 | 0 | 0 | 0 | 0 | 0
Louisiana Coal Units - SO2 Rate Annual v3.1, Unit 5075 and retrofits | 667 | 2199 | Rate Constraint in lbs/MMBtu | FALSE | L | Annual | Allowances Banked | Thousand Tons | 0 | 0 | 0 | 0 | 0 | 0 | 0 | 0
Louisiana Coal Units - SO2 Rate Annual v3.1, Unit 5075 and retrofits | 667 | 2199 | Rate Constraint in lbs/MMBtu | FALSE | L | Annual | Allowances Withdrawn (1:1) | Thousand Tons | 0 | 0 | 0 | 0 | 0 | 0 | 0 | 0
Louisiana Coal Units - SO2 Rate Annual v3.1, Unit 5075 and retrofits | 667 | 2199 | Rate Constraint in lbs/MMBtu | FALSE | L | Annual | Allowances Withdrawn (n:1) | Thousand Tons | 0 | 0 | 0 | 0 | 0 | 0 | 0 | 0
Louisiana Coal Units - SO2 Rate Annual v3.1, Unit 5075 and retrofits | 667 | 2199 | Rate Constraint in lbs/MMBtu | FALSE | L | Annual | Net Emissions Allowance Position | Thousand Tons | 0 | 0 | 0 | 0.34207 | 0.34207 | 0.34027 | 0.34207 | 0.34027
Louisiana Coal Units - SO2 Rate Annual v3.1, Unit 5075 and retrofits | 667 | 2199 | Rate Constraint in lbs/MMBtu | FALSE | L | Annual | Fuel Consumed | TBtu | 0 | 0 | 0 | 8.1425 | 8.1425 | 8.0997 | 8.1425 | 8.0997
Louisiana Coal Units - SO2 Rate Annual v3.1, Unit 5075 and retrofits | 667 | 2199 | Rate Constraint in lbs/MMBtu | FALSE | L | Annual | Rate | lb/MMBtu | 0 | 0 | 0 | 0.084021 | 0.084021 | 0.084021 | 0.084021 | 0.084021
Louisiana Coal Units - SO2 Rate Annual v3.1, Unit 5075 and retrofits | 667 | 2199 | Rate Constraint in lbs/MMBtu | FALSE | L | Annual | Generation | TWh | 0 | 0 | 0 | 0.79513 | 0.79513 | 0.79095 | 0.79513 | 0.79095
Louisiana Coal Units - SO2 Rate Annual v3.1, Unit 5075 and retrofits | 667 | 2199 | Rate Constraint in lbs/MMBtu | FALSE | L | Annual | Qualifying Generation | TWh | 0 | 0 | 0 | 0.79513 | 0.79513 | 0.79095 | 0.79513 | 0.79095
Louisiana Coal Units - SO2 Rate Annual v3.1, Unit 5075 and retrofits | 667 | 2199 | Rate Constraint in lbs/MMBtu | FALSE | L | Annual | Rate | lb/MWh | 0 | 0 | 0 | 0.86041 | 0.86041 | 0.86041 | 0.86041 | 0.86041
Louisiana Coal Units - SO2 Rate Annual v3.1, Unit 5075 and retrofits | 667 | 2199 | Rate Constraint in lbs/MMBtu | FALSE | L | Annual | Constraint Shadow Price | US2016$/Ton | 0 | 0 | 0 | 0 | 0 | 0 | 0 | 0
Louisiana Coal Units - SO2 Rate Annual v3.1, Unit 5076 and retrofits | 668 | 2199 | Rate Constraint in lbs/MMBtu | FALSE | L | Annual | Seasons Included | Seasons | Winter, WintShld, Summer | Winter, WintShld, Summer | Winter, WintShld, Summer | Winter, WintShld, Summer | Winter, WintShld, Summer | Winter, WintShld, Summer | Winter, WintShld, Summer | Winter, WintShld, Summer
Louisiana Coal Units - SO2 Rate Annual v3.1, Unit 5076 and retrofits | 668 | 2199 | Rate Constraint in lbs/MMBtu | FALSE | L | Annual | Standard SO2 | lb/MMBtu | 1.2 | 1.2 | 1.2 | 1.2 | 1.2 | 1.2 | 1.2 | 1.2
Louisiana Coal Units - SO2 Rate Annual v3.1, Unit 5076 and retrofits | 668 | 2199 | Rate Constraint in lbs/MMBtu | FALSE | L | Annual | Emissions at Affected Plants SO2 | Thousand Tons | 0 | 0 | 0 | 0.34207 | 0.34207 | 0.34027 | 0.34207 | 0.34027
Louisiana Coal Units - SO2 Rate Annual v3.1, Unit 5076 and retrofits | 668 | 2199 | Rate Constraint in lbs/MMBtu | FALSE | L | Annual | Allowances Purchased SO2 | Thousand Tons | 0 | 0 | 0 | 0 | 0 | 0 | 0 | 0
Louisiana Coal Units - SO2 Rate Annual v3.1, Unit 5076 and retrofits | 668 | 2199 | Rate Constraint in lbs/MMBtu | FALSE | L | Annual | Allowances Sold SO2 | Thousand Tons | 0 | 0 | 0 | 0 | 0 | 0 | 0 | 0
Louisiana Coal Units - SO2 Rate Annual v3.1, Unit 5076 and retrofits | 668 | 2199 | Rate Constraint in lbs/MMBtu | FALSE | L | Annual | Allowances Banked | Thousand Tons | 0 | 0 | 0 | 0 | 0 | 0 | 0 | 0
Louisiana Coal Units - SO2 Rate Annual v3.1, Unit 5076 and retrofits | 668 | 2199 | Rate Constraint in lbs/MMBtu | FALSE | L | Annual | Allowances Withdrawn (1:1) | Thousand Tons | 0 | 0 | 0 | 0 | 0 | 0 | 0 | 0
Louisiana Coal Units - SO2 Rate Annual v3.1, Unit 5076 and retrofits | 668 | 2199 | Rate Constraint in lbs/MMBtu | FALSE | L | Annual | Allowances Withdrawn (n:1) | Thousand Tons | 0 | 0 | 0 | 0 | 0 | 0 | 0 | 0
Louisiana Coal Units - SO2 Rate Annual v3.1, Unit 5076 and retrofits | 668 | 2199 | Rate Constraint in lbs/MMBtu | FALSE | L | Annual | Net Emissions Allowance Position | Thousand Tons | 0 | 0 | 0 | 0.34207 | 0.34207 | 0.34027 | 0.34207 | 0.34027
Louisiana Coal Units - SO2 Rate Annual v3.1, Unit 5076 and retrofits | 668 | 2199 | Rate Constraint in lbs/MMBtu | FALSE | L | Annual | Fuel Consumed | TBtu | 0 | 0 | 0 | 8.1425 | 8.1425 | 8.0997 | 8.1425 | 8.0997
Louisiana Coal Units - SO2 Rate Annual v3.1, Unit 5076 and retrofits | 668 | 2199 | Rate Constraint in lbs/MMBtu | FALSE | L | Annual | Rate | lb/MMBtu | 0 | 0 | 0 | 0.084021 | 0.084021 | 0.084021 | 0.084021 | 0.084021
Louisiana Coal Units - SO2 Rate Annual v3.1, Unit 5076 and retrofits | 668 | 2199 | Rate Constraint in lbs/MMBtu | FALSE | L | Annual | Generation | TWh | 0 | 0 | 0 | 0.79513 | 0.79513 | 0.79095 | 0.79513 | 0.79095
Louisiana Coal Units - SO2 Rate Annual v3.1, Unit 5076 and retrofits | 668 | 2199 | Rate Constraint in lbs/MMBtu | FALSE | L | Annual | Qualifying Generation | TWh | 0 | 0 | 0 | 0.79513 | 0.79513 | 0.79095 | 0.79513 | 0.79095
Louisiana Coal Units - SO2 Rate Annual v3.1, Unit 5076 and retrofits | 668 | 2199 | Rate Constraint in lbs/MMBtu | FALSE | L | Annual | Rate | lb/MWh | 0 | 0 | 0 | 0.86041 | 0.86041 | 0.86041 | 0.86041 | 0.86041
Louisiana Coal Units - SO2 Rate Annual v3.1, Unit 5076 and retrofits | 668 | 2199 | Rate Constraint in lbs/MMBtu | FALSE | L | Annual | Constraint Shadow Price | US2016$/Ton | 0 | 0 | 0 | 0 | 0 | 0 | 0 | 0
Louisiana Coal Units - SO2 Rate Annual v3.1, Unit 5081 and retrofits | 669 | 2199 | Rate Constraint in lbs/MMBtu | FALSE | L | Annual | Seasons Included | Seasons | Winter, WintShld, Summer | Winter, WintShld, Summer | Winter, WintShld, Summer | Winter, WintShld, Summer | Winter, WintShld, Summer | Winter, WintShld, Summer | Winter, WintShld, Summer | Winter, WintShld, Summer
Louisiana Coal Units - SO2 Rate Annual v3.1, Unit 5081 and retrofits | 669 | 2199 | Rate Constraint in lbs/MMBtu | FALSE | L | Annual | Standard SO2 | lb/MMBtu | 1.2 | 1.2 | 1.2 | 1.2 | 1.2 | 1.2 | 1.2 | 1.2
Louisiana Coal Units - SO2 Rate Annual v3.1, Unit 5081 and retrofits | 669 | 2199 | Rate Constraint in lbs/MMBtu | FALSE | L | Annual | Emissions at Affected Plants SO2 | Thousand Tons | 0 | 0 | 0 | 0 | 0 | 0 | 0 | 0
Louisiana Coal Units - SO2 Rate Annual v3.1, Unit 5081 and retrofits | 669 | 2199 | Rate Constraint in lbs/MMBtu | FALSE | L | Annual | Allowances Purchased SO2 | Thousand Tons | 0 | 0 | 0 | 0 | 0 | 0 | 0 | 0
Louisiana Coal Units - SO2 Rate Annual v3.1, Unit 5081 and retrofits | 669 | 2199 | Rate Constraint in lbs/MMBtu | FALSE | L | Annual | Allowances Sold SO2 | Thousand Tons | 0 | 0 | 0 | 0 | 0 | 0 | 0 | 0
Louisiana Coal Units - SO2 Rate Annual v3.1, Unit 5081 and retrofits | 669 | 2199 | Rate Constraint in lbs/MMBtu | FALSE | L | Annual | Allowances Banked | Thousand Tons | 0 | 0 | 0 | 0 | 0 | 0 | 0 | 0
Louisiana Coal Units - SO2 Rate Annual v3.1, Unit 5081 and retrofits | 669 | 2199 | Rate Constraint in lbs/MMBtu | FALSE | L | Annual | Allowances Withdrawn (1:1) | Thousand Tons | 0 | 0 | 0 | 0 | 0 | 0 | 0 | 0
Louisiana Coal Units - SO2 Rate Annual v3.1, Unit 5081 and retrofits | 669 | 2199 | Rate Constraint in lbs/MMBtu | FALSE | L | Annual | Allowances Withdrawn (n:1) | Thousand Tons | 0 | 0 | 0 | 0 | 0 | 0 | 0 | 0
Louisiana Coal Units - SO2 Rate Annual v3.1, Unit 5081 and retrofits | 669 | 2199 | Rate Constraint in lbs/MMBtu | FALSE | L | Annual | Net Emissions Allowance Position | Thousand Tons | 0 | 0 | 0 | 0 | 0 | 0 | 0 | 0
Louisiana Coal Units - SO2 Rate Annual v3.1, Unit 5081 and retrofits | 669 | 2199 | Rate Constraint in lbs/MMBtu | FALSE | L | Annual | Fuel Consumed | TBtu | 0 | 0 | 0 | 0 | 0 | 0 | 0 | 0
Louisiana Coal Units - SO2 Rate Annual v3.1, Unit 5081 and retrofits | 669 | 2199 | Rate Constraint in lbs/MMBtu | FALSE | L | Annual | Rate | lb/MMBtu | 0 | 0 | 0 | 0 | 0 | 0 | 0 | 0
Louisiana Coal Units - SO2 Rate Annual v3.1, Unit 5081 and retrofits | 669 | 2199 | Rate Constraint in lbs/MMBtu | FALSE | L | Annual | Generation | TWh | 0 | 0 | 0 | 0 | 0 | 0 | 0 | 0
Louisiana Coal Units - SO2 Rate Annual v3.1, Unit 5081 and retrofits | 669 | 2199 | Rate Constraint in lbs/MMBtu | FALSE | L | Annual | Qualifying Generation | TWh | 0 | 0 | 0 | 0 | 0 | 0 | 0 | 0
Louisiana Coal Units - SO2 Rate Annual v3.1, Unit 5081 and retrofits | 669 | 2199 | Rate Constraint in lbs/MMBtu | FALSE | L | Annual | Rate | lb/MWh | 0 | 0 | 0 | 0 | 0 | 0 | 0 | 0
Louisiana Coal Units - SO2 Rate Annual v3.1, Unit 5081 and retrofits | 669 | 2199 | Rate Constraint in lbs/MMBtu | FALSE | L | Annual | Constraint Shadow Price | US2016$/Ton | 0 | 0 | 0 | 0 | 0 | 0 | 0 | 0
Louisiana Coal Units - SO2 Rate Annual v3.1, Unit 5082 and retrofits | 670 | 2199 | Rate Constraint in lbs/MMBtu | FALSE | L | Annual | Seasons Included | Seasons | Winter, WintShld, Summer | Winter, WintShld, Summer | Winter, WintShld, Summer | Winter, WintShld, Summer | Winter, WintShld, Summer | Winter, WintShld, Summer | Winter, WintShld, Summer | Winter, WintShld, Summer
Louisiana Coal Units - SO2 Rate Annual v3.1, Unit 5082 and retrofits | 670 | 2199 | Rate Constraint in lbs/MMBtu | FALSE | L | Annual | Standard SO2 | lb/MMBtu | 1.2 | 1.2 | 1.2 | 1.2 | 1.2 | 1.2 | 1.2 | 1.2
Louisiana Coal Units - SO2 Rate Annual v3.1, Unit 5082 and retrofits | 670 | 2199 | Rate Constraint in lbs/MMBtu | FALSE | L | Annual | Emissions at Affected Plants SO2 | Thousand Tons | 0 | 0 | 0 | 0 | 0 | 0 | 0 | 0
Louisiana Coal Units - SO2 Rate Annual v3.1, Unit 5082 and retrofits | 670 | 2199 | Rate Constraint in lbs/MMBtu | FALSE | L | Annual | Allowances Purchased SO2 | Thousand Tons | 0 | 0 | 0 | 0 | 0 | 0 | 0 | 0
Louisiana Coal Units - SO2 Rate Annual v3.1, Unit 5082 and retrofits | 670 | 2199 | Rate Constraint in lbs/MMBtu | FALSE | L | Annual | Allowances Sold SO2 | Thousand Tons | 0 | 0 | 0 | 0 | 0 | 0 | 0 | 0
Louisiana Coal Units - SO2 Rate Annual v3.1, Unit 5082 and retrofits | 670 | 2199 | Rate Constraint in lbs/MMBtu | FALSE | L | Annual | Allowances Banked | Thousand Tons | 0 | 0 | 0 | 0 | 0 | 0 | 0 | 0
Louisiana Coal Units - SO2 Rate Annual v3.1, Unit 5082 and retrofits | 670 | 2199 | Rate Constraint in lbs/MMBtu | FALSE | L | Annual | Allowances Withdrawn (1:1) | Thousand Tons | 0 | 0 | 0 | 0 | 0 | 0 | 0 | 0
Louisiana Coal Units - SO2 Rate Annual v3.1, Unit 5082 and retrofits | 670 | 2199 | Rate Constraint in lbs/MMBtu | FALSE | L | Annual | Allowances Withdrawn (n:1) | Thousand Tons | 0 | 0 | 0 | 0 | 0 | 0 | 0 | 0
Louisiana Coal Units - SO2 Rate Annual v3.1, Unit 5082 and retrofits | 670 | 2199 | Rate Constraint in lbs/MMBtu | FALSE | L | Annual | Net Emissions Allowance Position | Thousand Tons | 0 | 0 | 0 | 0 | 0 | 0 | 0 | 0
Louisiana Coal Units - SO2 Rate Annual v3.1, Unit 5082 and retrofits | 670 | 2199 | Rate Constraint in lbs/MMBtu | FALSE | L | Annual | Fuel Consumed | TBtu | 0 | 0 | 0 | 0 | 0 | 0 | 0 | 0
Louisiana Coal Units - SO2 Rate Annual v3.1, Unit 5082 and retrofits | 670 | 2199 | Rate Constraint in lbs/MMBtu | FALSE | L | Annual | Rate | lb/MMBtu | 0 | 0 | 0 | 0 | 0 | 0 | 0 | 0
Louisiana Coal Units - SO2 Rate Annual v3.1, Unit 5082 and retrofits | 670 | 2199 | Rate Constraint in lbs/MMBtu | FALSE | L | Annual | Generation | TWh | 0 | 0 | 0 | 0 | 0 | 0 | 0 | 0
Louisiana Coal Units - SO2 Rate Annual v3.1, Unit 5082 and retrofits | 670 | 2199 | Rate Constraint in lbs/MMBtu | FALSE | L | Annual | Qualifying Generation | TWh | 0 | 0 | 0 | 0 | 0 | 0 | 0 | 0
Louisiana Coal Units - SO2 Rate Annual v3.1, Unit 5082 and retrofits | 670 | 2199 | Rate Constraint in lbs/MMBtu | FALSE | L | Annual | Rate | lb/MWh | 0 | 0 | 0 | 0 | 0 | 0 | 0 | 0
Louisiana Coal Units - SO2 Rate Annual v3.1, Unit 5082 and retrofits | 670 | 2199 | Rate Constraint in lbs/MMBtu | FALSE | L | Annual | Constraint Shadow Price | US2016$/Ton | 0 | 0 | 0 | 0 | 0 | 0 | 0 | 0
Louisiana Coal Units - SO2 Rate Annual v3.1, Unit 5474 and retrofits | 671 | 2199 | Rate Constraint in lbs/MMBtu | FALSE | L | Annual | Seasons Included | Seasons | Winter, WintShld, Summer | Winter, WintShld, Summer | Winter, WintShld, Summer | Winter, WintShld, Summer | Winter, WintShld, Summer | Winter, WintShld, Summer | Winter, WintShld, Summer | Winter, WintShld, Summer
Louisiana Coal Units - SO2 Rate Annual v3.1, Unit 5474 and retrofits | 671 | 2199 | Rate Constraint in lbs/MMBtu | FALSE | L | Annual | Standard SO2 | lb/MMBtu | 1.2 | 1.2 | 1.2 | 1.2 | 1.2 | 1.2 | 1.2 | 1.2
Louisiana Coal Units - SO2 Rate Annual v3.1, Unit 5474 and retrofits | 671 | 2199 | Rate Constraint in lbs/MMBtu | FALSE | L | Annual | Emissions at Affected Plants SO2 | Thousand Tons | 0 | 0 | 0 | 0 | 0 | 0 | 0 | 0
Louisiana Coal Units - SO2 Rate Annual v3.1, Unit 5474 and retrofits | 671 | 2199 | Rate Constraint in lbs/MMBtu | FALSE | L | Annual | Allowances Purchased SO2 | Thousand Tons | 0 | 0 | 0 | 0 | 0 | 0 | 0 | 0
Louisiana Coal Units - SO2 Rate Annual v3.1, Unit 5474 and retrofits | 671 | 2199 | Rate Constraint in lbs/MMBtu | FALSE | L | Annual | Allowances Sold SO2 | Thousand Tons | 0 | 0 | 0 | 0 | 0 | 0 | 0 | 0
Louisiana Coal Units - SO2 Rate Annual v3.1, Unit 5474 and retrofits | 671 | 2199 | Rate Constraint in lbs/MMBtu | FALSE | L | Annual | Allowances Banked | Thousand Tons | 0 | 0 | 0 | 0 | 0 | 0 | 0 | 0
Louisiana Coal Units - SO2 Rate Annual v3.1, Unit 5474 and retrofits | 671 | 2199 | Rate Constraint in lbs/MMBtu | FALSE | L | Annual | Allowances Withdrawn (1:1) | Thousand Tons | 0 | 0 | 0 | 0 | 0 | 0 | 0 | 0
Louisiana Coal Units - SO2 Rate Annual v3.1, Unit 5474 and retrofits | 671 | 2199 | Rate Constraint in lbs/MMBtu | FALSE | L | Annual | Allowances Withdrawn (n:1) | Thousand Tons | 0 | 0 | 0 | 0 | 0 | 0 | 0 | 0
Louisiana Coal Units - SO2 Rate Annual v3.1, Unit 5474 and retrofits | 671 | 2199 | Rate Constraint in lbs/MMBtu | FALSE | L | Annual | Net Emissions Allowance Position | Thousand Tons | 0 | 0 | 0 | 0 | 0 | 0 | 0 | 0
Louisiana Coal Units - SO2 Rate Annual v3.1, Unit 5474 and retrofits | 671 | 2199 | Rate Constraint in lbs/MMBtu | FALSE | L | Annual | Fuel Consumed | TBtu | 0 | 0 | 0 | 0 | 0 | 0 | 0 | 0
Louisiana Coal Units - SO2 Rate Annual v3.1, Unit 5474 and retrofits | 671 | 2199 | Rate Constraint in lbs/MMBtu | FALSE | L | Annual | Rate | lb/MMBtu | 0 | 0 | 0 | 0 | 0 | 0 | 0 | 0
Louisiana Coal Units - SO2 Rate Annual v3.1, Unit 5474 and retrofits | 671 | 2199 | Rate Constraint in lbs/MMBtu | FALSE | L | Annual | Generation | TWh | 0 | 0 | 0 | 0 | 0 | 0 | 0 | 0
Louisiana Coal Units - SO2 Rate Annual v3.1, Unit 5474 and retrofits | 671 | 2199 | Rate Constraint in lbs/MMBtu | FALSE | L | Annual | Qualifying Generation | TWh | 0 | 0 | 0 | 0 | 0 | 0 | 0 | 0
Louisiana Coal Units - SO2 Rate Annual v3.1, Unit 5474 and retrofits | 671 | 2199 | Rate Constraint in lbs/MMBtu | FALSE | L | Annual | Rate | lb/MWh | 0 | 0 | 0 | 0 | 0 | 0 | 0 | 0
Louisiana Coal Units - SO2 Rate Annual v3.1, Unit 5474 and retrofits | 671 | 2199 | Rate Constraint in lbs/MMBtu | FALSE | L | Annual | Constraint Shadow Price | US2016$/Ton | 0 | 0 | 0 | 0 | 0 | 0 | 0 | 0
Louisiana Coal Units - SO2 Rate Annual v3.1, Unit 5499 and retrofits | 672 | 2199 | Rate Constraint in lbs/MMBtu | FALSE | L | Annual | Seasons Included | Seasons | Winter, WintShld, Summer | Winter, WintShld, Summer | Winter, WintShld, Summer | Winter, WintShld, Summer | Winter, WintShld, Summer | Winter, WintShld, Summer | Winter, WintShld, Summer | Winter, WintShld, Summer
Louisiana Coal Units - SO2 Rate Annual v3.1, Unit 5499 and retrofits | 672 | 2199 | Rate Constraint in lbs/MMBtu | FALSE | L | Annual | Standard SO2 | lb/MMBtu | 1.2 | 1.2 | 1.2 | 1.2 | 1.2 | 1.2 | 1.2 | 1.2
Louisiana Coal Units - SO2 Rate Annual v3.1, Unit 5499 and retrofits | 672 | 2199 | Rate Constraint in lbs/MMBtu | FALSE | L | Annual | Emissions at Affected Plants SO2 | Thousand Tons | 3.6395 | 3.7935 | 3.6721 | 3.6721 | 3.3543 | 2.4793 | 2.4793 | 2.4793
Louisiana Coal Units - SO2 Rate Annual v3.1, Unit 5499 and retrofits | 672 | 2199 | Rate Constraint in lbs/MMBtu | FALSE | L | Annual | Allowances Purchased SO2 | Thousand Tons | 0 | 0 | 0 | 0 | 0 | 0 | 0 | 0
Louisiana Coal Units - SO2 Rate Annual v3.1, Unit 5499 and retrofits | 672 | 2199 | Rate Constraint in lbs/MMBtu | FALSE | L | Annual | Allowances Sold SO2 | Thousand Tons | 0 | 0 | 0 | 0 | 0 | 0 | 0 | 0
Louisiana Coal Units - SO2 Rate Annual v3.1, Unit 5499 and retrofits | 672 | 2199 | Rate Constraint in lbs/MMBtu | FALSE | L | Annual | Allowances Banked | Thousand Tons | 0 | 0 | 0 | 0 | 0 | 0 | 0 | 0
Louisiana Coal Units - SO2 Rate Annual v3.1, Unit 5499 and retrofits | 672 | 2199 | Rate Constraint in lbs/MMBtu | FALSE | L | Annual | Allowances Withdrawn (1:1) | Thousand Tons | 0 | 0 | 0 | 0 | 0 | 0 | 0 | 0
Louisiana Coal Units - SO2 Rate Annual v3.1, Unit 5499 and retrofits | 672 | 2199 | Rate Constraint in lbs/MMBtu | FALSE | L | Annual | Allowances Withdrawn (n:1) | Thousand Tons | 0 | 0 | 0 | 0 | 0 | 0 | 0 | 0
Louisiana Coal Units - SO2 Rate Annual v3.1, Unit 5499 and retrofits | 672 | 2199 | Rate Constraint in lbs/MMBtu | FALSE | L | Annual | Net Emissions Allowance Position | Thousand Tons | 3.6395 | 3.7935 | 3.6721 | 3.6721 | 3.3543 | 2.4793 | 2.4793 | 2.4793
Louisiana Coal Units - SO2 Rate Annual v3.1, Unit 5499 and retrofits | 672 | 2199 | Rate Constraint in lbs/MMBtu | FALSE | L | Annual | Fuel Consumed | TBtu | 8.9396 | 9.3179 | 9.0197 | 9.0197 | 8.2392 | 6.0898 | 6.0898 | 6.0898
Louisiana Coal Units - SO2 Rate Annual v3.1, Unit 5499 and retrofits | 672 | 2199 | Rate Constraint in lbs/MMBtu | FALSE | L | Annual | Rate | lb/MMBtu | 0.81424 | 0.81424 | 0.81424 | 0.81424 | 0.81424 | 0.81424 | 0.81424 | 0.81424
Louisiana Coal Units - SO2 Rate Annual v3.1, Unit 5499 and retrofits | 672 | 2199 | Rate Constraint in lbs/MMBtu | FALSE | L | Annual | Generation | TWh | 0.73997 | 0.77129 | 0.77129 | 0.77129 | 0.70454 | 0.52074 | 0.52074 | 0.52074
Louisiana Coal Units - SO2 Rate Annual v3.1, Unit 5499 and retrofits | 672 | 2199 | Rate Constraint in lbs/MMBtu | FALSE | L | Annual | Qualifying Generation | TWh | 0.73997 | 0.77129 | 0.77129 | 0.77129 | 0.70454 | 0.52074 | 0.52074 | 0.52074
Louisiana Coal Units - SO2 Rate Annual v3.1, Unit 5499 and retrofits | 672 | 2199 | Rate Constraint in lbs/MMBtu | FALSE | L | Annual | Rate | lb/MWh | 9.8368 | 9.8368 | 9.5221 | 9.5221 | 9.5221 | 9.5221 | 9.5221 | 9.5221
Louisiana Coal Units - SO2 Rate Annual v3.1, Unit 5499 and retrofits | 672 | 2199 | Rate Constraint in lbs/MMBtu | FALSE | L | Annual | Constraint Shadow Price | US2016$/Ton | 0 | 0 | 0 | 0 | 0 | 0 | 0 | 0
Louisiana Coal Units - SO2 Rate Annual v3.1, Unit 5500 and retrofits | 673 | 2199 | Rate Constraint in lbs/MMBtu | FALSE | L | Annual | Seasons Included | Seasons | Winter, WintShld, Summer | Winter, WintShld, Summer | Winter, WintShld, Summer | Winter, WintShld, Summer | Winter, WintShld, Summer | Winter, WintShld, Summer | Winter, WintShld, Summer | Winter, WintShld, Summer
Louisiana Coal Units - SO2 Rate Annual v3.1, Unit 5500 and retrofits | 673 | 2199 | Rate Constraint in lbs/MMBtu | FALSE | L | Annual | Standard SO2 | lb/MMBtu | 1.2 | 1.2 | 1.2 | 1.2 | 1.2 | 1.2 | 1.2 | 1.2
Louisiana Coal Units - SO2 Rate Annual v3.1, Unit 5500 and retrofits | 673 | 2199 | Rate Constraint in lbs/MMBtu | FALSE | L | Annual | Emissions at Affected Plants SO2 | Thousand Tons | 3.4882 | 3.6358 | 3.5195 | 3.5195 | 3.2149 | 2.3762 | 2.3762 | 2.3762
Louisiana Coal Units - SO2 Rate Annual v3.1, Unit 5500 and retrofits | 673 | 2199 | Rate Constraint in lbs/MMBtu | FALSE | L | Annual | Allowances Purchased SO2 | Thousand Tons | 0 | 0 | 0 | 0 | 0 | 0 | 0 | 0
Louisiana Coal Units - SO2 Rate Annual v3.1, Unit 5500 and retrofits | 673 | 2199 | Rate Constraint in lbs/MMBtu | FALSE | L | Annual | Allowances Sold SO2 | Thousand Tons | 0 | 0 | 0 | 0 | 0 | 0 | 0 | 0
Louisiana Coal Units - SO2 Rate Annual v3.1, Unit 5500 and retrofits | 673 | 2199 | Rate Constraint in lbs/MMBtu | FALSE | L | Annual | Allowances Banked | Thousand Tons | 0 | 0 | 0 | 0 | 0 | 0 | 0 | 0
Louisiana Coal Units - SO2 Rate Annual v3.1, Unit 5500 and retrofits | 673 | 2199 | Rate Constraint in lbs/MMBtu | FALSE | L | Annual | Allowances Withdrawn (1:1) | Thousand Tons | 0 | 0 | 0 | 0 | 0 | 0 | 0 | 0
Louisiana Coal Units - SO2 Rate Annual v3.1, Unit 5500 and retrofits | 673 | 2199 | Rate Constraint in lbs/MMBtu | FALSE | L | Annual | Allowances Withdrawn (n:1) | Thousand Tons | 0 | 0 | 0 | 0 | 0 | 0 | 0 | 0
Louisiana Coal Units - SO2 Rate Annual v3.1, Unit 5500 and retrofits | 673 | 2199 | Rate Constraint in lbs/MMBtu | FALSE | L | Annual | Net Emissions Allowance Position | Thousand Tons | 3.4882 | 3.6358 | 3.5195 | 3.5195 | 3.2149 | 2.3762 | 2.3762 | 2.3762
Louisiana Coal Units - SO2 Rate Annual v3.1, Unit 5500 and retrofits | 673 | 2199 | Rate Constraint in lbs/MMBtu | FALSE | L | Annual | Fuel Consumed | TBtu | 8.568 | 8.9306 | 8.6448 | 8.6448 | 7.8967 | 5.8366 | 5.8366 | 5.8366
Louisiana Coal Units - SO2 Rate Annual v3.1, Unit 5500 and retrofits | 673 | 2199 | Rate Constraint in lbs/MMBtu | FALSE | L | Annual | Rate | lb/MMBtu | 0.81424 | 0.81424 | 0.81424 | 0.81424 | 0.81424 | 0.81424 | 0.81424 | 0.81424
Louisiana Coal Units - SO2 Rate Annual v3.1, Unit 5500 and retrofits | 673 | 2199 | Rate Constraint in lbs/MMBtu | FALSE | L | Annual | Generation | TWh | 0.71151 | 0.74162 | 0.74162 | 0.74162 | 0.67745 | 0.50071 | 0.50071 | 0.50071
Louisiana Coal Units - SO2 Rate Annual v3.1, Unit 5500 and retrofits | 673 | 2199 | Rate Constraint in lbs/MMBtu | FALSE | L | Annual | Qualifying Generation | TWh | 0.71151 | 0.74162 | 0.74162 | 0.74162 | 0.67745 | 0.50071 | 0.50071 | 0.50071
Louisiana Coal Units - SO2 Rate Annual v3.1, Unit 5500 and retrofits | 673 | 2199 | Rate Constraint in lbs/MMBtu | FALSE | L | Annual | Rate | lb/MWh | 9.8051 | 9.8051 | 9.4913 | 9.4913 | 9.4913 | 9.4913 | 9.4913 | 9.4913
Louisiana Coal Units - SO2 Rate Annual v3.1, Unit 5500 and retrofits | 673 | 2199 | Rate Constraint in lbs/MMBtu | FALSE | L | Annual | Constraint Shadow Price | US2016$/Ton | 0 | 0 | 0 | 0 | 0 | 0 | 0 | 0
MA Fac. Spec. - Canal NOx v3.1 | 674 | 2103 | Rate Constraint in lbs/MWh | FALSE | L | Annual | Seasons Included | Seasons | Winter, WintShld, Summer | Winter, WintShld, Summer | Winter, WintShld, Summer | Winter, WintShld, Summer | Winter, WintShld, Summer | Winter, WintShld, Summer | Winter, WintShld, Summer | Winter, WintShld, Summer
MA Fac. Spec. - Canal NOx v3.1 | 674 | 2103 | Rate Constraint in lbs/MWh | FALSE | L | Annual | Standard NOX | lb/MWh | 1.5 | 1.5 | 1.5 | 1.5 | 1.5 | 1.5 | 1.5 | 1.5
MA Fac. Spec. - Canal NOx v3.1 | 674 | 2103 | Rate Constraint in lbs/MWh | FALSE | L | Annual | Emissions at Affected Plants NOX | Thousand Tons | 0.0037385 | 0.0091689 | 0.0091689 | 0.0091689 | 0.0091689 | 0.0091689 | 0.0091689 | 0.0091689
MA Fac. Spec. - Canal NOx v3.1 | 674 | 2103 | Rate Constraint in lbs/MWh | FALSE | L | Annual | Allowances Purchased NOX | Thousand Tons | 0 | 0 | 0 | 0 | 0 | 0 | 0 | 0
MA Fac. Spec. - Canal NOx v3.1 | 674 | 2103 | Rate Constraint in lbs/MWh | FALSE | L | Annual | Allowances Sold NOX | Thousand Tons | 0 | 0 | 0 | 0 | 0 | 0 | 0 | 0
MA Fac. Spec. - Canal NOx v3.1 | 674 | 2103 | Rate Constraint in lbs/MWh | FALSE | L | Annual | Allowances Banked | Thousand Tons | 0 | 0 | 0 | 0 | 0 | 0 | 0 | 0
MA Fac. Spec. - Canal NOx v3.1 | 674 | 2103 | Rate Constraint in lbs/MWh | FALSE | L | Annual | Allowances Withdrawn (1:1) | Thousand Tons | 0 | 0 | 0 | 0 | 0 | 0 | 0 | 0
MA Fac. Spec. - Canal NOx v3.1 | 674 | 2103 | Rate Constraint in lbs/MWh | FALSE | L | Annual | Allowances Withdrawn (n:1) | Thousand Tons | 0 | 0 | 0 | 0 | 0 | 0 | 0 | 0
MA Fac. Spec. - Canal NOx v3.1 | 674 | 2103 | Rate Constraint in lbs/MWh | FALSE | L | Annual | Net Emissions Allowance Position | Thousand Tons | 0.0037385 | 0.0091689 | 0.0091689 | 0.0091689 | 0.0091689 | 0.0091689 | 0.0091689 | 0.0091689
MA Fac. Spec. - Canal NOx v3.1 | 674 | 2103 | Rate Constraint in lbs/MWh | FALSE | L | Annual | Fuel Consumed | TBtu | 0.081069 | 0.19883 | 0.19883 | 0.19883 | 0.19883 | 0.19883 | 0.19883 | 0.19883
MA Fac. Spec. - Canal NOx v3.1 | 674 | 2103 | Rate Constraint in lbs/MWh | FALSE | L | Annual | Rate | lb/MMBtu | 0.09223 | 0.09223 | 0.09223 | 0.09223 | 0.09223 | 0.09223 | 0.09223 | 0.09223
MA Fac. Spec. - Canal NOx v3.1 | 674 | 2103 | Rate Constraint in lbs/MWh | FALSE | L | Annual | Generation | TWh | 0.0067016 | 0.016436 | 0.016436 | 0.016436 | 0.016436 | 0.016436 | 0.016436 | 0.016436
MA Fac. Spec. - Canal NOx v3.1 | 674 | 2103 | Rate Constraint in lbs/MWh | FALSE | L | Annual | Qualifying Generation | TWh | 0.0067016 | 0.016436 | 0.016436 | 0.016436 | 0.016436 | 0.016436 | 0.016436 | 0.016436
MA Fac. Spec. - Canal NOx v3.1 | 674 | 2103 | Rate Constraint in lbs/MWh | FALSE | L | Annual | Constraint Shadow Price | US2016$/Ton | 0 | 0 | 0 | 0 | 0 | 0 | 0 | 0
MA Fac. Spec. - Canal SO2 Annual v3.1 | 675 | 2107 | Rate Constraint in lbs/MWh | FALSE | L | Annual | Seasons Included | Seasons | Winter, WintShld, Summer | Winter, WintShld, Summer | Winter, WintShld, Summer | Winter, WintShld, Summer | Winter, WintShld, Summer | Winter, WintShld, Summer | Winter, WintShld, Summer | Winter, WintShld, Summer
MA Fac. Spec. - Canal SO2 Annual v3.1 | 675 | 2107 | Rate Constraint in lbs/MWh | FALSE | L | Annual | Standard SO2 | lb/MWh | 3 | 3 | 3 | 3 | 3 | 3 | 3 | 3
MA Fac. Spec. - Canal SO2 Annual v3.1 | 675 | 2107 | Rate Constraint in lbs/MWh | FALSE | L | Annual | Emissions at Affected Plants SO2 | Thousand Tons | 0 | 0 | 0 | 0 | 0 | 0 | 0 | 0
MA Fac. Spec. - Canal SO2 Annual v3.1 | 675 | 2107 | Rate Constraint in lbs/MWh | FALSE | L | Annual | Allowances Purchased SO2 | Thousand Tons | 0 | 0 | 0 | 0 | 0 | 0 | 0 | 0
MA Fac. Spec. - Canal SO2 Annual v3.1 | 675 | 2107 | Rate Constraint in lbs/MWh | FALSE | L | Annual | Allowances Sold SO2 | Thousand Tons | 0 | 0 | 0 | 0 | 0 | 0 | 0 | 0
MA Fac. Spec. - Canal SO2 Annual v3.1 | 675 | 2107 | Rate Constraint in lbs/MWh | FALSE | L | Annual | Allowances Banked | Thousand Tons | 0 | 0 | 0 | 0 | 0 | 0 | 0 | 0
MA Fac. Spec. - Canal SO2 Annual v3.1 | 675 | 2107 | Rate Constraint in lbs/MWh | FALSE | L | Annual | Allowances Withdrawn (1:1) | Thousand Tons | 0 | 0 | 0 | 0 | 0 | 0 | 0 | 0
MA Fac. Spec. - Canal SO2 Annual v3.1 | 675 | 2107 | Rate Constraint in lbs/MWh | FALSE | L | Annual | Allowances Withdrawn (n:1) | Thousand Tons | 0 | 0 | 0 | 0 | 0 | 0 | 0 | 0
MA Fac. Spec. - Canal SO2 Annual v3.1 | 675 | 2107 | Rate Constraint in lbs/MWh | FALSE | L | Annual | Net Emissions Allowance Position | Thousand Tons | 0 | 0 | 0 | 0 | 0 | 0 | 0 | 0
MA Fac. Spec. - Canal SO2 Annual v3.1 | 675 | 2107 | Rate Constraint in lbs/MWh | FALSE | L | Annual | Fuel Consumed | TBtu | 0.081069 | 0.19883 | 0.19883 | 0.19883 | 0.19883 | 0.19883 | 0.19883 | 0.19883
MA Fac. Spec. - Canal SO2 Annual v3.1 | 675 | 2107 | Rate Constraint in lbs/MWh | FALSE | L | Annual | Rate | lb/MMBtu | 0 | 0 | 0 | 0 | 0 | 0 | 0 | 0
MA Fac. Spec. - Canal SO2 Annual v3.1 | 675 | 2107 | Rate Constraint in lbs/MWh | FALSE | L | Annual | Generation | TWh | 0.0067016 | 0.016436 | 0.016436 | 0.016436 | 0.016436 | 0.016436 | 0.016436 | 0.016436
MA Fac. Spec. - Canal SO2 Annual v3.1 | 675 | 2107 | Rate Constraint in lbs/MWh | FALSE | L | Annual | Qualifying Generation | TWh | 0.0067016 | 0.016436 | 0.016436 | 0.016436 | 0.016436 | 0.016436 | 0.016436 | 0.016436
MA Fac. Spec. - Canal SO2 Annual v3.1 | 675 | 2107 | Rate Constraint in lbs/MWh | FALSE | L | Annual | Constraint Shadow Price | US2016$/Ton | 0 | 0 | 0 | 0 | 0 | 0 | 0 | 0
MA Fac. Spec. - MER Output Annual v3.1 | 676 | 1815 | Rate Constraint in lbs/MWh | FALSE | L | Annual | Seasons Included | Seasons | Winter, WintShld, Summer | Winter, WintShld, Summer | Winter, WintShld, Summer | Winter, WintShld, Summer | Winter, WintShld, Summer | Winter, WintShld, Summer | Winter, WintShld, Summer | Winter, WintShld, Summer
MA Fac. Spec. - MER Output Annual v3.1 | 676 | 1815 | Rate Constraint in lbs/MWh | FALSE | L | Annual | Standard MER | lb/MWh | 2.5e-06 | 2.5e-06 | 2.5e-06 | 2.5e-06 | 2.5e-06 | 2.5e-06 | 2.5e-06 | 2.5e-06
MA Fac. Spec. - MER Output Annual v3.1 | 676 | 1815 | Rate Constraint in lbs/MWh | FALSE | L | Annual | Emissions at Affected Plants MER | lbs | 0.0028634 | 0.0043769 | 0.0042027 | 0.0035376 | 0.0026782 | 0.0026472 | 0.0028282 | 0.0022379
MA Fac. Spec. - MER Output Annual v3.1 | 676 | 1815 | Rate Constraint in lbs/MWh | FALSE | L | Annual | Allowances Purchased MER | lbs | 0 | 0 | 0 | 0 | 0 | 0 | 0 | 0
MA Fac. Spec. - MER Output Annual v3.1 | 676 | 1815 | Rate Constraint in lbs/MWh | FALSE | L | Annual | Allowances Sold MER | lbs | 0 | 0 | 0 | 0 | 0 | 0 | 0 | 0
MA Fac. Spec. - MER Output Annual v3.1 | 676 | 1815 | Rate Constraint in lbs/MWh | FALSE | L | Annual | Allowances Banked | lbs | 0 | 0 | 0 | 0 | 0 | 0 | 0 | 0
MA Fac. Spec. - MER Output Annual v3.1 | 676 | 1815 | Rate Constraint in lbs/MWh | FALSE | L | Annual | Allowances Withdrawn (1:1) | lbs | 0 | 0 | 0 | 0 | 0 | 0 | 0 | 0
MA Fac. Spec. - MER Output Annual v3.1 | 676 | 1815 | Rate Constraint in lbs/MWh | FALSE | L | Annual | Allowances Withdrawn (n:1) | lbs | 0 | 0 | 0 | 0 | 0 | 0 | 0 | 0
MA Fac. Spec. - MER Output Annual v3.1 | 676 | 1815 | Rate Constraint in lbs/MWh | FALSE | L | Annual | Net Emissions Allowance Position | lbs | 0.0028634 | 0.0043769 | 0.0042027 | 0.0035376 | 0.0026782 | 0.0026472 | 0.0028282 | 0.0022379
MA Fac. Spec. - MER Output Annual v3.1 | 676 | 1815 | Rate Constraint in lbs/MWh | FALSE | L | Annual | Fuel Consumed | TBtu | 20.4527 | 31.2634 | 30.0192 | 25.2684 | 19.1299 | 18.9087 | 20.2014 | 15.9849
MA Fac. Spec. - MER Output Annual v3.1 | 676 | 1815 | Rate Constraint in lbs/MWh | FALSE | L | Annual | Rate | lb/MMBtu | 1.4e-10 | 1.4e-10 | 1.4e-10 | 1.4e-10 | 1.4e-10 | 1.4e-10 | 1.4e-10 | 1.4e-10
MA Fac. Spec. - MER Output Annual v3.1 | 676 | 1815 | Rate Constraint in lbs/MWh | FALSE | L | Annual | Generation | TWh | 2.7527 | 4.1697 | 4.0014 | 3.3726 | 2.5284 | 2.4985 | 2.6734 | 2.1373
MA Fac. Spec. - MER Output Annual v3.1 | 676 | 1815 | Rate Constraint in lbs/MWh | FALSE | L | Annual | Qualifying Generation | TWh | 2.7527 | 4.1697 | 4.0014 | 3.3726 | 2.5284 | 2.4985 | 2.6734 | 2.1373
MA Fac. Spec. - MER Output Annual v3.1 | 676 | 1815 | Rate Constraint in lbs/MWh | FALSE | L | Annual | Constraint Shadow Price | US2016$/Lb | 0 | 0 | 0 | 0 | 0 | 0 | 0 | 0
MA Fac. Spec. - Mystic Gen NOx v3.1 | 677 | 2101 | Rate Constraint in lbs/MWh | FALSE | L | Annual | Seasons Included | Seasons | Winter, WintShld, Summer | Winter, WintShld, Summer | Winter, WintShld, Summer | Winter, WintShld, Summer | Winter, WintShld, Summer | Winter, WintShld, Summer | Winter, WintShld, Summer | Winter, WintShld, Summer
MA Fac. Spec. - Mystic Gen NOx v3.1 | 677 | 2101 | Rate Constraint in lbs/MWh | FALSE | L | Annual | Standard NOX | lb/MWh | 1.5 | 1.5 | 1.5 | 1.5 | 1.5 | 1.5 | 1.5 | 1.5
MA Fac. Spec. - Mystic Gen NOx v3.1 | 677 | 2101 | Rate Constraint in lbs/MWh | FALSE | L | Annual | Emissions at Affected Plants NOX | Thousand Tons | 0.089094 | 0.1883 | 0.18376 | 0.14504 | 0.14401 | 0.14321 | 0.14793 | 0.079806
MA Fac. Spec. - Mystic Gen NOx v3.1 | 677 | 2101 | Rate Constraint in lbs/MWh | FALSE | L | Annual | Allowances Purchased NOX | Thousand Tons | 0 | 0 | 0 | 0 | 0 | 0 | 0 | 0
MA Fac. Spec. - Mystic Gen NOx v3.1 | 677 | 2101 | Rate Constraint in lbs/MWh | FALSE | L | Annual | Allowances Sold NOX | Thousand Tons | 0 | 0 | 0 | 0 | 0 | 0 | 0 | 0
MA Fac. Spec. - Mystic Gen NOx v3.1 | 677 | 2101 | Rate Constraint in lbs/MWh | FALSE | L | Annual | Allowances Banked | Thousand Tons | 0 | 0 | 0 | 0 | 0 | 0 | 0 | 0
MA Fac. Spec. - Mystic Gen NOx v3.1 | 677 | 2101 | Rate Constraint in lbs/MWh | FALSE | L | Annual | Allowances Withdrawn (1:1) | Thousand Tons | 0 | 0 | 0 | 0 | 0 | 0 | 0 | 0
MA Fac. Spec. - Mystic Gen NOx v3.1 | 677 | 2101 | Rate Constraint in lbs/MWh | FALSE | L | Annual | Allowances Withdrawn (n:1) | Thousand Tons | 0 | 0 | 0 | 0 | 0 | 0 | 0 | 0
MA Fac. Spec. - Mystic Gen NOx v3.1 | 677 | 2101 | Rate Constraint in lbs/MWh | FALSE | L | Annual | Net Emissions Allowance Position | Thousand Tons | 0.089094 | 0.1883 | 0.18376 | 0.14504 | 0.14401 | 0.14321 | 0.14793 | 0.079806
MA Fac. Spec. - Mystic Gen NOx v3.1 | 677 | 2101 | Rate Constraint in lbs/MWh | FALSE | L | Annual | Fuel Consumed | TBtu | 20.3716 | 31.0646 | 29.8204 | 25.0695 | 18.9311 | 18.7099 | 20.0025 | 15.786
MA Fac. Spec. - Mystic Gen NOx v3.1 | 677 | 2101 | Rate Constraint in lbs/MWh | FALSE | L | Annual | Rate | lb/MMBtu | 0.0087469 | 0.012123 | 0.012325 | 0.011571 | 0.015215 | 0.015308 | 0.014791 | 0.010111
MA Fac. Spec. - Mystic Gen NOx v3.1 | 677 | 2101 | Rate Constraint in lbs/MWh | FALSE | L | Annual | Generation | TWh | 2.746 | 4.1532 | 3.9849 | 3.3562 | 2.512 | 2.4821 | 2.6569 | 2.1209
MA Fac. Spec. - Mystic Gen NOx v3.1 | 677 | 2101 | Rate Constraint in lbs/MWh | FALSE | L | Annual | Qualifying Generation | TWh | 2.746 | 4.1532 | 3.9849 | 3.3562 | 2.512 | 2.4821 | 2.6569 | 2.1209
MA Fac. Spec. - Mystic Gen NOx v3.1 | 677 | 2101 | Rate Constraint in lbs/MWh | FALSE | L | Annual | Constraint Shadow Price | US2016$/Ton | 0 | 0 | 0 | 0 | 0 | 0 | 0 | 0
MA Fac. Spec. - Mystic Gen SO2 Annual v3.1 | 678 | 2106 | Rate Constraint in lbs/MWh | FALSE | L | Annual | Seasons Included | Seasons | Winter, WintShld, Summer | Winter, WintShld, Summer | Winter, WintShld, Summer | Winter, WintShld, Summer | Winter, WintShld, Summer | Winter, WintShld, Summer | Winter, WintShld, Summer | Winter, WintShld, Summer
MA Fac. Spec. - Mystic Gen SO2 Annual v3.1 | 678 | 2106 | Rate Constraint in lbs/MWh | FALSE | L | Annual | Standard SO2 | lb/MWh | 3 | 3 | 3 | 3 | 3 | 3 | 3 | 3
MA Fac. Spec. - Mystic Gen SO2 Annual v3.1 | 678 | 2106 | Rate Constraint in lbs/MWh | FALSE | L | Annual | Emissions at Affected Plants SO2 | Thousand Tons | 0 | 0 | 0 | 0 | 0 | 0 | 0 | 0
MA Fac. Spec. - Mystic Gen SO2 Annual v3.1 | 678 | 2106 | Rate Constraint in lbs/MWh | FALSE | L | Annual | Allowances Purchased SO2 | Thousand Tons | 0 | 0 | 0 | 0 | 0 | 0 | 0 | 0
MA Fac. Spec. - Mystic Gen SO2 Annual v3.1 | 678 | 2106 | Rate Constraint in lbs/MWh | FALSE | L | Annual | Allowances Sold SO2 | Thousand Tons | 0 | 0 | 0 | 0 | 0 | 0 | 0 | 0
MA Fac. Spec. - Mystic Gen SO2 Annual v3.1 | 678 | 2106 | Rate Constraint in lbs/MWh | FALSE | L | Annual | Allowances Banked | Thousand Tons | 0 | 0 | 0 | 0 | 0 | 0 | 0 | 0
MA Fac. Spec. - Mystic Gen SO2 Annual v3.1 | 678 | 2106 | Rate Constraint in lbs/MWh | FALSE | L | Annual | Allowances Withdrawn (1:1) | Thousand Tons | 0 | 0 | 0 | 0 | 0 | 0 | 0 | 0
MA Fac. Spec. - Mystic Gen SO2 Annual v3.1 | 678 | 2106 | Rate Constraint in lbs/MWh | FALSE | L | Annual | Allowances Withdrawn (n:1) | Thousand Tons | 0 | 0 | 0 | 0 | 0 | 0 | 0 | 0
MA Fac. Spec. - Mystic Gen SO2 Annual v3.1 | 678 | 2106 | Rate Constraint in lbs/MWh | FALSE | L | Annual | Net Emissions Allowance Position | Thousand Tons | 0 | 0 | 0 | 0 | 0 | 0 | 0 | 0
MA Fac. Spec. - Mystic Gen SO2 Annual v3.1 | 678 | 2106 | Rate Constraint in lbs/MWh | FALSE | L | Annual | Fuel Consumed | TBtu | 20.3716 | 31.0646 | 29.8204 | 25.0695 | 18.9311 | 18.7099 | 20.0025 | 15.786
MA Fac. Spec. - Mystic Gen SO2 Annual v3.1 | 678 | 2106 | Rate Constraint in lbs/MWh | FALSE | L | Annual | Rate | lb/MMBtu | 0 | 0 | 0 | 0 | 0 | 0 | 0 | 0
MA Fac. Spec. - Mystic Gen SO2 Annual v3.1 | 678 | 2106 | Rate Constraint in lbs/MWh | FALSE | L | Annual | Generation | TWh | 2.746 | 4.1532 | 3.9849 | 3.3562 | 2.512 | 2.4821 | 2.6569 | 2.1209
MA Fac. Spec. - Mystic Gen SO2 Annual v3.1 | 678 | 2106 | Rate Constraint in lbs/MWh | FALSE | L | Annual | Qualifying Generation | TWh | 2.746 | 4.1532 | 3.9849 | 3.3562 | 2.512 | 2.4821 | 2.6569 | 2.1209
MA Fac. Spec. - Mystic Gen SO2 Annual v3.1 | 678 | 2106 | Rate Constraint in lbs/MWh | FALSE | L | Annual | Constraint Shadow Price | US2016$/Ton | 0 | 0 | 0 | 0 | 0 | 0 | 0 | 0
MD Coal-fired EGUs NOx rate - NRG & GenOn v5.16 | 679 | 6592 | Rate Constraint in lbs/MMBtu | FALSE | L | Annual | Seasons Included | Seasons | Summer | Summer | Summer | Summer | Summer | Summer | Summer | Summer
MD Coal-fired EGUs NOx rate - NRG & GenOn v5.16 | 679 | 6592 | Rate Constraint in lbs/MMBtu | FALSE | L | Annual | Standard NOX | lb/MMBtu | 0.15 | 0.15 | 0.15 | 0.15 | 0.15 | 0.15 | 0.15 | 0.15
MD Coal-fired EGUs NOx rate - NRG & GenOn v5.16 | 679 | 6592 | Rate Constraint in lbs/MMBtu | FALSE | L | Annual | Emissions at Affected Plants NOX | Thousand Tons | 0 | 0.4061 | 0.35308 | 0.33866 | 0 | 0.48553 | 0.44418 | 0.23091
MD Coal-fired EGUs NOx rate - NRG & GenOn v5.16 | 679 | 6592 | Rate Constraint in lbs/MMBtu | FALSE | L | Annual | Allowances Purchased NOX | Thousand Tons | 0 | 0 | 0 | 0 | 0 | 0 | 0 | 0
MD Coal-fired EGUs NOx rate - NRG & GenOn v5.16 | 679 | 6592 | Rate Constraint in lbs/MMBtu | FALSE | L | Annual | Allowances Sold NOX | Thousand Tons | 0 | 0 | 0 | 0 | 0 | 0 | 0 | 0
MD Coal-fired EGUs NOx rate - NRG & GenOn v5.16 | 679 | 6592 | Rate Constraint in lbs/MMBtu | FALSE | L | Annual | Allowances Banked | Thousand Tons | 0 | 0 | 0 | 0 | 0 | 0 | 0 | 0
MD Coal-fired EGUs NOx rate - NRG & GenOn v5.16 | 679 | 6592 | Rate Constraint in lbs/MMBtu | FALSE | L | Annual | Allowances Withdrawn (1:1) | Thousand Tons | 0 | 0 | 0 | 0 | 0 | 0 | 0 | 0
MD Coal-fired EGUs NOx rate - NRG & GenOn v5.16 | 679 | 6592 | Rate Constraint in lbs/MMBtu | FALSE | L | Annual | Allowances Withdrawn (n:1) | Thousand Tons | 0 | 0 | 0 | 0 | 0 | 0 | 0 | 0
MD Coal-fired EGUs NOx rate - NRG & GenOn v5.16 | 679 | 6592 | Rate Constraint in lbs/MMBtu | FALSE | L | Annual | Net Emissions Allowance Position | Thousand Tons | 0 | 0.4061 | 0.35308 | 0.33866 | 0 | 0.48553 | 0.44418 | 0.23091
MD Coal-fired EGUs NOx rate - NRG & GenOn v5.16 | 679 | 6592 | Rate Constraint in lbs/MMBtu | FALSE | L | Annual | Fuel Consumed | TBtu | 0 | 20.7235 | 18.0021 | 17.2724 | 0 | 24.1449 | 22.6526 | 11.8567
MD Coal-fired EGUs NOx rate - NRG & GenOn v5.16 | 679 | 6592 | Rate Constraint in lbs/MMBtu | FALSE | L | Annual | Rate | lb/MMBtu | 0 | 0.039192 | 0.039226 | 0.039214 | 0 | 0.040218 | 0.039217 | 0.03895
MD Coal-fired EGUs NOx rate - NRG & GenOn v5.16 | 679 | 6592 | Rate Constraint in lbs/MMBtu | FALSE | L | Annual | Generation | TWh | 0 | 2.0838 | 1.8238 | 1.7502 | 0 | 2.4404 | 2.2952 | 1.2061
MD Coal-fired EGUs NOx rate - NRG & GenOn v5.16 | 679 | 6592 | Rate Constraint in lbs/MMBtu | FALSE | L | Annual | Qualifying Generation | TWh | 0 | 2.0838 | 1.8238 | 1.7502 | 0 | 2.4404 | 2.2952 | 1.2061
MD Coal-fired EGUs NOx rate - NRG & GenOn v5.16 | 679 | 6592 | Rate Constraint in lbs/MMBtu | FALSE | L | Annual | Rate | lb/MWh | 0 | 0.38977 | 0.38719 | 0.387 | 0 | 0.39791 | 0.38704 | 0.38291
MD Coal-fired EGUs NOx rate - NRG & GenOn v5.16 | 679 | 6592 | Rate Constraint in lbs/MMBtu | FALSE | L | Annual | Constraint Shadow Price | US2016$/Ton | 0 | 0 | 0 | 0 | 0 | 0 | 0 | 0
MD Coal-fired EGUs NOx rate - Raven v5.16 | 680 | 6591 | Rate Constraint in lbs/MMBtu | FALSE | L | Annual | Seasons Included | Seasons | Summer | Summer | Summer | Summer | Summer | Summer | Summer | Summer
MD Coal-fired EGUs NOx rate - Raven v5.16 | 680 | 6591 | Rate Constraint in lbs/MMBtu | FALSE | L | Annual | Standard NOX | lb/MMBtu | 0.15 | 0.15 | 0.15 | 0.15 | 0.15 | 0.15 | 0.15 | 0.15
MD Coal-fired EGUs NOx rate - Raven v5.16 | 680 | 6591 | Rate Constraint in lbs/MMBtu | FALSE | L | Annual | Emissions at Affected Plants NOX | Thousand Tons | 0 | 0 | 0 | 0 | 0 | 0 | 0 | 0
MD Coal-fired EGUs NOx rate - Raven v5.16 | 680 | 6591 | Rate Constraint in lbs/MMBtu | FALSE | L | Annual | Allowances Purchased NOX | Thousand Tons | 0 | 0 | 0 | 0 | 0 | 0 | 0 | 0
MD Coal-fired EGUs NOx rate - Raven v5.16 | 680 | 6591 | Rate Constraint in lbs/MMBtu | FALSE | L | Annual | Allowances Sold NOX | Thousand Tons | 0 | 0 | 0 | 0 | 0 | 0 | 0 | 0
MD Coal-fired EGUs NOx rate - Raven v5.16 | 680 | 6591 | Rate Constraint in lbs/MMBtu | FALSE | L | Annual | Allowances Banked | Thousand Tons | 0 | 0 | 0 | 0 | 0 | 0 | 0 | 0
MD Coal-fired EGUs NOx rate - Raven v5.16 | 680 | 6591 | Rate Constraint in lbs/MMBtu | FALSE | L | Annual | Allowances Withdrawn (1:1) | Thousand Tons | 0 | 0 | 0 | 0 | 0 | 0 | 0 | 0
MD Coal-fired EGUs NOx rate - Raven v5.16 | 680 | 6591 | Rate Constraint in lbs/MMBtu | FALSE | L | Annual | Allowances Withdrawn (n:1) | Thousand Tons | 0 | 0 | 0 | 0 | 0 | 0 | 0 | 0
MD Coal-fired EGUs NOx rate - Raven v5.16 | 680 | 6591 | Rate Constraint in lbs/MMBtu | FALSE | L | Annual | Net Emissions Allowance Position | Thousand Tons | 0 | 0 | 0 | 0 | 0 | 0 | 0 | 0
MD Coal-fired EGUs NOx rate - Raven v5.16 | 680 | 6591 | Rate Constraint in lbs/MMBtu | FALSE | L | Annual | Fuel Consumed | TBtu | 0 | 0 | 0 | 0 | 0 | 0 | 0 | 0
MD Coal-fired EGUs NOx rate - Raven v5.16 | 680 | 6591 | Rate Constraint in lbs/MMBtu | FALSE | L | Annual | Rate | lb/MMBtu | 0 | 0 | 0 | 0 | 0 | 0 | 0 | 0
MD Coal-fired EGUs NOx rate - Raven v5.16 | 680 | 6591 | Rate Constraint in lbs/MMBtu | FALSE | L | Annual | Generation | TWh | 0 | 0 | 0 | 0 | 0 | 0 | 0 | 0
MD Coal-fired EGUs NOx rate - Raven v5.16 | 680 | 6591 | Rate Constraint in lbs/MMBtu | FALSE | L | Annual | Qualifying Generation | TWh | 0 | 0 | 0 | 0 | 0 | 0 | 0 | 0
MD Coal-fired EGUs NOx rate - Raven v5.16 | 680 | 6591 | Rate Constraint in lbs/MMBtu | FALSE | L | Annual | Rate | lb/MWh | 0 | 0 | 0 | 0 | 0 | 0 | 0 | 0
MD Coal-fired EGUs NOx rate - Raven v5.16 | 680 | 6591 | Rate Constraint in lbs/MMBtu | FALSE | L | Annual | Constraint Shadow Price | US2016$/Ton | 0 | 0 | 0 | 0 | 0 | 0 | 0 | 0
MD Healthy Air Act - Constellation NOx Cap Ann 4.1 | 681 | 2433 | Rate Constraint in MTons | FALSE | L | Annual | Seasons Included | Seasons | Winter, WintShld, Summer | Winter, WintShld, Summer | Winter, WintShld, Summer | Winter, WintShld, Summer | Winter, WintShld, Summer | Winter, WintShld, Summer | Winter, WintShld, Summer | Winter, WintShld, Summer
MD Healthy Air Act - Constellation NOx Cap Ann 4.1 | 681 | 2433 | Rate Constraint in MTons | FALSE | L | Annual | Standard NOX | Thousand Tons | 8.026 | 8.026 | 8.026 | 8.026 | 8.026 | 8.026 | 8.026 | 8.026
MD Healthy Air Act - Constellation NOx Cap Ann 4.1 | 681 | 2433 | Rate Constraint in MTons | FALSE | L | Annual | Emissions at Affected Plants NOX | Thousand Tons | 0 | 0 | 0 | 0 | 0 | 0 | 0 | 0
MD Healthy Air Act - Constellation NOx Cap Ann 4.1 | 681 | 2433 | Rate Constraint in MTons | FALSE | L | Annual | Allowances Purchased NOX | Thousand Tons | 0 | 0 | 0 | 0 | 0 | 0 | 0 | 0
MD Healthy Air Act - Constellation NOx Cap Ann 4.1 | 681 | 2433 | Rate Constraint in MTons | FALSE | L | Annual | Allowances Sold NOX | Thousand Tons | 0 | 0 | 0 | 0 | 0 | 0 | 0 | 0
MD Healthy Air Act - Constellation NOx Cap Ann 4.1 | 681 | 2433 | Rate Constraint in MTons | FALSE | L | Annual | Allowances Banked | Thousand Tons | 0 | 0 | 0 | 0 | 0 | 0 | 0 | 0
MD Healthy Air Act - Constellation NOx Cap Ann 4.1 | 681 | 2433 | Rate Constraint in MTons | FALSE | L | Annual | Allowances Withdrawn (1:1) | Thousand Tons | 0 | 0 | 0 | 0 | 0 | 0 | 0 | 0
MD Healthy Air Act - Constellation NOx Cap Ann 4.1 | 681 | 2433 | Rate Constraint in MTons | FALSE | L | Annual | Allowances Withdrawn (n:1) | Thousand Tons | 0 | 0 | 0 | 0 | 0 | 0 | 0 | 0
MD Healthy Air Act - Constellation NOx Cap Ann 4.1 | 681 | 2433 | Rate Constraint in MTons | FALSE | L | Annual | Net Emissions Allowance Position | Thousand Tons | 0 | 0 | 0 | 0 | 0 | 0 | 0 | 0
MD Healthy Air Act - Constellation NOx Cap Ann 4.1 | 681 | 2433 | Rate Constraint in MTons | FALSE | L | Annual | Fuel Consumed | TBtu | 0 | 0 | 0 | 0 | 0 | 0 | 0 | 0
MD Healthy Air Act - Constellation NOx Cap Ann 4.1 | 681 | 2433 | Rate Constraint in MTons | FALSE | L | Annual | Rate | lb/MMBtu | 0 | 0 | 0 | 0 | 0 | 0 | 0 | 0
MD Healthy Air Act - Constellation NOx Cap Ann 4.1 | 681 | 2433 | Rate Constraint in MTons | FALSE | L | Annual | Generation | TWh | 0 | 0 | 0 | 0 | 0 | 0 | 0 | 0
MD Healthy Air Act - Constellation NOx Cap Ann 4.1 | 681 | 2433 | Rate Constraint in MTons | FALSE | L | Annual | Qualifying Generation | TWh | 0 | 0 | 0 | 0 | 0 | 0 | 0 | 0
MD Healthy Air Act - Constellation NOx Cap Ann 4.1 | 681 | 2433 | Rate Constraint in MTons | FALSE | L | Annual | Rate | lb/MWh | 0 | 0 | 0 | 0 | 0 | 0 | 0 | 0
MD Healthy Air Act - Constellation NOx Cap Ann 4.1 | 681 | 2433 | Rate Constraint in MTons | FALSE | L | Annual | Constraint Shadow Price | US2016$/Ton | 0 | 0 | 0 | 0 | 0 | 0 | 0 | 0
MD Healthy Air Act - Constellation NOx Cap Sum 4.1 | 682 | 2435 | Rate Constraint in MTons | FALSE | L | Annual | Seasons Included | Seasons | Winter, WintShld, Summer | Winter, WintShld, Summer | Winter, WintShld, Summer | Winter, WintShld, Summer | Winter, WintShld, Summer | Winter, WintShld, Summer | Winter, WintShld, Summer | Winter, WintShld, Summer
MD Healthy Air Act - Constellation NOx Cap Sum 4.1 | 682 | 2435 | Rate Constraint in MTons | FALSE | L | Annual | Standard NOX | Thousand Tons | 3.63 | 3.63 | 3.63 | 3.63 | 3.63 | 3.63 | 3.63 | 3.63
MD Healthy Air Act - Constellation NOx Cap Sum 4.1 | 682 | 2435 | Rate Constraint in MTons | FALSE | L | Annual | Emissions at Affected Plants NOX | Thousand Tons | 0 | 0 | 0 | 0 | 0 | 0 | 0 | 0
MD Healthy Air Act - Constellation NOx Cap Sum 4.1 | 682 | 2435 | Rate Constraint in MTons | FALSE | L | Annual | Allowances Purchased NOX | Thousand Tons | 0 | 0 | 0 | 0 | 0 | 0 | 0 | 0
MD Healthy Air Act - Constellation NOx Cap Sum 4.1 | 682 | 2435 | Rate Constraint in MTons | FALSE | L | Annual | Allowances Sold NOX | Thousand Tons | 0 | 0 | 0 | 0 | 0 | 0 | 0 | 0
MD Healthy Air Act - Constellation NOx Cap Sum 4.1 | 682 | 2435 | Rate Constraint in MTons | FALSE | L | Annual | Allowances Banked | Thousand Tons | 0 | 0 | 0 | 0 | 0 | 0 | 0 | 0
MD Healthy Air Act - Constellation NOx Cap Sum 4.1 | 682 | 2435 | Rate Constraint in MTons | FALSE | L | Annual | Allowances Withdrawn (1:1) | Thousand Tons | 0 | 0 | 0 | 0 | 0 | 0 | 0 | 0
MD Healthy Air Act - Constellation NOx Cap Sum 4.1 | 682 | 2435 | Rate Constraint in MTons | FALSE | L | Annual | Allowances Withdrawn (n:1) | Thousand Tons | 0 | 0 | 0 | 0 | 0 | 0 | 0 | 0
MD Healthy Air Act - Constellation NOx Cap Sum 4.1 | 682 | 2435 | Rate Constraint in MTons | FALSE | L | Annual | Net Emissions Allowance Position | Thousand Tons | 0 | 0 | 0 | 0 | 0 | 0 | 0 | 0
MD Healthy Air Act - Constellation NOx Cap Sum 4.1 | 682 | 2435 | Rate Constraint in MTons | FALSE | L | Annual | Fuel Consumed | TBtu | 0 | 0 | 0 | 0 | 0 | 0 | 0 | 0
MD Healthy Air Act - Constellation NOx Cap Sum 4.1 | 682 | 2435 | Rate Constraint in MTons | FALSE | L | Annual | Rate | lb/MMBtu | 0 | 0 | 0 | 0 | 0 | 0 | 0 | 0
MD Healthy Air Act - Constellation NOx Cap Sum 4.1 | 682 | 2435 | Rate Constraint in MTons | FALSE | L | Annual | Generation | TWh | 0 | 0 | 0 | 0 | 0 | 0 | 0 | 0
MD Healthy Air Act - Constellation NOx Cap Sum 4.1 | 682 | 2435 | Rate Constraint in MTons | FALSE | L | Annual | Qualifying Generation | TWh | 0 | 0 | 0 | 0 | 0 | 0 | 0 | 0
MD Healthy Air Act - Constellation NOx Cap Sum 4.1 | 682 | 2435 | Rate Constraint in MTons | FALSE | L | Annual | Rate | lb/MWh | 0 | 0 | 0 | 0 | 0 | 0 | 0 | 0
MD Healthy Air Act - Constellation NOx Cap Sum 4.1 | 682 | 2435 | Rate Constraint in MTons | FALSE | L | Annual | Constraint Shadow Price | US2016$/Ton | 0 | 0 | 0 | 0 | 0 | 0 | 0 | 0
MD Healthy Air Act - Constellation SO2 Cap Ann 4.1 | 683 | 2434 | Rate Constraint in MTons | FALSE | L | Annual | Seasons Included | Seasons | Winter, WintShld, Summer | Winter, WintShld, Summer | Winter, WintShld, Summer | Winter, WintShld, Summer | Winter, WintShld, Summer | Winter, WintShld, Summer | Winter, WintShld, Summer | Winter, WintShld, Summer
MD Healthy Air Act - Constellation SO2 Cap Ann 4.1 | 683 | 2434 | Rate Constraint in MTons | FALSE | L | Annual | Standard SO2 | Thousand Tons | 17.926 | 17.926 | 17.926 | 17.926 | 17.926 | 17.926 | 17.926 | 17.926
MD Healthy Air Act - Constellation SO2 Cap Ann 4.1 | 683 | 2434 | Rate Constraint in MTons | FALSE | L | Annual | Emissions at Affected Plants SO2 | Thousand Tons | 0 | 0 | 0 | 0 | 0 | 0 | 0 | 0
MD Healthy Air Act - Constellation SO2 Cap Ann 4.1 | 683 | 2434 | Rate Constraint in MTons | FALSE | L | Annual | Allowances Purchased SO2 | Thousand Tons | 0 | 0 | 0 | 0 | 0 | 0 | 0 | 0
MD Healthy Air Act - Constellation SO2 Cap Ann 4.1 | 683 | 2434 | Rate Constraint in MTons | FALSE | L | Annual | Allowances Sold SO2 | Thousand Tons | 0 | 0 | 0 | 0 | 0 | 0 | 0 | 0
MD Healthy Air Act - Constellation SO2 Cap Ann 4.1 | 683 | 2434 | Rate Constraint in MTons | FALSE | L | Annual | Allowances Banked | Thousand Tons | 0 | 0 | 0 | 0 | 0 | 0 | 0 | 0
MD Healthy Air Act - Constellation SO2 Cap Ann 4.1 | 683 | 2434 | Rate Constraint in MTons | FALSE | L | Annual | Allowances Withdrawn (1:1) | Thousand Tons | 0 | 0 | 0 | 0 | 0 | 0 | 0 | 0
MD Healthy Air Act - Constellation SO2 Cap Ann 4.1 | 683 | 2434 | Rate Constraint in MTons | FALSE | L | Annual | Allowances Withdrawn (n:1) | Thousand Tons | 0 | 0 | 0 | 0 | 0 | 0 | 0 | 0
MD Healthy Air Act - Constellation SO2 Cap Ann 4.1 | 683 | 2434 | Rate Constraint in MTons | FALSE | L | Annual | Net Emissions Allowance Position | Thousand Tons | 0 | 0 | 0 | 0 | 0 | 0 | 0 | 0
MD Healthy Air Act - Constellation SO2 Cap Ann 4.1 | 683 | 2434 | Rate Constraint in MTons | FALSE | L | Annual | Fuel Consumed | TBtu | 0 | 0 | 0 | 0 | 0 | 0 | 0 | 0
MD Healthy Air Act - Constellation SO2 Cap Ann 4.1 | 683 | 2434 | Rate Constraint in MTons | FALSE | L | Annual | Rate | lb/MMBtu | 0 | 0 | 0 | 0 | 0 | 0 | 0 | 0
MD Healthy Air Act - Constellation SO2 Cap Ann 4.1 | 683 | 2434 | Rate Constraint in MTons | FALSE | L | Annual | Generation | TWh | 0 | 0 | 0 | 0 | 0 | 0 | 0 | 0
MD Healthy Air Act - Constellation SO2 Cap Ann 4.1 | 683 | 2434 | Rate Constraint in MTons | FALSE | L | Annual | Qualifying Generation | TWh | 0 | 0 | 0 | 0 | 0 | 0 | 0 | 0
MD Healthy Air Act - Constellation SO2 Cap Ann 4.1 | 683 | 2434 | Rate Constraint in MTons | FALSE | L | Annual | Rate | lb/MWh | 0 | 0 | 0 | 0 | 0 | 0 | 0 | 0
MD Healthy Air Act - Constellation SO2 Cap Ann 4.1 | 683 | 2434 | Rate Constraint in MTons | FALSE | L | Annual | Constraint Shadow Price | US2016$/Ton | 0 | 0 | 0 | 0 | 0 | 0 | 0 | 0
MD Healthy Air Act - MER Removal Annual v3.1 | 684 | 1800 | MACT Fuel Choice Floor in lbs/MMBtu | FALSE | L | Annual | Seasons Included | Seasons | Winter, WintShld, Summer | Winter, WintShld, Summer | Winter, WintShld, Summer | Winter, WintShld, Summer | Winter, WintShld, Summer | Winter, WintShld, Summer | Winter, WintShld, Summer | Winter, WintShld, Summer
MD Healthy Air Act - MER Removal Annual v3.1 | 684 | 1800 | MACT Fuel Choice Floor in lbs/MMBtu | FALSE | L | Annual | Emission Floor | lbs/MMBtu | 0 | 0 | 0 | 0 | 0 | 0 | 0 | 0
MD Healthy Air Act - MER Removal Annual v3.1 | 684 | 1800 | MACT Fuel Choice Floor in lbs/MMBtu | FALSE | L | Annual | Emissions at Affected Plants MER | lbs | 0 | 28.3339 | 25.6407 | 24.9793 | 0 | 38.8712 | 34.6891 | 16.8686
MD Healthy Air Act - MER Removal Annual v3.1 | 684 | 1800 | MACT Fuel Choice Floor in lbs/MMBtu | FALSE | L | Annual | Allowances Purchased MER | lbs | 0 | 0 | 0 | 0 | 0 | 0 | 0 | 0
MD Healthy Air Act - MER Removal Annual v3.1 | 684 | 1800 | MACT Fuel Choice Floor in lbs/MMBtu | FALSE | L | Annual | Allowances Sold MER | lbs | 0 | 0 | 0 | 0 | 0 | 0 | 0 | 0
MD Healthy Air Act - MER Removal Annual v3.1 | 684 | 1800 | MACT Fuel Choice Floor in lbs/MMBtu | FALSE | L | Annual | Allowances Banked | lbs | 0 | 0 | 0 | 0 | 0 | 0 | 0 | 0
MD Healthy Air Act - MER Removal Annual v3.1 | 684 | 1800 | MACT Fuel Choice Floor in lbs/MMBtu | FALSE | L | Annual | Allowances Withdrawn (1:1) | lbs | 0 | 0 | 0 | 0 | 0 | 0 | 0 | 0
MD Healthy Air Act - MER Removal Annual v3.1 | 684 | 1800 | MACT Fuel Choice Floor in lbs/MMBtu | FALSE | L | Annual | Allowances Withdrawn (n:1) | lbs | 0 | 0 | 0 | 0 | 0 | 0 | 0 | 0
MD Healthy Air Act - MER Removal Annual v3.1 | 684 | 1800 | MACT Fuel Choice Floor in lbs/MMBtu | FALSE | L | Annual | Net Emissions Allowance Position | lbs | 0 | 28.3339 | 25.6407 | 24.9793 | 0 | 38.8712 | 34.6891 | 16.8686
MD Healthy Air Act - MER Removal Annual v3.1 | 684 | 1800 | MACT Fuel Choice Floor in lbs/MMBtu | FALSE | L | Annual | Fuel Consumed | TBtu | 0 | 31.2599 | 28.2885 | 27.5588 | 0 | 45.3134 | 40.5275 | 18.6105
MD Healthy Air Act - MER Removal Annual v3.1 | 684 | 1800 | MACT Fuel Choice Floor in lbs/MMBtu | FALSE | L | Annual | Rate | lb/MMBtu | 0 | 9.064e-07 | 9.064e-07 | 9.064e-07 | 0 | 8.5783e-07 | 8.5594e-07 | 9.064e-07
MD Healthy Air Act - MER Removal Annual v3.1 | 684 | 1800 | MACT Fuel Choice Floor in lbs/MMBtu | FALSE | L | Annual | Generation | TWh | 0 | 3.1427 | 2.8659 | 2.7923 | 0 | 4.5271 | 4.077 | 1.8931
MD Healthy Air Act - MER Removal Annual v3.1 | 684 | 1800 | MACT Fuel Choice Floor in lbs/MMBtu | FALSE | L | Annual | Qualifying Generation | TWh | 0 | 3.1427 | 2.8659 | 2.7923 | 0 | 4.5271 | 4.077 | 1.8931
MD Healthy Air Act - MER Removal Annual v3.1 | 684 | 1800 | MACT Fuel Choice Floor in lbs/MMBtu | FALSE | L | Annual | Constraint Shadow Price | US2016$/Lb | 0 | 0 | 0 | 0 | 0 | 0 | 0 | 0
MD Healthy Air Act - Mirant NOx Cap Annual v4.10 | 685 | 2262 | Rate Constraint in MTons | FALSE | L | Annual | Seasons Included | Seasons | Winter, WintShld, Summer | Winter, WintShld, Summer | Winter, WintShld, Summer | Winter, WintShld, Summer | Winter, WintShld, Summer | Winter, WintShld, Summer | Winter, WintShld, Summer | Winter, WintShld, Summer
MD Healthy Air Act - Mirant NOx Cap Annual v4.10 | 685 | 2262 | Rate Constraint in MTons | FALSE | L | Annual | Standard NOX | Thousand Tons | 8.298 | 8.298 | 8.298 | 8.298 | 8.298 | 8.298 | 8.298 | 8.298
MD Healthy Air Act - Mirant NOx Cap Annual v4.10 | 685 | 2262 | Rate Constraint in MTons | FALSE | L | Annual | Emissions at Affected Plants NOX | Thousand Tons | 0 | 0.61272 | 0.55482 | 0.54041 | 0 | 1.4352 | 1.241 | 0.36244
MD Healthy Air Act - Mirant NOx Cap Annual v4.10 | 685 | 2262 | Rate Constraint in MTons | FALSE | L | Annual | Allowances Purchased NOX | Thousand Tons | 0 | 0 | 0 | 0 | 0 | 0 | 0 | 0
MD Healthy Air Act - Mirant NOx Cap Annual v4.10 | 685 | 2262 | Rate Constraint in MTons | FALSE | L | Annual | Allowances Sold NOX | Thousand Tons | 0 | 0 | 0 | 0 | 0 | 0 | 0 | 0
MD Healthy Air Act - Mirant NOx Cap Annual v4.10 | 685 | 2262 | Rate Constraint in MTons | FALSE | L | Annual | Allowances Banked | Thousand Tons | 0 | 0 | 0 | 0 | 0 | 0 | 0 | 0
MD Healthy Air Act - Mirant NOx Cap Annual v4.10 | 685 | 2262 | Rate Constraint in MTons | FALSE | L | Annual | Allowances Withdrawn (1:1) | Thousand Tons | 0 | 0 | 0 | 0 | 0 | 0 | 0 | 0
MD Healthy Air Act - Mirant NOx Cap Annual v4.10 | 685 | 2262 | Rate Constraint in MTons | FALSE | L | Annual | Allowances Withdrawn (n:1) | Thousand Tons | 0 | 0 | 0 | 0 | 0 | 0 | 0 | 0
MD Healthy Air Act - Mirant NOx Cap Annual v4.10 | 685 | 2262 | Rate Constraint in MTons | FALSE | L | Annual | Net Emissions Allowance Position | Thousand Tons | 0 | 0.61272 | 0.55482 | 0.54041 | 0 | 1.4352 | 1.241 | 0.36244
MD Healthy Air Act - Mirant NOx Cap Annual v4.10 | 685 | 2262 | Rate Constraint in MTons | FALSE | L | Annual | Fuel Consumed | TBtu | 0 | 31.2599 | 28.2885 | 27.5588 | 0 | 45.3134 | 40.5275 | 18.6105
MD Healthy Air Act - Mirant NOx Cap Annual v4.10 | 685 | 2262 | Rate Constraint in MTons | FALSE | L | Annual | Rate | lb/MMBtu | 0 | 0.039202 | 0.039226 | 0.039219 | 0 | 0.063347 | 0.061241 | 0.03895
MD Healthy Air Act - Mirant NOx Cap Annual v4.10 | 685 | 2262 | Rate Constraint in MTons | FALSE | L | Annual | Generation | TWh | 0 | 3.1427 | 2.8659 | 2.7923 | 0 | 4.5271 | 4.077 | 1.8931
MD Healthy Air Act - Mirant NOx Cap Annual v4.10 | 685 | 2262 | Rate Constraint in MTons | FALSE | L | Annual | Qualifying Generation | TWh | 0 | 3.1427 | 2.8659 | 2.7923 | 0 | 4.5271 | 4.077 | 1.8931
MD Healthy Air Act - Mirant NOx Cap Annual v4.10 | 685 | 2262 | Rate Constraint in MTons | FALSE | L | Annual | Rate | lb/MWh | 0 | 0.38993 | 0.38719 | 0.38707 | 0 | 0.63407 | 0.60876 | 0.38291
MD Healthy Air Act - Mirant NOx Cap Annual v4.10 | 685 | 2262 | Rate Constraint in MTons | FALSE | L | Annual | Constraint Shadow Price | US2016$/Ton | 0 | 0 | 0 | 0 | 0 | 0 | 0 | 0
MD Healthy Air Act - Mirant NOx Cap Summer v4.10 | 686 | 2265 | Rate Constraint in MTons | FALSE | L | Annual | Seasons Included | Seasons | Summer | Summer | Summer | Summer | Summer | Summer | Summer | Summer
MD Healthy Air Act - Mirant NOx Cap Summer v4.10 | 686 | 2265 | Rate Constraint in MTons | FALSE | L | Annual | Standard NOX | Thousand Tons | 3.567 | 3.567 | 3.567 | 3.567 | 3.567 | 3.567 | 3.567 | 3.567
MD Healthy Air Act - Mirant NOx Cap Summer v4.10 | 686 | 2265 | Rate Constraint in MTons | FALSE | L | Annual | Emissions at Affected Plants NOX | Thousand Tons | 0 | 0.4061 | 0.35308 | 0.33866 | 0 | 0.48553 | 0.44418 | 0.23091
MD Healthy Air Act - Mirant NOx Cap Summer v4.10 | 686 | 2265 | Rate Constraint in MTons | FALSE | L | Annual | Allowances Purchased NOX | Thousand Tons | 0 | 0 | 0 | 0 | 0 | 0 | 0 | 0
MD Healthy Air Act - Mirant NOx Cap Summer v4.10 | 686 | 2265 | Rate Constraint in MTons | FALSE | L | Annual | Allowances Sold NOX | Thousand Tons | 0 | 0 | 0 | 0 | 0 | 0 | 0 | 0
MD Healthy Air Act - Mirant NOx Cap Summer v4.10 | 686 | 2265 | Rate Constraint in MTons | FALSE | L | Annual | Allowances Banked | Thousand Tons | 0 | 0 | 0 | 0 | 0 | 0 | 0 | 0
MD Healthy Air Act - Mirant NOx Cap Summer v4.10 | 686 | 2265 | Rate Constraint in MTons | FALSE | L | Annual | Allowances Withdrawn (1:1) | Thousand Tons | 0 | 0 | 0 | 0 | 0 | 0 | 0 | 0
MD Healthy Air Act - Mirant NOx Cap Summer v4.10 | 686 | 2265 | Rate Constraint in MTons | FALSE | L | Annual | Allowances Withdrawn (n:1) | Thousand Tons | 0 | 0 | 0 | 0 | 0 | 0 | 0 | 0
MD Healthy Air Act - Mirant NOx Cap Summer v4.10 | 686 | 2265 | Rate Constraint in MTons | FALSE | L | Annual | Net Emissions Allowance Position | Thousand Tons | 0 | 0.4061 | 0.35308 | 0.33866 | 0 | 0.48553 | 0.44418 | 0.23091
MD Healthy Air Act - Mirant NOx Cap Summer v4.10 | 686 | 2265 | Rate Constraint in MTons | FALSE | L | Annual | Fuel Consumed | TBtu | 0 | 20.7235 | 18.0021 | 17.2724 | 0 | 24.1449 | 22.6526 | 11.8567
MD Healthy Air Act - Mirant NOx Cap Summer v4.10 | 686 | 2265 | Rate Constraint in MTons | FALSE | L | Annual | Rate | lb/MMBtu | 0 | 0.039192 | 0.039226 | 0.039214 | 0 | 0.040218 | 0.039217 | 0.03895
MD Healthy Air Act - Mirant NOx Cap Summer v4.10 | 686 | 2265 | Rate Constraint in MTons | FALSE | L | Annual | Generation | TWh | 0 | 2.0838 | 1.8238 | 1.7502 | 0 | 2.4404 | 2.2952 | 1.2061
MD Healthy Air Act - Mirant NOx Cap Summer v4.10 | 686 | 2265 | Rate Constraint in MTons | FALSE | L | Annual | Qualifying Generation | TWh | 0 | 2.0838 | 1.8238 | 1.7502 | 0 | 2.4404 | 2.2952 | 1.2061
MD Healthy Air Act - Mirant NOx Cap Summer v4.10 | 686 | 2265 | Rate Constraint in MTons | FALSE | L | Annual | Rate | lb/MWh | 0 | 0.38977 | 0.38719 | 0.387 | 0 | 0.39791 | 0.38704 | 0.38291
MD Healthy Air Act - Mirant NOx Cap Summer v4.10 | 686 | 2265 | Rate Constraint in MTons | FALSE | L | Annual | Constraint Shadow Price | US2016$/Ton | 0 | 0 | 0 | 0 | 0 | 0 | 0 | 0
MD Healthy Air Act - Mirant SO2 Cap Annual v4.10 | 687 | 2268 | Rate Constraint in MTons | FALSE | L | Annual | Seasons Included | Seasons | Winter, WintShld, Summer | Winter, WintShld, Summer | Winter, WintShld, Summer | Winter, WintShld, Summer | Winter, WintShld, Summer | Winter, WintShld, Summer | Winter, WintShld, Summer | Winter, WintShld, Summer
MD Healthy Air Act - Mirant SO2 Cap Annual v4.10 | 687 | 2268 | Rate Constraint in MTons | FALSE | L | Annual | Standard SO2 | Thousand Tons | 18.541 | 18.541 | 18.541 | 18.541 | 18.541 | 18.541 | 18.541 | 18.541
MD Healthy Air Act - Mirant SO2 Cap Annual v4.10 | 687 | 2268 | Rate Constraint in MTons | FALSE | L | Annual | Emissions at Affected Plants SO2 | Thousand Tons | 0 | 1.2429 | 1.1248 | 1.0958 | 0 | 1.8017 | 1.6114 | 0.73997
MD Healthy Air Act - Mirant SO2 Cap Annual v4.10 | 687 | 2268 | Rate Constraint in MTons | FALSE | L | Annual | Allowances Purchased SO2 | Thousand Tons | 0 | 0 | 0 | 0 | 0 | 0 | 0 | 0
MD Healthy Air Act - Mirant SO2 Cap Annual v4.10 | 687 | 2268 | Rate Constraint in MTons | FALSE | L | Annual | Allowances Sold SO2 | Thousand Tons | 0 | 0 | 0 | 0 | 0 | 0 | 0 | 0
MD Healthy Air Act - Mirant SO2 Cap Annual v4.10 | 687 | 2268 | Rate Constraint in MTons | FALSE | L | Annual | Allowances Banked | Thousand Tons | 0 | 0 | 0 | 0 | 0 | 0 | 0 | 0
MD Healthy Air Act - Mirant SO2 Cap Annual v4.10 | 687 | 2268 | Rate Constraint in MTons | FALSE | L | Annual | Allowances Withdrawn (1:1) | Thousand Tons | 0 | 0 | 0 | 0 | 0 | 0 | 0 | 0
MD Healthy Air Act - Mirant SO2 Cap Annual v4.10 | 687 | 2268 | Rate Constraint in MTons | FALSE | L | Annual | Allowances Withdrawn (n:1) | Thousand Tons | 0 | 0 | 0 | 0 | 0 | 0 | 0 | 0
MD Healthy Air Act - Mirant SO2 Cap Annual v4.10 | 687 | 2268 | Rate Constraint in MTons | FALSE | L | Annual | Net Emissions Allowance Position | Thousand Tons | 0 | 1.2429 | 1.1248 | 1.0958 | 0 | 1.8017 | 1.6114 | 0.73997
MD Healthy Air Act - Mirant SO2 Cap Annual v4.10 | 687 | 2268 | Rate Constraint in MTons | FALSE | L | Annual | Fuel Consumed | TBtu | 0 | 31.2599 | 28.2885 | 27.5588 | 0 | 45.3134 | 40.5275 | 18.6105
MD Healthy Air Act - Mirant SO2 Cap Annual v4.10 | 687 | 2268 | Rate Constraint in MTons | FALSE | L | Annual | Rate | lb/MMBtu | 0 | 0.079521 | 0.079521 | 0.079521 | 0 | 0.079521 | 0.079521 | 0.079521
MD Healthy Air Act - Mirant SO2 Cap Annual v4.10 | 687 | 2268 | Rate Constraint in MTons | FALSE | L | Annual | Generation | TWh | 0 | 3.1427 | 2.8659 | 2.7923 | 0 | 4.5271 | 4.077 | 1.8931
MD Healthy Air Act - Mirant SO2 Cap Annual v4.10 | 687 | 2268 | Rate Constraint in MTons | FALSE | L | Annual | Qualifying Generation | TWh | 0 | 3.1427 | 2.8659 | 2.7923 | 0 | 4.5271 | 4.077 | 1.8931
MD Healthy Air Act - Mirant SO2 Cap Annual v4.10 | 687 | 2268 | Rate Constraint in MTons | FALSE | L | Annual | Rate | lb/MWh | 0 | 0.79098 | 0.78493 | 0.78484 | 0 | 0.79596 | 0.79048 | 0.78175
MD Healthy Air Act - Mirant SO2 Cap Annual v4.10 | 687 | 2268 | Rate Constraint in MTons | FALSE | L | Annual | Constraint Shadow Price | US2016$/Ton | 0 | 0 | 0 | 0 | 0 | 0 | 0 | 0
ME Fac. Spec. - NOX 0.15 Rate Annual v3.1, Unit 3949 and retrofits | 688 | 1798 | Rate Constraint in lbs/MMBtu | FALSE | L | Annual | Seasons Included | Seasons | Winter, WintShld, Summer | Winter, WintShld, Summer | Winter, WintShld, Summer | Winter, WintShld, Summer | Winter, WintShld, Summer | Winter, WintShld, Summer | Winter, WintShld, Summer | Winter, WintShld, Summer
ME Fac. Spec. - NOX 0.15 Rate Annual v3.1, Unit 3949 and retrofits | 688 | 1798 | Rate Constraint in lbs/MMBtu | FALSE | L | Annual | Standard NOX | lb/MMBtu | 0.15 | 0.15 | 0.15 | 0.15 | 0.15 | 0.15 | 0.15 | 0.15
ME Fac. Spec. - NOX 0.15 Rate Annual v3.1, Unit 3949 and retrofits | 688 | 1798 | Rate Constraint in lbs/MMBtu | FALSE | L | Annual | Emissions at Affected Plants NOX | Thousand Tons | 0 | 0 | 0 | 0 | 0 | 0 | 0 | 0
ME Fac. Spec. - NOX 0.15 Rate Annual v3.1, Unit 3949 and retrofits | 688 | 1798 | Rate Constraint in lbs/MMBtu | FALSE | L | Annual | Allowances Purchased NOX | Thousand Tons | 0 | 0 | 0 | 0 | 0 | 0 | 0 | 0
ME Fac. Spec. - NOX 0.15 Rate Annual v3.1, Unit 3949 and retrofits | 688 | 1798 | Rate Constraint in lbs/MMBtu | FALSE | L | Annual | Allowances Sold NOX | Thousand Tons | 0 | 0 | 0 | 0 | 0 | 0 | 0 | 0
ME Fac. Spec. - NOX 0.15 Rate Annual v3.1, Unit 3949 and retrofits | 688 | 1798 | Rate Constraint in lbs/MMBtu | FALSE | L | Annual | Allowances Banked | Thousand Tons | 0 | 0 | 0 | 0 | 0 | 0 | 0 | 0
ME Fac. Spec. - NOX 0.15 Rate Annual v3.1, Unit 3949 and retrofits | 688 | 1798 | Rate Constraint in lbs/MMBtu | FALSE | L | Annual | Allowances Withdrawn (1:1) | Thousand Tons | 0 | 0 | 0 | 0 | 0 | 0 | 0 | 0
ME Fac. Spec. - NOX 0.15 Rate Annual v3.1, Unit 3949 and retrofits | 688 | 1798 | Rate Constraint in lbs/MMBtu | FALSE | L | Annual | Allowances Withdrawn (n:1) | Thousand Tons | 0 | 0 | 0 | 0 | 0 | 0 | 0 | 0
ME Fac. Spec. - NOX 0.15 Rate Annual v3.1, Unit 3949 and retrofits | 688 | 1798 | Rate Constraint in lbs/MMBtu | FALSE | L | Annual | Net Emissions Allowance Position | Thousand Tons | 0 | 0 | 0 | 0 | 0 | 0 | 0 | 0
ME Fac. Spec. - NOX 0.15 Rate Annual v3.1, Unit 3949 and retrofits | 688 | 1798 | Rate Constraint in lbs/MMBtu | FALSE | L | Annual | Fuel Consumed | TBtu | 0 | 0 | 0 | 0 | 0 | 0 | 0 | 0
ME Fac. Spec. - NOX 0.15 Rate Annual v3.1, Unit 3949 and retrofits | 688 | 1798 | Rate Constraint in lbs/MMBtu | FALSE | L | Annual | Rate | lb/MMBtu | 0 | 0 | 0 | 0 | 0 | 0 | 0 | 0
ME Fac. Spec. - NOX 0.15 Rate Annual v3.1, Unit 3949 and retrofits | 688 | 1798 | Rate Constraint in lbs/MMBtu | FALSE | L | Annual | Generation | TWh | 0 | 0 | 0 | 0 | 0 | 0 | 0 | 0
ME Fac. Spec. - NOX 0.15 Rate Annual v3.1, Unit 3949 and retrofits | 688 | 1798 | Rate Constraint in lbs/MMBtu | FALSE | L | Annual | Qualifying Generation | TWh | 0 | 0 | 0 | 0 | 0 | 0 | 0 | 0
ME Fac. Spec. - NOX 0.15 Rate Annual v3.1, Unit 3949 and retrofits | 688 | 1798 | Rate Constraint in lbs/MMBtu | FALSE | L | Annual | Rate | lb/MWh | 0 | 0 | 0 | 0 | 0 | 0 | 0 | 0
ME Fac. Spec. - NOX 0.15 Rate Annual v3.1, Unit 3949 and retrofits | 688 | 1798 | Rate Constraint in lbs/MMBtu | FALSE | L | Annual | Constraint Shadow Price | US2016$/Ton | 12678.734 | 0 | 0 | 0 | 0 | 0 | 0 | 0
ME Fac. Spec. - NOX 0.15 Rate Annual v3.1, Unit 3951 and retrofits | 689 | 1798 | Rate Constraint in lbs/MMBtu | FALSE | L | Annual | Seasons Included | Seasons | Winter, WintShld, Summer | Winter, WintShld, Summer | Winter, WintShld, Summer | Winter, WintShld, Summer | Winter, WintShld, Summer | Winter, WintShld, Summer | Winter, WintShld, Summer | Winter, WintShld, Summer
ME Fac. Spec. - NOX 0.15 Rate Annual v3.1, Unit 3951 and retrofits | 689 | 1798 | Rate Constraint in lbs/MMBtu | FALSE | L | Annual | Standard NOX | lb/MMBtu | 0.15 | 0.15 | 0.15 | 0.15 | 0.15 | 0.15 | 0.15 | 0.15
ME Fac. Spec. - NOX 0.15 Rate Annual v3.1, Unit 3951 and retrofits | 689 | 1798 | Rate Constraint in lbs/MMBtu | FALSE | L | Annual | Emissions at Affected Plants NOX | Thousand Tons | 0 | 0 | 0 | 0 | 0 | 0 | 0 | 0
ME Fac. Spec. - NOX 0.15 Rate Annual v3.1, Unit 3951 and retrofits | 689 | 1798 | Rate Constraint in lbs/MMBtu | FALSE | L | Annual | Allowances Purchased NOX | Thousand Tons | 0 | 0 | 0 | 0 | 0 | 0 | 0 | 0
ME Fac. Spec. - NOX 0.15 Rate Annual v3.1, Unit 3951 and retrofits | 689 | 1798 | Rate Constraint in lbs/MMBtu | FALSE | L | Annual | Allowances Sold NOX | Thousand Tons | 0 | 0 | 0 | 0 | 0 | 0 | 0 | 0
ME Fac. Spec. - NOX 0.15 Rate Annual v3.1, Unit 3951 and retrofits | 689 | 1798 | Rate Constraint in lbs/MMBtu | FALSE | L | Annual | Allowances Banked | Thousand Tons | 0 | 0 | 0 | 0 | 0 | 0 | 0 | 0
ME Fac. Spec. - NOX 0.15 Rate Annual v3.1, Unit 3951 and retrofits | 689 | 1798 | Rate Constraint in lbs/MMBtu | FALSE | L | Annual | Allowances Withdrawn (1:1) | Thousand Tons | 0 | 0 | 0 | 0 | 0 | 0 | 0 | 0
ME Fac. Spec. - NOX 0.15 Rate Annual v3.1, Unit 3951 and retrofits | 689 | 1798 | Rate Constraint in lbs/MMBtu | FALSE | L | Annual | Allowances Withdrawn (n:1) | Thousand Tons | 0 | 0 | 0 | 0 | 0 | 0 | 0 | 0
ME Fac. Spec. - NOX 0.15 Rate Annual v3.1, Unit 3951 and retrofits | 689 | 1798 | Rate Constraint in lbs/MMBtu | FALSE | L | Annual | Net Emissions Allowance Position | Thousand Tons | 0 | 0 | 0 | 0 | 0 | 0 | 0 | 0
ME Fac. Spec. - NOX 0.15 Rate Annual v3.1, Unit 3951 and retrofits | 689 | 1798 | Rate Constraint in lbs/MMBtu | FALSE | L | Annual | Fuel Consumed | TBtu | 0 | 0 | 0 | 0 | 0 | 0 | 0 | 0
ME Fac. Spec. - NOX 0.15 Rate Annual v3.1, Unit 3951 and retrofits | 689 | 1798 | Rate Constraint in lbs/MMBtu | FALSE | L | Annual | Rate | lb/MMBtu | 0 | 0 | 0 | 0 | 0 | 0 | 0 | 0
ME Fac. Spec. - NOX 0.15 Rate Annual v3.1, Unit 3951 and retrofits | 689 | 1798 | Rate Constraint in lbs/MMBtu | FALSE | L | Annual | Generation | TWh | 0 | 0 | 0 | 0 | 0 | 0 | 0 | 0
ME Fac. Spec. - NOX 0.15 Rate Annual v3.1, Unit 3951 and retrofits | 689 | 1798 | Rate Constraint in lbs/MMBtu | FALSE | L | Annual | Qualifying Generation | TWh | 0 | 0 | 0 | 0 | 0 | 0 | 0 | 0
ME Fac. Spec. - NOX 0.15 Rate Annual v3.1, Unit 3951 and retrofits | 689 | 1798 | Rate Constraint in lbs/MMBtu | FALSE | L | Annual | Rate | lb/MWh | 0 | 0 | 0 | 0 | 0 | 0 | 0 | 0
ME Fac. Spec. - NOX 0.15 Rate Annual v3.1, Unit 3951 and retrofits | 689 | 1798 | Rate Constraint in lbs/MMBtu | FALSE | L | Annual | Constraint Shadow Price | US2016$/Ton | 0 | 0 | 0 | 0 | 0 | 0 | 0 | 0
ME Fac. Spec. - NOx 0.20 Rate Annual v3.1, Unit 2406 and retrofits | 690 | 1818 | Rate Constraint in lbs/MMBtu | FALSE | L | Annual | Seasons Included | Seasons | Winter, WintShld, Summer | Winter, WintShld, Summer | Winter, WintShld, Summer | Winter, WintShld, Summer | Winter, WintShld, Summer | Winter, WintShld, Summer | Winter, WintShld, Summer | Winter, WintShld, Summer
ME Fac. Spec. - NOx 0.20 Rate Annual v3.1, Unit 2406 and retrofits | 690 | 1818 | Rate Constraint in lbs/MMBtu | FALSE | L | Annual | Standard NOX | lb/MMBtu | 0.2 | 0.2 | 0.2 | 0.2 | 0.2 | 0.2 | 0.2 | 0.2
ME Fac. Spec. - NOx 0.20 Rate Annual v3.1, Unit 2406 and retrofits | 690 | 1818 | Rate Constraint in lbs/MMBtu | FALSE | L | Annual | Emissions at Affected Plants NOX | Thousand Tons | 0 | 0 | 0 | 0 | 0 | 0 | 0 | 0
ME Fac. Spec. - NOx 0.20 Rate Annual v3.1, Unit 2406 and retrofits | 690 | 1818 | Rate Constraint in lbs/MMBtu | FALSE | L | Annual | Allowances Purchased NOX | Thousand Tons | 0 | 0 | 0 | 0 | 0 | 0 | 0 | 0
ME Fac. Spec. - NOx 0.20 Rate Annual v3.1, Unit 2406 and retrofits | 690 | 1818 | Rate Constraint in lbs/MMBtu | FALSE | L | Annual | Allowances Sold NOX | Thousand Tons | 0 | 0 | 0 | 0 | 0 | 0 | 0 | 0
ME Fac. Spec. - NOx 0.20 Rate Annual v3.1, Unit 2406 and retrofits | 690 | 1818 | Rate Constraint in lbs/MMBtu | FALSE | L | Annual | Allowances Banked | Thousand Tons | 0 | 0 | 0 | 0 | 0 | 0 | 0 | 0
ME Fac. Spec. - NOx 0.20 Rate Annual v3.1, Unit 2406 and retrofits | 690 | 1818 | Rate Constraint in lbs/MMBtu | FALSE | L | Annual | Allowances Withdrawn (1:1) | Thousand Tons | 0 | 0 | 0 | 0 | 0 | 0 | 0 | 0
ME Fac. Spec. - NOx 0.20 Rate Annual v3.1, Unit 2406 and retrofits | 690 | 1818 | Rate Constraint in lbs/MMBtu | FALSE | L | Annual | Allowances Withdrawn (n:1) | Thousand Tons | 0 | 0 | 0 | 0 | 0 | 0 | 0 | 0
ME Fac. Spec. - NOx 0.20 Rate Annual v3.1, Unit 2406 and retrofits | 690 | 1818 | Rate Constraint in lbs/MMBtu | FALSE | L | Annual | Net Emissions Allowance Position | Thousand Tons | 0 | 0 | 0 | 0 | 0 | 0 | 0 | 0
ME Fac. Spec. - NOx 0.20 Rate Annual v3.1, Unit 2406 and retrofits | 690 | 1818 | Rate Constraint in lbs/MMBtu | FALSE | L | Annual | Fuel Consumed | TBtu | 0 | 0 | 0 | 0 | 0 | 0 | 0 | 0
ME Fac. Spec. - NOx 0.20 Rate Annual v3.1, Unit 2406 and retrofits | 690 | 1818 | Rate Constraint in lbs/MMBtu | FALSE | L | Annual | Rate | lb/MMBtu | 0 | 0 | 0 | 0 | 0 | 0 | 0 | 0
ME Fac. Spec. - NOx 0.20 Rate Annual v3.1, Unit 2406 and retrofits | 690 | 1818 | Rate Constraint in lbs/MMBtu | FALSE | L | Annual | Generation | TWh | 0 | 0 | 0 | 0 | 0 | 0 | 0 | 0
ME Fac. Spec. - NOx 0.20 Rate Annual v3.1, Unit 2406 and retrofits | 690 | 1818 | Rate Constraint in lbs/MMBtu | FALSE | L | Annual | Qualifying Generation | TWh | 0 | 0 | 0 | 0 | 0 | 0 | 0 | 0
ME Fac. Spec. - NOx 0.20 Rate Annual v3.1, Unit 2406 and retrofits | 690 | 1818 | Rate Constraint in lbs/MMBtu | FALSE | L | Annual | Rate | lb/MWh | 0 | 0 | 0 | 0 | 0 | 0 | 0 | 0
ME Fac. Spec. - NOx 0.20 Rate Annual v3.1, Unit 2406 and retrofits | 690 | 1818 | Rate Constraint in lbs/MMBtu | FALSE | L | Annual | Constraint Shadow Price | US2016$/Ton | 0 | 0 | 0 | 0 | 0 | 0 | 0 | 0
ME Fac. Spec. - NOx 0.20 Rate Annual v3.1, Unit 2407 and retrofits | 691 | 1818 | Rate Constraint in lbs/MMBtu | FALSE | L | Annual | Seasons Included | Seasons | Winter, WintShld, Summer | Winter, WintShld, Summer | Winter, WintShld, Summer | Winter, WintShld, Summer | Winter, WintShld, Summer | Winter, WintShld, Summer | Winter, WintShld, Summer | Winter, WintShld, Summer
ME Fac. Spec. - NOx 0.20 Rate Annual v3.1, Unit 2407 and retrofits | 691 | 1818 | Rate Constraint in lbs/MMBtu | FALSE | L | Annual | Standard NOX | lb/MMBtu | 0.2 | 0.2 | 0.2 | 0.2 | 0.2 | 0.2 | 0.2 | 0.2
ME Fac. Spec. - NOx 0.20 Rate Annual v3.1, Unit 2407 and retrofits | 691 | 1818 | Rate Constraint in lbs/MMBtu | FALSE | L | Annual | Emissions at Affected Plants NOX | Thousand Tons | 0 | 0 | 0 | 0 | 0 | 0 | 0 | 0
ME Fac. Spec. - NOx 0.20 Rate Annual v3.1, Unit 2407 and retrofits | 691 | 1818 | Rate Constraint in lbs/MMBtu | FALSE | L | Annual | Allowances Purchased NOX | Thousand Tons | 0 | 0 | 0 | 0 | 0 | 0 | 0 | 0
ME Fac. Spec. - NOx 0.20 Rate Annual v3.1, Unit 2407 and retrofits | 691 | 1818 | Rate Constraint in lbs/MMBtu | FALSE | L | Annual | Allowances Sold NOX | Thousand Tons | 0 | 0 | 0 | 0 | 0 | 0 | 0 | 0
ME Fac. Spec. - NOx 0.20 Rate Annual v3.1, Unit 2407 and retrofits | 691 | 1818 | Rate Constraint in lbs/MMBtu | FALSE | L | Annual | Allowances Banked | Thousand Tons | 0 | 0 | 0 | 0 | 0 | 0 | 0 | 0
ME Fac. Spec. - NOx 0.20 Rate Annual v3.1, Unit 2407 and retrofits | 691 | 1818 | Rate Constraint in lbs/MMBtu | FALSE | L | Annual | Allowances Withdrawn (1:1) | Thousand Tons | 0 | 0 | 0 | 0 | 0 | 0 | 0 | 0
ME Fac. Spec. - NOx 0.20 Rate Annual v3.1, Unit 2407 and retrofits | 691 | 1818 | Rate Constraint in lbs/MMBtu | FALSE | L | Annual | Allowances Withdrawn (n:1) | Thousand Tons | 0 | 0 | 0 | 0 | 0 | 0 | 0 | 0
ME Fac. Spec. - NOx 0.20 Rate Annual v3.1, Unit 2407 and retrofits | 691 | 1818 | Rate Constraint in lbs/MMBtu | FALSE | L | Annual | Net Emissions Allowance Position | Thousand Tons | 0 | 0 | 0 | 0 | 0 | 0 | 0 | 0
ME Fac. Spec. - NOx 0.20 Rate Annual v3.1, Unit 2407 and retrofits | 691 | 1818 | Rate Constraint in lbs/MMBtu | FALSE | L | Annual | Fuel Consumed | TBtu | 0 | 0 | 0 | 0 | 0 | 0 | 0 | 0
ME Fac. Spec. - NOx 0.20 Rate Annual v3.1, Unit 2407 and retrofits | 691 | 1818 | Rate Constraint in lbs/MMBtu | FALSE | L | Annual | Rate | lb/MMBtu | 0 | 0 | 0 | 0 | 0 | 0 | 0 | 0
ME Fac. Spec. - NOx 0.20 Rate Annual v3.1, Unit 2407 and retrofits | 691 | 1818 | Rate Constraint in lbs/MMBtu | FALSE | L | Annual | Generation | TWh | 0 | 0 | 0 | 0 | 0 | 0 | 0 | 0
ME Fac. Spec. - NOx 0.20 Rate Annual v3.1, Unit 2407 and retrofits | 691 | 1818 | Rate Constraint in lbs/MMBtu | FALSE | L | Annual | Qualifying Generation | TWh | 0 | 0 | 0 | 0 | 0 | 0 | 0 | 0
ME Fac. Spec. - NOx 0.20 Rate Annual v3.1, Unit 2407 and retrofits | 691 | 1818 | Rate Constraint in lbs/MMBtu | FALSE | L | Annual | Rate | lb/MWh | 0 | 0 | 0 | 0 | 0 | 0 | 0 | 0
ME Fac. Spec. - NOx 0.20 Rate Annual v3.1, Unit 2407 and retrofits | 691 | 1818 | Rate Constraint in lbs/MMBtu | FALSE | L | Annual | Constraint Shadow Price | US2016$/Ton | 0 | 0 | 0 | 0 | 0 | 0 | 0 | 0
ME Fac. Spec. - NOx 0.20 Rate Annual v3.1, Unit 3950 and retrofits | 692 | 1818 | Rate Constraint in lbs/MMBtu | FALSE | L | Annual | Seasons Included | Seasons | Winter, WintShld, Summer | Winter, WintShld, Summer | Winter, WintShld, Summer | Winter, WintShld, Summer | Winter, WintShld, Summer | Winter, WintShld, Summer | Winter, WintShld, Summer | Winter, WintShld, Summer
ME Fac. Spec. - NOx 0.20 Rate Annual v3.1, Unit 3950 and retrofits | 692 | 1818 | Rate Constraint in lbs/MMBtu | FALSE | L | Annual | Standard NOX | lb/MMBtu | 0.2 | 0.2 | 0.2 | 0.2 | 0.2 | 0.2 | 0.2 | 0.2
ME Fac. Spec. - NOx 0.20 Rate Annual v3.1, Unit 3950 and retrofits | 692 | 1818 | Rate Constraint in lbs/MMBtu | FALSE | L | Annual | Emissions at Affected Plants NOX | Thousand Tons | 0 | 0 | 0 | 0 | 0 | 0 | 0 | 0
ME Fac. Spec. - NOx 0.20 Rate Annual v3.1, Unit 3950 and retrofits | 692 | 1818 | Rate Constraint in lbs/MMBtu | FALSE | L | Annual | Allowances Purchased NOX | Thousand Tons | 0 | 0 | 0 | 0 | 0 | 0 | 0 | 0
ME Fac. Spec. - NOx 0.20 Rate Annual v3.1, Unit 3950 and retrofits | 692 | 1818 | Rate Constraint in lbs/MMBtu | FALSE | L | Annual | Allowances Sold NOX | Thousand Tons | 0 | 0 | 0 | 0 | 0 | 0 | 0 | 0
ME Fac. Spec. - NOx 0.20 Rate Annual v3.1, Unit 3950 and retrofits | 692 | 1818 | Rate Constraint in lbs/MMBtu | FALSE | L | Annual | Allowances Banked | Thousand Tons | 0 | 0 | 0 | 0 | 0 | 0 | 0 | 0
ME Fac. Spec. - NOx 0.20 Rate Annual v3.1, Unit 3950 and retrofits | 692 | 1818 | Rate Constraint in lbs/MMBtu | FALSE | L | Annual | Allowances Withdrawn (1:1) | Thousand Tons | 0 | 0 | 0 | 0 | 0 | 0 | 0 | 0
ME Fac. Spec. - NOx 0.20 Rate Annual v3.1, Unit 3950 and retrofits | 692 | 1818 | Rate Constraint in lbs/MMBtu | FALSE | L | Annual | Allowances Withdrawn (n:1) | Thousand Tons | 0 | 0 | 0 | 0 | 0 | 0 | 0 | 0
ME Fac. Spec. - NOx 0.20 Rate Annual v3.1, Unit 3950 and retrofits | 692 | 1818 | Rate Constraint in lbs/MMBtu | FALSE | L | Annual | Net Emissions Allowance Position | Thousand Tons | 0 | 0 | 0 | 0 | 0 | 0 | 0 | 0
ME Fac. Spec. - NOx 0.20 Rate Annual v3.1, Unit 3950 and retrofits | 692 | 1818 | Rate Constraint in lbs/MMBtu | FALSE | L | Annual | Fuel Consumed | TBtu | 0 | 0 | 0 | 0 | 0 | 0 | 0 | 0
ME Fac. Spec. - NOx 0.20 Rate Annual v3.1, Unit 3950 and retrofits | 692 | 1818 | Rate Constraint in lbs/MMBtu | FALSE | L | Annual | Rate | lb/MMBtu | 0 | 0 | 0 | 0 | 0 | 0 | 0 | 0
ME Fac. Spec. - NOx 0.20 Rate Annual v3.1, Unit 3950 and retrofits | 692 | 1818 | Rate Constraint in lbs/MMBtu | FALSE | L | Annual | Generation | TWh | 0 | 0 | 0 | 0 | 0 | 0 | 0 | 0
ME Fac. Spec. - NOx 0.20 Rate Annual v3.1, Unit 3950 and retrofits | 692 | 1818 | Rate Constraint in lbs/MMBtu | FALSE | L | Annual | Qualifying Generation | TWh | 0 | 0 | 0 | 0 | 0 | 0 | 0 | 0
ME Fac. Spec. - NOx 0.20 Rate Annual v3.1, Unit 3950 and retrofits | 692 | 1818 | Rate Constraint in lbs/MMBtu | FALSE | L | Annual | Rate | lb/MWh | 0 | 0 | 0 | 0 | 0 | 0 | 0 | 0
ME Fac. Spec. - NOx 0.20 Rate Annual v3.1, Unit 3950 and retrofits | 692 | 1818 | Rate Constraint in lbs/MMBtu | FALSE | L | Annual | Constraint Shadow Price | US2016$/Ton | 0 | 0 | 0 | 0 | 0 | 0 | 0 | 0
ME Fac. Spec. - NOx 0.20 Rate Annual v3.1, Unit 3952 and retrofits | 693 | 1818 | Rate Constraint in lbs/MMBtu | FALSE | L | Annual | Seasons Included | Seasons | Winter, WintShld, Summer | Winter, WintShld, Summer | Winter, WintShld, Summer | Winter, WintShld, Summer | Winter, WintShld, Summer | Winter, WintShld, Summer | Winter, WintShld, Summer | Winter, WintShld, Summer
ME Fac. Spec. - NOx 0.20 Rate Annual v3.1, Unit 3952 and retrofits | 693 | 1818 | Rate Constraint in lbs/MMBtu | FALSE | L | Annual | Standard NOX | lb/MMBtu | 0.2 | 0.2 | 0.2 | 0.2 | 0.2 | 0.2 | 0.2 | 0.2
ME Fac. Spec. - NOx 0.20 Rate Annual v3.1, Unit 3952 and retrofits | 693 | 1818 | Rate Constraint in lbs/MMBtu | FALSE | L | Annual | Emissions at Affected Plants NOX | Thousand Tons | 0 | 0 | 0 | 0 | 0 | 0 | 0 | 0
ME Fac. Spec. - NOx 0.20 Rate Annual v3.1, Unit 3952 and retrofits | 693 | 1818 | Rate Constraint in lbs/MMBtu | FALSE | L | Annual | Allowances Purchased NOX | Thousand Tons | 0 | 0 | 0 | 0 | 0 | 0 | 0 | 0
ME Fac. Spec. - NOx 0.20 Rate Annual v3.1, Unit 3952 and retrofits | 693 | 1818 | Rate Constraint in lbs/MMBtu | FALSE | L | Annual | Allowances Sold NOX | Thousand Tons | 0 | 0 | 0 | 0 | 0 | 0 | 0 | 0
ME Fac. Spec. - NOx 0.20 Rate Annual v3.1, Unit 3952 and retrofits | 693 | 1818 | Rate Constraint in lbs/MMBtu | FALSE | L | Annual | Allowances Banked | Thousand Tons | 0 | 0 | 0 | 0 | 0 | 0 | 0 | 0
ME Fac. Spec. - NOx 0.20 Rate Annual v3.1, Unit 3952 and retrofits | 693 | 1818 | Rate Constraint in lbs/MMBtu | FALSE | L | Annual | Allowances Withdrawn (1:1) | Thousand Tons | 0 | 0 | 0 | 0 | 0 | 0 | 0 | 0
ME Fac. Spec. - NOx 0.20 Rate Annual v3.1, Unit 3952 and retrofits | 693 | 1818 | Rate Constraint in lbs/MMBtu | FALSE | L | Annual | Allowances Withdrawn (n:1) | Thousand Tons | 0 | 0 | 0 | 0 | 0 | 0 | 0 | 0
ME Fac. Spec. - NOx 0.20 Rate Annual v3.1, Unit 3952 and retrofits | 693 | 1818 | Rate Constraint in lbs/MMBtu | FALSE | L | Annual | Net Emissions Allowance Position | Thousand Tons | 0 | 0 | 0 | 0 | 0 | 0 | 0 | 0
ME Fac. Spec. - NOx 0.20 Rate Annual v3.1, Unit 3952 and retrofits | 693 | 1818 | Rate Constraint in lbs/MMBtu | FALSE | L | Annual | Fuel Consumed | TBtu | 0 | 0 | 0 | 0 | 0 | 0 | 0 | 0
ME Fac. Spec. - NOx 0.20 Rate Annual v3.1, Unit 3952 and retrofits | 693 | 1818 | Rate Constraint in lbs/MMBtu | FALSE | L | Annual | Rate | lb/MMBtu | 0 | 0 | 0 | 0 | 0 | 0 | 0 | 0
ME Fac. Spec. - NOx 0.20 Rate Annual v3.1, Unit 3952 and retrofits | 693 | 1818 | Rate Constraint in lbs/MMBtu | FALSE | L | Annual | Generation | TWh | 0 | 0 | 0 | 0 | 0 | 0 | 0 | 0
ME Fac. Spec. - NOx 0.20 Rate Annual v3.1, Unit 3952 and retrofits | 693 | 1818 | Rate Constraint in lbs/MMBtu | FALSE | L | Annual | Qualifying Generation | TWh | 0 | 0 | 0 | 0 | 0 | 0 | 0 | 0
ME Fac. Spec. - NOx 0.20 Rate Annual v3.1, Unit 3952 and retrofits | 693 | 1818 | Rate Constraint in lbs/MMBtu | FALSE | L | Annual | Rate | lb/MWh | 0 | 0 | 0 | 0 | 0 | 0 | 0 | 0
ME Fac. Spec. - NOx 0.20 Rate Annual v3.1, Unit 3952 and retrofits | 693 | 1818 | Rate Constraint in lbs/MMBtu | FALSE | L | Annual | Constraint Shadow Price | US2016$/Ton | 0 | 0 | 0 | 0 | 0 | 0 | 0 | 0
ME Fac. Spec. - NOX 0.22 Rate Annual v3.1, Unit 3952 and retrofits | 694 | 1799 | Rate Constraint in lbs/MMBtu | FALSE | L | Annual | Seasons Included | Seasons | Winter, WintShld, Summer | Winter, WintShld, Summer | Winter, WintShld, Summer | Winter, WintShld, Summer | Winter, WintShld, Summer | Winter, WintShld, Summer | Winter, WintShld, Summer | Winter, WintShld, Summer
ME Fac. Spec. - NOX 0.22 Rate Annual v3.1, Unit 3952 and retrofits | 694 | 1799 | Rate Constraint in lbs/MMBtu | FALSE | L | Annual | Standard NOX | lb/MMBtu | 0.22 | 0.22 | 0.22 | 0.22 | 0.22 | 0.22 | 0.22 | 0.22
ME Fac. Spec. - NOX 0.22 Rate Annual v3.1, Unit 3952 and retrofits | 694 | 1799 | Rate Constraint in lbs/MMBtu | FALSE | L | Annual | Emissions at Affected Plants NOX | Thousand Tons | 0 | 0 | 0 | 0 | 0 | 0 | 0 | 0
ME Fac. Spec. - NOX 0.22 Rate Annual v3.1, Unit 3952 and retrofits | 694 | 1799 | Rate Constraint in lbs/MMBtu | FALSE | L | Annual | Allowances Purchased NOX | Thousand Tons | 0 | 0 | 0 | 0 | 0 | 0 | 0 | 0
ME Fac. Spec. - NOX 0.22 Rate Annual v3.1, Unit 3952 and retrofits | 694 | 1799 | Rate Constraint in lbs/MMBtu | FALSE | L | Annual | Allowances Sold NOX | Thousand Tons | 0 | 0 | 0 | 0 | 0 | 0 | 0 | 0
ME Fac. Spec. - NOX 0.22 Rate Annual v3.1, Unit 3952 and retrofits | 694 | 1799 | Rate Constraint in lbs/MMBtu | FALSE | L | Annual | Allowances Banked | Thousand Tons | 0 | 0 | 0 | 0 | 0 | 0 | 0 | 0
ME Fac. Spec. - NOX 0.22 Rate Annual v3.1, Unit 3952 and retrofits | 694 | 1799 | Rate Constraint in lbs/MMBtu | FALSE | L | Annual | Allowances Withdrawn (1:1) | Thousand Tons | 0 | 0 | 0 | 0 | 0 | 0 | 0 | 0
ME Fac. Spec. - NOX 0.22 Rate Annual v3.1, Unit 3952 and retrofits | 694 | 1799 | Rate Constraint in lbs/MMBtu | FALSE | L | Annual | Allowances Withdrawn (n:1) | Thousand Tons | 0 | 0 | 0 | 0 | 0 | 0 | 0 | 0
ME Fac. Spec. - NOX 0.22 Rate Annual v3.1, Unit 3952 and retrofits | 694 | 1799 | Rate Constraint in lbs/MMBtu | FALSE | L | Annual | Net Emissions Allowance Position | Thousand Tons | 0 | 0 | 0 | 0 | 0 | 0 | 0 | 0
ME Fac. Spec. - NOX 0.22 Rate Annual v3.1, Unit 3952 and retrofits | 694 | 1799 | Rate Constraint in lbs/MMBtu | FALSE | L | Annual | Fuel Consumed | TBtu | 0 | 0 | 0 | 0 | 0 | 0 | 0 | 0
ME Fac. Spec. - NOX 0.22 Rate Annual v3.1, Unit 3952 and retrofits | 694 | 1799 | Rate Constraint in lbs/MMBtu | FALSE | L | Annual | Rate | lb/MMBtu | 0 | 0 | 0 | 0 | 0 | 0 | 0 | 0
ME Fac. Spec. - NOX 0.22 Rate Annual v3.1, Unit 3952 and retrofits | 694 | 1799 | Rate Constraint in lbs/MMBtu | FALSE | L | Annual | Generation | TWh | 0 | 0 | 0 | 0 | 0 | 0 | 0 | 0
ME Fac. Spec. - NOX 0.22 Rate Annual v3.1, Unit 3952 and retrofits | 694 | 1799 | Rate Constraint in lbs/MMBtu | FALSE | L | Annual | Qualifying Generation | TWh | 0 | 0 | 0 | 0 | 0 | 0 | 0 | 0
ME Fac. Spec. - NOX 0.22 Rate Annual v3.1, Unit 3952 and retrofits | 694 | 1799 | Rate Constraint in lbs/MMBtu | FALSE | L | Annual | Rate | lb/MWh | 0 | 0 | 0 | 0 | 0 | 0 | 0 | 0
ME Fac. Spec. - NOX 0.22 Rate Annual v3.1, Unit 3952 and retrofits | 694 | 1799 | Rate Constraint in lbs/MMBtu | FALSE | L | Annual | Constraint Shadow Price | US2016$/Ton | 0 | 0 | 0 | 0 | 0 | 0 | 0 | 0
ME Mercury Cap Annual v3.1 | 695 | 1509 | Rate Constraint in MTons | FALSE | L | Annual | Seasons Included | Seasons | Winter, WintShld, Summer | Winter, WintShld, Summer | Winter, WintShld, Summer | Winter, WintShld, Summer | Winter, WintShld, Summer | Winter, WintShld, Summer | Winter, WintShld, Summer | Winter, WintShld, Summer
ME Mercury Cap Annual v3.1 | 695 | 1509 | Rate Constraint in MTons | FALSE | L | Annual | Standard MER | lbs | 26 | 26 | 26 | 26 | 26 | 26 | 26 | 26
ME Mercury Cap Annual v3.1 | 695 | 1509 | Rate Constraint in MTons | FALSE | L | Annual | Emissions at Affected Plants MER | lbs | 12.032 | 12.032 | 12.032 | 12.032 | 12.032 | 12.032 | 12.032 | 12.032
ME Mercury Cap Annual v3.1 | 695 | 1509 | Rate Constraint in MTons | FALSE | L | Annual | Allowances Purchased MER | lbs | 0 | 0 | 0 | 0 | 0 | 0 | 0 | 0
ME Mercury Cap Annual v3.1 | 695 | 1509 | Rate Constraint in MTons | FALSE | L | Annual | Allowances Sold MER | lbs | 0 | 0 | 0 | 0 | 0 | 0 | 0 | 0
ME Mercury Cap Annual v3.1 | 695 | 1509 | Rate Constraint in MTons | FALSE | L | Annual | Allowances Banked | lbs | 0 | 0 | 0 | 0 | 0 | 0 | 0 | 0
ME Mercury Cap Annual v3.1 | 695 | 1509 | Rate Constraint in MTons | FALSE | L | Annual | Allowances Withdrawn (1:1) | lbs | 0 | 0 | 0 | 0 | 0 | 0 | 0 | 0
ME Mercury Cap Annual v3.1 | 695 | 1509 | Rate Constraint in MTons | FALSE | L | Annual | Allowances Withdrawn (n:1) | lbs | 0 | 0 | 0 | 0 | 0 | 0 | 0 | 0
ME Mercury Cap Annual v3.1 | 695 | 1509 | Rate Constraint in MTons | FALSE | L | Annual | Net Emissions Allowance Position | lbs | 12.032 | 12.032 | 12.032 | 12.032 | 12.032 | 12.032 | 12.032 | 12.032
ME Mercury Cap Annual v3.1 | 695 | 1509 | Rate Constraint in MTons | FALSE | L | Annual | Fuel Consumed | TBtu | 0.65486 | 0.65486 | 0.65486 | 0.65486 | 0.65486 | 0.65486 | 0.65486 | 0.65486
ME Mercury Cap Annual v3.1 | 695 | 1509 | Rate Constraint in MTons | FALSE | L | Annual | Rate | lb/MMBtu | 1.8373e-05 | 1.8373e-05 | 1.8373e-05 | 1.8373e-05 | 1.8373e-05 | 1.8373e-05 | 1.8373e-05 | 1.8373e-05
ME Mercury Cap Annual v3.1 | 695 | 1509 | Rate Constraint in MTons | FALSE | L | Annual | Generation | TWh | 0.12696 | 0.12696 | 0.12696 | 0.12696 | 0.12696 | 0.12696 | 0.12696 | 0.12696
ME Mercury Cap Annual v3.1 | 695 | 1509 | Rate Constraint in MTons | FALSE | L | Annual | Qualifying Generation | TWh | 0.12696 | 0.12696 | 0.12696 | 0.12696 | 0.12696 | 0.12696 | 0.12696 | 0.12696
ME Mercury Cap Annual v3.1 | 695 | 1509 | Rate Constraint in MTons | FALSE | L | Annual | Rate | lb/MWh | 9.477e-05 | 9.477e-05 | 9.477e-05 | 9.477e-05 | 9.477e-05 | 9.477e-05 | 9.477e-05 | 9.477e-05
ME Mercury Cap Annual v3.1 | 695 | 1509 | Rate Constraint in MTons | FALSE | L | Annual | Constraint Shadow Price | US2016$/Lb | 0 | 0 | 0 | 0 | 0 | 0 | 0 | 0
MI Hg Rule - MER Annual Reduction v4.10 | 696 | 2216 | MACT Fuel Choice Floor in lbs/MMBtu | FALSE | L | Annual | Seasons Included | Seasons | Winter, WintShld, Summer | Winter, WintShld, Summer | Winter, WintShld, Summer | Winter, WintShld, Summer | Winter, WintShld, Summer | Winter, WintShld, Summer | Winter, WintShld, Summer | Winter, WintShld, Summer
MI Hg Rule - MER Annual Reduction v4.10 | 696 | 2216 | MACT Fuel Choice Floor in lbs/MMBtu | FALSE | L | Annual | Emission Floor | lbs/MMBtu | 8.07e-07 | 8.07e-07 | 8.07e-07 | 8.07e-07 | 8.07e-07 | 8.07e-07 | 8.07e-07 | 8.07e-07
MI Hg Rule - MER Annual Reduction v4.10 | 696 | 2216 | MACT Fuel Choice Floor in lbs/MMBtu | FALSE | L | Annual | Emissions at Affected Plants MER | lbs | 180.8875 | 208.1561 | 244.0521 | 253.0186 | 222.2615 | 220.2374 | 205.709 | 142.2861
MI Hg Rule - MER Annual Reduction v4.10 | 696 | 2216 | MACT Fuel Choice Floor in lbs/MMBtu | FALSE | L | Annual | Allowances Purchased MER | lbs | 0 | 0 | 0 | 0 | 0 | 0 | 0 | 0
MI Hg Rule - MER Annual Reduction v4.10 | 696 | 2216 | MACT Fuel Choice Floor in lbs/MMBtu | FALSE | L | Annual | Allowances Sold MER | lbs | 0 | 0 | 0 | 0 | 0 | 0 | 0 | 0
MI Hg Rule - MER Annual Reduction v4.10 | 696 | 2216 | MACT Fuel Choice Floor in lbs/MMBtu | FALSE | L | Annual | Allowances Banked | lbs | 0 | 0 | 0 | 0 | 0 | 0 | 0 | 0
MI Hg Rule - MER Annual Reduction v4.10 | 696 | 2216 | MACT Fuel Choice Floor in lbs/MMBtu | FALSE | L | Annual | Allowances Withdrawn (1:1) | lbs | 0 | 0 | 0 | 0 | 0 | 0 | 0 | 0
MI Hg Rule - MER Annual Reduction v4.10 | 696 | 2216 | MACT Fuel Choice Floor in lbs/MMBtu | FALSE | L | Annual | Allowances Withdrawn (n:1) | lbs | 0 | 0 | 0 | 0 | 0 | 0 | 0 | 0
MI Hg Rule - MER Annual Reduction v4.10 | 696 | 2216 | MACT Fuel Choice Floor in lbs/MMBtu | FALSE | L | Annual | Net Emissions Allowance Position | lbs | 180.8875 | 208.1561 | 244.0521 | 253.0186 | 222.2615 | 220.2374 | 205.709 | 142.2861
MI Hg Rule - MER Annual Reduction v4.10 | 696 | 2216 | MACT Fuel Choice Floor in lbs/MMBtu | FALSE | L | Annual | Fuel Consumed | TBtu | 295.0841 | 363.1767 | 393.9915 | 408.3234 | 358.7594 | 355.1974 | 331.813 | 228.2076
MI Hg Rule - MER Annual Reduction v4.10 | 696 | 2216 | MACT Fuel Choice Floor in lbs/MMBtu | FALSE | L | Annual | Rate | lb/MMBtu | 6.13e-07 | 5.7315e-07 | 6.1943e-07 | 6.1965e-07 | 6.1953e-07 | 6.2004e-07 | 6.1995e-07 | 6.2349e-07
MI Hg Rule - MER Annual Reduction v4.10 | 696 | 2216 | MACT Fuel Choice Floor in lbs/MMBtu | FALSE | L | Annual | Generation | TWh | 27.8283 | 34.2364 | 37.5146 | 38.8864 | 34.0964 | 33.7766 | 31.5455 | 21.7802
MI Hg Rule - MER Annual Reduction v4.10 | 696 | 2216 | MACT Fuel Choice Floor in lbs/MMBtu | FALSE | L | Annual | Qualifying Generation | TWh | 27.8283 | 34.2364 | 37.5146 | 38.8864 | 34.0964 | 33.7766 | 31.5455 | 21.7802
MI Hg Rule - MER Annual Reduction v4.10 | 696 | 2216 | MACT Fuel Choice Floor in lbs/MMBtu | FALSE | L | Annual | Constraint Shadow Price | US2016$/Lb | 0 | 0 | 0 | 0 | 0 | 0 | 0 | 0
Missouri - NOX .18 Rate Annual v3.1 | 697 | 1820 | Rate Constraint in lbs/MMBtu | FALSE | L | Annual | Seasons Included | Seasons | Winter, WintShld, Summer | Winter, WintShld, Summer | Winter, WintShld, Summer | Winter, WintShld, Summer | Winter, WintShld, Summer | Winter, WintShld, Summer | Winter, WintShld, Summer | Winter, WintShld, Summer
Missouri - NOX .18 Rate Annual v3.1 | 697 | 1820 | Rate Constraint in lbs/MMBtu | FALSE | L | Annual | Standard NOX | lb/MMBtu | 0.18 | 0.18 | 0.18 | 0.18 | 0.18 | 0.18 | 0.18 | 0.18
Missouri - NOX .18 Rate Annual v3.1 | 697 | 1820 | Rate Constraint in lbs/MMBtu | FALSE | L | Annual | Emissions at Affected Plants NOX | Thousand Tons | 15.3296 | 11.3975 | 11.3151 | 11.3151 | 11.2914 | 11.2 | 10.6413 | 10.406
Missouri - NOX .18 Rate Annual v3.1 | 697 | 1820 | Rate Constraint in lbs/MMBtu | FALSE | L | Annual | Allowances Purchased NOX | Thousand Tons | 0 | 0 | 0 | 0 | 0 | 0 | 0 | 0
Missouri - NOX .18 Rate Annual v3.1 | 697 | 1820 | Rate Constraint in lbs/MMBtu | FALSE | L | Annual | Allowances Sold NOX | Thousand Tons | 0 | 0 | 0 | 0 | 0 | 0 | 0 | 0
Missouri - NOX .18 Rate Annual v3.1 | 697 | 1820 | Rate Constraint in lbs/MMBtu | FALSE | L | Annual | Allowances Banked | Thousand Tons | 0 | 0 | 0 | 0 | 0 | 0 | 0 | 0
Missouri - NOX .18 Rate Annual v3.1 | 697 | 1820 | Rate Constraint in lbs/MMBtu | FALSE | L | Annual | Allowances Withdrawn (1:1) | Thousand Tons | 0 | 0 | 0 | 0 | 0 | 0 | 0 | 0
Missouri - NOX .18 Rate Annual v3.1 | 697 | 1820 | Rate Constraint in lbs/MMBtu | FALSE | L | Annual | Allowances Withdrawn (n:1) | Thousand Tons | 0 | 0 | 0 | 0 | 0 | 0 | 0 | 0
Missouri - NOX .18 Rate Annual v3.1 | 697 | 1820 | Rate Constraint in lbs/MMBtu | FALSE | L | Annual | Net Emissions Allowance Position | Thousand Tons | 15.3296 | 11.3975 | 11.3151 | 11.3151 | 11.2914 | 11.2 | 10.6413 | 10.406
Missouri - NOX .18 Rate Annual v3.1 | 697 | 1820 | Rate Constraint in lbs/MMBtu | FALSE | L | Annual | Fuel Consumed | TBtu | 308.6572 | 261.746 | 259.6772 | 259.6772 | 258.6641 | 257.0837 | 244.204 | 239.0392
Missouri - NOX .18 Rate Annual v3.1 | 697 | 1820 | Rate Constraint in lbs/MMBtu | FALSE | L | Annual | Rate | lb/MMBtu | 0.099331 | 0.087088 | 0.087148 | 0.087148 | 0.087306 | 0.087131 | 0.087151 | 0.087065
Missouri - NOX .18 Rate Annual v3.1 | 697 | 1820 | Rate Constraint in lbs/MMBtu | FALSE | L | Annual | Generation | TWh | 29.7242 | 25.6159 | 25.6177 | 25.6177 | 25.5167 | 25.3636 | 24.0915 | 23.5833
Missouri - NOX .18 Rate Annual v3.1 | 697 | 1820 | Rate Constraint in lbs/MMBtu | FALSE | L | Annual | Qualifying Generation | TWh | 29.7242 | 25.6159 | 25.6177 | 25.6177 | 25.5167 | 25.3636 | 24.0915 | 23.5833
Missouri - NOX .18 Rate Annual v3.1 | 697 | 1820 | Rate Constraint in lbs/MMBtu | FALSE | L | Annual | Rate | lb/MWh | 1.0315 | 0.88988 | 0.88338 | 0.88338 | 0.88502 | 0.88315 | 0.8834 | 0.88249
Missouri - NOX .18 Rate Annual v3.1 | 697 | 1820 | Rate Constraint in lbs/MMBtu | FALSE | L | Annual | Constraint Shadow Price | US2016$/Ton | 0 | 0 | 0 | 0 | 0 | 0 | 0 | 0
Missouri - NOX .25 Rate Annual v3.1 | 698 | 1821 | Rate Constraint in lbs/MMBtu | FALSE | L | Annual | Seasons Included | Seasons | Winter, WintShld, Summer | Winter, WintShld, Summer | Winter, WintShld, Summer | Winter, WintShld, Summer | Winter, WintShld, Summer | Winter, WintShld, Summer | Winter, WintShld, Summer | Winter, WintShld, Summer
Missouri - NOX .25 Rate Annual v3.1 | 698 | 1821 | Rate Constraint in lbs/MMBtu | FALSE | L | Annual | Standard NOX | lb/MMBtu | 0.25 | 0.25 | 0.25 | 0.25 | 0.25 | 0.25 | 0.25 | 0.25
Missouri - NOX .25 Rate Annual v3.1 | 698 | 1821 | Rate Constraint in lbs/MMBtu | FALSE | L | Annual | Emissions at Affected Plants NOX | Thousand Tons | 14.3859 | 22.7923 | 21.6076 | 19.5114 | 18.9365 | 18.9422 | 15.4207 | 7.7724
Missouri - NOX .25 Rate Annual v3.1 | 698 | 1821 | Rate Constraint in lbs/MMBtu | FALSE | L | Annual | Allowances Purchased NOX | Thousand Tons | 0 | 0 | 0 | 0 | 0 | 0 | 0 | 0
Missouri - NOX .25 Rate Annual v3.1 | 698 | 1821 | Rate Constraint in lbs/MMBtu | FALSE | L | Annual | Allowances Sold NOX | Thousand Tons | 0 | 0 | 0 | 0 | 0 | 0 | 0 | 0
Missouri - NOX .25 Rate Annual v3.1 | 698 | 1821 | Rate Constraint in lbs/MMBtu | FALSE | L | Annual | Allowances Banked | Thousand Tons | 1.5165 | 0 | 0 | 0 | 0 | 0 | 0 | 0
Missouri - NOX .25 Rate Annual v3.1 | 698 | 1821 | Rate Constraint in lbs/MMBtu | FALSE | L | Annual | Allowances Withdrawn (1:1) | Thousand Tons | 0 | -0.48788 | -0.13519 | 0 | 0 | 0 | 0 | 0
Missouri - NOX .25 Rate Annual v3.1 | 698 | 1821 | Rate Constraint in lbs/MMBtu | FALSE | L | Annual | Allowances Withdrawn (n:1) | Thousand Tons | 0 | 0 | 0 | 0 | 0 | 0 | 0 | 0
Missouri - NOX .25 Rate Annual v3.1 | 698 | 1821 | Rate Constraint in lbs/MMBtu | FALSE | L | Annual | Net Emissions Allowance Position | Thousand Tons | 15.9024 | 22.3044 | 21.4724 | 19.5114 | 18.9365 | 18.9422 | 15.4207 | 7.7724
Missouri - NOX .25 Rate Annual v3.1 | 698 | 1821 | Rate Constraint in lbs/MMBtu | FALSE | L | Annual | Fuel Consumed | TBtu | 127.2193 | 178.4353 | 171.7792 | 156.0913 | 151.4919 | 151.5375 | 134.1234 | 72.9318
Missouri - NOX .25 Rate Annual v3.1 | 698 | 1821 | Rate Constraint in lbs/MMBtu | FALSE | L | Annual | Rate | lb/MMBtu | 0.22616 | 0.25547 | 0.25157 | 0.25 | 0.25 | 0.25 | 0.22995 | 0.21314
Missouri - NOX .25 Rate Annual v3.1 | 698 | 1821 | Rate Constraint in lbs/MMBtu | FALSE | L | Annual | Generation | TWh | 13.1073 | 18.0192 | 17.5339 | 16.147 | 15.6769 | 15.6216 | 13.6865 | 7.9843
Missouri - NOX .25 Rate Annual v3.1 | 698 | 1821 | Rate Constraint in lbs/MMBtu | FALSE | L | Annual | Qualifying Generation | TWh | 13.1073 | 18.0192 | 17.5339 | 16.147 | 15.6769 | 15.6216 | 13.6865 | 7.9843
Missouri - NOX .25 Rate Annual v3.1 | 698 | 1821 | Rate Constraint in lbs/MMBtu | FALSE | L | Annual | Rate | lb/MWh | 2.1951 | 2.5298 | 2.4647 | 2.4167 | 2.4159 | 2.4251 | 2.2534 | 1.9469
Missouri - NOX .25 Rate Annual v3.1 | 698 | 1821 | Rate Constraint in lbs/MMBtu | FALSE | L | Annual | Constraint Shadow Price | US2016$/Ton | 1405.934 | 1496.1839 | 1693.7027 | 1770.7317 | 662.1435 | 529.8082 | 0 | 0
Missouri - NOX .35 Rate Annual v3.1 | 699 | 1822 | Rate Constraint in lbs/MMBtu | FALSE | L | Annual | Seasons Included | Seasons | Winter, WintShld, Summer | Winter, WintShld, Summer | Winter, WintShld, Summer | Winter, WintShld, Summer | Winter, WintShld, Summer | Winter, WintShld, Summer | Winter, WintShld, Summer | Winter, WintShld, Summer
Missouri - NOX .35 Rate Annual v3.1 | 699 | 1822 | Rate Constraint in lbs/MMBtu | FALSE | L | Annual | Standard NOX | lb/MMBtu | 0.35 | 0.35 | 0.35 | 0.35 | 0.35 | 0.35 | 0.35 | 0.35
Missouri - NOX .35 Rate Annual v3.1 | 699 | 1822 | Rate Constraint in lbs/MMBtu | FALSE | L | Annual | Emissions at Affected Plants NOX | Thousand Tons | 12.4681 | 15.0599 | 14.8894 | 14.2062 | 12.1307 | 11.1696 | 9.3926 | 8.6175
Missouri - NOX .35 Rate Annual v3.1 | 699 | 1822 | Rate Constraint in lbs/MMBtu | FALSE | L | Annual | Allowances Purchased NOX | Thousand Tons | 0 | 0 | 0 | 0 | 0 | 0 | 0 | 0
Missouri - NOX .35 Rate Annual v3.1 | 699 | 1822 | Rate Constraint in lbs/MMBtu | FALSE | L | Annual | Allowances Sold NOX | Thousand Tons | 0 | 0 | 0 | 0 | 0 | 0 | 0 | 0
Missouri - NOX .35 Rate Annual v3.1 | 699 | 1822 | Rate Constraint in lbs/MMBtu | FALSE | L | Annual | Allowances Banked | Thousand Tons | 0 | 0 | 0 | 0 | 0 | 0 | 0 | 0
Missouri - NOX .35 Rate Annual v3.1 | 699 | 1822 | Rate Constraint in lbs/MMBtu | FALSE | L | Annual | Allowances Withdrawn (1:1) | Thousand Tons | 0 | 0 | 0 | 0 | 0 | 0 | 0 | 0
Missouri - NOX .35 Rate Annual v3.1 | 699 | 1822 | Rate Constraint in lbs/MMBtu | FALSE | L | Annual | Allowances Withdrawn (n:1) | Thousand Tons | 0 | 0 | 0 | 0 | 0 | 0 | 0 | 0
Missouri - NOX .35 Rate Annual v3.1 | 699 | 1822 | Rate Constraint in lbs/MMBtu | FALSE | L | Annual | Net Emissions Allowance Position | Thousand Tons | 12.4681 | 15.0599 | 14.8894 | 14.2062 | 12.1307 | 11.1696 | 9.3926 | 8.6175
Missouri - NOX .35 Rate Annual v3.1 | 699 | 1822 | Rate Constraint in lbs/MMBtu | FALSE | L | Annual | Fuel Consumed | TBtu | 257.6067 | 286.3532 | 281.9544 | 273.9657 | 272.6373 | 277.112 | 211.9272 | 186.9383
Missouri - NOX .35 Rate Annual v3.1 | 699 | 1822 | Rate Constraint in lbs/MMBtu | FALSE | L | Annual | Rate | lb/MMBtu | 0.0968 | 0.10518 | 0.10562 | 0.10371 | 0.088987 | 0.080614 | 0.08864 | 0.092197
Missouri - NOX .35 Rate Annual v3.1 | 699 | 1822 | Rate Constraint in lbs/MMBtu | FALSE | L | Annual | Generation | TWh | 27.4447 | 30.0565 | 29.6473 | 28.8184 | 29.2454 | 29.816 | 22.563 | 19.8171
Missouri - NOX .35 Rate Annual v3.1 | 699 | 1822 | Rate Constraint in lbs/MMBtu | FALSE | L | Annual | Qualifying Generation | TWh | 27.4447 | 30.0565 | 29.6473 | 28.8184 | 29.2454 | 29.816 | 22.563 | 19.8171
Missouri - NOX .35 Rate Annual v3.1 | 699 | 1822 | Rate Constraint in lbs/MMBtu | FALSE | L | Annual | Rate | lb/MWh | 0.9086 | 1.0021 | 1.0044 | 0.98591 | 0.82958 | 0.74924 | 0.83257 | 0.86971
Missouri - NOX .35 Rate Annual v3.1 | 699 | 1822 | Rate Constraint in lbs/MMBtu | FALSE | L | Annual | Constraint Shadow Price | US2016$/Ton | 0 | 0 | 0 | 0 | 0 | 0 | 0 | 0
MN Hg Emis Red Act - MER Removal Annual v3.1 | 700 | 1511 | MACT Fuel Choice Floor in lbs/MMBtu | FALSE | L | Annual | Seasons Included | Seasons | Winter, WintShld, Summer | Winter, WintShld, Summer | Winter, WintShld, Summer | Winter, WintShld, Summer | Winter, WintShld, Summer | Winter, WintShld, Summer | Winter, WintShld, Summer | Winter, WintShld, Summer
MN Hg Emis Red Act - MER Removal Annual v3.1 | 700 | 1511 | MACT Fuel Choice Floor in lbs/MMBtu | FALSE | L | Annual | Emission Floor | lbs/MMBtu | 0 | 0 | 0 | 0 | 0 | 0 | 0 | 0
MN Hg Emis Red Act - MER Removal Annual v3.1 | 700 | 1511 | MACT Fuel Choice Floor in lbs/MMBtu | FALSE | L | Annual | Emissions at Affected Plants MER | lbs | 120.4617 | 108.6872 | 126.8304 | 76.4862 | 31.3736 | 33.3159 | 24.1492 | 22.6605
MN Hg Emis Red Act - MER Removal Annual v3.1 | 700 | 1511 | MACT Fuel Choice Floor in lbs/MMBtu | FALSE | L | Annual | Allowances Purchased MER | lbs | 0 | 0 | 0 | 0 | 0 | 0 | 0 | 0
MN Hg Emis Red Act - MER Removal Annual v3.1 | 700 | 1511 | MACT Fuel Choice Floor in lbs/MMBtu | FALSE | L | Annual | Allowances Sold MER | lbs | 0 | 0 | 0 | 0 | 0 | 0 | 0 | 0
MN Hg Emis Red Act - MER Removal Annual v3.1 | 700 | 1511 | MACT Fuel Choice Floor in lbs/MMBtu | FALSE | L | Annual | Allowances Banked | lbs | 0 | 0 | 0 | 0 | 0 | 0 | 0 | 0
MN Hg Emis Red Act - MER Removal Annual v3.1 | 700 | 1511 | MACT Fuel Choice Floor in lbs/MMBtu | FALSE | L | Annual | Allowances Withdrawn (1:1) | lbs | 0 | 0 | 0 | 0 | 0 | 0 | 0 | 0
MN Hg Emis Red Act - MER Removal Annual v3.1 | 700 | 1511 | MACT Fuel Choice Floor in lbs/MMBtu | FALSE | L | Annual | Allowances Withdrawn (n:1) | lbs | 0 | 0 | 0 | 0 | 0 | 0 | 0 | 0
MN Hg Emis Red Act - MER Removal Annual v3.1 | 700 | 1511 | MACT Fuel Choice Floor in lbs/MMBtu | FALSE | L | Annual | Net Emissions Allowance Position | lbs | 120.4617 | 108.6872 | 126.8304 | 76.4862 | 31.3736 | 33.3159 | 24.1492 | 22.6605
MN Hg Emis Red Act - MER Removal Annual v3.1 | 700 | 1511 | MACT Fuel Choice Floor in lbs/MMBtu | FALSE | L | Annual | Fuel Consumed | TBtu | 220.5308 | 215.0553 | 212.4479 | 127.5011 | 55.3669 | 58.4727 | 42.1462 | 39.4182
MN Hg Emis Red Act - MER Removal Annual v3.1 | 700 | 1511 | MACT Fuel Choice Floor in lbs/MMBtu | FALSE | L | Annual | Rate | lb/MMBtu | 5.4624e-07 | 5.0539e-07 | 5.97e-07 | 5.9989e-07 | 5.6665e-07 | 5.6977e-07 | 5.7299e-07 | 5.7487e-07
MN Hg Emis Red Act - MER Removal Annual v3.1 | 700 | 1511 | MACT Fuel Choice Floor in lbs/MMBtu | FALSE | L | Annual | Generation | TWh | 21.4326 | 20.8936 | 20.8938 | 12.4001 | 5.3423 | 5.641 | 4.0653 | 3.8017
MN Hg Emis Red Act - MER Removal Annual v3.1 | 700 | 1511 | MACT Fuel Choice Floor in lbs/MMBtu | FALSE | L | Annual | Qualifying Generation | TWh | 21.4326 | 20.8936 | 20.8938 | 12.4001 | 5.3423 | 5.641 | 4.0653 | 3.8017
MN Hg Emis Red Act - MER Removal Annual v3.1 | 700 | 1511 | MACT Fuel Choice Floor in lbs/MMBtu | FALSE | L | Annual | Constraint Shadow Price | US2016$/Lb | 0 | 0 | 0 | 0 | 0 | 0 | 0 | 0
MT Hg Rate Lignite Annual v3.1 | 701 | 1517 | Rate Constraint in lbs/MMBtu | FALSE | L | Annual | Seasons Included | Seasons | Winter, WintShld, Summer | Winter, WintShld, Summer | Winter, WintShld, Summer | Winter, WintShld, Summer | Winter, WintShld, Summer | Winter, WintShld, Summer | Winter, WintShld, Summer | Winter, WintShld, Summer
MT Hg Rate Lignite Annual v3.1 | 701 | 1517 | Rate Constraint in lbs/MMBtu | FALSE | L | Annual | Standard MER | lb/MMBtu | 1.5e-06 | 1.5e-06 | 1.5e-06 | 1.5e-06 | 1.5e-06 | 1.5e-06 | 1.5e-06 | 1.5e-06
MT Hg Rate Lignite Annual v3.1 | 701 | 1517 | Rate Constraint in lbs/MMBtu | FALSE | L | Annual | Emissions at Affected Plants MER | lbs | 0 | 0 | 0 | 0 | 0 | 0 | 0 | 0
MT Hg Rate Lignite Annual v3.1 | 701 | 1517 | Rate Constraint in lbs/MMBtu | FALSE | L | Annual | Allowances Purchased MER | lbs | 0 | 0 | 0 | 0 | 0 | 0 | 0 | 0
MT Hg Rate Lignite Annual v3.1 | 701 | 1517 | Rate Constraint in lbs/MMBtu | FALSE | L | Annual | Allowances Sold MER | lbs | 0 | 0 | 0 | 0 | 0 | 0 | 0 | 0
MT Hg Rate Lignite Annual v3.1 | 701 | 1517 | Rate Constraint in lbs/MMBtu | FALSE | L | Annual | Allowances Banked | lbs | 0 | 0 | 0 | 0 | 0 | 0 | 0 | 0
MT Hg Rate Lignite Annual v3.1 | 701 | 1517 | Rate Constraint in lbs/MMBtu | FALSE | L | Annual | Allowances Withdrawn (1:1) | lbs | 0 | 0 | 0 | 0 | 0 | 0 | 0 | 0
MT Hg Rate Lignite Annual v3.1 | 701 | 1517 | Rate Constraint in lbs/MMBtu | FALSE | L | Annual | Allowances Withdrawn (n:1) | lbs | 0 | 0 | 0 | 0 | 0 | 0 | 0 | 0
MT Hg Rate Lignite Annual v3.1 | 701 | 1517 | Rate Constraint in lbs/MMBtu | FALSE | L | Annual | Net Emissions Allowance Position | lbs | 0 | 0 | 0 | 0 | 0 | 0 | 0 | 0
MT Hg Rate Lignite Annual v3.1 | 701 | 1517 | Rate Constraint in lbs/MMBtu | FALSE | L | Annual | Fuel Consumed | TBtu | 0 | 0 | 0 | 0 | 0 | 0 | 0 | 0
MT Hg Rate Lignite Annual v3.1 | 701 | 1517 | Rate Constraint in lbs/MMBtu | FALSE | L | Annual | Rate | lb/MMBtu | 0 | 0 | 0 | 0 | 0 | 0 | 0 | 0
MT Hg Rate Lignite Annual v3.1 | 701 | 1517 | Rate Constraint in lbs/MMBtu | FALSE | L | Annual | Generation | TWh | 0 | 0 | 0 | 0 | 0 | 0 | 0 | 0
MT Hg Rate Lignite Annual v3.1 | 701 | 1517 | Rate Constraint in lbs/MMBtu | FALSE | L | Annual | Qualifying Generation | TWh | 0 | 0 | 0 | 0 | 0 | 0 | 0 | 0
MT Hg Rate Lignite Annual v3.1 | 701 | 1517 | Rate Constraint in lbs/MMBtu | FALSE | L | Annual | Rate | lb/MWh | 0 | 0 | 0 | 0 | 0 | 0 | 0 | 0
MT Hg Rate Lignite Annual v3.1 | 701 | 1517 | Rate Constraint in lbs/MMBtu | FALSE | L | Annual | Constraint Shadow Price | US2016$/Lb | 0 | 0 | 0 | 0 | 0 | 0 | 0 | 0
MT Hg Rate Non Lignite Annual v3.1 | 702 | 1518 | Rate Constraint in lbs/MMBtu | FALSE | L | Annual | Seasons Included | Seasons | Winter, WintShld, Summer | Winter, WintShld, Summer | Winter, WintShld, Summer | Winter, WintShld, Summer | Winter, WintShld, Summer | Winter, WintShld, Summer | Winter, WintShld, Summer | Winter, WintShld, Summer
MT Hg Rate Non Lignite Annual v3.1 | 702 | 1518 | Rate Constraint in lbs/MMBtu | FALSE | L | Annual | Standard MER | lb/MMBtu | 9e-07 | 9e-07 | 9e-07 | 9e-07 | 9e-07 | 9e-07 | 9e-07 | 9e-07
MT Hg Rate Non Lignite Annual v3.1 | 702 | 1518 | Rate Constraint in lbs/MMBtu | FALSE | L | Annual | Emissions at Affected Plants MER | lbs | 61.3601 | 61.3601 | 60.188 | 59.1216 | 59.1216 | 59.1216 | 57.882 | 57.2001
MT Hg Rate Non Lignite Annual v3.1 | 702 | 1518 | Rate Constraint in lbs/MMBtu | FALSE | L | Annual | Allowances Purchased MER | lbs | 0 | 0 | 0 | 0 | 0 | 0 | 0 | 0
MT Hg Rate Non Lignite Annual v3.1 | 702 | 1518 | Rate Constraint in lbs/MMBtu | FALSE | L | Annual | Allowances Sold MER | lbs | 0 | 0 | 0 | 0 | 0 | 0 | 0 | 0
MT Hg Rate Non Lignite Annual v3.1 | 702 | 1518 | Rate Constraint in lbs/MMBtu | FALSE | L | Annual | Allowances Banked | lbs | 0 | 0 | 49.392 | 50.4584 | 0 | 50.4584 | 0 | 0
MT Hg Rate Non Lignite Annual v3.1 | 702 | 1518 | Rate Constraint in lbs/MMBtu | FALSE | L | Annual | Allowances Withdrawn (1:1) | lbs | 0 | 0 | 0 | 0 | -89.972 | 0 | -50.4584 | 0
MT Hg Rate Non Lignite Annual v3.1 | 702 | 1518 | Rate Constraint in lbs/MMBtu | FALSE | L | Annual | Allowances Withdrawn (n:1) | lbs | 0 | 0 | 0 | 0 | 0 | 0 | 0 | 0
MT Hg Rate Non Lignite Annual v3.1 | 702 | 1518 | Rate Constraint in lbs/MMBtu | FALSE | L | Annual | Net Emissions Allowance Position | lbs | 61.3601 | 61.3601 | 109.58 | 109.58 | -30.8504 | 109.58 | 7.4236 | 57.2001
MT Hg Rate Non Lignite Annual v3.1 | 702 | 1518 | Rate Constraint in lbs/MMBtu | FALSE | L | Annual | Fuel Consumed | TBtu | 124.1267 | 124.1267 | 121.7556 | 121.7556 | 121.7556 | 121.7556 | 121.7556 | 118.6832
MT Hg Rate Non Lignite Annual v3.1 | 702 | 1518 | Rate Constraint in lbs/MMBtu | FALSE | L | Annual | Rate | lb/MMBtu | 4.9433e-07 | 4.9433e-07 | 4.9433e-07 | 4.8558e-07 | 4.8558e-07 | 4.8558e-07 | 4.7539e-07 | 4.8196e-07
MT Hg Rate Non Lignite Annual v3.1 | 702 | 1518 | Rate Constraint in lbs/MMBtu | FALSE | L | Annual | Generation | TWh | 11.4571 | 11.4571 | 11.4571 | 11.4571 | 11.4571 | 11.4571 | 11.4571 | 11.1993
MT Hg Rate Non Lignite Annual v3.1 | 702 | 1518 | Rate Constraint in lbs/MMBtu | FALSE | L | Annual | Qualifying Generation | TWh | 11.4571 | 11.4571 | 11.4571 | 11.4571 | 11.4571 | 11.4571 | 11.4571 | 11.1993
MT Hg Rate Non Lignite Annual v3.1 | 702 | 1518 | Rate Constraint in lbs/MMBtu | FALSE | L | Annual | Rate | lb/MWh | 5.3556e-06 | 5.3556e-06 | 5.2533e-06 | 5.1603e-06 | 5.1603e-06 | 5.1603e-06 | 5.0521e-06 | 5.1075e-06
MT Hg Rate Non Lignite Annual v3.1 | 702 | 1518 | Rate Constraint in lbs/MMBtu | FALSE | L | Annual | Constraint Shadow Price | US2016$/Lb | 0 | 0 | 0 | 0 | 0 | 0 | 0 | 0
New Hampshire MER Removal Annual v3.1 | 703 | 1966 | MACT Fuel Choice Floor in lbs/MMBtu | FALSE | L | Annual | Seasons Included | Seasons | Winter, WintShld, Summer | Winter, WintShld, Summer | Winter, WintShld, Summer | Winter, WintShld, Summer | Winter, WintShld, Summer | Winter, WintShld, Summer | Winter, WintShld, Summer | Winter, WintShld, Summer
New Hampshire MER Removal Annual v3.1 | 703 | 1966 | MACT Fuel Choice Floor in lbs/MMBtu | FALSE | L | Annual | Emission Floor | lbs/MMBtu | 0 | 0 | 0 | 0 | 0 | 0 | 0 | 0
New Hampshire MER Removal Annual v3.1 | 703 | 1966 | MACT Fuel Choice Floor in lbs/MMBtu | FALSE | L | Annual | Emissions at Affected Plants MER | lbs | 6.3626 | 0 | 0 | 0 | 0 | 0 | 0 | 0
New Hampshire MER Removal Annual v3.1 | 703 | 1966 | MACT Fuel Choice Floor in lbs/MMBtu | FALSE | L | Annual | Allowances Purchased MER | lbs | 0 | 0 | 0 | 0 | 0 | 0 | 0 | 0
New Hampshire MER Removal Annual v3.1 | 703 | 1966 | MACT Fuel Choice Floor in lbs/MMBtu | FALSE | L | Annual | Allowances Sold MER | lbs | 0 | 0 | 0 | 0 | 0 | 0 | 0 | 0
New Hampshire MER Removal Annual v3.1 | 703 | 1966 | MACT Fuel Choice Floor in lbs/MMBtu | FALSE | L | Annual | Allowances Banked | lbs | 0 | 0 | 0 | 0 | 0 | 0 | 0 | 0
New Hampshire MER Removal Annual v3.1 | 703 | 1966 | MACT Fuel Choice Floor in lbs/MMBtu | FALSE | L | Annual | Allowances Withdrawn (1:1) | lbs | 0 | 0 | 0 | 0 | 0 | 0 | 0 | 0
New Hampshire MER Removal Annual v3.1 | 703 | 1966 | MACT Fuel Choice Floor in lbs/MMBtu | FALSE | L | Annual | Allowances Withdrawn (n:1) | lbs | 0 | 0 | 0 | 0 | 0 | 0 | 0 | 0
New Hampshire MER Removal Annual v3.1 | 703 | 1966 | MACT Fuel Choice Floor in lbs/MMBtu | FALSE | L | Annual | Net Emissions Allowance Position | lbs | 6.3626 | 0 | 0 | 0 | 0 | 0 | 0 | 0
New Hampshire MER Removal Annual v3.1 | 703 | 1966 | MACT Fuel Choice Floor in lbs/MMBtu | FALSE | L | Annual | Fuel Consumed | TBtu | 7.0197 | 0 | 0 | 0 | 0 | 0 | 0 | 0
New Hampshire MER Removal Annual v3.1 | 703 | 1966 | MACT Fuel Choice Floor in lbs/MMBtu | FALSE | L | Annual | Rate | lb/MMBtu | 9.064e-07 | 0 | 0 | 0 | 0 | 0 | 0 | 0
New Hampshire MER Removal Annual v3.1 | 703 | 1966 | MACT Fuel Choice Floor in lbs/MMBtu | FALSE | L | Annual | Generation | TWh | 0.64555 | 0 | 0 | 0 | 0 | 0 | 0 | 0
New Hampshire MER Removal Annual v3.1 | 703 | 1966 | MACT Fuel Choice Floor in lbs/MMBtu | FALSE | L | Annual | Qualifying Generation | TWh | 0.64555 | 0 | 0 | 0 | 0 | 0 | 0 | 0
New Hampshire MER Removal Annual v3.1 | 703 | 1966 | MACT Fuel Choice Floor in lbs/MMBtu | FALSE | L | Annual | Constraint Shadow Price | US2016$/Lb | 0 | 0 | 0 | 0 | 0 | 0 | 0 | 0
New Hampshire 6 Unit - NOX Cap Annual v3.1 | 704 | 1830 | Rate Constraint in MTons | FALSE | L | Annual | Seasons Included | Seasons | Winter, WintShld, Summer | Winter, WintShld, Summer | Winter, WintShld, Summer | Winter, WintShld, Summer | Winter, WintShld, Summer | Winter, WintShld, Summer | Winter, WintShld, Summer | Winter, WintShld, Summer
New Hampshire 6 Unit - NOX Cap Annual v3.1 | 704 | 1830 | Rate Constraint in MTons | FALSE | L | Annual | Standard NOX | Thousand Tons | 3.64 | 3.64 | 3.64 | 3.64 | 3.64 | 3.64 | 3.64 | 3.64
New Hampshire 6 Unit - NOX Cap Annual v3.1 | 704 | 1830 | Rate Constraint in MTons | FALSE | L | Annual | Emissions at Affected Plants NOX | Thousand Tons | 0.46669 | 0.010941 | 0.010941 | 0.010941 | 0.0052951 | 0.010941 | 0.010941 | 0.0044156
New Hampshire 6 Unit - NOX Cap Annual v3.1 | 704 | 1830 | Rate Constraint in MTons | FALSE | L | Annual | Allowances Purchased NOX | Thousand Tons | 0 | 0 | 0 | 0 | 0 | 0 | 0 | 0
New Hampshire 6 Unit - NOX Cap Annual v3.1 | 704 | 1830 | Rate Constraint in MTons | FALSE | L | Annual | Allowances Sold NOX | Thousand Tons | 0 | 0 | 0 | 0 | 0 | 0 | 0 | 0
New Hampshire 6 Unit - NOX Cap Annual v3.1 | 704 | 1830 | Rate Constraint in MTons | FALSE | L | Annual | Allowances Banked | Thousand Tons | 0 | 0 | 0 | 0 | 0 | 0 | 0 | 0
New Hampshire 6 Unit - NOX Cap Annual v3.1 | 704 | 1830 | Rate Constraint in MTons | FALSE | L | Annual | Allowances Withdrawn (1:1) | Thousand Tons | 0 | 0 | 0 | 0 | 0 | 0 | 0 | 0
New Hampshire 6 Unit - NOX Cap Annual v3.1 | 704 | 1830 | Rate Constraint in MTons | FALSE | L | Annual | Allowances Withdrawn (n:1) | Thousand Tons | 0 | 0 | 0 | 0 | 0 | 0 | 0 | 0
New Hampshire 6 Unit - NOX Cap Annual v3.1 | 704 | 1830 | Rate Constraint in MTons | FALSE | L | Annual | Net Emissions Allowance Position | Thousand Tons | 0.46669 | 0.010941 | 0.010941 | 0.010941 | 0.0052951 | 0.010941 | 0.010941 | 0.0044156
New Hampshire 6 Unit - NOX Cap Annual v3.1 | 704 | 1830 | Rate Constraint in MTons | FALSE | L | Annual | Fuel Consumed | TBtu | 7.6971 | 0.15773 | 0.15773 | 0.15773 | 0.076331 | 0.15773 | 0.15773 | 0.063654
New Hampshire 6 Unit - NOX Cap Annual v3.1 | 704 | 1830 | Rate Constraint in MTons | FALSE | L | Annual | Rate | lb/MMBtu | 0.12126 | 0.13874 | 0.13874 | 0.13874 | 0.13874 | 0.13874 | 0.13874 | 0.13874
New Hampshire 6 Unit - NOX Cap Annual v3.1 | 704 | 1830 | Rate Constraint in MTons | FALSE | L | Annual | Generation | TWh | 0.68943 | 0.011889 | 0.011889 | 0.011889 | 0.0057535 | 0.011889 | 0.011889 | 0.0047979
New Hampshire 6 Unit - NOX Cap Annual v3.1 | 704 | 1830 | Rate Constraint in MTons | FALSE | L | Annual | Qualifying Generation | TWh | 0.68943 | 0.011889 | 0.011889 | 0.011889 | 0.0057535 | 0.011889 | 0.011889 | 0.0047979
New Hampshire 6 Unit - NOX Cap Annual v3.1 | 704 | 1830 | Rate Constraint in MTons | FALSE | L | Annual | Rate | lb/MWh | 1.3538 | 1.8407 | 1.8407 | 1.8407 | 1.8407 | 1.8407 | 1.8407 | 1.8407
New Hampshire 6 Unit - NOX Cap Annual v3.1 | 704 | 1830 | Rate Constraint in MTons | FALSE | L | Annual | Constraint Shadow Price | US2016$/Ton | 0 | 0 | 0 | 0 | 0 | 0 | 0 | 0
New Hampshire 6 Unit - SO2 Cap Annual v3.1 | 705 | 1831 | Rate Constraint in MTons | FALSE | L | Annual | Seasons Included | Seasons | Winter, WintShld, Summer | Winter, WintShld, Summer | Winter, WintShld, Summer | Winter, WintShld, Summer | Winter, WintShld, Summer | Winter, WintShld, Summer | Winter, WintShld, Summer | Winter, WintShld, Summer
New Hampshire 6 Unit - SO2 Cap Annual v3.1 | 705 | 1831 | Rate Constraint in MTons | FALSE | L | Annual | Standard SO2 | Thousand Tons | 7.29 | 7.29 | 7.29 | 7.29 | 7.29 | 7.29 | 7.29 | 7.29
New Hampshire 6 Unit - SO2 Cap Annual v3.1 | 705 | 1831 | Rate Constraint in MTons | FALSE | L | Annual | Emissions at Affected Plants SO2 | Thousand Tons | 0.49147 | 0 | 0 | 0 | 0 | 0 | 0 | 0
New Hampshire 6 Unit - SO2 Cap Annual v3.1 | 705 | 1831 | Rate Constraint in MTons | FALSE | L | Annual | Allowances Purchased SO2 | Thousand Tons | 0 | 0 | 0 | 0 | 0 | 0 | 0 | 0
New Hampshire 6 Unit - SO2 Cap Annual v3.1 | 705 | 1831 | Rate Constraint in MTons | FALSE | L | Annual | Allowances Sold SO2 | Thousand Tons | 0 | 0 | 0 | 0 | 0 | 0 | 0 | 0
New Hampshire 6 Unit - SO2 Cap Annual v3.1 | 705 | 1831 | Rate Constraint in MTons | FALSE | L | Annual | Allowances Banked | Thousand Tons | 0 | 0 | 0 | 0 | 0 | 0 | 0 | 0
New Hampshire 6 Unit - SO2 Cap Annual v3.1 | 705 | 1831 | Rate Constraint in MTons | FALSE | L | Annual | Allowances Withdrawn (1:1) | Thousand Tons | 0 | 0 | 0 | 0 | 0 | 0 | 0 | 0
New Hampshire 6 Unit - SO2 Cap Annual v3.1 | 705 | 1831 | Rate Constraint in MTons | FALSE | L | Annual | Allowances Withdrawn (n:1) | Thousand Tons | 0 | 0 | 0 | 0 | 0 | 0 | 0 | 0
New Hampshire 6 Unit - SO2 Cap Annual v3.1 | 705 | 1831 | Rate Constraint in MTons | FALSE | L | Annual | Net Emissions Allowance Position | Thousand Tons | 0.49147 | 0 | 0 | 0 | 0 | 0 | 0 | 0
New Hampshire 6 Unit - SO2 Cap Annual v3.1 | 705 | 1831 | Rate Constraint in MTons | FALSE | L | Annual | Fuel Consumed | TBtu | 7.6971 | 0.15773 | 0.15773 | 0.15773 | 0.076331 | 0.15773 | 0.15773 | 0.063654
New Hampshire 6 Unit - SO2 Cap Annual v3.1 | 705 | 1831 | Rate Constraint in MTons | FALSE | L | Annual | Rate | lb/MMBtu | 0.1277 | 0 | 0 | 0 | 0 | 0 | 0 | 0
New Hampshire 6 Unit - SO2 Cap Annual v3.1 | 705 | 1831 | Rate Constraint in MTons | FALSE | L | Annual | Generation | TWh | 0.68943 | 0.011889 | 0.011889 | 0.011889 | 0.0057535 | 0.011889 | 0.011889 | 0.0047979
New Hampshire 6 Unit - SO2 Cap Annual v3.1 | 705 | 1831 | Rate Constraint in MTons | FALSE | L | Annual | Qualifying Generation | TWh | 0.68943 | 0.011889 | 0.011889 | 0.011889 | 0.0057535 | 0.011889 | 0.011889 | 0.0047979
New Hampshire 6 Unit - SO2 Cap Annual v3.1 | 705 | 1831 | Rate Constraint in MTons | FALSE | L | Annual | Rate | lb/MWh | 1.4257 | 0 | 0 | 0 | 0 | 0 | 0 | 0
New Hampshire 6 Unit - SO2 Cap Annual v3.1 | 705 | 1831 | Rate Constraint in MTons | FALSE | L | Annual | Constraint Shadow Price | US2016$/Ton | 0 | 0 | 0 | 0 | 0 | 0 | 0 | 0
New Hampshire State - NOX Cap Summer v3.1 | 706 | 1832 | Rate Constraint in MTons | FALSE | L | Annual | Seasons Included | Seasons | Summer | Summer | Summer | Summer | Summer | Summer | Summer | Summer
New Hampshire State - NOX Cap Summer v3.1 | 706 | 1832 | Rate Constraint in MTons | FALSE | L | Annual | Standard NOX | Thousand Tons | 2.4 | 2.4 | 2.4 | 2.4 | 2.4 | 2.4 | 2.4 | 2.4
New Hampshire State - NOX Cap Summer v3.1 | 706 | 1832 | Rate Constraint in MTons | FALSE | L | Annual | Emissions at Affected Plants NOX | Thousand Tons | 0 | 0.010941 | 0.010941 | 0.010941 | 0.0052951 | 0.010941 | 0.012116 | 0.0070337
New Hampshire State - NOX Cap Summer v3.1 | 706 | 1832 | Rate Constraint in MTons | FALSE | L | Annual | Allowances Purchased NOX | Thousand Tons | 0 | 0 | 0 | 0 | 0 | 0 | 0 | 0
New Hampshire State - NOX Cap Summer v3.1 | 706 | 1832 | Rate Constraint in MTons | FALSE | L | Annual | Allowances Sold NOX | Thousand Tons | 0 | 0 | 0 | 0 | 0 | 0 | 0 | 0
New Hampshire State - NOX Cap Summer v3.1 | 706 | 1832 | Rate Constraint in MTons | FALSE | L | Annual | Allowances Banked | Thousand Tons | 0 | 0 | 0 | 0 | 0 | 0 | 0 | 0
New Hampshire State - NOX Cap Summer v3.1 | 706 | 1832 | Rate Constraint in MTons | FALSE | L | Annual | Allowances Withdrawn (1:1) | Thousand Tons | 0 | 0 | 0 | 0 | 0 | 0 | 0 | 0
New Hampshire State - NOX Cap Summer v3.1 | 706 | 1832 | Rate Constraint in MTons | FALSE | L | Annual | Allowances Withdrawn (n:1) | Thousand Tons | 0 | 0 | 0 | 0 | 0 | 0 | 0 | 0
New Hampshire State - NOX Cap Summer v3.1 | 706 | 1832 | Rate Constraint in MTons | FALSE | L | Annual | Net Emissions Allowance Position | Thousand Tons | 0 | 0.010941 | 0.010941 | 0.010941 | 0.0052951 | 0.010941 | 0.012116 | 0.0070337
New Hampshire State - NOX Cap Summer v3.1 | 706 | 1832 | Rate Constraint in MTons | FALSE | L | Annual | Fuel Consumed | TBtu | 0 | 0.15773 | 0.15773 | 0.15773 | 0.076331 | 0.15773 | 0.37135 | 0.53966
New Hampshire State - NOX Cap Summer v3.1 | 706 | 1832 | Rate Constraint in MTons | FALSE | L | Annual | Rate | lb/MMBtu | 0 | 0.13874 | 0.13874 | 0.13874 | 0.13874 | 0.13874 | 0.065256 | 0.026067
New Hampshire State - NOX Cap Summer v3.1 | 706 | 1832 | Rate Constraint in MTons | FALSE | L | Annual | Generation | TWh | 0 | 0.011889 | 0.011889 | 0.011889 | 0.0057535 | 0.011889 | 0.11906 | 0.2436
New Hampshire State - NOX Cap Summer v3.1 | 706 | 1832 | Rate Constraint in MTons | FALSE | L | Annual | Qualifying Generation | TWh | 0 | 0.011889 | 0.011889 | 0.011889 | 0.0057535 | 0.011889 | 0.036874 | 0.060471
New Hampshire State - NOX Cap Summer v3.1 | 706 | 1832 | Rate Constraint in MTons | FALSE | L | Annual | Rate | lb/MWh | 0 | 1.8407 | 1.8407 | 1.8407 | 1.8407 | 1.8407 | 0.65719 | 0.23263
New Hampshire State - NOX Cap Summer v3.1 | 706 | 1832 | Rate Constraint in MTons | FALSE | L | Annual | Constraint Shadow Price | US2016$/Ton | 0 | 0 | 0 | 0 | 0 | 0 | 0 | 0
New Jersey - MER Removal Annual v3.1 | 707 | 1833 | MACT Fuel Choice Floor in lbs/MMBtu | FALSE | L | Annual | Seasons Included | Seasons | Winter, WintShld, Summer | Winter, WintShld, Summer | Winter, WintShld, Summer | Winter, WintShld, Summer | Winter, WintShld, Summer | Winter, WintShld, Summer | Winter, WintShld, Summer | Winter, WintShld, Summer
New Jersey - MER Removal Annual v3.1 | 707 | 1833 | MACT Fuel Choice Floor in lbs/MMBtu | FALSE | L | Annual | Emission Floor | lbs/MMBtu | 0 | 0 | 0 | 0 | 0 | 0 | 0 | 0
New Jersey - MER Removal Annual v3.1 | 707 | 1833 | MACT Fuel Choice Floor in lbs/MMBtu | FALSE | L | Annual | Emissions at Affected Plants MER | lbs | 0 | 0 | 0 | 0 | 0 | 0 | 0 | 0
New Jersey - MER Removal Annual v3.1 | 707 | 1833 | MACT Fuel Choice Floor in lbs/MMBtu | FALSE | L | Annual | Allowances Purchased MER | lbs | 0 | 0 | 0 | 0 | 0 | 0 | 0 | 0
New Jersey - MER Removal Annual v3.1 | 707 | 1833 | MACT Fuel Choice Floor in lbs/MMBtu | FALSE | L | Annual | Allowances Sold MER | lbs | 0 | 0 | 0 | 0 | 0 | 0 | 0 | 0
New Jersey - MER Removal Annual v3.1 | 707 | 1833 | MACT Fuel Choice Floor in lbs/MMBtu | FALSE | L | Annual | Allowances Banked | lbs | 0 | 0 | 0 | 0 | 0 | 0 | 0 | 0
New Jersey - MER Removal Annual v3.1 | 707 | 1833 | MACT Fuel Choice Floor in lbs/MMBtu | FALSE | L | Annual | Allowances Withdrawn (1:1) | lbs | 0 | 0 | 0 | 0 | 0 | 0 | 0 | 0
New Jersey - MER Removal Annual v3.1 | 707 | 1833 | MACT Fuel Choice Floor in lbs/MMBtu | FALSE | L | Annual | Allowances Withdrawn (n:1) | lbs | 0 | 0 | 0 | 0 | 0 | 0 | 0 | 0
New Jersey - MER Removal Annual v3.1 | 707 | 1833 | MACT Fuel Choice Floor in lbs/MMBtu | FALSE | L | Annual | Net Emissions Allowance Position | lbs | 0 | 0 | 0 | 0 | 0 | 0 | 0 | 0
New Jersey - MER Removal Annual v3.1 | 707 | 1833 | MACT Fuel Choice Floor in lbs/MMBtu | FALSE | L | Annual | Fuel Consumed | TBtu | 0 | 0 | 0 | 0 | 0 | 0 | 0 | 0
New Jersey - MER Removal Annual v3.1 | 707 | 1833 | MACT Fuel Choice Floor in lbs/MMBtu | FALSE | L | Annual | Rate | lb/MMBtu | 0 | 0 | 0 | 0 | 0 | 0 | 0 | 0
New Jersey - MER Removal Annual v3.1 | 707 | 1833 | MACT Fuel Choice Floor in lbs/MMBtu | FALSE | L | Annual | Generation | TWh | 0 | 0 | 0 | 0 | 0 | 0 | 0 | 0
New Jersey - MER Removal Annual v3.1 | 707 | 1833 | MACT Fuel Choice Floor in lbs/MMBtu | FALSE | L | Annual | Qualifying Generation | TWh | 0 | 0 | 0 | 0 | 0 | 0 | 0 | 0
New Jersey - MER Removal Annual v3.1 | 707 | 1833 | MACT Fuel Choice Floor in lbs/MMBtu | FALSE | L | Annual | Constraint Shadow Price | US2016$/Lb | 0 | 0 | 0 | 0 | 0 | 0 | 0 | 0
Newington Station 1 - SO2 Rate v5.12 | 708 | 6977 | Rate Constraint in lbs/MMBtu | FALSE | L | Annual | Seasons Included | Seasons | Winter, WintShld, Summer | Winter, WintShld, Summer | Winter, WintShld, Summer | Winter, WintShld, Summer | Winter, WintShld, Summer | Winter, WintShld, Summer | Winter, WintShld, Summer | Winter, WintShld, Summer
Newington Station 1 - SO2 Rate v5.12 | 708 | 6977 | Rate Constraint in lbs/MMBtu | FALSE | L | Annual | Standard SO2 | lb/MMBtu | 0.5 | 0.5 | 0.5 | 0.5 | 0.5 | 0.5 | 0.5 | 0.5
Newington Station 1 - SO2 Rate v5.12 | 708 | 6977 | Rate Constraint in lbs/MMBtu | FALSE | L | Annual | Emissions at Affected Plants SO2 | Thousand Tons | 0 | 0 | 0 | 0 | 0 | 0 | 0 | 0
Newington Station 1 - SO2 Rate v5.12 | 708 | 6977 | Rate Constraint in lbs/MMBtu | FALSE | L | Annual | Allowances Purchased SO2 | Thousand Tons | 0 | 0 | 0 | 0 | 0 | 0 | 0 | 0
Newington Station 1 - SO2 Rate v5.12 | 708 | 6977 | Rate Constraint in lbs/MMBtu | FALSE | L | Annual | Allowances Sold SO2 | Thousand Tons | 0 | 0 | 0 | 0 | 0 | 0 | 0 | 0
Newington Station 1 - SO2 Rate v5.12 | 708 | 6977 | Rate Constraint in lbs/MMBtu | FALSE | L | Annual | Allowances Banked | Thousand Tons | 0 | 0 | 0 | 0 | 0 | 0 | 0 | 0
Newington Station 1 - SO2 Rate v5.12 | 708 | 6977 | Rate Constraint in lbs/MMBtu | FALSE | L | Annual | Allowances Withdrawn (1:1) | Thousand Tons | 0 | 0 | 0 | 0 | 0 | 0 | 0 | 0
Newington Station 1 - SO2 Rate v5.12 | 708 | 6977 | Rate Constraint in lbs/MMBtu | FALSE | L | Annual | Allowances Withdrawn (n:1) | Thousand Tons | 0 | 0 | 0 | 0 | 0 | 0 | 0 | 0
Newington Station 1 - SO2 Rate v5.12 | 708 | 6977 | Rate Constraint in lbs/MMBtu | FALSE | L | Annual | Net Emissions Allowance Position | Thousand Tons | 0 | 0 | 0 | 0 | 0 | 0 | 0 | 0
Newington Station 1 - SO2 Rate v5.12 | 708 | 6977 | Rate Constraint in lbs/MMBtu | FALSE | L | Annual | Fuel Consumed | TBtu | 0 | 0.15773 | 0.15773 | 0.15773 | 0.076331 | 0.15773 | 0.15773 | 0.063654
Newington Station 1 - SO2 Rate v5.12 | 708 | 6977 | Rate Constraint in lbs/MMBtu | FALSE | L | Annual | Rate | lb/MMBtu | 0 | 0 | 0 | 0 | 0 | 0 | 0 | 0
Newington Station 1 - SO2 Rate v5.12 | 708 | 6977 | Rate Constraint in lbs/MMBtu | FALSE | L | Annual | Generation | TWh | 0 | 0.011889 | 0.011889 | 0.011889 | 0.0057535 | 0.011889 | 0.011889 | 0.0047979
Newington Station 1 - SO2 Rate v5.12 | 708 | 6977 | Rate Constraint in lbs/MMBtu | FALSE | L | Annual | Qualifying Generation | TWh | 0 | 0.011889 | 0.011889 | 0.011889 | 0.0057535 | 0.011889 | 0.011889 | 0.0047979
Newington Station 1 - SO2 Rate v5.12 | 708 | 6977 | Rate Constraint in lbs/MMBtu | FALSE | L | Annual | Rate | lb/MWh | 0 | 0 | 0 | 0 | 0 | 0 | 0 | 0
Newington Station 1 - SO2 Rate v5.12 | 708 | 6977 | Rate Constraint in lbs/MMBtu | FALSE | L | Annual | Constraint Shadow Price | US2016$/Ton | 0 | 0 | 0 | 0 | 0 | 0 | 0 | 0
NJ BLEngland - NOx Annual GPS v4.10, Unit 3678 and retrofits | 709 | 2271 | Rate Constraint in lbs/MWh | FALSE | L | Annual | Seasons Included | Seasons | Winter, WintShld, Summer | Winter, WintShld, Summer | Winter, WintShld, Summer | Winter, WintShld, Summer | Winter, WintShld, Summer | Winter, WintShld, Summer | Winter, WintShld, Summer | Winter, WintShld, Summer
NJ BLEngland - NOx Annual GPS v4.10, Unit 3678 and retrofits | 709 | 2271 | Rate Constraint in lbs/MWh | FALSE | L | Annual | Standard NOX | lb/MWh | 1 | 1 | 1 | 1 | 1 | 1 | 1 | 1
NJ BLEngland - NOx Annual GPS v4.10, Unit 3678 and retrofits | 709 | 2271 | Rate Constraint in lbs/MWh | FALSE | L | Annual | Emissions at Affected Plants NOX | Thousand Tons | 0 | 0 | 0 | 0 | 0 | 0 | 0 | 0
NJ BLEngland - NOx Annual GPS v4.10, Unit 3678 and retrofits | 709 | 2271 | Rate Constraint in lbs/MWh | FALSE | L | Annual | Allowances Purchased NOX | Thousand Tons | 0 | 0 | 0 | 0 | 0 | 0 | 0 | 0
NJ BLEngland - NOx Annual GPS v4.10, Unit 3678 and retrofits | 709 | 2271 | Rate Constraint in lbs/MWh | FALSE | L | Annual | Allowances Sold NOX | Thousand Tons | 0 | 0 | 0 | 0 | 0 | 0 | 0 | 0
NJ BLEngland - NOx Annual GPS v4.10, Unit 3678 and retrofits | 709 | 2271 | Rate Constraint in lbs/MWh | FALSE | L | Annual | Allowances Banked | Thousand Tons | 0 | 0 | 0 | 0 | 0 | 0 | 0 | 0
NJ BLEngland - NOx Annual GPS v4.10, Unit 3678 and retrofits | 709 | 2271 | Rate Constraint in lbs/MWh | FALSE | L | Annual | Allowances Withdrawn (1:1) | Thousand Tons | 0 | 0 | 0 | 0 | 0 | 0 | 0 | 0
NJ BLEngland - NOx Annual GPS v4.10, Unit 3678 and retrofits | 709 | 2271 | Rate Constraint in lbs/MWh | FALSE | L | Annual | Allowances Withdrawn (n:1) | Thousand Tons | 0 | 0 | 0 | 0 | 0 | 0 | 0 | 0
NJ BLEngland - NOx Annual GPS v4.10, Unit 3678 and retrofits | 709 | 2271 | Rate Constraint in lbs/MWh | FALSE | L | Annual | Net Emissions Allowance Position | Thousand Tons | 0 | 0 | 0 | 0 | 0 | 0 | 0 | 0
NJ BLEngland - NOx Annual GPS v4.10, Unit 3678 and retrofits | 709 | 2271 | Rate Constraint in lbs/MWh | FALSE | L | Annual | Fuel Consumed | TBtu | 0 | 0 | 0 | 0 | 0 | 0 | 0 | 0
NJ BLEngland - NOx Annual GPS v4.10, Unit 3678 and retrofits | 709 | 2271 | Rate Constraint in lbs/MWh | FALSE | L | Annual | Rate | lb/MMBtu | 0 | 0 | 0 | 0 | 0 | 0 | 0 | 0
NJ BLEngland - NOx Annual GPS v4.10, Unit 3678 and retrofits | 709 | 2271 | Rate Constraint in lbs/MWh | FALSE | L | Annual | Generation | TWh | 0 | 0 | 0 | 0 | 0 | 0 | 0 | 0
NJ BLEngland - NOx Annual GPS v4.10, Unit 3678 and retrofits | 709 | 2271 | Rate Constraint in lbs/MWh | FALSE | L | Annual | Qualifying Generation | TWh | 0 | 0 | 0 | 0 | 0 | 0 | 0 | 0
NJ BLEngland - NOx Annual GPS v4.10, Unit 3678 and retrofits | 709 | 2271 | Rate Constraint in lbs/MWh | FALSE | L | Annual | Constraint Shadow Price | US2016$/Ton | 0 | 0 | 0 | 0 | 0 | 0 | 0 | 0
NJ ChambersCogen- NOx Annual GPS v4.10, Unit 3637 and retrofits | 710 | 2273 | Rate Constraint in lbs/MWh | FALSE | L | Annual | Seasons Included | Seasons | Winter, WintShld, Summer | Winter, WintShld, Summer | Winter, WintShld, Summer | Winter, WintShld, Summer | Winter, WintShld, Summer | Winter, WintShld, Summer | Winter, WintShld, Summer | Winter, WintShld, Summer
NJ ChambersCogen- NOx Annual GPS v4.10, Unit 3637 and retrofits | 710 | 2273 | Rate Constraint in lbs/MWh | FALSE | L | Annual | Standard NOX | lb/MWh | 2.01 | 2.01 | 2.01 | 2.01 | 2.01 | 2.01 | 2.01 | 2.01
NJ ChambersCogen- NOx Annual GPS v4.10, Unit 3637 and retrofits | 710 | 2273 | Rate Constraint in lbs/MWh | FALSE | L | Annual | Emissions at Affected Plants NOX | Thousand Tons | 0 | 0 | 0 | 0 | 0 | 0 | 0 | 0
NJ ChambersCogen- NOx Annual GPS v4.10, Unit 3637 and retrofits | 710 | 2273 | Rate Constraint in lbs/MWh | FALSE | L | Annual | Allowances Purchased NOX | Thousand Tons | 0 | 0 | 0 | 0 | 0 | 0 | 0 | 0
NJ ChambersCogen- NOx Annual GPS v4.10, Unit 3637 and retrofits | 710 | 2273 | Rate Constraint in lbs/MWh | FALSE | L | Annual | Allowances Sold NOX | Thousand Tons | 0 | 0 | 0 | 0 | 0 | 0 | 0 | 0
NJ ChambersCogen- NOx Annual GPS v4.10, Unit 3637 and retrofits | 710 | 2273 | Rate Constraint in lbs/MWh | FALSE | L | Annual | Allowances Banked | Thousand Tons | 0 | 0 | 0 | 0 | 0 | 0 | 0 | 0
NJ ChambersCogen- NOx Annual GPS v4.10, Unit 3637 and retrofits | 710 | 2273 | Rate Constraint in lbs/MWh | FALSE | L | Annual | Allowances Withdrawn (1:1) | Thousand Tons | 0 | 0 | 0 | 0 | 0 | 0 | 0 | 0
NJ ChambersCogen- NOx Annual GPS v4.10, Unit 3637 and retrofits | 710 | 2273 | Rate Constraint in lbs/MWh | FALSE | L | Annual | Allowances Withdrawn (n:1) | Thousand Tons | 0 | 0 | 0 | 0 | 0 | 0 | 0 | 0
NJ ChambersCogen- NOx Annual GPS v4.10, Unit 3637 and retrofits | 710 | 2273 | Rate Constraint in lbs/MWh | FALSE | L | Annual | Net Emissions Allowance Position | Thousand Tons | 0 | 0 | 0 | 0 | 0 | 0 | 0 | 0
NJ ChambersCogen- NOx Annual GPS v4.10, Unit 3637 and retrofits | 710 | 2273 | Rate Constraint in lbs/MWh | FALSE | L | Annual | Fuel Consumed | TBtu | 0 | 0 | 0 | 0 | 0 | 0 | 0 | 0
NJ ChambersCogen- NOx Annual GPS v4.10, Unit 3637 and retrofits | 710 | 2273 | Rate Constraint in lbs/MWh | FALSE | L | Annual | Rate | lb/MMBtu | 0 | 0 | 0 | 0 | 0 | 0 | 0 | 0
NJ ChambersCogen- NOx Annual GPS v4.10, Unit 3637 and retrofits | 710 | 2273 | Rate Constraint in lbs/MWh | FALSE | L | Annual | Generation | TWh | 0 | 0 | 0 | 0 | 0 | 0 | 0 | 0
NJ ChambersCogen- NOx Annual GPS v4.10, Unit 3637 and retrofits | 710 | 2273 | Rate Constraint in lbs/MWh | FALSE | L | Annual | Qualifying Generation | TWh | 0 | 0 | 0 | 0 | 0 | 0 | 0 | 0
NJ ChambersCogen- NOx Annual GPS v4.10, Unit 3637 and retrofits | 710 | 2273 | Rate Constraint in lbs/MWh | FALSE | L | Annual | Constraint Shadow Price | US2016$/Ton | 0 | 0 | 0 | 0 | 0 | 0 | 0 | 0
NJ ChambersCogen- NOx Annual GPS v4.10, Unit 3638 and retrofits | 711 | 2273 | Rate Constraint in lbs/MWh | FALSE | L | Annual | Seasons Included | Seasons | Winter, WintShld, Summer | Winter, WintShld, Summer | Winter, WintShld, Summer | Winter, WintShld, Summer | Winter, WintShld, Summer | Winter, WintShld, Summer | Winter, WintShld, Summer | Winter, WintShld, Summer
NJ ChambersCogen- NOx Annual GPS v4.10, Unit 3638 and retrofits | 711 | 2273 | Rate Constraint in lbs/MWh | FALSE | L | Annual | Standard NOX | lb/MWh | 2.01 | 2.01 | 2.01 | 2.01 | 2.01 | 2.01 | 2.01 | 2.01
NJ ChambersCogen- NOx Annual GPS v4.10, Unit 3638 and retrofits | 711 | 2273 | Rate Constraint in lbs/MWh | FALSE | L | Annual | Emissions at Affected Plants NOX | Thousand Tons | 0 | 0 | 0 | 0 | 0 | 0 | 0 | 0
NJ ChambersCogen- NOx Annual GPS v4.10, Unit 3638 and retrofits | 711 | 2273 | Rate Constraint in lbs/MWh | FALSE | L | Annual | Allowances Purchased NOX | Thousand Tons | 0 | 0 | 0 | 0 | 0 | 0 | 0 | 0
NJ ChambersCogen- NOx Annual GPS v4.10, Unit 3638 and retrofits | 711 | 2273 | Rate Constraint in lbs/MWh | FALSE | L | Annual | Allowances Sold NOX | Thousand Tons | 0 | 0 | 0 | 0 | 0 | 0 | 0 | 0
NJ ChambersCogen- NOx Annual GPS v4.10, Unit 3638 and retrofits | 711 | 2273 | Rate Constraint in lbs/MWh | FALSE | L | Annual | Allowances Banked | Thousand Tons | 0 | 0 | 0 | 0 | 0 | 0 | 0 | 0
NJ ChambersCogen- NOx Annual GPS v4.10, Unit 3638 and retrofits | 711 | 2273 | Rate Constraint in lbs/MWh | FALSE | L | Annual | Allowances Withdrawn (1:1) | Thousand Tons | 0 | 0 | 0 | 0 | 0 | 0 | 0 | 0
NJ ChambersCogen- NOx Annual GPS v4.10, Unit 3638 and retrofits | 711 | 2273 | Rate Constraint in lbs/MWh | FALSE | L | Annual | Allowances Withdrawn (n:1) | Thousand Tons | 0 | 0 | 0 | 0 | 0 | 0 | 0 | 0
NJ ChambersCogen- NOx Annual GPS v4.10, Unit 3638 and retrofits | 711 | 2273 | Rate Constraint in lbs/MWh | FALSE | L | Annual | Net Emissions Allowance Position | Thousand Tons | 0 | 0 | 0 | 0 | 0 | 0 | 0 | 0
NJ ChambersCogen- NOx Annual GPS v4.10, Unit 3638 and retrofits | 711 | 2273 | Rate Constraint in lbs/MWh | FALSE | L | Annual | Fuel Consumed | TBtu | 0 | 0 | 0 | 0 | 0 | 0 | 0 | 0
NJ ChambersCogen- NOx Annual GPS v4.10, Unit 3638 and retrofits | 711 | 2273 | Rate Constraint in lbs/MWh | FALSE | L | Annual | Rate | lb/MMBtu | 0 | 0 | 0 | 0 | 0 | 0 | 0 | 0
NJ ChambersCogen- NOx Annual GPS v4.10, Unit 3638 and retrofits | 711 | 2273 | Rate Constraint in lbs/MWh | FALSE | L | Annual | Generation | TWh | 0 | 0 | 0 | 0 | 0 | 0 | 0 | 0
NJ ChambersCogen- NOx Annual GPS v4.10, Unit 3638 and retrofits | 711 | 2273 | Rate Constraint in lbs/MWh | FALSE | L | Annual | Qualifying Generation | TWh | 0 | 0 | 0 | 0 | 0 | 0 | 0 | 0
NJ ChambersCogen- NOx Annual GPS v4.10, Unit 3638 and retrofits | 711 | 2273 | Rate Constraint in lbs/MWh | FALSE | L | Annual | Constraint Shadow Price | US2016$/Ton | 0 | 0 | 0 | 0 | 0 | 0 | 0 | 0
NJ LoganGen- NOx Annual GPS v4.10, Unit 3639 and retrofits | 809 | 2278 | Rate Constraint in lbs/MWh | FALSE | L | Annual | Seasons Included | Seasons | Winter, WintShld, Summer | Winter, WintShld, Summer | Winter, WintShld, Summer | Winter, WintShld, Summer | Winter, WintShld, Summer | Winter, WintShld, Summer | Winter, WintShld, Summer | Winter, WintShld, Summer
NJ LoganGen- NOx Annual GPS v4.10, Unit 3639 and retrofits | 809 | 2278 | Rate Constraint in lbs/MWh | FALSE | L | Annual | Standard NOX | lb/MWh | 1.5 | 1.5 | 1.5 | 1.5 | 1.5 | 1.5 | 1.5 | 1.5
NJ LoganGen- NOx Annual GPS v4.10, Unit 3639 and retrofits | 809 | 2278 | Rate Constraint in lbs/MWh | FALSE | L | Annual | Emissions at Affected Plants NOX | Thousand Tons | 0 | 0 | 0 | 0 | 0 | 0 | 0 | 0
NJ LoganGen- NOx Annual GPS v4.10, Unit 3639 and retrofits | 809 | 2278 | Rate Constraint in lbs/MWh | FALSE | L | Annual | Allowances Purchased NOX | Thousand Tons | 0 | 0 | 0 | 0 | 0 | 0 | 0 | 0
NJ LoganGen- NOx Annual GPS v4.10, Unit 3639 and retrofits | 809 | 2278 | Rate Constraint in lbs/MWh | FALSE | L | Annual | Allowances Sold NOX | Thousand Tons | 0 | 0 | 0 | 0 | 0 | 0 | 0 | 0
NJ LoganGen- NOx Annual GPS v4.10, Unit 3639 and retrofits | 809 | 2278 | Rate Constraint in lbs/MWh | FALSE | L | Annual | Allowances Banked | Thousand Tons | 0 | 0 | 0 | 0 | 0 | 0 | 0 | 0
NJ LoganGen- NOx Annual GPS v4.10, Unit 3639 and retrofits | 809 | 2278 | Rate Constraint in lbs/MWh | FALSE | L | Annual | Allowances Withdrawn (1:1) | Thousand Tons | 0 | 0 | 0 | 0 | 0 | 0 | 0 | 0
NJ LoganGen- NOx Annual GPS v4.10, Unit 3639 and retrofits | 809 | 2278 | Rate Constraint in lbs/MWh | FALSE | L | Annual | Allowances Withdrawn (n:1) | Thousand Tons | 0 | 0 | 0 | 0 | 0 | 0 | 0 | 0
NJ LoganGen- NOx Annual GPS v4.10, Unit 3639 and retrofits | 809 | 2278 | Rate Constraint in lbs/MWh | FALSE | L | Annual | Net Emissions Allowance Position | Thousand Tons | 0 | 0 | 0 | 0 | 0 | 0 | 0 | 0
NJ LoganGen- NOx Annual GPS v4.10, Unit 3639 and retrofits | 809 | 2278 | Rate Constraint in lbs/MWh | FALSE | L | Annual | Fuel Consumed | TBtu | 0 | 0 | 0 | 0 | 0 | 0 | 0 | 0
NJ LoganGen- NOx Annual GPS v4.10, Unit 3639 and retrofits | 809 | 2278 | Rate Constraint in lbs/MWh | FALSE | L | Annual | Rate | lb/MMBtu | 0 | 0 | 0 | 0 | 0 | 0 | 0 | 0
NJ LoganGen- NOx Annual GPS v4.10, Unit 3639 and retrofits | 809 | 2278 | Rate Constraint in lbs/MWh | FALSE | L | Annual | Generation | TWh | 0 | 0 | 0 | 0 | 0 | 0 | 0 | 0
NJ LoganGen- NOx Annual GPS v4.10, Unit 3639 and retrofits | 809 | 2278 | Rate Constraint in lbs/MWh | FALSE | L | Annual | Qualifying Generation | TWh | 0 | 0 | 0 | 0 | 0 | 0 | 0 | 0
NJ LoganGen- NOx Annual GPS v4.10, Unit 3639 and retrofits | 809 | 2278 | Rate Constraint in lbs/MWh | FALSE | L | Annual | Constraint Shadow Price | US2016$/Ton | 0 | 0 | 0 | 0 | 0 | 0 | 0 | 0
NJ SO2 Constraint v5.14 | 827 | 6126 | Rate Constraint in lbs/MMBtu | FALSE | L | Annual | Seasons Included | Seasons | Winter, WintShld, Summer | Winter, WintShld, Summer | Winter, WintShld, Summer | Winter, WintShld, Summer | Winter, WintShld, Summer | Winter, WintShld, Summer | Winter, WintShld, Summer | Winter, WintShld, Summer
NJ SO2 Constraint v5.14 | 827 | 6126 | Rate Constraint in lbs/MMBtu | FALSE | L | Annual | Standard SO2 | lb/MMBtu | 0.15 | 0.15 | 0.15 | 0.15 | 0.15 | 0.15 | 0.15 | 0.15
NJ SO2 Constraint v5.14 | 827 | 6126 | Rate Constraint in lbs/MMBtu | FALSE | L | Annual | Emissions at Affected Plants SO2 | Thousand Tons | 0 | 0 | 0 | 0 | 0 | 0 | 0 | 0
NJ SO2 Constraint v5.14 | 827 | 6126 | Rate Constraint in lbs/MMBtu | FALSE | L | Annual | Allowances Purchased SO2 | Thousand Tons | 0 | 0 | 0 | 0 | 0 | 0 | 0 | 0
NJ SO2 Constraint v5.14 | 827 | 6126 | Rate Constraint in lbs/MMBtu | FALSE | L | Annual | Allowances Sold SO2 | Thousand Tons | 0 | 0 | 0 | 0 | 0 | 0 | 0 | 0
NJ SO2 Constraint v5.14 | 827 | 6126 | Rate Constraint in lbs/MMBtu | FALSE | L | Annual | Allowances Banked | Thousand Tons | 0 | 0 | 0 | 0 | 0 | 0 | 0 | 0
NJ SO2 Constraint v5.14 | 827 | 6126 | Rate Constraint in lbs/MMBtu | FALSE | L | Annual | Allowances Withdrawn (1:1) | Thousand Tons | 0 | 0 | 0 | 0 | 0 | 0 | 0 | 0
NJ SO2 Constraint v5.14 | 827 | 6126 | Rate Constraint in lbs/MMBtu | FALSE | L | Annual | Allowances Withdrawn (n:1) | Thousand Tons | 0 | 0 | 0 | 0 | 0 | 0 | 0 | 0
NJ SO2 Constraint v5.14 | 827 | 6126 | Rate Constraint in lbs/MMBtu | FALSE | L | Annual | Net Emissions Allowance Position | Thousand Tons | 0 | 0 | 0 | 0 | 0 | 0 | 0 | 0
NJ SO2 Constraint v5.14 | 827 | 6126 | Rate Constraint in lbs/MMBtu | FALSE | L | Annual | Fuel Consumed | TBtu | 0 | 0 | 0 | 0 | 0 | 0 | 0 | 0
NJ SO2 Constraint v5.14 | 827 | 6126 | Rate Constraint in lbs/MMBtu | FALSE | L | Annual | Rate | lb/MMBtu | 0 | 0 | 0 | 0 | 0 | 0 | 0 | 0
NJ SO2 Constraint v5.14 | 827 | 6126 | Rate Constraint in lbs/MMBtu | FALSE | L | Annual | Generation | TWh | 0 | 0 | 0 | 0 | 0 | 0 | 0 | 0
NJ SO2 Constraint v5.14 | 827 | 6126 | Rate Constraint in lbs/MMBtu | FALSE | L | Annual | Qualifying Generation | TWh | 0 | 0 | 0 | 0 | 0 | 0 | 0 | 0
NJ SO2 Constraint v5.14 | 827 | 6126 | Rate Constraint in lbs/MMBtu | FALSE | L | Annual | Rate | lb/MWh | 0 | 0 | 0 | 0 | 0 | 0 | 0 | 0
NJ SO2 Constraint v5.14 | 827 | 6126 | Rate Constraint in lbs/MMBtu | FALSE | L | Annual | Constraint Shadow Price | US2016$/Ton | 9933.85 | 8751.9456 | 7752.5147 | 7654.832 | 7686.0966 | 8664.8618 | 9174.4185 | 8555.5401
NODA Asbury NOx Cap Annual v5.15 | 828 | 6597 | Rate Constraint in MTons | FALSE | L | Annual | Seasons Included | Seasons | Winter, WintShld, Summer | Winter, WintShld, Summer | Winter, WintShld, Summer | Winter, WintShld, Summer | Winter, WintShld, Summer | Winter, WintShld, Summer | Winter, WintShld, Summer | Winter, WintShld, Summer
NODA Asbury NOx Cap Annual v5.15 | 828 | 6597 | Rate Constraint in MTons | FALSE | L | Annual | Standard NOX | Thousand Tons | 1.5795 | 1.5795 | 1.5795 | 1.5795 | 1.5795 | 1.5795 | 1.5795 | 1.5795
NODA Asbury NOx Cap Annual v5.15 | 828 | 6597 | Rate Constraint in MTons | FALSE | L | Annual | Emissions at Affected Plants NOX | Thousand Tons | 0 | 0 | 0 | 0 | 0 | 0 | 0 | 0
NODA Asbury NOx Cap Annual v5.15 | 828 | 6597 | Rate Constraint in MTons | FALSE | L | Annual | Allowances Purchased NOX | Thousand Tons | 0 | 0 | 0 | 0 | 0 | 0 | 0 | 0
NODA Asbury NOx Cap Annual v5.15 | 828 | 6597 | Rate Constraint in MTons | FALSE | L | Annual | Allowances Sold NOX | Thousand Tons | 0 | 0 | 0 | 0 | 0 | 0 | 0 | 0
NODA Asbury NOx Cap Annual v5.15 | 828 | 6597 | Rate Constraint in MTons | FALSE | L | Annual | Allowances Banked | Thousand Tons | 0 | 0 | 0 | 0 | 0 | 0 | 0 | 0
NODA Asbury NOx Cap Annual v5.15 | 828 | 6597 | Rate Constraint in MTons | FALSE | L | Annual | Allowances Withdrawn (1:1) | Thousand Tons | 0 | 0 | 0 | 0 | 0 | 0 | 0 | 0
NODA Asbury NOx Cap Annual v5.15 | 828 | 6597 | Rate Constraint in MTons | FALSE | L | Annual | Allowances Withdrawn (n:1) | Thousand Tons | 0 | 0 | 0 | 0 | 0 | 0 | 0 | 0
NODA Asbury NOx Cap Annual v5.15 | 828 | 6597 | Rate Constraint in MTons | FALSE | L | Annual | Net Emissions Allowance Position | Thousand Tons | 0 | 0 | 0 | 0 | 0 | 0 | 0 | 0
NODA Asbury NOx Cap Annual v5.15 | 828 | 6597 | Rate Constraint in MTons | FALSE | L | Annual | Fuel Consumed | TBtu | 0 | 0 | 0 | 0 | 0 | 0 | 0 | 0
NODA Asbury NOx Cap Annual v5.15 | 828 | 6597 | Rate Constraint in MTons | FALSE | L | Annual | Rate | lb/MMBtu | 0 | 0 | 0 | 0 | 0 | 0 | 0 | 0
NODA Asbury NOx Cap Annual v5.15 | 828 | 6597 | Rate Constraint in MTons | FALSE | L | Annual | Generation | TWh | 0 | 0 | 0 | 0 | 0 | 0 | 0 | 0
NODA Asbury NOx Cap Annual v5.15 | 828 | 6597 | Rate Constraint in MTons | FALSE | L | Annual | Qualifying Generation | TWh | 0 | 0 | 0 | 0 | 0 | 0 | 0 | 0
NODA Asbury NOx Cap Annual v5.15 | 828 | 6597 | Rate Constraint in MTons | FALSE | L | Annual | Rate | lb/MWh | 0 | 0 | 0 | 0 | 0 | 0 | 0 | 0
NODA Asbury NOx Cap Annual v5.15 | 828 | 6597 | Rate Constraint in MTons | FALSE | L | Annual | Constraint Shadow Price | US2016$/Ton | 0 | 0 | 0 | 0 | 0 | 0 | 0 | 0
NODA Asbury SO2 Cap Annual v5.15 | 829 | 6598 | Rate Constraint in MTons | FALSE | L | Annual | Seasons Included | Seasons | Winter, WintShld, Summer | Winter, WintShld, Summer | Winter, WintShld, Summer | Winter, WintShld, Summer | Winter, WintShld, Summer | Winter, WintShld, Summer | Winter, WintShld, Summer | Winter, WintShld, Summer
NODA Asbury SO2 Cap Annual v5.15 | 829 | 6598 | Rate Constraint in MTons | FALSE | L | Annual | Standard SO2 | Thousand Tons | 0.71744 | 0.71744 | 0.71744 | 0.71744 | 0.71744 | 0.71744 | 0.71744 | 0.71744
NODA Asbury SO2 Cap Annual v5.15 | 829 | 6598 | Rate Constraint in MTons | FALSE | L | Annual | Emissions at Affected Plants SO2 | Thousand Tons | 0 | 0 | 0 | 0 | 0 | 0 | 0 | 0
NODA Asbury SO2 Cap Annual v5.15 | 829 | 6598 | Rate Constraint in MTons | FALSE | L | Annual | Allowances Purchased SO2 | Thousand Tons | 0 | 0 | 0 | 0 | 0 | 0 | 0 | 0
NODA Asbury SO2 Cap Annual v5.15 | 829 | 6598 | Rate Constraint in MTons | FALSE | L | Annual | Allowances Sold SO2 | Thousand Tons | 0 | 0 | 0 | 0 | 0 | 0 | 0 | 0
NODA Asbury SO2 Cap Annual v5.15 | 829 | 6598 | Rate Constraint in MTons | FALSE | L | Annual | Allowances Banked | Thousand Tons | 0 | 0 | 0 | 0 | 0 | 0 | 0 | 0
NODA Asbury SO2 Cap Annual v5.15 | 829 | 6598 | Rate Constraint in MTons | FALSE | L | Annual | Allowances Withdrawn (1:1) | Thousand Tons | 0 | 0 | 0 | 0 | 0 | 0 | 0 | 0
NODA Asbury SO2 Cap Annual v5.15 | 829 | 6598 | Rate Constraint in MTons | FALSE | L | Annual | Allowances Withdrawn (n:1) | Thousand Tons | 0 | 0 | 0 | 0 | 0 | 0 | 0 | 0
NODA Asbury SO2 Cap Annual v5.15 | 829 | 6598 | Rate Constraint in MTons | FALSE | L | Annual | Net Emissions Allowance Position | Thousand Tons | 0 | 0 | 0 | 0 | 0 | 0 | 0 | 0
NODA Asbury SO2 Cap Annual v5.15 | 829 | 6598 | Rate Constraint in MTons | FALSE | L | Annual | Fuel Consumed | TBtu | 0 | 0 | 0 | 0 | 0 | 0 | 0 | 0
NODA Asbury SO2 Cap Annual v5.15 | 829 | 6598 | Rate Constraint in MTons | FALSE | L | Annual | Rate | lb/MMBtu | 0 | 0 | 0 | 0 | 0 | 0 | 0 | 0
NODA Asbury SO2 Cap Annual v5.15 | 829 | 6598 | Rate Constraint in MTons | FALSE | L | Annual | Generation | TWh | 0 | 0 | 0 | 0 | 0 | 0 | 0 | 0
NODA Asbury SO2 Cap Annual v5.15 | 829 | 6598 | Rate Constraint in MTons | FALSE | L | Annual | Qualifying Generation | TWh | 0 | 0 | 0 | 0 | 0 | 0 | 0 | 0
NODA Asbury SO2 Cap Annual v5.15 | 829 | 6598 | Rate Constraint in MTons | FALSE | L | Annual | Rate | lb/MWh | 0 | 0 | 0 | 0 | 0 | 0 | 0 | 0
NODA Asbury SO2 Cap Annual v5.15 | 829 | 6598 | Rate Constraint in MTons | FALSE | L | Annual | Constraint Shadow Price | US2016$/Ton | 0 | 0 | 0 | 0 | 0 | 0 | 0 | 0
NODA Covanta Bristol 1 NOX Cap Annual v5.15 | 830 | 6604 | Rate Constraint in MTons | FALSE | L | Annual | Seasons Included | Seasons | Winter, WintShld, Summer | Winter, WintShld, Summer | Winter, WintShld, Summer | Winter, WintShld, Summer | Winter, WintShld, Summer | Winter, WintShld, Summer | Winter, WintShld, Summer | Winter, WintShld, Summer
NODA Covanta Bristol 1 NOX Cap Annual v5.15 | 830 | 6604 | Rate Constraint in MTons | FALSE | L | Annual | Standard NOX | Thousand Tons | 0.112 | 0.112 | 0.112 | 0.112 | 0.112 | 0.112 | 0.112 | 0.112
NODA Covanta Bristol 1 NOX Cap Annual v5.15 | 830 | 6604 | Rate Constraint in MTons | FALSE | L | Annual | Emissions at Affected Plants NOX | Thousand Tons | 0.112 | 0.112 | 0.112 | 0.112 | 0.112 | 0.112 | 0.112 | 0.112
NODA Covanta Bristol 1 NOX Cap Annual v5.15 | 830 | 6604 | Rate Constraint in MTons | FALSE | L | Annual | Allowances Purchased NOX | Thousand Tons | 0 | 0 | 0 | 0 | 0 | 0 | 0 | 0
NODA Covanta Bristol 1 NOX Cap Annual v5.15 | 830 | 6604 | Rate Constraint in MTons | FALSE | L | Annual | Allowances Sold NOX | Thousand Tons | 0 | 0 | 0 | 0 | 0 | 0 | 0 | 0
NODA Covanta Bristol 1 NOX Cap Annual v5.15 | 830 | 6604 | Rate Constraint in MTons | FALSE | L | Annual | Allowances Banked | Thousand Tons | 0 | 0 | 0 | 0 | 0 | 0 | 0 | 0
NODA Covanta Bristol 1 NOX Cap Annual v5.15 | 830 | 6604 | Rate Constraint in MTons | FALSE | L | Annual | Allowances Withdrawn (1:1) | Thousand Tons | 0 | 0 | 0 | 0 | 0 | 0 | 0 | 0
NODA Covanta Bristol 1 NOX Cap Annual v5.15 | 830 | 6604 | Rate Constraint in MTons | FALSE | L | Annual | Allowances Withdrawn (n:1) | Thousand Tons | 0 | 0 | 0 | 0 | 0 | 0 | 0 | 0
NODA Covanta Bristol 1 NOX Cap Annual v5.15 | 830 | 6604 | Rate Constraint in MTons | FALSE | L | Annual | Net Emissions Allowance Position | Thousand Tons | 0.112 | 0.112 | 0.112 | 0.112 | 0.112 | 0.112 | 0.112 | 0.112
NODA Covanta Bristol 1 NOX Cap Annual v5.15 | 830 | 6604 | Rate Constraint in MTons | FALSE | L | Annual | Fuel Consumed | TBtu | 0.58828 | 0.58828 | 0.58828 | 0.58828 | 0.58828 | 0.58828 | 0.58828 | 0.58828
NODA Covanta Bristol 1 NOX Cap Annual v5.15 | 830 | 6604 | Rate Constraint in MTons | FALSE | L | Annual | Rate | lb/MMBtu | 0.38077 | 0.38077 | 0.38077 | 0.38077 | 0.38077 | 0.38077 | 0.38077 | 0.38077
NODA Covanta Bristol 1 NOX Cap Annual v5.15 | 830 | 6604 | Rate Constraint in MTons | FALSE | L | Annual | Generation | TWh | 0.031415 | 0.031415 | 0.031415 | 0.031415 | 0.031415 | 0.031415 | 0.031415 | 0.031415
NODA Covanta Bristol 1 NOX Cap Annual v5.15 | 830 | 6604 | Rate Constraint in MTons | FALSE | L | Annual | Qualifying Generation | TWh | 0.031415 | 0.031415 | 0.031415 | 0.031415 | 0.031415 | 0.031415 | 0.031415 | 0.031415
NODA Covanta Bristol 1 NOX Cap Annual v5.15 | 830 | 6604 | Rate Constraint in MTons | FALSE | L | Annual | Rate | lb/MWh | 7.1303 | 7.1303 | 7.1303 | 7.1303 | 7.1303 | 7.1303 | 7.1303 | 7.1303
NODA Covanta Bristol 1 NOX Cap Annual v5.15 | 830 | 6604 | Rate Constraint in MTons | FALSE | L | Annual | Constraint Shadow Price | US2016$/Ton | 5960.102 | 6902.9522 | 7189.7749 | 6524.454 | 6102.2222 | 6087.4409 | 6030.8109 | 5520.7433
NODA Covanta Bristol 2 NOX Cap Annual v5.15 | 831 | 6605 | Rate Constraint in MTons | FALSE | L | Annual | Seasons Included | Seasons | Winter, WintShld, Summer | Winter, WintShld, Summer | Winter, WintShld, Summer | Winter, WintShld, Summer | Winter, WintShld, Summer | Winter, WintShld, Summer | Winter, WintShld, Summer | Winter, WintShld, Summer
NODA Covanta Bristol 2 NOX Cap Annual v5.15 | 831 | 6605 | Rate Constraint in MTons | FALSE | L | Annual | Standard NOX | Thousand Tons | 0.1917 | 0.1917 | 0.1917 | 0.1917 | 0.1917 | 0.1917 | 0.1917 | 0.1917
NODA Covanta Bristol 2 NOX Cap Annual v5.15 | 831 | 6605 | Rate Constraint in MTons | FALSE | L | Annual | Emissions at Affected Plants NOX | Thousand Tons | 0.1917 | 0.1917 | 0.1917 | 0.1917 | 0.1917 | 0.1917 | 0.1917 | 0.1917
NODA Covanta Bristol 2 NOX Cap Annual v5.15 | 831 | 6605 | Rate Constraint in MTons | FALSE | L | Annual | Allowances Purchased NOX | Thousand Tons | 0 | 0 | 0 | 0 | 0 | 0 | 0 | 0
NODA Covanta Bristol 2 NOX Cap Annual v5.15 | 831 | 6605 | Rate Constraint in MTons | FALSE | L | Annual | Allowances Sold NOX | Thousand Tons | 0 | 0 | 0 | 0 | 0 | 0 | 0 | 0
NODA Covanta Bristol 2 NOX Cap Annual v5.15 | 831 | 6605 | Rate Constraint in MTons | FALSE | L | Annual | Allowances Banked | Thousand Tons | 0 | 0 | 0 | 0 | 0 | 0 | 0 | 0
NODA Covanta Bristol 2 NOX Cap Annual v5.15 | 831 | 6605 | Rate Constraint in MTons | FALSE | L | Annual | Allowances Withdrawn (1:1) | Thousand Tons | 0 | 0 | 0 | 0 | 0 | 0 | 0 | 0
NODA Covanta Bristol 2 NOX Cap Annual v5.15 | 831 | 6605 | Rate Constraint in MTons | FALSE | L | Annual | Allowances Withdrawn (n:1) | Thousand Tons | 0 | 0 | 0 | 0 | 0 | 0 | 0 | 0
NODA Covanta Bristol 2 NOX Cap Annual v5.15 | 831 | 6605 | Rate Constraint in MTons | FALSE | L | Annual | Net Emissions Allowance Position | Thousand Tons | 0.1917 | 0.1917 | 0.1917 | 0.1917 | 0.1917 | 0.1917 | 0.1917 | 0.1917
NODA Covanta Bristol 2 NOX Cap Annual v5.15 | 831 | 6605 | Rate Constraint in MTons | FALSE | L | Annual | Fuel Consumed | TBtu | 0.89806 | 0.89806 | 0.89806 | 0.89806 | 0.89806 | 0.89806 | 0.89806 | 0.89806
NODA Covanta Bristol 2 NOX Cap Annual v5.15 | 831 | 6605 | Rate Constraint in MTons | FALSE | L | Annual | Rate | lb/MMBtu | 0.42692 | 0.42692 | 0.42692 | 0.42692 | 0.42692 | 0.42692 | 0.42692 | 0.42692
NODA Covanta Bristol 2 NOX Cap Annual v5.15 | 831 | 6605 | Rate Constraint in MTons | FALSE | L | Annual | Generation | TWh | 0.047958 | 0.047958 | 0.047958 | 0.047958 | 0.047958 | 0.047958 | 0.047958 | 0.047958
NODA Covanta Bristol 2 NOX Cap Annual v5.15 | 831 | 6605 | Rate Constraint in MTons | FALSE | L | Annual | Qualifying Generation | TWh | 0.047958 | 0.047958 | 0.047958 | 0.047958 | 0.047958 | 0.047958 | 0.047958 | 0.047958
NODA Covanta Bristol 2 NOX Cap Annual v5.15 | 831 | 6605 | Rate Constraint in MTons | FALSE | L | Annual | Rate | lb/MWh | 7.9945 | 7.9945 | 7.9945 | 7.9945 | 7.9945 | 7.9945 | 7.9945 | 7.9945
NODA Covanta Bristol 2 NOX Cap Annual v5.15 | 831 | 6605 | Rate Constraint in MTons | FALSE | L | Annual | Constraint Shadow Price | US2016$/Ton | 4737.302 | 5611.9551 | 5540.8074 | 5293.9507 | 4448.922 | 3598.5433 | 3425.8909 | 1835.1312
NODA Covanta Mid-Connecticut NOX Cap Annual v5.15 | 832 | 6612 | Rate Constraint in MTons | FALSE | L | Annual | Seasons Included | Seasons | Winter, WintShld, Summer | Winter, WintShld, Summer | Winter, WintShld, Summer | Winter, WintShld, Summer | Winter, WintShld, Summer | Winter, WintShld, Summer | Winter, WintShld, Summer | Winter, WintShld, Summer
NODA Covanta Mid-Connecticut NOX Cap Annual v5.15 | 832 | 6612 | Rate Constraint in MTons | FALSE | L | Annual | Standard NOX | Thousand Tons | 1.26 | 1.26 | 1.26 | 1.26 | 1.26 | 1.26 | 1.26 | 1.26
NODA Covanta Mid-Connecticut NOX Cap Annual v5.15 | 832 | 6612 | Rate Constraint in MTons | FALSE | L | Annual | Emissions at Affected Plants NOX | Thousand Tons | 1.2124 | 1.2124 | 1.2124 | 1.2124 | 1.2124 | 1.2124 | 1.2124 | 1.2124
NODA Covanta Mid-Connecticut NOX Cap Annual v5.15 | 832 | 6612 | Rate Constraint in MTons | FALSE | L | Annual | Allowances Purchased NOX | Thousand Tons | 0 | 0 | 0 | 0 | 0 | 0 | 0 | 0
NODA Covanta Mid-Connecticut NOX Cap Annual v5.15 | 832 | 6612 | Rate Constraint in MTons | FALSE | L | Annual | Allowances Sold NOX | Thousand Tons | 0 | 0 | 0 | 0 | 0 | 0 | 0 | 0
NODA Covanta Mid-Connecticut NOX Cap Annual v5.15 | 832 | 6612 | Rate Constraint in MTons | FALSE | L | Annual | Allowances Banked | Thousand Tons | 0 | 0 | 0 | 0 | 0 | 0 | 0 | 0
NODA Covanta Mid-Connecticut NOX Cap Annual v5.15 | 832 | 6612 | Rate Constraint in MTons | FALSE | L | Annual | Allowances Withdrawn (1:1) | Thousand Tons | 0 | 0 | 0 | 0 | 0 | 0 | 0 | 0
NODA Covanta Mid-Connecticut NOX Cap Annual v5.15 | 832 | 6612 | Rate Constraint in MTons | FALSE | L | Annual | Allowances Withdrawn (n:1) | Thousand Tons | 0 | 0 | 0 | 0 | 0 | 0 | 0 | 0
NODA Covanta Mid-Connecticut NOX Cap Annual v5.15 | 832 | 6612 | Rate Constraint in MTons | FALSE | L | Annual | Net Emissions Allowance Position | Thousand Tons | 1.2124 | 1.2124 | 1.2124 | 1.2124 | 1.2124 | 1.2124 | 1.2124 | 1.2124
NODA Covanta Mid-Connecticut NOX Cap Annual v5.15 | 832 | 6612 | Rate Constraint in MTons | FALSE | L | Annual | Fuel Consumed | TBtu | 8.7565 | 8.7565 | 8.7565 | 8.7565 | 8.7565 | 8.7565 | 8.7565 | 8.7565
NODA Covanta Mid-Connecticut NOX Cap Annual v5.15 | 832 | 6612 | Rate Constraint in MTons | FALSE | L | Annual | Rate | lb/MMBtu | 0.27692 | 0.27692 | 0.27692 | 0.27692 | 0.27692 | 0.27692 | 0.27692 | 0.27692
NODA Covanta Mid-Connecticut NOX Cap Annual v5.15 | 832 | 6612 | Rate Constraint in MTons | FALSE | L | Annual | Generation | TWh | 0.44045 | 0.44045 | 0.44045 | 0.44045 | 0.44045 | 0.44045 | 0.44045 | 0.44045
NODA Covanta Mid-Connecticut NOX Cap Annual v5.15 | 832 | 6612 | Rate Constraint in MTons | FALSE | L | Annual | Qualifying Generation | TWh | 0.44045 | 0.44045 | 0.44045 | 0.44045 | 0.44045 | 0.44045 | 0.44045 | 0.44045
NODA Covanta Mid-Connecticut NOX Cap Annual v5.15 | 832 | 6612 | Rate Constraint in MTons | FALSE | L | Annual | Rate | lb/MWh | 5.5054 | 5.5054 | 5.5054 | 5.5054 | 5.5054 | 5.5054 | 5.5054 | 5.5054
NODA Covanta Mid-Connecticut NOX Cap Annual v5.15 | 832 | 6612 | Rate Constraint in MTons | FALSE | L | Annual | Constraint Shadow Price | US2016$/Ton | 0 | 0 | 0 | 0 | 0 | 0 | 0 | 0
NODA G G Allen NOx Cap Annual v5.15 | 833 | 6601 | Rate Constraint in MTons | FALSE | L | Annual | Seasons Included | Seasons | Winter, WintShld, Summer | Winter, WintShld, Summer | Winter, WintShld, Summer | Winter, WintShld, Summer | Winter, WintShld, Summer | Winter, WintShld, Summer | Winter, WintShld, Summer | Winter, WintShld, Summer
NODA G G Allen NOx Cap Annual v5.15 | 833 | 6601 | Rate Constraint in MTons | FALSE | L | Annual | Standard NOX | Thousand Tons | 0.6 | 0.6 | 0.6 | 0.6 | 0.6 | 0.6 | 0.6 | 0.6
NODA G G Allen NOx Cap Annual v5.15 | 833 | 6601 | Rate Constraint in MTons | FALSE | L | Annual | Emissions at Affected Plants NOX | Thousand Tons | 0 | 0 | 0 | 0 | 0 | 0 | 0 | 0
NODA G G Allen NOx Cap Annual v5.15 | 833 | 6601 | Rate Constraint in MTons | FALSE | L | Annual | Allowances Purchased NOX | Thousand Tons | 0 | 0 | 0 | 0 | 0 | 0 | 0 | 0
NODA G G Allen NOx Cap Annual v5.15 | 833 | 6601 | Rate Constraint in MTons | FALSE | L | Annual | Allowances Sold NOX | Thousand Tons | 0 | 0 | 0 | 0 | 0 | 0 | 0 | 0
NODA G G Allen NOx Cap Annual v5.15 | 833 | 6601 | Rate Constraint in MTons | FALSE | L | Annual | Allowances Banked | Thousand Tons | 0 | 0 | 0 | 0 | 0 | 0 | 0 | 0
NODA G G Allen NOx Cap Annual v5.15 | 833 | 6601 | Rate Constraint in MTons | FALSE | L | Annual | Allowances Withdrawn (1:1) | Thousand Tons | 0 | 0 | 0 | 0 | 0 | 0 | 0 | 0
NODA G G Allen NOx Cap Annual v5.15 | 833 | 6601 | Rate Constraint in MTons | FALSE | L | Annual | Allowances Withdrawn (n:1) | Thousand Tons | 0 | 0 | 0 | 0 | 0 | 0 | 0 | 0
NODA G G Allen NOx Cap Annual v5.15 | 833 | 6601 | Rate Constraint in MTons | FALSE | L | Annual | Net Emissions Allowance Position | Thousand Tons | 0 | 0 | 0 | 0 | 0 | 0 | 0 | 0
NODA G G Allen NOx Cap Annual v5.15 | 833 | 6601 | Rate Constraint in MTons | FALSE | L | Annual | Fuel Consumed | TBtu | 0 | 0 | 0 | 0 | 0 | 0 | 0 | 0
NODA G G Allen NOx Cap Annual v5.15 | 833 | 6601 | Rate Constraint in MTons | FALSE | L | Annual | Rate | lb/MMBtu | 0 | 0 | 0 | 0 | 0 | 0 | 0 | 0
NODA G G Allen NOx Cap Annual v5.15 | 833 | 6601 | Rate Constraint in MTons | FALSE | L | Annual | Generation | TWh | 0 | 0 | 0 | 0 | 0 | 0 | 0 | 0
NODA G G Allen NOx Cap Annual v5.15 | 833 | 6601 | Rate Constraint in MTons | FALSE | L | Annual | Qualifying Generation | TWh | 0 | 0 | 0 | 0 | 0 | 0 | 0 | 0
NODA G G Allen NOx Cap Annual v5.15 | 833 | 6601 | Rate Constraint in MTons | FALSE | L | Annual | Rate | lb/MWh | 0 | 0 | 0 | 0 | 0 | 0 | 0 | 0
NODA G G Allen NOx Cap Annual v5.15 | 833 | 6601 | Rate Constraint in MTons | FALSE | L | Annual | Constraint Shadow Price | US2016$/Ton | 0 | 0 | 0 | 0 | 0 | 0 | 0 | 0
NODA Greene County NOx Cap Annual v5.15 | 834 | 6600 | Rate Constraint in MTons | FALSE | L | Annual | Seasons Included | Seasons | Winter, WintShld, Summer | Winter, WintShld, Summer | Winter, WintShld, Summer | Winter, WintShld, Summer | Winter, WintShld, Summer | Winter, WintShld, Summer | Winter, WintShld, Summer | Winter, WintShld, Summer
NODA Greene County NOx Cap Annual v5.15 | 834 | 6600 | Rate Constraint in MTons | FALSE | L | Annual | Standard NOX | Thousand Tons | 4.79 | 4.79 | 4.79 | 4.79 | 4.79 | 4.79 | 4.79 | 4.79
NODA Greene County NOx Cap Annual v5.15 | 834 | 6600 | Rate Constraint in MTons | FALSE | L | Annual | Emissions at Affected Plants NOX | Thousand Tons | 0.52051 | 0.42597 | 0.41784 | 0.56603 | 0.87504 | 0.59199 | 0.44221 | 0.31096
NODA Greene County NOx Cap Annual v5.15 | 834 | 6600 | Rate Constraint in MTons | FALSE | L | Annual | Allowances Purchased NOX | Thousand Tons | 0 | 0 | 0 | 0 | 0 | 0 | 0 | 0
NODA Greene County NOx Cap Annual v5.15 | 834 | 6600 | Rate Constraint in MTons | FALSE | L | Annual | Allowances Sold NOX | Thousand Tons | 0 | 0 | 0 | 0 | 0 | 0 | 0 | 0
NODA Greene County NOx Cap Annual v5.15 | 834 | 6600 | Rate Constraint in MTons | FALSE | L | Annual | Allowances Banked | Thousand Tons | 0 | 0 | 0 | 0 | 0 | 0 | 0 | 0
NODA Greene County NOx Cap Annual v5.15 | 834 | 6600 | Rate Constraint in MTons | FALSE | L | Annual | Allowances Withdrawn (1:1) | Thousand Tons | 0 | 0 | 0 | 0 | 0 | 0 | 0 | 0
NODA Greene County NOx Cap Annual v5.15 | 834 | 6600 | Rate Constraint in MTons | FALSE | L | Annual | Allowances Withdrawn (n:1) | Thousand Tons | 0 | 0 | 0 | 0 | 0 | 0 | 0 | 0
NODA Greene County NOx Cap Annual v5.15 | 834 | 6600 | Rate Constraint in MTons | FALSE | L | Annual | Net Emissions Allowance Position | Thousand Tons | 0.52051 | 0.42597 | 0.41784 | 0.56603 | 0.87504 | 0.59199 | 0.44221 | 0.31096
NODA Greene County NOx Cap Annual v5.15 | 834 | 6600 | Rate Constraint in MTons | FALSE | L | Annual | Fuel Consumed | TBtu | 8.592 | 6.9826 | 6.8442 | 9.2947 | 14.375 | 9.6553 | 7.2867 | 5.1201
NODA Greene County NOx Cap Annual v5.15 | 834 | 6600 | Rate Constraint in MTons | FALSE | L | Annual | Rate | lb/MMBtu | 0.12116 | 0.12201 | 0.1221 | 0.1218 | 0.12175 | 0.12263 | 0.12137 | 0.12147
NODA Greene County NOx Cap Annual v5.15 | 834 | 6600 | Rate Constraint in MTons | FALSE | L | Annual | Generation | TWh | 0.85332 | 0.69427 | 0.6806 | 0.9239 | 1.4288 | 0.96082 | 0.7239 | 0.50872
NODA Greene County NOx Cap Annual v5.15 | 834 | 6600 | Rate Constraint in MTons | FALSE | L | Annual | Qualifying Generation | TWh | 0.85332 | 0.69427 | 0.6806 | 0.9239 | 1.4288 | 0.96082 | 0.7239 | 0.50872
NODA Greene County NOx Cap Annual v5.15 | 834 | 6600 | Rate Constraint in MTons | FALSE | L | Annual | Rate | lb/MWh | 1.22 | 1.2271 | 1.2279 | 1.2253 | 1.2249 | 1.2323 | 1.2218 | 1.2225
NODA Greene County NOx Cap Annual v5.15 | 834 | 6600 | Rate Constraint in MTons | FALSE | L | Annual | Constraint Shadow Price | US2016$/Ton | 0 | 0 | 0 | 0 | 0 | 0 | 0 | 0
NODA Kemper County IGCC SO2 Cap Annual v5.15 | 835 | 6613 | Rate Constraint in MTons | FALSE | L | Annual | Seasons Included | Seasons | Winter, WintShld, Summer | Winter, WintShld, Summer | Winter, WintShld, Summer | Winter, WintShld, Summer | Winter, WintShld, Summer | Winter, WintShld, Summer | Winter, WintShld, Summer | Winter, WintShld, Summer
NODA Kemper County IGCC SO2 Cap Annual v5.15 | 835 | 6613 | Rate Constraint in MTons | FALSE | L | Annual | Standard SO2 | Thousand Tons | 0.116 | 0.116 | 0.116 | 0.116 | 0.116 | 0.116 | 0.116 | 0.116
NODA Kemper County IGCC SO2 Cap Annual v5.15 | 835 | 6613 | Rate Constraint in MTons | FALSE | L | Annual | Emissions at Affected Plants SO2 | Thousand Tons | 0 | 0 | 0 | 0 | 0 | 0 | 0 | 0
NODA Kemper County IGCC SO2 Cap Annual v5.15 | 835 | 6613 | Rate Constraint in MTons | FALSE | L | Annual | Allowances Purchased SO2 | Thousand Tons | 0 | 0 | 0 | 0 | 0 | 0 | 0 | 0
NODA Kemper County IGCC SO2 Cap Annual v5.15 | 835 | 6613 | Rate Constraint in MTons | FALSE | L | Annual | Allowances Sold SO2 | Thousand Tons | 0 | 0 | 0 | 0 | 0 | 0 | 0 | 0
NODA Kemper County IGCC SO2 Cap Annual v5.15 | 835 | 6613 | Rate Constraint in MTons | FALSE | L | Annual | Allowances Banked | Thousand Tons | 0 | 0 | 0 | 0 | 0 | 0 | 0 | 0
NODA Kemper County IGCC SO2 Cap Annual v5.15 | 835 | 6613 | Rate Constraint in MTons | FALSE | L | Annual | Allowances Withdrawn (1:1) | Thousand Tons | 0 | 0 | 0 | 0 | 0 | 0 | 0 | 0
NODA Kemper County IGCC SO2 Cap Annual v5.15 | 835 | 6613 | Rate Constraint in MTons | FALSE | L | Annual | Allowances Withdrawn (n:1) | Thousand Tons | 0 | 0 | 0 | 0 | 0 | 0 | 0 | 0
NODA Kemper County IGCC SO2 Cap Annual v5.15 | 835 | 6613 | Rate Constraint in MTons | FALSE | L | Annual | Net Emissions Allowance Position | Thousand Tons | 0 | 0 | 0 | 0 | 0 | 0 | 0 | 0
NODA Kemper County IGCC SO2 Cap Annual v5.15 | 835 | 6613 | Rate Constraint in MTons | FALSE | L | Annual | Fuel Consumed | TBtu | 3.7463 | 0 | 0 | 0 | 0 | 0 | 0 | 0
NODA Kemper County IGCC SO2 Cap Annual v5.15 | 835 | 6613 | Rate Constraint in MTons | FALSE | L | Annual | Rate | lb/MMBtu | 0 | 0 | 0 | 0 | 0 | 0 | 0 | 0
NODA Kemper County IGCC SO2 Cap Annual v5.15 | 835 | 6613 | Rate Constraint in MTons | FALSE | L | Annual | Generation | TWh | 0.35012 | 0 | 0 | 0 | 0 | 0 | 0 | 0
NODA Kemper County IGCC SO2 Cap Annual v5.15 | 835 | 6613 | Rate Constraint in MTons | FALSE | L | Annual | Qualifying Generation | TWh | 0.35012 | 0 | 0 | 0 | 0 | 0 | 0 | 0
NODA Kemper County IGCC SO2 Cap Annual v5.15 | 835 | 6613 | Rate Constraint in MTons | FALSE | L | Annual | Rate | lb/MWh | 0 | 0 | 0 | 0 | 0 | 0 | 0 | 0
NODA Kemper County IGCC SO2 Cap Annual v5.15 | 835 | 6613 | Rate Constraint in MTons | FALSE | L | Annual | Constraint Shadow Price | US2016$/Ton | 0 | 0 | 0 | 0 | 0 | 0 | 0 | 0
NODA Marshalltown NOx Cap Annual v5.15 | 836 | 7006 | Rate Constraint in MTons | FALSE | L | Annual | Seasons Included | Seasons | Winter, WintShld, Summer | Winter, WintShld, Summer | Winter, WintShld, Summer | Winter, WintShld, Summer | Winter, WintShld, Summer | Winter, WintShld, Summer | Winter, WintShld, Summer | Winter, WintShld, Summer
NODA Marshalltown NOx Cap Annual v5.15 | 836 | 7006 | Rate Constraint in MTons | FALSE | L | Annual | Standard NOX | Thousand Tons | 0.229 | 0.229 | 0.229 | 0.229 | 0.229 | 0.229 | 0.229 | 0.229
NODA Marshalltown NOx Cap Annual v5.15 | 836 | 7006 | Rate Constraint in MTons | FALSE | L | Annual | Emissions at Affected Plants NOX | Thousand Tons | 0.13083 | 0.13083 | 0.13083 | 0.13083 | 0.13083 | 0.13083 | 0.10105 | 0.10388
NODA Marshalltown NOx Cap Annual v5.15 | 836 | 7006 | Rate Constraint in MTons | FALSE | L | Annual | Allowances Purchased NOX | Thousand Tons | 0 | 0 | 0 | 0 | 0 | 0 | 0 | 0
NODA Marshalltown NOx Cap Annual v5.15 | 836 | 7006 | Rate Constraint in MTons | FALSE | L | Annual | Allowances Sold NOX | Thousand Tons | 0 | 0 | 0 | 0 | 0 | 0 | 0 | 0
NODA Marshalltown NOx Cap Annual v5.15 | 836 | 7006 | Rate Constraint in MTons | FALSE | L | Annual | Allowances Banked | Thousand Tons | 0 | 0 | 0 | 0 | 0 | 0 | 0 | 0
NODA Marshalltown NOx Cap Annual v5.15 | 836 | 7006 | Rate Constraint in MTons | FALSE | L | Annual | Allowances Withdrawn (1:1) | Thousand Tons | 0 | 0 | 0 | 0 | 0 | 0 | 0 | 0
NODA Marshalltown NOx Cap Annual v5.15 | 836 | 7006 | Rate Constraint in MTons | FALSE | L | Annual | Allowances Withdrawn (n:1) | Thousand Tons | 0 | 0 | 0 | 0 | 0 | 0 | 0 | 0
NODA Marshalltown NOx Cap Annual v5.15 | 836 | 7006 | Rate Constraint in MTons | FALSE | L | Annual | Net Emissions Allowance Position | Thousand Tons | 0.13083 | 0.13083 | 0.13083 | 0.13083 | 0.13083 | 0.13083 | 0.10105 | 0.10388
NODA Marshalltown NOx Cap Annual v5.15 | 836 | 7006 | Rate Constraint in MTons | FALSE | L | Annual | Fuel Consumed | TBtu | 30.2845 | 30.2845 | 30.2845 | 30.2845 | 30.2845 | 30.2845 | 23.3915 | 24.0452
NODA Marshalltown NOx Cap Annual v5.15 | 836 | 7006 | Rate Constraint in MTons | FALSE | L | Annual | Rate | lb/MMBtu | 0.00864 | 0.00864 | 0.00864 | 0.00864 | 0.00864 | 0.00864 | 0.00864 | 0.00864
NODA Marshalltown NOx Cap Annual v5.15 | 836 | 7006 | Rate Constraint in MTons | FALSE | L | Annual | Generation | TWh | 4.8455 | 4.8455 | 4.8455 | 4.8455 | 4.8455 | 4.8455 | 3.7426 | 3.8472
NODA Marshalltown NOx Cap Annual v5.15 | 836 | 7006 | Rate Constraint in MTons | FALSE | L | Annual | Qualifying Generation | TWh | 4.8455 | 4.8455 | 4.8455 | 4.8455 | 4.8455 | 4.8455 | 3.7426 | 3.8472
NODA Marshalltown NOx Cap Annual v5.15 | 836 | 7006 | Rate Constraint in MTons | FALSE | L | Annual | Rate | lb/MWh | 0.054 | 0.054 | 0.054 | 0.054 | 0.054 | 0.054 | 0.054 | 0.054
NODA Marshalltown NOx Cap Annual v5.15 | 836 | 7006 | Rate Constraint in MTons | FALSE | L | Annual | Constraint Shadow Price | US2016$/Ton | 0 | 0 | 0 | 0 | 0 | 0 | 0 | 0
NODA Nacogdoches SO2 Cap Annual v5.15 | 837 | 6599 | Rate Constraint in MTons | FALSE | L | Annual | Seasons Included | Seasons | Winter, WintShld, Summer | Winter, WintShld, Summer | Winter, WintShld, Summer | Winter, WintShld, Summer | Winter, WintShld, Summer | Winter, WintShld, Summer | Winter, WintShld, Summer | Winter, WintShld, Summer
NODA Nacogdoches SO2 Cap Annual v5.15 | 837 | 6599 | Rate Constraint in MTons | FALSE | L | Annual | Standard SO2 | Thousand Tons | 0.277 | 0.277 | 0.277 | 0.277 | 0.277 | 0.277 | 0.277 | 0.277
NODA Nacogdoches SO2 Cap Annual v5.15 | 837 | 6599 | Rate Constraint in MTons | FALSE | L | Annual | Emissions at Affected Plants SO2 | Thousand Tons | 0 | 0 | 0 | 0 | 0 | 0 | 0 | 0
NODA Nacogdoches SO2 Cap Annual v5.15 | 837 | 6599 | Rate Constraint in MTons | FALSE | L | Annual | Allowances Purchased SO2 | Thousand Tons | 0 | 0 | 0 | 0 | 0 | 0 | 0 | 0
NODA Nacogdoches SO2 Cap Annual v5.15 | 837 | 6599 | Rate Constraint in MTons | FALSE | L | Annual | Allowances Sold SO2 | Thousand Tons | 0 | 0 | 0 | 0 | 0 | 0 | 0 | 0
NODA Nacogdoches SO2 Cap Annual v5.15 | 837 | 6599 | Rate Constraint in MTons | FALSE | L | Annual | Allowances Banked | Thousand Tons | 0 | 0 | 0 | 0 | 0 | 0 | 0 | 0
NODA Nacogdoches SO2 Cap Annual v5.15 | 837 | 6599 | Rate Constraint in MTons | FALSE | L | Annual | Allowances Withdrawn (1:1) | Thousand Tons | 0 | 0 | 0 | 0 | 0 | 0 | 0 | 0
NODA Nacogdoches SO2 Cap Annual v5.15 | 837 | 6599 | Rate Constraint in MTons | FALSE | L | Annual | Allowances Withdrawn (n:1) | Thousand Tons | 0 | 0 | 0 | 0 | 0 | 0 | 0 | 0
NODA Nacogdoches SO2 Cap Annual v5.15 | 837 | 6599 | Rate Constraint in MTons | FALSE | L | Annual | Net Emissions Allowance Position | Thousand Tons | 0 | 0 | 0 | 0 | 0 | 0 | 0 | 0
NODA Nacogdoches SO2 Cap Annual v5.15 | 837 | 6599 | Rate Constraint in MTons | FALSE | L | Annual | Fuel Consumed | TBtu | 0 | 0 | 0 | 0 | 0 | 0 | 0 | 0
NODA Nacogdoches SO2 Cap Annual v5.15 | 837 | 6599 | Rate Constraint in MTons | FALSE | L | Annual | Rate | lb/MMBtu | 0 | 0 | 0 | 0 | 0 | 0 | 0 | 0
NODA Nacogdoches SO2 Cap Annual v5.15 | 837 | 6599 | Rate Constraint in MTons | FALSE | L | Annual | Generation | TWh | 0 | 0 | 0 | 0 | 0 | 0 | 0 | 0
NODA Nacogdoches SO2 Cap Annual v5.15 | 837 | 6599 | Rate Constraint in MTons | FALSE | L | Annual | Qualifying Generation | TWh | 0 | 0 | 0 | 0 | 0 | 0 | 0 | 0
NODA Nacogdoches SO2 Cap Annual v5.15 | 837 | 6599 | Rate Constraint in MTons | FALSE | L | Annual | Rate | lb/MWh | 0 | 0 | 0 | 0 | 0 | 0 | 0 | 0
NODA Nacogdoches SO2 Cap Annual v5.15 | 837 | 6599 | Rate Constraint in MTons | FALSE | L | Annual | Constraint Shadow Price | US2016$/Ton | 0 | 0 | 0 | 0 | 0 | 0 | 0 | 0
NODA Newark NOx Cap Annual v5.15 | 838 | 6593 | Rate Constraint in MTons | FALSE | L | Annual | Seasons Included | Seasons | Winter, WintShld, Summer | Winter, WintShld, Summer | Winter, WintShld, Summer | Winter, WintShld, Summer | Winter, WintShld, Summer | Winter, WintShld, Summer | Winter, WintShld, Summer | Winter, WintShld, Summer
NODA Newark NOx Cap Annual v5.15 | 838 | 6593 | Rate Constraint in MTons | FALSE | L | Annual | Standard NOX | Thousand Tons | 0.278 | 0.278 | 0.278 | 0.278 | 0.278 | 0.278 | 0.278 | 0.278
NODA Newark NOx Cap Annual v5.15 | 838 | 6593 | Rate Constraint in MTons | FALSE | L | Annual | Emissions at Affected Plants NOX | Thousand Tons | 0.10627 | 0.11027 | 0.11027 | 0.11027 | 0.11027 | 0.11027 | 0.091835 | 0.091835
NODA Newark NOx Cap Annual v5.15 | 838 | 6593 | Rate Constraint in MTons | FALSE | L | Annual | Allowances Purchased NOX | Thousand Tons | 0 | 0 | 0 | 0 | 0 | 0 | 0 | 0
NODA Newark NOx Cap Annual v5.15 | 838 | 6593 | Rate Constraint in MTons | FALSE | L | Annual | Allowances Sold NOX | Thousand Tons | 0 | 0 | 0 | 0 | 0 | 0 | 0 | 0
NODA Newark NOx Cap Annual v5.15 | 838 | 6593 | Rate Constraint in MTons | FALSE | L | Annual | Allowances Banked | Thousand Tons | 0 | 0 | 0 | 0 | 0 | 0 | 0 | 0
NODA Newark NOx Cap Annual v5.15 | 838 | 6593 | Rate Constraint in MTons | FALSE | L | Annual | Allowances Withdrawn (1:1) | Thousand Tons | 0 | 0 | 0 | 0 | 0 | 0 | 0 | 0
NODA Newark NOx Cap Annual v5.15 | 838 | 6593 | Rate Constraint in MTons | FALSE | L | Annual | Allowances Withdrawn (n:1) | Thousand Tons | 0 | 0 | 0 | 0 | 0 | 0 | 0 | 0
NODA Newark NOx Cap Annual v5.15 | 838 | 6593 | Rate Constraint in MTons | FALSE | L | Annual | Net Emissions Allowance Position | Thousand Tons | 0.10627 | 0.11027 | 0.11027 | 0.11027 | 0.11027 | 0.11027 | 0.091835 | 0.091835
NODA Newark NOx Cap Annual v5.15 | 838 | 6593 | Rate Constraint in MTons | FALSE | L | Annual | Fuel Consumed | TBtu | 34.5044 | 35.8021 | 35.8021 | 35.8021 | 35.8021 | 35.8021 | 29.8166 | 29.8166
NODA Newark NOx Cap Annual v5.15 | 838 | 6593 | Rate Constraint in MTons | FALSE | L | Annual | Rate | lb/MMBtu | 0.00616 | 0.00616 | 0.00616 | 0.00616 | 0.00616 | 0.00616 | 0.00616 | 0.00616
NODA Newark NOx Cap Annual v5.15 | 838 | 6593 | Rate Constraint in MTons | FALSE | L | Annual | Generation | TWh | 4.8942 | 5.0783 | 5.0783 | 5.0783 | 5.0783 | 5.0783 | 4.2293 | 4.2293
NODA Newark NOx Cap Annual v5.15 | 838 | 6593 | Rate Constraint in MTons | FALSE | L | Annual | Qualifying Generation | TWh | 4.8942 | 5.0783 | 5.0783 | 5.0783 | 5.0783 | 5.0783 | 4.2293 | 4.2293
NODA Newark NOx Cap Annual v5.15 | 838 | 6593 | Rate Constraint in MTons | FALSE | L | Annual | Rate | lb/MWh | 0.043428 | 0.043428 | 0.043428 | 0.043428 | 0.043428 | 0.043428 | 0.043428 | 0.043428
NODA Newark NOx Cap Annual v5.15 | 838 | 6593 | Rate Constraint in MTons | FALSE | L | Annual | Constraint Shadow Price | US2016$/Ton | 0 | 0 | 0 | 0 | 0 | 0 | 0 | 0
NODA West Deptford NOx Cap Annual v5.15 | 839 | 6594 | Rate Constraint in MTons | FALSE | L | Annual | Seasons Included | Seasons | Winter, WintShld, Summer | Winter, WintShld, Summer | Winter, WintShld, Summer | Winter, WintShld, Summer | Winter, WintShld, Summer | Winter, WintShld, Summer | Winter, WintShld, Summer | Winter, WintShld, Summer
NODA West Deptford NOx Cap Annual v5.15 | 839 | 6594 | Rate Constraint in MTons | FALSE | L | Annual | Standard NOX | Thousand Tons | 0.717 | 0.717 | 0.717 | 0.717 | 0.717 | 0.717 | 0.717 | 0.717
NODA West Deptford NOx Cap Annual v5.15 | 839 | 6594 | Rate Constraint in MTons | FALSE | L | Annual | Emissions at Affected Plants NOX | Thousand Tons | 0.1093 | 0.11297 | 0.11297 | 0.11297 | 0.11297 | 0.11297 | 0.095187 | 0.094083
NODA West Deptford NOx Cap Annual v5.15 | 839 | 6594 | Rate Constraint in MTons | FALSE | L | Annual | Allowances Purchased NOX | Thousand Tons | 0 | 0 | 0 | 0 | 0 | 0 | 0 | 0
NODA West Deptford NOx Cap Annual v5.15 | 839 | 6594 | Rate Constraint in MTons | FALSE | L | Annual | Allowances Sold NOX | Thousand Tons | 0 | 0 | 0 | 0 | 0 | 0 | 0 | 0
NODA West Deptford NOx Cap Annual v5.15 | 839 | 6594 | Rate Constraint in MTons | FALSE | L | Annual | Allowances Banked | Thousand Tons | 0 | 0 | 0 | 0 | 0 | 0 | 0 | 0
NODA West Deptford NOx Cap Annual v5.15 | 839 | 6594 | Rate Constraint in MTons | FALSE | L | Annual | Allowances Withdrawn (1:1) | Thousand Tons | 0 | 0 | 0 | 0 | 0 | 0 | 0 | 0
NODA West Deptford NOx Cap Annual v5.15 | 839 | 6594 | Rate Constraint in MTons | FALSE | L | Annual | Allowances Withdrawn (n:1) | Thousand Tons | 0 | 0 | 0 | 0 | 0 | 0 | 0 | 0
NODA West Deptford NOx Cap Annual v5.15 | 839 | 6594 | Rate Constraint in MTons | FALSE | L | Annual | Net Emissions Allowance Position | Thousand Tons | 0.1093 | 0.11297 | 0.11297 | 0.11297 | 0.11297 | 0.11297 | 0.095187 | 0.094083
NODA West Deptford NOx Cap Annual v5.15 | 839 | 6594 | Rate Constraint in MTons | FALSE | L | Annual | Fuel Consumed | TBtu | 35.9547 | 37.161 | 37.161 | 37.161 | 37.161 | 37.161 | 31.3114 | 30.9484
NODA West Deptford NOx Cap Annual v5.15 | 839 | 6594 | Rate Constraint in MTons | FALSE | L | Annual | Rate | lb/MMBtu | 0.00608 | 0.00608 | 0.00608 | 0.00608 | 0.00608 | 0.00608 | 0.00608 | 0.00608
NODA West Deptford NOx Cap Annual v5.15 | 839 | 6594 | Rate Constraint in MTons | FALSE | L | Annual | Generation | TWh | 5.1 | 5.2711 | 5.2711 | 5.2711 | 5.2711 | 5.2711 | 4.4413 | 4.3898
NODA West Deptford NOx Cap Annual v5.15 | 839 | 6594 | Rate Constraint in MTons | FALSE | L | Annual | Qualifying Generation | TWh | 5.1 | 5.2711 | 5.2711 | 5.2711 | 5.2711 | 5.2711 | 4.4413 | 4.3898
NODA West Deptford NOx Cap Annual v5.15 | 839 | 6594 | Rate Constraint in MTons | FALSE | L | Annual | Rate | lb/MWh | 0.042864 | 0.042864 | 0.042864 | 0.042864 | 0.042864 | 0.042864 | 0.042864 | 0.042864
NODA West Deptford NOx Cap Annual v5.15 | 839 | 6594 | Rate Constraint in MTons | FALSE | L | Annual | Constraint Shadow Price | US2016$/Ton | 0 | 0 | 0 | 0 | 0 | 0 | 0 | 0
NODA Wheelabrator Lisbon 1 NOX Cap Annual v5.15 | 840 | 6611 | Rate Constraint in MTons | FALSE | L | Annual | Seasons Included | Seasons | Winter, WintShld, Summer | Winter, WintShld, Summer | Winter, WintShld, Summer | Winter, WintShld, Summer | Winter, WintShld, Summer | Winter, WintShld, Summer | Winter, WintShld, Summer | Winter, WintShld, Summer
NODA Wheelabrator Lisbon 1 NOX Cap Annual v5.15 | 840 | 6611 | Rate Constraint in MTons | FALSE | L | Annual | Standard NOX | Thousand Tons | 0.148 | 0.148 | 0.148 | 0.148 | 0.148 | 0.148 | 0.148 | 0.148
NODA Wheelabrator Lisbon 1 NOX Cap Annual v5.15 | 840 | 6611 | Rate Constraint in MTons | FALSE | L | Annual | Emissions at Affected Plants NOX | Thousand Tons | 0.148 | 0.148 | 0.148 | 0.148 | 0.148 | 0.148 | 0.148 | 0.148
NODA Wheelabrator Lisbon 1 NOX Cap Annual v5.15 | 840 | 6611 | Rate Constraint in MTons | FALSE | L | Annual | Allowances Purchased NOX | Thousand Tons | 0 | 0 | 0 | 0 | 0 | 0 | 0 | 0
NODA Wheelabrator Lisbon 1 NOX Cap Annual v5.15 | 840 | 6611 | Rate Constraint in MTons | FALSE | L | Annual | Allowances Sold NOX | Thousand Tons | 0 | 0 | 0 | 0 | 0 | 0 | 0 | 0
NODA Wheelabrator Lisbon 1 NOX Cap Annual v5.15 | 840 | 6611 | Rate Constraint in MTons | FALSE | L | Annual | Allowances Banked | Thousand Tons | 0 | 0 | 0 | 0 | 0 | 0 | 0 | 0
NODA Wheelabrator Lisbon 1 NOX Cap Annual v5.15 | 840 | 6611 | Rate Constraint in MTons | FALSE | L | Annual | Allowances Withdrawn (1:1) | Thousand Tons | 0 | 0 | 0 | 0 | 0 | 0 | 0 | 0
NODA Wheelabrator Lisbon 1 NOX Cap Annual v5.15 | 840 | 6611 | Rate Constraint in MTons | FALSE | L | Annual | Allowances Withdrawn (n:1) | Thousand Tons | 0 | 0 | 0 | 0 | 0 | 0 | 0 | 0
NODA Wheelabrator Lisbon 1 NOX Cap Annual v5.15 | 840 | 6611 | Rate Constraint in MTons | FALSE | L | Annual | Net Emissions Allowance Position | Thousand Tons | 0.148 | 0.148 | 0.148 | 0.148 | 0.148 | 0.148 | 0.148 | 0.148
NODA Wheelabrator Lisbon 1 NOX Cap Annual v5.15 | 840 | 6611 | Rate Constraint in MTons | FALSE | L | Annual | Fuel Consumed | TBtu | 0.91618 | 0.91618 | 0.91618 | 0.91618 | 0.91618 | 0.91618 | 0.91618 | 0.91618
NODA Wheelabrator Lisbon 1 NOX Cap Annual v5.15 | 840 | 6611 | Rate Constraint in MTons | FALSE | L | Annual | Rate | lb/MMBtu | 0.32308 | 0.32308 | 0.32308 | 0.32308 | 0.32308 | 0.32308 | 0.32308 | 0.32308
NODA Wheelabrator Lisbon 1 NOX Cap Annual v5.15 | 840 | 6611 | Rate Constraint in MTons | FALSE | L | Annual | Generation | TWh | 0.049972 | 0.049972 | 0.049972 | 0.049972 | 0.049972 | 0.049972 | 0.049972 | 0.049972
NODA Wheelabrator Lisbon 1 NOX Cap Annual v5.15 | 840 | 6611 | Rate Constraint in MTons | FALSE | L | Annual | Qualifying Generation | TWh | 0.049972 | 0.049972 | 0.049972 | 0.049972 | 0.049972 | 0.049972 | 0.049972 | 0.049972
NODA Wheelabrator Lisbon 1 NOX Cap Annual v5.15 | 840 | 6611 | Rate Constraint in MTons | FALSE | L | Annual | Rate | lb/MWh | 5.9233 | 5.9233 | 5.9233 | 5.9233 | 5.9233 | 5.9233 | 5.9233 | 5.9233
NODA Wheelabrator Lisbon 1 NOX Cap Annual v5.15 | 840 | 6611 | Rate Constraint in MTons | FALSE | L | Annual | Constraint Shadow Price | US2016$/Ton | 7574.903 | 8875.5792 | 8699.2879 | 8616.4154 | 7872.1825 | 7495.4282 | 7528.9449 | 6960.9102
NODA WheelabratorBridgeport 1 NOX Cap Annual v5.15 | 841 | 6608 | Rate Constraint in MTons | FALSE | L | Annual | Seasons Included | Seasons | Winter, WintShld, Summer | Winter, WintShld, Summer | Winter, WintShld, Summer | Winter, WintShld, Summer | Winter, WintShld, Summer | Winter, WintShld, Summer | Winter, WintShld, Summer | Winter, WintShld, Summer
NODA WheelabratorBridgeport 1 NOX Cap Annual v5.15 | 841 | 6608 | Rate Constraint in MTons | FALSE | L | Annual | Standard NOX | Thousand Tons | 0.501 | 0.501 | 0.501 | 0.501 | 0.501 | 0.501 | 0.501 | 0.501
NODA WheelabratorBridgeport 1 NOX Cap Annual v5.15 | 841 | 6608 | Rate Constraint in MTons | FALSE | L | Annual | Emissions at Affected Plants NOX | Thousand Tons | 0.42643 | 0.42643 | 0.42643 | 0.42643 | 0.42643 | 0.42643 | 0.42643 | 0.42643
NODA WheelabratorBridgeport 1 NOX Cap Annual v5.15 | 841 | 6608 | Rate Constraint in MTons | FALSE | L | Annual | Allowances Purchased NOX | Thousand Tons | 0 | 0 | 0 | 0 | 0 | 0 | 0 | 0
NODA WheelabratorBridgeport 1 NOX Cap Annual v5.15 | 841 | 6608 | Rate Constraint in MTons | FALSE | L | Annual | Allowances Sold NOX | Thousand Tons | 0 | 0 | 0 | 0 | 0 | 0 | 0 | 0
NODA WheelabratorBridgeport 1 NOX Cap Annual v5.15 | 841 | 6608 | Rate Constraint in MTons | FALSE | L | Annual | Allowances Banked | Thousand Tons | 0 | 0 | 0 | 0 | 0 | 0 | 0 | 0
NODA WheelabratorBridgeport 1 NOX Cap Annual v5.15 | 841 | 6608 | Rate Constraint in MTons | FALSE | L | Annual | Allowances Withdrawn (1:1) | Thousand Tons | 0 | 0 | 0 | 0 | 0 | 0 | 0 | 0
NODA WheelabratorBridgeport 1 NOX Cap Annual v5.15 | 841 | 6608 | Rate Constraint in MTons | FALSE | L | Annual | Allowances Withdrawn (n:1) | Thousand Tons | 0 | 0 | 0 | 0 | 0 | 0 | 0 | 0
NODA WheelabratorBridgeport 1 NOX Cap Annual v5.15 | 841 | 6608 | Rate Constraint in MTons | FALSE | L | Annual | Net Emissions Allowance Position | Thousand Tons | 0.42643 | 0.42643 | 0.42643 | 0.42643 | 0.42643 | 0.42643 | 0.42643 | 0.42643
NODA WheelabratorBridgeport 1 NOX Cap Annual v5.15 | 841 | 6608 | Rate Constraint in MTons | FALSE | L | Annual | Fuel Consumed | TBtu | 2.3998 | 2.3998 | 2.3998 | 2.3998 | 2.3998 | 2.3998 | 2.3998 | 2.3998
NODA WheelabratorBridgeport 1 NOX Cap Annual v5.15 | 841 | 6608 | Rate Constraint in MTons | FALSE | L | Annual | Rate | lb/MMBtu | 0.35539 | 0.35539 | 0.35539 | 0.35539 | 0.35539 | 0.35539 | 0.35539 | 0.35539
NODA WheelabratorBridgeport 1 NOX Cap Annual v5.15 | 841 | 6608 | Rate Constraint in MTons | FALSE | L | Annual | Generation | TWh | 0.14311 | 0.14311 | 0.14311 | 0.14311 | 0.14311 | 0.14311 | 0.14311 | 0.14311
NODA WheelabratorBridgeport 1 NOX Cap Annual v5.15 | 841 | 6608 | Rate Constraint in MTons | FALSE | L | Annual | Qualifying Generation | TWh | 0.14311 | 0.14311 | 0.14311 | 0.14311 | 0.14311 | 0.14311 | 0.14311 | 0.14311
NODA WheelabratorBridgeport 1 NOX Cap Annual v5.15 | 841 | 6608 | Rate Constraint in MTons | FALSE | L | Annual | Rate | lb/MWh | 5.9595 | 5.9595 | 5.9595 | 5.9595 | 5.9595 | 5.9595 | 5.9595 | 5.9595
NODA WheelabratorBridgeport 1 NOX Cap Annual v5.15 | 841 | 6608 | Rate Constraint in MTons | FALSE | L | Annual | Constraint Shadow Price | US2016$/Ton | 0 | 0 | 0 | 0 | 0 | 0 | 0 | 0
NODA WheelabratorBridgeport 2 NOX Cap Annual v5.15 | 842 | 6609 | Rate Constraint in MTons | FALSE | L | Annual | Seasons Included | Seasons | Winter, WintShld, Summer | Winter, WintShld, Summer | Winter, WintShld, Summer | Winter, WintShld, Summer | Winter, WintShld, Summer | Winter, WintShld, Summer | Winter, WintShld, Summer | Winter, WintShld, Summer
NODA WheelabratorBridgeport 2 NOX Cap Annual v5.15 | 842 | 6609 | Rate Constraint in MTons | FALSE | L | Annual | Standard NOX | Thousand Tons | 0.501 | 0.501 | 0.501 | 0.501 | 0.501 | 0.501 | 0.501 | 0.501
NODA WheelabratorBridgeport 2 NOX Cap Annual v5.15 | 842 | 6609 | Rate Constraint in MTons | FALSE | L | Annual | Emissions at Affected Plants NOX | Thousand Tons | 0.42643 | 0.42643 | 0.42643 | 0.42643 | 0.42643 | 0.42643 | 0.42643 | 0.42643
NODA WheelabratorBridgeport 2 NOX Cap Annual v5.15 | 842 | 6609 | Rate Constraint in MTons | FALSE | L | Annual | Allowances Purchased NOX | Thousand Tons | 0 | 0 | 0 | 0 | 0 | 0 | 0 | 0
NODA WheelabratorBridgeport 2 NOX Cap Annual v5.15 | 842 | 6609 | Rate Constraint in MTons | FALSE | L | Annual | Allowances Sold NOX | Thousand Tons | 0 | 0 | 0 | 0 | 0 | 0 | 0 | 0
NODA WheelabratorBridgeport 2 NOX Cap Annual v5.15 | 842 | 6609 | Rate Constraint in MTons | FALSE | L | Annual | Allowances Banked | Thousand Tons | 0 | 0 | 0 | 0 | 0 | 0 | 0 | 0
NODA WheelabratorBridgeport 2 NOX Cap Annual v5.15 | 842 | 6609 | Rate Constraint in MTons | FALSE | L | Annual | Allowances Withdrawn (1:1) | Thousand Tons | 0 | 0 | 0 | 0 | 0 | 0 | 0 | 0
NODA WheelabratorBridgeport 2 NOX Cap Annual v5.15 | 842 | 6609 | Rate Constraint in MTons | FALSE | L | Annual | Allowances Withdrawn (n:1) | Thousand Tons | 0 | 0 | 0 | 0 | 0 | 0 | 0 | 0
NODA WheelabratorBridgeport 2 NOX Cap Annual v5.15 | 842 | 6609 | Rate Constraint in MTons | FALSE | L | Annual | Net Emissions Allowance Position | Thousand Tons | 0.42643 | 0.42643 | 0.42643 | 0.42643 | 0.42643 | 0.42643 | 0.42643 | 0.42643
NODA WheelabratorBridgeport 2 NOX Cap Annual v5.15 | 842 | 6609 | Rate Constraint in MTons | FALSE | L | Annual | Fuel Consumed | TBtu | 2.3998 | 2.3998 | 2.3998 | 2.3998 | 2.3998 | 2.3998 | 2.3998 | 2.3998
NODA WheelabratorBridgeport 2 NOX Cap Annual v5.15 | 842 | 6609 | Rate Constraint in MTons | FALSE | L | Annual | Rate | lb/MMBtu | 0.35539 | 0.35539 | 0.35539 | 0.35539 | 0.35539 | 0.35539 | 0.35539 | 0.35539
NODA WheelabratorBridgeport 2 NOX Cap Annual v5.15 | 842 | 6609 | Rate Constraint in MTons | FALSE | L | Annual | Generation | TWh | 0.14311 | 0.14311 | 0.14311 | 0.14311 | 0.14311 | 0.14311 | 0.14311 | 0.14311
NODA WheelabratorBridgeport 2 NOX Cap Annual v5.15 | 842 | 6609 | Rate Constraint in MTons | FALSE | L | Annual | Qualifying Generation | TWh | 0.14311 | 0.14311 | 0.14311 | 0.14311 | 0.14311 | 0.14311 | 0.14311 | 0.14311
NODA WheelabratorBridgeport 2 NOX Cap Annual v5.15 | 842 | 6609 | Rate Constraint in MTons | FALSE | L | Annual | Rate | lb/MWh | 5.9595 | 5.9595 | 5.9595 | 5.9595 | 5.9595 | 5.9595 | 5.9595 | 5.9595
NODA WheelabratorBridgeport 2 NOX Cap Annual v5.15 | 842 | 6609 | Rate Constraint in MTons | FALSE | L | Annual | Constraint Shadow Price | US2016$/Ton | 0 | 0 | 0 | 0 | 0 | 0 | 0 | 0
NODA WheelabratorBridgeport 3 NOX Cap Annual v5.15 | 843 | 6610 | Rate Constraint in MTons | FALSE | L | Annual | Seasons Included | Seasons | Winter, WintShld, Summer | Winter, WintShld, Summer | Winter, WintShld, Summer | Winter, WintShld, Summer | Winter, WintShld, Summer | Winter, WintShld, Summer | Winter, WintShld, Summer | Winter, WintShld, Summer
NODA WheelabratorBridgeport 3 NOX Cap Annual v5.15 | 843 | 6610 | Rate Constraint in MTons | FALSE | L | Annual | Standard NOX | Thousand Tons | 0.501 | 0.501 | 0.501 | 0.501 | 0.501 | 0.501 | 0.501 | 0.501
NODA WheelabratorBridgeport 3 NOX Cap Annual v5.15 | 843 | 6610 | Rate Constraint in MTons | FALSE | L | Annual | Emissions at Affected Plants NOX | Thousand Tons | 0.42643 | 0.42643 | 0.42643 | 0.42643 | 0.42643 | 0.42643 | 0.42643 | 0.42643
NODA WheelabratorBridgeport 3 NOX Cap Annual v5.15 | 843 | 6610 | Rate Constraint in MTons | FALSE | L | Annual | Allowances Purchased NOX | Thousand Tons | 0 | 0 | 0 | 0 | 0 | 0 | 0 | 0
NODA WheelabratorBridgeport 3 NOX Cap Annual v5.15 | 843 | 6610 | Rate Constraint in MTons | FALSE | L | Annual | Allowances Sold NOX | Thousand Tons | 0 | 0 | 0 | 0 | 0 | 0 | 0 | 0
NODA WheelabratorBridgeport 3 NOX Cap Annual v5.15 | 843 | 6610 | Rate Constraint in MTons | FALSE | L | Annual | Allowances Banked | Thousand Tons | 0 | 0 | 0 | 0 | 0 | 0 | 0 | 0
NODA WheelabratorBridgeport 3 NOX Cap Annual v5.15 | 843 | 6610 | Rate Constraint in MTons | FALSE | L | Annual | Allowances Withdrawn (1:1) | Thousand Tons | 0 | 0 | 0 | 0 | 0 | 0 | 0 | 0
NODA WheelabratorBridgeport 3 NOX Cap Annual v5.15 | 843 | 6610 | Rate Constraint in MTons | FALSE | L | Annual | Allowances Withdrawn (n:1) | Thousand Tons | 0 | 0 | 0 | 0 | 0 | 0 | 0 | 0
NODA WheelabratorBridgeport 3 NOX Cap Annual v5.15 | 843 | 6610 | Rate Constraint in MTons | FALSE | L | Annual | Net Emissions Allowance Position | Thousand Tons | 0.42643 | 0.42643 | 0.42643 | 0.42643 | 0.42643 | 0.42643 | 0.42643 | 0.42643
NODA WheelabratorBridgeport 3 NOX Cap Annual v5.15 | 843 | 6610 | Rate Constraint in MTons | FALSE | L | Annual | Fuel Consumed | TBtu | 2.3998 | 2.3998 | 2.3998 | 2.3998 | 2.3998 | 2.3998 | 2.3998 | 2.3998
NODA WheelabratorBridgeport 3 NOX Cap Annual v5.15 | 843 | 6610 | Rate Constraint in MTons | FALSE | L | Annual | Rate | lb/MMBtu | 0.35539 | 0.35539 | 0.35539 | 0.35539 | 0.35539 | 0.35539 | 0.35539 | 0.35539
NODA WheelabratorBridgeport 3 NOX Cap Annual v5.15 | 843 | 6610 | Rate Constraint in MTons | FALSE | L | Annual | Generation | TWh | 0.14311 | 0.14311 | 0.14311 | 0.14311 | 0.14311 | 0.14311 | 0.14311 | 0.14311
NODA WheelabratorBridgeport 3 NOX Cap Annual v5.15 | 843 | 6610 | Rate Constraint in MTons | FALSE | L | Annual | Qualifying Generation | TWh | 0.14311 | 0.14311 | 0.14311 | 0.14311 | 0.14311 | 0.14311 | 0.14311 | 0.14311
NODA WheelabratorBridgeport 3 NOX Cap Annual v5.15 | 843 | 6610 | Rate Constraint in MTons | FALSE | L | Annual | Rate | lb/MWh | 5.9595 | 5.9595 | 5.9595 | 5.9595 | 5.9595 | 5.9595 | 5.9595 | 5.9595
NODA WheelabratorBridgeport 3 NOX Cap Annual v5.15 | 843 | 6610 | Rate Constraint in MTons | FALSE | L | Annual | Constraint Shadow Price | US2016$/Ton | 0 | 0 | 0 | 0 | 0 | 0 | 0 | 0
NODA Woodbridge NOx Cap Annual v5.15 | 844 | 6595 | Rate Constraint in MTons | FALSE | L | Annual | Seasons Included | Seasons | Winter, WintShld, Summer | Winter, WintShld, Summer | Winter, WintShld, Summer | Winter, WintShld, Summer | Winter, WintShld, Summer | Winter, WintShld, Summer | Winter, WintShld, Summer | Winter, WintShld, Summer
NODA Woodbridge NOx Cap Annual v5.15 | 844 | 6595 | Rate Constraint in MTons | FALSE | L | Annual | Standard NOX | Thousand Tons | 0.297 | 0.297 | 0.297 | 0.297 | 0.297 | 0.297 | 0.297 | 0.297
NODA Woodbridge NOx Cap Annual v5.15 | 844 | 6595 | Rate Constraint in MTons | FALSE | L | Annual | Emissions at Affected Plants NOX | Thousand Tons | 0.059881 | 0.062761 | 0.062761 | 0.062761 | 0.062761 | 0.062761 | 0.052269 | 0.052269
NODA Woodbridge NOx Cap Annual v5.15 | 844 | 6595 | Rate Constraint in MTons | FALSE | L | Annual | Allowances Purchased NOX | Thousand Tons | 0 | 0 | 0 | 0 | 0 | 0 | 0 | 0
NODA Woodbridge NOx Cap Annual v5.15 | 844 | 6595 | Rate Constraint in MTons | FALSE | L | Annual | Allowances Sold NOX | Thousand Tons | 0 | 0 | 0 | 0 | 0 | 0 | 0 | 0
NODA Woodbridge NOx Cap Annual v5.15 | 844 | 6595 | Rate Constraint in MTons | FALSE | L | Annual | Allowances Banked | Thousand Tons | 0 | 0 | 0 | 0 | 0 | 0 | 0 | 0
NODA Woodbridge NOx Cap Annual v5.15 | 844 | 6595 | Rate Constraint in MTons | FALSE | L | Annual | Allowances Withdrawn (1:1) | Thousand Tons | 0 | 0 | 0 | 0 | 0 | 0 | 0 | 0
NODA Woodbridge NOx Cap Annual v5.15 | 844 | 6595 | Rate Constraint in MTons | FALSE | L | Annual | Allowances Withdrawn (n:1) | Thousand Tons | 0 | 0 | 0 | 0 | 0 | 0 | 0 | 0
NODA Woodbridge NOx Cap Annual v5.15 | 844 | 6595 | Rate Constraint in MTons | FALSE | L | Annual | Net Emissions Allowance Position | Thousand Tons | 0.059881 | 0.062761 | 0.062761 | 0.062761 | 0.062761 | 0.062761 | 0.052269 | 0.052269
NODA Woodbridge NOx Cap Annual v5.15 | 844 | 6595 | Rate Constraint in MTons | FALSE | L | Annual | Fuel Consumed | TBtu | 20.8644 | 21.868 | 21.868 | 21.868 | 21.868 | 21.868 | 18.2121 | 18.2121
NODA Woodbridge NOx Cap Annual v5.15 | 844 | 6595 | Rate Constraint in MTons | FALSE | L | Annual | Rate | lb/MMBtu | 0.00574 | 0.00574 | 0.00574 | 0.00574 | 0.00574 | 0.00574 | 0.00574 | 0.00574
NODA Woodbridge NOx Cap Annual v5.15 | 844 | 6595 | Rate Constraint in MTons | FALSE | L | Annual | Generation | TWh | 2.9595 | 3.1018 | 3.1018 | 3.1018 | 3.1018 | 3.1018 | 2.5833 | 2.5833
NODA Woodbridge NOx Cap Annual v5.15 | 844 | 6595 | Rate Constraint in MTons | FALSE | L | Annual | Qualifying Generation | TWh | 2.9595 | 3.1018 | 3.1018 | 3.1018 | 3.1018 | 3.1018 | 2.5833 | 2.5833
NODA Woodbridge NOx Cap Annual v5.15 | 844 | 6595 | Rate Constraint in MTons | FALSE | L | Annual | Rate | lb/MWh | 0.040467 | 0.040467 | 0.040467 | 0.040467 | 0.040467 | 0.040467 | 0.040467 | 0.040467
NODA Woodbridge NOx Cap Annual v5.15 | 844 | 6595 | Rate Constraint in MTons | FALSE | L | Annual | Constraint Shadow Price | US2016$/Ton | 0 | 0 | 0 | 0 | 0 | 0 | 0 | 0
North Carolina Duke - NOX Cap Annual v3.1 | 845 | 1836 | Rate Constraint in MTons | FALSE | L | Annual | Seasons Included | Seasons | Winter, WintShld, Summer | Winter, WintShld, Summer | Winter, WintShld, Summer | Winter, WintShld, Summer | Winter, WintShld, Summer | Winter, WintShld, Summer | Winter, WintShld, Summer | Winter, WintShld, Summer
North Carolina Duke - NOX Cap Annual v3.1 | 845 | 1836 | Rate Constraint in MTons | FALSE | L | Annual | Standard NOX | Thousand Tons | 31 | 31 | 31 | 31 | 31 | 31 | 31 | 31
North Carolina Duke - NOX Cap Annual v3.1 | 845 | 1836 | Rate Constraint in MTons | FALSE | L | Annual | Emissions at Affected Plants NOX | Thousand Tons | 7.2863 | 10.9441 | 8.4839 | 7.7563 | 1.1335 | 0.0024019 | 0.0024019 | 0.0024019
North Carolina Duke - NOX Cap Annual v3.1 | 845 | 1836 | Rate Constraint in MTons | FALSE | L | Annual | Allowances Purchased NOX | Thousand Tons | 0 | 0 | 0 | 0 | 0 | 0 | 0 | 0
North Carolina Duke - NOX Cap Annual v3.1 | 845 | 1836 | Rate Constraint in MTons | FALSE | L | Annual | Allowances Sold NOX | Thousand Tons | 0 | 0 | 0 | 0 | 0 | 0 | 0 | 0
North Carolina Duke - NOX Cap Annual v3.1 | 845 | 1836 | Rate Constraint in MTons | FALSE | L | Annual | Allowances Banked | Thousand Tons | 0 | 0 | 0 | 0 | 0 | 0 | 0 | 0
North Carolina Duke - NOX Cap Annual v3.1 | 845 | 1836 | Rate Constraint in MTons | FALSE | L | Annual | Allowances Withdrawn (1:1) | Thousand Tons | 0 | 0 | 0 | 0 | 0 | 0 | 0 | 0
North Carolina Duke - NOX Cap Annual v3.1 | 845 | 1836 | Rate Constraint in MTons | FALSE | L | Annual | Allowances Withdrawn (n:1) | Thousand Tons | 0 | 0 | 0 | 0 | 0 | 0 | 0 | 0
North Carolina Duke - NOX Cap Annual v3.1 | 845 | 1836 | Rate Constraint in MTons | FALSE | L | Annual | Net Emissions Allowance Position | Thousand Tons | 7.2863 | 10.9441 | 8.4839 | 7.7563 | 1.1335 | 0.0024019 | 0.0024019 | 0.0024019
North Carolina Duke - NOX Cap Annual v3.1 | 845 | 1836 | Rate Constraint in MTons | FALSE | L | Annual | Fuel Consumed | TBtu | 94.1507 | 136.8497 | 108.8148 | 102.743 | 38.6719 | 0.089076 | 0.089076 | 0.089076
North Carolina Duke - NOX Cap Annual v3.1 | 845 | 1836 | Rate Constraint in MTons | FALSE | L | Annual | Rate | lb/MMBtu | 0.15478 | 0.15994 | 0.15593 | 0.15099 | 0.05862 | 0.05393 | 0.05393 | 0.05393
North Carolina Duke - NOX Cap Annual v3.1 | 845 | 1836 | Rate Constraint in MTons | FALSE | L | Annual | Generation | TWh | 9.8662 | 14.5188 | 11.4467 | 10.7417 | 3.9483 | 0.0097171 | 0.0097171 | 0.0097171
North Carolina Duke - NOX Cap Annual v3.1 | 845 | 1836 | Rate Constraint in MTons | FALSE | L | Annual | Qualifying Generation | TWh | 9.8662 | 14.5188 | 11.4467 | 10.7417 | 3.9483 | 0.0097171 | 0.0097171 | 0.0097171
North Carolina Duke - NOX Cap Annual v3.1 | 845 | 1836 | Rate Constraint in MTons | FALSE | L | Annual | Rate | lb/MWh | 1.477 | 1.5076 | 1.4823 | 1.4442 | 0.57416 | 0.49438 | 0.49438 | 0.49438
North Carolina Duke - NOX Cap Annual v3.1 | 845 | 1836 | Rate Constraint in MTons | FALSE | L | Annual | Constraint Shadow Price | US2016$/Ton | 0 | 0 | 0 | 0 | 0 | 0 | 0 | 0
North Carolina Duke - SO2 Cap Annual v3.1 | 846 | 1837 | Rate Constraint in MTons | FALSE | L | Annual | Seasons Included | Seasons | Winter, WintShld, Summer | Winter, WintShld, Summer | Winter, WintShld, Summer | Winter, WintShld, Summer | Winter, WintShld, Summer | Winter, WintShld, Summer | Winter, WintShld, Summer | Winter, WintShld, Summer
North Carolina Duke - SO2 Cap Annual v3.1 | 846 | 1837 | Rate Constraint in MTons | FALSE | L | Annual | Standard SO2 | Thousand Tons | 80 | 80 | 80 | 80 | 80 | 80 | 80 | 80
North Carolina Duke - SO2 Cap Annual v3.1 | 846 | 1837 | Rate Constraint in MTons | FALSE | L | Annual | Emissions at Affected Plants SO2 | Thousand Tons | 2.1689 | 3.5314 | 2.5732 | 2.247 | 0.0020048 | 0.0020048 | 0.0020048 | 0.0020048
North Carolina Duke - SO2 Cap Annual v3.1 | 846 | 1837 | Rate Constraint in MTons | FALSE | L | Annual | Allowances Purchased SO2 | Thousand Tons | 0 | 0 | 0 | 0 | 0 | 0 | 0 | 0
North Carolina Duke - SO2 Cap Annual v3.1 | 846 | 1837 | Rate Constraint in MTons | FALSE | L | Annual | Allowances Sold SO2 | Thousand Tons | 0 | 0 | 0 | 0 | 0 | 0 | 0 | 0
North Carolina Duke - SO2 Cap Annual v3.1 | 846 | 1837 | Rate Constraint in MTons | FALSE | L | Annual | Allowances Banked | Thousand Tons | 0 | 0 | 0 | 0 | 0 | 0 | 0 | 0
North Carolina Duke - SO2 Cap Annual v3.1 | 846 | 1837 | Rate Constraint in MTons | FALSE | L | Annual | Allowances Withdrawn (1:1) | Thousand Tons | 0 | 0 | 0 | 0 | 0 | 0 | 0 | 0
North Carolina Duke - SO2 Cap Annual v3.1 | 846 | 1837 | Rate Constraint in MTons | FALSE | L | Annual | Allowances Withdrawn (n:1) | Thousand Tons | 0 | 0 | 0 | 0 | 0 | 0 | 0 | 0
North Carolina Duke - SO2 Cap Annual v3.1 | 846 | 1837 | Rate Constraint in MTons | FALSE | L | Annual | Net Emissions Allowance Position | Thousand Tons | 2.1689 | 3.5314 | 2.5732 | 2.247 | 0.0020048 | 0.0020048 | 0.0020048 | 0.0020048
North Carolina Duke - SO2 Cap Annual v3.1 | 846 | 1837 | Rate Constraint in MTons | FALSE | L | Annual | Fuel Consumed | TBtu | 94.1507 | 136.8497 | 108.8148 | 102.743 | 38.6719 | 0.089076 | 0.089076 | 0.089076
North Carolina Duke - SO2 Cap Annual v3.1 | 846 | 1837 | Rate Constraint in MTons | FALSE | L | Annual | Rate | lb/MMBtu | 0.046073 | 0.05161 | 0.047294 | 0.043739 | 0.00010368 | 0.045012 | 0.045012 | 0.045012
North Carolina Duke - SO2 Cap Annual v3.1 | 846 | 1837 | Rate Constraint in MTons | FALSE | L | Annual | Generation | TWh | 9.8662 | 14.5188 | 11.4467 | 10.7417 | 3.9483 | 0.0097171 | 0.0097171 | 0.0097171
North Carolina Duke - SO2 Cap Annual v3.1 | 846 | 1837 | Rate Constraint in MTons | FALSE | L | Annual | Qualifying Generation | TWh | 9.8662 | 14.5188 | 11.4467 | 10.7417 | 3.9483 | 0.0097171 | 0.0097171 | 0.0097171
North Carolina Duke - SO2 Cap Annual v3.1 | 846 | 1837 | Rate Constraint in MTons | FALSE | L | Annual | Rate | lb/MWh | 0.43966 | 0.48646 | 0.44959 | 0.41836 | 0.0010155 | 0.41263 | 0.41263 | 0.41263
North Carolina Duke - SO2 Cap Annual v3.1 | 846 | 1837 | Rate Constraint in MTons | FALSE | L | Annual | Constraint Shadow Price | US2016$/Ton | 0 | 0 | 0 | 0 | 0 | 0 | 0 | 0
North Carolina Progress - NOX Cap Annual v3.1 | 847 | 1838 | Rate Constraint in MTons | FALSE | L | Annual | Seasons Included | Seasons | Winter, WintShld, Summer | Winter, WintShld, Summer | Winter, WintShld, Summer | Winter, WintShld, Summer | Winter, WintShld, Summer | Winter, WintShld, Summer | Winter, WintShld, Summer | Winter, WintShld, Summer
North Carolina Progress - NOX Cap Annual v3.1 | 847 | 1838 | Rate Constraint in MTons | FALSE | L | Annual | Standard NOX | Thousand Tons | 25 | 25 | 25 | 25 | 25 | 25 | 25 | 25
North Carolina Progress - NOX Cap Annual v3.1 | 847 | 1838 | Rate Constraint in MTons | FALSE | L | Annual | Emissions at Affected Plants NOX | Thousand Tons | 11.7922 | 14.0148 | 13.9879 | 11.3363 | 8.9965 | 9.755 | 9.7222 | 4.0231
North Carolina Progress - NOX Cap Annual v3.1 | 847 | 1838 | Rate Constraint in MTons | FALSE | L | Annual | Allowances Purchased NOX | Thousand Tons | 0 | 0 | 0 | 0 | 0 | 0 | 0 | 0
North Carolina Progress - NOX Cap Annual v3.1 | 847 | 1838 | Rate Constraint in MTons | FALSE | L | Annual | Allowances Sold NOX | Thousand Tons | 0 | 0 | 0 | 0 | 0 | 0 | 0 | 0
North Carolina Progress - NOX Cap Annual v3.1 | 847 | 1838 | Rate Constraint in MTons | FALSE | L | Annual | Allowances Banked | Thousand Tons | 0 | 0 | 0 | 0 | 0 | 0 | 0 | 0
North Carolina Progress - NOX Cap Annual v3.1 | 847 | 1838 | Rate Constraint in MTons | FALSE | L | Annual | Allowances Withdrawn (1:1) | Thousand Tons | 0 | 0 | 0 | 0 | 0 | 0 | 0 | 0
North Carolina Progress - NOX Cap Annual v3.1 | 847 | 1838 | Rate Constraint in MTons | FALSE | L | Annual | Allowances Withdrawn (n:1) | Thousand Tons | 0 | 0 | 0 | 0 | 0 | 0 | 0 | 0
North Carolina Progress - NOX Cap Annual v3.1 | 847 | 1838 | Rate Constraint in MTons | FALSE | L | Annual | Net Emissions Allowance Position | Thousand Tons | 11.7922 | 14.0148 | 13.9879 | 11.3363 | 8.9965 | 9.755 | 9.7222 | 4.0231
North Carolina Progress - NOX Cap Annual v3.1 | 847 | 1838 | Rate Constraint in MTons | FALSE | L | Annual | Fuel Consumed | TBtu | 132.687 | 156.4661 | 156.3767 | 126.7304 | 103.1956 | 112.3444 | 111.781 | 41.2129
North Carolina Progress - NOX Cap Annual v3.1 | 847 | 1838 | Rate Constraint in MTons | FALSE | L | Annual | Rate | lb/MMBtu | 0.17774 | 0.17914 | 0.1789 | 0.1789 | 0.17436 | 0.17366 | 0.17395 | 0.19524
North Carolina Progress - NOX Cap Annual v3.1 | 847 | 1838 | Rate Constraint in MTons | FALSE | L | Annual | Generation | TWh | 12.5449 | 14.8196 | 15.1029 | 12.2073 | 9.9207 | 10.8148 | 10.7563 | 4.0238
North Carolina Progress - NOX Cap Annual v3.1 | 847 | 1838 | Rate Constraint in MTons | FALSE | L | Annual | Qualifying Generation | TWh | 12.5449 | 14.8196 | 15.1029 | 12.2073 | 9.9207 | 10.8148 | 10.7563 | 4.0238
North Carolina Progress - NOX Cap Annual v3.1 | 847 | 1838 | Rate Constraint in MTons | FALSE | L | Annual | Rate | lb/MWh | 1.88 | 1.8914 | 1.8524 | 1.8573 | 1.8137 | 1.804 | 1.8077 | 1.9997
North Carolina Progress - NOX Cap Annual v3.1 | 847 | 1838 | Rate Constraint in MTons | FALSE | L | Annual | Constraint Shadow Price | US2016$/Ton | 0 | 0 | 0 | 0 | 0 | 0 | 0 | 0
North Carolina Progress - SO2 Cap Annual v3.1 | 848 | 1839 | Rate Constraint in MTons | FALSE | L | Annual | Seasons Included | Seasons | Winter, WintShld, Summer | Winter, WintShld, Summer | Winter, WintShld, Summer | Winter, WintShld, Summer | Winter, WintShld, Summer | Winter, WintShld, Summer | Winter, WintShld, Summer | Winter, WintShld, Summer
North Carolina Progress - SO2 Cap Annual v3.1 | 848 | 1839 | Rate Constraint in MTons | FALSE | L | Annual | Standard SO2 | Thousand Tons | 50 | 50 | 50 | 50 | 50 | 50 | 50 | 50
North Carolina Progress - SO2 Cap Annual v3.1 | 848 | 1839 | Rate Constraint in MTons | FALSE | L | Annual | Emissions at Affected Plants SO2 | Thousand Tons | 7.9136 | 9.3318 | 9.3265 | 7.5583 | 6.3621 | 7.5853 | 7.5473 | 2.7826
North Carolina Progress - SO2 Cap Annual v3.1 | 848 | 1839 | Rate Constraint in MTons | FALSE | L | Annual | Allowances Purchased SO2 | Thousand Tons | 0 | 0 | 0 | 0 | 0 | 0 | 0 | 0
North Carolina Progress - SO2 Cap Annual v3.1 | 848 | 1839 | Rate Constraint in MTons | FALSE | L | Annual | Allowances Sold SO2 | Thousand Tons | 0 | 0 | 0 | 0 | 0 | 0 | 0 | 0
North Carolina Progress - SO2 Cap Annual v3.1 | 848 | 1839 | Rate Constraint in MTons | FALSE | L | Annual | Allowances Banked | Thousand Tons | 0 | 0 | 0 | 0 | 0 | 0 | 0 | 0
North Carolina Progress - SO2 Cap Annual v3.1 | 848 | 1839 | Rate Constraint in MTons | FALSE | L | Annual | Allowances Withdrawn (1:1) | Thousand Tons | 0 | 0 | 0 | 0 | 0 | 0 | 0 | 0
North Carolina Progress - SO2 Cap Annual v3.1 | 848 | 1839 | Rate Constraint in MTons | FALSE | L | Annual | Allowances Withdrawn (n:1) | Thousand Tons | 0 | 0 | 0 | 0 | 0 | 0 | 0 | 0
North Carolina Progress - SO2 Cap Annual v3.1 | 848 | 1839 | Rate Constraint in MTons | FALSE | L | Annual | Net Emissions Allowance Position | Thousand Tons | 7.9136 | 9.3318 | 9.3265 | 7.5583 | 6.3621 | 7.5853 | 7.5473 | 2.7826
North Carolina Progress - SO2 Cap Annual v3.1 | 848 | 1839 | Rate Constraint in MTons | FALSE | L | Annual | Fuel Consumed | TBtu | 132.687 | 156.4661 | 156.3767 | 126.7304 | 103.1956 | 112.3444 | 111.781 | 41.2129
North Carolina Progress - SO2 Cap Annual v3.1 | 848 | 1839 | Rate Constraint in MTons | FALSE | L | Annual | Rate | lb/MMBtu | 0.11928 | 0.11928 | 0.11928 | 0.11928 | 0.1233 | 0.13504 | 0.13504 | 0.13504
North Carolina Progress - SO2 Cap Annual v3.1 | 848 | 1839 | Rate Constraint in MTons | FALSE | L | Annual | Generation | TWh | 12.5449 | 14.8196 | 15.1029 | 12.2073 | 9.9207 | 10.8148 | 10.7563 | 4.0238
North Carolina Progress - SO2 Cap Annual v3.1 | 848 | 1839 | Rate Constraint in MTons | FALSE | L | Annual | Qualifying Generation | TWh | 12.5449 | 14.8196 | 15.1029 | 12.2073 | 9.9207 | 10.8148 | 10.7563 | 4.0238
North Carolina Progress - SO2 Cap Annual v3.1 | 848 | 1839 | Rate Constraint in MTons | FALSE | L | Annual | Rate | lb/MWh | 1.2616 | 1.2594 | 1.2351 | 1.2383 | 1.2826 | 1.4028 | 1.4033 | 1.3831
North Carolina Progress - SO2 Cap Annual v3.1 | 848 | 1839 | Rate Constraint in MTons | FALSE | L | Annual | Constraint Shadow Price | US2016$/Ton | 0 | 0 | 0 | 0 | 0 | 0 | 0 | 0
NSR A B Brown 1,2 - SO2 Cap Annual v5.16 | 849 | 6698 | Rate Constraint in MTons | FALSE | L | Annual | Seasons Included | Seasons | Winter, WintShld, Summer | Winter, WintShld, Summer | Winter, WintShld, Summer | Winter, WintShld, Summer | Winter, WintShld, Summer | Winter, WintShld, Summer | Winter, WintShld, Summer | Winter, WintShld, Summer
NSR A B Brown 1,2 - SO2 Cap Annual v5.16 | 849 | 6698 | Rate Constraint in MTons | FALSE | L | Annual | Standard SO2 | Thousand Tons | 8.028 | 8.028 | 8.028 | 8.028 | 8.028 | 8.028 | 8.028 | 8.028
NSR A B Brown 1,2 - SO2 Cap Annual v5.16 | 849 | 6698 | Rate Constraint in MTons | FALSE | L | Annual | Emissions at Affected Plants SO2 | Thousand Tons | 5.6054 | 5.6054 | 5.4429 | 5.9789 | 5.725 | 5.5862 | 5.5862 | 3.3762
NSR A B Brown 1,2 - SO2 Cap Annual v5.16 | 849 | 6698 | Rate Constraint in MTons | FALSE | L | Annual | Allowances Purchased SO2 | Thousand Tons | 0 | 0 | 0 | 0 | 0 | 0 | 0 | 0
NSR A B Brown 1,2 - SO2 Cap Annual v5.16 | 849 | 6698 | Rate Constraint in MTons | FALSE | L | Annual | Allowances Sold SO2 | Thousand Tons | 0 | 0 | 0 | 0 | 0 | 0 | 0 | 0
NSR A B Brown 1,2 - SO2 Cap Annual v5.16 | 849 | 6698 | Rate Constraint in MTons | FALSE | L | Annual | Allowances Banked | Thousand Tons | 0 | 0 | 0 | 0 | 0 | 0 | 0 | 0
NSR A B Brown 1,2 - SO2 Cap Annual v5.16 | 849 | 6698 | Rate Constraint in MTons | FALSE | L | Annual | Allowances Withdrawn (1:1) | Thousand Tons | 0 | 0 | 0 | 0 | 0 | 0 | 0 | 0
NSR A B Brown 1,2 - SO2 Cap Annual v5.16 | 849 | 6698 | Rate Constraint in MTons | FALSE | L | Annual | Allowances Withdrawn (n:1) | Thousand Tons | 0 | 0 | 0 | 0 | 0 | 0 | 0 | 0
NSR A B Brown 1,2 - SO2 Cap Annual v5.16 | 849 | 6698 | Rate Constraint in MTons | FALSE | L | Annual | Net Emissions Allowance Position | Thousand Tons | 5.6054 | 5.6054 | 5.4429 | 5.9789 | 5.725 | 5.5862 | 5.5862 | 3.3762
NSR A B Brown 1,2 - SO2 Cap Annual v5.16 | 849 | 6698 | Rate Constraint in MTons | FALSE | L | Annual | Fuel Consumed | TBtu | 18.7197 | 18.7197 | 18.1768 | 25.7167 | 24.8687 | 24.4052 | 24.4052 | 11.2749
NSR A B Brown 1,2 - SO2 Cap Annual v5.16 | 849 | 6698 | Rate Constraint in MTons | FALSE | L | Annual | Rate | lb/MMBtu | 0.59888 | 0.59888 | 0.59888 | 0.46498 | 0.46042 | 0.45779 | 0.45779 | 0.59888
NSR A B Brown 1,2 - SO2 Cap Annual v5.16 | 849 | 6698 | Rate Constraint in MTons | FALSE | L | Annual | Generation | TWh | 1.6938 | 1.6938 | 1.6938 | 2.387 | 2.308 | 2.2648 | 2.2648 | 1.0506
NSR A B Brown 1,2 - SO2 Cap Annual v5.16 | 849 | 6698 | Rate Constraint in MTons | FALSE | L | Annual | Qualifying Generation | TWh | 1.6938 | 1.6938 | 1.6938 | 2.387 | 2.308 | 2.2648 | 2.2648 | 1.0506
NSR A B Brown 1,2 - SO2 Cap Annual v5.16 | 849 | 6698 | Rate Constraint in MTons | FALSE | L | Annual | Rate | lb/MWh | 6.6188 | 6.6188 | 6.4269 | 5.0096 | 4.9611 | 4.9331 | 4.9331 | 6.4269
NSR A B Brown 1,2 - SO2 Cap Annual v5.16 | 849 | 6698 | Rate Constraint in MTons | FALSE | L | Annual | Constraint Shadow Price | US2016$/Ton | 0 | 0 | 0 | 0 | 0 | 0 | 0 | 0
NSR A B Brown 2 - SO2 Cap Annual v5.16 | 850 | 6699 | Rate Constraint in MTons | FALSE | L | Annual | Seasons Included | Seasons | Winter, WintShld, Summer | Winter, WintShld, Summer | Winter, WintShld, Summer | Winter, WintShld, Summer | Winter, WintShld, Summer | Winter, WintShld, Summer | Winter, WintShld, Summer | Winter, WintShld, Summer
NSR A B Brown 2 - SO2 Cap Annual v5.16 | 850 | 6699 | Rate Constraint in MTons | FALSE | L | Annual | Standard SO2 | Thousand Tons | 6.511 | 6.511 | 6.511 | 6.511 | 6.511 | 6.511 | 6.511 | 6.511
NSR A B Brown 2 - SO2 Cap Annual v5.16 | 850 | 6699 | Rate Constraint in MTons | FALSE | L | Annual | Emissions at Affected Plants SO2 | Thousand Tons | 5.6054 | 5.6054 | 5.4429 | 5.4429 | 5.1889 | 5.0501 | 5.0501 | 3.3762
NSR A B Brown 2 - SO2 Cap Annual v5.16 | 850 | 6699 | Rate Constraint in MTons | FALSE | L | Annual | Allowances Purchased SO2 | Thousand Tons | 0 | 0 | 0 | 0 | 0 | 0 | 0 | 0
NSR A B Brown 2 - SO2 Cap Annual v5.16 | 850 | 6699 | Rate Constraint in MTons | FALSE | L | Annual | Allowances Sold SO2 | Thousand Tons | 0 | 0 | 0 | 0 | 0 | 0 | 0 | 0
NSR A B Brown 2 - SO2 Cap Annual v5.16 | 850 | 6699 | Rate Constraint in MTons | FALSE | L | Annual | Allowances Banked | Thousand Tons | 0 | 0 | 0 | 0 | 0 | 0 | 0 | 0
NSR A B Brown 2 - SO2 Cap Annual v5.16 | 850 | 6699 | Rate Constraint in MTons | FALSE | L | Annual | Allowances Withdrawn (1:1) | Thousand Tons | 0 | 0 | 0 | 0 | 0 | 0 | 0 | 0
NSR A B Brown 2 - SO2 Cap Annual v5.16 | 850 | 6699 | Rate Constraint in MTons | FALSE | L | Annual | Allowances Withdrawn (n:1) | Thousand Tons | 0 | 0 | 0 | 0 | 0 | 0 | 0 | 0
NSR A B Brown 2 - SO2 Cap Annual v5.16 | 850 | 6699 | Rate Constraint in MTons | FALSE | L | Annual | Net Emissions Allowance Position | Thousand Tons | 5.6054 | 5.6054 | 5.4429 | 5.4429 | 5.1889 | 5.0501 | 5.0501 | 3.3762
NSR A B Brown 2 - SO2 Cap Annual v5.16 | 850 | 6699 | Rate Constraint in MTons | FALSE | L | Annual | Fuel Consumed | TBtu | 18.7197 | 18.7197 | 18.1768 | 18.1768 | 17.3288 | 16.8653 | 16.8653 | 11.2749
NSR A B Brown 2 - SO2 Cap Annual v5.16 | 850 | 6699 | Rate Constraint in MTons | FALSE | L | Annual | Rate | lb/MMBtu | 0.59888 | 0.59888 | 0.59888 | 0.59888 | 0.59888 | 0.59888 | 0.59888 | 0.59888
NSR A B Brown 2 - SO2 Cap Annual v5.16 | 850 | 6699 | Rate Constraint in MTons | FALSE | L | Annual | Generation | TWh | 1.6938 | 1.6938 | 1.6938 | 1.6938 | 1.6148 | 1.5716 | 1.5716 | 1.0506
NSR A B Brown 2 - SO2 Cap Annual v5.16 | 850 | 6699 | Rate Constraint in MTons | FALSE | L | Annual | Qualifying Generation | TWh | 1.6938 | 1.6938 | 1.6938 | 1.6938 | 1.6148 | 1.5716 | 1.5716 | 1.0506
NSR A B Brown 2 - SO2 Cap Annual v5.16 | 850 | 6699 | Rate Constraint in MTons | FALSE | L | Annual | Rate | lb/MWh | 6.6188 | 6.6188 | 6.4269 | 6.4269 | 6.4269 | 6.4269 | 6.4269 | 6.4269
NSR A B Brown 2 - SO2 Cap Annual v5.16 | 850 | 6699 | Rate Constraint in MTons | FALSE | L | Annual | Constraint Shadow Price | US2016$/Ton | 0 | 0 | 0 | 0 | 0 | 0 | 0 | 0
NSR AEP Consent - NOX Cap Annual v3.1 | 851 | 2047 | Rate Constraint in MTons | FALSE | L | Annual | Seasons Included | Seasons | Winter, WintShld, Summer | Winter, WintShld, Summer | Winter, WintShld, Summer | Winter, WintShld, Summer | Winter, WintShld, Summer | Winter, WintShld, Summer | Winter, WintShld, Summer | Winter, WintShld, Summer
NSR AEP Consent - NOX Cap Annual v3.1 | 851 | 2047 | Rate Constraint in MTons | FALSE | L | Annual | Standard NOX | Thousand Tons | 72 | 72 | 72 | 72 | 72 | 72 | 72 | 72
NSR AEP Consent - NOX Cap Annual v3.1 | 851 | 2047 | Rate Constraint in MTons | FALSE | L | Annual | Emissions at Affected Plants NOX | Thousand Tons | 26.8486 | 31.8378 | 31.549 | 30.8302 | 19.4125 | 18.772 | 18.166 | 14.2609
NSR AEP Consent - NOX Cap Annual v3.1 | 851 | 2047 | Rate Constraint in MTons | FALSE | L | Annual | Allowances Purchased NOX | Thousand Tons | 0 | 0 | 0 | 0 | 0 | 0 | 0 | 0
NSR AEP Consent - NOX Cap Annual v3.1 | 851 | 2047 | Rate Constraint in MTons | FALSE | L | Annual | Allowances Sold NOX | Thousand Tons | 0 | 0 | 0 | 0 | 0 | 0 | 0 | 0
NSR AEP Consent - NOX Cap Annual v3.1 | 851 | 2047 | Rate Constraint in MTons | FALSE | L | Annual | Allowances Banked | Thousand Tons | 0 | 0 | 0 | 0 | 0 | 0 | 0 | 0
NSR AEP Consent - NOX Cap Annual v3.1 | 851 | 2047 | Rate Constraint in MTons | FALSE | L | Annual | Allowances Withdrawn (1:1) | Thousand Tons | 0 | 0 | 0 | 0 | 0 | 0 | 0 | 0
NSR AEP Consent - NOX Cap Annual v3.1 | 851 | 2047 | Rate Constraint in MTons | FALSE | L | Annual | Allowances Withdrawn (n:1) | Thousand Tons | 0 | 0 | 0 | 0 | 0 | 0 | 0 | 0
NSR AEP Consent - NOX Cap Annual v3.1 | 851 | 2047 | Rate Constraint in MTons | FALSE | L | Annual | Net Emissions Allowance Position | Thousand Tons | 26.8486 | 31.8378 | 31.549 | 30.8302 | 19.4125 | 18.772 | 18.166 | 14.2609
NSR AEP Consent - NOX Cap Annual v3.1 | 851 | 2047 | Rate Constraint in MTons | FALSE | L | Annual | Fuel Consumed | TBtu | 594.5122 | 689.4584 | 683.6737 | 664.981 | 418.1588 | 408.6587 | 400.6853 | 307.6761
NSR AEP Consent - NOX Cap Annual v3.1 | 851 | 2047 | Rate Constraint in MTons | FALSE | L | Annual | Rate | lb/MMBtu | 0.090321 | 0.092356 | 0.092293 | 0.092725 | 0.092848 | 0.091871 | 0.090674 | 0.092701
NSR AEP Consent - NOX Cap Annual v3.1 | 851 | 2047 | Rate Constraint in MTons | FALSE | L | Annual | Generation | TWh | 59.8965 | 69.3576 | 69.3119 | 67.3939 | 42.4098 | 41.464 | 40.657 | 31.2662
NSR AEP Consent - NOX Cap Annual v3.1 | 851 | 2047 | Rate Constraint in MTons | FALSE | L | Annual | Qualifying Generation | TWh | 59.8965 | 69.3576 | 69.3119 | 67.3939 | 42.4098 | 41.464 | 40.657 | 31.2662
NSR AEP Consent - NOX Cap Annual v3.1 | 851 | 2047 | Rate Constraint in MTons | FALSE | L | Annual | Rate | lb/MWh | 0.8965 | 0.91808 | 0.91035 | 0.91492 | 0.91547 | 0.90546 | 0.89362 | 0.91222
NSR AEP Consent - NOX Cap Annual v3.1 | 851 | 2047 | Rate Constraint in MTons | FALSE | L | Annual | Constraint Shadow Price | US2016$/Ton | 0 | 0 | 0 | 0 | 0 | 0 | 0 | 0
NSR AEP Consent - SO2 Cap Annual v5.13 | 852 | 5897 | Rate Constraint in MTons | FALSE | L | Annual | Seasons Included | Seasons | Winter, WintShld, Summer | Winter, WintShld, Summer | Winter, WintShld, Summer | Winter, WintShld, Summer | Winter, WintShld, Summer | Winter, WintShld, Summer | Winter, WintShld, Summer | Winter, WintShld, Summer
NSR AEP Consent - SO2 Cap Annual v5.13 | 852 | 5897 | Rate Constraint in MTons | FALSE | L | Annual | Standard SO2 | Thousand Tons | 113 | 110 | 110 | 94 | 94 | 94 | 94 | 94
NSR AEP Consent - SO2 Cap Annual v5.13 | 852 | 5897 | Rate Constraint in MTons | FALSE | L | Annual | Emissions at Affected Plants SO2 | Thousand Tons | 37.5719 | 44.1206 | 43.9639 | 42.8085 | 26.6242 | 25.6342 | 24.5811 | 22.8043
NSR AEP Consent - SO2 Cap Annual v5.13 | 852 | 5897 | Rate Constraint in MTons | FALSE | L | Annual | Allowances Purchased SO2 | Thousand Tons | 0 | 0 | 0 | 0 | 0 | 0 | 0 | 0
NSR AEP Consent - SO2 Cap Annual v5.13 | 852 | 5897 | Rate Constraint in MTons | FALSE | L | Annual | Allowances Sold SO2 | Thousand Tons | 0 | 0 | 0 | 0 | 0 | 0 | 0 | 0
NSR AEP Consent - SO2 Cap Annual v5.13 | 852 | 5897 | Rate Constraint in MTons | FALSE | L | Annual | Allowances Banked | Thousand Tons | 0 | 0 | 0 | 0 | 0 | 0 | 0 | 0
NSR AEP Consent - SO2 Cap Annual v5.13 | 852 | 5897 | Rate Constraint in MTons | FALSE | L | Annual | Allowances Withdrawn (1:1) | Thousand Tons | 0 | 0 | 0 | 0 | 0 | 0 | 0 | 0
NSR AEP Consent - SO2 Cap Annual v5.13 | 852 | 5897 | Rate Constraint in MTons | FALSE | L | Annual | Allowances Withdrawn (n:1) | Thousand Tons | 0 | 0 | 0 | 0 | 0 | 0 | 0 | 0
NSR AEP Consent - SO2 Cap Annual v5.13 | 852 | 5897 | Rate Constraint in MTons | FALSE | L | Annual | Net Emissions Allowance Position | Thousand Tons | 37.5719 | 44.1206 | 43.9639 | 42.8085 | 26.6242 | 25.6342 | 24.5811 | 22.8043
NSR AEP Consent - SO2 Cap Annual v5.13 | 852 | 5897 | Rate Constraint in MTons | FALSE | L | Annual | Fuel Consumed | TBtu | 594.5122 | 689.4584 | 683.6737 | 664.981 | 418.1588 | 408.6587 | 400.6853 | 307.6761
NSR AEP Consent - SO2 Cap Annual v5.13 | 852 | 5897 | Rate Constraint in MTons | FALSE | L | Annual | Rate | lb/MMBtu | 0.1264 | 0.12799 | 0.12861 | 0.12875 | 0.12734 | 0.12546 | 0.1227 | 0.14824
NSR AEP Consent - SO2 Cap Annual v5.13 | 852 | 5897 | Rate Constraint in MTons | FALSE | L | Annual | Generation | TWh | 59.8965 | 69.3576 | 69.3119 | 67.3939 | 42.4098 | 41.464 | 40.657 | 31.2662
NSR AEP Consent - SO2 Cap Annual v5.13 | 852 | 5897 | Rate Constraint in MTons | FALSE | L | Annual | Qualifying Generation | TWh | 59.8965 | 69.3576 | 69.3119 | 67.3939 | 42.4098 | 41.464 | 40.657 | 31.2662
NSR AEP Consent - SO2 Cap Annual v5.13 | 852 | 5897 | Rate Constraint in MTons | FALSE | L | Annual | Rate | lb/MWh | 1.2546 | 1.2723 | 1.2686 | 1.2704 | 1.2556 | 1.2365 | 1.2092 | 1.4587
NSR AEP Consent - SO2 Cap Annual v5.13 | 852 | 5897 | Rate Constraint in MTons | FALSE | L | Annual | Constraint Shadow Price | US2016$/Ton | 0 | 0 | 0 | 0 | 0 | 0 | 0 | 0
NSR Baldwin 1,2 - NOX Rate Annual v3.1, Unit 4169 and retrofits | 853 | 1944 | Rate Constraint in lbs/MMBtu | FALSE | L | Annual | Seasons Included | Seasons | Winter, WintShld, Summer | Winter, WintShld, Summer | Winter, WintShld, Summer | Winter, WintShld, Summer | Winter, WintShld, Summer | Winter, WintShld, Summer | Winter, WintShld, Summer | Winter, WintShld, Summer
NSR Baldwin 1,2 - NOX Rate Annual v3.1, Unit 4169 and retrofits | 853 | 1944 | Rate Constraint in lbs/MMBtu | FALSE | L | Annual | Standard NOX | lb/MMBtu | 0.1 | 0.1 | 0.1 | 0.1 | 0.1 | 0.1 | 0.1 | 0.1
NSR Baldwin 1,2 - NOX Rate Annual v3.1, Unit 4169 and retrofits | 853 | 1944 | Rate Constraint in lbs/MMBtu | FALSE | L | Annual | Emissions at Affected Plants NOX | Thousand Tons | 4.1819 | 5.2719 | 4.7792 | 4.872 | 4.3545 | 4.5545 | 3.2897 | 3.0429
NSR Baldwin 1,2 - NOX Rate Annual v3.1, Unit 4169 and retrofits | 853 | 1944 | Rate Constraint in lbs/MMBtu | FALSE | L | Annual | Allowances Purchased NOX | Thousand Tons | 0 | 0 | 0 | 0 | 0 | 0 | 0 | 0
NSR Baldwin 1,2 - NOX Rate Annual v3.1, Unit 4169 and retrofits | 853 | 1944 | Rate Constraint in lbs/MMBtu | FALSE | L | Annual | Allowances Sold NOX | Thousand Tons | 0 | 0 | 0 | 0 | 0 | 0 | 0 | 0
NSR Baldwin 1,2 - NOX Rate Annual v3.1, Unit 4169 and retrofits | 853 | 1944 | Rate Constraint in lbs/MMBtu | FALSE | L | Annual | Allowances Banked | Thousand Tons | 0 | 0 | 0 | 0 | 0 | 0 | 0 | 0
NSR Baldwin 1,2 - NOX Rate Annual v3.1, Unit 4169 and retrofits | 853 | 1944 | Rate Constraint in lbs/MMBtu | FALSE | L | Annual | Allowances Withdrawn (1:1) | Thousand Tons | 0 | 0 | 0 | 0 | 0 | 0 | 0 | 0
NSR Baldwin 1,2 - NOX Rate Annual v3.1, Unit 4169 and retrofits | 853 | 1944 | Rate Constraint in lbs/MMBtu | FALSE | L | Annual | Allowances Withdrawn (n:1) | Thousand Tons | 0 | 0 | 0 | 0 | 0 | 0 | 0 | 0
NSR Baldwin 1,2 - NOX Rate Annual v3.1, Unit 4169 and retrofits | 853 | 1944 | Rate Constraint in lbs/MMBtu | FALSE | L | Annual | Net Emissions Allowance Position | Thousand Tons | 4.1819 | 5.2719 | 4.7792 | 4.872 | 4.3545 | 4.5545 | 3.2897 | 3.0429
NSR Baldwin 1,2 - NOX Rate Annual v3.1, Unit 4169 and retrofits | 853 | 1944 | Rate Constraint in lbs/MMBtu | FALSE | L | Annual | Fuel Consumed | TBtu | 103.0795 | 129.9466 | 117.801 | 120.0892 | 107.3327 | 112.2631 | 81.0875 | 75.0045
NSR Baldwin 1,2 - NOX Rate Annual v3.1, Unit 4169 and retrofits | 853 | 1944 | Rate Constraint in lbs/MMBtu | FALSE | L | Annual | Rate | lb/MMBtu | 0.08114 | 0.08114 | 0.08114 | 0.08114 | 0.08114 | 0.08114 | 0.08114 | 0.08114
NSR Baldwin 1,2 - NOX Rate Annual v3.1, Unit 4169 and retrofits | 853 | 1944 | Rate Constraint in lbs/MMBtu | FALSE | L | Annual | Generation | TWh | 10.1706 | 12.8216 | 11.7169 | 11.9445 | 10.6757 | 11.1661 | 8.0653 | 7.4602
NSR Baldwin 1,2 - NOX Rate Annual v3.1, Unit 4169 and retrofits | 853 | 1944 | Rate Constraint in lbs/MMBtu | FALSE | L | Annual | Qualifying Generation | TWh | 10.1706 | 12.8216 | 11.7169 | 11.9445 | 10.6757 | 11.1661 | 8.0653 | 7.4602
NSR Baldwin 1,2 - NOX Rate Annual v3.1, Unit 4169 and retrofits | 853 | 1944 | Rate Constraint in lbs/MMBtu | FALSE | L | Annual | Rate | lb/MWh | 0.82235 | 0.82235 | 0.81578 | 0.81578 | 0.81578 | 0.81578 | 0.81578 | 0.81578
NSR Baldwin 1,2 - NOX Rate Annual v3.1, Unit 4169 and retrofits | 853 | 1944 | Rate Constraint in lbs/MMBtu | FALSE | L | Annual | Constraint Shadow Price | US2016$/Ton | 0 | 0 | 0 | 0 | 0 | 0 | 0 | 0
NSR Baldwin 1-3 - SO2 Rate Annual v3.1, Unit 4169 and retrofits | 854 | 1861 | Rate Constraint in lbs/MMBtu | FALSE | L | Annual | Seasons Included | Seasons | Winter, WintShld, Summer | Winter, WintShld, Summer | Winter, WintShld, Summer | Winter, WintShld, Summer | Winter, WintShld, Summer | Winter, WintShld, Summer | Winter, WintShld, Summer | Winter, WintShld, Summer
NSR Baldwin 1-3 - SO2 Rate Annual v3.1, Unit 4169 and retrofits | 854 | 1861 | Rate Constraint in lbs/MMBtu | FALSE | L | Annual | Standard SO2 | lb/MMBtu | 0.1 | 0.1 | 0.1 | 0.1 | 0.1 | 0.1 | 0.1 | 0.1
NSR Baldwin 1-3 - SO2 Rate Annual v3.1, Unit 4169 and retrofits | 854 | 1861 | Rate Constraint in lbs/MMBtu | FALSE | L | Annual | Emissions at Affected Plants SO2 | Thousand Tons | 3.6048 | 4.5444 | 4.1196 | 4.1996 | 3.7535 | 3.926 | 2.8639 | 2.6491
NSR Baldwin 1-3 - SO2 Rate Annual v3.1, Unit 4169 and retrofits | 854 | 1861 | Rate Constraint in lbs/MMBtu | FALSE | L | Annual | Allowances Purchased SO2 | Thousand Tons | 0 | 0 | 0 | 0 | 0 | 0 | 0 | 0
NSR Baldwin 1-3 - SO2 Rate Annual v3.1, Unit 4169 and retrofits | 854 | 1861 | Rate Constraint in lbs/MMBtu | FALSE | L | Annual | Allowances Sold SO2 | Thousand Tons | 0 | 0 | 0 | 0 | 0 | 0 | 0 | 0
NSR Baldwin 1-3 - SO2 Rate Annual v3.1, Unit 4169 and retrofits | 854 | 1861 | Rate Constraint in lbs/MMBtu | FALSE | L | Annual | Allowances Banked | Thousand Tons | 0 | 0 | 0 | 0 | 0 | 0 | 0 | 0
NSR Baldwin 1-3 - SO2 Rate Annual v3.1, Unit 4169 and retrofits | 854 | 1861 | Rate Constraint in lbs/MMBtu | FALSE | L | Annual | Allowances Withdrawn (1:1) | Thousand Tons | 0 | 0 | 0 | 0 | 0 | 0 | 0 | 0
NSR Baldwin 1-3 - SO2 Rate Annual v3.1, Unit 4169 and retrofits | 854 | 1861 | Rate Constraint in lbs/MMBtu | FALSE | L | Annual | Allowances Withdrawn (n:1) | Thousand Tons | 0 | 0 | 0 | 0 | 0 | 0 | 0 | 0
NSR Baldwin 1-3 - SO2 Rate Annual v3.1, Unit 4169 and retrofits | 854 | 1861 | Rate Constraint in lbs/MMBtu | FALSE | L | Annual | Net Emissions Allowance Position | Thousand Tons | 3.6048 | 4.5444 | 4.1196 | 4.1996 | 3.7535 | 3.926 | 2.8639 | 2.6491
NSR Baldwin 1-3 - SO2 Rate Annual v3.1, Unit 4169 and retrofits | 854 | 1861 | Rate Constraint in lbs/MMBtu | FALSE | L | Annual | Fuel Consumed | TBtu | 103.0795 | 129.9466 | 117.801 | 120.0892 | 107.3327 | 112.2631 | 81.0875 | 75.0045
NSR Baldwin 1-3 - SO2 Rate Annual v3.1, Unit 4169 and retrofits | 854 | 1861 | Rate Constraint in lbs/MMBtu | FALSE | L | Annual | Rate | lb/MMBtu | 0.069942 | 0.069942 | 0.069942 | 0.069942 | 0.069942 | 0.069942 | 0.070638 | 0.070638
NSR Baldwin 1-3 - SO2 Rate Annual v3.1, Unit 4169 and retrofits | 854 | 1861 | Rate Constraint in lbs/MMBtu | FALSE | L | Annual | Generation | TWh | 10.1706 | 12.8216 | 11.7169 | 11.9445 | 10.6757 | 11.1661 | 8.0653 | 7.4602
NSR Baldwin 1-3 - SO2 Rate Annual v3.1, Unit 4169 and retrofits | 854 | 1861 | Rate Constraint in lbs/MMBtu | FALSE | L | Annual | Qualifying Generation | TWh | 10.1706 | 12.8216 | 11.7169 | 11.9445 | 10.6757 | 11.1661 | 8.0653 | 7.4602
NSR Baldwin 1-3 - SO2 Rate Annual v3.1, Unit 4169 and retrofits | 854 | 1861 | Rate Constraint in lbs/MMBtu | FALSE | L | Annual | Rate | lb/MWh | 0.70886 | 0.70886 | 0.70319 | 0.70319 | 0.70319 | 0.70319 | 0.71019 | 0.71019
NSR Baldwin 1-3 - SO2 Rate Annual v3.1, Unit 4169 and retrofits | 854 | 1861 | Rate Constraint in lbs/MMBtu | FALSE | L | Annual | Constraint Shadow Price | US2016$/Ton | 0 | 0 | 0 | 0 | 0 | 0 | 0 | 0
NSR Big Bend 1-3 - NOX Rate Annual v5.14 | 855 | 6129 | Rate Constraint in lbs/MMBtu | FALSE | L | Annual | Seasons Included | Seasons | Winter, WintShld, Summer | Winter, WintShld, Summer | Winter, WintShld, Summer | Winter, WintShld, Summer | Winter, WintShld, Summer | Winter, WintShld, Summer | Winter, WintShld, Summer | Winter, WintShld, Summer
NSR Big Bend 1-3 - NOX Rate Annual v5.14 | 855 | 6129 | Rate Constraint in lbs/MMBtu | FALSE | L | Annual | Standard NOX | lb/MMBtu | 0.12 | 0.12 | 0.12 | 0.12 | 0.12 | 0.12 | 0.12 | 0.12
NSR Big Bend 1-3 - NOX Rate Annual v5.14 | 855 | 6129 | Rate Constraint in lbs/MMBtu | FALSE | L | Annual | Emissions at Affected Plants NOX | Thousand Tons | 0.76831 | 0.84913 | 1.0527 | 0.6998 | 1.1042 | 1.0878 | 1.0878 | 0.61953
NSR Big Bend 1-3 - NOX Rate Annual v5.14 | 855 | 6129 | Rate Constraint in lbs/MMBtu | FALSE | L | Annual | Allowances Purchased NOX | Thousand Tons | 0 | 0 | 0 | 0 | 0 | 0 | 0 | 0
NSR Big Bend 1-3 - NOX Rate Annual v5.14 | 855 | 6129 | Rate Constraint in lbs/MMBtu | FALSE | L | Annual | Allowances Sold NOX | Thousand Tons | 0 | 0 | 0 | 0 | 0 | 0 | 0 | 0
NSR Big Bend 1-3 - NOX Rate Annual v5.14 | 855 | 6129 | Rate Constraint in lbs/MMBtu | FALSE | L | Annual | Allowances Banked | Thousand Tons | 0 | 0 | 0 | 0 | 0 | 0 | 0 | 0
NSR Big Bend 1-3 - NOX Rate Annual v5.14 | 855 | 6129 | Rate Constraint in lbs/MMBtu | FALSE | L | Annual | Allowances Withdrawn (1:1) | Thousand Tons | 0 | 0 | 0 | 0 | 0 | 0 | 0 | 0
NSR Big Bend 1-3 - NOX Rate Annual v5.14 | 855 | 6129 | Rate Constraint in lbs/MMBtu | FALSE | L | Annual | Allowances Withdrawn (n:1) | Thousand Tons | 0 | 0 | 0 | 0 | 0 | 0 | 0 | 0
NSR Big Bend 1-3 - NOX Rate Annual v5.14 | 855 | 6129 | Rate Constraint in lbs/MMBtu | FALSE | L | Annual | Net Emissions Allowance Position | Thousand Tons | 0.76831 | 0.84913 | 1.0527 | 0.6998 | 1.1042 | 1.0878 | 1.0878 | 0.61953
NSR Big Bend 1-3 - NOX Rate Annual v5.14 | 855 | 6129 | Rate Constraint in lbs/MMBtu | FALSE | L | Annual | Fuel Consumed | TBtu | 19.1531 | 20.9747 | 26.891 | 17.6089 | 27.6349 | 27.2585 | 27.2585 | 15.7996
NSR Big Bend 1-3 - NOX Rate Annual v5.14 | 855 | 6129 | Rate Constraint in lbs/MMBtu | FALSE | L | Annual | Rate | lb/MMBtu | 0.080228 | 0.080967 | 0.078295 | 0.079483 | 0.079914 | 0.079813 | 0.079813 | 0.078424
NSR Big Bend 1-3 - NOX Rate Annual v5.14 | 855 | 6129 | Rate Constraint in lbs/MMBtu | FALSE | L | Annual | Generation | TWh | 1.8342 | 2.0087 | 2.5978 | 1.7032 | 2.6741 | 2.6374 | 2.6374 | 1.5265
NSR Big Bend 1-3 - NOX Rate Annual v5.14 | 855 | 6129 | Rate Constraint in lbs/MMBtu | FALSE | L | Annual | Qualifying Generation | TWh | 1.8342 | 2.0087 | 2.5978 | 1.7032 | 2.6741 | 2.6374 | 2.6374 | 1.5265
NSR Big Bend 1-3 - NOX Rate Annual v5.14 | 855 | 6129 | Rate Constraint in lbs/MMBtu | FALSE | L | Annual | Rate | lb/MWh | 0.83775 | 0.84544 | 0.81048 | 0.82176 | 0.82585 | 0.82489 | 0.82489 | 0.8117
NSR Big Bend 1-3 - NOX Rate Annual v5.14 | 855 | 6129 | Rate Constraint in lbs/MMBtu | FALSE | L | Annual | Constraint Shadow Price | US2016$/Ton | 0 | 0 | 0 | 0 | 0 | 0 | 0 | 0
NSR Big Cajun 2- NOx Cap Annual v5.13 | 856 | 5998 | Rate Constraint in MTons | FALSE | L | Annual | Seasons Included | Seasons | Winter, WintShld, Summer | Winter, WintShld, Summer | Winter, WintShld, Summer | Winter, WintShld, Summer | Winter, WintShld, Summer | Winter, WintShld, Summer | Winter, WintShld, Summer | Winter, WintShld, Summer
NSR Big Cajun 2- NOx Cap Annual v5.13 | 856 | 5998 | Rate Constraint in MTons | FALSE | L | Annual | Standard NOX | Thousand Tons | 8.95 | 8.95 | 8.95 | 8.95 | 8.95 | 8.95 | 8.95 | 8.95
NSR Big Cajun 2- NOx Cap Annual v5.13 | 856 | 5998 | Rate Constraint in MTons | FALSE | L | Annual | Emissions at Affected Plants NOX | Thousand Tons | 0.5185 | 1.5886 | 1.6201 | 1.7321 | 1.9071 | 1.9536 | 1.9427 | 1.2641
NSR Big Cajun 2- NOx Cap Annual v5.13 | 856 | 5998 | Rate Constraint in MTons | FALSE | L | Annual | Allowances Purchased NOX | Thousand Tons | 0 | 0 | 0 | 0 | 0 | 0 | 0 | 0
NSR Big Cajun 2- NOx Cap Annual v5.13 | 856 | 5998 | Rate Constraint in MTons | FALSE | L | Annual | Allowances Sold NOX | Thousand Tons | 0 | 0 | 0 | 0 | 0 | 0 | 0 | 0
NSR Big Cajun 2- NOx Cap Annual v5.13 | 856 | 5998 | Rate Constraint in MTons | FALSE | L | Annual | Allowances Banked | Thousand Tons | 0 | 0 | 0 | 0 | 0 | 0 | 0 | 0
NSR Big Cajun 2- NOx Cap Annual v5.13 | 856 | 5998 | Rate Constraint in MTons | FALSE | L | Annual | Allowances Withdrawn (1:1) | Thousand Tons | 0 | 0 | 0 | 0 | 0 | 0 | 0 | 0
NSR Big Cajun 2- NOx Cap Annual v5.13 | 856 | 5998 | Rate Constraint in MTons | FALSE | L | Annual | Allowances Withdrawn (n:1) | Thousand Tons | 0 | 0 | 0 | 0 | 0 | 0 | 0 | 0
NSR Big Cajun 2- NOx Cap Annual v5.13 | 856 | 5998 | Rate Constraint in MTons | FALSE | L | Annual | Net Emissions Allowance Position | Thousand Tons | 0.5185 | 1.5886 | 1.6201 | 1.7321 | 1.9071 | 1.9536 | 1.9427 | 1.2641
NSR Big Cajun 2- NOx Cap Annual v5.13 | 856 | 5998 | Rate Constraint in MTons | FALSE | L | Annual | Fuel Consumed | TBtu | 9.1817 | 26.4337 | 27.1547 | 29.5703 | 33.3443 | 33.2298 | 32.9933 | 21.6444
NSR Big Cajun 2- NOx Cap Annual v5.13 | 856 | 5998 | Rate Constraint in MTons | FALSE | L | Annual | Rate | lb/MMBtu | 0.11294 | 0.12019 | 0.11933 | 0.11715 | 0.11439 | 0.11758 | 0.11776 | 0.1168
NSR Big Cajun 2- NOx Cap Annual v5.13 | 856 | 5998 | Rate Constraint in MTons | FALSE | L | Annual | Generation | TWh | 0.86408 | 2.4965 | 2.6033 | 2.8283 | 3.18 | 3.1798 | 3.1578 | 2.0695
NSR Big Cajun 2- NOx Cap Annual v5.13 | 856 | 5998 | Rate Constraint in MTons | FALSE | L | Annual | Qualifying Generation | TWh | 0.86408 | 2.4965 | 2.6033 | 2.8283 | 3.18 | 3.1798 | 3.1578 | 2.0695
NSR Big Cajun 2- NOx Cap Annual v5.13 | 856 | 5998 | Rate Constraint in MTons | FALSE | L | Annual | Rate | lb/MWh | 1.2001 | 1.2726 | 1.2447 | 1.2248 | 1.1994 | 1.2288 | 1.2304 | 1.2216
NSR Big Cajun 2- NOx Cap Annual v5.13 | 856 | 5998 | Rate Constraint in MTons | FALSE | L | Annual | Constraint Shadow Price | US2016$/Ton | 0 | 0 | 0 | 0 | 0 | 0 | 0 | 0
NSR Big Cajun 2- SO2 Cap Annual v5.13 | 857 | 5999 | Rate Constraint in MTons | FALSE | L | Annual | Seasons Included | Seasons | Winter, WintShld, Summer | Winter, WintShld, Summer | Winter, WintShld, Summer | Winter, WintShld, Summer | Winter, WintShld, Summer | Winter, WintShld, Summer | Winter, WintShld, Summer | Winter, WintShld, Summer
NSR Big Cajun 2- SO2 Cap Annual v5.13 | 857 | 5999 | Rate Constraint in MTons | FALSE | L | Annual | Standard SO2 | Thousand Tons | 18.95 | 18.95 | 18.95 | 18.95 | 18.95 | 18.95 | 18.95 | 18.95
NSR Big Cajun 2- SO2 Cap Annual v5.13 | 857 | 5999 | Rate Constraint in MTons | FALSE | L | Annual | Emissions at Affected Plants SO2 | Thousand Tons | 1.1725 | 4.5851 | 4.5617 | 4.5617 | 4.5617 | 5.2165 | 5.2165 | 3.2911
NSR Big Cajun 2- SO2 Cap Annual v5.13 | 857 | 5999 | Rate Constraint in MTons | FALSE | L | Annual | Allowances Purchased SO2 | Thousand Tons | 0 | 0 | 0 | 0 | 0 | 0 | 0 | 0
NSR Big Cajun 2- SO2 Cap Annual v5.13 | 857 | 5999 | Rate Constraint in MTons | FALSE | L | Annual | Allowances Sold SO2 | Thousand Tons | 0 | 0 | 0 | 0 | 0 | 0 | 0 | 0
NSR Big Cajun 2- SO2 Cap Annual v5.13 | 857 | 5999 | Rate Constraint in MTons | FALSE | L | Annual | Allowances Banked | Thousand Tons | 0 | 0 | 0 | 0 | 0 | 0 | 0 | 0
NSR Big Cajun 2- SO2 Cap Annual v5.13 | 857 | 5999 | Rate Constraint in MTons | FALSE | L | Annual | Allowances Withdrawn (1:1) | Thousand Tons | 0 | 0 | 0 | 0 | 0 | 0 | 0 | 0
NSR Big Cajun 2- SO2 Cap Annual v5.13 | 857 | 5999 | Rate Constraint in MTons | FALSE | L | Annual | Allowances Withdrawn (n:1) | Thousand Tons | 0 | 0 | 0 | 0 | 0 | 0 | 0 | 0
NSR Big Cajun 2- SO2 Cap Annual v5.13 | 857 | 5999 | Rate Constraint in MTons | FALSE | L | Annual | Net Emissions Allowance Position | Thousand Tons | 1.1725 | 4.5851 | 4.5617 | 4.5617 | 4.5617 | 5.2165 | 5.2165 | 3.2911
NSR Big Cajun 2- SO2 Cap Annual v5.13 | 857 | 5999 | Rate Constraint in MTons | FALSE | L | Annual | Fuel Consumed | TBtu | 9.1817 | 26.4337 | 27.1547 | 29.5703 | 33.3443 | 33.2298 | 32.9933 | 21.6444
NSR Big Cajun 2- SO2 Cap Annual v5.13 | 857 | 5999 | Rate Constraint in MTons | FALSE | L | Annual | Rate | lb/MMBtu | 0.25539 | 0.34692 | 0.33598 | 0.30853 | 0.27361 | 0.31397 | 0.31622 | 0.30411
NSR Big Cajun 2- SO2 Cap Annual v5.13 | 857 | 5999 | Rate Constraint in MTons | FALSE | L | Annual | Generation | TWh | 0.86408 | 2.4965 | 2.6033 | 2.8283 | 3.18 | 3.1798 | 3.1578 | 2.0695
NSR Big Cajun 2- SO2 Cap Annual v5.13 | 857 | 5999 | Rate Constraint in MTons | FALSE | L | Annual | Qualifying Generation | TWh | 0.86408 | 2.4965 | 2.6033 | 2.8283 | 3.18 | 3.1798 | 3.1578 | 2.0695
NSR Big Cajun 2- SO2 Cap Annual v5.13 | 857 | 5999 | Rate Constraint in MTons | FALSE | L | Annual | Rate | lb/MWh | 2.7138 | 3.6732 | 3.5046 | 3.2257 | 2.869 | 3.281 | 3.3039 | 3.1806
NSR Big Cajun 2- SO2 Cap Annual v5.13 | 857 | 5999 | Rate Constraint in MTons | FALSE | L | Annual | Constraint Shadow Price | US2016$/Ton | 0 | 0 | 0 | 0 | 0 | 0 | 0 | 0
NSR Big Cajun 2- Unit 1 - Hg Rate Annual v5.13 | 858 | 5955 | Rate Constraint in lbs/MMBtu | FALSE | L | Annual | Seasons Included | Seasons | Winter, WintShld, Summer | Winter, WintShld, Summer | Winter, WintShld, Summer | Winter, WintShld, Summer | Winter, WintShld, Summer | Winter, WintShld, Summer | Winter, WintShld, Summer | Winter, WintShld, Summer
NSR Big Cajun 2- Unit 1 - Hg Rate Annual v5.13 | 858 | 5955 | Rate Constraint in lbs/MMBtu | FALSE | L | Annual | Standard MER | lb/MMBtu | 0.03 | 0.03 | 0.03 | 0.03 | 0.03 | 0.03 | 0.03 | 0.03
NSR Big Cajun 2- Unit 1 - Hg Rate Annual v5.13 | 858 | 5955 | Rate Constraint in lbs/MMBtu | FALSE | L | Annual | Emissions at Affected Plants MER | lbs | 0 | 0 | 0 | 0 | 0 | 0 | 0 | 0
NSR Big Cajun 2- Unit 1 - Hg Rate Annual v5.13 | 858 | 5955 | Rate Constraint in lbs/MMBtu | FALSE | L | Annual | Allowances Purchased MER | lbs | 0 | 0 | 0 | 0 | 0 | 0 | 0 | 0
NSR Big Cajun 2- Unit 1 - Hg Rate Annual v5.13 | 858 | 5955 | Rate Constraint in lbs/MMBtu | FALSE | L | Annual | Allowances Sold MER | lbs | 0 | 0 | 0 | 0 | 0 | 0 | 0 | 0
NSR Big Cajun 2- Unit 1 - Hg Rate Annual v5.13 | 858 | 5955 | Rate Constraint in lbs/MMBtu | FALSE | L | Annual | Allowances Banked | lbs | 0 | 0 | 0 | 0 | 0 | 0 | 0 | 0
NSR Big Cajun 2- Unit 1 - Hg Rate Annual v5.13 | 858 | 5955 | Rate Constraint in lbs/MMBtu | FALSE | L | Annual | Allowances Withdrawn (1:1) | lbs | 0 | 0 | 0 | 0 | 0 | 0 | 0 | 0
NSR Big Cajun 2- Unit 1 - Hg Rate Annual v5.13 | 858 | 5955 | Rate Constraint in lbs/MMBtu | FALSE | L | Annual | Allowances Withdrawn (n:1) | lbs | 0 | 0 | 0 | 0 | 0 | 0 | 0 | 0
NSR Big Cajun 2- Unit 1 - Hg Rate Annual v5.13 | 858 | 5955 | Rate Constraint in lbs/MMBtu | FALSE | L | Annual | Net Emissions Allowance Position | lbs | 0 | 0 | 0 | 0 | 0 | 0 | 0 | 0
NSR Big Cajun 2- Unit 1 - Hg Rate Annual v5.13 | 858 | 5955 | Rate Constraint in lbs/MMBtu | FALSE | L | Annual | Fuel Consumed | TBtu | 0 | 0 | 0 | 0 | 0 | 0 | 0 | 0
NSR Big Cajun 2- Unit 1 - Hg Rate Annual v5.13 | 858 | 5955 | Rate Constraint in lbs/MMBtu | FALSE | L | Annual | Rate | lb/MMBtu | 0 | 0 | 0 | 0 | 0 | 0 | 0 | 0
NSR Big Cajun 2- Unit 1 - Hg Rate Annual v5.13 | 858 | 5955 | Rate Constraint in lbs/MMBtu | FALSE | L | Annual | Generation | TWh | 0 | 0 | 0 | 0 | 0 | 0 | 0 | 0
NSR Big Cajun 2- Unit 1 - Hg Rate Annual v5.13 | 858 | 5955 | Rate Constraint in lbs/MMBtu | FALSE | L | Annual | Qualifying Generation | TWh | 0 | 0 | 0 | 0 | 0 | 0 | 0 | 0
NSR Big Cajun 2- Unit 1 - Hg Rate Annual v5.13 | 858 | 5955 | Rate Constraint in lbs/MMBtu | FALSE | L | Annual | Rate | lb/MWh | 0 | 0 | 0 | 0 | 0 | 0 | 0 | 0
NSR Big Cajun 2- Unit 1 - Hg Rate Annual v5.13 | 858 | 5955 | Rate Constraint in lbs/MMBtu | FALSE | L | Annual | Constraint Shadow Price | US2016$/Lb | 0 | 0 | 0 | 0 | 0 | 0 | 0 | 0
NSR Big Cajun 2- Unit 1 - NOx Rate Annual v5.13 | 859 | 5954 | Rate Constraint in lbs/MMBtu | FALSE | L | Annual | Seasons Included | Seasons | Winter, WintShld, Summer | Winter, WintShld, Summer | Winter, WintShld, Summer | Winter, WintShld, Summer | Winter, WintShld, Summer | Winter, WintShld, Summer | Winter, WintShld, Summer | Winter, WintShld, Summer
NSR Big Cajun 2- Unit 1 - NOx Rate Annual v5.13 | 859 | 5954 | Rate Constraint in lbs/MMBtu | FALSE | L | Annual | Standard NOX | lb/MMBtu | 0.15 | 0.15 | 0.15 | 0.15 | 0.15 | 0.15 | 0.15 | 0.15
NSR Big Cajun 2- Unit 1 - NOx Rate Annual v5.13 | 859 | 5954 | Rate Constraint in lbs/MMBtu | FALSE | L | Annual | Emissions at Affected Plants NOX | Thousand Tons | 0 | 0 | 0 | 0 | 0 | 0 | 0 | 0
NSR Big Cajun 2- Unit 1 - NOx Rate Annual v5.13 | 859 | 5954 | Rate Constraint in lbs/MMBtu | FALSE | L | Annual | Allowances Purchased NOX | Thousand Tons | 0 | 0 | 0 | 0 | 0 | 0 | 0 | 0
NSR Big Cajun 2- Unit 1 - NOx Rate Annual v5.13 | 859 | 5954 | Rate Constraint in lbs/MMBtu | FALSE | L | Annual | Allowances Sold NOX | Thousand Tons | 0 | 0 | 0 | 0 | 0 | 0 | 0 | 0
NSR Big Cajun 2- Unit 1 - NOx Rate Annual v5.13 | 859 | 5954 | Rate Constraint in lbs/MMBtu | FALSE | L | Annual | Allowances Banked | Thousand Tons | 0 | 0 | 0 | 0 | 0 | 0 | 0 | 0
NSR Big Cajun 2- Unit 1 - NOx Rate Annual v5.13 | 859 | 5954 | Rate Constraint in lbs/MMBtu | FALSE | L | Annual | Allowances Withdrawn (1:1) | Thousand Tons | 0 | 0 | 0 | 0 | 0 | 0 | 0 | 0
NSR Big Cajun 2- Unit 1 - NOx Rate Annual v5.13 | 859 | 5954 | Rate Constraint in lbs/MMBtu | FALSE | L | Annual | Allowances Withdrawn (n:1) | Thousand Tons | 0 | 0 | 0 | 0 | 0 | 0 | 0 | 0
NSR Big Cajun 2- Unit 1 - NOx Rate Annual v5.13 | 859 | 5954 | Rate Constraint in lbs/MMBtu | FALSE | L | Annual | Net Emissions Allowance Position | Thousand Tons | 0 | 0 | 0 | 0 | 0 | 0 | 0 | 0
NSR Big Cajun 2- Unit 1 - NOx Rate Annual v5.13 | 859 | 5954 | Rate Constraint in lbs/MMBtu | FALSE | L | Annual | Fuel Consumed | TBtu | 0 | 0 | 0 | 0 | 0 | 0 | 0 | 0
NSR Big Cajun 2- Unit 1 - NOx Rate Annual v5.13 | 859 | 5954 | Rate Constraint in lbs/MMBtu | FALSE | L | Annual | Rate | lb/MMBtu | 0 | 0 | 0 | 0 | 0 | 0 | 0 | 0
NSR Big Cajun 2- Unit 1 - NOx Rate Annual v5.13 | 859 | 5954 | Rate Constraint in lbs/MMBtu | FALSE | L | Annual | Generation | TWh | 0 | 0 | 0 | 0 | 0 | 0 | 0 | 0
NSR Big Cajun 2- Unit 1 - NOx Rate Annual v5.13 | 859 | 5954 | Rate Constraint in lbs/MMBtu | FALSE | L | Annual | Qualifying Generation | TWh | 0 | 0 | 0 | 0 | 0 | 0 | 0 | 0
NSR Big Cajun 2- Unit 1 - NOx Rate Annual v5.13 | 859 | 5954 | Rate Constraint in lbs/MMBtu | FALSE | L | Annual | Rate | lb/MWh | 0 | 0 | 0 | 0 | 0 | 0 | 0 | 0
NSR Big Cajun 2- Unit 1 - NOx Rate Annual v5.13 | 859 | 5954 | Rate Constraint in lbs/MMBtu | FALSE | L | Annual | Constraint Shadow Price | US2016$/Ton | 0 | 0 | 0 | 0 | 0 | 0 | 0 | 0
NSR Big Cajun 2- Unit 1 - SO2 Rate Annual v5.13 | 860 | 5953 | Rate Constraint in lbs/MMBtu | FALSE | L | Annual | Seasons Included | Seasons | Winter, WintShld, Summer | Winter, WintShld, Summer | Winter, WintShld, Summer | Winter, WintShld, Summer | Winter, WintShld, Summer | Winter, WintShld, Summer | Winter, WintShld, Summer | Winter, WintShld, Summer
NSR Big Cajun 2- Unit 1 - SO2 Rate Annual v5.13 | 860 | 5953 | Rate Constraint in lbs/MMBtu | FALSE | L | Annual | Standard SO2 | lb/MMBtu | 0.38 | 0.38 | 0.07 | 0.07 | 0.07 | 0.07 | 0.07 | 0.07
NSR Big Cajun 2- Unit 1 - SO2 Rate Annual v5.13 | 860 | 5953 | Rate Constraint in lbs/MMBtu | FALSE | L | Annual | Emissions at Affected Plants SO2 | Thousand Tons | 0 | 0 | 0 | 0 | 0 | 0 | 0 | 0
NSR Big Cajun 2- Unit 1 - SO2 Rate Annual v5.13 | 860 | 5953 | Rate Constraint in lbs/MMBtu | FALSE | L | Annual | Allowances Purchased SO2 | Thousand Tons | 0 | 0 | 0 | 0 | 0 | 0 | 0 | 0
NSR Big Cajun 2- Unit 1 - SO2 Rate Annual v5.13 | 860 | 5953 | Rate Constraint in lbs/MMBtu | FALSE | L | Annual | Allowances Sold SO2 | Thousand Tons | 0 | 0 | 0 | 0 | 0 | 0 | 0 | 0
NSR Big Cajun 2- Unit 1 - SO2 Rate Annual v5.13 | 860 | 5953 | Rate Constraint in lbs/MMBtu | FALSE | L | Annual | Allowances Banked | Thousand Tons | 0 | 0 | 0 | 0 | 0 | 0 | 0 | 0
NSR Big Cajun 2- Unit 1 - SO2 Rate Annual v5.13 | 860 | 5953 | Rate Constraint in lbs/MMBtu | FALSE | L | Annual | Allowances Withdrawn (1:1) | Thousand Tons | 0 | 0 | 0 | 0 | 0 | 0 | 0 | 0
NSR Big Cajun 2- Unit 1 - SO2 Rate Annual v5.13 | 860 | 5953 | Rate Constraint in lbs/MMBtu | FALSE | L | Annual | Allowances Withdrawn (n:1) | Thousand Tons | 0 | 0 | 0 | 0 | 0 | 0 | 0 | 0
NSR Big Cajun 2- Unit 1 - SO2 Rate Annual v5.13 | 860 | 5953 | Rate Constraint in lbs/MMBtu | FALSE | L | Annual | Net Emissions Allowance Position | Thousand Tons | 0 | 0 | 0 | 0 | 0 | 0 | 0 | 0
NSR Big Cajun 2- Unit 1 - SO2 Rate Annual v5.13 | 860 | 5953 | Rate Constraint in lbs/MMBtu | FALSE | L | Annual | Fuel Consumed | TBtu | 0 | 0 | 0 | 0 | 0 | 0 | 0 | 0
NSR Big Cajun 2- Unit 1 - SO2 Rate Annual v5.13 | 860 | 5953 | Rate Constraint in lbs/MMBtu | FALSE | L | Annual | Rate | lb/MMBtu | 0 | 0 | 0 | 0 | 0 | 0 | 0 | 0
NSR Big Cajun 2- Unit 1 - SO2 Rate Annual v5.13 | 860 | 5953 | Rate Constraint in lbs/MMBtu | FALSE | L | Annual | Generation | TWh | 0 | 0 | 0 | 0 | 0 | 0 | 0 | 0
NSR Big Cajun 2- Unit 1 - SO2 Rate Annual v5.13 | 860 | 5953 | Rate Constraint in lbs/MMBtu | FALSE | L | Annual | Qualifying Generation | TWh | 0 | 0 | 0 | 0 | 0 | 0 | 0 | 0
NSR Big Cajun 2- Unit 1 - SO2 Rate Annual v5.13 | 860 | 5953 | Rate Constraint in lbs/MMBtu | FALSE | L | Annual | Rate | lb/MWh | 0 | 0 | 0 | 0 | 0 | 0 | 0 | 0
NSR Big Cajun 2- Unit 1 - SO2 Rate Annual v5.13 | 860 | 5953 | Rate Constraint in lbs/MMBtu | FALSE | L | Annual | Constraint Shadow Price | US2016$/Ton | 0 | 0 | 32716.1145 | 29809.512 | 35649.1049 | 42856.4907 | 48035.7337 | 47366.618
NSR Big Cajun 2- Unit 3 - Hg Rate Annual v5.13 | 861 | 6029 | Rate Constraint in lbs/MMBtu | FALSE | L | Annual | Seasons Included | Seasons | Winter, WintShld, Summer | Winter, WintShld, Summer | Winter, WintShld, Summer | Winter, WintShld, Summer | Winter, WintShld, Summer | Winter, WintShld, Summer | Winter, WintShld, Summer | Winter, WintShld, Summer
NSR Big Cajun 2- Unit 3 - Hg Rate Annual v5.13 | 861 | 6029 | Rate Constraint in lbs/MMBtu | FALSE | L | Annual | Standard MER | lb/MMBtu | 0.03 | 0.03 | 0.03 | 0.03 | 0.03 | 0.03 | 0.03 | 0.03
NSR Big Cajun 2- Unit 3 - Hg Rate Annual v5.13 | 861 | 6029 | Rate Constraint in lbs/MMBtu | FALSE | L | Annual | Emissions at Affected Plants MER | lbs | 3.3029 | 12.9165 | 12.8505 | 12.8505 | 12.8505 | 14.6952 | 14.6952 | 9.2711
NSR Big Cajun 2- Unit 3 - Hg Rate Annual v5.13 | 861 | 6029 | Rate Constraint in lbs/MMBtu | FALSE | L | Annual | Allowances Purchased MER | lbs | 0 | 0 | 0 | 0 | 0 | 0 | 0 | 0
NSR Big Cajun 2- Unit 3 - Hg Rate Annual v5.13 | 861 | 6029 | Rate Constraint in lbs/MMBtu | FALSE | L | Annual | Allowances Sold MER | lbs | 0 | 0 | 0 | 0 | 0 | 0 | 0 | 0
NSR Big Cajun 2- Unit 3 - Hg Rate Annual v5.13 | 861 | 6029 | Rate Constraint in lbs/MMBtu | FALSE | L | Annual | Allowances Banked | lbs | 0 | 0 | 0 | 0 | 0 | 0 | 0 | 0
NSR Big Cajun 2- Unit 3 - Hg Rate Annual v5.13 | 861 | 6029 | Rate Constraint in lbs/MMBtu | FALSE | L | Annual | Allowances Withdrawn (1:1) | lbs | 0 | 0 | 0 | 0 | 0 | 0 | 0 | 0
NSR Big Cajun 2- Unit 3 - Hg Rate Annual v5.13 | 861 | 6029 | Rate Constraint in lbs/MMBtu | FALSE | L | Annual | Allowances Withdrawn (n:1) | lbs | 0 | 0 | 0 | 0 | 0 | 0 | 0 | 0
NSR Big Cajun 2- Unit 3 - Hg Rate Annual v5.13 | 861 | 6029 | Rate Constraint in lbs/MMBtu | FALSE | L | Annual | Net Emissions Allowance Position | lbs | 3.3029 | 12.9165 | 12.8505 | 12.8505 | 12.8505 | 14.6952 | 14.6952 | 9.2711
NSR Big Cajun 2- Unit 3 - Hg Rate Annual v5.13 | 861 | 6029 | Rate Constraint in lbs/MMBtu | FALSE | L | Annual | Fuel Consumed | TBtu | 5.8861 | 23.019 | 22.9013 | 22.9013 | 22.9013 | 26.1888 | 26.1888 | 16.5224
NSR Big Cajun 2- Unit 3 - Hg Rate Annual v5.13 | 861 | 6029 | Rate Constraint in lbs/MMBtu | FALSE | L | Annual | Rate | lb/MMBtu | 5.6112e-07 | 5.6112e-07 | 5.6112e-07 | 5.6112e-07 | 5.6112e-07 | 5.6112e-07 | 5.6112e-07 | 5.6112e-07
NSR Big Cajun 2- Unit 3 - Hg Rate Annual v5.13 | 861 | 6029 | Rate Constraint in lbs/MMBtu | FALSE | L | Annual | Generation | TWh | 0.55703 | 2.1784 | 2.207 | 2.207 | 2.207 | 2.5238 | 2.5238 | 1.5922
NSR Big Cajun 2- Unit 3 - Hg Rate Annual v5.13 | 861 | 6029 | Rate Constraint in lbs/MMBtu | FALSE | L | Annual | Qualifying Generation | TWh | 0.55703 | 2.1784 | 2.207 | 2.207 | 2.207 | 2.5238 | 2.5238 | 1.5922
NSR Big Cajun 2- Unit 3 - Hg Rate Annual v5.13 | 861 | 6029 | Rate Constraint in lbs/MMBtu | FALSE | L | Annual | Rate | lb/MWh | 5.9294e-06 | 5.9294e-06 | 5.8227e-06 | 5.8227e-06 | 5.8227e-06 | 5.8227e-06 | 5.8227e-06 | 5.8227e-06
NSR Big Cajun 2- Unit 3 - Hg Rate Annual v5.13 | 861 | 6029 | Rate Constraint in lbs/MMBtu | FALSE | L | Annual | Constraint Shadow Price | US2016$/Lb | 0 | 0 | 0 | 0 | 0 | 0 | 0 | 0
NSR Big Cajun 2- Unit 3 - NOx Rate Annual v5.13 | 862 | 5996 | Rate Constraint in lbs/MMBtu | FALSE | L | Annual | Seasons Included | Seasons | Winter, WintShld, Summer | Winter, WintShld, Summer | Winter, WintShld, Summer | Winter, WintShld, Summer | Winter, WintShld, Summer | Winter, WintShld, Summer | Winter, WintShld, Summer | Winter, WintShld, Summer
NSR Big Cajun 2- Unit 3 - NOx Rate Annual v5.13 | 862 | 5996 | Rate Constraint in lbs/MMBtu | FALSE | L | Annual | Standard NOX | lb/MMBtu | 0.135 | 0.135 | 0.135 | 0.135 | 0.135 | 0.135 | 0.135 | 0.135
NSR Big Cajun 2- Unit 3 - NOx Rate Annual v5.13 | 862 | 5996 | Rate Constraint in lbs/MMBtu | FALSE | L | Annual | Emissions at Affected Plants NOX | Thousand Tons | 0.36574 | 1.4303 | 1.423 | 1.423 | 1.423 | 1.6272 | 1.6272 | 1.0266
NSR Big Cajun 2- Unit 3 - NOx Rate Annual v5.13 | 862 | 5996 | Rate Constraint in lbs/MMBtu | FALSE | L | Annual | Allowances Purchased NOX | Thousand Tons | 0 | 0 | 0 | 0 | 0 | 0 | 0 | 0
NSR Big Cajun 2- Unit 3 - NOx Rate Annual v5.13 | 862 | 5996 | Rate Constraint in lbs/MMBtu | FALSE | L | Annual | Allowances Sold NOX | Thousand Tons | 0 | 0 | 0 | 0 | 0 | 0 | 0 | 0
NSR Big Cajun 2- Unit 3 - NOx Rate Annual v5.13 | 862 | 5996 | Rate Constraint in lbs/MMBtu | FALSE | L | Annual | Allowances Banked | Thousand Tons | 0 | 0 | 0 | 0 | 0 | 0 | 0 | 0
NSR Big Cajun 2- Unit 3 - NOx Rate Annual v5.13 | 862 | 5996 | Rate Constraint in lbs/MMBtu | FALSE | L | Annual | Allowances Withdrawn (1:1) | Thousand Tons | 0 | 0 | 0 | 0 | 0 | 0 | 0 | 0
NSR Big Cajun 2- Unit 3 - NOx Rate Annual v5.13 | 862 | 5996 | Rate Constraint in lbs/MMBtu | FALSE | L | Annual | Allowances Withdrawn (n:1) | Thousand Tons | 0 | 0 | 0 | 0 | 0 | 0 | 0 | 0
NSR Big Cajun 2- Unit 3 - NOx Rate Annual v5.13 | 862 | 5996 | Rate Constraint in lbs/MMBtu | FALSE | L | Annual | Net Emissions Allowance Position | Thousand Tons | 0.36574 | 1.4303 | 1.423 | 1.423 | 1.423 | 1.6272 | 1.6272 | 1.0266
NSR Big Cajun 2- Unit 3 - NOx Rate Annual v5.13 | 862 | 5996 | Rate Constraint in lbs/MMBtu | FALSE | L | Annual | Fuel Consumed | TBtu | 5.8861 | 23.019 | 22.9013 | 22.9013 | 22.9013 | 26.1888 | 26.1888 | 16.5224
NSR Big Cajun 2- Unit 3 - NOx Rate Annual v5.13 | 862 | 5996 | Rate Constraint in lbs/MMBtu | FALSE | L | Annual | Rate | lb/MMBtu | 0.12427 | 0.12427 | 0.12427 | 0.12427 | 0.12427 | 0.12427 | 0.12427 | 0.12427
NSR Big Cajun 2- Unit 3 - NOx Rate Annual v5.13 | 862 | 5996 | Rate Constraint in lbs/MMBtu | FALSE | L | Annual | Generation | TWh | 0.55703 | 2.1784 | 2.207 | 2.207 | 2.207 | 2.5238 | 2.5238 | 1.5922
NSR Big Cajun 2- Unit 3 - NOx Rate Annual v5.13 | 862 | 5996 | Rate Constraint in lbs/MMBtu | FALSE | L | Annual | Qualifying Generation | TWh | 0.55703 | 2.1784 | 2.207 | 2.207 | 2.207 | 2.5238 | 2.5238 | 1.5922
NSR Big Cajun 2- Unit 3 - NOx Rate Annual v5.13 | 862 | 5996 | Rate Constraint in lbs/MMBtu | FALSE | L | Annual | Rate | lb/MWh | 1.3132 | 1.3132 | 1.2895 | 1.2895 | 1.2895 | 1.2895 | 1.2895 | 1.2895
NSR Big Cajun 2- Unit 3 - NOx Rate Annual v5.13 | 862 | 5996 | Rate Constraint in lbs/MMBtu | FALSE | L | Annual | Constraint Shadow Price | US2016$/Ton | 0 | 0 | 0 | 0 | 0 | 0 | 0 | 0
NSR Boswell 1-3 - SO2 Rate Annual v5.14 | 863 | 6425 | Rate Constraint in lbs/MMBtu | FALSE | L | Annual | Seasons Included | Seasons | Winter, WintShld, Summer | Winter, WintShld, Summer | Winter, WintShld, Summer | Winter, WintShld, Summer | Winter, WintShld, Summer | Winter, WintShld, Summer | Winter, WintShld, Summer | Winter, WintShld, Summer
NSR Boswell 1-3 - SO2 Rate Annual v5.14 | 863 | 6425 | Rate Constraint in lbs/MMBtu | FALSE | L | Annual | Standard SO2 | lb/MMBtu | 0.03 | 0.03 | 0.03 | 0.03 | 0.03 | 0.03 | 0.03 | 0.03
NSR Boswell 1-3 - SO2 Rate Annual v5.14 | 863 | 6425 | Rate Constraint in lbs/MMBtu | FALSE | L | Annual | Emissions at Affected Plants SO2 | Thousand Tons | 0.22024 | 0.411 | 0.39866 | 0.3742 | 0.3742 | 0.3742 | 0.25412 | 0.22912
NSR Boswell 1-3 - SO2 Rate Annual v5.14 | 863 | 6425 | Rate Constraint in lbs/MMBtu | FALSE | L | Annual | Allowances Purchased SO2 | Thousand Tons | 0 | 0 | 0 | 0 | 0 | 0 | 0 | 0
NSR Boswell 1-3 - SO2 Rate Annual v5.14 | 863 | 6425 | Rate Constraint in lbs/MMBtu | FALSE | L | Annual | Allowances Sold SO2 | Thousand Tons | 0 | 0 | 0 | 0 | 0 | 0 | 0 | 0
NSR Boswell 1-3 - SO2 Rate Annual v5.14 | 863 | 6425 | Rate Constraint in lbs/MMBtu | FALSE | L | Annual | Allowances Banked | Thousand Tons | 0 | 0 | 0 | 0 | 0 | 0 | 0 | 0
NSR Boswell 1-3 - SO2 Rate Annual v5.14 | 863 | 6425 | Rate Constraint in lbs/MMBtu | FALSE | L | Annual | Allowances Withdrawn (1:1) | Thousand Tons | 0 | 0 | 0 | 0 | 0 | 0 | 0 | 0
NSR Boswell 1-3 - SO2 Rate Annual v5.14 | 863 | 6425 | Rate Constraint in lbs/MMBtu | FALSE | L | Annual | Allowances Withdrawn (n:1) | Thousand Tons | 0 | 0 | 0 | 0 | 0 | 0 | 0 | 0
NSR Boswell 1-3 - SO2 Rate Annual v5.14 | 863 | 6425 | Rate Constraint in lbs/MMBtu | FALSE | L | Annual | Net Emissions Allowance Position | Thousand Tons | 0.22024 | 0.411 | 0.39866 | 0.3742 | 0.3742 | 0.3742 | 0.25412 | 0.22912
NSR Boswell 1-3 - SO2 Rate Annual v5.14 | 863 | 6425 | Rate Constraint in lbs/MMBtu | FALSE | L | Annual | Fuel Consumed | TBtu | 14.6825 | 27.4894 | 26.5776 | 24.9466 | 24.9466 | 24.9466 | 16.941 | 15.2745
NSR Boswell 1-3 - SO2 Rate Annual v5.14 | 863 | 6425 | Rate Constraint in lbs/MMBtu | FALSE | L | Annual | Rate | lb/MMBtu | 0.03 | 0.029903 | 0.03 | 0.03 | 0.03 | 0.03 | 0.03 | 0.03
NSR Boswell 1-3 - SO2 Rate Annual v5.14 | 863 | 6425 | Rate Constraint in lbs/MMBtu | FALSE | L | Annual | Generation | TWh | 1.395 | 2.6118 | 2.5741 | 2.4161 | 2.4161 | 2.4161 | 1.6408 | 1.4794
NSR Boswell 1-3 - SO2 Rate Annual v5.14 | 863 | 6425 | Rate Constraint in lbs/MMBtu | FALSE | L | Annual | Qualifying Generation | TWh | 1.395 | 2.6118 | 2.5741 | 2.4161 | 2.4161 | 2.4161 | 1.6408 | 1.4794
NSR Boswell 1-3 - SO2 Rate Annual v5.14 | 863 | 6425 | Rate Constraint in lbs/MMBtu | FALSE | L | Annual | Rate | lb/MWh | 0.31575 | 0.31472 | 0.30975 | 0.30975 | 0.30975 | 0.30975 | 0.30975 | 0.30975
NSR Boswell 1-3 - SO2 Rate Annual v5.14 | 863 | 6425 | Rate Constraint in lbs/MMBtu | FALSE | L | Annual | Constraint Shadow Price | US2016$/Ton | 769.735 | 0 | 766.6607 | 9068.4523 | 9787.5079 | 8770.5201 | 7087.9021 | 8554.8424
NSR Boswell 3 - NOX Rate Annual v5.14 | 864 | 6133 | Rate Constraint in lbs/MMBtu | FALSE | L | Annual | Seasons Included | Seasons | Winter, WintShld, Summer | Winter, WintShld, Summer | Winter, WintShld, Summer | Winter, WintShld, Summer | Winter, WintShld, Summer | Winter, WintShld, Summer | Winter, WintShld, Summer | Winter, WintShld, Summer
NSR Boswell 3 - NOX Rate Annual v5.14 | 864 | 6133 | Rate Constraint in lbs/MMBtu | FALSE | L | Annual | Standard NOX | lb/MMBtu | 0.06 | 0.06 | 0.06 | 0.06 | 0.06 | 0.06 | 0.06 | 0.06
NSR Boswell 3 - NOX Rate Annual v5.14 | 864 | 6133 | Rate Constraint in lbs/MMBtu | FALSE | L | Annual | Emissions at Affected Plants NOX | Thousand Tons | 0.41559 | 0.77809 | 0.75228 | 0.70611 | 0.70611 | 0.70611 | 0.47952 | 0.43235
NSR Boswell 3 - NOX Rate Annual v5.14 | 864 | 6133 | Rate Constraint in lbs/MMBtu | FALSE | L | Annual | Allowances Purchased NOX | Thousand Tons | 0 | 0 | 0 | 0 | 0 | 0 | 0 | 0
NSR Boswell 3 - NOX Rate Annual v5.14 | 864 | 6133 | Rate Constraint in lbs/MMBtu | FALSE | L | Annual | Allowances Sold NOX | Thousand Tons | 0 | 0 | 0 | 0 | 0 | 0 | 0 | 0
NSR Boswell 3 - NOX Rate Annual v5.14 | 864 | 6133 | Rate Constraint in lbs/MMBtu | FALSE | L | Annual | Allowances Banked | Thousand Tons | 0 | 0 | 0 | 0 | 0 | 0 | 0 | 0
NSR Boswell 3 - NOX Rate Annual v5.14 | 864 | 6133 | Rate Constraint in lbs/MMBtu | FALSE | L | Annual | Allowances Withdrawn (1:1) | Thousand Tons | 0 | 0 | 0 | 0 | 0 | 0 | 0 | 0
NSR Boswell 3 - NOX Rate Annual v5.14 | 864 | 6133 | Rate Constraint in lbs/MMBtu | FALSE | L | Annual | Allowances Withdrawn (n:1) | Thousand Tons | 0 | 0 | 0 | 0 | 0 | 0 | 0 | 0
NSR Boswell 3 - NOX Rate Annual v5.14 | 864 | 6133 | Rate Constraint in lbs/MMBtu | FALSE | L | Annual | Net Emissions Allowance Position | Thousand Tons | 0.41559 | 0.77809 | 0.75228 | 0.70611 | 0.70611 | 0.70611 | 0.47952 | 0.43235
NSR Boswell 3 - NOX Rate Annual v5.14 | 864 | 6133 | Rate Constraint in lbs/MMBtu | FALSE | L | Annual | Fuel Consumed | TBtu | 14.6825 | 27.4894 | 26.5776 | 24.9466 | 24.9466 | 24.9466 | 16.941 | 15.2745
NSR Boswell 3 - NOX Rate Annual v5.14 | 864 | 6133 | Rate Constraint in lbs/MMBtu | FALSE | L | Annual | Rate | lb/MMBtu | 0.05661 | 0.05661 | 0.05661 | 0.05661 | 0.05661 | 0.05661 | 0.05661 | 0.05661
NSR Boswell 3 - NOX Rate Annual v5.14 | 864 | 6133 | Rate Constraint in lbs/MMBtu | FALSE | L | Annual | Generation | TWh | 1.395 | 2.6118 | 2.5741 | 2.4161 | 2.4161 | 2.4161 | 1.6408 | 1.4794
NSR Boswell 3 - NOX Rate Annual v5.14 | 864 | 6133 | Rate Constraint in lbs/MMBtu | FALSE | L | Annual | Qualifying Generation | TWh | 1.395 | 2.6118 | 2.5741 | 2.4161 | 2.4161 | 2.4161 | 1.6408 | 1.4794
NSR Boswell 3 - NOX Rate Annual v5.14 | 864 | 6133 | Rate Constraint in lbs/MMBtu | FALSE | L | Annual | Rate | lb/MWh | 0.59582 | 0.59582 | 0.5845 | 0.5845 | 0.5845 | 0.5845 | 0.5845 | 0.5845
NSR Boswell 3 - NOX Rate Annual v5.14 | 864 | 6133 | Rate Constraint in lbs/MMBtu | FALSE | L | Annual | Constraint Shadow Price | US2016$/Ton | 0 | 0 | 0 | 0 | 0 | 0 | 0 | 0
NSR Boswell 4 - NOX Rate Annual v5.14 | 865 | 6134 | Rate Constraint in lbs/MMBtu | FALSE | L | Annual | Seasons Included | Seasons | Winter, WintShld, Summer | Winter, WintShld, Summer | Winter, WintShld, Summer | Winter, WintShld, Summer | Winter, WintShld, Summer | Winter, WintShld, Summer | Winter, WintShld, Summer | Winter, WintShld, Summer
NSR Boswell 4 - NOX Rate Annual v5.14 | 865 | 6134 | Rate Constraint in lbs/MMBtu | FALSE | L | Annual | Standard NOX | lb/MMBtu | 0.12 | 0.12 | 0.12 | 0.12 | 0.12 | 0.12 | 0.12 | 0.12
NSR Boswell 4 - NOX Rate Annual v5.14 | 865 | 6134 | Rate Constraint in lbs/MMBtu | FALSE | L | Annual | Emissions at Affected Plants NOX | Thousand Tons | 1.0532 | 1.9607 | 1.9468 | 2.0866 | 1.6342 | 1.8022 | 1.3527 | 1.2987
NSR Boswell 4 - NOX Rate Annual v5.14 | 865 | 6134 | Rate Constraint in lbs/MMBtu | FALSE | L | Annual | Allowances Purchased NOX | Thousand Tons | 0 | 0 | 0 | 0 | 0 | 0 | 0 | 0
NSR Boswell 4 - NOX Rate Annual v5.14 | 865 | 6134 | Rate Constraint in lbs/MMBtu | FALSE | L | Annual | Allowances Sold NOX | Thousand Tons | 0 | 0 | 0 | 0 | 0 | 0 | 0 | 0
NSR Boswell 4 - NOX Rate Annual v5.14 | 865 | 6134 | Rate Constraint in lbs/MMBtu | FALSE | L | Annual | Allowances Banked | Thousand Tons | 0 | 0 | 0 | 0 | 0 | 0 | 0 | 0
NSR Boswell 4 - NOX Rate Annual v5.14 | 865 | 6134 | Rate Constraint in lbs/MMBtu | FALSE | L | Annual | Allowances Withdrawn (1:1) | Thousand Tons | 0 | 0 | 0 | 0 | 0 | 0 | 0 | 0
NSR Boswell 4 - NOX Rate Annual v5.14 | 865 | 6134 | Rate Constraint in lbs/MMBtu | FALSE | L | Annual | Allowances Withdrawn (n:1) | Thousand Tons | 0 | 0 | 0 | 0 | 0 | 0 | 0 | 0
NSR Boswell 4 - NOX Rate Annual v5.14 | 865 | 6134 | Rate Constraint in lbs/MMBtu | FALSE | L | Annual | Net Emissions Allowance Position | Thousand Tons | 1.0532 | 1.9607 | 1.9468 | 2.0866 | 1.6342 | 1.8022 | 1.3527 | 1.2987
NSR Boswell 4 - NOX Rate Annual v5.14 | 865 | 6134 | Rate Constraint in lbs/MMBtu | FALSE | L | Annual | Fuel Consumed | TBtu | 19.4698 | 36.2456 | 35.988 | 38.573 | 30.2106 | 33.3163 | 25.0056 | 24.0081
NSR Boswell 4 - NOX Rate Annual v5.14 | 865 | 6134 | Rate Constraint in lbs/MMBtu | FALSE | L | Annual | Rate | lb/MMBtu | 0.10819 | 0.10819 | 0.10819 | 0.10819 | 0.10819 | 0.10819 | 0.10819 | 0.10819
NSR Boswell 4 - NOX Rate Annual v5.14 | 865 | 6134 | Rate Constraint in lbs/MMBtu | FALSE | L | Annual | Generation | TWh | 1.8389 | 3.4233 | 3.4612 | 3.7099 | 2.9056 | 3.2043 | 2.405 | 2.309
NSR Boswell 4 - NOX Rate Annual v5.14 | 865 | 6134 | Rate Constraint in lbs/MMBtu | FALSE | L | Annual | Qualifying Generation | TWh | 1.8389 | 3.4233 | 3.4612 | 3.7099 | 2.9056 | 3.2043 | 2.405 | 2.309
NSR Boswell 4 - NOX Rate Annual v5.14 | 865 | 6134 | Rate Constraint in lbs/MMBtu | FALSE | L | Annual | Rate | lb/MWh | 1.1455 | 1.1455 | 1.1249 | 1.1249 | 1.1249 | 1.1249 | 1.1249 | 1.1249
NSR Boswell 4 - NOX Rate Annual v5.14 | 865 | 6134 | Rate Constraint in lbs/MMBtu | FALSE | L | Annual | Constraint Shadow Price | US2016$/Ton | 0 | 0 | 0 | 0 | 0 | 0 | 0 | 0
NSR Boswell 4 - SO2 Rate Annual v5.14 | 866 | 6426 | Rate Constraint in lbs/MMBtu | FALSE | L | Annual | Seasons Included | Seasons | Winter, WintShld, Summer | Winter, WintShld, Summer | Winter, WintShld, Summer | Winter, WintShld, Summer | Winter, WintShld, Summer | Winter, WintShld, Summer | Winter, WintShld, Summer | Winter, WintShld, Summer
NSR Boswell 4 - SO2 Rate Annual v5.14 | 866 | 6426 | Rate Constraint in lbs/MMBtu | FALSE | L | Annual | Standard SO2 | lb/MMBtu | 0.03 | 0.03 | 0.03 | 0.03 | 0.03 | 0.03 | 0.03 | 0.03
NSR Boswell 4 - SO2 Rate Annual v5.14 | 866 | 6426 | Rate Constraint in lbs/MMBtu | FALSE | L | Annual | Emissions at Affected Plants SO2 | Thousand Tons | 0.22849 | 0.42536 | 0.42234 | 0.45267 | 0.35453 | 0.39098 | 0.29345 | 0.28175
NSR Boswell 4 - SO2 Rate Annual v5.14 | 866 | 6426 | Rate Constraint in lbs/MMBtu | FALSE | L | Annual | Allowances Purchased SO2 | Thousand Tons | 0 | 0 | 0 | 0 | 0 | 0 | 0 | 0
NSR Boswell 4 - SO2 Rate Annual v5.14 | 866 | 6426 | Rate Constraint in lbs/MMBtu | FALSE | L | Annual | Allowances Sold SO2 | Thousand Tons | 0 | 0 | 0 | 0 | 0 | 0 | 0 | 0
NSR Boswell 4 - SO2 Rate Annual v5.14 | 866 | 6426 | Rate Constraint in lbs/MMBtu | FALSE | L | Annual | Allowances Banked | Thousand Tons | 0 | 0 | 0 | 0 | 0 | 0 | 0 | 0
NSR Boswell 4 - SO2 Rate Annual v5.14 | 866 | 6426 | Rate Constraint in lbs/MMBtu | FALSE | L | Annual | Allowances Withdrawn (1:1) | Thousand Tons | 0 | 0 | 0 | 0 | 0 | 0 | 0 | 0
NSR Boswell 4 - SO2 Rate Annual v5.14 | 866 | 6426 | Rate Constraint in lbs/MMBtu | FALSE | L | Annual | Allowances Withdrawn (n:1) | Thousand Tons | 0 | 0 | 0 | 0 | 0 | 0 | 0 | 0
NSR Boswell 4 - SO2 Rate Annual v5.14 | 866 | 6426 | Rate Constraint in lbs/MMBtu | FALSE | L | Annual | Net Emissions Allowance Position | Thousand Tons | 0.22849 | 0.42536 | 0.42234 | 0.45267 | 0.35453 | 0.39098 | 0.29345 | 0.28175
NSR Boswell 4 - SO2 Rate Annual v5.14 | 866 | 6426 | Rate Constraint in lbs/MMBtu | FALSE | L | Annual | Fuel Consumed | TBtu | 19.4698 | 36.2456 | 35.988 | 38.573 | 30.2106 | 33.3163 | 25.0056 | 24.0081
NSR Boswell 4 - SO2 Rate Annual v5.14 | 866 | 6426 | Rate Constraint in lbs/MMBtu | FALSE | L | Annual | Rate | lb/MMBtu | 0.023471 | 0.023471 | 0.023471 | 0.023471 | 0.023471 | 0.023471 | 0.023471 | 0.023471
NSR Boswell 4 - SO2 Rate Annual v5.14 | 866 | 6426 | Rate Constraint in lbs/MMBtu | FALSE | L | Annual | Generation | TWh | 1.8389 | 3.4233 | 3.4612 | 3.7099 | 2.9056 | 3.2043 | 2.405 | 2.309
NSR Boswell 4 - SO2 Rate Annual v5.14 | 866 | 6426 | Rate Constraint in lbs/MMBtu | FALSE | L | Annual | Qualifying Generation | TWh | 1.8389 | 3.4233 | 3.4612 | 3.7099 | 2.9056 | 3.2043 | 2.405 | 2.309
NSR Boswell 4 - SO2 Rate Annual v5.14 | 866 | 6426 | Rate Constraint in lbs/MMBtu | FALSE | L | Annual | Rate | lb/MWh | 0.24851 | 0.24851 | 0.24404 | 0.24404 | 0.24404 | 0.24404 | 0.24404 | 0.24404
NSR Boswell 4 - SO2 Rate Annual v5.14 | 866 | 6426 | Rate Constraint in lbs/MMBtu | FALSE | L | Annual | Constraint Shadow Price | US2016$/Ton | 0 | 0 | 0 | 0 | 0 | 0 | 0 | 0
NSR Burlington Unit 1 SO2 Rate v5.16 | 867 | 6620 | Rate Constraint in lbs/MMBtu | FALSE | L | Annual | Seasons Included | Seasons | Winter, WintShld, Summer | Winter, WintShld, Summer | Winter, WintShld, Summer | Winter, WintShld, Summer | Winter, WintShld, Summer | Winter, WintShld, Summer | Winter, WintShld, Summer | Winter, WintShld, Summer
NSR Burlington Unit 1 SO2 Rate v5.16 | 867 | 6620 | Rate Constraint in lbs/MMBtu | FALSE | L | Annual | Standard SO2 | lb/MMBtu | 0.75 | 0.75 | 0.75 | 0.75 | 0.75 | 0.75 | 0.75 | 0.75
NSR Burlington Unit 1 SO2 Rate v5.16 | 867 | 6620 | Rate Constraint in lbs/MMBtu | FALSE | L | Annual | Emissions at Affected Plants SO2 | Thousand Tons | 5.7432 | 0 | 0 | 0 | 0 | 0 | 0 | 0
NSR Burlington Unit 1 SO2 Rate v5.16 | 867 | 6620 | Rate Constraint in lbs/MMBtu | FALSE | L | Annual | Allowances Purchased SO2 | Thousand Tons | 0 | 0 | 0 | 0 | 0 | 0 | 0 | 0
NSR Burlington Unit 1 SO2 Rate v5.16 | 867 | 6620 | Rate Constraint in lbs/MMBtu | FALSE | L | Annual | Allowances Sold SO2 | Thousand Tons | 0 | 0 | 0 | 0 | 0 | 0 | 0 | 0
NSR Burlington Unit 1 SO2 Rate v5.16 | 867 | 6620 | Rate Constraint in lbs/MMBtu | FALSE | L | Annual | Allowances Banked | Thousand Tons | 0 | 0 | 0 | 0 | 0 | 0 | 0 | 0
NSR Burlington Unit 1 SO2 Rate v5.16 | 867 | 6620 | Rate Constraint in lbs/MMBtu | FALSE | L | Annual | Allowances Withdrawn (1:1) | Thousand Tons | 0 | 0 | 0 | 0 | 0 | 0 | 0 | 0
NSR Burlington Unit 1 SO2 Rate v5.16 | 867 | 6620 | Rate Constraint in lbs/MMBtu | FALSE | L | Annual | Allowances Withdrawn (n:1) | Thousand Tons | 0 | 0 | 0 | 0 | 0 | 0 | 0 | 0
NSR Burlington Unit 1 SO2 Rate v5.16 | 867 | 6620 | Rate Constraint in lbs/MMBtu | FALSE | L | Annual | Net Emissions Allowance Position | Thousand Tons | 5.7432 | 0 | 0 | 0 | 0 | 0 | 0 | 0
NSR Burlington Unit 1 SO2 Rate v5.16 | 867 | 6620 | Rate Constraint in lbs/MMBtu | FALSE | L | Annual | Fuel Consumed | TBtu | 16.2608 | 0 | 0 | 0 | 0 | 0 | 0 | 0
NSR Burlington Unit 1 SO2 Rate v5.16 | 867 | 6620 | Rate Constraint in lbs/MMBtu | FALSE | L | Annual | Rate | lb/MMBtu | 0.70638 | 0 | 0 | 0 | 0 | 0 | 0 | 0
NSR Burlington Unit 1 SO2 Rate v5.16 | 867 | 6620 | Rate Constraint in lbs/MMBtu | FALSE | L | Annual | Generation | TWh | 1.4795 | 0 | 0 | 0 | 0 | 0 | 0 | 0
NSR Burlington Unit 1 SO2 Rate v5.16 | 867 | 6620 | Rate Constraint in lbs/MMBtu | FALSE | L | Annual | Qualifying Generation | TWh | 1.4795 | 0 | 0 | 0 | 0 | 0 | 0 | 0
NSR Burlington Unit 1 SO2 Rate v5.16 | 867 | 6620 | Rate Constraint in lbs/MMBtu | FALSE | L | Annual | Rate | lb/MWh | 7.7638 | 0 | 0 | 0 | 0 | 0 | 0 | 0
NSR Burlington Unit 1 SO2 Rate v5.16 | 867 | 6620 | Rate Constraint in lbs/MMBtu | FALSE | L | Annual | Constraint Shadow Price | US2016$/Ton | 0 | 0 | 0 | 0 | 0 | 0 | 0 | 0
NSR Campbell 1 - SO2 Rate Annual v5.14 | 868 | 6141 | Rate Constraint in lbs/MMBtu | FALSE | L | Annual | Seasons Included | Seasons | Winter, WintShld, Summer | Winter, WintShld, Summer | Winter, WintShld, Summer | Winter, WintShld, Summer | Winter, WintShld, Summer | Winter, WintShld, Summer | Winter, WintShld, Summer | Winter, WintShld, Summer
NSR Campbell 1 - SO2 Rate Annual v5.14 | 868 | 6141 | Rate Constraint in lbs/MMBtu | FALSE | L | Annual | Standard SO2 | lb/MMBtu | 0.29 | 0.29 | 0.29 | 0.29 | 0.29 | 0.29 | 0.29 | 0.29
NSR Campbell 1 - SO2 Rate Annual v5.14 | 868 | 6141 | Rate Constraint in lbs/MMBtu | FALSE | L | Annual | Emissions at Affected Plants SO2 | Thousand Tons | 0.74752 | 0.99056 | 1.4853 | 1.4853 | 1.3428 | 1.3428 | 1.2947 | 0
NSR Campbell 1 - SO2 Rate Annual v5.14 | 868 | 6141 | Rate Constraint in lbs/MMBtu | FALSE | L | Annual | Allowances Purchased SO2 | Thousand Tons | 0 | 0 | 0 | 0 | 0 | 0 | 0 | 0
NSR Campbell 1 - SO2 Rate Annual v5.14 | 868 | 6141 | Rate Constraint in lbs/MMBtu | FALSE | L | Annual | Allowances Sold SO2 | Thousand Tons | 0 | 0 | 0 | 0 | 0 | 0 | 0 | 0
NSR Campbell 1 - SO2 Rate Annual v5.14 | 868 | 6141 | Rate Constraint in lbs/MMBtu | FALSE | L | Annual | Allowances Banked | Thousand Tons | 0 | 0 | 0 | 0 | 0 | 0 | 0 | 0
NSR Campbell 1 - SO2 Rate Annual v5.14 | 868 | 6141 | Rate Constraint in lbs/MMBtu | FALSE | L | Annual | Allowances Withdrawn (1:1) | Thousand Tons | 0 | 0 | 0 | 0 | 0 | 0 | 0 | 0
NSR Campbell 1 - SO2 Rate Annual v5.14 | 868 | 6141 | Rate Constraint in lbs/MMBtu | FALSE | L | Annual | Allowances Withdrawn (n:1) | Thousand Tons | 0 | 0 | 0 | 0 | 0 | 0 | 0 | 0
NSR Campbell 1 - SO2 Rate Annual v5.14 | 868 | 6141 | Rate Constraint in lbs/MMBtu | FALSE | L | Annual | Net Emissions Allowance Position | Thousand Tons | 0.74752 | 0.99056 | 1.4853 | 1.4853 | 1.3428 | 1.3428 | 1.2947 | 0
NSR Campbell 1 - SO2 Rate Annual v5.14 | 868 | 6141 | Rate Constraint in lbs/MMBtu | FALSE | L | Annual | Fuel Consumed | TBtu | 7.1558 | 9.4824 | 10.2431 | 10.2431 | 9.2605 | 9.2605 | 8.9288 | 0
NSR Campbell 1 - SO2 Rate Annual v5.14 | 868 | 6141 | Rate Constraint in lbs/MMBtu | FALSE | L | Annual | Rate | lb/MMBtu | 0.20893 | 0.20893 | 0.29 | 0.29 | 0.29 | 0.29 | 0.29 | 0
NSR Campbell 1 - SO2 Rate Annual v5.14 | 868 | 6141 | Rate Constraint in lbs/MMBtu | FALSE | L | Annual | Generation | TWh | 0.67117 | 0.88939 | 0.96849 | 0.96849 | 0.87558 | 0.87558 | 0.84422 | 0
NSR Campbell 1 - SO2 Rate Annual v5.14 | 868 | 6141 | Rate Constraint in lbs/MMBtu | FALSE | L | Annual | Qualifying Generation | TWh | 0.67117 | 0.88939 | 0.96849 | 0.96849 | 0.87558 | 0.87558 | 0.84422 | 0
NSR Campbell 1 - SO2 Rate Annual v5.14 | 868 | 6141 | Rate Constraint in lbs/MMBtu | FALSE | L | Annual | Rate | lb/MWh | 2.2275 | 2.2275 | 3.0672 | 3.0672 | 3.0672 | 3.0672 | 3.0672 | 0
NSR Campbell 1 - SO2 Rate Annual v5.14 | 868 | 6141 | Rate Constraint in lbs/MMBtu | FALSE | L | Annual | Constraint Shadow Price | US2016$/Ton | 0 | 0 | 0 | 0 | 1395.9754 | 0 | 0 | 0
NSR Campbell 1-3 - MER Rate Annual v5.16 | 869 | 6638 | Rate Constraint in lbs/MMBtu | FALSE | L | Annual | Seasons Included | Seasons | Winter, WintShld, Summer | Winter, WintShld, Summer | Winter, WintShld, Summer | Winter, WintShld, Summer | Winter, WintShld, Summer | Winter, WintShld, Summer | Winter, WintShld, Summer | Winter, WintShld, Summer
NSR Campbell 1-3 - MER Rate Annual v5.16 | 869 | 6638 | Rate Constraint in lbs/MMBtu | FALSE | L | Annual | Standard MER | lb/MMBtu | 0.015 | 0.015 | 0.015 | 0.015 | 0.015 | 0.015 | 0.015 | 0.015
NSR Campbell 1-3 - MER Rate Annual v5.16 | 869 | 6638 | Rate Constraint in lbs/MMBtu | FALSE | L | Annual | Emissions at Affected Plants MER | lbs | 35.9749 | 41.245 | 46.7629 | 52.7726 | 46.4226 | 46.6279 | 37.8482 | 20.3706
NSR Campbell 1-3 - MER Rate Annual v5.16 | 869 | 6638 | Rate Constraint in lbs/MMBtu | FALSE | L | Annual | Allowances Purchased MER | lbs | 0 | 0 | 0 | 0 | 0 | 0 | 0 | 0
NSR Campbell 1-3 - MER Rate Annual v5.16 | 869 | 6638 | Rate Constraint in lbs/MMBtu | FALSE | L | Annual | Allowances Sold MER | lbs | 0 | 0 | 0 | 0 | 0 | 0 | 0 | 0
NSR Campbell 1-3 - MER Rate Annual v5.16 | 869 | 6638 | Rate Constraint in lbs/MMBtu | FALSE | L | Annual | Allowances Banked | lbs | 0 | 0 | 0 | 0 | 0 | 0 | 0 | 0
NSR Campbell 1-3 - MER Rate Annual v5.16 | 869 | 6638 | Rate Constraint in lbs/MMBtu | FALSE | L | Annual | Allowances Withdrawn (1:1) | lbs | 0 | 0 | 0 | 0 | 0 | 0 | 0 | 0
NSR Campbell 1-3 - MER Rate Annual v5.16 | 869 | 6638 | Rate Constraint in lbs/MMBtu | FALSE | L | Annual | Allowances Withdrawn (n:1) | lbs | 0 | 0 | 0 | 0 | 0 | 0 | 0 | 0
NSR Campbell 1-3 - MER Rate Annual v5.16 | 869 | 6638 | Rate Constraint in lbs/MMBtu | FALSE | L | Annual | Net Emissions Allowance Position | lbs | 35.9749 | 41.245 | 46.7629 | 52.7726 | 46.4226 | 46.6279 | 37.8482 | 20.3706
NSR Campbell 1-3 - MER Rate Annual v5.16 | 869 | 6638 | Rate Constraint in lbs/MMBtu | FALSE | L | Annual | Fuel Consumed | TBtu | 64.1121 | 73.5041 | 77.3549 | 87.171 | 76.7216 | 77.0498 | 62.8575 | 32.5722
NSR Campbell 1-3 - MER Rate Annual v5.16 | 869 | 6638 | Rate Constraint in lbs/MMBtu | FALSE | L | Annual | Rate | lb/MMBtu | 5.6112e-07 | 5.6112e-07 | 6.0452e-07 | 6.0539e-07 | 6.0508e-07 | 6.0517e-07 | 6.0213e-07 | 6.254e-07
NSR Campbell 1-3 - MER Rate Annual v5.16 | 869 | 6638 | Rate Constraint in lbs/MMBtu | FALSE | L | Annual | Generation | TWh | 6.0324 | 6.9029 | 7.3209 | 8.2494 | 7.2604 | 7.2915 | 5.9459 | 3.0928
NSR Campbell 1-3 - MER Rate Annual v5.16 | 869 | 6638 | Rate Constraint in lbs/MMBtu | FALSE | L | Annual | Qualifying Generation | TWh | 6.0324 | 6.9029 | 7.3209 | 8.2494 | 7.2604 | 7.2915 | 5.9459 | 3.0928
NSR Campbell 1-3 - MER Rate Annual v5.16 | 869 | 6638 | Rate Constraint in lbs/MMBtu | FALSE | L | Annual | Rate | lb/MWh | 5.9637e-06 | 5.975e-06 | 6.3876e-06 | 6.3971e-06 | 6.394e-06 | 6.3948e-06 | 6.3654e-06 | 6.5865e-06
NSR Campbell 1-3 - MER Rate Annual v5.16 | 869 | 6638 | Rate Constraint in lbs/MMBtu | FALSE | L | Annual | Constraint Shadow Price | US2016$/Lb | 0 | 0 | 0 | 0 | 0 | 0 | 0 | 0
NSR Campbell 2 - SO2 Rate Annual v5.16 | 870 | 6636 | Rate Constraint in lbs/MMBtu | FALSE | L | Annual | Seasons Included | Seasons | Winter, WintShld, Summer | Winter, WintShld, Summer | Winter, WintShld, Summer | Winter, WintShld, Summer | Winter, WintShld, Summer | Winter, WintShld, Summer | Winter, WintShld, Summer | Winter, WintShld, Summer
NSR Campbell 2 - SO2 Rate Annual v5.16 | 870 | 6636 | Rate Constraint in lbs/MMBtu | FALSE | L | Annual | Standard SO2 | lb/MMBtu | 0.32 | 0.32 | 0.32 | 0.32 | 0.32 | 0.32 | 0.32 | 0.32
NSR Campbell 2 - SO2 Rate Annual v5.16 | 870 | 6636 | Rate Constraint in lbs/MMBtu | FALSE | L | Annual | Emissions at Affected Plants SO2 | Thousand Tons | 0.22755 | 1.0446 | 1.8819 | 2.219 | 1.9599 | 1.9599 | 1.7843 | 0
NSR Campbell 2 - SO2 Rate Annual v5.16 | 870 | 6636 | Rate Constraint in lbs/MMBtu | FALSE | L | Annual | Allowances Purchased SO2 | Thousand Tons | 0 | 0 | 0 | 0 | 0 | 0 | 0 | 0
NSR Campbell 2 - SO2 Rate Annual v5.16 | 870 | 6636 | Rate Constraint in lbs/MMBtu | FALSE | L | Annual | Allowances Sold SO2 | Thousand Tons | 0 | 0 | 0 | 0 | 0 | 0 | 0 | 0
NSR Campbell 2 - SO2 Rate Annual v5.16 | 870 | 6636 | Rate Constraint in lbs/MMBtu | FALSE | L | Annual | Allowances Banked | Thousand Tons | 0 | 0 | 0 | 0 | 0 | 0 | 0 | 0
NSR Campbell 2 - SO2 Rate Annual v5.16 | 870 | 6636 | Rate Constraint in lbs/MMBtu | FALSE | L | Annual | Allowances Withdrawn (1:1) | Thousand Tons | 0 | 0 | 0 | 0 | 0 | 0 | 0 | 0
NSR Campbell 2 - SO2 Rate Annual v5.16 | 870 | 6636 | Rate Constraint in lbs/MMBtu | FALSE | L | Annual | Allowances Withdrawn (n:1) | Thousand Tons | 0 | 0 | 0 | 0 | 0 | 0 | 0 | 0
NSR Campbell 2 - SO2 Rate Annual v5.16 | 870 | 6636 | Rate Constraint in lbs/MMBtu | FALSE | L | Annual | Net Emissions Allowance Position | Thousand Tons | 0.22755 | 1.0446 | 1.8819 | 2.219 | 1.9599 | 1.9599 | 1.7843 | 0
NSR Campbell 2 - SO2 Rate Annual v5.16 | 870 | 6636 | Rate Constraint in lbs/MMBtu | FALSE | L | Annual | Fuel Consumed | TBtu | 2.1783 | 9.9996 | 11.7617 | 13.869 | 12.2495 | 12.2495 | 11.1521 | 0
NSR Campbell 2 - SO2 Rate Annual v5.16 | 870 | 6636 | Rate Constraint in lbs/MMBtu | FALSE | L | Annual | Rate | lb/MMBtu | 0.20893 | 0.20893 | 0.32 | 0.32 | 0.32 | 0.32 | 0.32 | 0
NSR Campbell 2 - SO2 Rate Annual v5.16 | 870 | 6636 | Rate Constraint in lbs/MMBtu | FALSE | L | Annual | Generation | TWh | 0.20151 | 0.92505 | 1.0968 | 1.2934 | 1.1423 | 1.1423 | 1.04 | 0
NSR Campbell 2 - SO2 Rate Annual v5.16 | 870 | 6636 | Rate Constraint in lbs/MMBtu | FALSE | L | Annual | Qualifying Generation | TWh | 0.20151 | 0.92505 | 1.0968 | 1.2934 | 1.1423 | 1.1423 | 1.04 | 0
NSR Campbell 2 - SO2 Rate Annual v5.16 | 870 | 6636 | Rate Constraint in lbs/MMBtu | FALSE | L | Annual | Rate | lb/MWh | 2.2585 | 2.2585 | 3.4314 | 3.4314 | 3.4314 | 3.4314 | 3.4314 | 0
NSR Campbell 2 - SO2 Rate Annual v5.16 | 870 | 6636 | Rate Constraint in lbs/MMBtu | FALSE | L | Annual | Constraint Shadow Price | US2016$/Ton | 0 | 0 | 0 | 0 | 0 | 0 | 1056.8071 | 0
NSR Campbell 2,3 - NOX Rate Annual v5.16 | 871 | 6637 | Rate Constraint in lbs/MMBtu | FALSE | L | Annual | Seasons Included | Seasons | Winter, WintShld, Summer | Winter, WintShld, Summer | Winter, WintShld, Summer | Winter, WintShld, Summer | Winter, WintShld, Summer | Winter, WintShld, Summer | Winter, WintShld, Summer | Winter, WintShld, Summer
NSR Campbell 2,3 - NOX Rate Annual v5.16 | 871 | 6637 | Rate Constraint in lbs/MMBtu | FALSE | L | Annual | Standard NOX | lb/MMBtu | 0.08 | 0.08 | 0.08 | 0.08 | 0.08 | 0.08 | 0.08 | 0.08
NSR Campbell 2,3 - NOX Rate Annual v5.16 | 871 | 6637 | Rate Constraint in lbs/MMBtu | FALSE | L | Annual | Emissions at Affected Plants NOX | Thousand Tons | 1.6771 | 1.8643 | 1.9508 | 2.2351 | 1.9598 | 1.9695 | 1.5629 | 0.96251
NSR Campbell 2,3 - NOX Rate Annual v5.16 | 871 | 6637 | Rate Constraint in lbs/MMBtu | FALSE | L | Annual | Allowances Purchased NOX | Thousand Tons | 0 | 0 | 0 | 0 | 0 | 0 | 0 | 0
NSR Campbell 2,3 - NOX Rate Annual v5.16 | 871 | 6637 | Rate Constraint in lbs/MMBtu | FALSE | L | Annual | Allowances Sold NOX | Thousand Tons | 0 | 0 | 0 | 0 | 0 | 0 | 0 | 0
NSR Campbell 2,3 - NOX Rate Annual v5.16 | 871 | 6637 | Rate Constraint in lbs/MMBtu | FALSE | L | Annual | Allowances Banked | Thousand Tons | 0 | 0 | 0 | 0 | 0 | 0 | 0 | 0
NSR Campbell 2,3 - NOX Rate Annual v5.16 | 871 | 6637 | Rate Constraint in lbs/MMBtu | FALSE | L | Annual | Allowances Withdrawn (1:1) | Thousand Tons | 0 | 0 | 0 | 0 | 0 | 0 | 0 | 0
NSR Campbell 2,3 - NOX Rate Annual v5.16 | 871 | 6637 | Rate Constraint in lbs/MMBtu | FALSE | L | Annual | Allowances Withdrawn (n:1) | Thousand Tons | 0 | 0 | 0 | 0 | 0 | 0 | 0 | 0
NSR Campbell 2,3 - NOX Rate Annual v5.16 | 871 | 6637 | Rate Constraint in lbs/MMBtu | FALSE | L | Annual | Net Emissions Allowance Position | Thousand Tons | 1.6771 | 1.8643 | 1.9508 | 2.2351 | 1.9598 | 1.9695 | 1.5629 | 0.96251
NSR Campbell 2,3 - NOX Rate Annual v5.16 | 871 | 6637 | Rate Constraint in lbs/MMBtu | FALSE | L | Annual | Fuel Consumed | TBtu | 56.9562 | 64.0217 | 67.1118 | 76.9279 | 67.4611 | 67.7893 | 53.9287 | 32.5722
NSR Campbell 2,3 - NOX Rate Annual v5.16 | 871 | 6637 | Rate Constraint in lbs/MMBtu | FALSE | L | Annual | Rate | lb/MMBtu | 0.05889 | 0.058241 | 0.058136 | 0.058108 | 0.058101 | 0.058106 | 0.057963 | 0.0591
NSR Campbell 2,3 - NOX Rate Annual v5.16 | 871 | 6637 | Rate Constraint in lbs/MMBtu | FALSE | L | Annual | Generation | TWh | 5.3612 | 6.0135 | 6.3524 | 7.2809 | 6.3848 | 6.416 | 5.1017 | 3.0928
NSR Campbell 2,3 - NOX Rate Annual v5.16 | 871 | 6637 | Rate Constraint in lbs/MMBtu | FALSE | L | Annual | Qualifying Generation | TWh | 5.3612 | 6.0135 | 6.3524 | 7.2809 | 6.3848 | 6.416 | 5.1017 | 3.0928
NSR Campbell 2,3 - NOX Rate Annual v5.16 | 871 | 6637 | Rate Constraint in lbs/MMBtu | FALSE | L | Annual | Rate | lb/MWh | 0.62563 | 0.62005 | 0.61419 | 0.61395 | 0.61389 | 0.61393 | 0.6127 | 0.62242
NSR Campbell 2,3 - NOX Rate Annual v5.16 | 871 | 6637 | Rate Constraint in lbs/MMBtu | FALSE | L | Annual | Constraint Shadow Price | US2016$/Ton | 0 | 0 | 0 | 0 | 0 | 0 | 0 | 0
NSR Campbell 3 - SO2 Rate Annual v5.14 | 872 | 6142 | Rate Constraint in lbs/MMBtu | FALSE | L | Annual | Seasons Included | Seasons | Winter, WintShld, Summer | Winter, WintShld, Summer | Winter, WintShld, Summer | Winter, WintShld, Summer | Winter, WintShld, Summer | Winter, WintShld, Summer | Winter, WintShld, Summer | Winter, WintShld, Summer
NSR Campbell 3 - SO2 Rate Annual v5.14 | 872 | 6142 | Rate Constraint in lbs/MMBtu | FALSE | L | Annual | Standard SO2 | lb/MMBtu | 0.07 | 0.07 | 0.07 | 0.07 | 0.07 | 0.07 | 0.07 | 0.07
NSR Campbell 3 - SO2 Rate Annual v5.14 | 872 | 6142 | Rate Constraint in lbs/MMBtu | FALSE | L | Annual | Emissions at Affected Plants SO2 | Thousand Tons | 1.4681 | 1.4479 | 1.4835 | 1.6901 | 1.4798 | 1.4886 | 1.1465 | 0.87299
NSR Campbell 3 - SO2 Rate Annual v5.14 | 872 | 6142 | Rate Constraint in lbs/MMBtu | FALSE | L | Annual | Allowances Purchased SO2 | Thousand Tons | 0 | 0 | 0 | 0 | 0 | 0 | 0 | 0
NSR Campbell 3 - SO2 Rate Annual v5.14 | 872 | 6142 | Rate Constraint in lbs/MMBtu | FALSE | L | Annual | Allowances Sold SO2 | Thousand Tons | 0 | 0 | 0 | 0 | 0 | 0 | 0 | 0
NSR Campbell 3 - SO2 Rate Annual v5.14 | 872 | 6142 | Rate Constraint in lbs/MMBtu | FALSE | L | Annual | Allowances Banked | Thousand Tons | 0 | 0 | 0 | 0 | 0 | 0 | 0 | 0
NSR Campbell 3 - SO2 Rate Annual v5.14 | 872 | 6142 | Rate Constraint in lbs/MMBtu | FALSE | L | Annual | Allowances Withdrawn (1:1) | Thousand Tons | 0 | 0 | 0 | 0 | 0 | 0 | 0 | 0
NSR Campbell 3 - SO2 Rate Annual v5.14 | 872 | 6142 | Rate Constraint in lbs/MMBtu | FALSE | L | Annual | Allowances Withdrawn (n:1) | Thousand Tons | 0 | 0 | 0 | 0 | 0 | 0 | 0 | 0
NSR Campbell 3 - SO2 Rate Annual v5.14 | 872 | 6142 | Rate Constraint in lbs/MMBtu | FALSE | L | Annual | Net Emissions Allowance Position | Thousand Tons | 1.4681 | 1.4479 | 1.4835 | 1.6901 | 1.4798 | 1.4886 | 1.1465 | 0.87299
NSR Campbell 3 - SO2 Rate Annual v5.14 | 872 | 6142 | Rate Constraint in lbs/MMBtu | FALSE | L | Annual | Fuel Consumed | TBtu | 54.7779 | 54.0221 | 55.35 | 63.0589 | 55.2116 | 55.5398 | 42.7766 | 32.5722
NSR Campbell 3 - SO2 Rate Annual v5.14 | 872 | 6142 | Rate Constraint in lbs/MMBtu | FALSE | L | Annual | Rate | lb/MMBtu | 0.053603 | 0.053603 | 0.053603 | 0.053603 | 0.053603 | 0.053603 | 0.053603 | 0.053603
NSR Campbell 3 - SO2 Rate Annual v5.14 | 872 | 6142 | Rate Constraint in lbs/MMBtu | FALSE | L | Annual | Generation | TWh | 5.1597 | 5.0885 | 5.2556 | 5.9876 | 5.2425 | 5.2736 | 4.0617 | 3.0928
NSR Campbell 3 - SO2 Rate Annual v5.14 | 872 | 6142 | Rate Constraint in lbs/MMBtu | FALSE | L | Annual | Qualifying Generation | TWh | 5.1597 | 5.0885 | 5.2556 | 5.9876 | 5.2425 | 5.2736 | 4.0617 | 3.0928
NSR Campbell 3 - SO2 Rate Annual v5.14 | 872 | 6142 | Rate Constraint in lbs/MMBtu | FALSE | L | Annual | Rate | lb/MWh | 0.56908 | 0.56908 | 0.56453 | 0.56453 | 0.56453 | 0.56453 | 0.56453 | 0.56453
NSR Campbell 3 - SO2 Rate Annual v5.14 | 872 | 6142 | Rate Constraint in lbs/MMBtu | FALSE | L | Annual | Constraint Shadow Price | US2016$/Ton | 0 | 0 | 0 | 0 | 0 | 0 | 0 | 0
NSR Chesterfield 4 - NOX Rate Annual v3.1, Unit 5714 and retrofits | 873 | 1936 | Rate Constraint in lbs/MMBtu | FALSE | L | Annual | Seasons Included | Seasons | Winter, WintShld, Summer | Winter, WintShld, Summer | Winter, WintShld, Summer | Winter, WintShld, Summer | Winter, WintShld, Summer | Winter, WintShld, Summer | Winter, WintShld, Summer | Winter, WintShld, Summer
NSR Chesterfield 4 - NOX Rate Annual v3.1, Unit 5714 and retrofits | 873 | 1936 | Rate Constraint in lbs/MMBtu | FALSE | L | Annual | Standard NOX | lb/MMBtu | 0.1 | 0.1 | 0.1 | 0.1 | 0.1 | 0.1 | 0.1 | 0.1
NSR Chesterfield 4 - NOX Rate Annual v3.1, Unit 5714 and retrofits | 873 | 1936 | Rate Constraint in lbs/MMBtu | FALSE | L | Annual | Emissions at Affected Plants NOX | Thousand Tons | 0 | 0 | 0 | 0 | 0 | 0 | 0 | 0
NSR Chesterfield 4 - NOX Rate Annual v3.1, Unit 5714 and retrofits | 873 | 1936 | Rate Constraint in lbs/MMBtu | FALSE | L | Annual | Allowances Purchased NOX | Thousand Tons | 0 | 0 | 0 | 0 | 0 | 0 | 0 | 0
NSR Chesterfield 4 - NOX Rate Annual v3.1, Unit 5714 and retrofits | 873 | 1936 | Rate Constraint in lbs/MMBtu | FALSE | L | Annual | Allowances Sold NOX | Thousand Tons | 0 | 0 | 0 | 0 | 0 | 0 | 0 | 0
NSR Chesterfield 4 - NOX Rate Annual v3.1, Unit 5714 and retrofits | 873 | 1936 | Rate Constraint in lbs/MMBtu | FALSE | L | Annual | Allowances Banked | Thousand Tons | 0 | 0 | 0 | 0 | 0 | 0 | 0 | 0
NSR Chesterfield 4 - NOX Rate Annual v3.1, Unit 5714 and retrofits | 873 | 1936 | Rate Constraint in lbs/MMBtu | FALSE | L | Annual | Allowances Withdrawn (1:1) | Thousand Tons | 0 | 0 | 0 | 0 | 0 | 0 | 0 | 0
NSR Chesterfield 4 - NOX Rate Annual v3.1, Unit 5714 and retrofits | 873 | 1936 | Rate Constraint in lbs/MMBtu | FALSE | L | Annual | Allowances Withdrawn (n:1) | Thousand Tons | 0 | 0 | 0 | 0 | 0 | 0 | 0 | 0
NSR Chesterfield 4 - NOX Rate Annual v3.1, Unit 5714 and retrofits | 873 | 1936 | Rate Constraint in lbs/MMBtu | FALSE | L | Annual | Net Emissions Allowance Position | Thousand Tons | 0 | 0 | 0 | 0 | 0 | 0 | 0 | 0
NSR Chesterfield 4 - NOX Rate Annual v3.1, Unit 5714 and retrofits | 873 | 1936 | Rate Constraint in lbs/MMBtu | FALSE | L | Annual | Fuel Consumed | TBtu | 0 | 0 | 0 | 0 | 0 | 0 | 0 | 0
NSR Chesterfield 4 - NOX Rate Annual v3.1, Unit 5714 and retrofits | 873 | 1936 | Rate Constraint in lbs/MMBtu | FALSE | L | Annual | Rate | lb/MMBtu | 0 | 0 | 0 | 0 | 0 | 0 | 0 | 0
NSR Chesterfield 4 - NOX Rate Annual v3.1, Unit 5714 and retrofits | 873 | 1936 | Rate Constraint in lbs/MMBtu | FALSE | L | Annual | Generation | TWh | 0 | 0 | 0 | 0 | 0 | 0 | 0 | 0
NSR Chesterfield 4 - NOX Rate Annual v3.1, Unit 5714 and retrofits | 873 | 1936 | Rate Constraint in lbs/MMBtu | FALSE | L | Annual | Qualifying Generation | TWh | 0 | 0 | 0 | 0 | 0 | 0 | 0 | 0
NSR Chesterfield 4 - NOX Rate Annual v3.1, Unit 5714 and retrofits | 873 | 1936 | Rate Constraint in lbs/MMBtu | FALSE | L | Annual | Rate | lb/MWh | 0 | 0 | 0 | 0 | 0 | 0 | 0 | 0
NSR Chesterfield 4 - NOX Rate Annual v3.1, Unit 5714 and retrofits | 873 | 1936 | Rate Constraint in lbs/MMBtu | FALSE | L | Annual | Constraint Shadow Price | US2016$/Ton | 0 | 0 | 0 | 0 | 0 | 0 | 0 | 0
NSR Chesterfield 5,6 - NOX Rate Annual v3.1, Unit 5715 and retrofits | 874 | 1935 | Rate Constraint in lbs/MMBtu | FALSE | L | Annual | Seasons Included | Seasons | Winter, WintShld, Summer | Winter, WintShld, Summer | Winter, WintShld, Summer | Winter, WintShld, Summer | Winter, WintShld, Summer | Winter, WintShld, Summer | Winter, WintShld, Summer | Winter, WintShld, Summer
NSR Chesterfield 5,6 - NOX Rate Annual v3.1, Unit 5715 and retrofits | 874 | 1935 | Rate Constraint in lbs/MMBtu | FALSE | L | Annual | Standard NOX | lb/MMBtu | 0.1 | 0.1 | 0.1 | 0.1 | 0.1 | 0.1 | 0.1 | 0.1
NSR Chesterfield 5,6 - NOX Rate Annual v3.1, Unit 5715 and retrofits | 874 | 1935 | Rate Constraint in lbs/MMBtu | FALSE | L | Annual | Emissions at Affected Plants NOX | Thousand Tons | 0 | 0.30103 | 0.30585 | 0.32593 | 0 | 0 | 0 | 0
NSR Chesterfield 5,6 - NOX Rate Annual v3.1, Unit 5715 and retrofits | 874 | 1935 | Rate Constraint in lbs/MMBtu | FALSE | L | Annual | Allowances Purchased NOX | Thousand Tons | 0 | 0 | 0 | 0 | 0 | 0 | 0 | 0
NSR Chesterfield 5,6 - NOX Rate Annual v3.1, Unit 5715 and retrofits | 874 | 1935 | Rate Constraint in lbs/MMBtu | FALSE | L | Annual | Allowances Sold NOX | Thousand Tons | 0 | 0 | 0 | 0 | 0 | 0 | 0 | 0
NSR Chesterfield 5,6 - NOX Rate Annual v3.1, Unit 5715 and retrofits | 874 | 1935 | Rate Constraint in lbs/MMBtu | FALSE | L | Annual | Allowances Banked | Thousand Tons | 0 | 0 | 0 | 0 | 0 | 0 | 0 | 0
NSR Chesterfield 5,6 - NOX Rate Annual v3.1, Unit 5715 and retrofits | 874 | 1935 | Rate Constraint in lbs/MMBtu | FALSE | L | Annual | Allowances Withdrawn (1:1) | Thousand Tons | 0 | 0 | 0 | 0 | 0 | 0 | 0 | 0
NSR Chesterfield 5,6 - NOX Rate Annual v3.1, Unit 5715 and retrofits | 874 | 1935 | Rate Constraint in lbs/MMBtu | FALSE | L | Annual | Allowances Withdrawn (n:1) | Thousand Tons | 0 | 0 | 0 | 0 | 0 | 0 | 0 | 0
NSR Chesterfield 5,6 - NOX Rate Annual v3.1, Unit 5715 and retrofits | 874 | 1935 | Rate Constraint in lbs/MMBtu | FALSE | L | Annual | Net Emissions Allowance Position | Thousand Tons | 0 | 0.30103 | 0.30585 | 0.32593 | 0 | 0 | 0 | 0
NSR Chesterfield 5,6 - NOX Rate Annual v3.1, Unit 5715 and retrofits | 874 | 1935 | Rate Constraint in lbs/MMBtu | FALSE | L | Annual | Fuel Consumed | TBtu | 0 | 12.9756 | 13.1831 | 14.0488 | 0 | 0 | 0 | 0
NSR Chesterfield 5,6 - NOX Rate Annual v3.1, Unit 5715 and retrofits | 874 | 1935 | Rate Constraint in lbs/MMBtu | FALSE | L | Annual | Rate | lb/MMBtu | 0 | 0.0464 | 0.0464 | 0.0464 | 0 | 0 | 0 | 0
NSR Chesterfield 5,6 - NOX Rate Annual v3.1, Unit 5715 and retrofits | 874 | 1935 | Rate Constraint in lbs/MMBtu | FALSE | L | Annual | Generation | TWh | 0 | 1.2808 | 1.3118 | 1.3979 | 0 | 0 | 0 | 0
NSR Chesterfield 5,6 - NOX Rate Annual v3.1, Unit 5715 and retrofits | 874 | 1935 | Rate Constraint in lbs/MMBtu | FALSE | L | Annual | Qualifying Generation | TWh | 0 | 1.2808 | 1.3118 | 1.3979 | 0 | 0 | 0 | 0
NSR Chesterfield 5,6 - NOX Rate Annual v3.1, Unit 5715 and retrofits | 874 | 1935 | Rate Constraint in lbs/MMBtu | FALSE | L | Annual | Rate | lb/MWh | 0 | 0.47008 | 0.46632 | 0.46632 | 0 | 0 | 0 | 0
NSR Chesterfield 5,6 - NOX Rate Annual v3.1, Unit 5715 and retrofits | 874 | 1935 | Rate Constraint in lbs/MMBtu | FALSE | L | Annual | Constraint Shadow Price | US2016$/Ton | 0 | 0 | 0 | 0 | 0 | 0 | 0 | 0
NSR Chesterfield 5,6 - NOX Rate Annual v3.1, Unit 5716 and retrofits | 875 | 1935 | Rate Constraint in lbs/MMBtu | FALSE | L | Annual | Seasons Included | Seasons | Winter, WintShld, Summer | Winter, WintShld, Summer | Winter, WintShld, Summer | Winter, WintShld, Summer | Winter, WintShld, Summer | Winter, WintShld, Summer | Winter, WintShld, Summer | Winter, WintShld, Summer
NSR Chesterfield 5,6 - NOX Rate Annual v3.1, Unit 5716 and retrofits | 875 | 1935 | Rate Constraint in lbs/MMBtu | FALSE | L | Annual | Standard NOX | lb/MMBtu | 0.1 | 0.1 | 0.1 | 0.1 | 0.1 | 0.1 | 0.1 | 0.1
NSR Chesterfield 5,6 - NOX Rate Annual v3.1, Unit 5716 and retrofits | 875 | 1935 | Rate Constraint in lbs/MMBtu | FALSE | L | Annual | Emissions at Affected Plants NOX | Thousand Tons | 0 | 0.67156 | 0.66619 | 0.68235 | 0.55937 | 0.56094 | 0.22059 | 0
NSR Chesterfield 5,6 - NOX Rate Annual v3.1, Unit 5716 and retrofits | 875 | 1935 | Rate Constraint in lbs/MMBtu | FALSE | L | Annual | Allowances Purchased NOX | Thousand Tons | 0 | 0 | 0 | 0 | 0 | 0 | 0 | 0
NSR Chesterfield 5,6 - NOX Rate Annual v3.1, Unit 5716 and retrofits | 875 | 1935 | Rate Constraint in lbs/MMBtu | FALSE | L | Annual | Allowances Sold NOX | Thousand Tons | 0 | 0 | 0 | 0 | 0 | 0 | 0 | 0
NSR Chesterfield 5,6 - NOX Rate Annual v3.1, Unit 5716 and retrofits | 875 | 1935 | Rate Constraint in lbs/MMBtu | FALSE | L | Annual | Allowances Banked | Thousand Tons | 0 | 0 | 0 | 0 | 0 | 0 | 0 | 0
NSR Chesterfield 5,6 - NOX Rate Annual v3.1, Unit 5716 and retrofits | 875 | 1935 | Rate Constraint in lbs/MMBtu | FALSE | L | Annual | Allowances Withdrawn (1:1) | Thousand Tons | 0 | 0 | 0 | 0 | 0 | 0 | 0 | 0
NSR Chesterfield 5,6 - NOX Rate Annual v3.1, Unit 5716 and retrofits | 875 | 1935 | Rate Constraint in lbs/MMBtu | FALSE | L | Annual | Allowances Withdrawn (n:1) | Thousand Tons | 0 | 0 | 0 | 0 | 0 | 0 | 0 | 0
NSR Chesterfield 5,6 - NOX Rate Annual v3.1, Unit 5716 and retrofits | 875 | 1935 | Rate Constraint in lbs/MMBtu | FALSE | L | Annual | Net Emissions Allowance Position | Thousand Tons | 0 | 0.67156 | 0.66619 | 0.68235 | 0.55937 | 0.56094 | 0.22059 | 0
NSR Chesterfield 5,6 - NOX Rate Annual v3.1, Unit 5716 and retrofits | 875 | 1935 | Rate Constraint in lbs/MMBtu | FALSE | L | Annual | Fuel Consumed | TBtu | 0 | 26.0143 | 25.8062 | 26.4324 | 21.6685 | 21.7291 | 8.545 | 0
NSR Chesterfield 5,6 - NOX Rate Annual v3.1, Unit 5716 and retrofits | 875 | 1935 | Rate Constraint in lbs/MMBtu | FALSE | L | Annual | Rate | lb/MMBtu | 0 | 0.05163 | 0.05163 | 0.05163 | 0.05163 | 0.05163 | 0.05163 | 0
NSR Chesterfield 5,6 - NOX Rate Annual v3.1, Unit 5716 and retrofits | 875 | 1935 | Rate Constraint in lbs/MMBtu | FALSE | L | Annual | Generation | TWh | 0 | 2.562 | 2.562 | 2.6241 | 2.1512 | 2.1572 | 0.84833 | 0
NSR Chesterfield 5,6 - NOX Rate Annual v3.1, Unit 5716 and retrofits | 875 | 1935 | Rate Constraint in lbs/MMBtu | FALSE | L | Annual | Qualifying Generation | TWh | 0 | 2.562 | 2.562 | 2.6241 | 2.1512 | 2.1572 | 0.84833 | 0
NSR Chesterfield 5,6 - NOX Rate Annual v3.1, Unit 5716 and retrofits | 875 | 1935 | Rate Constraint in lbs/MMBtu | FALSE | L | Annual | Rate | lb/MWh | 0 | 0.52425 | 0.52006 | 0.52006 | 0.52006 | 0.52006 | 0.52006 | 0
NSR Chesterfield 5,6 - NOX Rate Annual v3.1, Unit 5716 and retrofits | 875 | 1935 | Rate Constraint in lbs/MMBtu | FALSE | L | Annual | Constraint Shadow Price | US2016$/Ton | 0 | 0 | 0 | 0 | 0 | 0 | 0 | 0
NSR Clifty Creek 1-6 - SO2 Cap Annual v5.16 | 876 | 6700 | Rate Constraint in MTons | FALSE | L | Annual | Seasons Included | Seasons | Winter, WintShld, Summer | Winter, WintShld, Summer | Winter, WintShld, Summer | Winter, WintShld, Summer | Winter, WintShld, Summer | Winter, WintShld, Summer | Winter, WintShld, Summer | Winter, WintShld, Summer
NSR Clifty Creek 1-6 - SO2 Cap Annual v5.16 | 876 | 6700 | Rate Constraint in MTons | FALSE | L | Annual | Standard SO2 | Thousand Tons | 11.503 | 11.503 | 11.503 | 11.503 | 11.503 | 11.503 | 11.503 | 11.503
NSR Clifty Creek 1-6 - SO2 Cap Annual v5.16 | 876 | 6700 | Rate Constraint in MTons | FALSE | L | Annual | Emissions at Affected Plants SO2 | Thousand Tons | 3.8475 | 3.9837 | 3.9791 | 4.2601 | 3.8644 | 3.6674 | 2.4012 | 0
NSR Clifty Creek 1-6 - SO2 Cap Annual v5.16 | 876 | 6700 | Rate Constraint in MTons | FALSE | L | Annual | Allowances Purchased SO2 | Thousand Tons | 0 | 0 | 0 | 0 | 0 | 0 | 0 | 0
NSR Clifty Creek 1-6 - SO2 Cap Annual v5.16 | 876 | 6700 | Rate Constraint in MTons | FALSE | L | Annual | Allowances Sold SO2 | Thousand Tons | 0 | 0 | 0 | 0 | 0 | 0 | 0 | 0
NSR Clifty Creek 1-6 - SO2 Cap Annual v5.16 | 876 | 6700 | Rate Constraint in MTons | FALSE | L | Annual | Allowances Banked | Thousand Tons | 0 | 0 | 0 | 0 | 0 | 0 | 0 | 0
NSR Clifty Creek 1-6 - SO2 Cap Annual v5.16 | 876 | 6700 | Rate Constraint in MTons | FALSE | L | Annual | Allowances Withdrawn (1:1) | Thousand Tons | 0 | 0 | 0 | 0 | 0 | 0 | 0 | 0
NSR Clifty Creek 1-6 - SO2 Cap Annual v5.16 | 876 | 6700 | Rate Constraint in MTons | FALSE | L | Annual | Allowances Withdrawn (n:1) | Thousand Tons | 0 | 0 | 0 | 0 | 0 | 0 | 0 | 0
NSR Clifty Creek 1-6 - SO2 Cap Annual v5.16 | 876 | 6700 | Rate Constraint in MTons | FALSE | L | Annual | Net Emissions Allowance Position | Thousand Tons | 3.8475 | 3.9837 | 3.9791 | 4.2601 | 3.8644 | 3.6674 | 2.4012 | 0
NSR Clifty Creek 1-6 - SO2 Cap Annual v5.16 | 876 | 6700 | Rate Constraint in MTons | FALSE | L | Annual | Fuel Consumed | TBtu | 77.9452 | 77.9452 | 76.3084 | 76.3084 | 69.2216 | 65.6915 | 43.0106 | 0
NSR Clifty Creek 1-6 - SO2 Cap Annual v5.16 | 876 | 6700 | Rate Constraint in MTons | FALSE | L | Annual | Rate | lb/MMBtu | 0.098722 | 0.10222 | 0.10429 | 0.11165 | 0.11165 | 0.11165 | 0.11165 | 0
NSR Clifty Creek 1-6 - SO2 Cap Annual v5.16 | 876 | 6700 | Rate Constraint in MTons | FALSE | L | Annual | Generation | TWh | 7.2679 | 7.2679 | 7.2679 | 7.2679 | 6.5933 | 6.2573 | 4.0973 | 0
NSR Clifty Creek 1-6 - SO2 Cap Annual v5.16 | 876 | 6700 | Rate Constraint in MTons | FALSE | L | Annual | Qualifying Generation | TWh | 7.2679 | 7.2679 | 7.2679 | 7.2679 | 6.5933 | 6.2573 | 4.0973 | 0
NSR Clifty Creek 1-6 - SO2 Cap Annual v5.16 | 876 | 6700 | Rate Constraint in MTons | FALSE | L | Annual | Rate | lb/MWh | 1.0588 | 1.0962 | 1.095 | 1.1723 | 1.1722 | 1.1722 | 1.1721 | 0
NSR Clifty Creek 1-6 - SO2 Cap Annual v5.16 | 876 | 6700 | Rate Constraint in MTons | FALSE | L | Annual | Constraint Shadow Price | US2016$/Ton | 0 | 0 | 0 | 0 | 0 | 0 | 0 | 0
NSR ClinchRiver 1-3 - SO2 Cap Annual v3.1 | 877 | 2049 | Rate Constraint in MTons | FALSE | L | Annual | Seasons Included | Seasons | Winter, WintShld, Summer | Winter, WintShld, Summer | Winter, WintShld, Summer | Winter, WintShld, Summer | Winter, WintShld, Summer | Winter, WintShld, Summer | Winter, WintShld, Summer | Winter, WintShld, Summer
NSR ClinchRiver 1-3 - SO2 Cap Annual v3.1 | 877 | 2049 | Rate Constraint in MTons | FALSE | L | Annual | Standard SO2 | Thousand Tons | 16.3 | 16.3 | 16.3 | 16.3 | 16.3 | 16.3 | 16.3 | 16.3
NSR ClinchRiver 1-3 - SO2 Cap Annual v3.1 | 877 | 2049 | Rate Constraint in MTons | FALSE | L | Annual | Emissions at Affected Plants SO2 | Thousand Tons | 0 | 0 | 0 | 0 | 0 | 0 | 0 | 0
NSR ClinchRiver 1-3 - SO2 Cap Annual v3.1 | 877 | 2049 | Rate Constraint in MTons | FALSE | L | Annual | Allowances Purchased SO2 | Thousand Tons | 0 | 0 | 0 | 0 | 0 | 0 | 0 | 0
NSR ClinchRiver 1-3 - SO2 Cap Annual v3.1 | 877 | 2049 | Rate Constraint in MTons | FALSE | L | Annual | Allowances Sold SO2 | Thousand Tons | 0 | 0 | 0 | 0 | 0 | 0 | 0 | 0
NSR ClinchRiver 1-3 - SO2 Cap Annual v3.1 | 877 | 2049 | Rate Constraint in MTons | FALSE | L | Annual | Allowances Banked | Thousand Tons | 0 | 0 | 0 | 0 | 0 | 0 | 0 | 0
NSR ClinchRiver 1-3 - SO2 Cap Annual v3.1 | 877 | 2049 | Rate Constraint in MTons | FALSE | L | Annual | Allowances Withdrawn (1:1) | Thousand Tons | 0 | 0 | 0 | 0 | 0 | 0 | 0 | 0
NSR ClinchRiver 1-3 - SO2 Cap Annual v3.1 | 877 | 2049 | Rate Constraint in MTons | FALSE | L | Annual | Allowances Withdrawn (n:1) | Thousand Tons | 0 | 0 | 0 | 0 | 0 | 0 | 0 | 0
NSR ClinchRiver 1-3 - SO2 Cap Annual v3.1 | 877 | 2049 | Rate Constraint in MTons | FALSE | L | Annual | Net Emissions Allowance Position | Thousand Tons | 0 | 0 | 0 | 0 | 0 | 0 | 0 | 0
NSR ClinchRiver 1-3 - SO2 Cap Annual v3.1 | 877 | 2049 | Rate Constraint in MTons | FALSE | L | Annual | Fuel Consumed | TBtu | 3.1728 | 4.2115 | 4.8299 | 6.3849 | 7.2717 | 5.4953 | 4.8128 | 1.8894
NSR ClinchRiver 1-3 - SO2 Cap Annual v3.1 | 877 | 2049 | Rate Constraint in MTons | FALSE | L | Annual | Rate | lb/MMBtu | 0 | 0 | 0 | 0 | 0 | 0 | 0 | 0
NSR ClinchRiver 1-3 - SO2 Cap Annual v3.1 | 877 | 2049 | Rate Constraint in MTons | FALSE | L | Annual | Generation | TWh | 0.28213 | 0.37449 | 0.42948 | 0.56775 | 0.64661 | 0.48865 | 0.42796 | 0.16801
NSR ClinchRiver 1-3 - SO2 Cap Annual v3.1 | 877 | 2049 | Rate Constraint in MTons | FALSE | L | Annual | Qualifying Generation | TWh | 0.28213 | 0.37449 | 0.42948 | 0.56775 | 0.64661 | 0.48865 | 0.42796 | 0.16801
NSR ClinchRiver 1-3 - SO2 Cap Annual v3.1 | 877 | 2049 | Rate Constraint in MTons | FALSE | L | Annual | Rate | lb/MWh | 0 | 0 | 0 | 0 | 0 | 0 | 0 | 0
NSR ClinchRiver 1-3 - SO2 Cap Annual v3.1 | 877 | 2049 | Rate Constraint in MTons | FALSE | L | Annual | Constraint Shadow Price | US2016$/Ton | 0 | 0 | 0 | 0 | 0 | 0 | 0 | 0
NSR Columbia 1 & 2- NOx Cap Annual v5.13 | 878 | 5993 | Rate Constraint in MTons | FALSE | L | Annual | Seasons Included | Seasons | Winter, WintShld, Summer | Winter, WintShld, Summer | Winter, WintShld, Summer | Winter, WintShld, Summer | Winter, WintShld, Summer | Winter, WintShld, Summer | Winter, WintShld, Summer | Winter, WintShld, Summer
NSR Columbia 1 & 2- NOx Cap Annual v5.13 | 878 | 5993 | Rate Constraint in MTons | FALSE | L | Annual | Standard NOX | Thousand Tons | 4.3 | 4.3 | 4.3 | 4.3 | 4.3 | 4.3 | 4.3 | 4.3
NSR Columbia 1 & 2- NOx Cap Annual v5.13 | 878 | 5993 | Rate Constraint in MTons | FALSE | L | Annual | Emissions at Affected Plants NOX | Thousand Tons | 2.5618 | 2.4448 | 2.3467 | 2.0861 | 1.7078 | 1.971 | 1.5305 | 1.2453
NSR Columbia 1 & 2- NOx Cap Annual v5.13 | 878 | 5993 | Rate Constraint in MTons | FALSE | L | Annual | Allowances Purchased NOX | Thousand Tons | 0 | 0 | 0 | 0 | 0 | 0 | 0 | 0
NSR Columbia 1 & 2- NOx Cap Annual v5.13 | 878 | 5993 | Rate Constraint in MTons | FALSE | L | Annual | Allowances Sold NOX | Thousand Tons | 0 | 0 | 0 | 0 | 0 | 0 | 0 | 0
NSR Columbia 1 & 2- NOx Cap Annual v5.13 | 878 | 5993 | Rate Constraint in MTons | FALSE | L | Annual | Allowances Banked | Thousand Tons | 0 | 0 | 0 | 0 | 0 | 0 | 0 | 0
NSR Columbia 1 & 2- NOx Cap Annual v5.13 | 878 | 5993 | Rate Constraint in MTons | FALSE | L | Annual | Allowances Withdrawn (1:1) | Thousand Tons | 0 | 0 | 0 | 0 | 0 | 0 | 0 | 0
NSR Columbia 1 & 2- NOx Cap Annual v5.13 | 878 | 5993 | Rate Constraint in MTons | FALSE | L | Annual | Allowances Withdrawn (n:1) | Thousand Tons | 0 | 0 | 0 | 0 | 0 | 0 | 0 | 0
NSR Columbia 1 & 2- NOx Cap Annual v5.13 | 878 | 5993 | Rate Constraint in MTons | FALSE | L | Annual | Net Emissions Allowance Position | Thousand Tons | 2.5618 | 2.4448 | 2.3467 | 2.0861 | 1.7078 | 1.971 | 1.5305 | 1.2453
NSR Columbia 1 & 2- NOx Cap Annual v5.13 | 878 | 5993 | Rate Constraint in MTons | FALSE | L | Annual | Fuel Consumed | TBtu | 46.9753 | 52.356 | 50.6201 | 44.7992 | 36.4436 | 40.5632 | 33.6703 | 27.0695
NSR Columbia 1 & 2- NOx Cap Annual v5.13 | 878 | 5993 | Rate Constraint in MTons | FALSE | L | Annual | Rate | lb/MMBtu | 0.10907 | 0.09339 | 0.09272 | 0.093131 | 0.093721 | 0.097183 | 0.090913 | 0.092007
NSR Columbia 1 & 2- NOx Cap Annual v5.13 | 878 | 5993 | Rate Constraint in MTons | FALSE | L | Annual | Generation | TWh | 4.4092 | 4.9054 | 4.8293 | 4.2742 | 3.4772 | 3.8718 | 3.2116 | 2.5823
NSR Columbia 1 & 2- NOx Cap Annual v5.13 | 878 | 5993 | Rate Constraint in MTons | FALSE | L | Annual | Qualifying Generation | TWh | 4.4092 | 4.9054 | 4.8293 | 4.2742 | 3.4772 | 3.8718 | 3.2116 | 2.5823
NSR Columbia 1 & 2- NOx Cap Annual v5.13 | 878 | 5993 | Rate Constraint in MTons | FALSE | L | Annual | Rate | lb/MWh | 1.162 | 0.99677 | 0.97187 | 0.97614 | 0.98226 | 1.0181 | 0.95314 | 0.96448
NSR Columbia 1 & 2- NOx Cap Annual v5.13 | 878 | 5993 | Rate Constraint in MTons | FALSE | L | Annual | Constraint Shadow Price | US2016$/Ton | 0 | 0 | 0 | 0 | 0 | 0 | 0 | 0
NSR Columbia 1 & 2- SO2 Cap Annual v5.13 | 879 | 5991 | Rate Constraint in MTons | FALSE | L | Annual | Seasons Included | Seasons | Winter, WintShld, Summer | Winter, WintShld, Summer | Winter, WintShld, Summer | Winter, WintShld, Summer | Winter, WintShld, Summer | Winter, WintShld, Summer | Winter, WintShld, Summer | Winter, WintShld, Summer
NSR Columbia 1 & 2- SO2 Cap Annual v5.13 | 879 | 5991 | Rate Constraint in MTons | FALSE | L | Annual | Standard SO2 | Thousand Tons | 3.286 | 3.286 | 3.286 | 3.286 | 3.286 | 3.286 | 3.286 | 3.286
NSR Columbia 1 & 2- SO2 Cap Annual v5.13 | 879 | 5991 | Rate Constraint in MTons | FALSE | L | Annual | Emissions at Affected Plants SO2 | Thousand Tons | 1.0672 | 1.1747 | 1.1351 | 1.0049 | 0.81788 | 0.91286 | 0.75394 | 0.60667
NSR Columbia 1 & 2- SO2 Cap Annual v5.13 | 879 | 5991 | Rate Constraint in MTons | FALSE | L | Annual | Allowances Purchased SO2 | Thousand Tons | 0 | 0 | 0 | 0 | 0 | 0 | 0 | 0
NSR Columbia 1 & 2- SO2 Cap Annual v5.13 | 879 | 5991 | Rate Constraint in MTons | FALSE | L | Annual | Allowances Sold SO2 | Thousand Tons | 0 | 0 | 0 | 0 | 0 | 0 | 0 | 0
NSR Columbia 1 & 2- SO2 Cap Annual v5.13 | 879 | 5991 | Rate Constraint in MTons | FALSE | L | Annual | Allowances Banked | Thousand Tons | 0 | 0 | 0 | 0 | 0 | 0 | 0 | 0
NSR Columbia 1 & 2- SO2 Cap Annual v5.13 | 879 | 5991 | Rate Constraint in MTons | FALSE | L | Annual | Allowances Withdrawn (1:1) | Thousand Tons | 0 | 0 | 0 | 0 | 0 | 0 | 0 | 0
NSR Columbia 1 & 2- SO2 Cap Annual v5.13 | 879 | 5991 | Rate Constraint in MTons | FALSE | L | Annual | Allowances Withdrawn (n:1) | Thousand Tons | 0 | 0 | 0 | 0 | 0 | 0 | 0 | 0
NSR Columbia 1 & 2- SO2 Cap Annual v5.13 | 879 | 5991 | Rate Constraint in MTons | FALSE | L | Annual | Net Emissions Allowance Position | Thousand Tons | 1.0672 | 1.1747 | 1.1351 | 1.0049 | 0.81788 | 0.91286 | 0.75394 | 0.60667
NSR Columbia 1 & 2- SO2 Cap Annual v5.13 | 879 | 5991 | Rate Constraint in MTons | FALSE | L | Annual | Fuel Consumed | TBtu | 46.9753 | 52.356 | 50.6201 | 44.7992 | 36.4436 | 40.5632 | 33.6703 | 27.0695
NSR Columbia 1 & 2- SO2 Cap Annual v5.13 | 879 | 5991 | Rate Constraint in MTons | FALSE | L | Annual | Rate | lb/MMBtu | 0.045437 | 0.044873 | 0.044849 | 0.044864 | 0.044885 | 0.045009 | 0.044784 | 0.044823
NSR Columbia 1 & 2- SO2 Cap Annual v5.13 | 879 | 5991 | Rate Constraint in MTons | FALSE | L | Annual | Generation | TWh | 4.4092 | 4.9054 | 4.8293 | 4.2742 | 3.4772 | 3.8718 | 3.2116 | 2.5823
NSR Columbia 1 & 2- SO2 Cap Annual v5.13 | 879 | 5991 | Rate Constraint in MTons | FALSE | L | Annual | Qualifying Generation | TWh | 4.4092 | 4.9054 | 4.8293 | 4.2742 | 3.4772 | 3.8718 | 3.2116 | 2.5823
NSR Columbia 1 & 2- SO2 Cap Annual v5.13 | 879 | 5991 | Rate Constraint in MTons | FALSE | L | Annual | Rate | lb/MWh | 0.48408 | 0.47894 | 0.4701 | 0.47023 | 0.47042 | 0.47154 | 0.46951 | 0.46987
NSR Columbia 1 & 2- SO2 Cap Annual v5.13 | 879 | 5991 | Rate Constraint in MTons | FALSE | L | Annual | Constraint Shadow Price | US2016$/Ton | 0 | 0 | 0 | 0 | 0 | 0 | 0 | 0
NSR Columbia 1 & 2- SO2 Rate Annual v5.13 | 880 | 5992 | Rate Constraint in lbs/MMBtu | FALSE | L | Annual | Seasons Included | Seasons | Winter, WintShld, Summer | Winter, WintShld, Summer | Winter, WintShld, Summer | Winter, WintShld, Summer | Winter, WintShld, Summer | Winter, WintShld, Summer | Winter, WintShld, Summer | Winter, WintShld, Summer
NSR Columbia 1 & 2- SO2 Rate Annual v5.13 | 880 | 5992 | Rate Constraint in lbs/MMBtu | FALSE | L | Annual | Standard SO2 | lb/MMBtu | 0.075 | 0.075 | 0.075 | 0.075 | 0.075 | 0.075 | 0.075 | 0.075
NSR Columbia 1 & 2- SO2 Rate Annual v5.13 | 880 | 5992 | Rate Constraint in lbs/MMBtu | FALSE | L | Annual | Emissions at Affected Plants SO2 | Thousand Tons | 1.0672 | 1.1747 | 1.1351 | 1.0049 | 0.81788 | 0.91286 | 0.75394 | 0.60667
NSR Columbia 1 & 2- SO2 Rate Annual v5.13 | 880 | 5992 | Rate Constraint in lbs/MMBtu | FALSE | L | Annual | Allowances Purchased SO2 | Thousand Tons | 0 | 0 | 0 | 0 | 0 | 0 | 0 | 0
NSR Columbia 1 & 2- SO2 Rate Annual v5.13 | 880 | 5992 | Rate Constraint in lbs/MMBtu | FALSE | L | Annual | Allowances Sold SO2 | Thousand Tons | 0 | 0 | 0 | 0 | 0 | 0 | 0 | 0
NSR Columbia 1 & 2- SO2 Rate Annual v5.13 | 880 | 5992 | Rate Constraint in lbs/MMBtu | FALSE | L | Annual | Allowances Banked | Thousand Tons | 0 | 0 | 0 | 0 | 0 | 0 | 0 | 0
NSR Columbia 1 & 2- SO2 Rate Annual v5.13 | 880 | 5992 | Rate Constraint in lbs/MMBtu | FALSE | L | Annual | Allowances Withdrawn (1:1) | Thousand Tons | 0 | 0 | 0 | 0 | 0 | 0 | 0 | 0
NSR Columbia 1 & 2- SO2 Rate Annual v5.13 | 880 | 5992 | Rate Constraint in lbs/MMBtu | FALSE | L | Annual | Allowances Withdrawn (n:1) | Thousand Tons | 0 | 0 | 0 | 0 | 0 | 0 | 0 | 0
NSR Columbia 1 & 2- SO2 Rate Annual v5.13 | 880 | 5992 | Rate Constraint in lbs/MMBtu | FALSE | L | Annual | Net Emissions Allowance Position | Thousand Tons | 1.0672 | 1.1747 | 1.1351 | 1.0049 | 0.81788 | 0.91286 | 0.75394 | 0.60667
NSR Columbia 1 & 2- SO2 Rate Annual v5.13 | 880 | 5992 | Rate Constraint in lbs/MMBtu | FALSE | L | Annual | Fuel Consumed | TBtu | 46.9753 | 52.356 | 50.6201 | 44.7992 | 36.4436 | 40.5632 | 33.6703 | 27.0695
NSR Columbia 1 & 2- SO2 Rate Annual v5.13 | 880 | 5992 | Rate Constraint in lbs/MMBtu | FALSE | L | Annual | Rate | lb/MMBtu | 0.045437 | 0.044873 | 0.044849 | 0.044864 | 0.044885 | 0.045009 | 0.044784 | 0.044823
NSR Columbia 1 & 2- SO2 Rate Annual v5.13 | 880 | 5992 | Rate Constraint in lbs/MMBtu | FALSE | L | Annual | Generation | TWh | 4.4092 | 4.9054 | 4.8293 | 4.2742 | 3.4772 | 3.8718 | 3.2116 | 2.5823
NSR Columbia 1 & 2- SO2 Rate Annual v5.13 | 880 | 5992 | Rate Constraint in lbs/MMBtu | FALSE | L | Annual | Qualifying Generation | TWh | 4.4092 | 4.9054 | 4.8293 | 4.2742 | 3.4772 | 3.8718 | 3.2116 | 2.5823
NSR Columbia 1 & 2- SO2 Rate Annual v5.13 | 880 | 5992 | Rate Constraint in lbs/MMBtu | FALSE | L | Annual | Rate | lb/MWh | 0.48408 | 0.47894 | 0.4701 | 0.47023 | 0.47042 | 0.47154 | 0.46951 | 0.46987
NSR Columbia 1 & 2- SO2 Rate Annual v5.13 | 880 | 5992 | Rate Constraint in lbs/MMBtu | FALSE | L | Annual | Constraint Shadow Price | US2016$/Ton | 0 | 0 | 0 | 0 | 0 | 0 | 0 | 0
NSR Columbia 1- Hg Rate Annual v5.13 | 881 | 6002 | Rate Constraint in lbs/MMBtu | FALSE | L | Annual | Seasons Included | Seasons | Winter, WintShld, Summer | Winter, WintShld, Summer | Winter, WintShld, Summer | Winter, WintShld, Summer | Winter, WintShld, Summer | Winter, WintShld, Summer | Winter, WintShld, Summer | Winter, WintShld, Summer
NSR Columbia 1- Hg Rate Annual v5.13 | 881 | 6002 | Rate Constraint in lbs/MMBtu | FALSE | L | Annual | Standard MER | lb/MMBtu | 0.015 | 0.015 | 0.015 | 0.015 | 0.015 | 0.015 | 0.015 | 0.015
NSR Columbia 1- Hg Rate Annual v5.13 | 881 | 6002 | Rate Constraint in lbs/MMBtu | FALSE | L | Annual | Emissions at Affected Plants MER | lbs | 17.8149 | 11.8867 | 11.163 | 10.0581 | 8.3909 | 10.7025 | 6.8347 | 5.7822
NSR Columbia 1- Hg Rate Annual v5.13 | 881 | 6002 | Rate Constraint in lbs/MMBtu | FALSE | L | Annual | Allowances Purchased MER | lbs | 0 | 0 | 0 | 0 | 0 | 0 | 0 | 0
NSR Columbia 1- Hg Rate Annual v5.13 | 881 | 6002 | Rate Constraint in lbs/MMBtu | FALSE | L | Annual | Allowances Sold MER | lbs | 0 | 0 | 0 | 0 | 0 | 0 | 0 | 0
NSR Columbia 1- Hg Rate Annual v5.13 | 881 | 6002 | Rate Constraint in lbs/MMBtu | FALSE | L | Annual | Allowances Banked | lbs | 0 | 0 | 0 | 0 | 0 | 0 | 0 | 0
NSR Columbia 1- Hg Rate Annual v5.13 | 881 | 6002 | Rate Constraint in lbs/MMBtu | FALSE | L | Annual | Allowances Withdrawn (1:1) | lbs | 0 | 0 | 0 | 0 | 0 | 0 | 0 | 0
NSR Columbia 1- Hg Rate Annual v5.13 | 881 | 6002 | Rate Constraint in lbs/MMBtu | FALSE | L | Annual | Allowances Withdrawn (n:1) | lbs | 0 | 0 | 0 | 0 | 0 | 0 | 0 | 0
NSR Columbia 1- Hg Rate Annual v5.13 | 881 | 6002 | Rate Constraint in lbs/MMBtu | FALSE | L | Annual | Net Emissions Allowance Position | lbs | 17.8149 | 11.8867 | 11.163 | 10.0581 | 8.3909 | 10.7025 | 6.8347 | 5.7822
NSR Columbia 1- Hg Rate Annual v5.13 | 881 | 6002 | Rate Constraint in lbs/MMBtu | FALSE | L | Annual | Fuel Consumed | TBtu | 31.7486 | 21.1836 | 19.8939 | 17.9249 | 14.9537 | 19.0733 | 12.1804 | 10.3046
NSR Columbia 1- Hg Rate Annual v5.13 | 881 | 6002 | Rate Constraint in lbs/MMBtu | FALSE | L | Annual | Rate | lb/MMBtu | 5.6112e-07 | 5.6112e-07 | 5.6112e-07 | 5.6112e-07 | 5.6112e-07 | 5.6112e-07 | 5.6112e-07 | 5.6112e-07
NSR Columbia 1- Hg Rate Annual v5.13 | 881 | 6002 | Rate Constraint in lbs/MMBtu | FALSE | L | Annual | Generation | TWh | 2.9864 | 1.9926 | 1.9056 | 1.717 | 1.4324 | 1.827 | 1.1667 | 0.98707
NSR Columbia 1- Hg Rate Annual v5.13 | 881 | 6002 | Rate Constraint in lbs/MMBtu | FALSE | L | Annual | Qualifying Generation | TWh | 2.9864 | 1.9926 | 1.9056 | 1.717 | 1.4324 | 1.827 | 1.1667 | 0.98707
NSR Columbia 1- Hg Rate Annual v5.13 | 881 | 6002 | Rate Constraint in lbs/MMBtu | FALSE | L | Annual | Rate | lb/MWh | 5.9653e-06 | 5.9653e-06 | 5.8579e-06 | 5.8579e-06 | 5.8579e-06 | 5.8579e-06 | 5.8579e-06 | 5.8579e-06
NSR Columbia 1- Hg Rate Annual v5.13 | 881 | 6002 | Rate Constraint in lbs/MMBtu | FALSE | L | Annual | Constraint Shadow Price | US2016$/Lb | 0 | 0 | 0 | 0 | 0 | 0 | 0 | 0
NSR Columbia 1- NOx Rate Annual v5.13 | 882 | 5994 | Rate Constraint in lbs/MMBtu | FALSE | L | Annual | Seasons Included | Seasons | Winter, WintShld, Summer | Winter, WintShld, Summer | Winter, WintShld, Summer | Winter, WintShld, Summer | Winter, WintShld, Summer | Winter, WintShld, Summer | Winter, WintShld, Summer | Winter, WintShld, Summer
NSR Columbia 1- NOx Rate Annual v5.13 | 882 | 5994 | Rate Constraint in lbs/MMBtu | FALSE | L | Annual | Standard NOX | lb/MMBtu | 0.15 | 0.15 | 0.15 | 0.15 | 0.15 | 0.15 | 0.15 | 0.15
NSR Columbia 1- NOx Rate Annual v5.13 | 882 | 5994 | Rate Constraint in lbs/MMBtu | FALSE | L | Annual | Emissions at Affected Plants NOX | Thousand Tons | 2.0289 | 1.3537 | 1.2713 | 1.1455 | 0.95562 | 1.2189 | 0.77839 | 0.65852
NSR Columbia 1- NOx Rate Annual v5.13 | 882 | 5994 | Rate Constraint in lbs/MMBtu | FALSE | L | Annual | Allowances Purchased NOX | Thousand Tons | 0 | 0 | 0 | 0 | 0 | 0 | 0 | 0
NSR Columbia 1- NOx Rate Annual v5.13 | 882 | 5994 | Rate Constraint in lbs/MMBtu | FALSE | L | Annual | Allowances Sold NOX | Thousand Tons | 0 | 0 | 0 | 0 | 0 | 0 | 0 | 0
NSR Columbia 1- NOx Rate Annual v5.13 | 882 | 5994 | Rate Constraint in lbs/MMBtu | FALSE | L | Annual | Allowances Banked | Thousand Tons | 0 | 0 | 0 | 0 | 0 | 0 | 0 | 0
NSR Columbia 1- NOx Rate Annual v5.13 | 882 | 5994 | Rate Constraint in lbs/MMBtu | FALSE | L | Annual | Allowances Withdrawn (1:1) | Thousand Tons | 0 | 0 | 0 | 0 | 0 | 0 | 0 | 0
NSR Columbia 1- NOx Rate Annual v5.13 | 882 | 5994 | Rate Constraint in lbs/MMBtu | FALSE | L | Annual | Allowances Withdrawn (n:1) | Thousand Tons | 0 | 0 | 0 | 0 | 0 | 0 | 0 | 0
NSR Columbia 1- NOx Rate Annual v5.13 | 882 | 5994 | Rate Constraint in lbs/MMBtu | FALSE | L | Annual | Net Emissions Allowance Position | Thousand Tons | 2.0289 | 1.3537 | 1.2713 | 1.1455 | 0.95562 | 1.2189 | 0.77839 | 0.65852
NSR Columbia 1- NOx Rate Annual v5.13 | 882 | 5994 | Rate Constraint in lbs/MMBtu | FALSE | L | Annual | Fuel Consumed | TBtu | 31.7486 | 21.1836 | 19.8939 | 17.9249 | 14.9537 | 19.0733 | 12.1804 | 10.3046
NSR Columbia 1- NOx Rate Annual v5.13 | 882 | 5994 | Rate Constraint in lbs/MMBtu | FALSE | L | Annual | Rate | lb/MMBtu | 0.12781 | 0.12781 | 0.12781 | 0.12781 | 0.12781 | 0.12781 | 0.12781 | 0.12781
NSR Columbia 1- NOx Rate Annual v5.13 | 882 | 5994 | Rate Constraint in lbs/MMBtu | FALSE | L | Annual | Generation | TWh | 2.9864 | 1.9926 | 1.9056 | 1.717 | 1.4324 | 1.827 | 1.1667 | 0.98707
NSR Columbia 1- NOx Rate Annual v5.13 | 882 | 5994 | Rate Constraint in lbs/MMBtu | FALSE | L | Annual | Qualifying Generation | TWh | 2.9864 | 1.9926 | 1.9056 | 1.717 | 1.4324 | 1.827 | 1.1667 | 0.98707
NSR Columbia 1- NOx Rate Annual v5.13 | 882 | 5994 | Rate Constraint in lbs/MMBtu | FALSE | L | Annual | Rate | lb/MWh | 1.3587 | 1.3587 | 1.3343 | 1.3343 | 1.3343 | 1.3343 | 1.3343 | 1.3343
NSR Columbia 1- NOx Rate Annual v5.13 | 882 | 5994 | Rate Constraint in lbs/MMBtu | FALSE | L | Annual | Constraint Shadow Price | US2016$/Ton | 0 | 0 | 0 | 0 | 0 | 0 | 0 | 0
NSR Columbia 2- Hg Rate Annual v5.13 | 883 | 5995 | Rate Constraint in lbs/MMBtu | FALSE | L | Annual | Seasons Included | Seasons | Winter, WintShld, Summer | Winter, WintShld, Summer | Winter, WintShld, Summer | Winter, WintShld, Summer | Winter, WintShld, Summer | Winter, WintShld, Summer | Winter, WintShld, Summer | Winter, WintShld, Summer
NSR Columbia 2- Hg Rate Annual v5.13 | 883 | 5995 | Rate Constraint in lbs/MMBtu | FALSE | L | Annual | Standard MER | lb/MMBtu | 0.015 | 0.015 | 0.015 | 0.015 | 0.015 | 0.015 | 0.015 | 0.015
NSR Columbia 2- Hg Rate Annual v5.13 | 883 | 5995 | Rate Constraint in lbs/MMBtu | FALSE | L | Annual | Emissions at Affected Plants MER | lbs | 8.5441 | 17.4916 | 17.2413 | 15.0798 | 12.0585 | 12.0585 | 12.0585 | 9.4072
NSR Columbia 2- Hg Rate Annual v5.13 | 883 | 5995 | Rate Constraint in lbs/MMBtu | FALSE | L | Annual | Allowances Purchased MER | lbs | 0 | 0 | 0 | 0 | 0 | 0 | 0 | 0
NSR Columbia 2- Hg Rate Annual v5.13 | 883 | 5995 | Rate Constraint in lbs/MMBtu | FALSE | L | Annual | Allowances Sold MER | lbs | 0 | 0 | 0 | 0 | 0 | 0 | 0 | 0
NSR Columbia 2- Hg Rate Annual v5.13 | 883 | 5995 | Rate Constraint in lbs/MMBtu | FALSE | L | Annual | Allowances Banked | lbs | 0 | 0 | 0 | 0 | 0 | 0 | 0 | 0
NSR Columbia 2- Hg Rate Annual v5.13 | 883 | 5995 | Rate Constraint in lbs/MMBtu | FALSE | L | Annual | Allowances Withdrawn (1:1) | lbs | 0 | 0 | 0 | 0 | 0 | 0 | 0 | 0
NSR Columbia 2- Hg Rate Annual v5.13 | 883 | 5995 | Rate Constraint in lbs/MMBtu | FALSE | L | Annual | Allowances Withdrawn (n:1) | lbs | 0 | 0 | 0 | 0 | 0 | 0 | 0 | 0
NSR Columbia 2- Hg Rate Annual v5.13 | 883 | 5995 | Rate Constraint in lbs/MMBtu | FALSE | L | Annual | Net Emissions Allowance Position | lbs | 8.5441 | 17.4916 | 17.2413 | 15.0798 | 12.0585 | 12.0585 | 12.0585 | 9.4072
NSR Columbia 2- Hg Rate Annual v5.13 | 883 | 5995 | Rate Constraint in lbs/MMBtu | FALSE | L | Annual | Fuel Consumed | TBtu | 15.2267 | 31.1724 | 30.7262 | 26.8743 | 21.4899 | 21.4899 | 21.4899 | 16.7649
NSR Columbia 2- Hg Rate Annual v5.13 | 883 | 5995 | Rate Constraint in lbs/MMBtu | FALSE | L | Annual | Rate | lb/MMBtu | 5.6112e-07 | 5.6112e-07 | 5.6112e-07 | 5.6112e-07 | 5.6112e-07 | 5.6112e-07 | 5.6112e-07 | 5.6112e-07
NSR Columbia 2- Hg Rate Annual v5.13 | 883 | 5995 | Rate Constraint in lbs/MMBtu | FALSE | L | Annual | Generation | TWh | 1.4228 | 2.9128 | 2.9237 | 2.5572 | 2.0448 | 2.0448 | 2.0448 | 1.5952
NSR Columbia 2- Hg Rate Annual v5.13 | 883 | 5995 | Rate Constraint in lbs/MMBtu | FALSE | L | Annual | Qualifying Generation | TWh | 1.4228 | 2.9128 | 2.9237 | 2.5572 | 2.0448 | 2.0448 | 2.0448 | 1.5952
NSR Columbia 2- Hg Rate Annual v5.13 | 883 | 5995 | Rate Constraint in lbs/MMBtu | FALSE | L | Annual | Rate | lb/MWh | 6.0052e-06 | 6.0052e-06 | 5.8971e-06 | 5.8971e-06 | 5.8971e-06 | 5.8971e-06 | 5.8971e-06 | 5.8971e-06
NSR Columbia 2- Hg Rate Annual v5.13 | 883 | 5995 | Rate Constraint in lbs/MMBtu | FALSE | L | Annual | Constraint Shadow Price | US2016$/Lb | 0 | 0 | 0 | 0 | 0 | 0 | 0 | 0
NSR Columbia 2- NOx Rate Annual v5.13 | 884 | 5997 | Rate Constraint in lbs/MMBtu | FALSE | L | Annual | Seasons Included | Seasons | Winter, WintShld, Summer | Winter, WintShld, Summer | Winter, WintShld, Summer | Winter, WintShld, Summer | Winter, WintShld, Summer | Winter, WintShld, Summer | Winter, WintShld, Summer | Winter, WintShld, Summer
NSR Columbia 2- NOx Rate Annual v5.13 | 884 | 5997 | Rate Constraint in lbs/MMBtu | FALSE | L | Annual | Standard NOX | lb/MMBtu | 0.07 | 0.07 | 0.07 | 0.07 | 0.07 | 0.07 | 0.07 | 0.07
NSR Columbia 2- NOx Rate Annual v5.13 | 884 | 5997 | Rate Constraint in lbs/MMBtu | FALSE | L | Annual | Emissions at Affected Plants NOX | Thousand Tons | 0.53294 | 1.091 | 1.0754 | 0.9406 | 0.75215 | 0.75215 | 0.75215 | 0.58677
NSR Columbia 2- NOx Rate Annual v5.13 | 884 | 5997 | Rate Constraint in lbs/MMBtu | FALSE | L | Annual | Allowances Purchased NOX | Thousand Tons | 0 | 0 | 0 | 0 | 0 | 0 | 0 | 0
NSR Columbia 2- NOx Rate Annual v5.13 | 884 | 5997 | Rate Constraint in lbs/MMBtu | FALSE | L | Annual | Allowances Sold NOX | Thousand Tons | 0 | 0 | 0 | 0 | 0 | 0 | 0 | 0
NSR Columbia 2- NOx Rate Annual v5.13 | 884 | 5997 | Rate Constraint in lbs/MMBtu | FALSE | L | Annual | Allowances Banked | Thousand Tons | 0 | 0 | 0 | 0 | 0 | 0 | 0 | 0
NSR Columbia 2- NOx Rate Annual v5.13 | 884 | 5997 | Rate Constraint in lbs/MMBtu | FALSE | L | Annual | Allowances Withdrawn (1:1) | Thousand Tons | 0 | 0 | 0 | 0 | 0 | 0 | 0 | 0
NSR Columbia 2- NOx Rate Annual v5.13 | 884 | 5997 | Rate Constraint in lbs/MMBtu | FALSE | L | Annual | Allowances Withdrawn (n:1) | Thousand Tons | 0 | 0 | 0 | 0 | 0 | 0 | 0 | 0
NSR Columbia 2- NOx Rate Annual v5.13 | 884 | 5997 | Rate Constraint in lbs/MMBtu | FALSE | L | Annual | Net Emissions Allowance Position | Thousand Tons | 0.53294 | 1.091 | 1.0754 | 0.9406 | 0.75215 | 0.75215 | 0.75215 | 0.58677
NSR Columbia 2- NOx Rate Annual v5.13 | 884 | 5997 | Rate Constraint in lbs/MMBtu | FALSE | L | Annual | Fuel Consumed | TBtu | 15.2267 | 31.1724 | 30.7262 | 26.8743 | 21.4899 | 21.4899 | 21.4899 | 16.7649
NSR Columbia 2- NOx Rate Annual v5.13 | 884 | 5997 | Rate Constraint in lbs/MMBtu | FALSE | L | Annual | Rate | lb/MMBtu | 0.07 | 0.07 | 0.07 | 0.07 | 0.07 | 0.07 | 0.07 | 0.07
NSR Columbia 2- NOx Rate Annual v5.13 | 884 | 5997 | Rate Constraint in lbs/MMBtu | FALSE | L | Annual | Generation | TWh | 1.4228 | 2.9128 | 2.9237 | 2.5572 | 2.0448 | 2.0448 | 2.0448 | 1.5952
NSR Columbia 2- NOx Rate Annual v5.13 | 884 | 5997 | Rate Constraint in lbs/MMBtu | FALSE | L | Annual | Qualifying Generation | TWh | 1.4228 | 2.9128 | 2.9237 | 2.5572 | 2.0448 | 2.0448 | 2.0448 | 1.5952
NSR Columbia 2- NOx Rate Annual v5.13 | 884 | 5997 | Rate Constraint in lbs/MMBtu | FALSE | L | Annual | Rate | lb/MWh | 0.74914 | 0.74914 | 0.73566 | 0.73566 | 0.73566 | 0.73566 | 0.73566 | 0.73566
NSR Columbia 2- NOx Rate Annual v5.13 | 884 | 5997 | Rate Constraint in lbs/MMBtu | FALSE | L | Annual | Constraint Shadow Price | US2016$/Ton | 0 | 0 | 0 | 0 | 0 | 0 | 0 | 0
NSR Consumer Energy - NOx Cap Annual v5.14 | 885 | 6152 | Rate Constraint in MTons | FALSE | L | Annual | Seasons Included | Seasons | Winter, WintShld, Summer | Winter, WintShld, Summer | Winter, WintShld, Summer | Winter, WintShld, Summer | Winter, WintShld, Summer | Winter, WintShld, Summer | Winter, WintShld, Summer | Winter, WintShld, Summer
NSR Consumer Energy - NOx Cap Annual v5.14 | 885 | 6152 | Rate Constraint in MTons | FALSE | L | Annual | Standard NOX | Thousand Tons | 6.912 | 6.912 | 6.912 | 6.912 | 6.912 | 6.912 | 6.912 | 6.912
NSR Consumer Energy - NOx Cap Annual v5.14 | 885 | 6152 | Rate Constraint in MTons | FALSE | L | Annual | Emissions at Affected Plants NOX | Thousand Tons | 2.7128 | 2.6718 | 2.823 | 3.1073 | 2.7483 | 2.758 | 2.3232 | 0.96251
NSR Consumer Energy - NOx Cap Annual v5.14 | 885 | 6152 | Rate Constraint in MTons | FALSE | L | Annual | Allowances Purchased NOX | Thousand Tons | 0 | 0 | 0 | 0 | 0 | 0 | 0 | 0
NSR Consumer Energy - NOx Cap Annual v5.14 | 885 | 6152 | Rate Constraint in MTons | FALSE | L | Annual | Allowances Sold NOX | Thousand Tons | 0 | 0 | 0 | 0 | 0 | 0 | 0 | 0
NSR Consumer Energy - NOx Cap Annual v5.14 | 885 | 6152 | Rate Constraint in MTons | FALSE | L | Annual | Allowances Banked | Thousand Tons | 0 | 0 | 0 | 0 | 0 | 0 | 0 | 0
NSR Consumer Energy - NOx Cap Annual v5.14 | 885 | 6152 | Rate Constraint in MTons | FALSE | L | Annual | Allowances Withdrawn (1:1) | Thousand Tons | 0 | 0 | 0 | 0 | 0 | 0 | 0 | 0
NSR Consumer Energy - NOx Cap Annual v5.14 | 885 | 6152 | Rate Constraint in MTons | FALSE | L | Annual | Allowances Withdrawn (n:1) | Thousand Tons | 0 | 0 | 0 | 0 | 0 | 0 | 0 | 0
NSR Consumer Energy - NOx Cap Annual v5.14 | 885 | 6152 | Rate Constraint in MTons | FALSE | L | Annual | Net Emissions Allowance Position | Thousand Tons | 2.7128 | 2.6718 | 2.823 | 3.1073 | 2.7483 | 2.758 | 2.3232 | 0.96251
NSR Consumer Energy - NOx Cap Annual v5.14 | 885 | 6152 | Rate Constraint in MTons | FALSE | L | Annual | Fuel Consumed | TBtu | 84.1167 | 73.5041 | 77.3549 | 87.171 | 76.7216 | 77.0498 | 62.8575 | 32.5722
NSR Consumer Energy - NOx Cap Annual v5.14 | 885 | 6152 | Rate Constraint in MTons | FALSE | L | Annual | Rate | lb/MMBtu | 0.0645 | 0.072697 | 0.072989 | 0.071292 | 0.071644 | 0.071591 | 0.07392 | 0.0591
NSR Consumer Energy - NOx Cap Annual v5.14 | 885 | 6152 | Rate Constraint in MTons | FALSE | L | Annual | Generation | TWh | 7.8062 | 6.9029 | 7.3209 | 8.2494 | 7.2604 | 7.2915 | 5.9459 | 3.0928
NSR Consumer Energy - NOx Cap Annual v5.14 | 885 | 6152 | Rate Constraint in MTons | FALSE | L | Annual | Qualifying Generation | TWh | 7.8062 | 6.9029 | 7.3209 | 8.2494 | 7.2604 | 7.2915 | 5.9459 | 3.0928
NSR Consumer Energy - NOx Cap Annual v5.14 | 885 | 6152 | Rate Constraint in MTons | FALSE | L | Annual | Rate | lb/MWh | 0.69503 | 0.7741 | 0.77122 | 0.75333 | 0.75708 | 0.7565 | 0.78144 | 0.62242
NSR Consumer Energy - NOx Cap Annual v5.14 | 885 | 6152 | Rate Constraint in MTons | FALSE | L | Annual | Constraint Shadow Price | US2016$/Ton | 0 | 0 | 0 | 0 | 0 | 0 | 0 | 0
NSR Consumer Energy - SO2 Cap Annual v5.14 | 886 | 6153 | Rate Constraint in MTons | FALSE | L | Annual | Seasons Included | Seasons | Winter, WintShld, Summer | Winter, WintShld, Summer | Winter, WintShld, Summer | Winter, WintShld, Summer | Winter, WintShld, Summer | Winter, WintShld, Summer | Winter, WintShld, Summer | Winter, WintShld, Summer
NSR Consumer Energy - SO2 Cap Annual v5.14 | 886 | 6153 | Rate Constraint in MTons | FALSE | L | Annual | Standard SO2 | Thousand Tons | 10.9 | 10.9 | 10.9 | 10.9 | 10.9 | 10.9 | 10.9 | 10.9
NSR Consumer Energy - SO2 Cap Annual v5.14 | 886 | 6153 | Rate Constraint in MTons | FALSE | L | Annual | Emissions at Affected Plants SO2 | Thousand Tons | 2.9321 | 3.483 | 4.8506 | 5.3944 | 4.7824 | 4.7912 | 4.2255 | 0.87299
NSR Consumer Energy - SO2 Cap Annual v5.14 | 886 | 6153 | Rate Constraint in MTons | FALSE | L | Annual | Allowances Purchased SO2 | Thousand Tons | 0 | 0 | 0 | 0 | 0 | 0 | 0 | 0
NSR Consumer Energy - SO2 Cap Annual v5.14 | 886 | 6153 | Rate Constraint in MTons | FALSE | L | Annual | Allowances Sold SO2 | Thousand Tons | 0 | 0 | 0 | 0 | 0 | 0 | 0 | 0
NSR Consumer Energy - SO2 Cap Annual v5.14 | 886 | 6153 | Rate Constraint in MTons | FALSE | L | Annual | Allowances Banked | Thousand Tons | 0 | 0 | 0 | 0 | 0 | 0 | 0 | 0
NSR Consumer Energy - SO2 Cap Annual v5.14 | 886 | 6153 | Rate Constraint in MTons | FALSE | L | Annual | Allowances Withdrawn (1:1) | Thousand Tons | 0 | 0 | 0 | 0 | 0 | 0 | 0 | 0
NSR Consumer Energy - SO2 Cap Annual v5.14 | 886 | 6153 | Rate Constraint in MTons | FALSE | L | Annual | Allowances Withdrawn (n:1) | Thousand Tons | 0 | 0 | 0 | 0 | 0 | 0 | 0 | 0
NSR Consumer Energy - SO2 Cap Annual v5.14 | 886 | 6153 | Rate Constraint in MTons | FALSE | L | Annual | Net Emissions Allowance Position | Thousand Tons | 2.9321 | 3.483 | 4.8506 | 5.3944 | 4.7824 | 4.7912 | 4.2255 | 0.87299
NSR Consumer Energy - SO2 Cap Annual v5.14 | 886 | 6153 | Rate Constraint in MTons | FALSE | L | Annual | Fuel Consumed | TBtu | 84.1167 | 73.5041 | 77.3549 | 87.171 | 76.7216 | 77.0498 | 62.8575 | 32.5722
NSR Consumer Energy - SO2 Cap Annual v5.14 | 886 | 6153 | Rate Constraint in MTons | FALSE | L | Annual | Rate | lb/MMBtu | 0.069716 | 0.094771 | 0.12541 | 0.12377 | 0.12467 | 0.12437 | 0.13445 | 0.053603
NSR Consumer Energy - SO2 Cap Annual v5.14 | 886 | 6153 | Rate Constraint in MTons | FALSE | L | Annual | Generation | TWh | 7.8062 | 6.9029 | 7.3209 | 8.2494 | 7.2604 | 7.2915 | 5.9459 | 3.0928
NSR Consumer Energy - SO2 Cap Annual v5.14 | 886 | 6153 | Rate Constraint in MTons | FALSE | L | Annual | Qualifying Generation | TWh | 7.8062 | 6.9029 | 7.3209 | 8.2494 | 7.2604 | 7.2915 | 5.9459 | 3.0928
NSR Consumer Energy - SO2 Cap Annual v5.14 | 886 | 6153 | Rate Constraint in MTons | FALSE | L | Annual | Rate | lb/MWh | 0.75123 | 1.0091 | 1.3251 | 1.3078 | 1.3174 | 1.3142 | 1.4213 | 0.56453
NSR Consumer Energy - SO2 Cap Annual v5.14 | 886 | 6153 | Rate Constraint in MTons | FALSE | L | Annual | Constraint Shadow Price | US2016$/Ton | 0 | 0 | 0 | 0 | 0 | 0 | 0 | 0
NSR Cooper 2 - NOX Rate Annual v3.1, Unit 3643 and retrofits | 887 | 1957 | Rate Constraint in lbs/MMBtu | FALSE | L | Annual | Seasons Included | Seasons | Winter, WintShld, Summer | Winter, WintShld, Summer | Winter, WintShld, Summer | Winter, WintShld, Summer | Winter, WintShld, Summer | Winter, WintShld, Summer | Winter, WintShld, Summer | Winter, WintShld, Summer
NSR Cooper 2 - NOX Rate Annual v3.1, Unit 3643 and retrofits | 887 | 1957 | Rate Constraint in lbs/MMBtu | FALSE | L | Annual | Standard NOX | lb/MMBtu | 0.08 | 0.08 | 0.08 | 0.08 | 0.08 | 0.08 | 0.08 | 0.08
NSR Cooper 2 - NOX Rate Annual v3.1, Unit 3643 and retrofits | 887 | 1957 | Rate Constraint in lbs/MMBtu | FALSE | L | Annual | Emissions at Affected Plants NOX | Thousand Tons | 0 | 0 | 0 | 0 | 0 | 0 | 0 | 0
NSR Cooper 2 - NOX Rate Annual v3.1, Unit 3643 and retrofits | 887 | 1957 | Rate Constraint in lbs/MMBtu | FALSE | L | Annual | Allowances Purchased NOX | Thousand Tons | 0 | 0 | 0 | 0 | 0 | 0 | 0 | 0
NSR Cooper 2 - NOX Rate Annual v3.1, Unit 3643 and retrofits | 887 | 1957 | Rate Constraint in lbs/MMBtu | FALSE | L | Annual | Allowances Sold NOX | Thousand Tons | 0 | 0 | 0 | 0 | 0 | 0 | 0 | 0
NSR Cooper 2 - NOX Rate Annual v3.1, Unit 3643 and retrofits | 887 | 1957 | Rate Constraint in lbs/MMBtu | FALSE | L | Annual | Allowances Banked | Thousand Tons | 0 | 0 | 0 | 0 | 0 | 0 | 0 | 0
NSR Cooper 2 - NOX Rate Annual v3.1, Unit 3643 and retrofits | 887 | 1957 | Rate Constraint in lbs/MMBtu | FALSE | L | Annual | Allowances Withdrawn (1:1) | Thousand Tons | 0 | 0 | 0 | 0 | 0 | 0 | 0 | 0
NSR Cooper 2 - NOX Rate Annual v3.1, Unit 3643 and retrofits | 887 | 1957 | Rate Constraint in lbs/MMBtu | FALSE | L | Annual | Allowances Withdrawn (n:1) | Thousand Tons | 0 | 0 | 0 | 0 | 0 | 0 | 0 | 0
NSR Cooper 2 - NOX Rate Annual v3.1, Unit 3643 and retrofits | 887 | 1957 | Rate Constraint in lbs/MMBtu | FALSE | L | Annual | Net Emissions Allowance Position | Thousand Tons | 0 | 0 | 0 | 0 | 0 | 0 | 0 | 0
NSR Cooper 2 - NOX Rate Annual v3.1, Unit 3643 and retrofits | 887 | 1957 | Rate Constraint in lbs/MMBtu | FALSE | L | Annual | Fuel Consumed | TBtu | 0 | 0 | 0 | 0 | 0 | 0 | 0 | 0
NSR Cooper 2 - NOX Rate Annual v3.1, Unit 3643 and retrofits | 887 | 1957 | Rate Constraint in lbs/MMBtu | FALSE | L | Annual | Rate | lb/MMBtu | 0 | 0 | 0 | 0 | 0 | 0 | 0 | 0
NSR Cooper 2 - NOX Rate Annual v3.1, Unit 3643 and retrofits | 887 | 1957 | Rate Constraint in lbs/MMBtu | FALSE | L | Annual | Generation | TWh | 0 | 0 | 0 | 0 | 0 | 0 | 0 | 0
NSR Cooper 2 - NOX Rate Annual v3.1, Unit 3643 and retrofits | 887 | 1957 | Rate Constraint in lbs/MMBtu | FALSE | L | Annual | Qualifying Generation | TWh | 0 | 0 | 0 | 0 | 0 | 0 | 0 | 0
NSR Cooper 2 - NOX Rate Annual v3.1, Unit 3643 and retrofits | 887 | 1957 | Rate Constraint in lbs/MMBtu | FALSE | L | Annual | Rate | lb/MWh | 0 | 0 | 0 | 0 | 0 | 0 | 0 | 0
NSR Cooper 2 - NOX Rate Annual v3.1, Unit 3643 and retrofits | 887 | 1957 | Rate Constraint in lbs/MMBtu | FALSE | L | Annual | Constraint Shadow Price | US2016$/Ton | 0 | 0 | 0 | 0 | 0 | 0 | 0 | 0
NSR Cooper 2 - SO2 Rate Annual v3.1, Unit 3643 and retrofits | 888 | 1958 | Rate Constraint in lbs/MMBtu | FALSE | L | Annual | Seasons Included | Seasons | Winter, WintShld, Summer | Winter, WintShld, Summer | Winter, WintShld, Summer | Winter, WintShld, Summer | Winter, WintShld, Summer | Winter, WintShld, Summer | Winter, WintShld, Summer | Winter, WintShld, Summer
NSR Cooper 2 - SO2 Rate Annual v3.1, Unit 3643 and retrofits | 888 | 1958 | Rate Constraint in lbs/MMBtu | FALSE | L | Annual | Standard SO2 | lb/MMBtu | 0.1 | 0.1 | 0.1 | 0.1 | 0.1 | 0.1 | 0.1 | 0.1
NSR Cooper 2 - SO2 Rate Annual v3.1, Unit 3643 and retrofits | 888 | 1958 | Rate Constraint in lbs/MMBtu | FALSE | L | Annual | Emissions at Affected Plants SO2 | Thousand Tons | 0 | 0 | 0 | 0 | 0 | 0 | 0 | 0
NSR Cooper 2 - SO2 Rate Annual v3.1, Unit 3643 and retrofits | 888 | 1958 | Rate Constraint in lbs/MMBtu | FALSE | L | Annual | Allowances Purchased SO2 | Thousand Tons | 0 | 0 | 0 | 0 | 0 | 0 | 0 | 0
NSR Cooper 2 - SO2 Rate Annual v3.1, Unit 3643 and retrofits | 888 | 1958 | Rate Constraint in lbs/MMBtu | FALSE | L | Annual | Allowances Sold SO2 | Thousand Tons | 0 | 0 | 0 | 0 | 0 | 0 | 0 | 0
NSR Cooper 2 - SO2 Rate Annual v3.1, Unit 3643 and retrofits | 888 | 1958 | Rate Constraint in lbs/MMBtu | FALSE | L | Annual | Allowances Banked | Thousand Tons | 0 | 0 | 0 | 0 | 0 | 0 | 0 | 0
NSR Cooper 2 - SO2 Rate Annual v3.1, Unit 3643 and retrofits | 888 | 1958 | Rate Constraint in lbs/MMBtu | FALSE | L | Annual | Allowances Withdrawn (1:1) | Thousand Tons | 0 | 0 | 0 | 0 | 0 | 0 | 0 | 0
NSR Cooper 2 - SO2 Rate Annual v3.1, Unit 3643 and retrofits | 888 | 1958 | Rate Constraint in lbs/MMBtu | FALSE | L | Annual | Allowances Withdrawn (n:1) | Thousand Tons | 0 | 0 | 0 | 0 | 0 | 0 | 0 | 0
NSR Cooper 2 - SO2 Rate Annual v3.1, Unit 3643 and retrofits | 888 | 1958 | Rate Constraint in lbs/MMBtu | FALSE | L | Annual | Net Emissions Allowance Position | Thousand Tons | 0 | 0 | 0 | 0 | 0 | 0 | 0 | 0
NSR Cooper 2 - SO2 Rate Annual v3.1, Unit 3643 and retrofits | 888 | 1958 | Rate Constraint in lbs/MMBtu | FALSE | L | Annual | Fuel Consumed | TBtu | 0 | 0 | 0 | 0 | 0 | 0 | 0 | 0
NSR Cooper 2 - SO2 Rate Annual v3.1, Unit 3643 and retrofits | 888 | 1958 | Rate Constraint in lbs/MMBtu | FALSE | L | Annual | Rate | lb/MMBtu | 0 | 0 | 0 | 0 | 0 | 0 | 0 | 0
NSR Cooper 2 - SO2 Rate Annual v3.1, Unit 3643 and retrofits | 888 | 1958 | Rate Constraint in lbs/MMBtu | FALSE | L | Annual | Generation | TWh | 0 | 0 | 0 | 0 | 0 | 0 | 0 | 0
NSR Cooper 2 - SO2 Rate Annual v3.1, Unit 3643 and retrofits | 888 | 1958 | Rate Constraint in lbs/MMBtu | FALSE | L | Annual | Qualifying Generation | TWh | 0 | 0 | 0 | 0 | 0 | 0 | 0 | 0
NSR Cooper 2 - SO2 Rate Annual v3.1, Unit 3643 and retrofits | 888 | 1958 | Rate Constraint in lbs/MMBtu | FALSE | L | Annual | Rate | lb/MWh | 0 | 0 | 0 | 0 | 0 | 0 | 0 | 0
NSR Cooper 2 - SO2 Rate Annual v3.1, Unit 3643 and retrofits | 888 | 1958 | Rate Constraint in lbs/MMBtu | FALSE | L | Annual | Constraint Shadow Price | US2016$/Ton | 0 | 0 | 0 | 0 | 0 | 0 | 0 | 0
NSR Coronado 1,2 - NOX Cap Annual v6.17 | 889 | 6976 | Rate Constraint in MTons | FALSE | L | Annual | Seasons Included | Seasons | Winter, WintShld, Summer | Winter, WintShld, Summer | Winter, WintShld, Summer | Winter, WintShld, Summer | Winter, WintShld, Summer | Winter, WintShld, Summer | Winter, WintShld, Summer | Winter, WintShld, Summer
NSR Coronado 1,2 - NOX Cap Annual v6.17 | 889 | 6976 | Rate Constraint in MTons | FALSE | L | Annual | Standard NOX | Thousand Tons | 7.3 | 7.3 | 7.3 | 7.3 | 7.3 | 7.3 | 7.3 | 7.3
NSR Coronado 1,2 - NOX Cap Annual v6.17 | 889 | 6976 | Rate Constraint in MTons | FALSE | L | Annual | Emissions at Affected Plants NOX | Thousand Tons | 0.96498 | 1.544 | 1.5146 | 1.0266 | 1.0266 | 1.0266 | 1.0266 | 1.0266
NSR Coronado 1,2 - NOX Cap Annual v6.17 | 889 | 6976 | Rate Constraint in MTons | FALSE | L | Annual | Allowances Purchased NOX | Thousand Tons | 0 | 0 | 0 | 0 | 0 | 0 | 0 | 0
NSR Coronado 1,2 - NOX Cap Annual v6.17 | 889 | 6976 | Rate Constraint in MTons | FALSE | L | Annual | Allowances Sold NOX | Thousand Tons | 0 | 0 | 0 | 0 | 0 | 0 | 0 | 0
NSR Coronado 1,2 - NOX Cap Annual v6.17 | 889 | 6976 | Rate Constraint in MTons | FALSE | L | Annual | Allowances Banked | Thousand Tons | 0 | 0 | 0 | 0 | 0 | 0 | 0 | 0
NSR Coronado 1,2 - NOX Cap Annual v6.17 | 889 | 6976 | Rate Constraint in MTons | FALSE | L | Annual | Allowances Withdrawn (1:1) | Thousand Tons | 0 | 0 | 0 | 0 | 0 | 0 | 0 | 0
NSR Coronado 1,2 - NOX Cap Annual v6.17 | 889 | 6976 | Rate Constraint in MTons | FALSE | L | Annual | Allowances Withdrawn (n:1) | Thousand Tons | 0 | 0 | 0 | 0 | 0 | 0 | 0 | 0
NSR Coronado 1,2 - NOX Cap Annual v6.17 | 889 | 6976 | Rate Constraint in MTons | FALSE | L | Annual | Net Emissions Allowance Position | Thousand Tons | 0.96498 | 1.544 | 1.5146 | 1.0266 | 1.0266 | 1.0266 | 1.0266 | 1.0266
NSR Coronado 1,2 - NOX Cap Annual v6.17 | 889 | 6976 | Rate Constraint in MTons | FALSE | L | Annual | Fuel Consumed | TBtu | 36.5056 | 58.1439 | 57.0392 | 38.6596 | 38.6596 | 38.6596 | 38.6596 | 38.6596
NSR Coronado 1,2 - NOX Cap Annual v6.17 | 889 | 6976 | Rate Constraint in MTons | FALSE | L | Annual | Rate | lb/MMBtu | 0.052867 | 0.053109 | 0.053109 | 0.053109 | 0.053109 | 0.053109 | 0.053109 | 0.053109
NSR Coronado 1,2 - NOX Cap Annual v6.17 | 889 | 6976 | Rate Constraint in MTons | FALSE | L | Annual | Generation | TWh | 3.4205 | 5.4461 | 5.4461 | 3.6912 | 3.6912 | 3.6912 | 3.6912 | 3.6912
NSR Coronado 1,2 - NOX Cap Annual v6.17 | 889 | 6976 | Rate Constraint in MTons | FALSE | L | Annual | Qualifying Generation | TWh | 3.4205 | 5.4461 | 5.4461 | 3.6912 | 3.6912 | 3.6912 | 3.6912 | 3.6912
NSR Coronado 1,2 - NOX Cap Annual v6.17 | 889 | 6976 | Rate Constraint in MTons | FALSE | L | Annual | Rate | lb/MWh | 0.56423 | 0.56701 | 0.55624 | 0.55624 | 0.55624 | 0.55624 | 0.55624 | 0.55624
NSR Coronado 1,2 - NOX Cap Annual v6.17 | 889 | 6976 | Rate Constraint in MTons | FALSE | L | Annual | Constraint Shadow Price | US2016$/Ton | 0 | 0 | 0 | 0 | 0 | 0 | 0 | 0
NSR Cross 1,2 - NOX Rate Annual v3.1, Unit 5699 and retrofits | 890 | 1949 | Rate Constraint in lbs/MMBtu | FALSE | L | Annual | Seasons Included | Seasons | Winter, WintShld, Summer | Winter, WintShld, Summer | Winter, WintShld, Summer | Winter, WintShld, Summer | Winter, WintShld, Summer | Winter, WintShld, Summer | Winter, WintShld, Summer | Winter, WintShld, Summer
NSR Cross 1,2 - NOX Rate Annual v3.1, Unit 5699 and retrofits | 890 | 1949 | Rate Constraint in lbs/MMBtu | FALSE | L | Annual | Standard NOX | lb/MMBtu | 0.1 | 0.1 | 0.1 | 0.1 | 0.1 | 0.1 | 0.1 | 0.1
NSR Cross 1,2 - NOX Rate Annual v3.1, Unit 5699 and retrofits | 890 | 1949 | Rate Constraint in lbs/MMBtu | FALSE | L | Annual | Emissions at Affected Plants NOX | Thousand Tons | 0.75683 | 1.1042 | 1.0525 | 0.75078 | 0.75078 | 0.85783 | 0.85783 | 0.74676
NSR Cross 1,2 - NOX Rate Annual v3.1, Unit 5699 and retrofits | 890 | 1949 | Rate Constraint in lbs/MMBtu | FALSE | L | Annual | Allowances Purchased NOX | Thousand Tons | 0 | 0 | 0 | 0 | 0 | 0 | 0 | 0
NSR Cross 1,2 - NOX Rate Annual v3.1, Unit 5699 and retrofits | 890 | 1949 | Rate Constraint in lbs/MMBtu | FALSE | L | Annual | Allowances Sold NOX | Thousand Tons | 0 | 0 | 0 | 0 | 0 | 0 | 0 | 0
NSR Cross 1,2 - NOX Rate Annual v3.1, Unit 5699 and retrofits | 890 | 1949 | Rate Constraint in lbs/MMBtu | FALSE | L | Annual | Allowances Banked | Thousand Tons | 0 | 0 | 0 | 0 | 0 | 0 | 0 | 0
NSR Cross 1,2 - NOX Rate Annual v3.1, Unit 5699 and retrofits | 890 | 1949 | Rate Constraint in lbs/MMBtu | FALSE | L | Annual | Allowances Withdrawn (1:1) | Thousand Tons | 0 | 0 | 0 | 0 | 0 | 0 | 0 | 0
NSR Cross 1,2 - NOX Rate Annual v3.1, Unit 5699 and retrofits | 890 | 1949 | Rate Constraint in lbs/MMBtu | FALSE | L | Annual | Allowances Withdrawn (n:1) | Thousand Tons | 0 | 0 | 0 | 0 | 0 | 0 | 0 | 0
NSR Cross 1,2 - NOX Rate Annual v3.1, Unit 5699 and retrofits | 890 | 1949 | Rate Constraint in lbs/MMBtu | FALSE | L | Annual | Net Emissions Allowance Position | Thousand Tons | 0.75683 | 1.1042 | 1.0525 | 0.75078 | 0.75078 | 0.85783 | 0.85783 | 0.74676
NSR Cross 1,2 - NOX Rate Annual v3.1, Unit 5699 and retrofits | 890 | 1949 | Rate Constraint in lbs/MMBtu | FALSE | L | Annual | Fuel Consumed | TBtu | 21.4492 | 31.2951 | 29.8277 | 21.2776 | 21.2776 | 24.3114 | 24.3114 | 21.1637
NSR Cross 1,2 - NOX Rate Annual v3.1, Unit 5699 and retrofits | 890 | 1949 | Rate Constraint in lbs/MMBtu | FALSE | L | Annual | Rate | lb/MMBtu | 0.07057 | 0.07057 | 0.07057 | 0.07057 | 0.07057 | 0.07057 | 0.07057 | 0.07057
NSR Cross 1,2 - NOX Rate Annual v3.1, Unit 5699 and retrofits | 890 | 1949 | Rate Constraint in lbs/MMBtu | FALSE | L | Annual | Generation | TWh | 2.0893 | 3.0484 | 2.9289 | 2.0893 | 2.0893 | 2.3872 | 2.3872 | 2.0782
NSR Cross 1,2 - NOX Rate Annual v3.1, Unit 5699 and retrofits | 890 | 1949 | Rate Constraint in lbs/MMBtu | FALSE | L | Annual | Qualifying Generation | TWh | 2.0893 | 3.0484 | 2.9289 | 2.0893 | 2.0893 | 2.3872 | 2.3872 | 2.0782
NSR Cross 1,2 - NOX Rate Annual v3.1, Unit 5699 and retrofits | 890 | 1949 | Rate Constraint in lbs/MMBtu | FALSE | L | Annual | Rate | lb/MWh | 0.72447 | 0.72447 | 0.71868 | 0.71868 | 0.71868 | 0.71868 | 0.71868 | 0.71868
NSR Cross 1,2 - NOX Rate Annual v3.1, Unit 5699 and retrofits | 890 | 1949 | Rate Constraint in lbs/MMBtu | FALSE | L | Annual | Constraint Shadow Price | US2016$/Ton | 0 | 0 | 0 | 0 | 0 | 0 | 0 | 0
NSR Cross 1,2 - NOX Rate Annual v3.1, Unit 5700 and retrofits | 891 | 1949 | Rate Constraint in lbs/MMBtu | FALSE | L | Annual | Seasons Included | Seasons | Winter, WintShld, Summer | Winter, WintShld, Summer | Winter, WintShld, Summer | Winter, WintShld, Summer | Winter, WintShld, Summer | Winter, WintShld, Summer | Winter, WintShld, Summer | Winter, WintShld, Summer
NSR Cross 1,2 - NOX Rate Annual v3.1, Unit 5700 and retrofits | 891 | 1949 | Rate Constraint in lbs/MMBtu | FALSE | L | Annual | Standard NOX | lb/MMBtu | 0.1 | 0.1 | 0.1 | 0.1 | 0.1 | 0.1 | 0.1 | 0.1
NSR Cross 1,2 - NOX Rate Annual v3.1, Unit 5700 and retrofits | 891 | 1949 | Rate Constraint in lbs/MMBtu | FALSE | L | Annual | Emissions at Affected Plants NOX | Thousand Tons | 0 | 0 | 0 | 0 | 0 | 0 | 0 | 0
NSR Cross 1,2 - NOX Rate Annual v3.1, Unit 5700 and retrofits | 891 | 1949 | Rate Constraint in lbs/MMBtu | FALSE | L | Annual | Allowances Purchased NOX | Thousand Tons | 0 | 0 | 0 | 0 | 0 | 0 | 0 | 0
NSR Cross 1,2 - NOX Rate Annual v3.1, Unit 5700 and retrofits | 891 | 1949 | Rate Constraint in lbs/MMBtu | FALSE | L | Annual | Allowances Sold NOX | Thousand Tons | 0 | 0 | 0 | 0 | 0 | 0 | 0 | 0
NSR Cross 1,2 - NOX Rate Annual v3.1, Unit 5700 and retrofits | 891 | 1949 | Rate Constraint in lbs/MMBtu | FALSE | L | Annual | Allowances Banked | Thousand Tons | 0 | 0 | 0 | 0 | 0 | 0 | 0 | 0
NSR Cross 1,2 - NOX Rate Annual v3.1, Unit 5700 and retrofits | 891 | 1949 | Rate Constraint in lbs/MMBtu | FALSE | L | Annual | Allowances Withdrawn (1:1) | Thousand Tons | 0 | 0 | 0 | 0 | 0 | 0 | 0 | 0
NSR Cross 1,2 - NOX Rate Annual v3.1, Unit 5700 and retrofits | 891 | 1949 | Rate Constraint in lbs/MMBtu | FALSE | L | Annual | Allowances Withdrawn (n:1) | Thousand Tons | 0 | 0 | 0 | 0 | 0 | 0 | 0 | 0
NSR Cross 1,2 - NOX Rate Annual v3.1, Unit 5700 and retrofits | 891 | 1949 | Rate Constraint in lbs/MMBtu | FALSE | L | Annual | Net Emissions Allowance Position | Thousand Tons | 0 | 0 | 0 | 0 | 0 | 0 | 0 | 0
NSR Cross 1,2 - NOX Rate Annual v3.1, Unit 5700 and retrofits | 891 | 1949 | Rate Constraint in lbs/MMBtu | FALSE | L | Annual | Fuel Consumed | TBtu | 0 | 0 | 0 | 0 | 0 | 0 | 0 | 0
NSR Cross 1,2 - NOX Rate Annual v3.1, Unit 5700 and retrofits | 891 | 1949 | Rate Constraint in lbs/MMBtu | FALSE | L | Annual | Rate | lb/MMBtu | 0 | 0 | 0 | 0 | 0 | 0 | 0 | 0
NSR Cross 1,2 - NOX Rate Annual v3.1, Unit 5700 and retrofits | 891 | 1949 | Rate Constraint in lbs/MMBtu | FALSE | L | Annual | Generation | TWh | 0 | 0 | 0 | 0 | 0 | 0 | 0 | 0
NSR Cross 1,2 - NOX Rate Annual v3.1, Unit 5700 and retrofits | 891 | 1949 | Rate Constraint in lbs/MMBtu | FALSE | L | Annual | Qualifying Generation | TWh | 0 | 0 | 0 | 0 | 0 | 0 | 0 | 0
NSR Cross 1,2 - NOX Rate Annual v3.1, Unit 5700 and retrofits | 891 | 1949 | Rate Constraint in lbs/MMBtu | FALSE | L | Annual | Rate | lb/MWh | 0 | 0 | 0 | 0 | 0 | 0 | 0 | 0
NSR Cross 1,2 - NOX Rate Annual v3.1, Unit 5700 and retrofits | 891 | 1949 | Rate Constraint in lbs/MMBtu | FALSE | L | Annual | Constraint Shadow Price | US2016$/Ton | 0 | 0 | 0 | 0 | 0 | 0 | 0 | 0
NSR Dairyland- NOx Cap Annual v5.13 | 892 | 6001 | Rate Constraint in MTons | FALSE | L | Annual | Seasons Included | Seasons | Winter, WintShld, Summer | Winter, WintShld, Summer | Winter, WintShld, Summer | Winter, WintShld, Summer | Winter, WintShld, Summer | Winter, WintShld, Summer | Winter, WintShld, Summer | Winter, WintShld, Summer
NSR Dairyland- NOx Cap Annual v5.13 | 892 | 6001 | Rate Constraint in MTons | FALSE | L | Annual | Standard NOX | Thousand Tons | 3.236 | 3.236 | 3.236 | 3.236 | 3.236 | 3.236 | 3.236 | 3.236
NSR Dairyland- NOx Cap Annual v5.13 | 892 | 6001 | Rate Constraint in MTons | FALSE | L | Annual | Emissions at Affected Plants NOX | Thousand Tons | 0.71867 | 1.5234 | 1.5177 | 1.295 | 1.2007 | 1.3679 | 1.2007 | 0.39143
NSR Dairyland- NOx Cap Annual v5.13 | 892 | 6001 | Rate Constraint in MTons | FALSE | L | Annual | Allowances Purchased NOX | Thousand Tons | 0 | 0 | 0 | 0 | 0 | 0 | 0 | 0
NSR Dairyland- NOx Cap Annual v5.13 | 892 | 6001 | Rate Constraint in MTons | FALSE | L | Annual | Allowances Sold NOX | Thousand Tons | 0 | 0 | 0 | 0 | 0 | 0 | 0 | 0
NSR Dairyland- NOx Cap Annual v5.13 | 892 | 6001 | Rate Constraint in MTons | FALSE | L | Annual | Allowances Banked | Thousand Tons | 0 | 0 | 0 | 0 | 0 | 0 | 0 | 0
NSR Dairyland- NOx Cap Annual v5.13 | 892 | 6001 | Rate Constraint in MTons | FALSE | L | Annual | Allowances Withdrawn (1:1) | Thousand Tons | 0 | 0 | 0 | 0 | 0 | 0 | 0 | 0
NSR Dairyland- NOx Cap Annual v5.13 | 892 | 6001 | Rate Constraint in MTons | FALSE | L | Annual | Allowances Withdrawn (n:1) | Thousand Tons | 0 | 0 | 0 | 0 | 0 | 0 | 0 | 0
NSR Dairyland- NOx Cap Annual v5.13 | 892 | 6001 | Rate Constraint in MTons | FALSE | L | Annual | Net Emissions Allowance Position | Thousand Tons | 0.71867 | 1.5234 | 1.5177 | 1.295 | 1.2007 | 1.3679 | 1.2007 | 0.39143
NSR Dairyland- NOx Cap Annual v5.13 | 892 | 6001 | Rate Constraint in MTons | FALSE | L | Annual | Fuel Consumed | TBtu | 16.48 | 35.2448 | 34.6524 | 29.7477 | 26.7563 | 30.5299 | 26.7563 | 10.77
NSR Dairyland- NOx Cap Annual v5.13 | 892 | 6001 | Rate Constraint in MTons | FALSE | L | Annual | Rate | lb/MMBtu | 0.087217 | 0.086445 | 0.087596 | 0.087068 | 0.089751 | 0.089609 | 0.089751 | 0.07269
NSR Dairyland- NOx Cap Annual v5.13 | 892 | 6001 | Rate Constraint in MTons | FALSE | L | Annual | Generation | TWh | 1.4528 | 3.1084 | 3.1338 | 2.6914 | 2.4153 | 2.7563 | 2.4153 | 0.98627
NSR Dairyland- NOx Cap Annual v5.13 | 892 | 6001 | Rate Constraint in MTons | FALSE | L | Annual | Qualifying Generation | TWh | 1.4528 | 3.1084 | 3.1338 | 2.6914 | 2.4153 | 2.7563 | 2.4153 | 0.98627
NSR Dairyland- NOx Cap Annual v5.13 | 892 | 6001 | Rate Constraint in MTons | FALSE | L | Annual | Rate | lb/MWh | 0.98937 | 0.98016 | 0.96861 | 0.96235 | 0.99426 | 0.99256 | 0.99426 | 0.79377
NSR Dairyland- NOx Cap Annual v5.13 | 892 | 6001 | Rate Constraint in MTons | FALSE | L | Annual | Constraint Shadow Price | US2016$/Ton | 0 | 0 | 0 | 0 | 0 | 0 | 0 | 0
NSR Dairyland- SO2 Cap Annual v5.13 | 893 | 6000 | Rate Constraint in MTons | FALSE | L | Annual | Seasons Included | Seasons | Winter, WintShld, Summer | Winter, WintShld, Summer | Winter, WintShld, Summer | Winter, WintShld, Summer | Winter, WintShld, Summer | Winter, WintShld, Summer | Winter, WintShld, Summer | Winter, WintShld, Summer
NSR Dairyland- SO2 Cap Annual v5.13 | 893 | 6000 | Rate Constraint in MTons | FALSE | L | Annual | Standard SO2 | Thousand Tons | 4.578 | 4.578 | 4.578 | 4.578 | 4.578 | 4.578 | 4.578 | 4.578
NSR Dairyland- SO2 Cap Annual v5.13 | 893 | 6000 | Rate Constraint in MTons | FALSE | L | Annual | Emissions at Affected Plants SO2 | Thousand Tons | 0.58349 | 1.2598 | 1.2211 | 1.1172 | 0.9677 | 1.1064 | 0.9677 | 0.48465
NSR Dairyland- SO2 Cap Annual v5.13 | 893 | 6000 | Rate Constraint in MTons | FALSE | L | Annual | Allowances Purchased SO2 | Thousand Tons | 0 | 0 | 0 | 0 | 0 | 0 | 0 | 0
NSR Dairyland- SO2 Cap Annual v5.13 | 893 | 6000 | Rate Constraint in MTons | FALSE | L | Annual | Allowances Sold SO2 | Thousand Tons | 0 | 0 | 0 | 0 | 0 | 0 | 0 | 0
NSR Dairyland- SO2 Cap Annual v5.13 | 893 | 6000 | Rate Constraint in MTons | FALSE | L | Annual | Allowances Banked | Thousand Tons | 0 | 0 | 0 | 0 | 0 | 0 | 0 | 0
NSR Dairyland- SO2 Cap Annual v5.13 | 893 | 6000 | Rate Constraint in MTons | FALSE | L | Annual | Allowances Withdrawn (1:1) | Thousand Tons | 0 | 0 | 0 | 0 | 0 | 0 | 0 | 0
NSR Dairyland- SO2 Cap Annual v5.13 | 893 | 6000 | Rate Constraint in MTons | FALSE | L | Annual | Allowances Withdrawn (n:1) | Thousand Tons | 0 | 0 | 0 | 0 | 0 | 0 | 0 | 0
NSR Dairyland- SO2 Cap Annual v5.13 | 893 | 6000 | Rate Constraint in MTons | FALSE | L | Annual | Net Emissions Allowance Position | Thousand Tons | 0.58349 | 1.2598 | 1.2211 | 1.1172 | 0.9677 | 1.1064 | 0.9677 | 0.48465
NSR Dairyland- SO2 Cap Annual v5.13 | 893 | 6000 | Rate Constraint in MTons | FALSE | L | Annual | Fuel Consumed | TBtu | 16.48 | 35.2448 | 34.6524 | 29.7477 | 26.7563 | 30.5299 | 26.7563 | 10.77
NSR Dairyland- SO2 Cap Annual v5.13 | 893 | 6000 | Rate Constraint in MTons | FALSE | L | Annual | Rate | lb/MMBtu | 0.070812 | 0.07149 | 0.070479 | 0.075112 | 0.072334 | 0.072482 | 0.072334 | 0.09
NSR Dairyland- SO2 Cap Annual v5.13 | 893 | 6000 | Rate Constraint in MTons | FALSE | L | Annual | Generation | TWh | 1.4528 | 3.1084 | 3.1338 | 2.6914 | 2.4153 | 2.7563 | 2.4153 | 0.98627
NSR Dairyland- SO2 Cap Annual v5.13 | 893 | 6000 | Rate Constraint in MTons | FALSE | L | Annual | Qualifying Generation | TWh | 1.4528 | 3.1084 | 3.1338 | 2.6914 | 2.4153 | 2.7563 | 2.4153 | 0.98627
NSR Dairyland- SO2 Cap Annual v5.13 | 893 | 6000 | Rate Constraint in MTons | FALSE | L | Annual | Rate | lb/MWh | 0.80327 | 0.81059 | 0.77934 | 0.8302 | 0.80132 | 0.80286 | 0.80132 | 0.98279
NSR Dairyland- SO2 Cap Annual v5.13 | 893 | 6000 | Rate Constraint in MTons | FALSE | L | Annual | Constraint Shadow Price | US2016$/Ton | 0 | 0 | 0 | 0 | 0 | 0 | 0 | 0
NSR Dominion Consent - NOX Cap Annual v3.1 | 894 | 1840 | Rate Constraint in MTons | FALSE | L | Annual | Seasons Included | Seasons | Winter, WintShld, Summer | Winter, WintShld, Summer | Winter, WintShld, Summer | Winter, WintShld, Summer | Winter, WintShld, Summer | Winter, WintShld, Summer | Winter, WintShld, Summer | Winter, WintShld, Summer
NSR Dominion Consent - NOX Cap Annual v3.1 | 894 | 1840 | Rate Constraint in MTons | FALSE | L | Annual | Standard NOX | Thousand Tons | 30.25 | 30.25 | 30.25 | 30.25 | 30.25 | 30.25 | 30.25 | 30.25
NSR Dominion Consent - NOX Cap Annual v3.1 | 894 | 1840 | Rate Constraint in MTons | FALSE | L | Annual | Emissions at Affected Plants NOX | Thousand Tons | 1.7566 | 3.9249 | 3.1113 | 2.894 | 0.72419 | 0.72576 | 0.35361 | 0.1141
NSR Dominion Consent - NOX Cap Annual v3.1 | 894 | 1840 | Rate Constraint in MTons | FALSE | L | Annual | Allowances Purchased NOX | Thousand Tons | 0 | 0 | 0 | 0 | 0 | 0 | 0 | 0
NSR Dominion Consent - NOX Cap Annual v3.1 | 894 | 1840 | Rate Constraint in MTons | FALSE | L | Annual | Allowances Sold NOX | Thousand Tons | 0 | 0 | 0 | 0 | 0 | 0 | 0 | 0
NSR Dominion Consent - NOX Cap Annual v3.1 | 894 | 1840 | Rate Constraint in MTons | FALSE | L | Annual | Allowances Banked | Thousand Tons | 0 | 0 | 0 | 0 | 0 | 0 | 0 | 0
NSR Dominion Consent - NOX Cap Annual v3.1 | 894 | 1840 | Rate Constraint in MTons | FALSE | L | Annual | Allowances Withdrawn (1:1) | Thousand Tons | 0 | 0 | 0 | 0 | 0 | 0 | 0 | 0
NSR Dominion Consent - NOX Cap Annual v3.1 | 894 | 1840 | Rate Constraint in MTons | FALSE | L | Annual | Allowances Withdrawn (n:1) | Thousand Tons | 0 | 0 | 0 | 0 | 0 | 0 | 0 | 0
NSR Dominion Consent - NOX Cap Annual v3.1 | 894 | 1840 | Rate Constraint in MTons | FALSE | L | Annual | Net Emissions Allowance Position | Thousand Tons | 1.7566 | 3.9249 | 3.1113 | 2.894 | 0.72419 | 0.72576 | 0.35361 | 0.1141
NSR Dominion Consent - NOX Cap Annual v3.1 | 894 | 1840 | Rate Constraint in MTons | FALSE | L | Annual | Fuel Consumed | TBtu | 69.7667 | 139.4827 | 117.7377 | 115.7429 | 51.5813 | 51.6419 | 32.6867 | 20.7085
NSR Dominion Consent - NOX Cap Annual v3.1 | 894 | 1840 | Rate Constraint in MTons | FALSE | L | Annual | Rate | lb/MMBtu | 0.050357 | 0.056278 | 0.052851 | 0.050008 | 0.02808 | 0.028107 | 0.021636 | 0.01102
NSR Dominion Consent - NOX Cap Annual v3.1 | 894 | 1840 | Rate Constraint in MTons | FALSE | L | Annual | Generation | TWh | 8.0442 | 14.9419 | 12.8196 | 12.7486 | 6.2954 | 6.3014 | 4.193 | 2.869
NSR Dominion Consent - NOX Cap Annual v3.1 | 894 | 1840 | Rate Constraint in MTons | FALSE | L | Annual | Qualifying Generation | TWh | 8.0442 | 14.9419 | 12.8196 | 12.7486 | 6.2954 | 6.3014 | 4.193 | 2.869
NSR Dominion Consent - NOX Cap Annual v3.1 | 894 | 1840 | Rate Constraint in MTons | FALSE | L | Annual | Rate | lb/MWh | 0.43675 | 0.52535 | 0.48539 | 0.45401 | 0.23007 | 0.23035 | 0.16867 | 0.079542
NSR Dominion Consent - NOX Cap Annual v3.1 | 894 | 1840 | Rate Constraint in MTons | FALSE | L | Annual | Constraint Shadow Price | US2016$/Ton | 0 | 0 | 0 | 0 | 0 | 0 | 0 | 0
NSR Dominion Consent - NOX Rate Annual v3.1 | 895 | 1841 | Rate Constraint in lbs/MMBtu | FALSE | L | Annual | Seasons Included | Seasons | Winter, WintShld, Summer | Winter, WintShld, Summer | Winter, WintShld, Summer | Winter, WintShld, Summer | Winter, WintShld, Summer | Winter, WintShld, Summer | Winter, WintShld, Summer | Winter, WintShld, Summer
NSR Dominion Consent - NOX Rate Annual v3.1 | 895 | 1841 | Rate Constraint in lbs/MMBtu | FALSE | L | Annual | Standard NOX | lb/MMBtu | 0.15 | 0.15 | 0.15 | 0.15 | 0.15 | 0.15 | 0.15 | 0.15
NSR Dominion Consent - NOX Rate Annual v3.1 | 895 | 1841 | Rate Constraint in lbs/MMBtu | FALSE | L | Annual | Emissions at Affected Plants NOX | Thousand Tons | 1.7566 | 3.9249 | 3.1113 | 2.894 | 0.72419 | 0.72576 | 0.35361 | 0.1141
NSR Dominion Consent - NOX Rate Annual v3.1 | 895 | 1841 | Rate Constraint in lbs/MMBtu | FALSE | L | Annual | Allowances Purchased NOX | Thousand Tons | 0 | 0 | 0 | 0 | 0 | 0 | 0 | 0
NSR Dominion Consent - NOX Rate Annual v3.1 | 895 | 1841 | Rate Constraint in lbs/MMBtu | FALSE | L | Annual | Allowances Sold NOX | Thousand Tons | 0 | 0 | 0 | 0 | 0 | 0 | 0 | 0
NSR Dominion Consent - NOX Rate Annual v3.1 | 895 | 1841 | Rate Constraint in lbs/MMBtu | FALSE | L | Annual | Allowances Banked | Thousand Tons | 0 | 0 | 0 | 0 | 0 | 0 | 0 | 0
NSR Dominion Consent - NOX Rate Annual v3.1 | 895 | 1841 | Rate Constraint in lbs/MMBtu | FALSE | L | Annual | Allowances Withdrawn (1:1) | Thousand Tons | 0 | 0 | 0 | 0 | 0 | 0 | 0 | 0
NSR Dominion Consent - NOX Rate Annual v3.1 | 895 | 1841 | Rate Constraint in lbs/MMBtu | FALSE | L | Annual | Allowances Withdrawn (n:1) | Thousand Tons | 0 | 0 | 0 | 0 | 0 | 0 | 0 | 0
NSR Dominion Consent - NOX Rate Annual v3.1 | 895 | 1841 | Rate Constraint in lbs/MMBtu | FALSE | L | Annual | Net Emissions Allowance Position | Thousand Tons | 1.7566 | 3.9249 | 3.1113 | 2.894 | 0.72419 | 0.72576 | 0.35361 | 0.1141
NSR Dominion Consent - NOX Rate Annual v3.1 | 895 | 1841 | Rate Constraint in lbs/MMBtu | FALSE | L | Annual | Fuel Consumed | TBtu | 69.7667 | 139.4827 | 117.7377 | 115.7429 | 51.5813 | 51.6419 | 32.6867 | 20.7085
NSR Dominion Consent - NOX Rate Annual v3.1 | 895 | 1841 | Rate Constraint in lbs/MMBtu | FALSE | L | Annual | Rate | lb/MMBtu | 0.050357 | 0.056278 | 0.052851 | 0.050008 | 0.02808 | 0.028107 | 0.021636 | 0.01102
NSR Dominion Consent - NOX Rate Annual v3.1 | 895 | 1841 | Rate Constraint in lbs/MMBtu | FALSE | L | Annual | Generation | TWh | 8.0442 | 14.9419 | 12.8196 | 12.7486 | 6.2954 | 6.3014 | 4.193 | 2.869
NSR Dominion Consent - NOX Rate Annual v3.1 | 895 | 1841 | Rate Constraint in lbs/MMBtu | FALSE | L | Annual | Qualifying Generation | TWh | 8.0442 | 14.9419 | 12.8196 | 12.7486 | 6.2954 | 6.3014 | 4.193 | 2.869
NSR Dominion Consent - NOX Rate Annual v3.1 | 895 | 1841 | Rate Constraint in lbs/MMBtu | FALSE | L | Annual | Rate | lb/MWh | 0.43675 | 0.52535 | 0.48539 | 0.45401 | 0.23007 | 0.23035 | 0.16867 | 0.079542
NSR Dominion Consent - NOX Rate Annual v3.1 | 895 | 1841 | Rate Constraint in lbs/MMBtu | FALSE | L | Annual | Constraint Shadow Price | US2016$/Ton | 0 | 0 | 0 | 0 | 0 | 0 | 0 | 0
NSR Edgewater 3-5- NOx Cap Annual v5.13 | 896 | 5986 | Rate Constraint in MTons | FALSE | L | Annual | Seasons Included | Seasons | Winter, WintShld, Summer | Winter, WintShld, Summer | Winter, WintShld, Summer | Winter, WintShld, Summer | Winter, WintShld, Summer | Winter, WintShld, Summer | Winter, WintShld, Summer | Winter, WintShld, Summer
NSR Edgewater 3-5- NOx Cap Annual v5.13 | 896 | 5986 | Rate Constraint in MTons | FALSE | L | Annual | Standard NOX | Thousand Tons | 1.1 | 1.1 | 1.1 | 1.1 | 1.1 | 1.1 | 1.1 | 1.1
NSR Edgewater 3-5- NOx Cap Annual v5.13 | 896 | 5986 | Rate Constraint in MTons | FALSE | L | Annual | Emissions at Affected Plants NOX | Thousand Tons | 0.069214 | 0.2306 | 0.22972 | 0 | 0 | 0 | 0 | 0
NSR Edgewater 3-5- NOx Cap Annual v5.13 | 896 | 5986 | Rate Constraint in MTons | FALSE | L | Annual | Allowances Purchased NOX | Thousand Tons | 0 | 0 | 0 | 0 | 0 | 0 | 0 | 0
NSR Edgewater 3-5- NOx Cap Annual v5.13 | 896 | 5986 | Rate Constraint in MTons | FALSE | L | Annual | Allowances Sold NOX | Thousand Tons | 0 | 0 | 0 | 0 | 0 | 0 | 0 | 0
NSR Edgewater 3-5- NOx Cap Annual v5.13 | 896 | 5986 | Rate Constraint in MTons | FALSE | L | Annual | Allowances Banked | Thousand Tons | 0 | 0 | 0 | 0 | 0 | 0 | 0 | 0
NSR Edgewater 3-5- NOx Cap Annual v5.13 | 896 | 5986 | Rate Constraint in MTons | FALSE | L | Annual | Allowances Withdrawn (1:1) | Thousand Tons | 0 | 0 | 0 | 0 | 0 | 0 | 0 | 0
NSR Edgewater 3-5- NOx Cap Annual v5.13 | 896 | 5986 | Rate Constraint in MTons | FALSE | L | Annual | Allowances Withdrawn (n:1) | Thousand Tons | 0 | 0 | 0 | 0 | 0 | 0 | 0 | 0
NSR Edgewater 3-5- NOx Cap Annual v5.13 | 896 | 5986 | Rate Constraint in MTons | FALSE | L | Annual | Net Emissions Allowance Position | Thousand Tons | 0.069214 | 0.2306 | 0.22972 | 0 | 0 | 0 | 0 | 0
NSR Edgewater 3-5- NOx Cap Annual v5.13 | 896 | 5986 | Rate Constraint in MTons | FALSE | L | Annual | Fuel Consumed | TBtu | 4.1508 | 13.8291 | 13.7764 | 0 | 0 | 0 | 0 | 0
NSR Edgewater 3-5- NOx Cap Annual v5.13 | 896 | 5986 | Rate Constraint in MTons | FALSE | L | Annual | Rate | lb/MMBtu | 0.03335 | 0.03335 | 0.03335 | 0 | 0 | 0 | 0 | 0
NSR Edgewater 3-5- NOx Cap Annual v5.13 | 896 | 5986 | Rate Constraint in MTons | FALSE | L | Annual | Generation | TWh | 0.39785 | 1.3255 | 1.346 | 0 | 0 | 0 | 0 | 0
NSR Edgewater 3-5- NOx Cap Annual v5.13 | 896 | 5986 | Rate Constraint in MTons | FALSE | L | Annual | Qualifying Generation | TWh | 0.39785 | 1.3255 | 1.346 | 0 | 0 | 0 | 0 | 0
NSR Edgewater 3-5- NOx Cap Annual v5.13 | 896 | 5986 | Rate Constraint in MTons | FALSE | L | Annual | Rate | lb/MWh | 0.34794 | 0.34794 | 0.34133 | 0 | 0 | 0 | 0 | 0
NSR Edgewater 3-5- NOx Cap Annual v5.13 | 896 | 5986 | Rate Constraint in MTons | FALSE | L | Annual | Constraint Shadow Price | US2016$/Ton | 0 | 0 | 0 | 0 | 0 | 0 | 0 | 0
NSR Edgewater 3-5- SO2 Cap Annual v5.13 | 897 | 5984 | Rate Constraint in MTons | FALSE | L | Annual | Seasons Included | Seasons | Winter, WintShld, Summer | Winter, WintShld, Summer | Winter, WintShld, Summer | Winter, WintShld, Summer | Winter, WintShld, Summer | Winter, WintShld, Summer | Winter, WintShld, Summer | Winter, WintShld, Summer
NSR Edgewater 3-5- SO2 Cap Annual v5.13 | 897 | 5984 | Rate Constraint in MTons | FALSE | L | Annual | Standard SO2 | Thousand Tons | 1.1 | 1.1 | 1.1 | 1.1 | 1.1 | 1.1 | 1.1 | 1.1
NSR Edgewater 3-5- SO2 Cap Annual v5.13 | 897 | 5984 | Rate Constraint in MTons | FALSE | L | Annual | Emissions at Affected Plants SO2 | Thousand Tons | 0.1084 | 0.36116 | 0.35978 | 0 | 0 | 0 | 0 | 0
NSR Edgewater 3-5- SO2 Cap Annual v5.13 | 897 | 5984 | Rate Constraint in MTons | FALSE | L | Annual | Allowances Purchased SO2 | Thousand Tons | 0 | 0 | 0 | 0 | 0 | 0 | 0 | 0
NSR Edgewater 3-5- SO2 Cap Annual v5.13 | 897 | 5984 | Rate Constraint in MTons | FALSE | L | Annual | Allowances Sold SO2 | Thousand Tons | 0 | 0 | 0 | 0 | 0 | 0 | 0 | 0
NSR Edgewater 3-5- SO2 Cap Annual v5.13 | 897 | 5984 | Rate Constraint in MTons | FALSE | L | Annual | Allowances Banked | Thousand Tons | 0 | 0 | 0 | 0 | 0 | 0 | 0 | 0
NSR Edgewater 3-5- SO2 Cap Annual v5.13 | 897 | 5984 | Rate Constraint in MTons | FALSE | L | Annual | Allowances Withdrawn (1:1) | Thousand Tons | 0 | 0 | 0 | 0 | 0 | 0 | 0 | 0
NSR Edgewater 3-5- SO2 Cap Annual v5.13 | 897 | 5984 | Rate Constraint in MTons | FALSE | L | Annual | Allowances Withdrawn (n:1) | Thousand Tons | 0 | 0 | 0 | 0 | 0 | 0 | 0 | 0
NSR Edgewater 3-5- SO2 Cap Annual v5.13 | 897 | 5984 | Rate Constraint in MTons | FALSE | L | Annual | Net Emissions Allowance Position | Thousand Tons | 0.1084 | 0.36116 | 0.35978 | 0 | 0 | 0 | 0 | 0
NSR Edgewater 3-5- SO2 Cap Annual v5.13 | 897 | 5984 | Rate Constraint in MTons | FALSE | L | Annual | Fuel Consumed | TBtu | 4.1508 | 13.8291 | 13.7764 | 0 | 0 | 0 | 0 | 0
NSR Edgewater 3-5- SO2 Cap Annual v5.13 | 897 | 5984 | Rate Constraint in MTons | FALSE | L | Annual | Rate | lb/MMBtu | 0.052232 | 0.052232 | 0.052232 | 0 | 0 | 0 | 0 | 0
NSR Edgewater 3-5- SO2 Cap Annual v5.13 | 897 | 5984 | Rate Constraint in MTons | FALSE | L | Annual | Generation | TWh | 0.39785 | 1.3255 | 1.346 | 0 | 0 | 0 | 0 | 0
NSR Edgewater 3-5- SO2 Cap Annual v5.13 | 897 | 5984 | Rate Constraint in MTons | FALSE | L | Annual | Qualifying Generation | TWh | 0.39785 | 1.3255 | 1.346 | 0 | 0 | 0 | 0 | 0
NSR Edgewater 3-5- SO2 Cap Annual v5.13 | 897 | 5984 | Rate Constraint in MTons | FALSE | L | Annual | Rate | lb/MWh | 0.54493 | 0.54493 | 0.53458 | 0 | 0 | 0 | 0 | 0
NSR Edgewater 3-5- SO2 Cap Annual v5.13 | 897 | 5984 | Rate Constraint in MTons | FALSE | L | Annual | Constraint Shadow Price | US2016$/Ton | 0 | 0 | 0 | 0 | 0 | 0 | 0 | 0
NSR Edgewater 5- Hg Rate Annual v5.13 | 898 | 5990 | Rate Constraint in lbs/MMBtu | FALSE | L | Annual | Seasons Included | Seasons | Winter, WintShld, Summer | Winter, WintShld, Summer | Winter, WintShld, Summer | Winter, WintShld, Summer | Winter, WintShld, Summer | Winter, WintShld, Summer | Winter, WintShld, Summer | Winter, WintShld, Summer
NSR Edgewater 5- Hg Rate Annual v5.13 | 898 | 5990 | Rate Constraint in lbs/MMBtu | FALSE | L | Annual | Standard MER | lb/MMBtu | 0.015 | 0.015 | 0.015 | 0.015 | 0.015 | 0.015 | 0.015 | 0.015
NSR Edgewater 5- Hg Rate Annual v5.13 | 898 | 5990 | Rate Constraint in lbs/MMBtu | FALSE | L | Annual | Emissions at Affected Plants MER | lbs | 2.3291 | 7.7599 | 7.7303 | 0 | 0 | 0 | 0 | 0
NSR Edgewater 5- Hg Rate Annual v5.13 | 898 | 5990 | Rate Constraint in lbs/MMBtu | FALSE | L | Annual | Allowances Purchased MER | lbs | 0 | 0 | 0 | 0 | 0 | 0 | 0 | 0
NSR Edgewater 5- Hg Rate Annual v5.13 | 898 | 5990 | Rate Constraint in lbs/MMBtu | FALSE | L | Annual | Allowances Sold MER | lbs | 0 | 0 | 0 | 0 | 0 | 0 | 0 | 0
NSR Edgewater 5- Hg Rate Annual v5.13 | 898 | 5990 | Rate Constraint in lbs/MMBtu | FALSE | L | Annual | Allowances Banked | lbs | 0 | 0 | 0 | 0 | 0 | 0 | 0 | 0
NSR Edgewater 5- Hg Rate Annual v5.13 | 898 | 5990 | Rate Constraint in lbs/MMBtu | FALSE | L | Annual | Allowances Withdrawn (1:1) | lbs | 0 | 0 | 0 | 0 | 0 | 0 | 0 | 0
NSR Edgewater 5- Hg Rate Annual v5.13 | 898 | 5990 | Rate Constraint in lbs/MMBtu | FALSE | L | Annual | Allowances Withdrawn (n:1) | lbs | 0 | 0 | 0 | 0 | 0 | 0 | 0 | 0
NSR Edgewater 5- Hg Rate Annual v5.13 | 898 | 5990 | Rate Constraint in lbs/MMBtu | FALSE | L | Annual | Net Emissions Allowance Position | lbs | 2.3291 | 7.7599 | 7.7303 | 0 | 0 | 0 | 0 | 0
NSR Edgewater 5- Hg Rate Annual v5.13 | 898 | 5990 | Rate Constraint in lbs/MMBtu | FALSE | L | Annual | Fuel Consumed | TBtu | 4.1508 | 13.8291 | 13.7764 | 0 | 0 | 0 | 0 | 0
NSR Edgewater 5- Hg Rate Annual v5.13 | 898 | 5990 | Rate Constraint in lbs/MMBtu | FALSE | L | Annual | Rate | lb/MMBtu | 5.6112e-07 | 5.6112e-07 | 5.6112e-07 | 0 | 0 | 0 | 0 | 0
NSR Edgewater 5- Hg Rate Annual v5.13 | 898 | 5990 | Rate Constraint in lbs/MMBtu | FALSE | L | Annual | Generation | TWh | 0.39785 | 1.3255 | 1.346 | 0 | 0 | 0 | 0 | 0
NSR Edgewater 5- Hg Rate Annual v5.13 | 898 | 5990 | Rate Constraint in lbs/MMBtu | FALSE | L | Annual | Qualifying Generation | TWh | 0.39785 | 1.3255 | 1.346 | 0 | 0 | 0 | 0 | 0
NSR Edgewater 5- Hg Rate Annual v5.13 | 898 | 5990 | Rate Constraint in lbs/MMBtu | FALSE | L | Annual | Rate | lb/MWh | 5.8542e-06 | 5.8542e-06 | 5.743e-06 | 0 | 0 | 0 | 0 | 0
NSR Edgewater 5- Hg Rate Annual v5.13 | 898 | 5990 | Rate Constraint in lbs/MMBtu | FALSE | L | Annual | Constraint Shadow Price | US2016$/Lb | 0 | 0 | 0 | 0 | 0 | 0 | 0 | 0
NSR Edgewater 5- NOx Rate Annual v5.13 | 899 | 5989 | Rate Constraint in lbs/MMBtu | FALSE | L | Annual | Seasons Included | Seasons | Winter, WintShld, Summer | Winter, WintShld, Summer | Winter, WintShld, Summer | Winter, WintShld, Summer | Winter, WintShld, Summer | Winter, WintShld, Summer | Winter, WintShld, Summer | Winter, WintShld, Summer
NSR Edgewater 5- NOx Rate Annual v5.13 | 899 | 5989 | Rate Constraint in lbs/MMBtu | FALSE | L | Annual | Standard NOX | lb/MMBtu | 0.07 | 0.07 | 0.07 | 0.07 | 0.07 | 0.07 | 0.07 | 0.07
NSR Edgewater 5- NOx Rate Annual v5.13 | 899 | 5989 | Rate Constraint in lbs/MMBtu | FALSE | L | Annual | Emissions at Affected Plants NOX | Thousand Tons | 0.069214 | 0.2306 | 0.22972 | 0 | 0 | 0 | 0 | 0
NSR Edgewater 5- NOx Rate Annual v5.13 | 899 | 5989 | Rate Constraint in lbs/MMBtu | FALSE | L | Annual | Allowances Purchased NOX | Thousand Tons | 0 | 0 | 0 | 0 | 0 | 0 | 0 | 0
NSR Edgewater 5- NOx Rate Annual v5.13 | 899 | 5989 | Rate Constraint in lbs/MMBtu | FALSE | L | Annual | Allowances Sold NOX | Thousand Tons | 0 | 0 | 0 | 0 | 0 | 0 | 0 | 0
NSR Edgewater 5- NOx Rate Annual v5.13 | 899 | 5989 | Rate Constraint in lbs/MMBtu | FALSE | L | Annual | Allowances Banked | Thousand Tons | 0 | 0 | 0 | 0 | 0 | 0 | 0 | 0
NSR Edgewater 5- NOx Rate Annual v5.13 | 899 | 5989 | Rate Constraint in lbs/MMBtu | FALSE | L | Annual | Allowances Withdrawn (1:1) | Thousand Tons | 0 | 0 | 0 | 0 | 0 | 0 | 0 | 0
NSR Edgewater 5- NOx Rate Annual v5.13 | 899 | 5989 | Rate Constraint in lbs/MMBtu | FALSE | L | Annual | Allowances Withdrawn (n:1) | Thousand Tons | 0 | 0 | 0 | 0 | 0 | 0 | 0 | 0
NSR Edgewater 5- NOx Rate Annual v5.13 | 899 | 5989 | Rate Constraint in lbs/MMBtu | FALSE | L | Annual | Net Emissions Allowance Position | Thousand Tons | 0.069214 | 0.2306 | 0.22972 | 0 | 0 | 0 | 0 | 0
NSR Edgewater 5- NOx Rate Annual v5.13 | 899 | 5989 | Rate Constraint in lbs/MMBtu | FALSE | L | Annual | Fuel Consumed | TBtu | 4.1508 | 13.8291 | 13.7764 | 0 | 0 | 0 | 0 | 0
NSR Edgewater 5- NOx Rate Annual v5.13 | 899 | 5989 | Rate Constraint in lbs/MMBtu | FALSE | L | Annual | Rate | lb/MMBtu | 0.03335 | 0.03335 | 0.03335 | 0 | 0 | 0 | 0 | 0
NSR Edgewater 5- NOx Rate Annual v5.13 | 899 | 5989 | Rate Constraint in lbs/MMBtu | FALSE | L | Annual | Generation | TWh | 0.39785 | 1.3255 | 1.346 | 0 | 0 | 0 | 0 | 0
NSR Edgewater 5- NOx Rate Annual v5.13 | 899 | 5989 | Rate Constraint in lbs/MMBtu | FALSE | L | Annual | Qualifying Generation | TWh | 0.39785 | 1.3255 | 1.346 | 0 | 0 | 0 | 0 | 0
NSR Edgewater 5- NOx Rate Annual v5.13 | 899 | 5989 | Rate Constraint in lbs/MMBtu | FALSE | L | Annual | Rate | lb/MWh | 0.34794 | 0.34794 | 0.34133 | 0 | 0 | 0 | 0 | 0
NSR Edgewater 5- NOx Rate Annual v5.13 | 899 | 5989 | Rate Constraint in lbs/MMBtu | FALSE | L | Annual | Constraint Shadow Price | US2016$/Ton | 0 | 0 | 0 | 0 | 0 | 0 | 0 | 0
NSR Edgewater 5- SO2 Rate Annual v5.13 | 900 | 5988 | Rate Constraint in lbs/MMBtu | FALSE | L | Annual | Seasons Included | Seasons | Winter, WintShld, Summer | Winter, WintShld, Summer | Winter, WintShld, Summer | Winter, WintShld, Summer | Winter, WintShld, Summer | Winter, WintShld, Summer | Winter, WintShld, Summer | Winter, WintShld, Summer
NSR Edgewater 5- SO2 Rate Annual v5.13 | 900 | 5988 | Rate Constraint in lbs/MMBtu | FALSE | L | Annual | Standard SO2 | lb/MMBtu | 0.075 | 0.075 | 0.075 | 0.075 | 0.075 | 0.075 | 0.075 | 0.075
NSR Edgewater 5- SO2 Rate Annual v5.13 | 900 | 5988 | Rate Constraint in lbs/MMBtu | FALSE | L | Annual | Emissions at Affected Plants SO2 | Thousand Tons | 0.1084 | 0.36116 | 0.35978 | 0 | 0 | 0 | 0 | 0
NSR Edgewater 5- SO2 Rate Annual v5.13 | 900 | 5988 | Rate Constraint in lbs/MMBtu | FALSE | L | Annual | Allowances Purchased SO2 | Thousand Tons | 0 | 0 | 0 | 0 | 0 | 0 | 0 | 0
NSR Edgewater 5- SO2 Rate Annual v5.13 | 900 | 5988 | Rate Constraint in lbs/MMBtu | FALSE | L | Annual | Allowances Sold SO2 | Thousand Tons | 0 | 0 | 0 | 0 | 0 | 0 | 0 | 0
NSR Edgewater 5- SO2 Rate Annual v5.13 | 900 | 5988 | Rate Constraint in lbs/MMBtu | FALSE | L | Annual | Allowances Banked | Thousand Tons | 0 | 0 | 0 | 0 | 0 | 0 | 0 | 0
NSR Edgewater 5- SO2 Rate Annual v5.13 | 900 | 5988 | Rate Constraint in lbs/MMBtu | FALSE | L | Annual | Allowances Withdrawn (1:1) | Thousand Tons | 0 | 0 | 0 | 0 | 0 | 0 | 0 | 0
NSR Edgewater 5- SO2 Rate Annual v5.13 | 900 | 5988 | Rate Constraint in lbs/MMBtu | FALSE | L | Annual | Allowances Withdrawn (n:1) | Thousand Tons | 0 | 0 | 0 | 0 | 0 | 0 | 0 | 0
NSR Edgewater 5- SO2 Rate Annual v5.13 | 900 | 5988 | Rate Constraint in lbs/MMBtu | FALSE | L | Annual | Net Emissions Allowance Position | Thousand Tons | 0.1084 | 0.36116 | 0.35978 | 0 | 0 | 0 | 0 | 0
NSR Edgewater 5- SO2 Rate Annual v5.13 | 900 | 5988 | Rate Constraint in lbs/MMBtu | FALSE | L | Annual | Fuel Consumed | TBtu | 4.1508 | 13.8291 | 13.7764 | 0 | 0 | 0 | 0 | 0
NSR Edgewater 5- SO2 Rate Annual v5.13 | 900 | 5988 | Rate Constraint in lbs/MMBtu | FALSE | L | Annual | Rate | lb/MMBtu | 0.052232 | 0.052232 | 0.052232 | 0 | 0 | 0 | 0 | 0
NSR Edgewater 5- SO2 Rate Annual v5.13 | 900 | 5988 | Rate Constraint in lbs/MMBtu | FALSE | L | Annual | Generation | TWh | 0.39785 | 1.3255 | 1.346 | 0 | 0 | 0 | 0 | 0
NSR Edgewater 5- SO2 Rate Annual v5.13 | 900 | 5988 | Rate Constraint in lbs/MMBtu | FALSE | L | Annual | Qualifying Generation | TWh | 0.39785 | 1.3255 | 1.346 | 0 | 0 | 0 | 0 | 0
NSR Edgewater 5- SO2 Rate Annual v5.13 | 900 | 5988 | Rate Constraint in lbs/MMBtu | FALSE | L | Annual | Rate | lb/MWh | 0.54493 | 0.54493 | 0.53458 | 0 | 0 | 0 | 0 | 0
NSR Edgewater 5- SO2 Rate Annual v5.13 | 900 | 5988 | Rate Constraint in lbs/MMBtu | FALSE | L | Annual | Constraint Shadow Price | US2016$/Ton | 0 | 0 | 0 | 0 | 0 | 0 | 0 | 0
NSR EKPC Consent - NOX Cap Annual v3.1 | 901 | 1842 | Rate Constraint in MTons | FALSE | L | Annual | Seasons Included | Seasons | Winter, WintShld, Summer | Winter, WintShld, Summer | Winter, WintShld, Summer | Winter, WintShld, Summer | Winter, WintShld, Summer | Winter, WintShld, Summer | Winter, WintShld, Summer | Winter, WintShld, Summer
NSR EKPC Consent - NOX Cap Annual v3.1 | 901 | 1842 | Rate Constraint in MTons | FALSE | L | Annual | Standard NOX | Thousand Tons | 8 | 8 | 8 | 8 | 8 | 8 | 8 | 8
NSR EKPC Consent - NOX Cap Annual v3.1 | 901 | 1842 | Rate Constraint in MTons | FALSE | L | Annual | Emissions at Affected Plants NOX | Thousand Tons | 1.8867 | 1.0231 | 1.0037 | 1.0037 | 0.87044 | 0.87044 | 0.68028 | 0.60454
NSR EKPC Consent - NOX Cap Annual v3.1 | 901 | 1842 | Rate Constraint in MTons | FALSE | L | Annual | Allowances Purchased NOX | Thousand Tons | 0 | 0 | 0 | 0 | 0 | 0 | 0 | 0
NSR EKPC Consent - NOX Cap Annual v3.1 | 901 | 1842 | Rate Constraint in MTons | FALSE | L | Annual | Allowances Sold NOX | Thousand Tons | 0 | 0 | 0 | 0 | 0 | 0 | 0 | 0
NSR EKPC Consent - NOX Cap Annual v3.1 | 901 | 1842 | Rate Constraint in MTons | FALSE | L | Annual | Allowances Banked | Thousand Tons | 0 | 0 | 0 | 0 | 0 | 0 | 0 | 0
NSR EKPC Consent - NOX Cap Annual v3.1 | 901 | 1842 | Rate Constraint in MTons | FALSE | L | Annual | Allowances Withdrawn (1:1) | Thousand Tons | 0 | 0 | 0 | 0 | 0 | 0 | 0 | 0
NSR EKPC Consent - NOX Cap Annual v3.1 | 901 | 1842 | Rate Constraint in MTons | FALSE | L | Annual | Allowances Withdrawn (n:1) | Thousand Tons | 0 | 0 | 0 | 0 | 0 | 0 | 0 | 0
NSR EKPC Consent - NOX Cap Annual v3.1 | 901 | 1842 | Rate Constraint in MTons | FALSE | L | Annual | Net Emissions Allowance Position | Thousand Tons | 1.8867 | 1.0231 | 1.0037 | 1.0037 | 0.87044 | 0.87044 | 0.68028 | 0.60454
NSR EKPC Consent - NOX Cap Annual v3.1 | 901 | 1842 | Rate Constraint in MTons | FALSE | L | Annual | Fuel Consumed | TBtu | 41.6697 | 22.5161 | 22.0883 | 22.0883 | 19.1559 | 19.1559 | 14.9709 | 13.3041
NSR EKPC Consent - NOX Cap Annual v3.1 | 901 | 1842 | Rate Constraint in MTons | FALSE | L | Annual | Rate | lb/MMBtu | 0.090554 | 0.09088 | 0.09088 | 0.09088 | 0.09088 | 0.09088 | 0.09088 | 0.09088
NSR EKPC Consent - NOX Cap Annual v3.1 | 901 | 1842 | Rate Constraint in MTons | FALSE | L | Annual | Generation | TWh | 4.0149 | 2.1526 | 2.1526 | 2.1526 | 1.8668 | 1.8668 | 1.459 | 1.2965
NSR EKPC Consent - NOX Cap Annual v3.1 | 901 | 1842 | Rate Constraint in MTons | FALSE | L | Annual | Qualifying Generation | TWh | 4.0149 | 2.1526 | 2.1526 | 2.1526 | 1.8668 | 1.8668 | 1.459 | 1.2965
NSR EKPC Consent - NOX Cap Annual v3.1 | 901 | 1842 | Rate Constraint in MTons | FALSE | L | Annual | Rate | lb/MWh | 0.93984 | 0.9506 | 0.93254 | 0.93254 | 0.93254 | 0.93254 | 0.93254 | 0.93254
NSR EKPC Consent - NOX Cap Annual v3.1 | 901 | 1842 | Rate Constraint in MTons | FALSE | L | Annual | Constraint Shadow Price | US2016$/Ton | 0 | 0 | 0 | 0 | 0 | 0 | 0 | 0
NSR EKPC Consent - SO2 Cap Annual v3.1 | 902 | 1843 | Rate Constraint in MTons | FALSE | L | Annual | Seasons Included | Seasons | Winter, WintShld, Summer | Winter, WintShld, Summer | Winter, WintShld, Summer | Winter, WintShld, Summer | Winter, WintShld, Summer | Winter, WintShld, Summer | Winter, WintShld, Summer | Winter, WintShld, Summer
NSR EKPC Consent - SO2 Cap Annual v3.1 | 902 | 1843 | Rate Constraint in MTons | FALSE | L | Annual | Standard SO2 | Thousand Tons | 28 | 28 | 28 | 28 | 28 | 28 | 28 | 28
NSR EKPC Consent - SO2 Cap Annual v3.1 | 902 | 1843 | Rate Constraint in MTons | FALSE | L | Annual | Emissions at Affected Plants SO2 | Thousand Tons | 1.8529 | 0.89526 | 0.87825 | 0.87825 | 0.76165 | 0.76165 | 0.59525 | 0.52898
NSR EKPC Consent - SO2 Cap Annual v3.1 | 902 | 1843 | Rate Constraint in MTons | FALSE | L | Annual | Allowances Purchased SO2 | Thousand Tons | 0 | 0 | 0 | 0 | 0 | 0 | 0 | 0
NSR EKPC Consent - SO2 Cap Annual v3.1 | 902 | 1843 | Rate Constraint in MTons | FALSE | L | Annual | Allowances Sold SO2 | Thousand Tons | 0 | 0 | 0 | 0 | 0 | 0 | 0 | 0
NSR EKPC Consent - SO2 Cap Annual v3.1 | 902 | 1843 | Rate Constraint in MTons | FALSE | L | Annual | Allowances Banked | Thousand Tons | 0 | 0 | 0 | 0 | 0 | 0 | 0 | 0
NSR EKPC Consent - SO2 Cap Annual v3.1 | 902 | 1843 | Rate Constraint in MTons | FALSE | L | Annual | Allowances Withdrawn (1:1) | Thousand Tons | 0 | 0 | 0 | 0 | 0 | 0 | 0 | 0
NSR EKPC Consent - SO2 Cap Annual v3.1 | 902 | 1843 | Rate Constraint in MTons | FALSE | L | Annual | Allowances Withdrawn (n:1) | Thousand Tons | 0 | 0 | 0 | 0 | 0 | 0 | 0 | 0
NSR EKPC Consent - SO2 Cap Annual v3.1 | 902 | 1843 | Rate Constraint in MTons | FALSE | L | Annual | Net Emissions Allowance Position | Thousand Tons | 1.8529 | 0.89526 | 0.87825 | 0.87825 | 0.76165 | 0.76165 | 0.59525 | 0.52898
NSR EKPC Consent - SO2 Cap Annual v3.1 | 902 | 1843 | Rate Constraint in MTons | FALSE | L | Annual | Fuel Consumed | TBtu | 41.6697 | 22.5161 | 22.0883 | 22.0883 | 19.1559 | 19.1559 | 14.9709 | 13.3041
NSR EKPC Consent - SO2 Cap Annual v3.1 | 902 | 1843 | Rate Constraint in MTons | FALSE | L | Annual | Rate | lb/MMBtu | 0.088934 | 0.079521 | 0.079521 | 0.079521 | 0.079521 | 0.079521 | 0.079521 | 0.079521
NSR EKPC Consent - SO2 Cap Annual v3.1 | 902 | 1843 | Rate Constraint in MTons | FALSE | L | Annual | Generation | TWh | 4.0149 | 2.1526 | 2.1526 | 2.1526 | 1.8668 | 1.8668 | 1.459 | 1.2965
NSR EKPC Consent - SO2 Cap Annual v3.1 | 902 | 1843 | Rate Constraint in MTons | FALSE | L | Annual | Qualifying Generation | TWh | 4.0149 | 2.1526 | 2.1526 | 2.1526 | 1.8668 | 1.8668 | 1.459 | 1.2965
NSR EKPC Consent - SO2 Cap Annual v3.1 | 902 | 1843 | Rate Constraint in MTons | FALSE | L | Annual | Rate | lb/MWh | 0.92304 | 0.83179 | 0.81599 | 0.81599 | 0.81599 | 0.81599 | 0.81599 | 0.81599
NSR EKPC Consent - SO2 Cap Annual v3.1 | 902 | 1843 | Rate Constraint in MTons | FALSE | L | Annual | Constraint Shadow Price | US2016$/Ton | 0 | 0 | 0 | 0 | 0 | 0 | 0 | 0
NSR FB Culley 3 - NOX Rate Annual v3.1, Unit 4076 and retrofits | 903 | 1946 | Rate Constraint in lbs/MMBtu | FALSE | L | Annual | Seasons Included | Seasons | Winter, WintShld, Summer | Winter, WintShld, Summer | Winter, WintShld, Summer | Winter, WintShld, Summer | Winter, WintShld, Summer | Winter, WintShld, Summer | Winter, WintShld, Summer | Winter, WintShld, Summer
NSR FB Culley 3 - NOX Rate Annual v3.1, Unit 4076 and retrofits | 903 | 1946 | Rate Constraint in lbs/MMBtu | FALSE | L | Annual | Standard NOX | lb/MMBtu | 0.121 | 0.121 | 0.121 | 0.121 | 0.121 | 0.121 | 0.121 | 0.121
NSR FB Culley 3 - NOX Rate Annual v3.1, Unit 4076 and retrofits | 903 | 1946 | Rate Constraint in lbs/MMBtu | FALSE | L | Annual | Emissions at Affected Plants NOX | Thousand Tons | 1.0287 | 1.0912 | 1.0705 | 1.0148 | 0.85055 | 0.66647 | 0.59089 | 0.5222
NSR FB Culley 3 - NOX Rate Annual v3.1, Unit 4076 and retrofits | 903 | 1946 | Rate Constraint in lbs/MMBtu | FALSE | L | Annual | Allowances Purchased NOX | Thousand Tons | 0 | 0 | 0 | 0 | 0 | 0 | 0 | 0
NSR FB Culley 3 - NOX Rate Annual v3.1, Unit 4076 and retrofits | 903 | 1946 | Rate Constraint in lbs/MMBtu | FALSE | L | Annual | Allowances Sold NOX | Thousand Tons | 0 | 0 | 0 | 0 | 0 | 0 | 0 | 0
NSR FB Culley 3 - NOX Rate Annual v3.1, Unit 4076 and retrofits | 903 | 1946 | Rate Constraint in lbs/MMBtu | FALSE | L | Annual | Allowances Banked | Thousand Tons | 0 | 0 | 0 | 0 | 0 | 0 | 0 | 0
NSR FB Culley 3 - NOX Rate Annual v3.1, Unit 4076 and retrofits | 903 | 1946 | Rate Constraint in lbs/MMBtu | FALSE | L | Annual | Allowances Withdrawn (1:1) | Thousand Tons | 0 | 0 | 0 | 0 | 0 | 0 | 0 | 0
NSR FB Culley 3 - NOX Rate Annual v3.1, Unit 4076 and retrofits | 903 | 1946 | Rate Constraint in lbs/MMBtu | FALSE | L | Annual | Allowances Withdrawn (n:1) | Thousand Tons | 0 | 0 | 0 | 0 | 0 | 0 | 0 | 0
NSR FB Culley 3 - NOX Rate Annual v3.1, Unit 4076 and retrofits | 903 | 1946 | Rate Constraint in lbs/MMBtu | FALSE | L | Annual | Net Emissions Allowance Position | Thousand Tons | 1.0287 | 1.0912 | 1.0705 | 1.0148 | 0.85055 | 0.66647 | 0.59089 | 0.5222
NSR FB Culley 3 - NOX Rate Annual v3.1, Unit 4076 and retrofits | 903 | 1946 | Rate Constraint in lbs/MMBtu | FALSE | L | Annual | Fuel Consumed | TBtu | 19.1144 | 20.2752 | 19.89 | 18.8545 | 15.8035 | 12.3833 | 10.979 | 9.7027
NSR FB Culley 3 - NOX Rate Annual v3.1, Unit 4076 and retrofits | 903 | 1946 | Rate Constraint in lbs/MMBtu | FALSE | L | Annual | Rate | lb/MMBtu | 0.10764 | 0.10764 | 0.10764 | 0.10764 | 0.10764 | 0.10764 | 0.10764 | 0.10764
NSR FB Culley 3 - NOX Rate Annual v3.1, Unit 4076 and retrofits | 903 | 1946 | Rate Constraint in lbs/MMBtu | FALSE | L | Annual | Generation | TWh | 1.7597 | 1.8666 | 1.8666 | 1.7694 | 1.4831 | 1.1621 | 1.0304 | 0.91057
NSR FB Culley 3 - NOX Rate Annual v3.1, Unit 4076 and retrofits | 903 | 1946 | Rate Constraint in lbs/MMBtu | FALSE | L | Annual | Qualifying Generation | TWh | 1.7597 | 1.8666 | 1.8666 | 1.7694 | 1.4831 | 1.1621 | 1.0304 | 0.91057
NSR FB Culley 3 - NOX Rate Annual v3.1, Unit 4076 and retrofits | 903 | 1946 | Rate Constraint in lbs/MMBtu | FALSE | L | Annual | Rate | lb/MWh | 1.1692 | 1.1692 | 1.147 | 1.147 | 1.147 | 1.147 | 1.147 | 1.147
NSR FB Culley 3 - NOX Rate Annual v3.1, Unit 4076 and retrofits | 903 | 1946 | Rate Constraint in lbs/MMBtu | FALSE | L | Annual | Constraint Shadow Price | US2016$/Ton | 0 | 0 | 0 | 0 | 0 | 0 | 0 | 0
NSR Four Corners 4,5 - NOX Cap Annual v5.16 | 904 | 6696 | Rate Constraint in MTons | FALSE | L | Annual | Seasons Included | Seasons | Winter, WintShld, Summer | Winter, WintShld, Summer | Winter, WintShld, Summer | Winter, WintShld, Summer | Winter, WintShld, Summer | Winter, WintShld, Summer | Winter, WintShld, Summer | Winter, WintShld, Summer
NSR Four Corners 4,5 - NOX Cap Annual v5.16 | 904 | 6696 | Rate Constraint in MTons | FALSE | L | Annual | Standard NOX | Thousand Tons | 4.968 | 4.968 | 4.968 | 4.968 | 4.968 | 4.968 | 4.968 | 4.968
NSR Four Corners 4,5 - NOX Cap Annual v5.16 | 904 | 6696 | Rate Constraint in MTons | FALSE | L | Annual | Emissions at Affected Plants NOX | Thousand Tons | 2.2587 | 2.2597 | 2.2611 | 2.2611 | 2.2611 | 2.2611 | 2.2611 | 2.2611
NSR Four Corners 4,5 - NOX Cap Annual v5.16 | 904 | 6696 | Rate Constraint in MTons | FALSE | L | Annual | Allowances Purchased NOX | Thousand Tons | 0 | 0 | 0 | 0 | 0 | 0 | 0 | 0
NSR Four Corners 4,5 - NOX Cap Annual v5.16 | 904 | 6696 | Rate Constraint in MTons | FALSE | L | Annual | Allowances Sold NOX | Thousand Tons | 0 | 0 | 0 | 0 | 0 | 0 | 0 | 0
NSR Four Corners 4,5 - NOX Cap Annual v5.16 | 904 | 6696 | Rate Constraint in MTons | FALSE | L | Annual | Allowances Banked | Thousand Tons | 0 | 0 | 0 | 0 | 0 | 0 | 0 | 0
NSR Four Corners 4,5 - NOX Cap Annual v5.16 | 904 | 6696 | Rate Constraint in MTons | FALSE | L | Annual | Allowances Withdrawn (1:1) | Thousand Tons | 0 | 0 | 0 | 0 | 0 | 0 | 0 | 0
NSR Four Corners 4,5 - NOX Cap Annual v5.16 | 904 | 6696 | Rate Constraint in MTons | FALSE | L | Annual | Allowances Withdrawn (n:1) | Thousand Tons | 0 | 0 | 0 | 0 | 0 | 0 | 0 | 0
NSR Four Corners 4,5 - NOX Cap Annual v5.16 | 904 | 6696 | Rate Constraint in MTons | FALSE | L | Annual | Net Emissions Allowance Position | Thousand Tons | 2.2587 | 2.2597 | 2.2611 | 2.2611 | 2.2611 | 2.2611 | 2.2611 | 2.2611
NSR Four Corners 4,5 - NOX Cap Annual v5.16 | 904 | 6696 | Rate Constraint in MTons | FALSE | L | Annual | Fuel Consumed | TBtu | 89.4286 | 89.4286 | 89.4286 | 89.4286 | 89.4286 | 89.4286 | 89.4286 | 89.4286
NSR Four Corners 4,5 - NOX Cap Annual v5.16 | 904 | 6696 | Rate Constraint in MTons | FALSE | L | Annual | Rate | lb/MMBtu | 0.050514 | 0.050536 | 0.050569 | 0.050569 | 0.050569 | 0.050569 | 0.050569 | 0.050569
NSR Four Corners 4,5 - NOX Cap Annual v5.16 | 904 | 6696 | Rate Constraint in MTons | FALSE | L | Annual | Generation | TWh | 8.9207 | 8.9211 | 7.4977 | 7.4977 | 7.4977 | 7.4977 | 7.4977 | 7.4977
NSR Four Corners 4,5 - NOX Cap Annual v5.16 | 904 | 6696 | Rate Constraint in MTons | FALSE | L | Annual | Qualifying Generation | TWh | 8.9207 | 8.9211 | 7.4977 | 7.4977 | 7.4977 | 7.4977 | 7.4977 | 7.4977
NSR Four Corners 4,5 - NOX Cap Annual v5.16 | 904 | 6696 | Rate Constraint in MTons | FALSE | L | Annual | Rate | lb/MWh | 0.5064 | 0.50659 | 0.60316 | 0.60316 | 0.60316 | 0.60316 | 0.60316 | 0.60316
NSR Four Corners 4,5 - NOX Cap Annual v5.16 | 904 | 6696 | Rate Constraint in MTons | FALSE | L | Annual | Constraint Shadow Price | US2016$/Ton | 0 | 0 | 0 | 0 | 0 | 0 | 0 | 0
NSR Four Corners 4,5 - NOX Rate Annual v5.16 | 905 | 6695 | Rate Constraint in lbs/MMBtu | FALSE | L | Annual | Seasons Included | Seasons | Winter, WintShld, Summer | Winter, WintShld, Summer | Winter, WintShld, Summer | Winter, WintShld, Summer | Winter, WintShld, Summer | Winter, WintShld, Summer | Winter, WintShld, Summer | Winter, WintShld, Summer
NSR Four Corners 4,5 - NOX Rate Annual v5.16 | 905 | 6695 | Rate Constraint in lbs/MMBtu | FALSE | L | Annual | Standard NOX | lb/MMBtu | 0.08 | 0.08 | 0.08 | 0.08 | 0.08 | 0.08 | 0.08 | 0.08
NSR Four Corners 4,5 - NOX Rate Annual v5.16 | 905 | 6695 | Rate Constraint in lbs/MMBtu | FALSE | L | Annual | Emissions at Affected Plants NOX | Thousand Tons | 2.2587 | 2.2597 | 2.2611 | 2.2611 | 2.2611 | 2.2611 | 2.2611 | 2.2611
NSR Four Corners 4,5 - NOX Rate Annual v5.16 | 905 | 6695 | Rate Constraint in lbs/MMBtu | FALSE | L | Annual | Allowances Purchased NOX | Thousand Tons | 0 | 0 | 0 | 0 | 0 | 0 | 0 | 0
NSR Four Corners 4,5 - NOX Rate Annual v5.16 | 905 | 6695 | Rate Constraint in lbs/MMBtu | FALSE | L | Annual | Allowances Sold NOX | Thousand Tons | 0 | 0 | 0 | 0 | 0 | 0 | 0 | 0
NSR Four Corners 4,5 - NOX Rate Annual v5.16 | 905 | 6695 | Rate Constraint in lbs/MMBtu | FALSE | L | Annual | Allowances Banked | Thousand Tons | 0 | 0 | 0 | 0 | 0 | 0 | 0 | 0
NSR Four Corners 4,5 - NOX Rate Annual v5.16 | 905 | 6695 | Rate Constraint in lbs/MMBtu | FALSE | L | Annual | Allowances Withdrawn (1:1) | Thousand Tons | 0 | 0 | 0 | 0 | 0 | 0 | 0 | 0
NSR Four Corners 4,5 - NOX Rate Annual v5.16 | 905 | 6695 | Rate Constraint in lbs/MMBtu | FALSE | L | Annual | Allowances Withdrawn (n:1) | Thousand Tons | 0 | 0 | 0 | 0 | 0 | 0 | 0 | 0
NSR Four Corners 4,5 - NOX Rate Annual v5.16 | 905 | 6695 | Rate Constraint in lbs/MMBtu | FALSE | L | Annual | Net Emissions Allowance Position | Thousand Tons | 2.2587 | 2.2597 | 2.2611 | 2.2611 | 2.2611 | 2.2611 | 2.2611 | 2.2611
NSR Four Corners 4,5 - NOX Rate Annual v5.16 | 905 | 6695 | Rate Constraint in lbs/MMBtu | FALSE | L | Annual | Fuel Consumed | TBtu | 89.4286 | 89.4286 | 89.4286 | 89.4286 | 89.4286 | 89.4286 | 89.4286 | 89.4286
NSR Four Corners 4,5 - NOX Rate Annual v5.16 | 905 | 6695 | Rate Constraint in lbs/MMBtu | FALSE | L | Annual | Rate | lb/MMBtu | 0.050514 | 0.050536 | 0.050569 | 0.050569 | 0.050569 | 0.050569 | 0.050569 | 0.050569
NSR Four Corners 4,5 - NOX Rate Annual v5.16 | 905 | 6695 | Rate Constraint in lbs/MMBtu | FALSE | L | Annual | Generation | TWh | 8.9207 | 8.9211 | 7.4977 | 7.4977 | 7.4977 | 7.4977 | 7.4977 | 7.4977
NSR Four Corners 4,5 - NOX Rate Annual v5.16 | 905 | 6695 | Rate Constraint in lbs/MMBtu | FALSE | L | Annual | Qualifying Generation | TWh | 8.9207 | 8.9211 | 7.4977 | 7.4977 | 7.4977 | 7.4977 | 7.4977 | 7.4977
NSR Four Corners 4,5 - NOX Rate Annual v5.16 | 905 | 6695 | Rate Constraint in lbs/MMBtu | FALSE | L | Annual | Rate | lb/MWh | 0.5064 | 0.50659 | 0.60316 | 0.60316 | 0.60316 | 0.60316 | 0.60316 | 0.60316
NSR Four Corners 4,5 - NOX Rate Annual v5.16 | 905 | 6695 | Rate Constraint in lbs/MMBtu | FALSE | L | Annual | Constraint Shadow Price | US2016$/Ton | 0 | 0 | 0 | 0 | 0 | 0 | 0 | 0
NSR Four Corners 4,5 - SO2 Cap Annual v5.16 | 906 | 6697 | Rate Constraint in MTons | FALSE | L | Annual | Seasons Included | Seasons | Winter, WintShld, Summer | Winter, WintShld, Summer | Winter, WintShld, Summer | Winter, WintShld, Summer | Winter, WintShld, Summer | Winter, WintShld, Summer | Winter, WintShld, Summer | Winter, WintShld, Summer
NSR Four Corners 4,5 - SO2 Cap Annual v5.16 | 906 | 6697 | Rate Constraint in MTons | FALSE | L | Annual | Standard SO2 | Thousand Tons | 6.8 | 6.8 | 6.8 | 6.8 | 6.8 | 6.8 | 6.8 | 6.8
NSR Four Corners 4,5 - SO2 Cap Annual v5.16 | 906 | 6697 | Rate Constraint in MTons | FALSE | L | Annual | Emissions at Affected Plants SO2 | Thousand Tons | 6.8 | 6.8 | 6.8 | 6.8 | 6.8 | 6.8 | 6.8 | 6.8
NSR Four Corners 4,5 - SO2 Cap Annual v5.16 | 906 | 6697 | Rate Constraint in MTons | FALSE | L | Annual | Allowances Purchased SO2 | Thousand Tons | 0 | 0 | 0 | 0 | 0 | 0 | 0 | 0
NSR Four Corners 4,5 - SO2 Cap Annual v5.16 | 906 | 6697 | Rate Constraint in MTons | FALSE | L | Annual | Allowances Sold SO2 | Thousand Tons | 0 | 0 | 0 | 0 | 0 | 0 | 0 | 0
NSR Four Corners 4,5 - SO2 Cap Annual v5.16 | 906 | 6697 | Rate Constraint in MTons | FALSE | L | Annual | Allowances Banked | Thousand Tons | 0 | 0 | 0 | 0 | 0 | 0 | 0 | 0
NSR Four Corners 4,5 - SO2 Cap Annual v5.16 | 906 | 6697 | Rate Constraint in MTons | FALSE | L | Annual | Allowances Withdrawn (1:1) | Thousand Tons | 0 | 0 | 0 | 0 | 0 | 0 | 0 | 0
NSR Four Corners 4,5 - SO2 Cap Annual v5.16 | 906 | 6697 | Rate Constraint in MTons | FALSE | L | Annual | Allowances Withdrawn (n:1) | Thousand Tons | 0 | 0 | 0 | 0 | 0 | 0 | 0 | 0
NSR Four Corners 4,5 - SO2 Cap Annual v5.16 | 906 | 6697 | Rate Constraint in MTons | FALSE | L | Annual | Net Emissions Allowance Position | Thousand Tons | 6.8 | 6.8 | 6.8 | 6.8 | 6.8 | 6.8 | 6.8 | 6.8
NSR Four Corners 4,5 - SO2 Cap Annual v5.16 | 906 | 6697 | Rate Constraint in MTons | FALSE | L | Annual | Fuel Consumed | TBtu | 89.4286 | 89.4286 | 89.4286 | 89.4286 | 89.4286 | 89.4286 | 89.4286 | 89.4286
NSR Four Corners 4,5 - SO2 Cap Annual v5.16 | 906 | 6697 | Rate Constraint in MTons | FALSE | L | Annual | Rate | lb/MMBtu | 0.15208 | 0.15208 | 0.15208 | 0.15208 | 0.15208 | 0.15208 | 0.15208 | 0.15208
NSR Four Corners 4,5 - SO2 Cap Annual v5.16 | 906 | 6697 | Rate Constraint in MTons | FALSE | L | Annual | Generation | TWh | 8.9207 | 8.9211 | 7.4977 | 7.4977 | 7.4977 | 7.4977 | 7.4977 | 7.4977
NSR Four Corners 4,5 - SO2 Cap Annual v5.16 | 906 | 6697 | Rate Constraint in MTons | FALSE | L | Annual | Qualifying Generation | TWh | 8.9207 | 8.9211 | 7.4977 | 7.4977 | 7.4977 | 7.4977 | 7.4977 | 7.4977
NSR Four Corners 4,5 - SO2 Cap Annual v5.16 | 906 | 6697 | Rate Constraint in MTons | FALSE | L | Annual | Rate | lb/MWh | 1.5245 | 1.5245 | 1.8139 | 1.8139 | 1.8139 | 1.8139 | 1.8139 | 1.8139
NSR Four Corners 4,5 - SO2 Cap Annual v5.16 | 906 | 6697 | Rate Constraint in MTons | FALSE | L | Annual | Constraint Shadow Price | US2016$/Ton | 9900.739 | 10884.5389 | 15448.5069 | 12988.163 | 11543.4286 | 13165.0389 | 11216.7838 | 8783.9781
NSR Genoa 1 - Hg Rate Annual v5.13 | 907 | 5967 | Rate Constraint in lbs/MMBtu | FALSE | L | Annual | Seasons Included | Seasons | Winter, WintShld, Summer | Winter, WintShld, Summer | Winter, WintShld, Summer | Winter, WintShld, Summer | Winter, WintShld, Summer | Winter, WintShld, Summer | Winter, WintShld, Summer | Winter, WintShld, Summer
NSR Genoa 1 - Hg Rate Annual v5.13 | 907 | 5967 | Rate Constraint in lbs/MMBtu | FALSE | L | Annual | Standard MER | lb/MMBtu | 0.015 | 0.015 | 0.015 | 0.015 | 0.015 | 0.015 | 0.015 | 0.015
NSR Genoa 1 - Hg Rate Annual v5.13 | 907 | 5967 | Rate Constraint in lbs/MMBtu | FALSE | L | Annual | Emissions at Affected Plants MER | lbs | 3.2829 | 6.6479 | 7.083 | 5.8653 | 6.2598 | 7.083 | 6.2598 | 0
NSR Genoa 1 - Hg Rate Annual v5.13 | 907 | 5967 | Rate Constraint in lbs/MMBtu | FALSE | L | Annual | Allowances Purchased MER | lbs | 0 | 0 | 0 | 0 | 0 | 0 | 0 | 0
NSR Genoa 1 - Hg Rate Annual v5.13 | 907 | 5967 | Rate Constraint in lbs/MMBtu | FALSE | L | Annual | Allowances Sold MER | lbs | 0 | 0 | 0 | 0 | 0 | 0 | 0 | 0
NSR Genoa 1 - Hg Rate Annual v5.13 | 907 | 5967 | Rate Constraint in lbs/MMBtu | FALSE | L | Annual | Allowances Banked | lbs | 0 | 0 | 0 | 0 | 0 | 0 | 0 | 0
NSR Genoa 1 - Hg Rate Annual v5.13 | 907 | 5967 | Rate Constraint in lbs/MMBtu | FALSE | L | Annual | Allowances Withdrawn (1:1) | lbs | 0 | 0 | 0 | 0 | 0 | 0 | 0 | 0
NSR Genoa 1 - Hg Rate Annual v5.13 | 907 | 5967 | Rate Constraint in lbs/MMBtu | FALSE | L | Annual | Allowances Withdrawn (n:1) | lbs | 0 | 0 | 0 | 0 | 0 | 0 | 0 | 0
NSR Genoa 1 - Hg Rate Annual v5.13 | 907 | 5967 | Rate Constraint in lbs/MMBtu | FALSE | L | Annual | Net Emissions Allowance Position | lbs | 3.2829 | 6.6479 | 7.083 | 5.8653 | 6.2598 | 7.083 | 6.2598 | 0
NSR Genoa 1 - Hg Rate Annual v5.13 | 907 | 5967 | Rate Constraint in lbs/MMBtu | FALSE | L | Annual | Fuel Consumed | TBtu | 5.8506 | 11.8475 | 12.6228 | 10.4527 | 11.1558 | 12.6228 | 11.1558 | 0
NSR Genoa 1 - Hg Rate Annual v5.13 | 907 | 5967 | Rate Constraint in lbs/MMBtu | FALSE | L | Annual | Rate | lb/MMBtu | 5.6112e-07 | 5.6112e-07 | 5.6112e-07 | 5.6112e-07 | 5.6112e-07 | 5.6112e-07 | 5.6112e-07 | 0
NSR Genoa 1 - Hg Rate Annual v5.13 | 907 | 5967 | Rate Constraint in lbs/MMBtu | FALSE | L | Annual | Generation | TWh | 0.50761 | 1.0279 | 1.1164 | 0.92446 | 0.98664 | 1.1164 | 0.98664 | 0
NSR Genoa 1 - Hg Rate Annual v5.13 | 907 | 5967 | Rate Constraint in lbs/MMBtu | FALSE | L | Annual | Qualifying Generation | TWh | 0.50761 | 1.0279 | 1.1164 | 0.92446 | 0.98664 | 1.1164 | 0.98664 | 0
NSR Genoa 1 - Hg Rate Annual v5.13 | 907 | 5967 | Rate Constraint in lbs/MMBtu | FALSE | L | Annual | Rate | lb/MWh | 6.4674e-06 | 6.4674e-06 | 6.3446e-06 | 6.3446e-06 | 6.3446e-06 | 6.3446e-06 | 6.3446e-06 | 0
NSR Genoa 1 - Hg Rate Annual v5.13 | 907 | 5967 | Rate Constraint in lbs/MMBtu | FALSE | L | Annual | Constraint Shadow Price | US2016$/Lb | 0 | 0 | 0 | 0 | 0 | 0 | 0 | 0
NSR Genoa 1 - NOx Cap Annual v5.13 | 908 | 5966 | Rate Constraint in MTons | FALSE | L | Annual | Seasons Included | Seasons | Winter, WintShld, Summer | Winter, WintShld, Summer | Winter, WintShld, Summer | Winter, WintShld, Summer | Winter, WintShld, Summer | Winter, WintShld, Summer | Winter, WintShld, Summer | Winter, WintShld, Summer
NSR Genoa 1 - NOx Cap Annual v5.13 | 908 | 5966 | Rate Constraint in MTons | FALSE | L | Annual | Standard NOX | Thousand Tons | 1.14 | 1.14 | 1.14 | 1.14 | 1.14 | 1.14 | 1.14 | 1.14
NSR Genoa 1 - NOx Cap Annual v5.13 | 908 | 5966 | Rate Constraint in MTons | FALSE | L | Annual | Emissions at Affected Plants NOX | Thousand Tons | 0.33235 | 0.673 | 0.71704 | 0.59377 | 0.6337 | 0.71704 | 0.6337 | 0
NSR Genoa 1 - NOx Cap Annual v5.13 | 908 | 5966 | Rate Constraint in MTons | FALSE | L | Annual | Allowances Purchased NOX | Thousand Tons | 0 | 0 | 0 | 0 | 0 | 0 | 0 | 0
NSR Genoa 1 - NOx Cap Annual v5.13 | 908 | 5966 | Rate Constraint in MTons | FALSE | L | Annual | Allowances Sold NOX | Thousand Tons | 0 | 0 | 0 | 0 | 0 | 0 | 0 | 0
NSR Genoa 1 - NOx Cap Annual v5.13 | 908 | 5966 | Rate Constraint in MTons | FALSE | L | Annual | Allowances Banked | Thousand Tons | 0 | 0 | 0 | 0 | 0 | 0 | 0 | 0
NSR Genoa 1 - NOx Cap Annual v5.13 | 908 | 5966 | Rate Constraint in MTons | FALSE | L | Annual | Allowances Withdrawn (1:1) | Thousand Tons | 0 | 0 | 0 | 0 | 0 | 0 | 0 | 0
NSR Genoa 1 - NOx Cap Annual v5.13 | 908 | 5966 | Rate Constraint in MTons | FALSE | L | Annual | Allowances Withdrawn (n:1) | Thousand Tons | 0 | 0 | 0 | 0 | 0 | 0 | 0 | 0
NSR Genoa 1 - NOx Cap Annual v5.13 | 908 | 5966 | Rate Constraint in MTons | FALSE | L | Annual | Net Emissions Allowance Position | Thousand Tons | 0.33235 | 0.673 | 0.71704 | 0.59377 | 0.6337 | 0.71704 | 0.6337 | 0
NSR Genoa 1 - NOx Cap Annual v5.13 | 908 | 5966 | Rate Constraint in MTons | FALSE | L | Annual | Fuel Consumed | TBtu | 5.8506 | 11.8475 | 12.6228 | 10.4527 | 11.1558 | 12.6228 | 11.1558 | 0
NSR Genoa 1 - NOx Cap Annual v5.13 | 908 | 5966 | Rate Constraint in MTons | FALSE | L | Annual | Rate | lb/MMBtu | 0.11361 | 0.11361 | 0.11361 | 0.11361 | 0.11361 | 0.11361 | 0.11361 | 0
NSR Genoa 1 - NOx Cap Annual v5.13 | 908 | 5966 | Rate Constraint in MTons | FALSE | L | Annual | Generation | TWh | 0.50761 | 1.0279 | 1.1164 | 0.92446 | 0.98664 | 1.1164 | 0.98664 | 0
NSR Genoa 1 - NOx Cap Annual v5.13 | 908 | 5966 | Rate Constraint in MTons | FALSE | L | Annual | Qualifying Generation | TWh | 0.50761 | 1.0279 | 1.1164 | 0.92446 | 0.98664 | 1.1164 | 0.98664 | 0
NSR Genoa 1 - NOx Cap Annual v5.13 | 908 | 5966 | Rate Constraint in MTons | FALSE | L | Annual | Rate | lb/MWh | 1.3095 | 1.3095 | 1.2846 | 1.2846 | 1.2846 | 1.2846 | 1.2846 | 0
NSR Genoa 1 - NOx Cap Annual v5.13 | 908 | 5966 | Rate Constraint in MTons | FALSE | L | Annual | Constraint Shadow Price | US2016$/Ton | 0 | 0 | 0 | 0 | 0 | 0 | 0 | 0
NSR Genoa 1 - NOx Rate Annual v5.13 | 909 | 5965 | Rate Constraint in lbs/MMBtu | FALSE | L | Annual | Seasons Included | Seasons | Winter, WintShld, Summer | Winter, WintShld, Summer | Winter, WintShld, Summer | Winter, WintShld, Summer | Winter, WintShld, Summer | Winter, WintShld, Summer | Winter, WintShld, Summer | Winter, WintShld, Summer
NSR Genoa 1 - NOx Rate Annual v5.13 | 909 | 5965 | Rate Constraint in lbs/MMBtu | FALSE | L | Annual | Standard NOX | lb/MMBtu | 0.14 | 0.14 | 0.14 | 0.14 | 0.14 | 0.14 | 0.14 | 0.14
NSR Genoa 1 - NOx Rate Annual v5.13 | 909 | 5965 | Rate Constraint in lbs/MMBtu | FALSE | L | Annual | Emissions at Affected Plants NOX | Thousand Tons | 0.33235 | 0.673 | 0.71704 | 0.59377 | 0.6337 | 0.71704 | 0.6337 | 0
NSR Genoa 1 - NOx Rate Annual v5.13 | 909 | 5965 | Rate Constraint in lbs/MMBtu | FALSE | L | Annual | Allowances Purchased NOX | Thousand Tons | 0 | 0 | 0 | 0 | 0 | 0 | 0 | 0
NSR Genoa 1 - NOx Rate Annual v5.13 | 909 | 5965 | Rate Constraint in lbs/MMBtu | FALSE | L | Annual | Allowances Sold NOX | Thousand Tons | 0 | 0 | 0 | 0 | 0 | 0 | 0 | 0
NSR Genoa 1 - NOx Rate Annual v5.13 | 909 | 5965 | Rate Constraint in lbs/MMBtu | FALSE | L | Annual | Allowances Banked | Thousand Tons | 0 | 0 | 0 | 0 | 0 | 0 | 0 | 0
NSR Genoa 1 - NOx Rate Annual v5.13 | 909 | 5965 | Rate Constraint in lbs/MMBtu | FALSE | L | Annual | Allowances Withdrawn (1:1) | Thousand Tons | 0 | 0 | 0 | 0 | 0 | 0 | 0 | 0
NSR Genoa 1 - NOx Rate Annual v5.13 | 909 | 5965 | Rate Constraint in lbs/MMBtu | FALSE | L | Annual | Allowances Withdrawn (n:1) | Thousand Tons | 0 | 0 | 0 | 0 | 0 | 0 | 0 | 0
NSR Genoa 1 - NOx Rate Annual v5.13 | 909 | 5965 | Rate Constraint in lbs/MMBtu | FALSE | L | Annual | Net Emissions Allowance Position | Thousand Tons | 0.33235 | 0.673 | 0.71704 | 0.59377 | 0.6337 | 0.71704 | 0.6337 | 0
NSR Genoa 1 - NOx Rate Annual v5.13 | 909 | 5965 | Rate Constraint in lbs/MMBtu | FALSE | L | Annual | Fuel Consumed | TBtu | 5.8506 | 11.8475 | 12.6228 | 10.4527 | 11.1558 | 12.6228 | 11.1558 | 0
NSR Genoa 1 - NOx Rate Annual v5.13 | 909 | 5965 | Rate Constraint in lbs/MMBtu | FALSE | L | Annual | Rate | lb/MMBtu | 0.11361 | 0.11361 | 0.11361 | 0.11361 | 0.11361 | 0.11361 | 0.11361 | 0
NSR Genoa 1 - NOx Rate Annual v5.13 | 909 | 5965 | Rate Constraint in lbs/MMBtu | FALSE | L | Annual | Generation | TWh | 0.50761 | 1.0279 | 1.1164 | 0.92446 | 0.98664 | 1.1164 | 0.98664 | 0
NSR Genoa 1 - NOx Rate Annual v5.13 | 909 | 5965 | Rate Constraint in lbs/MMBtu | FALSE | L | Annual | Qualifying Generation | TWh | 0.50761 | 1.0279 | 1.1164 | 0.92446 | 0.98664 | 1.1164 | 0.98664 | 0
NSR Genoa 1 - NOx Rate Annual v5.13 | 909 | 5965 | Rate Constraint in lbs/MMBtu | FALSE | L | Annual | Rate | lb/MWh | 1.3095 | 1.3095 | 1.2846 | 1.2846 | 1.2846 | 1.2846 | 1.2846 | 0
NSR Genoa 1 - NOx Rate Annual v5.13 | 909 | 5965 | Rate Constraint in lbs/MMBtu | FALSE | L | Annual | Constraint Shadow Price | US2016$/Ton | 0 | 0 | 0 | 0 | 0 | 0 | 0 | 0
NSR Genoa 1 - SO2 Rate Annual v5.13 | 910 | 5964 | Rate Constraint in lbs/MMBtu | FALSE | L | Annual | Seasons Included | Seasons | Winter, WintShld, Summer | Winter, WintShld, Summer | Winter, WintShld, Summer | Winter, WintShld, Summer | Winter, WintShld, Summer | Winter, WintShld, Summer | Winter, WintShld, Summer | Winter, WintShld, Summer
NSR Genoa 1 - SO2 Rate Annual v5.13 | 910 | 5964 | Rate Constraint in lbs/MMBtu | FALSE | L | Annual | Standard SO2 | lb/MMBtu | 0.09 | 0.09 | 0.09 | 0.09 | 0.09 | 0.09 | 0.09 | 0.09
NSR Genoa 1 - SO2 Rate Annual v5.13 | 910 | 5964 | Rate Constraint in lbs/MMBtu | FALSE | L | Annual | Emissions at Affected Plants SO2 | Thousand Tons | 0.13933 | 0.28215 | 0.30062 | 0.24893 | 0.26568 | 0.30062 | 0.26568 | 0
NSR Genoa 1 - SO2 Rate Annual v5.13 | 910 | 5964 | Rate Constraint in lbs/MMBtu | FALSE | L | Annual | Allowances Purchased SO2 | Thousand Tons | 0 | 0 | 0 | 0 | 0 | 0 | 0 | 0
NSR Genoa 1 - SO2 Rate Annual v5.13 | 910 | 5964 | Rate Constraint in lbs/MMBtu | FALSE | L | Annual | Allowances Sold SO2 | Thousand Tons | 0 | 0 | 0 | 0 | 0 | 0 | 0 | 0
NSR Genoa 1 - SO2 Rate Annual v5.13 | 910 | 5964 | Rate Constraint in lbs/MMBtu | FALSE | L | Annual | Allowances Banked | Thousand Tons | 0 | 0 | 0 | 0 | 0 | 0 | 0 | 0
NSR Genoa 1 - SO2 Rate Annual v5.13 | 910 | 5964 | Rate Constraint in lbs/MMBtu | FALSE | L | Annual | Allowances Withdrawn (1:1) | Thousand Tons | 0 | 0 | 0 | 0 | 0 | 0 | 0 | 0
NSR Genoa 1 - SO2 Rate Annual v5.13 | 910 | 5964 | Rate Constraint in lbs/MMBtu | FALSE | L | Annual | Allowances Withdrawn (n:1) | Thousand Tons | 0 | 0 | 0 | 0 | 0 | 0 | 0 | 0
NSR Genoa 1 - SO2 Rate Annual v5.13 | 910 | 5964 | Rate Constraint in lbs/MMBtu | FALSE | L | Annual | Net Emissions Allowance Position | Thousand Tons | 0.13933 | 0.28215 | 0.30062 | 0.24893 | 0.26568 | 0.30062 | 0.26568 | 0
NSR Genoa 1 - SO2 Rate Annual v5.13 | 910 | 5964 | Rate Constraint in lbs/MMBtu | FALSE | L | Annual | Fuel Consumed | TBtu | 5.8506 | 11.8475 | 12.6228 | 10.4527 | 11.1558 | 12.6228 | 11.1558 | 0
NSR Genoa 1 - SO2 Rate Annual v5.13 | 910 | 5964 | Rate Constraint in lbs/MMBtu | FALSE | L | Annual | Rate | lb/MMBtu | 0.047631 | 0.047631 | 0.047631 | 0.047631 | 0.047631 | 0.047631 | 0.047631 | 0
NSR Genoa 1 - SO2 Rate Annual v5.13 | 910 | 5964 | Rate Constraint in lbs/MMBtu | FALSE | L | Annual | Generation | TWh | 0.50761 | 1.0279 | 1.1164 | 0.92446 | 0.98664 | 1.1164 | 0.98664 | 0
NSR Genoa 1 - SO2 Rate Annual v5.13 | 910 | 5964 | Rate Constraint in lbs/MMBtu | FALSE | L | Annual | Qualifying Generation | TWh | 0.50761 | 1.0279 | 1.1164 | 0.92446 | 0.98664 | 1.1164 | 0.98664 | 0
NSR Genoa 1 - SO2 Rate Annual v5.13 | 910 | 5964 | Rate Constraint in lbs/MMBtu | FALSE | L | Annual | Rate | lb/MWh | 0.54898 | 0.54898 | 0.53855 | 0.53855 | 0.53855 | 0.53855 | 0.53855 | 0
NSR Genoa 1 - SO2 Rate Annual v5.13 | 910 | 5964 | Rate Constraint in lbs/MMBtu | FALSE | L | Annual | Constraint Shadow Price | US2016$/Ton | 0 | 0 | 0 | 0 | 0 | 0 | 0 | 0
NSR Harrison 1-3 - NOX Rate Annual v5.16 | 911 | 6631 | Rate Constraint in lbs/MMBtu | FALSE | L | Annual | Seasons Included | Seasons | Winter, WintShld, Summer | Winter, WintShld, Summer | Winter, WintShld, Summer | Winter, WintShld, Summer | Winter, WintShld, Summer | Winter, WintShld, Summer | Winter, WintShld, Summer | Winter, WintShld, Summer
NSR Harrison 1-3 - NOX Rate Annual v5.16 | 911 | 6631 | Rate Constraint in lbs/MMBtu | FALSE | L | Annual | Standard NOX | lb/MMBtu | 0.25 | 0.25 | 0.25 | 0.25 | 0.25 | 0.25 | 0.25 | 0.25
NSR Harrison 1-3 - NOX Rate Annual v5.16 | 911 | 6631 | Rate Constraint in lbs/MMBtu | FALSE | L | Annual | Emissions at Affected Plants NOX | Thousand Tons | 8.6997 | 8.6997 | 8.6301 | 8.6301 | 5.8404 | 5.8404 | 5.4731 | 5.0037
NSR Harrison 1-3 - NOX Rate Annual v5.16 | 911 | 6631 | Rate Constraint in lbs/MMBtu | FALSE | L | Annual | Allowances Purchased NOX | Thousand Tons | 0 | 0 | 0 | 0 | 0 | 0 | 0 | 0
NSR Harrison 1-3 - NOX Rate Annual v5.16 | 911 | 6631 | Rate Constraint in lbs/MMBtu | FALSE | L | Annual | Allowances Sold NOX | Thousand Tons | 0 | 0 | 0 | 0 | 0 | 0 | 0 | 0
NSR Harrison 1-3 - NOX Rate Annual v5.16 | 911 | 6631 | Rate Constraint in lbs/MMBtu | FALSE | L | Annual | Allowances Banked | Thousand Tons | 0 | 0 | 0 | 0 | 0 | 0 | 0 | 0
NSR Harrison 1-3 - NOX Rate Annual v5.16 | 911 | 6631 | Rate Constraint in lbs/MMBtu | FALSE | L | Annual | Allowances Withdrawn (1:1) | Thousand Tons | 0 | 0 | 0 | 0 | 0 | 0 | 0 | 0
NSR Harrison 1-3 - NOX Rate Annual v5.16 | 911 | 6631 | Rate Constraint in lbs/MMBtu | FALSE | L | Annual | Allowances Withdrawn (n:1) | Thousand Tons | 0 | 0 | 0 | 0 | 0 | 0 | 0 | 0
NSR Harrison 1-3 - NOX Rate Annual v5.16 | 911 | 6631 | Rate Constraint in lbs/MMBtu | FALSE | L | Annual | Net Emissions Allowance Position | Thousand Tons | 8.6997 | 8.6997 | 8.6301 | 8.6301 | 5.8404 | 5.8404 | 5.4731 | 5.0037
NSR Harrison 1-3 - NOX Rate Annual v5.16 | 911 | 6631 | Rate Constraint in lbs/MMBtu | FALSE | L | Annual | Fuel Consumed | TBtu | 141.9893 | 141.9893 | 140.8534 | 140.8534 | 95.3228 | 95.3228 | 89.3274 | 81.6665
NSR Harrison 1-3 - NOX Rate Annual v5.16 | 911 | 6631 | Rate Constraint in lbs/MMBtu | FALSE | L | Annual | Rate | lb/MMBtu | 0.12254 | 0.12254 | 0.12254 | 0.12254 | 0.12254 | 0.12254 | 0.12254 | 0.12254
NSR Harrison 1-3 - NOX Rate Annual v5.16 | 911 | 6631 | Rate Constraint in lbs/MMBtu | FALSE | L | Annual | Generation | TWh | 14.0788 | 14.0788 | 14.0788 | 14.0788 | 9.5278 | 9.5278 | 8.9286 | 8.1628
NSR Harrison 1-3 - NOX Rate Annual v5.16 | 911 | 6631 | Rate Constraint in lbs/MMBtu | FALSE | L | Annual | Qualifying Generation | TWh | 14.0788 | 14.0788 | 14.0788 | 14.0788 | 9.5278 | 9.5278 | 8.9286 | 8.1628
NSR Harrison 1-3 - NOX Rate Annual v5.16 | 911 | 6631 | Rate Constraint in lbs/MMBtu | FALSE | L | Annual | Rate | lb/MWh | 1.2359 | 1.2359 | 1.226 | 1.226 | 1.226 | 1.226 | 1.226 | 1.226
NSR Harrison 1-3 - NOX Rate Annual v5.16 | 911 | 6631 | Rate Constraint in lbs/MMBtu | FALSE | L | Annual | Constraint Shadow Price | US2016$/Ton | 0 | 0 | 0 | 0 | 0 | 0 | 0 | 0
NSR Harrison 1-3 - NOX Rate Summer v5.16 | 912 | 6632 | Rate Constraint in lbs/MMBtu | FALSE | L | Annual | Seasons Included | Seasons | Summer | Summer | Summer | Summer | Summer | Summer | Summer | Summer
NSR Harrison 1-3 - NOX Rate Summer v5.16 | 912 | 6632 | Rate Constraint in lbs/MMBtu | FALSE | L | Annual | Standard NOX | lb/MMBtu | 0.2 | 0.2 | 0.2 | 0.2 | 0.2 | 0.2 | 0.2 | 0.2
NSR Harrison 1-3 - NOX Rate Summer v5.16 | 912 | 6632 | Rate Constraint in lbs/MMBtu | FALSE | L | Annual | Emissions at Affected Plants NOX | Thousand Tons | 3.5267 | 3.5267 | 3.4985 | 3.4985 | 3.4985 | 3.4985 | 3.1312 | 2.6618
NSR Harrison 1-3 - NOX Rate Summer v5.16 | 912 | 6632 | Rate Constraint in lbs/MMBtu | FALSE | L | Annual | Allowances Purchased NOX | Thousand Tons | 0 | 0 | 0 | 0 | 0 | 0 | 0 | 0
NSR Harrison 1-3 - NOX Rate Summer v5.16 | 912 | 6632 | Rate Constraint in lbs/MMBtu | FALSE | L | Annual | Allowances Sold NOX | Thousand Tons | 0 | 0 | 0 | 0 | 0 | 0 | 0 | 0
NSR Harrison 1-3 - NOX Rate Summer v5.16 | 912 | 6632 | Rate Constraint in lbs/MMBtu | FALSE | L | Annual | Allowances Banked | Thousand Tons | 0 | 0 | 0 | 0 | 0 | 0 | 0 | 0
NSR Harrison 1-3 - NOX Rate Summer v5.16 | 912 | 6632 | Rate Constraint in lbs/MMBtu | FALSE | L | Annual | Allowances Withdrawn (1:1) | Thousand Tons | 0 | 0 | 0 | 0 | 0 | 0 | 0 | 0
NSR Harrison 1-3 - NOX Rate Summer v5.16 | 912 | 6632 | Rate Constraint in lbs/MMBtu | FALSE | L | Annual | Allowances Withdrawn (n:1) | Thousand Tons | 0 | 0 | 0 | 0 | 0 | 0 | 0 | 0
NSR Harrison 1-3 - NOX Rate Summer v5.16 | 912 | 6632 | Rate Constraint in lbs/MMBtu | FALSE | L | Annual | Net Emissions Allowance Position | Thousand Tons | 3.5267 | 3.5267 | 3.4985 | 3.4985 | 3.4985 | 3.4985 | 3.1312 | 2.6618
NSR Harrison 1-3 - NOX Rate Summer v5.16 | 912 | 6632 | Rate Constraint in lbs/MMBtu | FALSE | L | Annual | Fuel Consumed | TBtu | 57.5602 | 57.5602 | 57.0998 | 57.0998 | 57.0998 | 57.0998 | 51.1043 | 43.4434
NSR Harrison 1-3 - NOX Rate Summer v5.16 | 912 | 6632 | Rate Constraint in lbs/MMBtu | FALSE | L | Annual | Rate | lb/MMBtu | 0.12254 | 0.12254 | 0.12254 | 0.12254 | 0.12254 | 0.12254 | 0.12254 | 0.12254
NSR Harrison 1-3 - NOX Rate Summer v5.16 | 912 | 6632 | Rate Constraint in lbs/MMBtu | FALSE | L | Annual | Generation | TWh | 5.7073 | 5.7073 | 5.7073 | 5.7073 | 5.7073 | 5.7073 | 5.108 | 4.3423
NSR Harrison 1-3 - NOX Rate Summer v5.16 | 912 | 6632 | Rate Constraint in lbs/MMBtu | FALSE | L | Annual | Qualifying Generation | TWh | 5.7073 | 5.7073 | 5.7073 | 5.7073 | 5.7073 | 5.7073 | 5.108 | 4.3423
NSR Harrison 1-3 - NOX Rate Summer v5.16 | 912 | 6632 | Rate Constraint in lbs/MMBtu | FALSE | L | Annual | Rate | lb/MWh | 1.2359 | 1.2359 | 1.226 | 1.226 | 1.226 | 1.226 | 1.226 | 1.226
NSR Harrison 1-3 - NOX Rate Summer v5.16 | 912 | 6632 | Rate Constraint in lbs/MMBtu | FALSE | L | Annual | Constraint Shadow Price | US2016$/Ton | 0 | 0 | 0 | 0 | 0 | 0 | 0 | 0
NSR Hennepin 1,2 - SO2 Rate Annual v3.1, Unit 4244 and retrofits | 913 | 1869 | Rate Constraint in lbs/MMBtu | FALSE | L | Annual | Seasons Included | Seasons | Winter, WintShld, Summer | Winter, WintShld, Summer | Winter, WintShld, Summer | Winter, WintShld, Summer | Winter, WintShld, Summer | Winter, WintShld, Summer | Winter, WintShld, Summer | Winter, WintShld, Summer
NSR Hennepin 1,2 - SO2 Rate Annual v3.1, Unit 4244 and retrofits | 913 | 1869 | Rate Constraint in lbs/MMBtu | FALSE | L | Annual | Standard SO2 | lb/MMBtu | 1.2 | 1.2 | 1.2 | 1.2 | 1.2 | 1.2 | 1.2 | 1.2
NSR Hennepin 1,2 - SO2 Rate Annual v3.1, Unit 4244 and retrofits | 913 | 1869 | Rate Constraint in lbs/MMBtu | FALSE | L | Annual | Emissions at Affected Plants SO2 | Thousand Tons | 0 | 0 | 0 | 0 | 0 | 0 | 0 | 0
NSR Hennepin 1,2 - SO2 Rate Annual v3.1, Unit 4244 and retrofits | 913 | 1869 | Rate Constraint in lbs/MMBtu | FALSE | L | Annual | Allowances Purchased SO2 | Thousand Tons | 0 | 0 | 0 | 0 | 0 | 0 | 0 | 0
NSR Hennepin 1,2 - SO2 Rate Annual v3.1, Unit 4244 and retrofits | 913 | 1869 | Rate Constraint in lbs/MMBtu | FALSE | L | Annual | Allowances Sold SO2 | Thousand Tons | 0 | 0 | 0 | 0 | 0 | 0 | 0 | 0
NSR Hennepin 1,2 - SO2 Rate Annual v3.1, Unit 4244 and retrofits | 913 | 1869 | Rate Constraint in lbs/MMBtu | FALSE | L | Annual | Allowances Banked | Thousand Tons | 0 | 0 | 0 | 0 | 0 | 0 | 0 | 0
NSR Hennepin 1,2 - SO2 Rate Annual v3.1, Unit 4244 and retrofits | 913 | 1869 | Rate Constraint in lbs/MMBtu | FALSE | L | Annual | Allowances Withdrawn (1:1) | Thousand Tons | 0 | 0 | 0 | 0 | 0 | 0 | 0 | 0
NSR Hennepin 1,2 - SO2 Rate Annual v3.1, Unit 4244 and retrofits | 913 | 1869 | Rate Constraint in lbs/MMBtu | FALSE | L | Annual | Allowances Withdrawn (n:1) | Thousand Tons | 0 | 0 | 0 | 0 | 0 | 0 | 0 | 0
NSR Hennepin 1,2 - SO2 Rate Annual v3.1, Unit 4244 and retrofits | 913 | 1869 | Rate Constraint in lbs/MMBtu | FALSE | L | Annual | Net Emissions Allowance Position | Thousand Tons | 0 | 0 | 0 | 0 | 0 | 0 | 0 | 0
NSR Hennepin 1,2 - SO2 Rate Annual v3.1, Unit 4244 and retrofits | 913 | 1869 | Rate Constraint in lbs/MMBtu | FALSE | L | Annual | Fuel Consumed | TBtu | 0 | 0 | 0 | 0 | 0 | 0 | 0 | 0
NSR Hennepin 1,2 - SO2 Rate Annual v3.1, Unit 4244 and retrofits | 913 | 1869 | Rate Constraint in lbs/MMBtu | FALSE | L | Annual | Rate | lb/MMBtu | 0 | 0 | 0 | 0 | 0 | 0 | 0 | 0
NSR Hennepin 1,2 - SO2 Rate Annual v3.1, Unit 4244 and retrofits | 913 | 1869 | Rate Constraint in lbs/MMBtu | FALSE | L | Annual | Generation | TWh | 0 | 0 | 0 | 0 | 0 | 0 | 0 | 0
NSR Hennepin 1,2 - SO2 Rate Annual v3.1, Unit 4244 and retrofits | 913 | 1869 | Rate Constraint in lbs/MMBtu | FALSE | L | Annual | Qualifying Generation | TWh | 0 | 0 | 0 | 0 | 0 | 0 | 0 | 0
NSR Hennepin 1,2 - SO2 Rate Annual v3.1, Unit 4244 and retrofits | 913 | 1869 | Rate Constraint in lbs/MMBtu | FALSE | L | Annual | Rate | lb/MWh | 0 | 0 | 0 | 0 | 0 | 0 | 0 | 0
NSR Hennepin 1,2 - SO2 Rate Annual v3.1, Unit 4244 and retrofits | 913 | 1869 | Rate Constraint in lbs/MMBtu | FALSE | L | Annual | Constraint Shadow Price | US2016$/Ton | 0 | 0 | 0 | 0 | 0 | 0 | 0 | 0
NSR Hennepin 1,2 - SO2 Rate Annual v3.1, Unit 4245 and retrofits | 914 | 1869 | Rate Constraint in lbs/MMBtu | FALSE | L | Annual | Seasons Included | Seasons | Winter, WintShld, Summer | Winter, WintShld, Summer | Winter, WintShld, Summer | Winter, WintShld, Summer | Winter, WintShld, Summer | Winter, WintShld, Summer | Winter, WintShld, Summer | Winter, WintShld, Summer
NSR Hennepin 1,2 - SO2 Rate Annual v3.1, Unit 4245 and retrofits | 914 | 1869 | Rate Constraint in lbs/MMBtu | FALSE | L | Annual | Standard SO2 | lb/MMBtu | 1.2 | 1.2 | 1.2 | 1.2 | 1.2 | 1.2 | 1.2 | 1.2
NSR Hennepin 1,2 - SO2 Rate Annual v3.1, Unit 4245 and retrofits | 914 | 1869 | Rate Constraint in lbs/MMBtu | FALSE | L | Annual | Emissions at Affected Plants SO2 | Thousand Tons | 0 | 0 | 0 | 0 | 0 | 0 | 0 | 0
NSR Hennepin 1,2 - SO2 Rate Annual v3.1, Unit 4245 and retrofits | 914 | 1869 | Rate Constraint in lbs/MMBtu | FALSE | L | Annual | Allowances Purchased SO2 | Thousand Tons | 0 | 0 | 0 | 0 | 0 | 0 | 0 | 0
NSR Hennepin 1,2 - SO2 Rate Annual v3.1, Unit 4245 and retrofits | 914 | 1869 | Rate Constraint in lbs/MMBtu | FALSE | L | Annual | Allowances Sold SO2 | Thousand Tons | 0 | 0 | 0 | 0 | 0 | 0 | 0 | 0
NSR Hennepin 1,2 - SO2 Rate Annual v3.1, Unit 4245 and retrofits | 914 | 1869 | Rate Constraint in lbs/MMBtu | FALSE | L | Annual | Allowances Banked | Thousand Tons | 0 | 0 | 0 | 0 | 0 | 0 | 0 | 0
NSR Hennepin 1,2 - SO2 Rate Annual v3.1, Unit 4245 and retrofits | 914 | 1869 | Rate Constraint in lbs/MMBtu | FALSE | L | Annual | Allowances Withdrawn (1:1) | Thousand Tons | 0 | 0 | 0 | 0 | 0 | 0 | 0 | 0
NSR Hennepin 1,2 - SO2 Rate Annual v3.1, Unit 4245 and retrofits | 914 | 1869 | Rate Constraint in lbs/MMBtu | FALSE | L | Annual | Allowances Withdrawn (n:1) | Thousand Tons | 0 | 0 | 0 | 0 | 0 | 0 | 0 | 0
NSR Hennepin 1,2 - SO2 Rate Annual v3.1, Unit 4245 and retrofits | 914 | 1869 | Rate Constraint in lbs/MMBtu | FALSE | L | Annual | Net Emissions Allowance Position | Thousand Tons | 0 | 0 | 0 | 0 | 0 | 0 | 0 | 0
NSR Hennepin 1,2 - SO2 Rate Annual v3.1, Unit 4245 and retrofits | 914 | 1869 | Rate Constraint in lbs/MMBtu | FALSE | L | Annual | Fuel Consumed | TBtu | 0 | 0 | 0 | 0 | 0 | 0 | 0 | 0
NSR Hennepin 1,2 - SO2 Rate Annual v3.1, Unit 4245 and retrofits | 914 | 1869 | Rate Constraint in lbs/MMBtu | FALSE | L | Annual | Rate | lb/MMBtu | 0 | 0 | 0 | 0 | 0 | 0 | 0 | 0
NSR Hennepin 1,2 - SO2 Rate Annual v3.1, Unit 4245 and retrofits | 914 | 1869 | Rate Constraint in lbs/MMBtu | FALSE | L | Annual | Generation | TWh | 0 | 0 | 0 | 0 | 0 | 0 | 0 | 0
NSR Hennepin 1,2 - SO2 Rate Annual v3.1, Unit 4245 and retrofits | 914 | 1869 | Rate Constraint in lbs/MMBtu | FALSE | L | Annual | Qualifying Generation | TWh | 0 | 0 | 0 | 0 | 0 | 0 | 0 | 0
NSR Hennepin 1,2 - SO2 Rate Annual v3.1, Unit 4245 and retrofits | 914 | 1869 | Rate Constraint in lbs/MMBtu | FALSE | L | Annual | Rate | lb/MWh | 0 | 0 | 0 | 0 | 0 | 0 | 0 | 0
NSR Hennepin 1,2 - SO2 Rate Annual v3.1, Unit 4245 and retrofits | 914 | 1869 | Rate Constraint in lbs/MMBtu | FALSE | L | Annual | Constraint Shadow Price | US2016$/Ton | 0 | 0 | 0 | 0 | 0 | 0 | 0 | 0
NSR HL Spurlock 1 - NOX Rate Annual v3.1, Unit 5676 and retrofits | 915 | 1955 | Rate Constraint in lbs/MMBtu | FALSE | L | Annual | Seasons Included | Seasons | Winter, WintShld, Summer | Winter, WintShld, Summer | Winter, WintShld, Summer | Winter, WintShld, Summer | Winter, WintShld, Summer | Winter, WintShld, Summer | Winter, WintShld, Summer | Winter, WintShld, Summer
NSR HL Spurlock 1 - NOX Rate Annual v3.1, Unit 5676 and retrofits | 915 | 1955 | Rate Constraint in lbs/MMBtu | FALSE | L | Annual | Standard NOX | lb/MMBtu | 0.1 | 0.1 | 0.1 | 0.1 | 0.1 | 0.1 | 0.1 | 0.1
NSR HL Spurlock 1 - NOX Rate Annual v3.1, Unit 5676 and retrofits | 915 | 1955 | Rate Constraint in lbs/MMBtu | FALSE | L | Annual | Emissions at Affected Plants NOX | Thousand Tons | 1.0231 | 1.0231 | 1.0037 | 1.0037 | 0.87044 | 0.87044 | 0.68028 | 0.60454
NSR HL Spurlock 1 - NOX Rate Annual v3.1, Unit 5676 and retrofits | 915 | 1955 | Rate Constraint in lbs/MMBtu | FALSE | L | Annual | Allowances Purchased NOX | Thousand Tons | 0 | 0 | 0 | 0 | 0 | 0 | 0 | 0
NSR HL Spurlock 1 - NOX Rate Annual v3.1, Unit 5676 and retrofits | 915 | 1955 | Rate Constraint in lbs/MMBtu | FALSE | L | Annual | Allowances Sold NOX | Thousand Tons | 0 | 0 | 0 | 0 | 0 | 0 | 0 | 0
NSR HL Spurlock 1 - NOX Rate Annual v3.1, Unit 5676 and retrofits | 915 | 1955 | Rate Constraint in lbs/MMBtu | FALSE | L | Annual | Allowances Banked | Thousand Tons | 0 | 0 | 0 | 0 | 0 | 0 | 0 | 0
NSR HL Spurlock 1 - NOX Rate Annual v3.1, Unit 5676 and retrofits | 915 | 1955 | Rate Constraint in lbs/MMBtu | FALSE | L | Annual | Allowances Withdrawn (1:1) | Thousand Tons | 0 | 0 | 0 | 0 | 0 | 0 | 0 | 0
NSR HL Spurlock 1 - NOX Rate Annual v3.1, Unit 5676 and retrofits | 915 | 1955 | Rate Constraint in lbs/MMBtu | FALSE | L | Annual | Allowances Withdrawn (n:1) | Thousand Tons | 0 | 0 | 0 | 0 | 0 | 0 | 0 | 0
NSR HL Spurlock 1 - NOX Rate Annual v3.1, Unit 5676 and retrofits | 915 | 1955 | Rate Constraint in lbs/MMBtu | FALSE | L | Annual | Net Emissions Allowance Position | Thousand Tons | 1.0231 | 1.0231 | 1.0037 | 1.0037 | 0.87044 | 0.87044 | 0.68028 | 0.60454
NSR HL Spurlock 1 - NOX Rate Annual v3.1, Unit 5676 and retrofits | 915 | 1955 | Rate Constraint in lbs/MMBtu | FALSE | L | Annual | Fuel Consumed | TBtu | 22.5161 | 22.5161 | 22.0883 | 22.0883 | 19.1559 | 19.1559 | 14.9709 | 13.3041
NSR HL Spurlock 1 - NOX Rate Annual v3.1, Unit 5676 and retrofits | 915 | 1955 | Rate Constraint in lbs/MMBtu | FALSE | L | Annual | Rate | lb/MMBtu | 0.09088 | 0.09088 | 0.09088 | 0.09088 | 0.09088 | 0.09088 | 0.09088 | 0.09088
NSR HL Spurlock 1 - NOX Rate Annual v3.1, Unit 5676 and retrofits | 915 | 1955 | Rate Constraint in lbs/MMBtu | FALSE | L | Annual | Generation | TWh | 2.1526 | 2.1526 | 2.1526 | 2.1526 | 1.8668 | 1.8668 | 1.459 | 1.2965
NSR HL Spurlock 1 - NOX Rate Annual v3.1, Unit 5676 and retrofits | 915 | 1955 | Rate Constraint in lbs/MMBtu | FALSE | L | Annual | Qualifying Generation | TWh | 2.1526 | 2.1526 | 2.1526 | 2.1526 | 1.8668 | 1.8668 | 1.459 | 1.2965
NSR HL Spurlock 1 - NOX Rate Annual v3.1, Unit 5676 and retrofits | 915 | 1955 | Rate Constraint in lbs/MMBtu | FALSE | L | Annual | Rate | lb/MWh | 0.9506 | 0.9506 | 0.93254 | 0.93254 | 0.93254 | 0.93254 | 0.93254 | 0.93254
NSR HL Spurlock 1 - NOX Rate Annual v3.1, Unit 5676 and retrofits | 915 | 1955 | Rate Constraint in lbs/MMBtu | FALSE | L | Annual | Constraint Shadow Price | US2016$/Ton | 0 | 0 | 0 | 0 | 0 | 0 | 0 | 0
NSR HL Spurlock 2 - NOX Rate Annual v3.1, Unit 5677 and retrofits | 916 | 1956 | Rate Constraint in lbs/MMBtu | FALSE | L | Annual | Seasons Included | Seasons | Winter, WintShld, Summer | Winter, WintShld, Summer | Winter, WintShld, Summer | Winter, WintShld, Summer | Winter, WintShld, Summer | Winter, WintShld, Summer | Winter, WintShld, Summer | Winter, WintShld, Summer
NSR HL Spurlock 2 - NOX Rate Annual v3.1, Unit 5677 and retrofits | 916 | 1956 | Rate Constraint in lbs/MMBtu | FALSE | L | Annual | Standard NOX | lb/MMBtu | 0.1 | 0.1 | 0.1 | 0.1 | 0.1 | 0.1 | 0.1 | 0.1
NSR HL Spurlock 2 - NOX Rate Annual v3.1, Unit 5677 and retrofits | 916 | 1956 | Rate Constraint in lbs/MMBtu | FALSE | L | Annual | Emissions at Affected Plants NOX | Thousand Tons | 0.86354 | 0 | 0 | 0 | 0 | 0 | 0 | 0
NSR HL Spurlock 2 - NOX Rate Annual v3.1, Unit 5677 and retrofits | 916 | 1956 | Rate Constraint in lbs/MMBtu | FALSE | L | Annual | Allowances Purchased NOX | Thousand Tons | 0 | 0 | 0 | 0 | 0 | 0 | 0 | 0
NSR HL Spurlock 2 - NOX Rate Annual v3.1, Unit 5677 and retrofits | 916 | 1956 | Rate Constraint in lbs/MMBtu | FALSE | L | Annual | Allowances Sold NOX | Thousand Tons | 0 | 0 | 0 | 0 | 0 | 0 | 0 | 0
NSR HL Spurlock 2 - NOX Rate Annual v3.1, Unit 5677 and retrofits | 916 | 1956 | Rate Constraint in lbs/MMBtu | FALSE | L | Annual | Allowances Banked | Thousand Tons | 0 | 0 | 0 | 0 | 0 | 0 | 0 | 0
NSR HL Spurlock 2 - NOX Rate Annual v3.1, Unit 5677 and retrofits | 916 | 1956 | Rate Constraint in lbs/MMBtu | FALSE | L | Annual | Allowances Withdrawn (1:1) | Thousand Tons | 0 | 0 | 0 | 0 | 0 | 0 | 0 | 0
NSR HL Spurlock 2 - NOX Rate Annual v3.1, Unit 5677 and retrofits | 916 | 1956 | Rate Constraint in lbs/MMBtu | FALSE | L | Annual | Allowances Withdrawn (n:1) | Thousand Tons | 0 | 0 | 0 | 0 | 0 | 0 | 0 | 0
NSR HL Spurlock 2 - NOX Rate Annual v3.1, Unit 5677 and retrofits | 916 | 1956 | Rate Constraint in lbs/MMBtu | FALSE | L | Annual | Net Emissions Allowance Position | Thousand Tons | 0.86354 | 0 | 0 | 0 | 0 | 0 | 0 | 0
NSR HL Spurlock 2 - NOX Rate Annual v3.1, Unit 5677 and retrofits | 916 | 1956 | Rate Constraint in lbs/MMBtu | FALSE | L | Annual | Fuel Consumed | TBtu | 19.1535 | 0 | 0 | 0 | 0 | 0 | 0 | 0
NSR HL Spurlock 2 - NOX Rate Annual v3.1, Unit 5677 and retrofits | 916 | 1956 | Rate Constraint in lbs/MMBtu | FALSE | L | Annual | Rate | lb/MMBtu | 0.09017 | 0 | 0 | 0 | 0 | 0 | 0 | 0
NSR HL Spurlock 2 - NOX Rate Annual v3.1, Unit 5677 and retrofits | 916 | 1956 | Rate Constraint in lbs/MMBtu | FALSE | L | Annual | Generation | TWh | 1.8623 | 0 | 0 | 0 | 0 | 0 | 0 | 0
NSR HL Spurlock 2 - NOX Rate Annual v3.1, Unit 5677 and retrofits | 916 | 1956 | Rate Constraint in lbs/MMBtu | FALSE | L | Annual | Qualifying Generation | TWh | 1.8623 | 0 | 0 | 0 | 0 | 0 | 0 | 0
NSR HL Spurlock 2 - NOX Rate Annual v3.1, Unit 5677 and retrofits | 916 | 1956 | Rate Constraint in lbs/MMBtu | FALSE | L | Annual | Rate | lb/MWh | 0.9274 | 0 | 0 | 0 | 0 | 0 | 0 | 0
NSR HL Spurlock 2 - NOX Rate Annual v3.1, Unit 5677 and retrofits | 916 | 1956 | Rate Constraint in lbs/MMBtu | FALSE | L | Annual | Constraint Shadow Price | US2016$/Ton | 0 | 0 | 0 | 0 | 0 | 0 | 0 | 0
NSR HL Spurlock 2 - SO2 Rate Annual v3.1, Unit 5677 and retrofits | 917 | 1959 | Rate Constraint in lbs/MMBtu | FALSE | L | Annual | Seasons Included | Seasons | Winter, WintShld, Summer | Winter, WintShld, Summer | Winter, WintShld, Summer | Winter, WintShld, Summer | Winter, WintShld, Summer | Winter, WintShld, Summer | Winter, WintShld, Summer | Winter, WintShld, Summer
NSR HL Spurlock 2 - SO2 Rate Annual v3.1, Unit 5677 and retrofits | 917 | 1959 | Rate Constraint in lbs/MMBtu | FALSE | L | Annual | Standard SO2 | lb/MMBtu | 0.1 | 0.1 | 0.1 | 0.1 | 0.1 | 0.1 | 0.1 | 0.1
NSR HL Spurlock 2 - SO2 Rate Annual v3.1, Unit 5677 and retrofits | 917 | 1959 | Rate Constraint in lbs/MMBtu | FALSE | L | Annual | Emissions at Affected Plants SO2 | Thousand Tons | 0.95768 | 0 | 0 | 0 | 0 | 0 | 0 | 0
NSR HL Spurlock 2 - SO2 Rate Annual v3.1, Unit 5677 and retrofits | 917 | 1959 | Rate Constraint in lbs/MMBtu | FALSE | L | Annual | Allowances Purchased SO2 | Thousand Tons | 0 | 0 | 0 | 0 | 0 | 0 | 0 | 0
NSR HL Spurlock 2 - SO2 Rate Annual v3.1, Unit 5677 and retrofits | 917 | 1959 | Rate Constraint in lbs/MMBtu | FALSE | L | Annual | Allowances Sold SO2 | Thousand Tons | 0 | 0 | 0 | 0 | 0 | 0 | 0 | 0
NSR HL Spurlock 2 - SO2 Rate Annual v3.1, Unit 5677 and retrofits | 917 | 1959 | Rate Constraint in lbs/MMBtu | FALSE | L | Annual | Allowances Banked | Thousand Tons | 0 | 0 | 0 | 0 | 0 | 0 | 0 | 0
NSR HL Spurlock 2 - SO2 Rate Annual v3.1, Unit 5677 and retrofits | 917 | 1959 | Rate Constraint in lbs/MMBtu | FALSE | L | Annual | Allowances Withdrawn (1:1) | Thousand Tons | 0 | 0 | 0 | 0 | 0 | 0 | 0 | 0
NSR HL Spurlock 2 - SO2 Rate Annual v3.1, Unit 5677 and retrofits | 917 | 1959 | Rate Constraint in lbs/MMBtu | FALSE | L | Annual | Allowances Withdrawn (n:1) | Thousand Tons | 0 | 0 | 0 | 0 | 0 | 0 | 0 | 0
NSR HL Spurlock 2 - SO2 Rate Annual v3.1, Unit 5677 and retrofits | 917 | 1959 | Rate Constraint in lbs/MMBtu | FALSE | L | Annual | Net Emissions Allowance Position | Thousand Tons | 0.95768 | 0 | 0 | 0 | 0 | 0 | 0 | 0
NSR HL Spurlock 2 - SO2 Rate Annual v3.1, Unit 5677 and retrofits | 917 | 1959 | Rate Constraint in lbs/MMBtu | FALSE | L | Annual | Fuel Consumed | TBtu | 19.1535 | 0 | 0 | 0 | 0 | 0 | 0 | 0
NSR HL Spurlock 2 - SO2 Rate Annual v3.1, Unit 5677 and retrofits | 917 | 1959 | Rate Constraint in lbs/MMBtu | FALSE | L | Annual | Rate | lb/MMBtu | 0.1 | 0 | 0 | 0 | 0 | 0 | 0 | 0
NSR HL Spurlock 2 - SO2 Rate Annual v3.1, Unit 5677 and retrofits | 917 | 1959 | Rate Constraint in lbs/MMBtu | FALSE | L | Annual | Generation | TWh | 1.8623 | 0 | 0 | 0 | 0 | 0 | 0 | 0
NSR HL Spurlock 2 - SO2 Rate Annual v3.1, Unit 5677 and retrofits | 917 | 1959 | Rate Constraint in lbs/MMBtu | FALSE | L | Annual | Qualifying Generation | TWh | 1.8623 | 0 | 0 | 0 | 0 | 0 | 0 | 0
NSR HL Spurlock 2 - SO2 Rate Annual v3.1, Unit 5677 and retrofits | 917 | 1959 | Rate Constraint in lbs/MMBtu | FALSE | L | Annual | Rate | lb/MWh | 1.0285 | 0 | 0 | 0 | 0 | 0 | 0 | 0
NSR HL Spurlock 2 - SO2 Rate Annual v3.1, Unit 5677 and retrofits | 917 | 1959 | Rate Constraint in lbs/MMBtu | FALSE | L | Annual | Constraint Shadow Price | US2016$/Ton | 39899.303 | 19744.6612 | 17346.9362 | 17412.1852 | 17813.053 | 18325.2477 | 19467.6165 | 18167.9028
NSR Hoosier - NOX Cap Annual v4.10 Final | 918 | 2415 | Rate Constraint in MTons | FALSE | L | Annual | Seasons Included | Seasons | Winter, WintShld, Summer | Winter, WintShld, Summer | Winter, WintShld, Summer | Winter, WintShld, Summer | Winter, WintShld, Summer | Winter, WintShld, Summer | Winter, WintShld, Summer | Winter, WintShld, Summer
NSR Hoosier - NOX Cap Annual v4.10 Final | 918 | 2415 | Rate Constraint in MTons | FALSE | L | Annual | Standard NOX | Thousand Tons | 4.8 | 4.8 | 4.8 | 4.8 | 4.8 | 4.8 | 4.8 | 4.8
NSR Hoosier - NOX Cap Annual v4.10 Final | 918 | 2415 | Rate Constraint in MTons | FALSE | L | Annual | Emissions at Affected Plants NOX | Thousand Tons | 0 | 0 | 0 | 0 | 0 | 0 | 0 | 0
NSR Hoosier - NOX Cap Annual v4.10 Final | 918 | 2415 | Rate Constraint in MTons | FALSE | L | Annual | Allowances Purchased NOX | Thousand Tons | 0 | 0 | 0 | 0 | 0 | 0 | 0 | 0
NSR Hoosier - NOX Cap Annual v4.10 Final | 918 | 2415 | Rate Constraint in MTons | FALSE | L | Annual | Allowances Sold NOX | Thousand Tons | 0 | 0 | 0 | 0 | 0 | 0 | 0 | 0
NSR Hoosier - NOX Cap Annual v4.10 Final | 918 | 2415 | Rate Constraint in MTons | FALSE | L | Annual | Allowances Banked | Thousand Tons | 0 | 0 | 0 | 0 | 0 | 0 | 0 | 0
NSR Hoosier - NOX Cap Annual v4.10 Final | 918 | 2415 | Rate Constraint in MTons | FALSE | L | Annual | Allowances Withdrawn (1:1) | Thousand Tons | 0 | 0 | 0 | 0 | 0 | 0 | 0 | 0
NSR Hoosier - NOX Cap Annual v4.10 Final | 918 | 2415 | Rate Constraint in MTons | FALSE | L | Annual | Allowances Withdrawn (n:1) | Thousand Tons | 0 | 0 | 0 | 0 | 0 | 0 | 0 | 0
NSR Hoosier - NOX Cap Annual v4.10 Final | 918 | 2415 | Rate Constraint in MTons | FALSE | L | Annual | Net Emissions Allowance Position | Thousand Tons | 0 | 0 | 0 | 0 | 0 | 0 | 0 | 0
NSR Hoosier - NOX Cap Annual v4.10 Final | 918 | 2415 | Rate Constraint in MTons | FALSE | L | Annual | Fuel Consumed | TBtu | 0 | 0 | 0 | 0 | 0 | 0 | 0 | 0
NSR Hoosier - NOX Cap Annual v4.10 Final | 918 | 2415 | Rate Constraint in MTons | FALSE | L | Annual | Rate | lb/MMBtu | 0 | 0 | 0 | 0 | 0 | 0 | 0 | 0
NSR Hoosier - NOX Cap Annual v4.10 Final | 918 | 2415 | Rate Constraint in MTons | FALSE | L | Annual | Generation | TWh | 0 | 0 | 0 | 0 | 0 | 0 | 0 | 0
NSR Hoosier - NOX Cap Annual v4.10 Final | 918 | 2415 | Rate Constraint in MTons | FALSE | L | Annual | Qualifying Generation | TWh | 0 | 0 | 0 | 0 | 0 | 0 | 0 | 0
NSR Hoosier - NOX Cap Annual v4.10 Final | 918 | 2415 | Rate Constraint in MTons | FALSE | L | Annual | Rate | lb/MWh | 0 | 0 | 0 | 0 | 0 | 0 | 0 | 0
NSR Hoosier - NOX Cap Annual v4.10 Final | 918 | 2415 | Rate Constraint in MTons | FALSE | L | Annual | Constraint Shadow Price | US2016$/Ton | 0 | 0 | 0 | 0 | 0 | 0 | 0 | 0
NSR Hoosier System - SO2 Cap Annual v4.10 Final | 919 | 2417 | Rate Constraint in MTons | FALSE | L | Annual | Seasons Included | Seasons | Winter, WintShld, Summer | Winter, WintShld, Summer | Winter, WintShld, Summer | Winter, WintShld, Summer | Winter, WintShld, Summer | Winter, WintShld, Summer | Winter, WintShld, Summer | Winter, WintShld, Summer
NSR Hoosier System - SO2 Cap Annual v4.10 Final | 919 | 2417 | Rate Constraint in MTons | FALSE | L | Annual | Standard SO2 | Thousand Tons | 18.75 | 18.75 | 18.75 | 18.75 | 18.75 | 18.75 | 18.75 | 18.75
NSR Hoosier System - SO2 Cap Annual v4.10 Final | 919 | 2417 | Rate Constraint in MTons | FALSE | L | Annual | Emissions at Affected Plants SO2 | Thousand Tons | 0 | 0 | 0 | 0 | 0 | 0 | 0 | 0
NSR Hoosier System - SO2 Cap Annual v4.10 Final | 919 | 2417 | Rate Constraint in MTons | FALSE | L | Annual | Allowances Purchased SO2 | Thousand Tons | 0 | 0 | 0 | 0 | 0 | 0 | 0 | 0
NSR Hoosier System - SO2 Cap Annual v4.10 Final | 919 | 2417 | Rate Constraint in MTons | FALSE | L | Annual | Allowances Sold SO2 | Thousand Tons | 0 | 0 | 0 | 0 | 0 | 0 | 0 | 0
NSR Hoosier System - SO2 Cap Annual v4.10 Final | 919 | 2417 | Rate Constraint in MTons | FALSE | L | Annual | Allowances Banked | Thousand Tons | 0 | 0 | 0 | 0 | 0 | 0 | 0 | 0
NSR Hoosier System - SO2 Cap Annual v4.10 Final | 919 | 2417 | Rate Constraint in MTons | FALSE | L | Annual | Allowances Withdrawn (1:1) | Thousand Tons | 0 | 0 | 0 | 0 | 0 | 0 | 0 | 0
NSR Hoosier System - SO2 Cap Annual v4.10 Final | 919 | 2417 | Rate Constraint in MTons | FALSE | L | Annual | Allowances Withdrawn (n:1) | Thousand Tons | 0 | 0 | 0 | 0 | 0 | 0 | 0 | 0
NSR Hoosier System - SO2 Cap Annual v4.10 Final | 919 | 2417 | Rate Constraint in MTons | FALSE | L | Annual | Net Emissions Allowance Position | Thousand Tons | 0 | 0 | 0 | 0 | 0 | 0 | 0 | 0
NSR Hoosier System - SO2 Cap Annual v4.10 Final | 919 | 2417 | Rate Constraint in MTons | FALSE | L | Annual | Fuel Consumed | TBtu | 0 | 0 | 0 | 0 | 0 | 0 | 0 | 0
NSR Hoosier System - SO2 Cap Annual v4.10 Final | 919 | 2417 | Rate Constraint in MTons | FALSE | L | Annual | Rate | lb/MMBtu | 0 | 0 | 0 | 0 | 0 | 0 | 0 | 0
NSR Hoosier System - SO2 Cap Annual v4.10 Final | 919 | 2417 | Rate Constraint in MTons | FALSE | L | Annual | Generation | TWh | 0 | 0 | 0 | 0 | 0 | 0 | 0 | 0
NSR Hoosier System - SO2 Cap Annual v4.10 Final | 919 | 2417 | Rate Constraint in MTons | FALSE | L | Annual | Qualifying Generation | TWh | 0 | 0 | 0 | 0 | 0 | 0 | 0 | 0
NSR Hoosier System - SO2 Cap Annual v4.10 Final | 919 | 2417 | Rate Constraint in MTons | FALSE | L | Annual | Rate | lb/MWh | 0 | 0 | 0 | 0 | 0 | 0 | 0 | 0
NSR Hoosier System - SO2 Cap Annual v4.10 Final | 919 | 2417 | Rate Constraint in MTons | FALSE | L | Annual | Constraint Shadow Price | US2016$/Ton | 0 | 0 | 0 | 0 | 0 | 0 | 0 | 0
NSR IL Power - NOX Cap Annual v3.1 | 920 | 1844 | Rate Constraint in MTons | FALSE | L | Annual | Seasons Included | Seasons | Winter, WintShld, Summer | Winter, WintShld, Summer | Winter, WintShld, Summer | Winter, WintShld, Summer | Winter, WintShld, Summer | Winter, WintShld, Summer | Winter, WintShld, Summer | Winter, WintShld, Summer
NSR IL Power - NOX Cap Annual v3.1 | 920 | 1844 | Rate Constraint in MTons | FALSE | L | Annual | Standard NOX | Thousand Tons | 13.8 | 13.8 | 13.8 | 13.8 | 13.8 | 13.8 | 13.8 | 13.8
NSR IL Power - NOX Cap Annual v3.1 | 920 | 1844 | Rate Constraint in MTons | FALSE | L | Annual | Emissions at Affected Plants NOX | Thousand Tons | 4.1819 | 5.2719 | 4.7792 | 4.872 | 4.3545 | 4.5545 | 3.2897 | 3.0429
NSR IL Power - NOX Cap Annual v3.1 | 920 | 1844 | Rate Constraint in MTons | FALSE | L | Annual | Allowances Purchased NOX | Thousand Tons | 0 | 0 | 0 | 0 | 0 | 0 | 0 | 0
NSR IL Power - NOX Cap Annual v3.1 | 920 | 1844 | Rate Constraint in MTons | FALSE | L | Annual | Allowances Sold NOX | Thousand Tons | 0 | 0 | 0 | 0 | 0 | 0 | 0 | 0
NSR IL Power - NOX Cap Annual v3.1 | 920 | 1844 | Rate Constraint in MTons | FALSE | L | Annual | Allowances Banked | Thousand Tons | 0 | 0 | 0 | 0 | 0 | 0 | 0 | 0
NSR IL Power - NOX Cap Annual v3.1 | 920 | 1844 | Rate Constraint in MTons | FALSE | L | Annual | Allowances Withdrawn (1:1) | Thousand Tons | 0 | 0 | 0 | 0 | 0 | 0 | 0 | 0
NSR IL Power - NOX Cap Annual v3.1 | 920 | 1844 | Rate Constraint in MTons | FALSE | L | Annual | Allowances Withdrawn (n:1) | Thousand Tons | 0 | 0 | 0 | 0 | 0 | 0 | 0 | 0
NSR IL Power - NOX Cap Annual v3.1 | 920 | 1844 | Rate Constraint in MTons | FALSE | L | Annual | Net Emissions Allowance Position | Thousand Tons | 4.1819 | 5.2719 | 4.7792 | 4.872 | 4.3545 | 4.5545 | 3.2897 | 3.0429
NSR IL Power - NOX Cap Annual v3.1 | 920 | 1844 | Rate Constraint in MTons | FALSE | L | Annual | Fuel Consumed | TBtu | 103.0795 | 129.9466 | 117.801 | 120.0892 | 107.3327 | 112.2631 | 81.0875 | 75.0045
NSR IL Power - NOX Cap Annual v3.1 | 920 | 1844 | Rate Constraint in MTons | FALSE | L | Annual | Rate | lb/MMBtu | 0.08114 | 0.08114 | 0.08114 | 0.08114 | 0.08114 | 0.08114 | 0.08114 | 0.08114
NSR IL Power - NOX Cap Annual v3.1 | 920 | 1844 | Rate Constraint in MTons | FALSE | L | Annual | Generation | TWh | 10.1706 | 12.8216 | 11.7169 | 11.9445 | 10.6757 | 11.1661 | 8.0653 | 7.4602
NSR IL Power - NOX Cap Annual v3.1 | 920 | 1844 | Rate Constraint in MTons | FALSE | L | Annual | Qualifying Generation | TWh | 10.1706 | 12.8216 | 11.7169 | 11.9445 | 10.6757 | 11.1661 | 8.0653 | 7.4602
NSR IL Power - NOX Cap Annual v3.1 | 920 | 1844 | Rate Constraint in MTons | FALSE | L | Annual | Rate | lb/MWh | 0.82235 | 0.82235 | 0.81578 | 0.81578 | 0.81578 | 0.81578 | 0.81578 | 0.81578
NSR IL Power - NOX Cap Annual v3.1 | 920 | 1844 | Rate Constraint in MTons | FALSE | L | Annual | Constraint Shadow Price | US2016$/Ton | 0 | 0 | 0 | 0 | 0 | 0 | 0 | 0
NSR IL Power - SO2 Cap Annual v3.1 | 921 | 1845 | Rate Constraint in MTons | FALSE | L | Annual | Seasons Included | Seasons | Winter, WintShld, Summer | Winter, WintShld, Summer | Winter, WintShld, Summer | Winter, WintShld, Summer | Winter, WintShld, Summer | Winter, WintShld, Summer | Winter, WintShld, Summer | Winter, WintShld, Summer
NSR IL Power - SO2 Cap Annual v3.1 | 921 | 1845 | Rate Constraint in MTons | FALSE | L | Annual | Standard SO2 | Thousand Tons | 29 | 29 | 29 | 29 | 29 | 29 | 29 | 29
NSR IL Power - SO2 Cap Annual v3.1 | 921 | 1845 | Rate Constraint in MTons | FALSE | L | Annual | Emissions at Affected Plants SO2 | Thousand Tons | 3.6048 | 4.5444 | 4.1196 | 4.1996 | 3.7535 | 3.926 | 2.8639 | 2.6491
NSR IL Power - SO2 Cap Annual v3.1 | 921 | 1845 | Rate Constraint in MTons | FALSE | L | Annual | Allowances Purchased SO2 | Thousand Tons | 0 | 0 | 0 | 0 | 0 | 0 | 0 | 0
NSR IL Power - SO2 Cap Annual v3.1 | 921 | 1845 | Rate Constraint in MTons | FALSE | L | Annual | Allowances Sold SO2 | Thousand Tons | 0 | 0 | 0 | 0 | 0 | 0 | 0 | 0
NSR IL Power - SO2 Cap Annual v3.1 | 921 | 1845 | Rate Constraint in MTons | FALSE | L | Annual | Allowances Banked | Thousand Tons | 0 | 0 | 0 | 0 | 0 | 0 | 0 | 0
NSR IL Power - SO2 Cap Annual v3.1 | 921 | 1845 | Rate Constraint in MTons | FALSE | L | Annual | Allowances Withdrawn (1:1) | Thousand Tons | 0 | 0 | 0 | 0 | 0 | 0 | 0 | 0
NSR IL Power - SO2 Cap Annual v3.1 | 921 | 1845 | Rate Constraint in MTons | FALSE | L | Annual | Allowances Withdrawn (n:1) | Thousand Tons | 0 | 0 | 0 | 0 | 0 | 0 | 0 | 0
NSR IL Power - SO2 Cap Annual v3.1 | 921 | 1845 | Rate Constraint in MTons | FALSE | L | Annual | Net Emissions Allowance Position | Thousand Tons | 3.6048 | 4.5444 | 4.1196 | 4.1996 | 3.7535 | 3.926 | 2.8639 | 2.6491
NSR IL Power - SO2 Cap Annual v3.1 | 921 | 1845 | Rate Constraint in MTons | FALSE | L | Annual | Fuel Consumed | TBtu | 103.0795 | 129.9466 | 117.801 | 120.0892 | 107.3327 | 112.2631 | 81.0875 | 75.0045
NSR IL Power - SO2 Cap Annual v3.1 | 921 | 1845 | Rate Constraint in MTons | FALSE | L | Annual | Rate | lb/MMBtu | 0.069942 | 0.069942 | 0.069942 | 0.069942 | 0.069942 | 0.069942 | 0.070638 | 0.070638
NSR IL Power - SO2 Cap Annual v3.1 | 921 | 1845 | Rate Constraint in MTons | FALSE | L | Annual | Generation | TWh | 10.1706 | 12.8216 | 11.7169 | 11.9445 | 10.6757 | 11.1661 | 8.0653 | 7.4602
NSR IL Power - SO2 Cap Annual v3.1 | 921 | 1845 | Rate Constraint in MTons | FALSE | L | Annual | Qualifying Generation | TWh | 10.1706 | 12.8216 | 11.7169 | 11.9445 | 10.6757 | 11.1661 | 8.0653 | 7.4602
NSR IL Power - SO2 Cap Annual v3.1 | 921 | 1845 | Rate Constraint in MTons | FALSE | L | Annual | Rate | lb/MWh | 0.70886 | 0.70886 | 0.70319 | 0.70319 | 0.70319 | 0.70319 | 0.71019 | 0.71019
NSR IL Power - SO2 Cap Annual v3.1 | 921 | 1845 | Rate Constraint in MTons | FALSE | L | Annual | Constraint Shadow Price | US2016$/Ton | 0 | 0 | 0 | 0 | 0 | 0 | 0 | 0
NSR Interstate System-Wide NOX Cap v5.16 | 922 | 6616 | Rate Constraint in MTons | FALSE | L | Annual | Seasons Included | Seasons | Winter, WintShld, Summer | Winter, WintShld, Summer | Winter, WintShld, Summer | Winter, WintShld, Summer | Winter, WintShld, Summer | Winter, WintShld, Summer | Winter, WintShld, Summer | Winter, WintShld, Summer
NSR Interstate System-Wide NOX Cap v5.16 | 922 | 6616 | Rate Constraint in MTons | FALSE | L | Annual | Standard NOX | Thousand Tons | 7.25 | 6.8 | 6.8 | 6.8 | 6.8 | 6.8 | 6.8 | 6.8
NSR Interstate System-Wide NOX Cap v5.16 | 922 | 6616 | Rate Constraint in MTons | FALSE | L | Annual | Emissions at Affected Plants NOX | Thousand Tons | 2.8763 | 2.5538 | 2.2478 | 2.0632 | 1.9999 | 1.9702 | 1.3429 | 1.106
NSR Interstate System-Wide NOX Cap v5.16 | 922 | 6616 | Rate Constraint in MTons | FALSE | L | Annual | Allowances Purchased NOX | Thousand Tons | 0 | 0 | 0 | 0 | 0 | 0 | 0 | 0
NSR Interstate System-Wide NOX Cap v5.16 | 922 | 6616 | Rate Constraint in MTons | FALSE | L | Annual | Allowances Sold NOX | Thousand Tons | 0 | 0 | 0 | 0 | 0 | 0 | 0 | 0
NSR Interstate System-Wide NOX Cap v5.16 | 922 | 6616 | Rate Constraint in MTons | FALSE | L | Annual | Allowances Banked | Thousand Tons | 0 | 0 | 0 | 0 | 0 | 0 | 0 | 0
NSR Interstate System-Wide NOX Cap v5.16 | 922 | 6616 | Rate Constraint in MTons | FALSE | L | Annual | Allowances Withdrawn (1:1) | Thousand Tons | 0 | 0 | 0 | 0 | 0 | 0 | 0 | 0
NSR Interstate System-Wide NOX Cap v5.16 | 922 | 6616 | Rate Constraint in MTons | FALSE | L | Annual | Allowances Withdrawn (n:1) | Thousand Tons | 0 | 0 | 0 | 0 | 0 | 0 | 0 | 0
NSR Interstate System-Wide NOX Cap v5.16 | 922 | 6616 | Rate Constraint in MTons | FALSE | L | Annual | Net Emissions Allowance Position | Thousand Tons | 2.8763 | 2.5538 | 2.2478 | 2.0632 | 1.9999 | 1.9702 | 1.3429 | 1.106
NSR Interstate System-Wide NOX Cap v5.16 | 922 | 6616 | Rate Constraint in MTons | FALSE | L | Annual | Fuel Consumed | TBtu | 58.8445 | 58.2116 | 55.6559 | 51.0102 | 49.427 | 49.2548 | 33.573 | 27.6502
NSR Interstate System-Wide NOX Cap v5.16 | 922 | 6616 | Rate Constraint in MTons | FALSE | L | Annual | Rate | lb/MMBtu | 0.09776 | 0.087741 | 0.080774 | 0.080894 | 0.080922 | 0.08 | 0.08 | 0.08
NSR Interstate System-Wide NOX Cap v5.16 | 922 | 6616 | Rate Constraint in MTons | FALSE | L | Annual | Generation | TWh | 5.4429 | 5.3795 | 5.2712 | 4.8306 | 4.6806 | 4.6684 | 3.1821 | 2.6207
NSR Interstate System-Wide NOX Cap v5.16 | 922 | 6616 | Rate Constraint in MTons | FALSE | L | Annual | Qualifying Generation | TWh | 5.4429 | 5.3795 | 5.2712 | 4.8306 | 4.6806 | 4.6684 | 3.1821 | 2.6207
NSR Interstate System-Wide NOX Cap v5.16 | 922 | 6616 | Rate Constraint in MTons | FALSE | L | Annual | Rate | lb/MWh | 1.0569 | 0.94944 | 0.85286 | 0.85422 | 0.85455 | 0.84405 | 0.84405 | 0.84405
NSR Interstate System-Wide NOX Cap v5.16 | 922 | 6616 | Rate Constraint in MTons | FALSE | L | Annual | Constraint Shadow Price | US2016$/Ton | 0 | 0 | 0 | 0 | 0 | 0 | 0 | 0
NSR Interstate System-Wide SO2 Cap v5.16 | 923 | 6625 | Rate Constraint in MTons | FALSE | L | Annual | Seasons Included | Seasons | Winter, WintShld, Summer | Winter, WintShld, Summer | Winter, WintShld, Summer | Winter, WintShld, Summer | Winter, WintShld, Summer | Winter, WintShld, Summer | Winter, WintShld, Summer | Winter, WintShld, Summer
NSR Interstate System-Wide SO2 Cap v5.16 | 923 | 6625 | Rate Constraint in MTons | FALSE | L | Annual | Standard SO2 | Thousand Tons | 11 | 6 | 6 | 3.25 | 3.25 | 3.25 | 3.25 | 3.25
NSR Interstate System-Wide SO2 Cap v5.16 | 923 | 6625 | Rate Constraint in MTons | FALSE | L | Annual | Emissions at Affected Plants SO2 | Thousand Tons | 6.8553 | 2.4723 | 2.0055 | 1.8438 | 1.7878 | 1.7396 | 1.1858 | 0.97658
NSR Interstate System-Wide SO2 Cap v5.16 | 923 | 6625 | Rate Constraint in MTons | FALSE | L | Annual | Allowances Purchased SO2 | Thousand Tons | 0 | 0 | 0 | 0 | 0 | 0 | 0 | 0
NSR Interstate System-Wide SO2 Cap v5.16 | 923 | 6625 | Rate Constraint in MTons | FALSE | L | Annual | Allowances Sold SO2 | Thousand Tons | 0 | 0 | 0 | 0 | 0 | 0 | 0 | 0
NSR Interstate System-Wide SO2 Cap v5.16 | 923 | 6625 | Rate Constraint in MTons | FALSE | L | Annual | Allowances Banked | Thousand Tons | 0 | 0 | 0 | 0 | 0 | 0 | 0 | 0
NSR Interstate System-Wide SO2 Cap v5.16 | 923 | 6625 | Rate Constraint in MTons | FALSE | L | Annual | Allowances Withdrawn (1:1) | Thousand Tons | 0 | 0 | 0 | 0 | 0 | 0 | 0 | 0
NSR Interstate System-Wide SO2 Cap v5.16 | 923 | 6625 | Rate Constraint in MTons | FALSE | L | Annual | Allowances Withdrawn (n:1) | Thousand Tons | 0 | 0 | 0 | 0 | 0 | 0 | 0 | 0
NSR Interstate System-Wide SO2 Cap v5.16 | 923 | 6625 | Rate Constraint in MTons | FALSE | L | Annual | Net Emissions Allowance Position | Thousand Tons | 6.8553 | 2.4723 | 2.0055 | 1.8438 | 1.7878 | 1.7396 | 1.1858 | 0.97658
NSR Interstate System-Wide SO2 Cap v5.16 | 923 | 6625 | Rate Constraint in MTons | FALSE | L | Annual | Fuel Consumed | TBtu | 58.8445 | 58.2116 | 55.6559 | 51.0102 | 49.427 | 49.2548 | 33.573 | 27.6502
NSR Interstate System-Wide SO2 Cap v5.16 | 923 | 6625 | Rate Constraint in MTons | FALSE | L | Annual | Rate | lb/MMBtu | 0.233 | 0.084941 | 0.072068 | 0.07229 | 0.072343 | 0.070638 | 0.070638 | 0.070638
NSR Interstate System-Wide SO2 Cap v5.16 | 923 | 6625 | Rate Constraint in MTons | FALSE | L | Annual | Generation | TWh | 5.4429 | 5.3795 | 5.2712 | 4.8306 | 4.6806 | 4.6684 | 3.1821 | 2.6207
NSR Interstate System-Wide SO2 Cap v5.16 | 923 | 6625 | Rate Constraint in MTons | FALSE | L | Annual | Qualifying Generation | TWh | 5.4429 | 5.3795 | 5.2712 | 4.8306 | 4.6806 | 4.6684 | 3.1821 | 2.6207
NSR Interstate System-Wide SO2 Cap v5.16 | 923 | 6625 | Rate Constraint in MTons | FALSE | L | Annual | Rate | lb/MWh | 2.519 | 0.91914 | 0.76094 | 0.76336 | 0.76394 | 0.74527 | 0.74527 | 0.74527
NSR Interstate System-Wide SO2 Cap v5.16 | 923 | 6625 | Rate Constraint in MTons | FALSE | L | Annual | Constraint Shadow Price | US2016$/Ton | 0 | 0 | 0 | 0 | 0 | 0 | 0 | 0
NSR J P Madgett 1 - Hg Rate Annual v5.13 | 924 | 5963 | Rate Constraint in lbs/MMBtu | FALSE | L | Annual | Seasons Included | Seasons | Winter, WintShld, Summer | Winter, WintShld, Summer | Winter, WintShld, Summer | Winter, WintShld, Summer | Winter, WintShld, Summer | Winter, WintShld, Summer | Winter, WintShld, Summer | Winter, WintShld, Summer
NSR J P Madgett 1 - Hg Rate Annual v5.13 | 924 | 5963 | Rate Constraint in lbs/MMBtu | FALSE | L | Annual | Standard MER | lb/MMBtu | 0.015 | 0.015 | 0.015 | 0.015 | 0.015 | 0.015 | 0.015 | 0.015
NSR J P Madgett 1 - Hg Rate Annual v5.13 | 924 | 5963 | Rate Constraint in lbs/MMBtu | FALSE | L | Annual | Emissions at Affected Plants MER | lbs | 5.9644 | 13.1288 | 12.3613 | 10.8269 | 8.7539 | 10.0481 | 8.7539 | 6.0433
NSR J P Madgett 1 - Hg Rate Annual v5.13 | 924 | 5963 | Rate Constraint in lbs/MMBtu | FALSE | L | Annual | Allowances Purchased MER | lbs | 0 | 0 | 0 | 0 | 0 | 0 | 0 | 0
NSR J P Madgett 1 - Hg Rate Annual v5.13 | 924 | 5963 | Rate Constraint in lbs/MMBtu | FALSE | L | Annual | Allowances Sold MER | lbs | 0 | 0 | 0 | 0 | 0 | 0 | 0 | 0
NSR J P Madgett 1 - Hg Rate Annual v5.13 | 924 | 5963 | Rate Constraint in lbs/MMBtu | FALSE | L | Annual | Allowances Banked | lbs | 0 | 0 | 0 | 0 | 0 | 0 | 0 | 0
NSR J P Madgett 1 - Hg Rate Annual v5.13 | 924 | 5963 | Rate Constraint in lbs/MMBtu | FALSE | L | Annual | Allowances Withdrawn (1:1) | lbs | 0 | 0 | 0 | 0 | 0 | 0 | 0 | 0
NSR J P Madgett 1 - Hg Rate Annual v5.13 | 924 | 5963 | Rate Constraint in lbs/MMBtu | FALSE | L | Annual | Allowances Withdrawn (n:1) | lbs | 0 | 0 | 0 | 0 | 0 | 0 | 0 | 0
NSR J P Madgett 1 - Hg Rate Annual v5.13 | 924 | 5963 | Rate Constraint in lbs/MMBtu | FALSE | L | Annual | Net Emissions Allowance Position | lbs | 5.9644 | 13.1288 | 12.3613 | 10.8269 | 8.7539 | 10.0481 | 8.7539 | 6.0433
NSR J P Madgett 1 - Hg Rate Annual v5.13 | 924 | 5963 | Rate Constraint in lbs/MMBtu | FALSE | L | Annual | Fuel Consumed | TBtu | 10.6293 | 23.3973 | 22.0296 | 19.2949 | 15.6005 | 17.9071 | 15.6005 | 10.77
NSR J P Madgett 1 - Hg Rate Annual v5.13 | 924 | 5963 | Rate Constraint in lbs/MMBtu | FALSE | L | Annual | Rate | lb/MMBtu | 5.6112e-07 | 5.6112e-07 | 5.6112e-07 | 5.6112e-07 | 5.6112e-07 | 5.6112e-07 | 5.6112e-07 | 5.6112e-07
NSR J P Madgett 1 - Hg Rate Annual v5.13 | 924 | 5963 | Rate Constraint in lbs/MMBtu | FALSE | L | Annual | Generation | TWh | 0.94516 | 2.0805 | 2.0174 | 1.767 | 1.4286 | 1.6399 | 1.4286 | 0.98627
NSR J P Madgett 1 - Hg Rate Annual v5.13 | 924 | 5963 | Rate Constraint in lbs/MMBtu | FALSE | L | Annual | Qualifying Generation | TWh | 0.94516 | 2.0805 | 2.0174 | 1.767 | 1.4286 | 1.6399 | 1.4286 | 0.98627
NSR J P Madgett 1 - Hg Rate Annual v5.13 | 924 | 5963 | Rate Constraint in lbs/MMBtu | FALSE | L | Annual | Rate | lb/MWh | 6.3104e-06 | 6.3104e-06 | 6.1274e-06 | 6.1274e-06 | 6.1274e-06 | 6.1274e-06 | 6.1274e-06 | 6.1274e-06
NSR J P Madgett 1 - Hg Rate Annual v5.13 | 924 | 5963 | Rate Constraint in lbs/MMBtu | FALSE | L | Annual | Constraint Shadow Price | US2016$/Lb | 0 | 0 | 0 | 0 | 0 | 0 | 0 | 0
NSR J P Madgett 1 - NOx Rate Annual v5.13 | 925 | 5962 | Rate Constraint in lbs/MMBtu | FALSE | L | Annual | Seasons Included | Seasons | Winter, WintShld, Summer | Winter, WintShld, Summer | Winter, WintShld, Summer | Winter, WintShld, Summer | Winter, WintShld, Summer | Winter, WintShld, Summer | Winter, WintShld, Summer | Winter, WintShld, Summer
NSR J P Madgett 1 - NOx Rate Annual v5.13 | 925 | 5962 | Rate Constraint in lbs/MMBtu | FALSE | L | Annual | Standard NOX | lb/MMBtu | 0.08 | 0.08 | 0.08 | 0.08 | 0.08 | 0.08 | 0.08 | 0.08
NSR J P Madgett 1 - NOx Rate Annual v5.13 | 925 | 5962 | Rate Constraint in lbs/MMBtu | FALSE | L | Annual | Emissions at Affected Plants NOX | Thousand Tons | 0.38632 | 0.85038 | 0.80066 | 0.70127 | 0.567 | 0.65083 | 0.567 | 0.39143
NSR J P Madgett 1 - NOx Rate Annual v5.13 | 925 | 5962 | Rate Constraint in lbs/MMBtu | FALSE | L | Annual | Allowances Purchased NOX | Thousand Tons | 0 | 0 | 0 | 0 | 0 | 0 | 0 | 0
NSR J P Madgett 1 - NOx Rate Annual v5.13 | 925 | 5962 | Rate Constraint in lbs/MMBtu | FALSE | L | Annual | Allowances Sold NOX | Thousand Tons | 0 | 0 | 0 | 0 | 0 | 0 | 0 | 0
NSR J P Madgett 1 - NOx Rate Annual v5.13 | 925 | 5962 | Rate Constraint in lbs/MMBtu | FALSE | L | Annual | Allowances Banked | Thousand Tons | 0 | 0 | 0 | 0 | 0 | 0 | 0 | 0
NSR J P Madgett 1 - NOx Rate Annual v5.13 | 925 | 5962 | Rate Constraint in lbs/MMBtu | FALSE | L | Annual | Allowances Withdrawn (1:1) | Thousand Tons | 0 | 0 | 0 | 0 | 0 | 0 | 0 | 0
NSR J P Madgett 1 - NOx Rate Annual v5.13 | 925 | 5962 | Rate Constraint in lbs/MMBtu | FALSE | L | Annual | Allowances Withdrawn (n:1) | Thousand Tons | 0 | 0 | 0 | 0 | 0 | 0 | 0 | 0
NSR J P Madgett 1 - NOx Rate Annual v5.13 | 925 | 5962 | Rate Constraint in lbs/MMBtu | FALSE | L | Annual | Net Emissions Allowance Position | Thousand Tons | 0.38632 | 0.85038 | 0.80066 | 0.70127 | 0.567 | 0.65083 | 0.567 | 0.39143
NSR J P Madgett 1 - NOx Rate Annual v5.13 | 925 | 5962 | Rate Constraint in lbs/MMBtu | FALSE | L | Annual | Fuel Consumed | TBtu | 10.6293 | 23.3973 | 22.0296 | 19.2949 | 15.6005 | 17.9071 | 15.6005 | 10.77
NSR J P Madgett 1 - NOx Rate Annual v5.13 | 925 | 5962 | Rate Constraint in lbs/MMBtu | FALSE | L | Annual | Rate | lb/MMBtu | 0.07269 | 0.07269 | 0.07269 | 0.07269 | 0.07269 | 0.07269 | 0.07269 | 0.07269
NSR J P Madgett 1 - NOx Rate Annual v5.13 | 925 | 5962 | Rate Constraint in lbs/MMBtu | FALSE | L | Annual | Generation | TWh | 0.94516 | 2.0805 | 2.0174 | 1.767 | 1.4286 | 1.6399 | 1.4286 | 0.98627
NSR J P Madgett 1 - NOx Rate Annual v5.13 | 925 | 5962 | Rate Constraint in lbs/MMBtu | FALSE | L | Annual | Qualifying Generation | TWh | 0.94516 | 2.0805 | 2.0174 | 1.767 | 1.4286 | 1.6399 | 1.4286 | 0.98627
NSR J P Madgett 1 - NOx Rate Annual v5.13 | 925 | 5962 | Rate Constraint in lbs/MMBtu | FALSE | L | Annual | Rate | lb/MWh | 0.81747 | 0.81747 | 0.79377 | 0.79377 | 0.79377 | 0.79377 | 0.79377 | 0.79377
NSR J P Madgett 1 - NOx Rate Annual v5.13 | 925 | 5962 | Rate Constraint in lbs/MMBtu | FALSE | L | Annual | Constraint Shadow Price | US2016$/Ton | 0 | 0 | 0 | 0 | 0 | 0 | 0 | 0
NSR J P Madgett 1 - SO2 Rate Annual v5.13 | 926 | 5961 | Rate Constraint in lbs/MMBtu | FALSE | L | Annual | Seasons Included | Seasons | Winter, WintShld, Summer | Winter, WintShld, Summer | Winter, WintShld, Summer | Winter, WintShld, Summer | Winter, WintShld, Summer | Winter, WintShld, Summer | Winter, WintShld, Summer | Winter, WintShld, Summer
NSR J P Madgett 1 - SO2 Rate Annual v5.13 | 926 | 5961 | Rate Constraint in lbs/MMBtu | FALSE | L | Annual | Standard SO2 | lb/MMBtu | 0.09 | 0.09 | 0.09 | 0.09 | 0.09 | 0.09 | 0.09 | 0.09
NSR J P Madgett 1 - SO2 Rate Annual v5.13 | 926 | 5961 | Rate Constraint in lbs/MMBtu | FALSE | L | Annual | Emissions at Affected Plants SO2 | Thousand Tons | 0.44415 | 0.97767 | 0.92052 | 0.86827 | 0.70202 | 0.80582 | 0.70202 | 0.48465
NSR J P Madgett 1 - SO2 Rate Annual v5.13 | 926 | 5961 | Rate Constraint in lbs/MMBtu | FALSE | L | Annual | Allowances Purchased SO2 | Thousand Tons | 0 | 0 | 0 | 0 | 0 | 0 | 0 | 0
NSR J P Madgett 1 - SO2 Rate Annual v5.13 | 926 | 5961 | Rate Constraint in lbs/MMBtu | FALSE | L | Annual | Allowances Sold SO2 | Thousand Tons | 0 | 0 | 0 | 0 | 0 | 0 | 0 | 0
NSR J P Madgett 1 - SO2 Rate Annual v5.13 | 926 | 5961 | Rate Constraint in lbs/MMBtu | FALSE | L | Annual | Allowances Banked | Thousand Tons | 0 | 0 | 0 | 0 | 0 | 0 | 0 | 0
NSR J P Madgett 1 - SO2 Rate Annual v5.13 | 926 | 5961 | Rate Constraint in lbs/MMBtu | FALSE | L | Annual | Allowances Withdrawn (1:1) | Thousand Tons | 0 | 0 | 0 | 0 | 0 | 0 | 0 | 0
NSR J P Madgett 1 - SO2 Rate Annual v5.13 | 926 | 5961 | Rate Constraint in lbs/MMBtu | FALSE | L | Annual | Allowances Withdrawn (n:1) | Thousand Tons | 0 | 0 | 0 | 0 | 0 | 0 | 0 | 0
NSR J P Madgett 1 - SO2 Rate Annual v5.13 | 926 | 5961 | Rate Constraint in lbs/MMBtu | FALSE | L | Annual | Net Emissions Allowance Position | Thousand Tons | 0.44415 | 0.97767 | 0.92052 | 0.86827 | 0.70202 | 0.80582 | 0.70202 | 0.48465
NSR J P Madgett 1 - SO2 Rate Annual v5.13 | 926 | 5961 | Rate Constraint in lbs/MMBtu | FALSE | L | Annual | Fuel Consumed | TBtu | 10.6293 | 23.3973 | 22.0296 | 19.2949 | 15.6005 | 17.9071 | 15.6005 | 10.77
NSR J P Madgett 1 - SO2 Rate Annual v5.13 | 926 | 5961 | Rate Constraint in lbs/MMBtu | FALSE | L | Annual | Rate | lb/MMBtu | 0.083571 | 0.083571 | 0.083571 | 0.09 | 0.09 | 0.09 | 0.09 | 0.09
NSR J P Madgett 1 - SO2 Rate Annual v5.13 | 926 | 5961 | Rate Constraint in lbs/MMBtu | FALSE | L | Annual | Generation | TWh | 0.94516 | 2.0805 | 2.0174 | 1.767 | 1.4286 | 1.6399 | 1.4286 | 0.98627
NSR J P Madgett 1 - SO2 Rate Annual v5.13 | 926 | 5961 | Rate Constraint in lbs/MMBtu | FALSE | L | Annual | Qualifying Generation | TWh | 0.94516 | 2.0805 | 2.0174 | 1.767 | 1.4286 | 1.6399 | 1.4286 | 0.98627
NSR J P Madgett 1 - SO2 Rate Annual v5.13 | 926 | 5961 | Rate Constraint in lbs/MMBtu | FALSE | L | Annual | Rate | lb/MWh | 0.93984 | 0.93984 | 0.91258 | 0.98279 | 0.98279 | 0.98279 | 0.98279 | 0.98279
NSR J P Madgett 1 - SO2 Rate Annual v5.13 | 926 | 5961 | Rate Constraint in lbs/MMBtu | FALSE | L | Annual | Constraint Shadow Price | US2016$/Ton | 0 | 0 | 0 | 92.4152 | 297.549 | 178.879 | 465.8068 | 633.0663
NSR James Miller 3,4 - NOX Rate Annual v3.1, Unit 4088 and retrofits | 927 | 1871 | Rate Constraint in lbs/MMBtu | FALSE | L | Annual | Seasons Included | Seasons | Winter, WintShld, Summer | Winter, WintShld, Summer | Winter, WintShld, Summer | Winter, WintShld, Summer | Winter, WintShld, Summer | Winter, WintShld, Summer | Winter, WintShld, Summer | Winter, WintShld, Summer
NSR James Miller 3,4 - NOX Rate Annual v3.1, Unit 4088 and retrofits | 927 | 1871 | Rate Constraint in lbs/MMBtu | FALSE | L | Annual | Standard NOX | lb/MMBtu | 0.1 | 0.1 | 0.1 | 0.1 | 0.1 | 0.1 | 0.1 | 0.1
NSR James Miller 3,4 - NOX Rate Annual v3.1, Unit 4088 and retrofits | 927 | 1871 | Rate Constraint in lbs/MMBtu | FALSE | L | Annual | Emissions at Affected Plants NOX | Thousand Tons | 1.1579 | 1.1515 | 1.1555 | 1.4563 | 1.131 | 1.2391 | 1.2391 | 1.131
NSR James Miller 3,4 - NOX Rate Annual v3.1, Unit 4088 and retrofits | 927 | 1871 | Rate Constraint in lbs/MMBtu | FALSE | L | Annual | Allowances Purchased NOX | Thousand Tons | 0 | 0 | 0 | 0 | 0 | 0 | 0 | 0
NSR James Miller 3,4 - NOX Rate Annual v3.1, Unit 4088 and retrofits | 927 | 1871 | Rate Constraint in lbs/MMBtu | FALSE | L | Annual | Allowances Sold NOX | Thousand Tons | 0 | 0 | 0 | 0 | 0 | 0 | 0 | 0
NSR James Miller 3,4 - NOX Rate Annual v3.1, Unit 4088 and retrofits | 927 | 1871 | Rate Constraint in lbs/MMBtu | FALSE | L | Annual | Allowances Banked | Thousand Tons | 0 | 0 | 0 | 0 | 0 | 0 | 0 | 0
NSR James Miller 3,4 - NOX Rate Annual v3.1, Unit 4088 and retrofits | 927 | 1871 | Rate Constraint in lbs/MMBtu | FALSE | L | Annual | Allowances Withdrawn (1:1) | Thousand Tons | 0 | 0 | 0 | 0 | 0 | 0 | 0 | 0
NSR James Miller 3,4 - NOX Rate Annual v3.1, Unit 4088 and retrofits | 927 | 1871 | Rate Constraint in lbs/MMBtu | FALSE | L | Annual | Allowances Withdrawn (n:1) | Thousand Tons | 0 | 0 | 0 | 0 | 0 | 0 | 0 | 0
NSR James Miller 3,4 - NOX Rate Annual v3.1, Unit 4088 and retrofits | 927 | 1871 | Rate Constraint in lbs/MMBtu | FALSE | L | Annual | Net Emissions Allowance Position | Thousand Tons | 1.1579 | 1.1515 | 1.1555 | 1.4563 | 1.131 | 1.2391 | 1.2391 | 1.131
NSR James Miller 3,4 - NOX Rate Annual v3.1, Unit 4088 and retrofits | 927 | 1871 | Rate Constraint in lbs/MMBtu | FALSE | L | Annual | Fuel Consumed | TBtu | 31.4816 | 31.3066 | 31.4152 | 39.5941 | 30.7501 | 33.6904 | 33.6904 | 30.7501
NSR James Miller 3,4 - NOX Rate Annual v3.1, Unit 4088 and retrofits | 927 | 1871 | Rate Constraint in lbs/MMBtu | FALSE | L | Annual | Rate | lb/MMBtu | 0.07356 | 0.07356 | 0.07356 | 0.07356 | 0.07356 | 0.07356 | 0.07356 | 0.07356
NSR James Miller 3,4 - NOX Rate Annual v3.1, Unit 4088 and retrofits | 927 | 1871 | Rate Constraint in lbs/MMBtu | FALSE | L | Annual | Generation | TWh | 3.066 | 3.0489 | 3.0842 | 3.8872 | 3.0189 | 3.3076 | 3.3076 | 3.0189
NSR James Miller 3,4 - NOX Rate Annual v3.1, Unit 4088 and retrofits | 927 | 1871 | Rate Constraint in lbs/MMBtu | FALSE | L | Annual | Qualifying Generation | TWh | 3.066 | 3.0489 | 3.0842 | 3.8872 | 3.0189 | 3.3076 | 3.3076 | 3.0189
NSR James Miller 3,4 - NOX Rate Annual v3.1, Unit 4088 and retrofits | 927 | 1871 | Rate Constraint in lbs/MMBtu | FALSE | L | Annual | Rate | lb/MWh | 0.75531 | 0.75531 | 0.74927 | 0.74927 | 0.74927 | 0.74927 | 0.74927 | 0.74927
NSR James Miller 3,4 - NOX Rate Annual v3.1, Unit 4088 and retrofits | 927 | 1871 | Rate Constraint in lbs/MMBtu | FALSE | L | Annual | Constraint Shadow Price | US2016$/Ton | 0 | 0 | 0 | 0 | 0 | 0 | 0 | 0
NSR James Miller 3,4 - NOX Rate Annual v3.1, Unit 4089 and retrofits | 928 | 1871 | Rate Constraint in lbs/MMBtu | FALSE | L | Annual | Seasons Included | Seasons | Winter, WintShld, Summer | Winter, WintShld, Summer | Winter, WintShld, Summer | Winter, WintShld, Summer | Winter, WintShld, Summer | Winter, WintShld, Summer | Winter, WintShld, Summer | Winter, WintShld, Summer
NSR James Miller 3,4 - NOX Rate Annual v3.1, Unit 4089 and retrofits | 928 | 1871 | Rate Constraint in lbs/MMBtu | FALSE | L | Annual | Standard NOX | lb/MMBtu | 0.1 | 0.1 | 0.1 | 0.1 | 0.1 | 0.1 | 0.1 | 0.1
NSR James Miller 3,4 - NOX Rate Annual v3.1, Unit 4089 and retrofits | 928 | 1871 | Rate Constraint in lbs/MMBtu | FALSE | L | Annual | Emissions at Affected Plants NOX | Thousand Tons | 1.0383 | 1.0076 | 0.99956 | 1.2598 | 0.97839 | 1.0719 | 1.0719 | 0.97839
NSR James Miller 3,4 - NOX Rate Annual v3.1, Unit 4089 and retrofits | 928 | 1871 | Rate Constraint in lbs/MMBtu | FALSE | L | Annual | Allowances Purchased NOX | Thousand Tons | 0 | 0 | 0 | 0 | 0 | 0 | 0 | 0
NSR James Miller 3,4 - NOX Rate Annual v3.1, Unit 4089 and retrofits | 928 | 1871 | Rate Constraint in lbs/MMBtu | FALSE | L | Annual | Allowances Sold NOX | Thousand Tons | 0 | 0 | 0 | 0 | 0 | 0 | 0 | 0
NSR James Miller 3,4 - NOX Rate Annual v3.1, Unit 4089 and retrofits | 928 | 1871 | Rate Constraint in lbs/MMBtu | FALSE | L | Annual | Allowances Banked | Thousand Tons | 0 | 0 | 0 | 0 | 0 | 0 | 0 | 0
NSR James Miller 3,4 - NOX Rate Annual v3.1, Unit 4089 and retrofits | 928 | 1871 | Rate Constraint in lbs/MMBtu | FALSE | L | Annual | Allowances Withdrawn (1:1) | Thousand Tons | 0 | 0 | 0 | 0 | 0 | 0 | 0 | 0
NSR James Miller 3,4 - NOX Rate Annual v3.1, Unit 4089 and retrofits | 928 | 1871 | Rate Constraint in lbs/MMBtu | FALSE | L | Annual | Allowances Withdrawn (n:1) | Thousand Tons | 0 | 0 | 0 | 0 | 0 | 0 | 0 | 0
NSR James Miller 3,4 - NOX Rate Annual v3.1, Unit 4089 and retrofits | 928 | 1871 | Rate Constraint in lbs/MMBtu | FALSE | L | Annual | Net Emissions Allowance Position | Thousand Tons | 1.0383 | 1.0076 | 0.99956 | 1.2598 | 0.97839 | 1.0719 | 1.0719 | 0.97839
NSR James Miller 3,4 - NOX Rate Annual v3.1, Unit 4089 and retrofits | 928 | 1871 | Rate Constraint in lbs/MMBtu | FALSE | L | Annual | Fuel Consumed | TBtu | 32.6188 | 31.6562 | 31.4029 | 39.5787 | 30.7381 | 33.6773 | 33.6773 | 30.7381
NSR James Miller 3,4 - NOX Rate Annual v3.1, Unit 4089 and retrofits | 928 | 1871 | Rate Constraint in lbs/MMBtu | FALSE | L | Annual | Rate | lb/MMBtu | 0.06366 | 0.06366 | 0.06366 | 0.06366 | 0.06366 | 0.06366 | 0.06366 | 0.06366
NSR James Miller 3,4 - NOX Rate Annual v3.1, Unit 4089 and retrofits | 928 | 1871 | Rate Constraint in lbs/MMBtu | FALSE | L | Annual | Generation | TWh | 3.178 | 3.0842 | 3.0842 | 3.8872 | 3.0189 | 3.3076 | 3.3076 | 3.0189
NSR James Miller 3,4 - NOX Rate Annual v3.1, Unit 4089 and retrofits | 928 | 1871 | Rate Constraint in lbs/MMBtu | FALSE | L | Annual | Qualifying Generation | TWh | 3.178 | 3.0842 | 3.0842 | 3.8872 | 3.0189 | 3.3076 | 3.3076 | 3.0189
NSR James Miller 3,4 - NOX Rate Annual v3.1, Unit 4089 and retrofits | 928 | 1871 | Rate Constraint in lbs/MMBtu | FALSE | L | Annual | Rate | lb/MWh | 0.65341 | 0.65341 | 0.64818 | 0.64818 | 0.64818 | 0.64818 | 0.64818 | 0.64818
NSR James Miller 3,4 - NOX Rate Annual v3.1, Unit 4089 and retrofits | 928 | 1871 | Rate Constraint in lbs/MMBtu | FALSE | L | Annual | Constraint Shadow Price | US2016$/Ton | 0 | 0 | 0 | 0 | 0 | 0 | 0 | 0
NSR Karn 1,2 - NOX Rate Annual v5.16 | 929 | 6639 | Rate Constraint in lbs/MMBtu | FALSE | L | Annual | Seasons Included | Seasons | Winter, WintShld, Summer | Winter, WintShld, Summer | Winter, WintShld, Summer | Winter, WintShld, Summer | Winter, WintShld, Summer | Winter, WintShld, Summer | Winter, WintShld, Summer | Winter, WintShld, Summer
NSR Karn 1,2 - NOX Rate Annual v5.16 | 929 | 6639 | Rate Constraint in lbs/MMBtu | FALSE | L | Annual | Standard NOX | lb/MMBtu | 0.08 | 0.08 | 0.08 | 0.08 | 0.08 | 0.08 | 0.08 | 0.08
NSR Karn 1,2 - NOX Rate Annual v5.16 | 929 | 6639 | Rate Constraint in lbs/MMBtu | FALSE | L | Annual | Emissions at Affected Plants NOX | Thousand Tons | 0.42637 | 0 | 0 | 0 | 0 | 0 | 0 | 0
NSR Karn 1,2 - NOX Rate Annual v5.16 | 929 | 6639 | Rate Constraint in lbs/MMBtu | FALSE | L | Annual | Allowances Purchased NOX | Thousand Tons | 0 | 0 | 0 | 0 | 0 | 0 | 0 | 0
NSR Karn 1,2 - NOX Rate Annual v5.16 | 929 | 6639 | Rate Constraint in lbs/MMBtu | FALSE | L | Annual | Allowances Sold NOX | Thousand Tons | 0 | 0 | 0 | 0 | 0 | 0 | 0 | 0
NSR Karn 1,2 - NOX Rate Annual v5.16 | 929 | 6639 | Rate Constraint in lbs/MMBtu | FALSE | L | Annual | Allowances Banked | Thousand Tons | 0 | 0 | 0 | 0 | 0 | 0 | 0 | 0
NSR Karn 1,2 - NOX Rate Annual v5.16 | 929 | 6639 | Rate Constraint in lbs/MMBtu | FALSE | L | Annual | Allowances Withdrawn (1:1) | Thousand Tons | 0 | 0 | 0 | 0 | 0 | 0 | 0 | 0
NSR Karn 1,2 - NOX Rate Annual v5.16 | 929 | 6639 | Rate Constraint in lbs/MMBtu | FALSE | L | Annual | Allowances Withdrawn (n:1) | Thousand Tons | 0 | 0 | 0 | 0 | 0 | 0 | 0 | 0
NSR Karn 1,2 - NOX Rate Annual v5.16 | 929 | 6639 | Rate Constraint in lbs/MMBtu | FALSE | L | Annual | Net Emissions Allowance Position | Thousand Tons | 0.42637 | 0 | 0 | 0 | 0 | 0 | 0 | 0
NSR Karn 1,2 - NOX Rate Annual v5.16 | 929 | 6639 | Rate Constraint in lbs/MMBtu | FALSE | L | Annual | Fuel Consumed | TBtu | 20.0046 | 0 | 0 | 0 | 0 | 0 | 0 | 0
NSR Karn 1,2 - NOX Rate Annual v5.16 | 929 | 6639 | Rate Constraint in lbs/MMBtu | FALSE | L | Annual | Rate | lb/MMBtu | 0.042627 | 0 | 0 | 0 | 0 | 0 | 0 | 0
NSR Karn 1,2 - NOX Rate Annual v5.16 | 929 | 6639 | Rate Constraint in lbs/MMBtu | FALSE | L | Annual | Generation | TWh | 1.7738 | 0 | 0 | 0 | 0 | 0 | 0 | 0
NSR Karn 1,2 - NOX Rate Annual v5.16 | 929 | 6639 | Rate Constraint in lbs/MMBtu | FALSE | L | Annual | Qualifying Generation | TWh | 1.7738 | 0 | 0 | 0 | 0 | 0 | 0 | 0
NSR Karn 1,2 - NOX Rate Annual v5.16 | 929 | 6639 | Rate Constraint in lbs/MMBtu | FALSE | L | Annual | Rate | lb/MWh | 0.48073 | 0 | 0 | 0 | 0 | 0 | 0 | 0
NSR Karn 1,2 - NOX Rate Annual v5.16 | 929 | 6639 | Rate Constraint in lbs/MMBtu | FALSE | L | Annual | Constraint Shadow Price | US2016$/Ton | 0 | 0 | 0 | 0 | 0 | 0 | 0 | 0
NSR Karn 1,2 - SO2 Rate Annual v5.14 | 930 | 6143 | Rate Constraint in lbs/MMBtu | FALSE | L | Annual | Seasons Included | Seasons | Winter, WintShld, Summer | Winter, WintShld, Summer | Winter, WintShld, Summer | Winter, WintShld, Summer | Winter, WintShld, Summer | Winter, WintShld, Summer | Winter, WintShld, Summer | Winter, WintShld, Summer
NSR Karn 1,2 - SO2 Rate Annual v5.14 | 930 | 6143 | Rate Constraint in lbs/MMBtu | FALSE | L | Annual | Standard SO2 | lb/MMBtu | 0.075 | 0.075 | 0.075 | 0.075 | 0.075 | 0.075 | 0.075 | 0.075
NSR Karn 1,2 - SO2 Rate Annual v5.14 | 930 | 6143 | Rate Constraint in lbs/MMBtu | FALSE | L | Annual | Emissions at Affected Plants SO2 | Thousand Tons | 0.48891 | 0 | 0 | 0 | 0 | 0 | 0 | 0
NSR Karn 1,2 - SO2 Rate Annual v5.14 | 930 | 6143 | Rate Constraint in lbs/MMBtu | FALSE | L | Annual | Allowances Purchased SO2 | Thousand Tons | 0 | 0 | 0 | 0 | 0 | 0 | 0 | 0
NSR Karn 1,2 - SO2 Rate Annual v5.14 | 930 | 6143 | Rate Constraint in lbs/MMBtu | FALSE | L | Annual | Allowances Sold SO2 | Thousand Tons | 0 | 0 | 0 | 0 | 0 | 0 | 0 | 0
NSR Karn 1,2 - SO2 Rate Annual v5.14 | 930 | 6143 | Rate Constraint in lbs/MMBtu | FALSE | L | Annual | Allowances Banked | Thousand Tons | 0 | 0 | 0 | 0 | 0 | 0 | 0 | 0
NSR Karn 1,2 - SO2 Rate Annual v5.14 | 930 | 6143 | Rate Constraint in lbs/MMBtu | FALSE | L | Annual | Allowances Withdrawn (1:1) | Thousand Tons | 0 | 0 | 0 | 0 | 0 | 0 | 0 | 0
NSR Karn 1,2 - SO2 Rate Annual v5.14 | 930 | 6143 | Rate Constraint in lbs/MMBtu | FALSE | L | Annual | Allowances Withdrawn (n:1) | Thousand Tons | 0 | 0 | 0 | 0 | 0 | 0 | 0 | 0
NSR Karn 1,2 - SO2 Rate Annual v5.14 | 930 | 6143 | Rate Constraint in lbs/MMBtu | FALSE | L | Annual | Net Emissions Allowance Position | Thousand Tons | 0.48891 | 0 | 0 | 0 | 0 | 0 | 0 | 0
NSR Karn 1,2 - SO2 Rate Annual v5.14 | 930 | 6143 | Rate Constraint in lbs/MMBtu | FALSE | L | Annual | Fuel Consumed | TBtu | 20.0046 | 0 | 0 | 0 | 0 | 0 | 0 | 0
NSR Karn 1,2 - SO2 Rate Annual v5.14 | 930 | 6143 | Rate Constraint in lbs/MMBtu | FALSE | L | Annual | Rate | lb/MMBtu | 0.04888 | 0 | 0 | 0 | 0 | 0 | 0 | 0
NSR Karn 1,2 - SO2 Rate Annual v5.14 | 930 | 6143 | Rate Constraint in lbs/MMBtu | FALSE | L | Annual | Generation | TWh | 1.7738 | 0 | 0 | 0 | 0 | 0 | 0 | 0
NSR Karn 1,2 - SO2 Rate Annual v5.14 | 930 | 6143 | Rate Constraint in lbs/MMBtu | FALSE | L | Annual | Qualifying Generation | TWh | 1.7738 | 0 | 0 | 0 | 0 | 0 | 0 | 0
NSR Karn 1,2 - SO2 Rate Annual v5.14 | 930 | 6143 | Rate Constraint in lbs/MMBtu | FALSE | L | Annual | Rate | lb/MWh | 0.55125 | 0 | 0 | 0 | 0 | 0 | 0 | 0
NSR Karn 1,2 - SO2 Rate Annual v5.14 | 930 | 6143 | Rate Constraint in lbs/MMBtu | FALSE | L | Annual | Constraint Shadow Price | US2016$/Ton | 0 | 0 | 0 | 0 | 0 | 0 | 0 | 0
NSR Kincaid 1 & 2- Hg Rate Annual v5.13 | 931 | 5982 | Rate Constraint in lbs/MMBtu | FALSE | L | Annual | Seasons Included | Seasons | Winter, WintShld, Summer | Winter, WintShld, Summer | Winter, WintShld, Summer | Winter, WintShld, Summer | Winter, WintShld, Summer | Winter, WintShld, Summer | Winter, WintShld, Summer | Winter, WintShld, Summer
NSR Kincaid 1 & 2- Hg Rate Annual v5.13 | 931 | 5982 | Rate Constraint in lbs/MMBtu | FALSE | L | Annual | Standard MER | lb/MMBtu | 0.015 | 0.015 | 0.015 | 0.015 | 0.015 | 0.015 | 0.015 | 0.015
NSR Kincaid 1 & 2- Hg Rate Annual v5.13 | 931 | 5982 | Rate Constraint in lbs/MMBtu | FALSE | L | Annual | Emissions at Affected Plants MER | lbs | 19.8692 | 0 | 0 | 0 | 0 | 0 | 0 | 0
NSR Kincaid 1 & 2- Hg Rate Annual v5.13 | 931 | 5982 | Rate Constraint in lbs/MMBtu | FALSE | L | Annual | Allowances Purchased MER | lbs | 0 | 0 | 0 | 0 | 0 | 0 | 0 | 0
NSR Kincaid 1 & 2- Hg Rate Annual v5.13 | 931 | 5982 | Rate Constraint in lbs/MMBtu | FALSE | L | Annual | Allowances Sold MER | lbs | 0 | 0 | 0 | 0 | 0 | 0 | 0 | 0
NSR Kincaid 1 & 2- Hg Rate Annual v5.13 | 931 | 5982 | Rate Constraint in lbs/MMBtu | FALSE | L | Annual | Allowances Banked | lbs | 0 | 0 | 0 | 0 | 0 | 0 | 0 | 0
NSR Kincaid 1 & 2- Hg Rate Annual v5.13 | 931 | 5982 | Rate Constraint in lbs/MMBtu | FALSE | L | Annual | Allowances Withdrawn (1:1) | lbs | 0 | 0 | 0 | 0 | 0 | 0 | 0 | 0
NSR Kincaid 1 & 2- Hg Rate Annual v5.13 | 931 | 5982 | Rate Constraint in lbs/MMBtu | FALSE | L | Annual | Allowances Withdrawn (n:1) | lbs | 0 | 0 | 0 | 0 | 0 | 0 | 0 | 0
NSR Kincaid 1 & 2- Hg Rate Annual v5.13 | 931 | 5982 | Rate Constraint in lbs/MMBtu | FALSE | L | Annual | Net Emissions Allowance Position | lbs | 19.8692 | 0 | 0 | 0 | 0 | 0 | 0 | 0
NSR Kincaid 1 & 2- Hg Rate Annual v5.13 | 931 | 5982 | Rate Constraint in lbs/MMBtu | FALSE | L | Annual | Fuel Consumed | TBtu | 35.4096 | 0 | 0 | 0 | 0 | 0 | 0 | 0
NSR Kincaid 1 & 2- Hg Rate Annual v5.13 | 931 | 5982 | Rate Constraint in lbs/MMBtu | FALSE | L | Annual | Rate | lb/MMBtu | 5.6112e-07 | 0 | 0 | 0 | 0 | 0 | 0 | 0
NSR Kincaid 1 & 2- Hg Rate Annual v5.13 | 931 | 5982 | Rate Constraint in lbs/MMBtu | FALSE | L | Annual | Generation | TWh | 3.2679 | 0 | 0 | 0 | 0 | 0 | 0 | 0
NSR Kincaid 1 & 2- Hg Rate Annual v5.13 | 931 | 5982 | Rate Constraint in lbs/MMBtu | FALSE | L | Annual | Qualifying Generation | TWh | 3.2679 | 0 | 0 | 0 | 0 | 0 | 0 | 0
NSR Kincaid 1 & 2- Hg Rate Annual v5.13 | 931 | 5982 | Rate Constraint in lbs/MMBtu | FALSE | L | Annual | Rate | lb/MWh | 6.0801e-06 | 0 | 0 | 0 | 0 | 0 | 0 | 0
NSR Kincaid 1 & 2- Hg Rate Annual v5.13 | 931 | 5982 | Rate Constraint in lbs/MMBtu | FALSE | L | Annual | Constraint Shadow Price | US2016$/Lb | 0 | 0 | 0 | 0 | 0 | 0 | 0 | 0
NSR Kincaid 1 & 2- NOx Cap Annual v5.13 | 932 | 5981 | Rate Constraint in MTons | FALSE | L | Annual | Seasons Included | Seasons | Winter, WintShld, Summer | Winter, WintShld, Summer | Winter, WintShld, Summer | Winter, WintShld, Summer | Winter, WintShld, Summer | Winter, WintShld, Summer | Winter, WintShld, Summer | Winter, WintShld, Summer
NSR Kincaid 1 & 2- NOx Cap Annual v5.13 | 932 | 5981 | Rate Constraint in MTons | FALSE | L | Annual | Standard NOX | Thousand Tons | 3.5 | 3.5 | 3.5 | 3.5 | 3.5 | 3.5 | 3.5 | 3.5
NSR Kincaid 1 & 2- NOx Cap Annual v5.13 | 932 | 5981 | Rate Constraint in MTons | FALSE | L | Annual | Emissions at Affected Plants NOX | Thousand Tons | 1.1364 | 0 | 0 | 0 | 0 | 0 | 0 | 0
NSR Kincaid 1 & 2- NOx Cap Annual v5.13 | 932 | 5981 | Rate Constraint in MTons | FALSE | L | Annual | Allowances Purchased NOX | Thousand Tons | 0 | 0 | 0 | 0 | 0 | 0 | 0 | 0
NSR Kincaid 1 & 2- NOx Cap Annual v5.13 | 932 | 5981 | Rate Constraint in MTons | FALSE | L | Annual | Allowances Sold NOX | Thousand Tons | 0 | 0 | 0 | 0 | 0 | 0 | 0 | 0
NSR Kincaid 1 & 2- NOx Cap Annual v5.13 | 932 | 5981 | Rate Constraint in MTons | FALSE | L | Annual | Allowances Banked | Thousand Tons | 0 | 0 | 0 | 0 | 0 | 0 | 0 | 0
NSR Kincaid 1 & 2- NOx Cap Annual v5.13 | 932 | 5981 | Rate Constraint in MTons | FALSE | L | Annual | Allowances Withdrawn (1:1) | Thousand Tons | 0 | 0 | 0 | 0 | 0 | 0 | 0 | 0
NSR Kincaid 1 & 2- NOx Cap Annual v5.13 | 932 | 5981 | Rate Constraint in MTons | FALSE | L | Annual | Allowances Withdrawn (n:1) | Thousand Tons | 0 | 0 | 0 | 0 | 0 | 0 | 0 | 0
NSR Kincaid 1 & 2- NOx Cap Annual v5.13 | 932 | 5981 | Rate Constraint in MTons | FALSE | L | Annual | Net Emissions Allowance Position | Thousand Tons | 1.1364 | 0 | 0 | 0 | 0 | 0 | 0 | 0
NSR Kincaid 1 & 2- NOx Cap Annual v5.13 | 932 | 5981 | Rate Constraint in MTons | FALSE | L | Annual | Fuel Consumed | TBtu | 35.4096 | 0 | 0 | 0 | 0 | 0 | 0 | 0
NSR Kincaid 1 & 2- NOx Cap Annual v5.13 | 932 | 5981 | Rate Constraint in MTons | FALSE | L | Annual | Rate | lb/MMBtu | 0.064187 | 0 | 0 | 0 | 0 | 0 | 0 | 0
NSR Kincaid 1 & 2- NOx Cap Annual v5.13 | 932 | 5981 | Rate Constraint in MTons | FALSE | L | Annual | Generation | TWh | 3.2679 | 0 | 0 | 0 | 0 | 0 | 0 | 0
NSR Kincaid 1 & 2- NOx Cap Annual v5.13 | 932 | 5981 | Rate Constraint in MTons | FALSE | L | Annual | Qualifying Generation | TWh | 3.2679 | 0 | 0 | 0 | 0 | 0 | 0 | 0
NSR Kincaid 1 & 2- NOx Cap Annual v5.13 | 932 | 5981 | Rate Constraint in MTons | FALSE | L | Annual | Rate | lb/MWh | 0.6955 | 0 | 0 | 0 | 0 | 0 | 0 | 0
NSR Kincaid 1 & 2- NOx Cap Annual v5.13 | 932 | 5981 | Rate Constraint in MTons | FALSE | L | Annual | Constraint Shadow Price | US2016$/Ton | 0 | 0 | 0 | 0 | 0 | 0 | 0 | 0
NSR Kincaid 1 & 2- NOx Rate Annual v5.13 | 933 | 5980 | Rate Constraint in lbs/MMBtu | FALSE | L | Annual | Seasons Included | Seasons | Winter, WintShld, Summer | Winter, WintShld, Summer | Winter, WintShld, Summer | Winter, WintShld, Summer | Winter, WintShld, Summer | Winter, WintShld, Summer | Winter, WintShld, Summer | Winter, WintShld, Summer
NSR Kincaid 1 & 2- NOx Rate Annual v5.13 | 933 | 5980 | Rate Constraint in lbs/MMBtu | FALSE | L | Annual | Standard NOX | lb/MMBtu | 0.08 | 0.08 | 0.08 | 0.08 | 0.08 | 0.08 | 0.08 | 0.08
NSR Kincaid 1 & 2- NOx Rate Annual v5.13 | 933 | 5980 | Rate Constraint in lbs/MMBtu | FALSE | L | Annual | Emissions at Affected Plants NOX | Thousand Tons | 1.1364 | 0 | 0 | 0 | 0 | 0 | 0 | 0
NSR Kincaid 1 & 2- NOx Rate Annual v5.13 | 933 | 5980 | Rate Constraint in lbs/MMBtu | FALSE | L | Annual | Allowances Purchased NOX | Thousand Tons | 0 | 0 | 0 | 0 | 0 | 0 | 0 | 0
NSR Kincaid 1 & 2- NOx Rate Annual v5.13 | 933 | 5980 | Rate Constraint in lbs/MMBtu | FALSE | L | Annual | Allowances Sold NOX | Thousand Tons | 0 | 0 | 0 | 0 | 0 | 0 | 0 | 0
NSR Kincaid 1 & 2- NOx Rate Annual v5.13 | 933 | 5980 | Rate Constraint in lbs/MMBtu | FALSE | L | Annual | Allowances Banked | Thousand Tons | 0 | 0 | 0 | 0 | 0 | 0 | 0 | 0
NSR Kincaid 1 & 2- NOx Rate Annual v5.13 | 933 | 5980 | Rate Constraint in lbs/MMBtu | FALSE | L | Annual | Allowances Withdrawn (1:1) | Thousand Tons | 0 | 0 | 0 | 0 | 0 | 0 | 0 | 0
NSR Kincaid 1 & 2- NOx Rate Annual v5.13 | 933 | 5980 | Rate Constraint in lbs/MMBtu | FALSE | L | Annual | Allowances Withdrawn (n:1) | Thousand Tons | 0 | 0 | 0 | 0 | 0 | 0 | 0 | 0
NSR Kincaid 1 & 2- NOx Rate Annual v5.13 | 933 | 5980 | Rate Constraint in lbs/MMBtu | FALSE | L | Annual | Net Emissions Allowance Position | Thousand Tons | 1.1364 | 0 | 0 | 0 | 0 | 0 | 0 | 0
NSR Kincaid 1 & 2- NOx Rate Annual v5.13 | 933 | 5980 | Rate Constraint in lbs/MMBtu | FALSE | L | Annual | Fuel Consumed | TBtu | 35.4096 | 0 | 0 | 0 | 0 | 0 | 0 | 0
NSR Kincaid 1 & 2- NOx Rate Annual v5.13 | 933 | 5980 | Rate Constraint in lbs/MMBtu | FALSE | L | Annual | Rate | lb/MMBtu | 0.064187 | 0 | 0 | 0 | 0 | 0 | 0 | 0
NSR Kincaid 1 & 2- NOx Rate Annual v5.13 | 933 | 5980 | Rate Constraint in lbs/MMBtu | FALSE | L | Annual | Generation | TWh | 3.2679 | 0 | 0 | 0 | 0 | 0 | 0 | 0
NSR Kincaid 1 & 2- NOx Rate Annual v5.13 | 933 | 5980 | Rate Constraint in lbs/MMBtu | FALSE | L | Annual | Qualifying Generation | TWh | 3.2679 | 0 | 0 | 0 | 0 | 0 | 0 | 0
NSR Kincaid 1 & 2- NOx Rate Annual v5.13 | 933 | 5980 | Rate Constraint in lbs/MMBtu | FALSE | L | Annual | Rate | lb/MWh | 0.6955 | 0 | 0 | 0 | 0 | 0 | 0 | 0
NSR Kincaid 1 & 2- NOx Rate Annual v5.13 | 933 | 5980 | Rate Constraint in lbs/MMBtu | FALSE | L | Annual | Constraint Shadow Price | US2016$/Ton | 0 | 0 | 0 | 0 | 0 | 0 | 0 | 0
NSR Kincaid 1 & 2- SO2 Cap Annual v5.13 | 934 | 5979 | Rate Constraint in MTons | FALSE | L | Annual | Seasons Included | Seasons | Winter, WintShld, Summer | Winter, WintShld, Summer | Winter, WintShld, Summer | Winter, WintShld, Summer | Winter, WintShld, Summer | Winter, WintShld, Summer | Winter, WintShld, Summer | Winter, WintShld, Summer
NSR Kincaid 1 & 2- SO2 Cap Annual v5.13 | 934 | 5979 | Rate Constraint in MTons | FALSE | L | Annual | Standard SO2 | Thousand Tons | 4.4 | 4.4 | 4.4 | 4.4 | 4.4 | 4.4 | 4.4 | 4.4
NSR Kincaid 1 & 2- SO2 Cap Annual v5.13 | 934 | 5979 | Rate Constraint in MTons | FALSE | L | Annual | Emissions at Affected Plants SO2 | Thousand Tons | 1.4164 | 0 | 0 | 0 | 0 | 0 | 0 | 0
NSR Kincaid 1 & 2- SO2 Cap Annual v5.13 | 934 | 5979 | Rate Constraint in MTons | FALSE | L | Annual | Allowances Purchased SO2 | Thousand Tons | 0 | 0 | 0 | 0 | 0 | 0 | 0 | 0
NSR Kincaid 1 & 2- SO2 Cap Annual v5.13 | 934 | 5979 | Rate Constraint in MTons | FALSE | L | Annual | Allowances Sold SO2 | Thousand Tons | 0 | 0 | 0 | 0 | 0 | 0 | 0 | 0
NSR Kincaid 1 & 2- SO2 Cap Annual v5.13 | 934 | 5979 | Rate Constraint in MTons | FALSE | L | Annual | Allowances Banked | Thousand Tons | 0 | 0 | 0 | 0 | 0 | 0 | 0 | 0
NSR Kincaid 1 & 2- SO2 Cap Annual v5.13 | 934 | 5979 | Rate Constraint in MTons | FALSE | L | Annual | Allowances Withdrawn (1:1) | Thousand Tons | 0 | 0 | 0 | 0 | 0 | 0 | 0 | 0
NSR Kincaid 1 & 2- SO2 Cap Annual v5.13 | 934 | 5979 | Rate Constraint in MTons | FALSE | L | Annual | Allowances Withdrawn (n:1) | Thousand Tons | 0 | 0 | 0 | 0 | 0 | 0 | 0 | 0
NSR Kincaid 1 & 2- SO2 Cap Annual v5.13 | 934 | 5979 | Rate Constraint in MTons | FALSE | L | Annual | Net Emissions Allowance Position | Thousand Tons | 1.4164 | 0 | 0 | 0 | 0 | 0 | 0 | 0
NSR Kincaid 1 & 2- SO2 Cap Annual v5.13 | 934 | 5979 | Rate Constraint in MTons | FALSE | L | Annual | Fuel Consumed | TBtu | 35.4096 | 0 | 0 | 0 | 0 | 0 | 0 | 0
NSR Kincaid 1 & 2- SO2 Cap Annual v5.13 | 934 | 5979 | Rate Constraint in MTons | FALSE | L | Annual | Rate | lb/MMBtu | 0.08 | 0 | 0 | 0 | 0 | 0 | 0 | 0
NSR Kincaid 1 & 2- SO2 Cap Annual v5.13 | 934 | 5979 | Rate Constraint in MTons | FALSE | L | Annual | Generation | TWh | 3.2679 | 0 | 0 | 0 | 0 | 0 | 0 | 0
NSR Kincaid 1 & 2- SO2 Cap Annual v5.13 | 934 | 5979 | Rate Constraint in MTons | FALSE | L | Annual | Qualifying Generation | TWh | 3.2679 | 0 | 0 | 0 | 0 | 0 | 0 | 0
NSR Kincaid 1 & 2- SO2 Cap Annual v5.13 | 934 | 5979 | Rate Constraint in MTons | FALSE | L | Annual | Rate | lb/MWh | 0.86684 | 0 | 0 | 0 | 0 | 0 | 0 | 0
NSR Kincaid 1 & 2- SO2 Cap Annual v5.13 | 934 | 5979 | Rate Constraint in MTons | FALSE | L | Annual | Constraint Shadow Price | US2016$/Ton | 0 | 0 | 0 | 0 | 0 | 0 | 0 | 0
NSR Kincaid 1 & 2- SO2 Rate Annual v5.13 | 935 | 5978 | Rate Constraint in lbs/MMBtu | FALSE | L | Annual | Seasons Included | Seasons | Winter, WintShld, Summer | Winter, WintShld, Summer | Winter, WintShld, Summer | Winter, WintShld, Summer | Winter, WintShld, Summer | Winter, WintShld, Summer | Winter, WintShld, Summer | Winter, WintShld, Summer
NSR Kincaid 1 & 2- SO2 Rate Annual v5.13 | 935 | 5978 | Rate Constraint in lbs/MMBtu | FALSE | L | Annual | Standard SO2 | lb/MMBtu | 0.1 | 0.1 | 0.1 | 0.1 | 0.1 | 0.1 | 0.1 | 0.1
NSR Kincaid 1 & 2- SO2 Rate Annual v5.13 | 935 | 5978 | Rate Constraint in lbs/MMBtu | FALSE | L | Annual | Emissions at Affected Plants SO2 | Thousand Tons | 1.4164 | 0 | 0 | 0 | 0 | 0 | 0 | 0
NSR Kincaid 1 & 2- SO2 Rate Annual v5.13 | 935 | 5978 | Rate Constraint in lbs/MMBtu | FALSE | L | Annual | Allowances Purchased SO2 | Thousand Tons | 0 | 0 | 0 | 0 | 0 | 0 | 0 | 0
NSR Kincaid 1 & 2- SO2 Rate Annual v5.13 | 935 | 5978 | Rate Constraint in lbs/MMBtu | FALSE | L | Annual | Allowances Sold SO2 | Thousand Tons | 0 | 0 | 0 | 0 | 0 | 0 | 0 | 0
NSR Kincaid 1 & 2- SO2 Rate Annual v5.13 | 935 | 5978 | Rate Constraint in lbs/MMBtu | FALSE | L | Annual | Allowances Banked | Thousand Tons | 0 | 0 | 0 | 0 | 0 | 0 | 0 | 0
NSR Kincaid 1 & 2- SO2 Rate Annual v5.13 | 935 | 5978 | Rate Constraint in lbs/MMBtu | FALSE | L | Annual | Allowances Withdrawn (1:1) | Thousand Tons | 0 | 0 | 0 | 0 | 0 | 0 | 0 | 0
NSR Kincaid 1 & 2- SO2 Rate Annual v5.13 | 935 | 5978 | Rate Constraint in lbs/MMBtu | FALSE | L | Annual | Allowances Withdrawn (n:1) | Thousand Tons | 0 | 0 | 0 | 0 | 0 | 0 | 0 | 0
NSR Kincaid 1 & 2- SO2 Rate Annual v5.13 | 935 | 5978 | Rate Constraint in lbs/MMBtu | FALSE | L | Annual | Net Emissions Allowance Position | Thousand Tons | 1.4164 | 0 | 0 | 0 | 0 | 0 | 0 | 0
NSR Kincaid 1 & 2- SO2 Rate Annual v5.13 | 935 | 5978 | Rate Constraint in lbs/MMBtu | FALSE | L | Annual | Fuel Consumed | TBtu | 35.4096 | 0 | 0 | 0 | 0 | 0 | 0 | 0
NSR Kincaid 1 & 2- SO2 Rate Annual v5.13 | 935 | 5978 | Rate Constraint in lbs/MMBtu | FALSE | L | Annual | Rate | lb/MMBtu | 0.08 | 0 | 0 | 0 | 0 | 0 | 0 | 0
NSR Kincaid 1 & 2- SO2 Rate Annual v5.13 | 935 | 5978 | Rate Constraint in lbs/MMBtu | FALSE | L | Annual | Generation | TWh | 3.2679 | 0 | 0 | 0 | 0 | 0 | 0 | 0
NSR Kincaid 1 & 2- SO2 Rate Annual v5.13 | 935 | 5978 | Rate Constraint in lbs/MMBtu | FALSE | L | Annual | Qualifying Generation | TWh | 3.2679 | 0 | 0 | 0 | 0 | 0 | 0 | 0
NSR Kincaid 1 & 2- SO2 Rate Annual v5.13 | 935 | 5978 | Rate Constraint in lbs/MMBtu | FALSE | L | Annual | Rate | lb/MWh | 0.86684 | 0 | 0 | 0 | 0 | 0 | 0 | 0
NSR Kincaid 1 & 2- SO2 Rate Annual v5.13 | 935 | 5978 | Rate Constraint in lbs/MMBtu | FALSE | L | Annual | Constraint Shadow Price | US2016$/Ton | 0 | 0 | 0 | 31.4237 | 0 | 0 | 0 | 0
NSR KU Brown Unit 3 - SO2 Cap Annual v3.1 | 936 | 2113 | Rate Constraint in MTons | FALSE | L | Annual | Seasons Included | Seasons | Winter, WintShld, Summer | Winter, WintShld, Summer | Winter, WintShld, Summer | Winter, WintShld, Summer | Winter, WintShld, Summer | Winter, WintShld, Summer | Winter, WintShld, Summer | Winter, WintShld, Summer
NSR KU Brown Unit 3 - SO2 Cap Annual v3.1 | 936 | 2113 | Rate Constraint in MTons | FALSE | L | Annual | Standard SO2 | Thousand Tons | 2.3 | 2.3 | 2.3 | 2.3 | 2.3 | 2.3 | 2.3 | 2.3
NSR KU Brown Unit 3 - SO2 Cap Annual v3.1 | 936 | 2113 | Rate Constraint in MTons | FALSE | L | Annual | Emissions at Affected Plants SO2 | Thousand Tons | 0 | 0 | 0 | 0 | 0 | 0 | 0 | 0
NSR KU Brown Unit 3 - SO2 Cap Annual v3.1 | 936 | 2113 | Rate Constraint in MTons | FALSE | L | Annual | Allowances Purchased SO2 | Thousand Tons | 0 | 0 | 0 | 0 | 0 | 0 | 0 | 0
NSR KU Brown Unit 3 - SO2 Cap Annual v3.1 | 936 | 2113 | Rate Constraint in MTons | FALSE | L | Annual | Allowances Sold SO2 | Thousand Tons | 0 | 0 | 0 | 0 | 0 | 0 | 0 | 0
NSR KU Brown Unit 3 - SO2 Cap Annual v3.1 | 936 | 2113 | Rate Constraint in MTons | FALSE | L | Annual | Allowances Banked | Thousand Tons | 0 | 0 | 0 | 0 | 0 | 0 | 0 | 0
NSR KU Brown Unit 3 - SO2 Cap Annual v3.1 | 936 | 2113 | Rate Constraint in MTons | FALSE | L | Annual | Allowances Withdrawn (1:1) | Thousand Tons | 0 | 0 | 0 | 0 | 0 | 0 | 0 | 0
NSR KU Brown Unit 3 - SO2 Cap Annual v3.1 | 936 | 2113 | Rate Constraint in MTons | FALSE | L | Annual | Allowances Withdrawn (n:1) | Thousand Tons | 0 | 0 | 0 | 0 | 0 | 0 | 0 | 0
NSR KU Brown Unit 3 - SO2 Cap Annual v3.1 | 936 | 2113 | Rate Constraint in MTons | FALSE | L | Annual | Net Emissions Allowance Position | Thousand Tons | 0 | 0 | 0 | 0 | 0 | 0 | 0 | 0
NSR KU Brown Unit 3 - SO2 Cap Annual v3.1 | 936 | 2113 | Rate Constraint in MTons | FALSE | L | Annual | Fuel Consumed | TBtu | 0 | 0 | 0 | 0 | 0 | 0 | 0 | 0
NSR KU Brown Unit 3 - SO2 Cap Annual v3.1 | 936 | 2113 | Rate Constraint in MTons | FALSE | L | Annual | Rate | lb/MMBtu | 0 | 0 | 0 | 0 | 0 | 0 | 0 | 0
NSR KU Brown Unit 3 - SO2 Cap Annual v3.1 | 936 | 2113 | Rate Constraint in MTons | FALSE | L | Annual | Generation | TWh | 0 | 0 | 0 | 0 | 0 | 0 | 0 | 0
NSR KU Brown Unit 3 - SO2 Cap Annual v3.1 | 936 | 2113 | Rate Constraint in MTons | FALSE | L | Annual | Qualifying Generation | TWh | 0 | 0 | 0 | 0 | 0 | 0 | 0 | 0
NSR KU Brown Unit 3 - SO2 Cap Annual v3.1 | 936 | 2113 | Rate Constraint in MTons | FALSE | L | Annual | Rate | lb/MWh | 0 | 0 | 0 | 0 | 0 | 0 | 0 | 0
NSR KU Brown Unit 3 - SO2 Cap Annual v3.1 | 936 | 2113 | Rate Constraint in MTons | FALSE | L | Annual | Constraint Shadow Price | US2016$/Ton | 0 | 0 | 0 | 0 | 0 | 0 | 0 | 0
NSR KU Brown Unit 3 - SO2 Rate Annual v3.1 | 937 | 2114 | Rate Constraint in lbs/MMBtu | FALSE | L | Annual | Seasons Included | Seasons | Winter, WintShld, Summer | Winter, WintShld, Summer | Winter, WintShld, Summer | Winter, WintShld, Summer | Winter, WintShld, Summer | Winter, WintShld, Summer | Winter, WintShld, Summer | Winter, WintShld, Summer
NSR KU Brown Unit 3 - SO2 Rate Annual v3.1 | 937 | 2114 | Rate Constraint in lbs/MMBtu | FALSE | L | Annual | Standard SO2 | lb/MMBtu | 0.1 | 0.1 | 0.1 | 0.1 | 0.1 | 0.1 | 0.1 | 0.1
NSR KU Brown Unit 3 - SO2 Rate Annual v3.1 | 937 | 2114 | Rate Constraint in lbs/MMBtu | FALSE | L | Annual | Emissions at Affected Plants SO2 | Thousand Tons | 0 | 0 | 0 | 0 | 0 | 0 | 0 | 0
NSR KU Brown Unit 3 - SO2 Rate Annual v3.1 | 937 | 2114 | Rate Constraint in lbs/MMBtu | FALSE | L | Annual | Allowances Purchased SO2 | Thousand Tons | 0 | 0 | 0 | 0 | 0 | 0 | 0 | 0
NSR KU Brown Unit 3 - SO2 Rate Annual v3.1 | 937 | 2114 | Rate Constraint in lbs/MMBtu | FALSE | L | Annual | Allowances Sold SO2 | Thousand Tons | 0 | 0 | 0 | 0 | 0 | 0 | 0 | 0
NSR KU Brown Unit 3 - SO2 Rate Annual v3.1 | 937 | 2114 | Rate Constraint in lbs/MMBtu | FALSE | L | Annual | Allowances Banked | Thousand Tons | 0 | 0 | 0 | 0 | 0 | 0 | 0 | 0
NSR KU Brown Unit 3 - SO2 Rate Annual v3.1 | 937 | 2114 | Rate Constraint in lbs/MMBtu | FALSE | L | Annual | Allowances Withdrawn (1:1) | Thousand Tons | 0 | 0 | 0 | 0 | 0 | 0 | 0 | 0
NSR KU Brown Unit 3 - SO2 Rate Annual v3.1 | 937 | 2114 | Rate Constraint in lbs/MMBtu | FALSE | L | Annual | Allowances Withdrawn (n:1) | Thousand Tons | 0 | 0 | 0 | 0 | 0 | 0 | 0 | 0
NSR KU Brown Unit 3 - SO2 Rate Annual v3.1 | 937 | 2114 | Rate Constraint in lbs/MMBtu | FALSE | L | Annual | Net Emissions Allowance Position | Thousand Tons | 0 | 0 | 0 | 0 | 0 | 0 | 0 | 0
NSR KU Brown Unit 3 - SO2 Rate Annual v3.1 | 937 | 2114 | Rate Constraint in lbs/MMBtu | FALSE | L | Annual | Fuel Consumed | TBtu | 0 | 0 | 0 | 0 | 0 | 0 | 0 | 0
NSR KU Brown Unit 3 - SO2 Rate Annual v3.1 | 937 | 2114 | Rate Constraint in lbs/MMBtu | FALSE | L | Annual | Rate | lb/MMBtu | 0 | 0 | 0 | 0 | 0 | 0 | 0 | 0
NSR KU Brown Unit 3 - SO2 Rate Annual v3.1 | 937 | 2114 | Rate Constraint in lbs/MMBtu | FALSE | L | Annual | Generation | TWh | 0 | 0 | 0 | 0 | 0 | 0 | 0 | 0
NSR KU Brown Unit 3 - SO2 Rate Annual v3.1 | 937 | 2114 | Rate Constraint in lbs/MMBtu | FALSE | L | Annual | Qualifying Generation | TWh | 0 | 0 | 0 | 0 | 0 | 0 | 0 | 0
NSR KU Brown Unit 3 - SO2 Rate Annual v3.1 | 937 | 2114 | Rate Constraint in lbs/MMBtu | FALSE | L | Annual | Rate | lb/MWh | 0 | 0 | 0 | 0 | 0 | 0 | 0 | 0
NSR KU Brown Unit 3 - SO2 Rate Annual v3.1 | 937 | 2114 | Rate Constraint in lbs/MMBtu | FALSE | L | Annual | Constraint Shadow Price | US2016$/Ton | 0 | 0 | 0 | 0 | 0 | 0 | 0 | 0
NSR Lansing Unit 4 NOX Rate v5.16 | 938 | 6660 | Rate Constraint in lbs/MMBtu | FALSE | L | Annual | Seasons Included | Seasons | Winter, WintShld, Summer | Winter, WintShld, Summer | Winter, WintShld, Summer | Winter, WintShld, Summer | Winter, WintShld, Summer | Winter, WintShld, Summer | Winter, WintShld, Summer | Winter, WintShld, Summer
NSR Lansing Unit 4 NOX Rate v5.16 | 938 | 6660 | Rate Constraint in lbs/MMBtu | FALSE | L | Annual | Standard NOX | lb/MMBtu | 0.08 | 0.08 | 0.08 | 0.08 | 0.08 | 0.08 | 0.08 | 0.08
NSR Lansing Unit 4 NOX Rate v5.16 | 938 | 6660 | Rate Constraint in lbs/MMBtu | FALSE | L | Annual | Emissions at Affected Plants NOX | Thousand Tons | 0 | 0 | 0 | 0 | 0 | 0 | 0 | 0
NSR Lansing Unit 4 NOX Rate v5.16 | 938 | 6660 | Rate Constraint in lbs/MMBtu | FALSE | L | Annual | Allowances Purchased NOX | Thousand Tons | 0 | 0 | 0 | 0 | 0 | 0 | 0 | 0
NSR Lansing Unit 4 NOX Rate v5.16 | 938 | 6660 | Rate Constraint in lbs/MMBtu | FALSE | L | Annual | Allowances Sold NOX | Thousand Tons | 0 | 0 | 0 | 0 | 0 | 0 | 0 | 0
NSR Lansing Unit 4 NOX Rate v5.16 | 938 | 6660 | Rate Constraint in lbs/MMBtu | FALSE | L | Annual | Allowances Banked | Thousand Tons | 0 | 0 | 0 | 0 | 0 | 0 | 0 | 0
NSR Lansing Unit 4 NOX Rate v5.16 | 938 | 6660 | Rate Constraint in lbs/MMBtu | FALSE | L | Annual | Allowances Withdrawn (1:1) | Thousand Tons | 0 | 0 | 0 | 0 | 0 | 0 | 0 | 0
NSR Lansing Unit 4 NOX Rate v5.16 | 938 | 6660 | Rate Constraint in lbs/MMBtu | FALSE | L | Annual | Allowances Withdrawn (n:1) | Thousand Tons | 0 | 0 | 0 | 0 | 0 | 0 | 0 | 0
NSR Lansing Unit 4 NOX Rate v5.16 | 938 | 6660 | Rate Constraint in lbs/MMBtu | FALSE | L | Annual | Net Emissions Allowance Position | Thousand Tons | 0 | 0 | 0 | 0 | 0 | 0 | 0 | 0
NSR Lansing Unit 4 NOX Rate v5.16 | 938 | 6660 | Rate Constraint in lbs/MMBtu | FALSE | L | Annual | Fuel Consumed | TBtu | 0 | 0 | 0 | 0 | 0 | 0 | 0 | 0
NSR Lansing Unit 4 NOX Rate v5.16 | 938 | 6660 | Rate Constraint in lbs/MMBtu | FALSE | L | Annual | Rate | lb/MMBtu | 0 | 0 | 0 | 0 | 0 | 0 | 0 | 0
NSR Lansing Unit 4 NOX Rate v5.16 | 938 | 6660 | Rate Constraint in lbs/MMBtu | FALSE | L | Annual | Generation | TWh | 0 | 0 | 0 | 0 | 0 | 0 | 0 | 0
NSR Lansing Unit 4 NOX Rate v5.16 | 938 | 6660 | Rate Constraint in lbs/MMBtu | FALSE | L | Annual | Qualifying Generation | TWh | 0 | 0 | 0 | 0 | 0 | 0 | 0 | 0
NSR Lansing Unit 4 NOX Rate v5.16 | 938 | 6660 | Rate Constraint in lbs/MMBtu | FALSE | L | Annual | Rate | lb/MWh | 0 | 0 | 0 | 0 | 0 | 0 | 0 | 0
NSR Lansing Unit 4 NOX Rate v5.16 | 938 | 6660 | Rate Constraint in lbs/MMBtu | FALSE | L | Annual | Constraint Shadow Price | US2016$/Ton | 0 | 0 | 0 | 0 | 0 | 0 | 0 | 0
NSR Lansing Unit 4 SO2 Rate v5.16 | 939 | 6618 | Rate Constraint in lbs/MMBtu | FALSE | L | Annual | Seasons Included | Seasons | Winter, WintShld, Summer | Winter, WintShld, Summer | Winter, WintShld, Summer | Winter, WintShld, Summer | Winter, WintShld, Summer | Winter, WintShld, Summer | Winter, WintShld, Summer | Winter, WintShld, Summer
NSR Lansing Unit 4 SO2 Rate v5.16 | 939 | 6618 | Rate Constraint in lbs/MMBtu | FALSE | L | Annual | Standard SO2 | lb/MMBtu | 0.075 | 0.075 | 0.075 | 0.075 | 0.075 | 0.075 | 0.075 | 0.075
NSR Lansing Unit 4 SO2 Rate v5.16 | 939 | 6618 | Rate Constraint in lbs/MMBtu | FALSE | L | Annual | Emissions at Affected Plants SO2 | Thousand Tons | 0 | 0 | 0 | 0 | 0 | 0 | 0 | 0
NSR Lansing Unit 4 SO2 Rate v5.16 | 939 | 6618 | Rate Constraint in lbs/MMBtu | FALSE | L | Annual | Allowances Purchased SO2 | Thousand Tons | 0 | 0 | 0 | 0 | 0 | 0 | 0 | 0
NSR Lansing Unit 4 SO2 Rate v5.16 | 939 | 6618 | Rate Constraint in lbs/MMBtu | FALSE | L | Annual | Allowances Sold SO2 | Thousand Tons | 0 | 0 | 0 | 0 | 0 | 0 | 0 | 0
NSR Lansing Unit 4 SO2 Rate v5.16 | 939 | 6618 | Rate Constraint in lbs/MMBtu | FALSE | L | Annual | Allowances Banked | Thousand Tons | 0 | 0 | 0 | 0 | 0 | 0 | 0 | 0
NSR Lansing Unit 4 SO2 Rate v5.16 | 939 | 6618 | Rate Constraint in lbs/MMBtu | FALSE | L | Annual | Allowances Withdrawn (1:1) | Thousand Tons | 0 | 0 | 0 | 0 | 0 | 0 | 0 | 0
NSR Lansing Unit 4 SO2 Rate v5.16 | 939 | 6618 | Rate Constraint in lbs/MMBtu | FALSE | L | Annual | Allowances Withdrawn (n:1) | Thousand Tons | 0 | 0 | 0 | 0 | 0 | 0 | 0 | 0
NSR Lansing Unit 4 SO2 Rate v5.16 | 939 | 6618 | Rate Constraint in lbs/MMBtu | FALSE | L | Annual | Net Emissions Allowance Position | Thousand Tons | 0 | 0 | 0 | 0 | 0 | 0 | 0 | 0
NSR Lansing Unit 4 SO2 Rate v5.16 | 939 | 6618 | Rate Constraint in lbs/MMBtu | FALSE | L | Annual | Fuel Consumed | TBtu | 0 | 0 | 0 | 0 | 0 | 0 | 0 | 0
NSR Lansing Unit 4 SO2 Rate v5.16 | 939 | 6618 | Rate Constraint in lbs/MMBtu | FALSE | L | Annual | Rate | lb/MMBtu | 0 | 0 | 0 | 0 | 0 | 0 | 0 | 0
NSR Lansing Unit 4 SO2 Rate v5.16 | 939 | 6618 | Rate Constraint in lbs/MMBtu | FALSE | L | Annual | Generation | TWh | 0 | 0 | 0 | 0 | 0 | 0 | 0 | 0
NSR Lansing Unit 4 SO2 Rate v5.16 | 939 | 6618 | Rate Constraint in lbs/MMBtu | FALSE | L | Annual | Qualifying Generation | TWh | 0 | 0 | 0 | 0 | 0 | 0 | 0 | 0
NSR Lansing Unit 4 SO2 Rate v5.16 | 939 | 6618 | Rate Constraint in lbs/MMBtu | FALSE | L | Annual | Rate | lb/MWh | 0 | 0 | 0 | 0 | 0 | 0 | 0 | 0
NSR Lansing Unit 4 SO2 Rate v5.16 | 939 | 6618 | Rate Constraint in lbs/MMBtu | FALSE | L | Annual | Constraint Shadow Price | US2016$/Ton | 0 | 0 | 0 | 0 | 0 | 0 | 0 | 0
NSR Laskin 1,2 - NOX Rate Annual v5.14 | 940 | 6138 | Rate Constraint in lbs/MMBtu | FALSE | L | Annual | Seasons Included | Seasons | Winter, WintShld, Summer | Winter, WintShld, Summer | Winter, WintShld, Summer | Winter, WintShld, Summer | Winter, WintShld, Summer | Winter, WintShld, Summer | Winter, WintShld, Summer | Winter, WintShld, Summer
NSR Laskin 1,2 - NOX Rate Annual v5.14 | 940 | 6138 | Rate Constraint in lbs/MMBtu | FALSE | L | Annual | Standard NOX | lb/MMBtu | 0.19 | 0.19 | 0.19 | 0.19 | 0.19 | 0.19 | 0.19 | 0.19
NSR Laskin 1,2 - NOX Rate Annual v5.14 | 940 | 6138 | Rate Constraint in lbs/MMBtu | FALSE | L | Annual | Emissions at Affected Plants NOX | Thousand Tons | 0.011142 | 0.011142 | 0.011142 | 0 | 0 | 0 | 0 | 0
NSR Laskin 1,2 - NOX Rate Annual v5.14 | 940 | 6138 | Rate Constraint in lbs/MMBtu | FALSE | L | Annual | Allowances Purchased NOX | Thousand Tons | 0 | 0 | 0 | 0 | 0 | 0 | 0 | 0
NSR Laskin 1,2 - NOX Rate Annual v5.14 | 940 | 6138 | Rate Constraint in lbs/MMBtu | FALSE | L | Annual | Allowances Sold NOX | Thousand Tons | 0 | 0 | 0 | 0 | 0 | 0 | 0 | 0
NSR Laskin 1,2 - NOX Rate Annual v5.14 | 940 | 6138 | Rate Constraint in lbs/MMBtu | FALSE | L | Annual | Allowances Banked | Thousand Tons | 0 | 0 | 0 | 0 | 0 | 0 | 0 | 0
NSR Laskin 1,2 - NOX Rate Annual v5.14 | 940 | 6138 | Rate Constraint in lbs/MMBtu | FALSE | L | Annual | Allowances Withdrawn (1:1) | Thousand Tons | 0 | 0 | 0 | 0 | 0 | 0 | 0 | 0
NSR Laskin 1,2 - NOX Rate Annual v5.14 | 940 | 6138 | Rate Constraint in lbs/MMBtu | FALSE | L | Annual | Allowances Withdrawn (n:1) | Thousand Tons | 0 | 0 | 0 | 0 | 0 | 0 | 0 | 0
NSR Laskin 1,2 - NOX Rate Annual v5.14 | 940 | 6138 | Rate Constraint in lbs/MMBtu | FALSE | L | Annual | Net Emissions Allowance Position | Thousand Tons | 0.011142 | 0.011142 | 0.011142 | 0 | 0 | 0 | 0 | 0
NSR Laskin 1,2 - NOX Rate Annual v5.14 | 940 | 6138 | Rate Constraint in lbs/MMBtu | FALSE | L | Annual | Fuel Consumed | TBtu | 0.1962 | 0.1962 | 0.1962 | 0 | 0 | 0 | 0 | 0
NSR Laskin 1,2 - NOX Rate Annual v5.14 | 940 | 6138 | Rate Constraint in lbs/MMBtu | FALSE | L | Annual | Rate | lb/MMBtu | 0.11358 | 0.11358 | 0.11358 | 0 | 0 | 0 | 0 | 0
NSR Laskin 1,2 - NOX Rate Annual v5.14 | 940 | 6138 | Rate Constraint in lbs/MMBtu | FALSE | L | Annual | Generation | TWh | 0.014871 | 0.014871 | 0.014871 | 0 | 0 | 0 | 0 | 0
NSR Laskin 1,2 - NOX Rate Annual v5.14 | 940 | 6138 | Rate Constraint in lbs/MMBtu | FALSE | L | Annual | Qualifying Generation | TWh | 0.014871 | 0.014871 | 0.014871 | 0 | 0 | 0 | 0 | 0
NSR Laskin 1,2 - NOX Rate Annual v5.14 | 940 | 6138 | Rate Constraint in lbs/MMBtu | FALSE | L | Annual | Rate | lb/MWh | 1.4985 | 1.4985 | 1.4985 | 0 | 0 | 0 | 0 | 0
NSR Laskin 1,2 - NOX Rate Annual v5.14 | 940 | 6138 | Rate Constraint in lbs/MMBtu | FALSE | L | Annual | Constraint Shadow Price | US2016$/Ton | 0 | 0 | 0 | 0 | 0 | 0 | 0 | 0
NSR Laskin 1,2 - SO2 Rate Annual v5.14 | 941 | 6137 | Rate Constraint in lbs/MMBtu | FALSE | L | Annual | Seasons Included | Seasons | Winter, WintShld, Summer | Winter, WintShld, Summer | Winter, WintShld, Summer | Winter, WintShld, Summer | Winter, WintShld, Summer | Winter, WintShld, Summer | Winter, WintShld, Summer | Winter, WintShld, Summer
NSR Laskin 1,2 - SO2 Rate Annual v5.14 | 941 | 6137 | Rate Constraint in lbs/MMBtu | FALSE | L | Annual | Standard SO2 | lb/MMBtu | 0.2 | 0.2 | 0.2 | 0.2 | 0.2 | 0.2 | 0.2 | 0.2
NSR Laskin 1,2 - SO2 Rate Annual v5.14 | 941 | 6137 | Rate Constraint in lbs/MMBtu | FALSE | L | Annual | Emissions at Affected Plants SO2 | Thousand Tons | 0 | 0 | 0 | 0 | 0 | 0 | 0 | 0
NSR Laskin 1,2 - SO2 Rate Annual v5.14 | 941 | 6137 | Rate Constraint in lbs/MMBtu | FALSE | L | Annual | Allowances Purchased SO2 | Thousand Tons | 0 | 0 | 0 | 0 | 0 | 0 | 0 | 0
NSR Laskin 1,2 - SO2 Rate Annual v5.14 | 941 | 6137 | Rate Constraint in lbs/MMBtu | FALSE | L | Annual | Allowances Sold SO2 | Thousand Tons | 0 | 0 | 0 | 0 | 0 | 0 | 0 | 0
NSR Laskin 1,2 - SO2 Rate Annual v5.14 | 941 | 6137 | Rate Constraint in lbs/MMBtu | FALSE | L | Annual | Allowances Banked | Thousand Tons | 0 | 0 | 0 | 0 | 0 | 0 | 0 | 0
NSR Laskin 1,2 - SO2 Rate Annual v5.14 | 941 | 6137 | Rate Constraint in lbs/MMBtu | FALSE | L | Annual | Allowances Withdrawn (1:1) | Thousand Tons | 0 | 0 | 0 | 0 | 0 | 0 | 0 | 0
NSR Laskin 1,2 - SO2 Rate Annual v5.14 | 941 | 6137 | Rate Constraint in lbs/MMBtu | FALSE | L | Annual | Allowances Withdrawn (n:1) | Thousand Tons | 0 | 0 | 0 | 0 | 0 | 0 | 0 | 0
NSR Laskin 1,2 - SO2 Rate Annual v5.14 | 941 | 6137 | Rate Constraint in lbs/MMBtu | FALSE | L | Annual | Net Emissions Allowance Position | Thousand Tons | 0 | 0 | 0 | 0 | 0 | 0 | 0 | 0
NSR Laskin 1,2 - SO2 Rate Annual v5.14 | 941 | 6137 | Rate Constraint in lbs/MMBtu | FALSE | L | Annual | Fuel Consumed | TBtu | 0.1962 | 0.1962 | 0.1962 | 0 | 0 | 0 | 0 | 0
NSR Laskin 1,2 - SO2 Rate Annual v5.14 | 941 | 6137 | Rate Constraint in lbs/MMBtu | FALSE | L | Annual | Rate | lb/MMBtu | 0 | 0 | 0 | 0 | 0 | 0 | 0 | 0
NSR Laskin 1,2 - SO2 Rate Annual v5.14 | 941 | 6137 | Rate Constraint in lbs/MMBtu | FALSE | L | Annual | Generation | TWh | 0.014871 | 0.014871 | 0.014871 | 0 | 0 | 0 | 0 | 0
NSR Laskin 1,2 - SO2 Rate Annual v5.14 | 941 | 6137 | Rate Constraint in lbs/MMBtu | FALSE | L | Annual | Qualifying Generation | TWh | 0.014871 | 0.014871 | 0.014871 | 0 | 0 | 0 | 0 | 0
NSR Laskin 1,2 - SO2 Rate Annual v5.14 | 941 | 6137 | Rate Constraint in lbs/MMBtu | FALSE | L | Annual | Rate | lb/MWh | 0 | 0 | 0 | 0 | 0 | 0 | 0 | 0
NSR Laskin 1,2 - SO2 Rate Annual v5.14 | 941 | 6137 | Rate Constraint in lbs/MMBtu | FALSE | L | Annual | Constraint Shadow Price | US2016$/Ton | 0 | 0 | 0 | 0 | 0 | 0 | 0 | 0
NSR Level Havana 9 - SO2 Rate Annual v3.1, Unit 4168 and retrofits | 942 | 1868 | Rate Constraint in lbs/MMBtu | FALSE | L | Annual | Seasons Included | Seasons | Winter, WintShld, Summer | Winter, WintShld, Summer | Winter, WintShld, Summer | Winter, WintShld, Summer | Winter, WintShld, Summer | Winter, WintShld, Summer | Winter, WintShld, Summer | Winter, WintShld, Summer
NSR Level Havana 9 - SO2 Rate Annual v3.1, Unit 4168 and retrofits | 942 | 1868 | Rate Constraint in lbs/MMBtu | FALSE | L | Annual | Standard SO2 | lb/MMBtu | 0.1 | 0.1 | 0.1 | 0.1 | 0.1 | 0.1 | 0.1 | 0.1
NSR Level Havana 9 - SO2 Rate Annual v3.1, Unit 4168 and retrofits | 942 | 1868 | Rate Constraint in lbs/MMBtu | FALSE | L | Annual | Emissions at Affected Plants SO2 | Thousand Tons | 0 | 0 | 0 | 0 | 0 | 0 | 0 | 0
NSR Level Havana 9 - SO2 Rate Annual v3.1, Unit 4168 and retrofits | 942 | 1868 | Rate Constraint in lbs/MMBtu | FALSE | L | Annual | Allowances Purchased SO2 | Thousand Tons | 0 | 0 | 0 | 0 | 0 | 0 | 0 | 0
NSR Level Havana 9 - SO2 Rate Annual v3.1, Unit 4168 and retrofits | 942 | 1868 | Rate Constraint in lbs/MMBtu | FALSE | L | Annual | Allowances Sold SO2 | Thousand Tons | 0 | 0 | 0 | 0 | 0 | 0 | 0 | 0
NSR Level Havana 9 - SO2 Rate Annual v3.1, Unit 4168 and retrofits | 942 | 1868 | Rate Constraint in lbs/MMBtu | FALSE | L | Annual | Allowances Banked | Thousand Tons | 0 | 0 | 0 | 0 | 0 | 0 | 0 | 0
NSR Level Havana 9 - SO2 Rate Annual v3.1, Unit 4168 and retrofits | 942 | 1868 | Rate Constraint in lbs/MMBtu | FALSE | L | Annual | Allowances Withdrawn (1:1) | Thousand Tons | 0 | 0 | 0 | 0 | 0 | 0 | 0 | 0
NSR Level Havana 9 - SO2 Rate Annual v3.1, Unit 4168 and retrofits | 942 | 1868 | Rate Constraint in lbs/MMBtu | FALSE | L | Annual | Allowances Withdrawn (n:1) | Thousand Tons | 0 | 0 | 0 | 0 | 0 | 0 | 0 | 0
NSR Level Havana 9 - SO2 Rate Annual v3.1, Unit 4168 and retrofits | 942 | 1868 | Rate Constraint in lbs/MMBtu | FALSE | L | Annual | Net Emissions Allowance Position | Thousand Tons | 0 | 0 | 0 | 0 | 0 | 0 | 0 | 0
NSR Level Havana 9 - SO2 Rate Annual v3.1, Unit 4168 and retrofits | 942 | 1868 | Rate Constraint in lbs/MMBtu | FALSE | L | Annual | Fuel Consumed | TBtu | 0 | 0 | 0 | 0 | 0 | 0 | 0 | 0
NSR Level Havana 9 - SO2 Rate Annual v3.1, Unit 4168 and retrofits | 942 | 1868 | Rate Constraint in lbs/MMBtu | FALSE | L | Annual | Rate | lb/MMBtu | 0 | 0 | 0 | 0 | 0 | 0 | 0 | 0
NSR Level Havana 9 - SO2 Rate Annual v3.1, Unit 4168 and retrofits | 942 | 1868 | Rate Constraint in lbs/MMBtu | FALSE | L | Annual | Generation | TWh | 0 | 0 | 0 | 0 | 0 | 0 | 0 | 0
NSR Level Havana 9 - SO2 Rate Annual v3.1, Unit 4168 and retrofits | 942 | 1868 | Rate Constraint in lbs/MMBtu | FALSE | L | Annual | Qualifying Generation | TWh | 0 | 0 | 0 | 0 | 0 | 0 | 0 | 0
NSR Level Havana 9 - SO2 Rate Annual v3.1, Unit 4168 and retrofits | 942 | 1868 | Rate Constraint in lbs/MMBtu | FALSE | L | Annual | Rate | lb/MWh | 0 | 0 | 0 | 0 | 0 | 0 | 0 | 0
NSR Level Havana 9 - SO2 Rate Annual v3.1, Unit 4168 and retrofits | 942 | 1868 | Rate Constraint in lbs/MMBtu | FALSE | L | Annual | Constraint Shadow Price | US2016$/Ton | 0 | 0 | 0 | 0 | 0 | 0 | 0 | 0
NSR M.L. Kapp Unit 2 SO2 Rate v5.16 | 943 | 6619 | Rate Constraint in lbs/MMBtu | FALSE | L | Annual | Seasons Included | Seasons | Winter, WintShld, Summer | Winter, WintShld, Summer | Winter, WintShld, Summer | Winter, WintShld, Summer | Winter, WintShld, Summer | Winter, WintShld, Summer | Winter, WintShld, Summer | Winter, WintShld, Summer
NSR M.L. Kapp Unit 2 SO2 Rate v5.16 | 943 | 6619 | Rate Constraint in lbs/MMBtu | FALSE | L | Annual | Standard SO2 | lb/MMBtu | 0.75 | 0.75 | 0.75 | 0.75 | 0.75 | 0.75 | 0.75 | 0.75
NSR M.L. Kapp Unit 2 SO2 Rate v5.16 | 943 | 6619 | Rate Constraint in lbs/MMBtu | FALSE | L | Annual | Emissions at Affected Plants SO2 | Thousand Tons | 0 | 0 | 0 | 0 | 0 | 0 | 0 | 0
NSR M.L. Kapp Unit 2 SO2 Rate v5.16 | 943 | 6619 | Rate Constraint in lbs/MMBtu | FALSE | L | Annual | Allowances Purchased SO2 | Thousand Tons | 0 | 0 | 0 | 0 | 0 | 0 | 0 | 0
NSR M.L. Kapp Unit 2 SO2 Rate v5.16 | 943 | 6619 | Rate Constraint in lbs/MMBtu | FALSE | L | Annual | Allowances Sold SO2 | Thousand Tons | 0 | 0 | 0 | 0 | 0 | 0 | 0 | 0
NSR M.L. Kapp Unit 2 SO2 Rate v5.16 | 943 | 6619 | Rate Constraint in lbs/MMBtu | FALSE | L | Annual | Allowances Banked | Thousand Tons | 0 | 0 | 0 | 0 | 0 | 0 | 0 | 0
NSR M.L. Kapp Unit 2 SO2 Rate v5.16 | 943 | 6619 | Rate Constraint in lbs/MMBtu | FALSE | L | Annual | Allowances Withdrawn (1:1) | Thousand Tons | 0 | 0 | 0 | 0 | 0 | 0 | 0 | 0
NSR M.L. Kapp Unit 2 SO2 Rate v5.16 | 943 | 6619 | Rate Constraint in lbs/MMBtu | FALSE | L | Annual | Allowances Withdrawn (n:1) | Thousand Tons | 0 | 0 | 0 | 0 | 0 | 0 | 0 | 0
NSR M.L. Kapp Unit 2 SO2 Rate v5.16 | 943 | 6619 | Rate Constraint in lbs/MMBtu | FALSE | L | Annual | Net Emissions Allowance Position | Thousand Tons | 0 | 0 | 0 | 0 | 0 | 0 | 0 | 0
NSR M.L. Kapp Unit 2 SO2 Rate v5.16 | 943 | 6619 | Rate Constraint in lbs/MMBtu | FALSE | L | Annual | Fuel Consumed | TBtu | 0 | 0 | 0 | 0 | 0 | 0 | 0 | 0
NSR M.L. Kapp Unit 2 SO2 Rate v5.16 | 943 | 6619 | Rate Constraint in lbs/MMBtu | FALSE | L | Annual | Rate | lb/MMBtu | 0 | 0 | 0 | 0 | 0 | 0 | 0 | 0
NSR M.L. Kapp Unit 2 SO2 Rate v5.16 | 943 | 6619 | Rate Constraint in lbs/MMBtu | FALSE | L | Annual | Generation | TWh | 0 | 0 | 0 | 0 | 0 | 0 | 0 | 0
NSR M.L. Kapp Unit 2 SO2 Rate v5.16 | 943 | 6619 | Rate Constraint in lbs/MMBtu | FALSE | L | Annual | Qualifying Generation | TWh | 0 | 0 | 0 | 0 | 0 | 0 | 0 | 0
NSR M.L. Kapp Unit 2 SO2 Rate v5.16 | 943 | 6619 | Rate Constraint in lbs/MMBtu | FALSE | L | Annual | Rate | lb/MWh | 0 | 0 | 0 | 0 | 0 | 0 | 0 | 0
NSR M.L. Kapp Unit 2 SO2 Rate v5.16 | 943 | 6619 | Rate Constraint in lbs/MMBtu | FALSE | L | Annual | Constraint Shadow Price | US2016$/Ton | 0 | 0 | 0 | 0 | 0 | 0 | 0 | 0
NSR Michigan City 12 - NOX Rate Annual v4.11, Unit 5470 and retrofits | 944 | 2303 | Rate Constraint in lbs/MMBtu | FALSE | L | Annual | Seasons Included | Seasons | Winter, WintShld, Summer | Winter, WintShld, Summer | Winter, WintShld, Summer | Winter, WintShld, Summer | Winter, WintShld, Summer | Winter, WintShld, Summer | Winter, WintShld, Summer | Winter, WintShld, Summer
NSR Michigan City 12 - NOX Rate Annual v4.11, Unit 5470 and retrofits | 944 | 2303 | Rate Constraint in lbs/MMBtu | FALSE | L | Annual | Standard NOX | lb/MMBtu | 0.1 | 0.1 | 0.1 | 0.1 | 0.1 | 0.1 | 0.1 | 0.1
NSR Michigan City 12 - NOX Rate Annual v4.11, Unit 5470 and retrofits | 944 | 2303 | Rate Constraint in lbs/MMBtu | FALSE | L | Annual | Emissions at Affected Plants NOX | Thousand Tons | 0.92511 | 1.2068 | 1.2068 | 1.0222 | 0.96131 | 0.96131 | 0.93082 | 0.89344
NSR Michigan City 12 - NOX Rate Annual v4.11, Unit 5470 and retrofits | 944 | 2303 | Rate Constraint in lbs/MMBtu | FALSE | L | Annual | Allowances Purchased NOX | Thousand Tons | 0 | 0 | 0 | 0 | 0 | 0 | 0 | 0
NSR Michigan City 12 - NOX Rate Annual v4.11, Unit 5470 and retrofits | 944 | 2303 | Rate Constraint in lbs/MMBtu | FALSE | L | Annual | Allowances Sold NOX | Thousand Tons | 0 | 0 | 0 | 0 | 0 | 0 | 0 | 0
NSR Michigan City 12 - NOX Rate Annual v4.11, Unit 5470 and retrofits | 944 | 2303 | Rate Constraint in lbs/MMBtu | FALSE | L | Annual | Allowances Banked | Thousand Tons | 0 | 0 | 0 | 0 | 0 | 0 | 0 | 0
NSR Michigan City 12 - NOX Rate Annual v4.11, Unit 5470 and retrofits | 944 | 2303 | Rate Constraint in lbs/MMBtu | FALSE | L | Annual | Allowances Withdrawn (1:1) | Thousand Tons | 0 | 0 | 0 | 0 | 0 | 0 | 0 | 0
NSR Michigan City 12 - NOX Rate Annual v4.11, Unit 5470 and retrofits | 944 | 2303 | Rate Constraint in lbs/MMBtu | FALSE | L | Annual | Allowances Withdrawn (n:1) | Thousand Tons | 0 | 0 | 0 | 0 | 0 | 0 | 0 | 0
NSR Michigan City 12 - NOX Rate Annual v4.11, Unit 5470 and retrofits | 944 | 2303 | Rate Constraint in lbs/MMBtu | FALSE | L | Annual | Net Emissions Allowance Position | Thousand Tons | 0.92511 | 1.2068 | 1.2068 | 1.0222 | 0.96131 | 0.96131 | 0.93082 | 0.89344
NSR Michigan City 12 - NOX Rate Annual v4.11, Unit 5470 and retrofits | 944 | 2303 | Rate Constraint in lbs/MMBtu | FALSE | L | Annual | Fuel Consumed | TBtu | 20.9018 | 27.2662 | 27.2662 | 23.0961 | 21.7196 | 21.7196 | 21.0308 | 20.1862
NSR Michigan City 12 - NOX Rate Annual v4.11, Unit 5470 and retrofits | 944 | 2303 | Rate Constraint in lbs/MMBtu | FALSE | L | Annual | Rate | lb/MMBtu | 0.08852 | 0.08852 | 0.08852 | 0.08852 | 0.08852 | 0.08852 | 0.08852 | 0.08852
NSR Michigan City 12 - NOX Rate Annual v4.11, Unit 5470 and retrofits | 944 | 2303 | Rate Constraint in lbs/MMBtu | FALSE | L | Annual | Generation | TWh | 1.9006 | 2.4793 | 2.5273 | 2.1408 | 2.0132 | 2.0132 | 1.9493 | 1.871
NSR Michigan City 12 - NOX Rate Annual v4.11, Unit 5470 and retrofits | 944 | 2303 | Rate Constraint in lbs/MMBtu | FALSE | L | Annual | Qualifying Generation | TWh | 1.9006 | 2.4793 | 2.5273 | 2.1408 | 2.0132 | 2.0132 | 1.9493 | 1.871
NSR Michigan City 12 - NOX Rate Annual v4.11, Unit 5470 and retrofits | 944 | 2303 | Rate Constraint in lbs/MMBtu | FALSE | L | Annual | Rate | lb/MWh | 0.97352 | 0.97352 | 0.95502 | 0.95502 | 0.95502 | 0.95502 | 0.95502 | 0.95502
NSR Michigan City 12 - NOX Rate Annual v4.11, Unit 5470 and retrofits | 944 | 2303 | Rate Constraint in lbs/MMBtu | FALSE | L | Annual | Constraint Shadow Price | US2016$/Ton | 0 | 0 | 0 | 0 | 0 | 0 | 0 | 0
NSR Michigan City 12 - SO2 Rate Annual v4.11, Unit 5470 and retrofits | 945 | 2297 | Rate Constraint in lbs/MMBtu | FALSE | L | Annual | Seasons Included | Seasons | Winter, WintShld, Summer | Winter, WintShld, Summer | Winter, WintShld, Summer | Winter, WintShld, Summer | Winter, WintShld, Summer | Winter, WintShld, Summer | Winter, WintShld, Summer | Winter, WintShld, Summer
NSR Michigan City 12 - SO2 Rate Annual v4.11, Unit 5470 and retrofits | 945 | 2297 | Rate Constraint in lbs/MMBtu | FALSE | L | Annual | Standard SO2 | lb/MMBtu | 0.1 | 0.1 | 0.1 | 0.1 | 0.1 | 0.1 | 0.1 | 0.1
NSR Michigan City 12 - SO2 Rate Annual v4.11, Unit 5470 and retrofits | 945 | 2297 | Rate Constraint in lbs/MMBtu | FALSE | L | Annual | Emissions at Affected Plants SO2 | Thousand Tons | 0.79626 | 1.0387 | 1.0387 | 0.87985 | 0.82741 | 0.82741 | 0.80117 | 0.769
NSR Michigan City 12 - SO2 Rate Annual v4.11, Unit 5470 and retrofits | 945 | 2297 | Rate Constraint in lbs/MMBtu | FALSE | L | Annual | Allowances Purchased SO2 | Thousand Tons | 0 | 0 | 0 | 0 | 0 | 0 | 0 | 0
NSR Michigan City 12 - SO2 Rate Annual v4.11, Unit 5470 and retrofits | 945 | 2297 | Rate Constraint in lbs/MMBtu | FALSE | L | Annual | Allowances Sold SO2 | Thousand Tons | 0 | 0 | 0 | 0 | 0 | 0 | 0 | 0
NSR Michigan City 12 - SO2 Rate Annual v4.11, Unit 5470 and retrofits | 945 | 2297 | Rate Constraint in lbs/MMBtu | FALSE | L | Annual | Allowances Banked | Thousand Tons | 0 | 0 | 0 | 0 | 0 | 0 | 0 | 0
NSR Michigan City 12 - SO2 Rate Annual v4.11, Unit 5470 and retrofits | 945 | 2297 | Rate Constraint in lbs/MMBtu | FALSE | L | Annual | Allowances Withdrawn (1:1) | Thousand Tons | 0 | 0 | 0 | 0 | 0 | 0 | 0 | 0
NSR Michigan City 12 - SO2 Rate Annual v4.11, Unit 5470 and retrofits | 945 | 2297 | Rate Constraint in lbs/MMBtu | FALSE | L | Annual | Allowances Withdrawn (n:1) | Thousand Tons | 0 | 0 | 0 | 0 | 0 | 0 | 0 | 0
NSR Michigan City 12 - SO2 Rate Annual v4.11, Unit 5470 and retrofits | 945 | 2297 | Rate Constraint in lbs/MMBtu | FALSE | L | Annual | Net Emissions Allowance Position | Thousand Tons | 0.79626 | 1.0387 | 1.0387 | 0.87985 | 0.82741 | 0.82741 | 0.80117 | 0.769
NSR Michigan City 12 - SO2 Rate Annual v4.11, Unit 5470 and retrofits | 945 | 2297 | Rate Constraint in lbs/MMBtu | FALSE | L | Annual | Fuel Consumed | TBtu | 20.9018 | 27.2662 | 27.2662 | 23.0961 | 21.7196 | 21.7196 | 21.0308 | 20.1862
NSR Michigan City 12 - SO2 Rate Annual v4.11, Unit 5470 and retrofits | 945 | 2297 | Rate Constraint in lbs/MMBtu | FALSE | L | Annual | Rate | lb/MMBtu | 0.07619 | 0.07619 | 0.07619 | 0.07619 | 0.07619 | 0.07619 | 0.07619 | 0.07619
NSR Michigan City 12 - SO2 Rate Annual v4.11, Unit 5470 and retrofits | 945 | 2297 | Rate Constraint in lbs/MMBtu | FALSE | L | Annual | Generation | TWh | 1.9006 | 2.4793 | 2.5273 | 2.1408 | 2.0132 | 2.0132 | 1.9493 | 1.871
NSR Michigan City 12 - SO2 Rate Annual v4.11, Unit 5470 and retrofits | 945 | 2297 | Rate Constraint in lbs/MMBtu | FALSE | L | Annual | Qualifying Generation | TWh | 1.9006 | 2.4793 | 2.5273 | 2.1408 | 2.0132 | 2.0132 | 1.9493 | 1.871
NSR Michigan City 12 - SO2 Rate Annual v4.11, Unit 5470 and retrofits | 945 | 2297 | Rate Constraint in lbs/MMBtu | FALSE | L | Annual | Rate | lb/MWh | 0.83792 | 0.83792 | 0.822 | 0.822 | 0.822 | 0.822 | 0.822 | 0.822
NSR Michigan City 12 - SO2 Rate Annual v4.11, Unit 5470 and retrofits | 945 | 2297 | Rate Constraint in lbs/MMBtu | FALSE | L | Annual | Constraint Shadow Price | US2016$/Ton | 0 | 0 | 0 | 0 | 0 | 0 | 0 | 0
NSR Milton Young 1,2 - NOX Rate Annual v3.1, Unit 4115 and retrofits | 946 | 1873 | Rate Constraint in lbs/MMBtu | FALSE | L | Annual | Seasons Included | Seasons | Winter, WintShld, Summer | Winter, WintShld, Summer | Winter, WintShld, Summer | Winter, WintShld, Summer | Winter, WintShld, Summer | Winter, WintShld, Summer | Winter, WintShld, Summer | Winter, WintShld, Summer
NSR Milton Young 1,2 - NOX Rate Annual v3.1, Unit 4115 and retrofits | 946 | 1873 | Rate Constraint in lbs/MMBtu | FALSE | L | Annual | Standard NOX | lb/MMBtu | 0.36 | 0.36 | 0.36 | 0.36 | 0.36 | 0.36 | 0.36 | 0.36
NSR Milton Young 1,2 - NOX Rate Annual v3.1, Unit 4115 and retrofits | 946 | 1873 | Rate Constraint in lbs/MMBtu | FALSE | L | Annual | Emissions at Affected Plants NOX | Thousand Tons | 3.3485 | 5.2209 | 5.0318 | 4.801 | 4.4462 | 4.5939 | 4.1886 | 4.1222
NSR Milton Young 1,2 - NOX Rate Annual v3.1, Unit 4115 and retrofits | 946 | 1873 | Rate Constraint in lbs/MMBtu | FALSE | L | Annual | Allowances Purchased NOX | Thousand Tons | 0 | 0 | 0 | 0 | 0 | 0 | 0 | 0
NSR Milton Young 1,2 - NOX Rate Annual v3.1, Unit 4115 and retrofits | 946 | 1873 | Rate Constraint in lbs/MMBtu | FALSE | L | Annual | Allowances Sold NOX | Thousand Tons | 0 | 0 | 0 | 0 | 0 | 0 | 0 | 0
NSR Milton Young 1,2 - NOX Rate Annual v3.1, Unit 4115 and retrofits | 946 | 1873 | Rate Constraint in lbs/MMBtu | FALSE | L | Annual | Allowances Banked | Thousand Tons | 0 | 0 | 0 | 0 | 0 | 0 | 0 | 0
NSR Milton Young 1,2 - NOX Rate Annual v3.1, Unit 4115 and retrofits | 946 | 1873 | Rate Constraint in lbs/MMBtu | FALSE | L | Annual | Allowances Withdrawn (1:1) | Thousand Tons | 0 | 0 | 0 | 0 | 0 | 0 | 0 | 0
NSR Milton Young 1,2 - NOX Rate Annual v3.1, Unit 4115 and retrofits | 946 | 1873 | Rate Constraint in lbs/MMBtu | FALSE | L | Annual | Allowances Withdrawn (n:1) | Thousand Tons | 0 | 0 | 0 | 0 | 0 | 0 | 0 | 0
NSR Milton Young 1,2 - NOX Rate Annual v3.1, Unit 4115 and retrofits | 946 | 1873 | Rate Constraint in lbs/MMBtu | FALSE | L | Annual | Net Emissions Allowance Position | Thousand Tons | 3.3485 | 5.2209 | 5.0318 | 4.801 | 4.4462 | 4.5939 | 4.1886 | 4.1222
NSR Milton Young 1,2 - NOX Rate Annual v3.1, Unit 4115 and retrofits | 946 | 1873 | Rate Constraint in lbs/MMBtu | FALSE | L | Annual | Fuel Consumed | TBtu | 23.7088 | 36.9659 | 35.6275 | 33.9926 | 31.4809 | 32.527 | 29.657 | 29.1866
NSR Milton Young 1,2 - NOX Rate Annual v3.1, Unit 4115 and retrofits | 946 | 1873 | Rate Constraint in lbs/MMBtu | FALSE | L | Annual | Rate | lb/MMBtu | 0.28247 | 0.28247 | 0.28247 | 0.28247 | 0.28247 | 0.28247 | 0.28247 | 0.28247
NSR Milton Young 1,2 - NOX Rate Annual v3.1, Unit 4115 and retrofits | 946 | 1873 | Rate Constraint in lbs/MMBtu | FALSE | L | Annual | Generation | TWh | 2.1056 | 3.2829 | 2.4826 | 2.3331 | 2.1034 | 2.1991 | 1.9366 | 1.8935
NSR Milton Young 1,2 - NOX Rate Annual v3.1, Unit 4115 and retrofits | 946 | 1873 | Rate Constraint in lbs/MMBtu | FALSE | L | Annual | Qualifying Generation | TWh | 2.1056 | 3.2829 | 2.4826 | 2.3331 | 2.1034 | 2.1991 | 1.9366 | 1.8935
NSR Milton Young 1,2 - NOX Rate Annual v3.1, Unit 4115 and retrofits | 946 | 1873 | Rate Constraint in lbs/MMBtu | FALSE | L | Annual | Rate | lb/MWh | 3.1806 | 3.1806 | 4.0536 | 4.1155 | 4.2277 | 4.1781 | 4.3258 | 4.3539
NSR Milton Young 1,2 - NOX Rate Annual v3.1, Unit 4115 and retrofits | 946 | 1873 | Rate Constraint in lbs/MMBtu | FALSE | L | Annual | Constraint Shadow Price | US2016$/Ton | 0 | 0 | 0 | 0 | 0 | 0 | 0 | 0
NSR Milton Young 1,2 - NOX Rate Annual v3.1, Unit 4116 and retrofits | 947 | 1873 | Rate Constraint in lbs/MMBtu | FALSE | L | Annual | Seasons Included | Seasons | Winter, WintShld, Summer | Winter, WintShld, Summer | Winter, WintShld, Summer | Winter, WintShld, Summer | Winter, WintShld, Summer | Winter, WintShld, Summer | Winter, WintShld, Summer | Winter, WintShld, Summer
NSR Milton Young 1,2 - NOX Rate Annual v3.1, Unit 4116 and retrofits | 947 | 1873 | Rate Constraint in lbs/MMBtu | FALSE | L | Annual | Standard NOX | lb/MMBtu | 0.36 | 0.36 | 0.36 | 0.36 | 0.36 | 0.36 | 0.36 | 0.36
NSR Milton Young 1,2 - NOX Rate Annual v3.1, Unit 4116 and retrofits | 947 | 1873 | Rate Constraint in lbs/MMBtu | FALSE | L | Annual | Emissions at Affected Plants NOX | Thousand Tons | 1.316 | 2.5625 | 2.5373 | 1.6665 | 1.5773 | 1.6665 | 1.5513 | 0
NSR Milton Young 1,2 - NOX Rate Annual v3.1, Unit 4116 and retrofits | 947 | 1873 | Rate Constraint in lbs/MMBtu | FALSE | L | Annual | Allowances Purchased NOX | Thousand Tons | 0 | 0 | 0 | 0 | 0 | 0 | 0 | 0
NSR Milton Young 1,2 - NOX Rate Annual v3.1, Unit 4116 and retrofits | 947 | 1873 | Rate Constraint in lbs/MMBtu | FALSE | L | Annual | Allowances Sold NOX | Thousand Tons | 0 | 0 | 0 | 0 | 0 | 0 | 0 | 0
NSR Milton Young 1,2 - NOX Rate Annual v3.1, Unit 4116 and retrofits | 947 | 1873 | Rate Constraint in lbs/MMBtu | FALSE | L | Annual | Allowances Banked | Thousand Tons | 0 | 0 | 0 | 0 | 0 | 0 | 0 | 0
NSR Milton Young 1,2 - NOX Rate Annual v3.1, Unit 4116 and retrofits | 947 | 1873 | Rate Constraint in lbs/MMBtu | FALSE | L | Annual | Allowances Withdrawn (1:1) | Thousand Tons | 0 | 0 | 0 | 0 | 0 | 0 | 0 | 0
NSR Milton Young 1,2 - NOX Rate Annual v3.1, Unit 4116 and retrofits | 947 | 1873 | Rate Constraint in lbs/MMBtu | FALSE | L | Annual | Allowances Withdrawn (n:1) | Thousand Tons | 0 | 0 | 0 | 0 | 0 | 0 | 0 | 0
NSR Milton Young 1,2 - NOX Rate Annual v3.1, Unit 4116 and retrofits | 947 | 1873 | Rate Constraint in lbs/MMBtu | FALSE | L | Annual | Net Emissions Allowance Position | Thousand Tons | 1.316 | 2.5625 | 2.5373 | 1.6665 | 1.5773 | 1.6665 | 1.5513 | 0
NSR Milton Young 1,2 - NOX Rate Annual v3.1, Unit 4116 and retrofits | 947 | 1873 | Rate Constraint in lbs/MMBtu | FALSE | L | Annual | Fuel Consumed | TBtu | 9.9407 | 19.3569 | 19.1667 | 12.5887 | 11.9147 | 12.5887 | 11.7182 | 0
NSR Milton Young 1,2 - NOX Rate Annual v3.1, Unit 4116 and retrofits | 947 | 1873 | Rate Constraint in lbs/MMBtu | FALSE | L | Annual | Rate | lb/MMBtu | 0.26476 | 0.26476 | 0.26476 | 0.26476 | 0.26476 | 0.26476 | 0.26476 | 0
NSR Milton Young 1,2 - NOX Rate Annual v3.1, Unit 4116 and retrofits | 947 | 1873 | Rate Constraint in lbs/MMBtu | FALSE | L | Annual | Generation | TWh | 0.86539 | 1.6851 | 1.7184 | 1.1286 | 1.0682 | 1.1286 | 1.0506 | 0
NSR Milton Young 1,2 - NOX Rate Annual v3.1, Unit 4116 and retrofits | 947 | 1873 | Rate Constraint in lbs/MMBtu | FALSE | L | Annual | Qualifying Generation | TWh | 0.86539 | 1.6851 | 1.7184 | 1.1286 | 1.0682 | 1.1286 | 1.0506 | 0
NSR Milton Young 1,2 - NOX Rate Annual v3.1, Unit 4116 and retrofits | 947 | 1873 | Rate Constraint in lbs/MMBtu | FALSE | L | Annual | Rate | lb/MWh | 3.0413 | 3.0413 | 2.9531 | 2.9531 | 2.9531 | 2.9531 | 2.9531 | 0
NSR Milton Young 1,2 - NOX Rate Annual v3.1, Unit 4116 and retrofits | 947 | 1873 | Rate Constraint in lbs/MMBtu | FALSE | L | Annual | Constraint Shadow Price | US2016$/Ton | 0 | 0 | 0 | 0 | 0 | 0 | 0 | 0
NSR Minnkota Power - SO2 Cap Annual v3.1 | 948 | 1846 | Rate Constraint in MTons | FALSE | L | Annual | Seasons Included | Seasons | Winter, WintShld, Summer | Winter, WintShld, Summer | Winter, WintShld, Summer | Winter, WintShld, Summer | Winter, WintShld, Summer | Winter, WintShld, Summer | Winter, WintShld, Summer | Winter, WintShld, Summer
NSR Minnkota Power - SO2 Cap Annual v3.1 | 948 | 1846 | Rate Constraint in MTons | FALSE | L | Annual | Standard SO2 | Thousand Tons | 8.5 | 8.5 | 8.5 | 8.5 | 8.5 | 8.5 | 8.5 | 8.5
NSR Minnkota Power - SO2 Cap Annual v3.1 | 948 | 1846 | Rate Constraint in MTons | FALSE | L | Annual | Emissions at Affected Plants SO2 | Thousand Tons | 1.218 | 2.0321 | 1.9762 | 1.6888 | 1.5729 | 1.6347 | 1.4988 | 1.0769
NSR Minnkota Power - SO2 Cap Annual v3.1 | 948 | 1846 | Rate Constraint in MTons | FALSE | L | Annual | Allowances Purchased SO2 | Thousand Tons | 0 | 0 | 0 | 0 | 0 | 0 | 0 | 0
NSR Minnkota Power - SO2 Cap Annual v3.1 | 948 | 1846 | Rate Constraint in MTons | FALSE | L | Annual | Allowances Sold SO2 | Thousand Tons | 0 | 0 | 0 | 0 | 0 | 0 | 0 | 0
NSR Minnkota Power - SO2 Cap Annual v3.1 | 948 | 1846 | Rate Constraint in MTons | FALSE | L | Annual | Allowances Banked | Thousand Tons | 0 | 0 | 0 | 0 | 0 | 0 | 0 | 0
NSR Minnkota Power - SO2 Cap Annual v3.1 | 948 | 1846 | Rate Constraint in MTons | FALSE | L | Annual | Allowances Withdrawn (1:1) | Thousand Tons | 0 | 0 | 0 | 0 | 0 | 0 | 0 | 0
NSR Minnkota Power - SO2 Cap Annual v3.1 | 948 | 1846 | Rate Constraint in MTons | FALSE | L | Annual | Allowances Withdrawn (n:1) | Thousand Tons | 0 | 0 | 0 | 0 | 0 | 0 | 0 | 0
NSR Minnkota Power - SO2 Cap Annual v3.1 | 948 | 1846 | Rate Constraint in MTons | FALSE | L | Annual | Net Emissions Allowance Position | Thousand Tons | 1.218 | 2.0321 | 1.9762 | 1.6888 | 1.5729 | 1.6347 | 1.4988 | 1.0769
NSR Minnkota Power - SO2 Cap Annual v3.1 | 948 | 1846 | Rate Constraint in MTons | FALSE | L | Annual | Fuel Consumed | TBtu | 33.6495 | 56.3228 | 54.7942 | 46.5814 | 43.3956 | 45.1157 | 41.3752 | 29.1866
NSR Minnkota Power - SO2 Cap Annual v3.1 | 948 | 1846 | Rate Constraint in MTons | FALSE | L | Annual | Rate | lb/MMBtu | 0.072391 | 0.072161 | 0.072132 | 0.07251 | 0.07249 | 0.072469 | 0.072449 | 0.073797
NSR Minnkota Power - SO2 Cap Annual v3.1 | 948 | 1846 | Rate Constraint in MTons | FALSE | L | Annual | Generation | TWh | 2.971 | 4.968 | 4.201 | 3.4618 | 3.1716 | 3.3277 | 2.9872 | 1.8935
NSR Minnkota Power - SO2 Cap Annual v3.1 | 948 | 1846 | Rate Constraint in MTons | FALSE | L | Annual | Qualifying Generation | TWh | 2.971 | 4.968 | 4.201 | 3.4618 | 3.1716 | 3.3277 | 2.9872 | 1.8935
NSR Minnkota Power - SO2 Cap Annual v3.1 | 948 | 1846 | Rate Constraint in MTons | FALSE | L | Annual | Rate | lb/MWh | 0.81991 | 0.81809 | 0.94082 | 0.9757 | 0.99185 | 0.9825 | 1.0035 | 1.1375
NSR Minnkota Power - SO2 Cap Annual v3.1 | 948 | 1846 | Rate Constraint in MTons | FALSE | L | Annual | Constraint Shadow Price | US2016$/Ton | 0 | 0 | 0 | 0 | 0 | 0 | 0 | 0
NSR Mirant Settlement - NOX Cap Annual v3.1 | 949 | 1847 | Rate Constraint in MTons | FALSE | L | Annual | Seasons Included | Seasons | Winter, WintShld, Summer | Winter, WintShld, Summer | Winter, WintShld, Summer | Winter, WintShld, Summer | Winter, WintShld, Summer | Winter, WintShld, Summer | Winter, WintShld, Summer | Winter, WintShld, Summer
NSR Mirant Settlement - NOX Cap Annual v3.1 | 949 | 1847 | Rate Constraint in MTons | FALSE | L | Annual | Standard NOX | Thousand Tons | 16 | 16 | 16 | 16 | 16 | 16 | 16 | 16
NSR Mirant Settlement - NOX Cap Annual v3.1 | 949 | 1847 | Rate Constraint in MTons | FALSE | L | Annual | Emissions at Affected Plants NOX | Thousand Tons | 0 | 0.61272 | 0.55482 | 0.54041 | 0 | 1.4352 | 1.241 | 0.36244
NSR Mirant Settlement - NOX Cap Annual v3.1 | 949 | 1847 | Rate Constraint in MTons | FALSE | L | Annual | Allowances Purchased NOX | Thousand Tons | 0 | 0 | 0 | 0 | 0 | 0 | 0 | 0
NSR Mirant Settlement - NOX Cap Annual v3.1 | 949 | 1847 | Rate Constraint in MTons | FALSE | L | Annual | Allowances Sold NOX | Thousand Tons | 0 | 0 | 0 | 0 | 0 | 0 | 0 | 0
NSR Mirant Settlement - NOX Cap Annual v3.1 | 949 | 1847 | Rate Constraint in MTons | FALSE | L | Annual | Allowances Banked | Thousand Tons | 0 | 0 | 0 | 0 | 0 | 0 | 0 | 0
NSR Mirant Settlement - NOX Cap Annual v3.1 | 949 | 1847 | Rate Constraint in MTons | FALSE | L | Annual | Allowances Withdrawn (1:1) | Thousand Tons | 0 | 0 | 0 | 0 | 0 | 0 | 0 | 0
NSR Mirant Settlement - NOX Cap Annual v3.1 | 949 | 1847 | Rate Constraint in MTons | FALSE | L | Annual | Allowances Withdrawn (n:1) | Thousand Tons | 0 | 0 | 0 | 0 | 0 | 0 | 0 | 0
NSR Mirant Settlement - NOX Cap Annual v3.1 | 949 | 1847 | Rate Constraint in MTons | FALSE | L | Annual | Net Emissions Allowance Position | Thousand Tons | 0 | 0.61272 | 0.55482 | 0.54041 | 0 | 1.4352 | 1.241 | 0.36244
NSR Mirant Settlement - NOX Cap Annual v3.1 | 949 | 1847 | Rate Constraint in MTons | FALSE | L | Annual | Fuel Consumed | TBtu | 0 | 31.2599 | 28.2885 | 27.5588 | 0 | 45.3134 | 40.5275 | 18.6105
NSR Mirant Settlement - NOX Cap Annual v3.1 | 949 | 1847 | Rate Constraint in MTons | FALSE | L | Annual | Rate | lb/MMBtu | 0 | 0.039202 | 0.039226 | 0.039219 | 0 | 0.063347 | 0.061241 | 0.03895
NSR Mirant Settlement - NOX Cap Annual v3.1 | 949 | 1847 | Rate Constraint in MTons | FALSE | L | Annual | Generation | TWh | 0 | 3.1427 | 2.8659 | 2.7923 | 0 | 4.5271 | 4.077 | 1.8931
NSR Mirant Settlement - NOX Cap Annual v3.1 | 949 | 1847 | Rate Constraint in MTons | FALSE | L | Annual | Qualifying Generation | TWh | 0 | 3.1427 | 2.8659 | 2.7923 | 0 | 4.5271 | 4.077 | 1.8931
NSR Mirant Settlement - NOX Cap Annual v3.1 | 949 | 1847 | Rate Constraint in MTons | FALSE | L | Annual | Rate | lb/MWh | 0 | 0.38993 | 0.38719 | 0.38707 | 0 | 0.63407 | 0.60876 | 0.38291
NSR Mirant Settlement - NOX Cap Annual v3.1 | 949 | 1847 | Rate Constraint in MTons | FALSE | L | Annual | Constraint Shadow Price | US2016$/Ton | 0 | 0 | 0 | 0 | 0 | 0 | 0 | 0
NSR Mirant Settlement - NOX Cap Summer v3.1 | 950 | 1848 | Rate Constraint in MTons | FALSE | L | Annual | Seasons Included | Seasons | Summer | Summer | Summer | Summer | Summer | Summer | Summer | Summer
NSR Mirant Settlement - NOX Cap Summer v3.1 | 950 | 1848 | Rate Constraint in MTons | FALSE | L | Annual | Standard NOX | Thousand Tons | 5.2 | 5.2 | 5.2 | 5.2 | 5.2 | 5.2 | 5.2 | 5.2
NSR Mirant Settlement - NOX Cap Summer v3.1 | 950 | 1848 | Rate Constraint in MTons | FALSE | L | Annual | Emissions at Affected Plants NOX | Thousand Tons | 0 | 0.4061 | 0.35308 | 0.33866 | 0 | 0.48553 | 0.44418 | 0.23091
NSR Mirant Settlement - NOX Cap Summer v3.1 | 950 | 1848 | Rate Constraint in MTons | FALSE | L | Annual | Allowances Purchased NOX | Thousand Tons | 0 | 0 | 0 | 0 | 0 | 0 | 0 | 0
NSR Mirant Settlement - NOX Cap Summer v3.1 | 950 | 1848 | Rate Constraint in MTons | FALSE | L | Annual | Allowances Sold NOX | Thousand Tons | 0 | 0 | 0 | 0 | 0 | 0 | 0 | 0
NSR Mirant Settlement - NOX Cap Summer v3.1 | 950 | 1848 | Rate Constraint in MTons | FALSE | L | Annual | Allowances Banked | Thousand Tons | 0 | 0 | 0 | 0 | 0 | 0 | 0 | 0
NSR Mirant Settlement - NOX Cap Summer v3.1 | 950 | 1848 | Rate Constraint in MTons | FALSE | L | Annual | Allowances Withdrawn (1:1) | Thousand Tons | 0 | 0 | 0 | 0 | 0 | 0 | 0 | 0
NSR Mirant Settlement - NOX Cap Summer v3.1 | 950 | 1848 | Rate Constraint in MTons | FALSE | L | Annual | Allowances Withdrawn (n:1) | Thousand Tons | 0 | 0 | 0 | 0 | 0 | 0 | 0 | 0
NSR Mirant Settlement - NOX Cap Summer v3.1 | 950 | 1848 | Rate Constraint in MTons | FALSE | L | Annual | Net Emissions Allowance Position | Thousand Tons | 0 | 0.4061 | 0.35308 | 0.33866 | 0 | 0.48553 | 0.44418 | 0.23091
NSR Mirant Settlement - NOX Cap Summer v3.1 | 950 | 1848 | Rate Constraint in MTons | FALSE | L | Annual | Fuel Consumed | TBtu | 0 | 20.7235 | 18.0021 | 17.2724 | 0 | 24.1449 | 22.6526 | 11.8567
NSR Mirant Settlement - NOX Cap Summer v3.1 | 950 | 1848 | Rate Constraint in MTons | FALSE | L | Annual | Rate | lb/MMBtu | 0 | 0.039192 | 0.039226 | 0.039214 | 0 | 0.040218 | 0.039217 | 0.03895
NSR Mirant Settlement - NOX Cap Summer v3.1 | 950 | 1848 | Rate Constraint in MTons | FALSE | L | Annual | Generation | TWh | 0 | 2.0838 | 1.8238 | 1.7502 | 0 | 2.4404 | 2.2952 | 1.2061
NSR Mirant Settlement - NOX Cap Summer v3.1 | 950 | 1848 | Rate Constraint in MTons | FALSE | L | Annual | Qualifying Generation | TWh | 0 | 2.0838 | 1.8238 | 1.7502 | 0 | 2.4404 | 2.2952 | 1.2061
NSR Mirant Settlement - NOX Cap Summer v3.1 | 950 | 1848 | Rate Constraint in MTons | FALSE | L | Annual | Rate | lb/MWh | 0 | 0.38977 | 0.38719 | 0.387 | 0 | 0.39791 | 0.38704 | 0.38291
NSR Mirant Settlement - NOX Cap Summer v3.1 | 950 | 1848 | Rate Constraint in MTons | FALSE | L | Annual | Constraint Shadow Price | US2016$/Ton | 0 | 0 | 0 | 0 | 0 | 0 | 0 | 0
NSR Mirant Settlement - NOX Rate Summer v3.1 | 951 | 1849 | Rate Constraint in lbs/MMBtu | FALSE | L | Annual | Seasons Included | Seasons | Summer | Summer | Summer | Summer | Summer | Summer | Summer | Summer
NSR Mirant Settlement - NOX Rate Summer v3.1 | 951 | 1849 | Rate Constraint in lbs/MMBtu | FALSE | L | Annual | Standard NOX | lb/MMBtu | 0.15 | 0.15 | 0.15 | 0.15 | 0.15 | 0.15 | 0.15 | 0.15
NSR Mirant Settlement - NOX Rate Summer v3.1 | 951 | 1849 | Rate Constraint in lbs/MMBtu | FALSE | L | Annual | Emissions at Affected Plants NOX | Thousand Tons | 0 | 0.4061 | 0.35308 | 0.33866 | 0 | 0.48553 | 0.44418 | 0.23091
NSR Mirant Settlement - NOX Rate Summer v3.1 | 951 | 1849 | Rate Constraint in lbs/MMBtu | FALSE | L | Annual | Allowances Purchased NOX | Thousand Tons | 0 | 0 | 0 | 0 | 0 | 0 | 0 | 0
NSR Mirant Settlement - NOX Rate Summer v3.1 | 951 | 1849 | Rate Constraint in lbs/MMBtu | FALSE | L | Annual | Allowances Sold NOX | Thousand Tons | 0 | 0 | 0 | 0 | 0 | 0 | 0 | 0
NSR Mirant Settlement - NOX Rate Summer v3.1 | 951 | 1849 | Rate Constraint in lbs/MMBtu | FALSE | L | Annual | Allowances Banked | Thousand Tons | 0 | 0 | 0 | 0 | 0 | 0 | 0 | 0
NSR Mirant Settlement - NOX Rate Summer v3.1 | 951 | 1849 | Rate Constraint in lbs/MMBtu | FALSE | L | Annual | Allowances Withdrawn (1:1) | Thousand Tons | 0 | 0 | 0 | 0 | 0 | 0 | 0 | 0
NSR Mirant Settlement - NOX Rate Summer v3.1 | 951 | 1849 | Rate Constraint in lbs/MMBtu | FALSE | L | Annual | Allowances Withdrawn (n:1) | Thousand Tons | 0 | 0 | 0 | 0 | 0 | 0 | 0 | 0
NSR Mirant Settlement - NOX Rate Summer v3.1 | 951 | 1849 | Rate Constraint in lbs/MMBtu | FALSE | L | Annual | Net Emissions Allowance Position | Thousand Tons | 0 | 0.4061 | 0.35308 | 0.33866 | 0 | 0.48553 | 0.44418 | 0.23091
NSR Mirant Settlement - NOX Rate Summer v3.1 | 951 | 1849 | Rate Constraint in lbs/MMBtu | FALSE | L | Annual | Fuel Consumed | TBtu | 0 | 20.7235 | 18.0021 | 17.2724 | 0 | 24.1449 | 22.6526 | 11.8567
NSR Mirant Settlement - NOX Rate Summer v3.1 | 951 | 1849 | Rate Constraint in lbs/MMBtu | FALSE | L | Annual | Rate | lb/MMBtu | 0 | 0.039192 | 0.039226 | 0.039214 | 0 | 0.040218 | 0.039217 | 0.03895
NSR Mirant Settlement - NOX Rate Summer v3.1 | 951 | 1849 | Rate Constraint in lbs/MMBtu | FALSE | L | Annual | Generation | TWh | 0 | 2.0838 | 1.8238 | 1.7502 | 0 | 2.4404 | 2.2952 | 1.2061
NSR Mirant Settlement - NOX Rate Summer v3.1 | 951 | 1849 | Rate Constraint in lbs/MMBtu | FALSE | L | Annual | Qualifying Generation | TWh | 0 | 2.0838 | 1.8238 | 1.7502 | 0 | 2.4404 | 2.2952 | 1.2061
NSR Mirant Settlement - NOX Rate Summer v3.1 | 951 | 1849 | Rate Constraint in lbs/MMBtu | FALSE | L | Annual | Rate | lb/MWh | 0 | 0.38977 | 0.38719 | 0.387 | 0 | 0.39791 | 0.38704 | 0.38291
NSR Mirant Settlement - NOX Rate Summer v3.1 | 951 | 1849 | Rate Constraint in lbs/MMBtu | FALSE | L | Annual | Constraint Shadow Price | US2016$/Ton | 43.932 | 0 | 0 | 0 | 0 | 0 | 0 | 0
NSR Morgantown G P 1,2 - NOX Rate Annual v3.1, Unit 5648 and retrofits | 952 | 1954 | Rate Constraint in lbs/MMBtu | FALSE | L | Annual | Seasons Included | Seasons | Winter, WintShld, Summer | Winter, WintShld, Summer | Winter, WintShld, Summer | Winter, WintShld, Summer | Winter, WintShld, Summer | Winter, WintShld, Summer | Winter, WintShld, Summer | Winter, WintShld, Summer
NSR Morgantown G P 1,2 - NOX Rate Annual v3.1, Unit 5648 and retrofits | 952 | 1954 | Rate Constraint in lbs/MMBtu | FALSE | L | Annual | Standard NOX | lb/MMBtu | 0.1 | 0.1 | 0.1 | 0.1 | 0.1 | 0.1 | 0.1 | 0.1
NSR Morgantown G P 1,2 - NOX Rate Annual v3.1, Unit 5648 and retrofits | 952 | 1954 | Rate Constraint in lbs/MMBtu | FALSE | L | Annual | Emissions at Affected Plants NOX | Thousand Tons | 0 | 0.335 | 0.27932 | 0.27932 | 0 | 0.36244 | 0.36244 | 0.36244
NSR Morgantown G P 1,2 - NOX Rate Annual v3.1, Unit 5648 and retrofits | 952 | 1954 | Rate Constraint in lbs/MMBtu | FALSE | L | Annual | Allowances Purchased NOX | Thousand Tons | 0 | 0 | 0 | 0 | 0 | 0 | 0 | 0
NSR Morgantown G P 1,2 - NOX Rate Annual v3.1, Unit 5648 and retrofits | 952 | 1954 | Rate Constraint in lbs/MMBtu | FALSE | L | Annual | Allowances Sold NOX | Thousand Tons | 0 | 0 | 0 | 0 | 0 | 0 | 0 | 0
NSR Morgantown G P 1,2 - NOX Rate Annual v3.1, Unit 5648 and retrofits | 952 | 1954 | Rate Constraint in lbs/MMBtu | FALSE | L | Annual | Allowances Banked | Thousand Tons | 0 | 0 | 0 | 0 | 0 | 0 | 0 | 0
NSR Morgantown G P 1,2 - NOX Rate Annual v3.1, Unit 5648 and retrofits | 952 | 1954 | Rate Constraint in lbs/MMBtu | FALSE | L | Annual | Allowances Withdrawn (1:1) | Thousand Tons | 0 | 0 | 0 | 0 | 0 | 0 | 0 | 0
NSR Morgantown G P 1,2 - NOX Rate Annual v3.1, Unit 5648 and retrofits | 952 | 1954 | Rate Constraint in lbs/MMBtu | FALSE | L | Annual | Allowances Withdrawn (n:1) | Thousand Tons | 0 | 0 | 0 | 0 | 0 | 0 | 0 | 0
NSR Morgantown G P 1,2 - NOX Rate Annual v3.1, Unit 5648 and retrofits | 952 | 1954 | Rate Constraint in lbs/MMBtu | FALSE | L | Annual | Net Emissions Allowance Position | Thousand Tons | 0 | 0.335 | 0.27932 | 0.27932 | 0 | 0.36244 | 0.36244 | 0.36244
NSR Morgantown G P 1,2 - NOX Rate Annual v3.1, Unit 5648 and retrofits | 952 | 1954 | Rate Constraint in lbs/MMBtu | FALSE | L | Annual | Fuel Consumed | TBtu | 0 | 17.2014 | 14.3426 | 14.3426 | 0 | 18.6105 | 18.6105 | 18.6105
NSR Morgantown G P 1,2 - NOX Rate Annual v3.1, Unit 5648 and retrofits | 952 | 1954 | Rate Constraint in lbs/MMBtu | FALSE | L | Annual | Rate | lb/MMBtu | 0 | 0.03895 | 0.03895 | 0.03895 | 0 | 0.03895 | 0.03895 | 0.03895
NSR Morgantown G P 1,2 - NOX Rate Annual v3.1, Unit 5648 and retrofits | 952 | 1954 | Rate Constraint in lbs/MMBtu | FALSE | L | Annual | Generation | TWh | 0 | 1.7358 | 1.459 | 1.459 | 0 | 1.8931 | 1.8931 | 1.8931
NSR Morgantown G P 1,2 - NOX Rate Annual v3.1, Unit 5648 and retrofits | 952 | 1954 | Rate Constraint in lbs/MMBtu | FALSE | L | Annual | Qualifying Generation | TWh | 0 | 1.7358 | 1.459 | 1.459 | 0 | 1.8931 | 1.8931 | 1.8931
NSR Morgantown G P 1,2 - NOX Rate Annual v3.1, Unit 5648 and retrofits | 952 | 1954 | Rate Constraint in lbs/MMBtu | FALSE | L | Annual | Rate | lb/MWh | 0 | 0.38599 | 0.38291 | 0.38291 | 0 | 0.38291 | 0.38291 | 0.38291
NSR Morgantown G P 1,2 - NOX Rate Annual v3.1, Unit 5648 and retrofits | 952 | 1954 | Rate Constraint in lbs/MMBtu | FALSE | L | Annual | Constraint Shadow Price | US2016$/Ton | 0 | 0 | 0 | 0 | 0 | 0 | 0 | 0
NSR Morgantown G P 1,2 - NOX Rate Annual v3.1, Unit 5649 and retrofits | 953 | 1954 | Rate Constraint in lbs/MMBtu | FALSE | L | Annual | Seasons Included | Seasons | Winter, WintShld, Summer | Winter, WintShld, Summer | Winter, WintShld, Summer | Winter, WintShld, Summer | Winter, WintShld, Summer | Winter, WintShld, Summer | Winter, WintShld, Summer | Winter, WintShld, Summer
NSR Morgantown G P 1,2 - NOX Rate Annual v3.1, Unit 5649 and retrofits | 953 | 1954 | Rate Constraint in lbs/MMBtu | FALSE | L | Annual | Standard NOX | lb/MMBtu | 0.1 | 0.1 | 0.1 | 0.1 | 0.1 | 0.1 | 0.1 | 0.1
NSR Morgantown G P 1,2 - NOX Rate Annual v3.1, Unit 5649 and retrofits | 953 | 1954 | Rate Constraint in lbs/MMBtu | FALSE | L | Annual | Emissions at Affected Plants NOX | Thousand Tons | 0 | 0.27772 | 0.2755 | 0.26109 | 0 | 0.3601 | 0.34383 | 0
NSR Morgantown G P 1,2 - NOX Rate Annual v3.1, Unit 5649 and retrofits | 953 | 1954 | Rate Constraint in lbs/MMBtu | FALSE | L | Annual | Allowances Purchased NOX | Thousand Tons | 0 | 0 | 0 | 0 | 0 | 0 | 0 | 0
NSR Morgantown G P 1,2 - NOX Rate Annual v3.1, Unit 5649 and retrofits | 953 | 1954 | Rate Constraint in lbs/MMBtu | FALSE | L | Annual | Allowances Sold NOX | Thousand Tons | 0 | 0 | 0 | 0 | 0 | 0 | 0 | 0
NSR Morgantown G P 1,2 - NOX Rate Annual v3.1, Unit 5649 and retrofits | 953 | 1954 | Rate Constraint in lbs/MMBtu | FALSE | L | Annual | Allowances Banked | Thousand Tons | 0 | 0 | 0 | 0 | 0 | 0 | 0 | 0
NSR Morgantown G P 1,2 - NOX Rate Annual v3.1, Unit 5649 and retrofits | 953 | 1954 | Rate Constraint in lbs/MMBtu | FALSE | L | Annual | Allowances Withdrawn (1:1) | Thousand Tons | 0 | 0 | 0 | 0 | 0 | 0 | 0 | 0
NSR Morgantown G P 1,2 - NOX Rate Annual v3.1, Unit 5649 and retrofits | 953 | 1954 | Rate Constraint in lbs/MMBtu | FALSE | L | Annual | Allowances Withdrawn (n:1) | Thousand Tons | 0 | 0 | 0 | 0 | 0 | 0 | 0 | 0
NSR Morgantown G P 1,2 - NOX Rate Annual v3.1, Unit 5649 and retrofits | 953 | 1954 | Rate Constraint in lbs/MMBtu | FALSE | L | Annual | Net Emissions Allowance Position | Thousand Tons | 0 | 0.27772 | 0.2755 | 0.26109 | 0 | 0.3601 | 0.34383 | 0
NSR Morgantown G P 1,2 - NOX Rate Annual v3.1, Unit 5649 and retrofits | 953 | 1954 | Rate Constraint in lbs/MMBtu | FALSE | L | Annual | Fuel Consumed | TBtu | 0 | 14.0585 | 13.946 | 13.2163 | 0 | 18.2281 | 17.4047 | 0
NSR Morgantown G P 1,2 - NOX Rate Annual v3.1, Unit 5649 and retrofits | 953 | 1954 | Rate Constraint in lbs/MMBtu | FALSE | L | Annual | Rate | lb/MMBtu | 0 | 0.03951 | 0.03951 | 0.03951 | 0 | 0.03951 | 0.03951 | 0
NSR Morgantown G P 1,2 - NOX Rate Annual v3.1, Unit 5649 and retrofits | 953 | 1954 | Rate Constraint in lbs/MMBtu | FALSE | L | Annual | Generation | TWh | 0 | 1.407 | 1.407 | 1.3334 | 0 | 1.839 | 1.7559 | 0
NSR Morgantown G P 1,2 - NOX Rate Annual v3.1, Unit 5649 and retrofits | 953 | 1954 | Rate Constraint in lbs/MMBtu | FALSE | L | Annual | Qualifying Generation | TWh | 0 | 1.407 | 1.407 | 1.3334 | 0 | 1.839 | 1.7559 | 0
NSR Morgantown G P 1,2 - NOX Rate Annual v3.1, Unit 5649 and retrofits | 953 | 1954 | Rate Constraint in lbs/MMBtu | FALSE | L | Annual | Rate | lb/MWh | 0 | 0.39478 | 0.39163 | 0.39163 | 0 | 0.39163 | 0.39163 | 0
NSR Morgantown G P 1,2 - NOX Rate Annual v3.1, Unit 5649 and retrofits | 953 | 1954 | Rate Constraint in lbs/MMBtu | FALSE | L | Annual | Constraint Shadow Price | US2016$/Ton | 0 | 0 | 0 | 0 | 0 | 0 | 0 | 0
NSR Mt Storm 1-3 - NOX Rate Annual v3.1, Unit 5733 and retrofits | 954 | 1948 | Rate Constraint in lbs/MMBtu | FALSE | L | Annual | Seasons Included | Seasons | Winter, WintShld, Summer | Winter, WintShld, Summer | Winter, WintShld, Summer | Winter, WintShld, Summer | Winter, WintShld, Summer | Winter, WintShld, Summer | Winter, WintShld, Summer | Winter, WintShld, Summer
NSR Mt Storm 1-3 - NOX Rate Annual v3.1, Unit 5733 and retrofits | 954 | 1948 | Rate Constraint in lbs/MMBtu | FALSE | L | Annual | Standard NOX | lb/MMBtu | 0.11 | 0.11 | 0.11 | 0.11 | 0.11 | 0.11 | 0.11 | 0.11
NSR Mt Storm 1-3 - NOX Rate Annual v3.1, Unit 5733 and retrofits | 954 | 1948 | Rate Constraint in lbs/MMBtu | FALSE | L | Annual | Emissions at Affected Plants NOX | Thousand Tons | 0.74623 | 1.1565 | 0.78961 | 0.7844 | 0 | 0 | 0 | 0
NSR Mt Storm 1-3 - NOX Rate Annual v3.1, Unit 5733 and retrofits | 954 | 1948 | Rate Constraint in lbs/MMBtu | FALSE | L | Annual | Allowances Purchased NOX | Thousand Tons | 0 | 0 | 0 | 0 | 0 | 0 | 0 | 0
NSR Mt Storm 1-3 - NOX Rate Annual v3.1, Unit 5733 and retrofits | 954 | 1948 | Rate Constraint in lbs/MMBtu | FALSE | L | Annual | Allowances Sold NOX | Thousand Tons | 0 | 0 | 0 | 0 | 0 | 0 | 0 | 0
NSR Mt Storm 1-3 - NOX Rate Annual v3.1, Unit 5733 and retrofits | 954 | 1948 | Rate Constraint in lbs/MMBtu | FALSE | L | Annual | Allowances Banked | Thousand Tons | 0 | 0 | 0 | 0 | 0 | 0 | 0 | 0
NSR Mt Storm 1-3 - NOX Rate Annual v3.1, Unit 5733 and retrofits | 954 | 1948 | Rate Constraint in lbs/MMBtu | FALSE | L | Annual | Allowances Withdrawn (1:1) | Thousand Tons | 0 | 0 | 0 | 0 | 0 | 0 | 0 | 0
NSR Mt Storm 1-3 - NOX Rate Annual v3.1, Unit 5733 and retrofits | 954 | 1948 | Rate Constraint in lbs/MMBtu | FALSE | L | Annual | Allowances Withdrawn (n:1) | Thousand Tons | 0 | 0 | 0 | 0 | 0 | 0 | 0 | 0
NSR Mt Storm 1-3 - NOX Rate Annual v3.1, Unit 5733 and retrofits | 954 | 1948 | Rate Constraint in lbs/MMBtu | FALSE | L | Annual | Net Emissions Allowance Position | Thousand Tons | 0.74623 | 1.1565 | 0.78961 | 0.7844 | 0 | 0 | 0 | 0
NSR Mt Storm 1-3 - NOX Rate Annual v3.1, Unit 5733 and retrofits | 954 | 1948 | Rate Constraint in lbs/MMBtu | FALSE | L | Annual | Fuel Consumed | TBtu | 21.3087 | 33.0226 | 22.5474 | 22.3988 | 0 | 0 | 0 | 0
NSR Mt Storm 1-3 - NOX Rate Annual v3.1, Unit 5733 and retrofits | 954 | 1948 | Rate Constraint in lbs/MMBtu | FALSE | L | Annual | Rate | lb/MMBtu | 0.07004 | 0.07004 | 0.07004 | 0.07004 | 0 | 0 | 0 | 0
NSR Mt Storm 1-3 - NOX Rate Annual v3.1, Unit 5733 and retrofits | 954 | 1948 | Rate Constraint in lbs/MMBtu | FALSE | L | Annual | Generation | TWh | 2.1356 | 3.3095 | 2.2779 | 2.2629 | 0 | 0 | 0 | 0
NSR Mt Storm 1-3 - NOX Rate Annual v3.1, Unit 5733 and retrofits | 954 | 1948 | Rate Constraint in lbs/MMBtu | FALSE | L | Annual | Qualifying Generation | TWh | 2.1356 | 3.3095 | 2.2779 | 2.2629 | 0 | 0 | 0 | 0
NSR Mt Storm 1-3 - NOX Rate Annual v3.1, Unit 5733 and retrofits | 954 | 1948 | Rate Constraint in lbs/MMBtu | FALSE | L | Annual | Rate | lb/MWh | 0.69886 | 0.69886 | 0.69327 | 0.69327 | 0 | 0 | 0 | 0
NSR Mt Storm 1-3 - NOX Rate Annual v3.1, Unit 5733 and retrofits | 954 | 1948 | Rate Constraint in lbs/MMBtu | FALSE | L | Annual | Constraint Shadow Price | US2016$/Ton | 0 | 0 | 0 | 0 | 0 | 0 | 0 | 0
NSR Mt Storm 1-3 - NOX Rate Annual v3.1, Unit 5734 and retrofits | 955 | 1948 | Rate Constraint in lbs/MMBtu | FALSE | L | Annual | Seasons Included | Seasons | Winter, WintShld, Summer | Winter, WintShld, Summer | Winter, WintShld, Summer | Winter, WintShld, Summer | Winter, WintShld, Summer | Winter, WintShld, Summer | Winter, WintShld, Summer | Winter, WintShld, Summer
NSR Mt Storm 1-3 - NOX Rate Annual v3.1, Unit 5734 and retrofits | 955 | 1948 | Rate Constraint in lbs/MMBtu | FALSE | L | Annual | Standard NOX | lb/MMBtu | 0.11 | 0.11 | 0.11 | 0.11 | 0.11 | 0.11 | 0.11 | 0.11
NSR Mt Storm 1-3 - NOX Rate Annual v3.1, Unit 5734 and retrofits | 955 | 1948 | Rate Constraint in lbs/MMBtu | FALSE | L | Annual | Emissions at Affected Plants NOX | Thousand Tons | 0.85955 | 1.3544 | 0.91255 | 0.90624 | 0 | 0 | 0 | 0
NSR Mt Storm 1-3 - NOX Rate Annual v3.1, Unit 5734 and retrofits | 955 | 1948 | Rate Constraint in lbs/MMBtu | FALSE | L | Annual | Allowances Purchased NOX | Thousand Tons | 0 | 0 | 0 | 0 | 0 | 0 | 0 | 0
NSR Mt Storm 1-3 - NOX Rate Annual v3.1, Unit 5734 and retrofits | 955 | 1948 | Rate Constraint in lbs/MMBtu | FALSE | L | Annual | Allowances Sold NOX | Thousand Tons | 0 | 0 | 0 | 0 | 0 | 0 | 0 | 0
NSR Mt Storm 1-3 - NOX Rate Annual v3.1, Unit 5734 and retrofits | 955 | 1948 | Rate Constraint in lbs/MMBtu | FALSE | L | Annual | Allowances Banked | Thousand Tons | 0 | 0 | 0 | 0 | 0 | 0 | 0 | 0
NSR Mt Storm 1-3 - NOX Rate Annual v3.1, Unit 5734 and retrofits | 955 | 1948 | Rate Constraint in lbs/MMBtu | FALSE | L | Annual | Allowances Withdrawn (1:1) | Thousand Tons | 0 | 0 | 0 | 0 | 0 | 0 | 0 | 0
NSR Mt Storm 1-3 - NOX Rate Annual v3.1, Unit 5734 and retrofits | 955 | 1948 | Rate Constraint in lbs/MMBtu | FALSE | L | Annual | Allowances Withdrawn (n:1) | Thousand Tons | 0 | 0 | 0 | 0 | 0 | 0 | 0 | 0
NSR Mt Storm 1-3 - NOX Rate Annual v3.1, Unit 5734 and retrofits | 955 | 1948 | Rate Constraint in lbs/MMBtu | FALSE | L | Annual | Net Emissions Allowance Position | Thousand Tons | 0.85955 | 1.3544 | 0.91255 | 0.90624 | 0 | 0 | 0 | 0
NSR Mt Storm 1-3 - NOX Rate Annual v3.1, Unit 5734 and retrofits | 955 | 1948 | Rate Constraint in lbs/MMBtu | FALSE | L | Annual | Fuel Consumed | TBtu | 21.0804 | 33.2159 | 22.3801 | 22.2253 | 0 | 0 | 0 | 0
NSR Mt Storm 1-3 - NOX Rate Annual v3.1, Unit 5734 and retrofits | 955 | 1948 | Rate Constraint in lbs/MMBtu | FALSE | L | Annual | Rate | lb/MMBtu | 0.08155 | 0.08155 | 0.08155 | 0.08155 | 0 | 0 | 0 | 0
NSR Mt Storm 1-3 - NOX Rate Annual v3.1, Unit 5734 and retrofits | 955 | 1948 | Rate Constraint in lbs/MMBtu | FALSE | L | Annual | Generation | TWh | 2.1157 | 3.3336 | 2.2642 | 2.2485 | 0 | 0 | 0 | 0
NSR Mt Storm 1-3 - NOX Rate Annual v3.1, Unit 5734 and retrofits | 955 | 1948 | Rate Constraint in lbs/MMBtu | FALSE | L | Annual | Qualifying Generation | TWh | 2.1157 | 3.3336 | 2.2642 | 2.2485 | 0 | 0 | 0 | 0
NSR Mt Storm 1-3 - NOX Rate Annual v3.1, Unit 5734 and retrofits | 955 | 1948 | Rate Constraint in lbs/MMBtu | FALSE | L | Annual | Rate | lb/MWh | 0.81256 | 0.81256 | 0.80606 | 0.80606 | 0 | 0 | 0 | 0
NSR Mt Storm 1-3 - NOX Rate Annual v3.1, Unit 5734 and retrofits | 955 | 1948 | Rate Constraint in lbs/MMBtu | FALSE | L | Annual | Constraint Shadow Price | US2016$/Ton | 0 | 0 | 0 | 0 | 0 | 0 | 0 | 0
NSR Mt Storm 1-3 - NOX Rate Annual v3.1, Unit 5735 and retrofits | 956 | 1948 | Rate Constraint in lbs/MMBtu | FALSE | L | Annual | Seasons Included | Seasons | Winter, WintShld, Summer | Winter, WintShld, Summer | Winter, WintShld, Summer | Winter, WintShld, Summer | Winter, WintShld, Summer | Winter, WintShld, Summer | Winter, WintShld, Summer | Winter, WintShld, Summer
NSR Mt Storm 1-3 - NOX Rate Annual v3.1, Unit 5735 and retrofits | 956 | 1948 | Rate Constraint in lbs/MMBtu | FALSE | L | Annual | Standard NOX | lb/MMBtu | 0.11 | 0.11 | 0.11 | 0.11 | 0.11 | 0.11 | 0.11 | 0.11
NSR Mt Storm 1-3 - NOX Rate Annual v3.1, Unit 5735 and retrofits | 956 | 1948 | Rate Constraint in lbs/MMBtu | FALSE | L | Annual | Emissions at Affected Plants NOX | Thousand Tons | 0 | 0.29116 | 0.28883 | 0.030264 | 0 | 0 | 0 | 0
NSR Mt Storm 1-3 - NOX Rate Annual v3.1, Unit 5735 and retrofits | 956 | 1948 | Rate Constraint in lbs/MMBtu | FALSE | L | Annual | Allowances Purchased NOX | Thousand Tons | 0 | 0 | 0 | 0 | 0 | 0 | 0 | 0
NSR Mt Storm 1-3 - NOX Rate Annual v3.1, Unit 5735 and retrofits | 956 | 1948 | Rate Constraint in lbs/MMBtu | FALSE | L | Annual | Allowances Sold NOX | Thousand Tons | 0 | 0 | 0 | 0 | 0 | 0 | 0 | 0
NSR Mt Storm 1-3 - NOX Rate Annual v3.1, Unit 5735 and retrofits | 956 | 1948 | Rate Constraint in lbs/MMBtu | FALSE | L | Annual | Allowances Banked | Thousand Tons | 0 | 0 | 0 | 0 | 0 | 0 | 0 | 0
NSR Mt Storm 1-3 - NOX Rate Annual v3.1, Unit 5735 and retrofits | 956 | 1948 | Rate Constraint in lbs/MMBtu | FALSE | L | Annual | Allowances Withdrawn (1:1) | Thousand Tons | 0 | 0 | 0 | 0 | 0 | 0 | 0 | 0
NSR Mt Storm 1-3 - NOX Rate Annual v3.1, Unit 5735 and retrofits | 956 | 1948 | Rate Constraint in lbs/MMBtu | FALSE | L | Annual | Allowances Withdrawn (n:1) | Thousand Tons | 0 | 0 | 0 | 0 | 0 | 0 | 0 | 0
NSR Mt Storm 1-3 - NOX Rate Annual v3.1, Unit 5735 and retrofits | 956 | 1948 | Rate Constraint in lbs/MMBtu | FALSE | L | Annual | Net Emissions Allowance Position | Thousand Tons | 0 | 0.29116 | 0.28883 | 0.030264 | 0 | 0 | 0 | 0
NSR Mt Storm 1-3 - NOX Rate Annual v3.1, Unit 5735 and retrofits | 956 | 1948 | Rate Constraint in lbs/MMBtu | FALSE | L | Annual | Fuel Consumed | TBtu | 0 | 6.974 | 6.9182 | 0.72489 | 0 | 0 | 0 | 0
NSR Mt Storm 1-3 - NOX Rate Annual v3.1, Unit 5735 and retrofits | 956 | 1948 | Rate Constraint in lbs/MMBtu | FALSE | L | Annual | Rate | lb/MMBtu | 0 | 0.0835 | 0.0835 | 0.0835 | 0 | 0 | 0 | 0
NSR Mt Storm 1-3 - NOX Rate Annual v3.1, Unit 5735 and retrofits | 956 | 1948 | Rate Constraint in lbs/MMBtu | FALSE | L | Annual | Generation | TWh | 0 | 0.67656 | 0.67656 | 0.07089 | 0 | 0 | 0 | 0
NSR Mt Storm 1-3 - NOX Rate Annual v3.1, Unit 5735 and retrofits | 956 | 1948 | Rate Constraint in lbs/MMBtu | FALSE | L | Annual | Qualifying Generation | TWh | 0 | 0.67656 | 0.67656 | 0.07089 | 0 | 0 | 0 | 0
NSR Mt Storm 1-3 - NOX Rate Annual v3.1, Unit 5735 and retrofits | 956 | 1948 | Rate Constraint in lbs/MMBtu | FALSE | L | Annual | Rate | lb/MWh | 0 | 0.86072 | 0.85383 | 0.85383 | 0 | 0 | 0 | 0
NSR Mt Storm 1-3 - NOX Rate Annual v3.1, Unit 5735 and retrofits | 956 | 1948 | Rate Constraint in lbs/MMBtu | FALSE | L | Annual | Constraint Shadow Price | US2016$/Ton | 0 | 0 | 0 | 0 | 0 | 0 | 0 | 0
NSR NIPSCO System - SO2 Cap Annual v4.11 | 957 | 2301 | Rate Constraint in MTons | FALSE | L | Annual | Seasons Included | Seasons | Winter, WintShld, Summer | Winter, WintShld, Summer | Winter, WintShld, Summer | Winter, WintShld, Summer | Winter, WintShld, Summer | Winter, WintShld, Summer | Winter, WintShld, Summer | Winter, WintShld, Summer
NSR NIPSCO System - SO2 Cap Annual v4.11 | 957 | 2301 | Rate Constraint in MTons | FALSE | L | Annual | Standard SO2 | Thousand Tons | 11.6 | 11.6 | 11.6 | 11.6 | 11.6 | 11.6 | 11.6 | 11.6
NSR NIPSCO System - SO2 Cap Annual v4.11 | 957 | 2301 | Rate Constraint in MTons | FALSE | L | Annual | Emissions at Affected Plants SO2 | Thousand Tons | 3.9873 | 1.209 | 1.2041 | 1.0369 | 0.98028 | 0.98028 | 0.94243 | 0.87294
NSR NIPSCO System - SO2 Cap Annual v4.11 | 957 | 2301 | Rate Constraint in MTons | FALSE | L | Annual | Allowances Purchased SO2 | Thousand Tons | 0 | 0 | 0 | 0 | 0 | 0 | 0 | 0
NSR NIPSCO System - SO2 Cap Annual v4.11 | 957 | 2301 | Rate Constraint in MTons | FALSE | L | Annual | Allowances Sold SO2 | Thousand Tons | 0 | 0 | 0 | 0 | 0 | 0 | 0 | 0
NSR NIPSCO System - SO2 Cap Annual v4.11 | 957 | 2301 | Rate Constraint in MTons | FALSE | L | Annual | Allowances Banked | Thousand Tons | 0 | 0 | 0 | 0 | 0 | 0 | 0 | 0
NSR NIPSCO System - SO2 Cap Annual v4.11 | 957 | 2301 | Rate Constraint in MTons | FALSE | L | Annual | Allowances Withdrawn (1:1) | Thousand Tons | 0 | 0 | 0 | 0 | 0 | 0 | 0 | 0
NSR NIPSCO System - SO2 Cap Annual v4.11 | 957 | 2301 | Rate Constraint in MTons | FALSE | L | Annual | Allowances Withdrawn (n:1) | Thousand Tons | 0 | 0 | 0 | 0 | 0 | 0 | 0 | 0
NSR NIPSCO System - SO2 Cap Annual v4.11 | 957 | 2301 | Rate Constraint in MTons | FALSE | L | Annual | Net Emissions Allowance Position | Thousand Tons | 3.9873 | 1.209 | 1.2041 | 1.0369 | 0.98028 | 0.98028 | 0.94243 | 0.87294
NSR NIPSCO System - SO2 Cap Annual v4.11 | 957 | 2301 | Rate Constraint in MTons | FALSE | L | Annual | Fuel Consumed | TBtu | 68.1641 | 57.0944 | 56.2294 | 50.599 | 48.4944 | 48.4944 | 45.7722 | 38.3913
NSR NIPSCO System - SO2 Cap Annual v4.11 | 957 | 2301 | Rate Constraint in MTons | FALSE | L | Annual | Rate | lb/MMBtu | 0.11699 | 0.042351 | 0.042827 | 0.040984 | 0.040429 | 0.040429 | 0.041179 | 0.045476
NSR NIPSCO System - SO2 Cap Annual v4.11 | 957 | 2301 | Rate Constraint in MTons | FALSE | L | Annual | Generation | TWh | 5.9608 | 5.1321 | 5.1802 | 4.6599 | 4.4656 | 4.4656 | 4.2155 | 3.5385
NSR NIPSCO System - SO2 Cap Annual v4.11 | 957 | 2301 | Rate Constraint in MTons | FALSE | L | Annual | Qualifying Generation | TWh | 5.9608 | 5.1321 | 5.1802 | 4.6599 | 4.4656 | 4.4656 | 4.2155 | 3.5385
NSR NIPSCO System - SO2 Cap Annual v4.11 | 957 | 2301 | Rate Constraint in MTons | FALSE | L | Annual | Rate | lb/MWh | 1.3379 | 0.47115 | 0.46488 | 0.44502 | 0.43904 | 0.43904 | 0.44713 | 0.49339
NSR NIPSCO System - SO2 Cap Annual v4.11 | 957 | 2301 | Rate Constraint in MTons | FALSE | L | Annual | Constraint Shadow Price | US2016$/Ton | 0 | 0 | 0 | 0 | 0 | 0 | 0 | 0
NSR NIPSCO System - NOx Cap Annual 4.11 | 958 | 2300 | Rate Constraint in MTons | FALSE | L | Annual | Seasons Included | Seasons | Winter, WintShld, Summer | Winter, WintShld, Summer | Winter, WintShld, Summer | Winter, WintShld, Summer | Winter, WintShld, Summer | Winter, WintShld, Summer | Winter, WintShld, Summer | Winter, WintShld, Summer
NSR NIPSCO System - NOx Cap Annual 4.11 | 958 | 2300 | Rate Constraint in MTons | FALSE | L | Annual | Standard NOX | Thousand Tons | 11.704 | 11.704 | 11.704 | 11.704 | 11.704 | 11.704 | 11.704 | 11.704
NSR NIPSCO System - NOx Cap Annual 4.11 | 958 | 2300 | Rate Constraint in MTons | FALSE | L | Annual | Emissions at Affected Plants NOX | Thousand Tons | 5.1125 | 2.3999 | 2.3653 | 2.1224 | 2.0323 | 2.0323 | 1.9205 | 1.6216
NSR NIPSCO System - NOx Cap Annual 4.11 | 958 | 2300 | Rate Constraint in MTons | FALSE | L | Annual | Allowances Purchased NOX | Thousand Tons | 0 | 0 | 0 | 0 | 0 | 0 | 0 | 0
NSR NIPSCO System - NOx Cap Annual 4.11 | 958 | 2300 | Rate Constraint in MTons | FALSE | L | Annual | Allowances Sold NOX | Thousand Tons | 0 | 0 | 0 | 0 | 0 | 0 | 0 | 0
NSR NIPSCO System - NOx Cap Annual 4.11 | 958 | 2300 | Rate Constraint in MTons | FALSE | L | Annual | Allowances Banked | Thousand Tons | 0 | 0 | 0 | 0 | 0 | 0 | 0 | 0
NSR NIPSCO System - NOx Cap Annual 4.11 | 958 | 2300 | Rate Constraint in MTons | FALSE | L | Annual | Allowances Withdrawn (1:1) | Thousand Tons | 0 | 0 | 0 | 0 | 0 | 0 | 0 | 0
NSR NIPSCO System - NOx Cap Annual 4.11 | 958 | 2300 | Rate Constraint in MTons | FALSE | L | Annual | Allowances Withdrawn (n:1) | Thousand Tons | 0 | 0 | 0 | 0 | 0 | 0 | 0 | 0
NSR NIPSCO System - NOx Cap Annual 4.11 | 958 | 2300 | Rate Constraint in MTons | FALSE | L | Annual | Net Emissions Allowance Position | Thousand Tons | 5.1125 | 2.3999 | 2.3653 | 2.1224 | 2.0323 | 2.0323 | 1.9205 | 1.6216
NSR NIPSCO System - NOx Cap Annual 4.11 | 958 | 2300 | Rate Constraint in MTons | FALSE | L | Annual | Fuel Consumed | TBtu | 68.1641 | 57.0944 | 56.2294 | 50.599 | 48.4944 | 48.4944 | 45.7722 | 38.3913
NSR NIPSCO System - NOx Cap Annual 4.11 | 958 | 2300 | Rate Constraint in MTons | FALSE | L | Annual | Rate | lb/MMBtu | 0.15001 | 0.084069 | 0.084131 | 0.083889 | 0.083816 | 0.083816 | 0.083915 | 0.08448
NSR NIPSCO System - NOx Cap Annual 4.11 | 958 | 2300 | Rate Constraint in MTons | FALSE | L | Annual | Generation | TWh | 5.9608 | 5.1321 | 5.1802 | 4.6599 | 4.4656 | 4.4656 | 4.2155 | 3.5385
NSR NIPSCO System - NOx Cap Annual 4.11 | 958 | 2300 | Rate Constraint in MTons | FALSE | L | Annual | Qualifying Generation | TWh | 5.9608 | 5.1321 | 5.1802 | 4.6599 | 4.4656 | 4.4656 | 4.2155 | 3.5385
NSR NIPSCO System - NOx Cap Annual 4.11 | 958 | 2300 | Rate Constraint in MTons | FALSE | L | Annual | Rate | lb/MWh | 1.7154 | 0.93526 | 0.91323 | 0.9109 | 0.9102 | 0.9102 | 0.91115 | 0.91656
NSR NIPSCO System - NOx Cap Annual 4.11 | 958 | 2300 | Rate Constraint in MTons | FALSE | L | Annual | Constraint Shadow Price | US2016$/Ton | 0 | 0 | 0 | 0 | 0 | 0 | 0 | 0
NSR NV Power Consent - NOX Cap Annual v3.1 | 959 | 1852 | Rate Constraint in MTons | FALSE | L | Annual | Seasons Included | Seasons | Winter, WintShld, Summer | Winter, WintShld, Summer | Winter, WintShld, Summer | Winter, WintShld, Summer | Winter, WintShld, Summer | Winter, WintShld, Summer | Winter, WintShld, Summer | Winter, WintShld, Summer
NSR NV Power Consent - NOX Cap Annual v3.1 | 959 | 1852 | Rate Constraint in MTons | FALSE | L | Annual | Standard NOX | Thousand Tons | 0.36 | 0.36 | 0.36 | 0.36 | 0.36 | 0.36 | 0.36 | 0.36
NSR NV Power Consent - NOX Cap Annual v3.1 | 959 | 1852 | Rate Constraint in MTons | FALSE | L | Annual | Emissions at Affected Plants NOX | Thousand Tons | 0.0050898 | 0.0050898 | 0.0050898 | 0.097553 | 0.097553 | 0.081841 | 0.28786 | 0.076905
NSR NV Power Consent - NOX Cap Annual v3.1 | 959 | 1852 | Rate Constraint in MTons | FALSE | L | Annual | Allowances Purchased NOX | Thousand Tons | 0 | 0 | 0 | 0 | 0 | 0 | 0 | 0
NSR NV Power Consent - NOX Cap Annual v3.1 | 959 | 1852 | Rate Constraint in MTons | FALSE | L | Annual | Allowances Sold NOX | Thousand Tons | 0 | 0 | 0 | 0 | 0 | 0 | 0 | 0
NSR NV Power Consent - NOX Cap Annual v3.1 | 959 | 1852 | Rate Constraint in MTons | FALSE | L | Annual | Allowances Banked | Thousand Tons | 0 | 0 | 0 | 0 | 0 | 0 | 0 | 0
NSR NV Power Consent - NOX Cap Annual v3.1 | 959 | 1852 | Rate Constraint in MTons | FALSE | L | Annual | Allowances Withdrawn (1:1) | Thousand Tons | 0 | 0 | 0 | 0 | 0 | 0 | 0 | 0
NSR NV Power Consent - NOX Cap Annual v3.1 | 959 | 1852 | Rate Constraint in MTons | FALSE | L | Annual | Allowances Withdrawn (n:1) | Thousand Tons | 0 | 0 | 0 | 0 | 0 | 0 | 0 | 0
NSR NV Power Consent - NOX Cap Annual v3.1 | 959 | 1852 | Rate Constraint in MTons | FALSE | L | Annual | Net Emissions Allowance Position | Thousand Tons | 0.0050898 | 0.0050898 | 0.0050898 | 0.097553 | 0.097553 | 0.081841 | 0.28786 | 0.076905
NSR NV Power Consent - NOX Cap Annual v3.1 | 959 | 1852 | Rate Constraint in MTons | FALSE | L | Annual | Fuel Consumed | TBtu | 0.10962 | 0.10962 | 0.10962 | 2.1011 | 2.1011 | 1.7627 | 6.1998 | 1.6564
NSR NV Power Consent - NOX Cap Annual v3.1 | 959 | 1852 | Rate Constraint in MTons | FALSE | L | Annual | Rate | lb/MMBtu | 0.09286 | 0.09286 | 0.09286 | 0.09286 | 0.09286 | 0.09286 | 0.09286 | 0.09286
NSR NV Power Consent - NOX Cap Annual v3.1 | 959 | 1852 | Rate Constraint in MTons | FALSE | L | Annual | Generation | TWh | 0.011838 | 0.011838 | 0.011838 | 0.2269 | 0.2269 | 0.19035 | 0.66952 | 0.17887
NSR NV Power Consent - NOX Cap Annual v3.1 | 959 | 1852 | Rate Constraint in MTons | FALSE | L | Annual | Qualifying Generation | TWh | 0.011838 | 0.011838 | 0.011838 | 0.2269 | 0.2269 | 0.19035 | 0.66952 | 0.17887
NSR NV Power Consent - NOX Cap Annual v3.1 | 959 | 1852 | Rate Constraint in MTons | FALSE | L | Annual | Rate | lb/MWh | 0.85988 | 0.85988 | 0.85988 | 0.85988 | 0.85988 | 0.85988 | 0.85988 | 0.85988
NSR NV Power Consent - NOX Cap Annual v3.1 | 959 | 1852 | Rate Constraint in MTons | FALSE | L | Annual | Constraint Shadow Price | US2016$/Ton | 0 | 0 | 0 | 0 | 0 | 0 | 0 | 0
NSR Oak Creek 5-8 - NOX Rate Annual v3.1, Unit 5717 and retrofits | 960 | 1874 | Rate Constraint in lbs/MMBtu | FALSE | L | Annual | Seasons Included | Seasons | Winter, WintShld, Summer | Winter, WintShld, Summer | Winter, WintShld, Summer | Winter, WintShld, Summer | Winter, WintShld, Summer | Winter, WintShld, Summer | Winter, WintShld, Summer | Winter, WintShld, Summer
NSR Oak Creek 5-8 - NOX Rate Annual v3.1, Unit 5717 and retrofits | 960 | 1874 | Rate Constraint in lbs/MMBtu | FALSE | L | Annual | Standard NOX | lb/MMBtu | 0.08 | 0.08 | 0.08 | 0.08 | 0.08 | 0.08 | 0.08 | 0.08
NSR Oak Creek 5-8 - NOX Rate Annual v3.1, Unit 5717 and retrofits | 960 | 1874 | Rate Constraint in lbs/MMBtu | FALSE | L | Annual | Emissions at Affected Plants NOX | Thousand Tons | 0.23757 | 0.51086 | 0.45592 | 0.39562 | 0.30692 | 0.34132 | 0.30692 | 0
NSR Oak Creek 5-8 - NOX Rate Annual v3.1, Unit 5717 and retrofits | 960 | 1874 | Rate Constraint in lbs/MMBtu | FALSE | L | Annual | Allowances Purchased NOX | Thousand Tons | 0 | 0 | 0 | 0 | 0 | 0 | 0 | 0
NSR Oak Creek 5-8 - NOX Rate Annual v3.1, Unit 5717 and retrofits | 960 | 1874 | Rate Constraint in lbs/MMBtu | FALSE | L | Annual | Allowances Sold NOX | Thousand Tons | 0 | 0 | 0 | 0 | 0 | 0 | 0 | 0
NSR Oak Creek 5-8 - NOX Rate Annual v3.1, Unit 5717 and retrofits | 960 | 1874 | Rate Constraint in lbs/MMBtu | FALSE | L | Annual | Allowances Banked | Thousand Tons | 0 | 0 | 0 | 0 | 0 | 0 | 0 | 0
NSR Oak Creek 5-8 - NOX Rate Annual v3.1, Unit 5717 and retrofits | 960 | 1874 | Rate Constraint in lbs/MMBtu | FALSE | L | Annual | Allowances Withdrawn (1:1) | Thousand Tons | 0 | 0 | 0 | 0 | 0 | 0 | 0 | 0
NSR Oak Creek 5-8 - NOX Rate Annual v3.1, Unit 5717 and retrofits | 960 | 1874 | Rate Constraint in lbs/MMBtu | FALSE | L | Annual | Allowances Withdrawn (n:1) | Thousand Tons | 0 | 0 | 0 | 0 | 0 | 0 | 0 | 0
NSR Oak Creek 5-8 - NOX Rate Annual v3.1, Unit 5717 and retrofits | 960 | 1874 | Rate Constraint in lbs/MMBtu | FALSE | L | Annual | Net Emissions Allowance Position | Thousand Tons | 0.23757 | 0.51086 | 0.45592 | 0.39562 | 0.30692 | 0.34132 | 0.30692 | 0
NSR Oak Creek 5-8 - NOX Rate Annual v3.1, Unit 5717 and retrofits | 960 | 1874 | Rate Constraint in lbs/MMBtu | FALSE | L | Annual | Fuel Consumed | TBtu | 7.9949 | 17.1919 | 15.3432 | 13.3138 | 10.3289 | 11.4866 | 10.3289 | 0
NSR Oak Creek 5-8 - NOX Rate Annual v3.1, Unit 5717 and retrofits | 960 | 1874 | Rate Constraint in lbs/MMBtu | FALSE | L | Annual | Rate | lb/MMBtu | 0.05943 | 0.05943 | 0.05943 | 0.05943 | 0.05943 | 0.05943 | 0.05943 | 0
NSR Oak Creek 5-8 - NOX Rate Annual v3.1, Unit 5717 and retrofits | 960 | 1874 | Rate Constraint in lbs/MMBtu | FALSE | L | Annual | Generation | TWh | 0.79166 | 1.7023 | 1.5315 | 1.329 | 1.031 | 1.1466 | 1.031 | 0
NSR Oak Creek 5-8 - NOX Rate Annual v3.1, Unit 5717 and retrofits | 960 | 1874 | Rate Constraint in lbs/MMBtu | FALSE | L | Annual | Qualifying Generation | TWh | 0.79166 | 1.7023 | 1.5315 | 1.329 | 1.031 | 1.1466 | 1.031 | 0
NSR Oak Creek 5-8 - NOX Rate Annual v3.1, Unit 5717 and retrofits | 960 | 1874 | Rate Constraint in lbs/MMBtu | FALSE | L | Annual | Rate | lb/MWh | 0.60018 | 0.60018 | 0.59538 | 0.59538 | 0.59538 | 0.59538 | 0.59538 | 0
NSR Oak Creek 5-8 - NOX Rate Annual v3.1, Unit 5717 and retrofits | 960 | 1874 | Rate Constraint in lbs/MMBtu | FALSE | L | Annual | Constraint Shadow Price | US2016$/Ton | 0 | 0 | 0 | 0 | 0 | 0 | 0 | 0
NSR Oak Creek 5-8 - NOX Rate Annual v3.1, Unit 5718 and retrofits | 961 | 1874 | Rate Constraint in lbs/MMBtu | FALSE | L | Annual | Seasons Included | Seasons | Winter, WintShld, Summer | Winter, WintShld, Summer | Winter, WintShld, Summer | Winter, WintShld, Summer | Winter, WintShld, Summer | Winter, WintShld, Summer | Winter, WintShld, Summer | Winter, WintShld, Summer
NSR Oak Creek 5-8 - NOX Rate Annual v3.1, Unit 5718 and retrofits | 961 | 1874 | Rate Constraint in lbs/MMBtu | FALSE | L | Annual | Standard NOX | lb/MMBtu | 0.08 | 0.08 | 0.08 | 0.08 | 0.08 | 0.08 | 0.08 | 0.08
NSR Oak Creek 5-8 - NOX Rate Annual v3.1, Unit 5718 and retrofits | 961 | 1874 | Rate Constraint in lbs/MMBtu | FALSE | L | Annual | Emissions at Affected Plants NOX | Thousand Tons | 0.25174 | 0.47431 | 0.45714 | 0.31962 | 0.31962 | 0.31962 | 0.31962 | 0
NSR Oak Creek 5-8 - NOX Rate Annual v3.1, Unit 5718 and retrofits | 961 | 1874 | Rate Constraint in lbs/MMBtu | FALSE | L | Annual | Allowances Purchased NOX | Thousand Tons | 0 | 0 | 0 | 0 | 0 | 0 | 0 | 0
NSR Oak Creek 5-8 - NOX Rate Annual v3.1, Unit 5718 and retrofits | 961 | 1874 | Rate Constraint in lbs/MMBtu | FALSE | L | Annual | Allowances Sold NOX | Thousand Tons | 0 | 0 | 0 | 0 | 0 | 0 | 0 | 0
NSR Oak Creek 5-8 - NOX Rate Annual v3.1, Unit 5718 and retrofits | 961 | 1874 | Rate Constraint in lbs/MMBtu | FALSE | L | Annual | Allowances Banked | Thousand Tons | 0 | 0 | 0 | 0 | 0 | 0 | 0 | 0
NSR Oak Creek 5-8 - NOX Rate Annual v3.1, Unit 5718 and retrofits | 961 | 1874 | Rate Constraint in lbs/MMBtu | FALSE | L | Annual | Allowances Withdrawn (1:1) | Thousand Tons | 0 | 0 | 0 | 0 | 0 | 0 | 0 | 0
NSR Oak Creek 5-8 - NOX Rate Annual v3.1, Unit 5718 and retrofits | 961 | 1874 | Rate Constraint in lbs/MMBtu | FALSE | L | Annual | Allowances Withdrawn (n:1) | Thousand Tons | 0 | 0 | 0 | 0 | 0 | 0 | 0 | 0
NSR Oak Creek 5-8 - NOX Rate Annual v3.1, Unit 5718 and retrofits | 961 | 1874 | Rate Constraint in lbs/MMBtu | FALSE | L | Annual | Net Emissions Allowance Position | Thousand Tons | 0.25174 | 0.47431 | 0.45714 | 0.31962 | 0.31962 | 0.31962 | 0.31962 | 0
NSR Oak Creek 5-8 - NOX Rate Annual v3.1, Unit 5718 and retrofits | 961 | 1874 | Rate Constraint in lbs/MMBtu | FALSE | L | Annual | Fuel Consumed | TBtu | 8.4577 | 15.9353 | 15.3585 | 10.738 | 10.738 | 10.738 | 10.738 | 0
NSR Oak Creek 5-8 - NOX Rate Annual v3.1, Unit 5718 and retrofits | 961 | 1874 | Rate Constraint in lbs/MMBtu | FALSE | L | Annual | Rate | lb/MMBtu | 0.05953 | 0.05953 | 0.05953 | 0.05953 | 0.05953 | 0.05953 | 0.05953 | 0
NSR Oak Creek 5-8 - NOX Rate Annual v3.1, Unit 5718 and retrofits | 961 | 1874 | Rate Constraint in lbs/MMBtu | FALSE | L | Annual | Generation | TWh | 0.82716 | 1.5585 | 1.5142 | 1.0586 | 1.0586 | 1.0586 | 1.0586 | 0
NSR Oak Creek 5-8 - NOX Rate Annual v3.1, Unit 5718 and retrofits | 961 | 1874 | Rate Constraint in lbs/MMBtu | FALSE | L | Annual | Qualifying Generation | TWh | 0.82716 | 1.5585 | 1.5142 | 1.0586 | 1.0586 | 1.0586 | 1.0586 | 0
NSR Oak Creek 5-8 - NOX Rate Annual v3.1, Unit 5718 and retrofits | 961 | 1874 | Rate Constraint in lbs/MMBtu | FALSE | L | Annual | Rate | lb/MWh | 0.60869 | 0.60869 | 0.60382 | 0.60382 | 0.60382 | 0.60382 | 0.60382 | 0
NSR Oak Creek 5-8 - NOX Rate Annual v3.1, Unit 5718 and retrofits | 961 | 1874 | Rate Constraint in lbs/MMBtu | FALSE | L | Annual | Constraint Shadow Price | US2016$/Ton | 0 | 0 | 0 | 0 | 0 | 0 | 0 | 0
NSR Oak Creek 5-8 - NOX Rate Annual v3.1, Unit 5719 and retrofits | 962 | 1874 | Rate Constraint in lbs/MMBtu | FALSE | L | Annual | Seasons Included | Seasons | Winter, WintShld, Summer | Winter, WintShld, Summer | Winter, WintShld, Summer | Winter, WintShld, Summer | Winter, WintShld, Summer | Winter, WintShld, Summer | Winter, WintShld, Summer | Winter, WintShld, Summer
NSR Oak Creek 5-8 - NOX Rate Annual v3.1, Unit 5719 and retrofits | 962 | 1874 | Rate Constraint in lbs/MMBtu | FALSE | L | Annual | Standard NOX | lb/MMBtu | 0.08 | 0.08 | 0.08 | 0.08 | 0.08 | 0.08 | 0.08 | 0.08
NSR Oak Creek 5-8 - NOX Rate Annual v3.1, Unit 5719 and retrofits | 962 | 1874 | Rate Constraint in lbs/MMBtu | FALSE | L | Annual | Emissions at Affected Plants NOX | Thousand Tons | 0.37472 | 0.47795 | 0.45299 | 0.41021 | 0.34109 | 0.43779 | 0 | 0
NSR Oak Creek 5-8 - NOX Rate Annual v3.1, Unit 5719 and retrofits | 962 | 1874 | Rate Constraint in lbs/MMBtu | FALSE | L | Annual | Allowances Purchased NOX | Thousand Tons | 0 | 0 | 0 | 0 | 0 | 0 | 0 | 0
NSR Oak Creek 5-8 - NOX Rate Annual v3.1, Unit 5719 and retrofits | 962 | 1874 | Rate Constraint in lbs/MMBtu | FALSE | L | Annual | Allowances Sold NOX | Thousand Tons | 0 | 0 | 0 | 0 | 0 | 0 | 0 | 0
NSR Oak Creek 5-8 - NOX Rate Annual v3.1, Unit 5719 and retrofits | 962 | 1874 | Rate Constraint in lbs/MMBtu | FALSE | L | Annual | Allowances Banked | Thousand Tons | 0 | 0 | 0 | 0 | 0 | 0 | 0 | 0
NSR Oak Creek 5-8 - NOX Rate Annual v3.1, Unit 5719 and retrofits | 962 | 1874 | Rate Constraint in lbs/MMBtu | FALSE | L | Annual | Allowances Withdrawn (1:1) | Thousand Tons | 0 | 0 | 0 | 0 | 0 | 0 | 0 | 0
NSR Oak Creek 5-8 - NOX Rate Annual v3.1, Unit 5719 and retrofits | 962 | 1874 | Rate Constraint in lbs/MMBtu | FALSE | L | Annual | Allowances Withdrawn (n:1) | Thousand Tons | 0 | 0 | 0 | 0 | 0 | 0 | 0 | 0
NSR Oak Creek 5-8 - NOX Rate Annual v3.1, Unit 5719 and retrofits | 962 | 1874 | Rate Constraint in lbs/MMBtu | FALSE | L | Annual | Net Emissions Allowance Position | Thousand Tons | 0.37472 | 0.47795 | 0.45299 | 0.41021 | 0.34109 | 0.43779 | 0 | 0
NSR Oak Creek 5-8 - NOX Rate Annual v3.1, Unit 5719 and retrofits | 962 | 1874 | Rate Constraint in lbs/MMBtu | FALSE | L | Annual | Fuel Consumed | TBtu | 12.0005 | 15.3067 | 14.5074 | 13.1373 | 10.9237 | 14.0204 | 0 | 0
NSR Oak Creek 5-8 - NOX Rate Annual v3.1, Unit 5719 and retrofits | 962 | 1874 | Rate Constraint in lbs/MMBtu | FALSE | L | Annual | Rate | lb/MMBtu | 0.06245 | 0.06245 | 0.06245 | 0.06245 | 0.06245 | 0.06245 | 0 | 0
NSR Oak Creek 5-8 - NOX Rate Annual v3.1, Unit 5719 and retrofits | 962 | 1874 | Rate Constraint in lbs/MMBtu | FALSE | L | Annual | Generation | TWh | 1.2032 | 1.5347 | 1.4663 | 1.3278 | 1.1041 | 1.417 | 0 | 0
NSR Oak Creek 5-8 - NOX Rate Annual v3.1, Unit 5719 and retrofits | 962 | 1874 | Rate Constraint in lbs/MMBtu | FALSE | L | Annual | Qualifying Generation | TWh | 1.2032 | 1.5347 | 1.4663 | 1.3278 | 1.1041 | 1.417 | 0 | 0
NSR Oak Creek 5-8 - NOX Rate Annual v3.1, Unit 5719 and retrofits | 962 | 1874 | Rate Constraint in lbs/MMBtu | FALSE | L | Annual | Rate | lb/MWh | 0.62288 | 0.62288 | 0.61789 | 0.61789 | 0.61789 | 0.61789 | 0 | 0
NSR Oak Creek 5-8 - NOX Rate Annual v3.1, Unit 5719 and retrofits | 962 | 1874 | Rate Constraint in lbs/MMBtu | FALSE | L | Annual | Constraint Shadow Price | US2016$/Ton | 0 | 0 | 0 | 0 | 0 | 0 | 0 | 0
NSR Oak Creek 5-8 - NOX Rate Annual v3.1, Unit 5720 and retrofits | 963 | 1874 | Rate Constraint in lbs/MMBtu | FALSE | L | Annual | Seasons Included | Seasons | Winter, WintShld, Summer | Winter, WintShld, Summer | Winter, WintShld, Summer | Winter, WintShld, Summer | Winter, WintShld, Summer | Winter, WintShld, Summer | Winter, WintShld, Summer | Winter, WintShld, Summer
NSR Oak Creek 5-8 - NOX Rate Annual v3.1, Unit 5720 and retrofits | 963 | 1874 | Rate Constraint in lbs/MMBtu | FALSE | L | Annual | Standard NOX | lb/MMBtu | 0.08 | 0.08 | 0.08 | 0.08 | 0.08 | 0.08 | 0.08 | 0.08
NSR Oak Creek 5-8 - NOX Rate Annual v3.1, Unit 5720 and retrofits | 963 | 1874 | Rate Constraint in lbs/MMBtu | FALSE | L | Annual | Emissions at Affected Plants NOX | Thousand Tons | 0.34849 | 0.44741 | 0.42128 | 0.38149 | 0.34867 | 0.40714 | 0 | 0
NSR Oak Creek 5-8 - NOX Rate Annual v3.1, Unit 5720 and retrofits | 963 | 1874 | Rate Constraint in lbs/MMBtu | FALSE | L | Annual | Allowances Purchased NOX | Thousand Tons | 0 | 0 | 0 | 0 | 0 | 0 | 0 | 0
NSR Oak Creek 5-8 - NOX Rate Annual v3.1, Unit 5720 and retrofits | 963 | 1874 | Rate Constraint in lbs/MMBtu | FALSE | L | Annual | Allowances Sold NOX | Thousand Tons | 0 | 0 | 0 | 0 | 0 | 0 | 0 | 0
NSR Oak Creek 5-8 - NOX Rate Annual v3.1, Unit 5720 and retrofits | 963 | 1874 | Rate Constraint in lbs/MMBtu | FALSE | L | Annual | Allowances Banked | Thousand Tons | 0 | 0 | 0 | 0 | 0 | 0 | 0 | 0
NSR Oak Creek 5-8 - NOX Rate Annual v3.1, Unit 5720 and retrofits | 963 | 1874 | Rate Constraint in lbs/MMBtu | FALSE | L | Annual | Allowances Withdrawn (1:1) | Thousand Tons | 0 | 0 | 0 | 0 | 0 | 0 | 0 | 0
NSR Oak Creek 5-8 - NOX Rate Annual v3.1, Unit 5720 and retrofits | 963 | 1874 | Rate Constraint in lbs/MMBtu | FALSE | L | Annual | Allowances Withdrawn (n:1) | Thousand Tons | 0 | 0 | 0 | 0 | 0 | 0 | 0 | 0
NSR Oak Creek 5-8 - NOX Rate Annual v3.1, Unit 5720 and retrofits | 963 | 1874 | Rate Constraint in lbs/MMBtu | FALSE | L | Annual | Net Emissions Allowance Position | Thousand Tons | 0.34849 | 0.44741 | 0.42128 | 0.38149 | 0.34867 | 0.40714 | 0 | 0
NSR Oak Creek 5-8 - NOX Rate Annual v3.1, Unit 5720 and retrofits | 963 | 1874 | Rate Constraint in lbs/MMBtu | FALSE | L | Annual | Fuel Consumed | TBtu | 11.7256 | 15.0541 | 14.1751 | 12.8363 | 11.7318 | 13.6992 | 0 | 0
NSR Oak Creek 5-8 - NOX Rate Annual v3.1, Unit 5720 and retrofits | 963 | 1874 | Rate Constraint in lbs/MMBtu | FALSE | L | Annual | Rate | lb/MMBtu | 0.05944 | 0.05944 | 0.05944 | 0.05944 | 0.05944 | 0.05944 | 0 | 0
NSR Oak Creek 5-8 - NOX Rate Annual v3.1, Unit 5720 and retrofits | 963 | 1874 | Rate Constraint in lbs/MMBtu | FALSE | L | Annual | Generation | TWh | 1.1764 | 1.5104 | 1.4337 | 1.2983 | 1.1866 | 1.3855 | 0 | 0
NSR Oak Creek 5-8 - NOX Rate Annual v3.1, Unit 5720 and retrofits | 963 | 1874 | Rate Constraint in lbs/MMBtu | FALSE | L | Annual | Qualifying Generation | TWh | 1.1764 | 1.5104 | 1.4337 | 1.2983 | 1.1866 | 1.3855 | 0 | 0
NSR Oak Creek 5-8 - NOX Rate Annual v3.1, Unit 5720 and retrofits | 963 | 1874 | Rate Constraint in lbs/MMBtu | FALSE | L | Annual | Rate | lb/MWh | 0.59244 | 0.59244 | 0.5877 | 0.5877 | 0.5877 | 0.5877 | 0 | 0
NSR Oak Creek 5-8 - NOX Rate Annual v3.1, Unit 5720 and retrofits | 963 | 1874 | Rate Constraint in lbs/MMBtu | FALSE | L | Annual | Constraint Shadow Price | US2016$/Ton | 0 | 0 | 0 | 0 | 0 | 0 | 0 | 0
NSR Oak Creek 5-8 - SO2 Rate Annual v5.16 | 964 | 6628 | Rate Constraint in lbs/MMBtu | FALSE | L | Annual | Seasons Included | Seasons | Winter, WintShld, Summer | Winter, WintShld, Summer | Winter, WintShld, Summer | Winter, WintShld, Summer | Winter, WintShld, Summer | Winter, WintShld, Summer | Winter, WintShld, Summer | Winter, WintShld, Summer
NSR Oak Creek 5-8 - SO2 Rate Annual v5.16 | 964 | 6628 | Rate Constraint in lbs/MMBtu | FALSE | L | Annual | Standard SO2 | lb/MMBtu | 0.08 | 0.08 | 0.08 | 0.08 | 0.08 | 0.08 | 0.08 | 0.08
NSR Oak Creek 5-8 - SO2 Rate Annual v5.16 | 964 | 6628 | Rate Constraint in lbs/MMBtu | FALSE | L | Annual | Emissions at Affected Plants SO2 | Thousand Tons | 0.52465 | 0.82902 | 0.77544 | 0.65323 | 0.57093 | 0.65217 | 0.27509 | 0
NSR Oak Creek 5-8 - SO2 Rate Annual v5.16 | 964 | 6628 | Rate Constraint in lbs/MMBtu | FALSE | L | Annual | Allowances Purchased SO2 | Thousand Tons | 0 | 0 | 0 | 0 | 0 | 0 | 0 | 0
NSR Oak Creek 5-8 - SO2 Rate Annual v5.16 | 964 | 6628 | Rate Constraint in lbs/MMBtu | FALSE | L | Annual | Allowances Sold SO2 | Thousand Tons | 0 | 0 | 0 | 0 | 0 | 0 | 0 | 0
NSR Oak Creek 5-8 - SO2 Rate Annual v5.16 | 964 | 6628 | Rate Constraint in lbs/MMBtu | FALSE | L | Annual | Allowances Banked | Thousand Tons | 0 | 0 | 0 | 0 | 0 | 0 | 0 | 0
NSR Oak Creek 5-8 - SO2 Rate Annual v5.16 | 964 | 6628 | Rate Constraint in lbs/MMBtu | FALSE | L | Annual | Allowances Withdrawn (1:1) | Thousand Tons | 0 | 0 | 0 | 0 | 0 | 0 | 0 | 0
NSR Oak Creek 5-8 - SO2 Rate Annual v5.16 | 964 | 6628 | Rate Constraint in lbs/MMBtu | FALSE | L | Annual | Allowances Withdrawn (n:1) | Thousand Tons | 0 | 0 | 0 | 0 | 0 | 0 | 0 | 0
NSR Oak Creek 5-8 - SO2 Rate Annual v5.16 | 964 | 6628 | Rate Constraint in lbs/MMBtu | FALSE | L | Annual | Net Emissions Allowance Position | Thousand Tons | 0.52465 | 0.82902 | 0.77544 | 0.65323 | 0.57093 | 0.65217 | 0.27509 | 0
NSR Oak Creek 5-8 - SO2 Rate Annual v5.16 | 964 | 6628 | Rate Constraint in lbs/MMBtu | FALSE | L | Annual | Fuel Consumed | TBtu | 40.1787 | 63.4879 | 59.3842 | 50.0254 | 43.7225 | 49.9442 | 21.0669 | 0
NSR Oak Creek 5-8 - SO2 Rate Annual v5.16 | 964 | 6628 | Rate Constraint in lbs/MMBtu | FALSE | L | Annual | Rate | lb/MMBtu | 0.026116 | 0.026116 | 0.026116 | 0.026116 | 0.026116 | 0.026116 | 0.026116 | 0
NSR Oak Creek 5-8 - SO2 Rate Annual v5.16 | 964 | 6628 | Rate Constraint in lbs/MMBtu | FALSE | L | Annual | Generation | TWh | 3.9984 | 6.3059 | 5.9456 | 5.0136 | 4.3803 | 5.0078 | 2.0897 | 0
NSR Oak Creek 5-8 - SO2 Rate Annual v5.16 | 964 | 6628 | Rate Constraint in lbs/MMBtu | FALSE | L | Annual | Qualifying Generation | TWh | 3.9984 | 6.3059 | 5.9456 | 5.0136 | 4.3803 | 5.0078 | 2.0897 | 0
NSR Oak Creek 5-8 - SO2 Rate Annual v5.16 | 964 | 6628 | Rate Constraint in lbs/MMBtu | FALSE | L | Annual | Rate | lb/MWh | 0.26243 | 0.26294 | 0.26084 | 0.26058 | 0.26068 | 0.26046 | 0.26329 | 0
NSR Oak Creek 5-8 - SO2 Rate Annual v5.16 | 964 | 6628 | Rate Constraint in lbs/MMBtu | FALSE | L | Annual | Constraint Shadow Price | US2016$/Ton | 0 | 0 | 0 | 0 | 0 | 0 | 0 | 0
NSR OH Edison - NOX Cap Annual v3.1 | 965 | 1853 | Rate Constraint in MTons | FALSE | L | Annual | Seasons Included | Seasons | Winter, WintShld, Summer | Winter, WintShld, Summer | Winter, WintShld, Summer | Winter, WintShld, Summer | Winter, WintShld, Summer | Winter, WintShld, Summer | Winter, WintShld, Summer | Winter, WintShld, Summer
NSR OH Edison - NOX Cap Annual v3.1 | 965 | 1853 | Rate Constraint in MTons | FALSE | L | Annual | Standard NOX | Thousand Tons | 11.86 | 11.86 | 11.86 | 11.86 | 11.86 | 11.86 | 11.86 | 11.86
NSR OH Edison - NOX Cap Annual v3.1 | 965 | 1853 | Rate Constraint in MTons | FALSE | L | Annual | Emissions at Affected Plants NOX | Thousand Tons | 4.9678 | 6.1083 | 5.9073 | 4.9384 | 3.9461 | 3.9363 | 3.5188 | 0
NSR OH Edison - NOX Cap Annual v3.1 | 965 | 1853 | Rate Constraint in MTons | FALSE | L | Annual | Allowances Purchased NOX | Thousand Tons | 0 | 0 | 0 | 0 | 0 | 0 | 0 | 0
NSR OH Edison - NOX Cap Annual v3.1 | 965 | 1853 | Rate Constraint in MTons | FALSE | L | Annual | Allowances Sold NOX | Thousand Tons | 0 | 0 | 0 | 0 | 0 | 0 | 0 | 0
NSR OH Edison - NOX Cap Annual v3.1 | 965 | 1853 | Rate Constraint in MTons | FALSE | L | Annual | Allowances Banked | Thousand Tons | 0 | 0 | 0 | 0 | 0 | 0 | 0 | 0
NSR OH Edison - NOX Cap Annual v3.1 | 965 | 1853 | Rate Constraint in MTons | FALSE | L | Annual | Allowances Withdrawn (1:1) | Thousand Tons | 0 | 0 | 0 | 0 | 0 | 0 | 0 | 0
NSR OH Edison - NOX Cap Annual v3.1 | 965 | 1853 | Rate Constraint in MTons | FALSE | L | Annual | Allowances Withdrawn (n:1) | Thousand Tons | 0 | 0 | 0 | 0 | 0 | 0 | 0 | 0
NSR OH Edison - NOX Cap Annual v3.1 | 965 | 1853 | Rate Constraint in MTons | FALSE | L | Annual | Net Emissions Allowance Position | Thousand Tons | 4.9678 | 6.1083 | 5.9073 | 4.9384 | 3.9461 | 3.9363 | 3.5188 | 0
NSR OH Edison - NOX Cap Annual v3.1 | 965 | 1853 | Rate Constraint in MTons | FALSE | L | Annual | Fuel Consumed | TBtu | 87.8858 | 112.4202 | 109.0902 | 95.9646 | 72.0596 | 71.9012 | 64.7271 | 0
NSR OH Edison - NOX Cap Annual v3.1 | 965 | 1853 | Rate Constraint in MTons | FALSE | L | Annual | Rate | lb/MMBtu | 0.11305 | 0.10867 | 0.1083 | 0.10292 | 0.10952 | 0.10949 | 0.10873 | 0
NSR OH Edison - NOX Cap Annual v3.1 | 965 | 1853 | Rate Constraint in MTons | FALSE | L | Annual | Generation | TWh | 8.0297 | 10.2717 | 10.1712 | 8.9539 | 6.7175 | 6.7027 | 6.0338 | 0
NSR OH Edison - NOX Cap Annual v3.1 | 965 | 1853 | Rate Constraint in MTons | FALSE | L | Annual | Qualifying Generation | TWh | 8.0297 | 10.2717 | 10.1712 | 8.9539 | 6.7175 | 6.7027 | 6.0338 | 0
NSR OH Edison - NOX Cap Annual v3.1 | 965 | 1853 | Rate Constraint in MTons | FALSE | L | Annual | Rate | lb/MWh | 1.2373 | 1.1893 | 1.1616 | 1.1031 | 1.1749 | 1.1745 | 1.1664 | 0
NSR OH Edison - NOX Cap Annual v3.1 | 965 | 1853 | Rate Constraint in MTons | FALSE | L | Annual | Constraint Shadow Price | US2016$/Ton | 0 | 0 | 0 | 0 | 0 | 0 | 0 | 0
NSR OH Edison - SO2 Cap Annual v3.1 | 966 | 1854 | Rate Constraint in MTons | FALSE | L | Annual | Seasons Included | Seasons | Winter, WintShld, Summer | Winter, WintShld, Summer | Winter, WintShld, Summer | Winter, WintShld, Summer | Winter, WintShld, Summer | Winter, WintShld, Summer | Winter, WintShld, Summer | Winter, WintShld, Summer
NSR OH Edison - SO2 Cap Annual v3.1 | 966 | 1854 | Rate Constraint in MTons | FALSE | L | Annual | Standard SO2 | Thousand Tons | 29.9 | 29.9 | 29.9 | 29.9 | 29.9 | 29.9 | 29.9 | 29.9
NSR OH Edison - SO2 Cap Annual v3.1 | 966 | 1854 | Rate Constraint in MTons | FALSE | L | Annual | Emissions at Affected Plants SO2 | Thousand Tons | 4.9889 | 6.4047 | 6.1594 | 5.6031 | 3.1513 | 3.7364 | 2.5736 | 0
NSR OH Edison - SO2 Cap Annual v3.1 | 966 | 1854 | Rate Constraint in MTons | FALSE | L | Annual | Allowances Purchased SO2 | Thousand Tons | 0 | 0 | 0 | 0 | 0 | 0 | 0 | 0
NSR OH Edison - SO2 Cap Annual v3.1 | 966 | 1854 | Rate Constraint in MTons | FALSE | L | Annual | Allowances Sold SO2 | Thousand Tons | 0 | 0 | 0 | 0 | 0 | 0 | 0 | 0
NSR OH Edison - SO2 Cap Annual v3.1 | 966 | 1854 | Rate Constraint in MTons | FALSE | L | Annual | Allowances Banked | Thousand Tons | 0 | 0 | 0 | 0 | 0 | 0 | 0 | 0
NSR OH Edison - SO2 Cap Annual v3.1 | 966 | 1854 | Rate Constraint in MTons | FALSE | L | Annual | Allowances Withdrawn (1:1) | Thousand Tons | 0 | 0 | 0 | 0 | 0 | 0 | 0 | 0
NSR OH Edison - SO2 Cap Annual v3.1 | 966 | 1854 | Rate Constraint in MTons | FALSE | L | Annual | Allowances Withdrawn (n:1) | Thousand Tons | 0 | 0 | 0 | 0 | 0 | 0 | 0 | 0
NSR OH Edison - SO2 Cap Annual v3.1 | 966 | 1854 | Rate Constraint in MTons | FALSE | L | Annual | Net Emissions Allowance Position | Thousand Tons | 4.9889 | 6.4047 | 6.1594 | 5.6031 | 3.1513 | 3.7364 | 2.5736 | 0
NSR OH Edison - SO2 Cap Annual v3.1 | 966 | 1854 | Rate Constraint in MTons | FALSE | L | Annual | Fuel Consumed | TBtu | 87.8858 | 112.4202 | 109.0902 | 95.9646 | 72.0596 | 71.9012 | 64.7271 | 0
NSR OH Edison - SO2 Cap Annual v3.1 | 966 | 1854 | Rate Constraint in MTons | FALSE | L | Annual | Rate | lb/MMBtu | 0.11353 | 0.11394 | 0.11292 | 0.11677 | 0.087463 | 0.10393 | 0.079521 | 0
NSR OH Edison - SO2 Cap Annual v3.1 | 966 | 1854 | Rate Constraint in MTons | FALSE | L | Annual | Generation | TWh | 8.0297 | 10.2717 | 10.1712 | 8.9539 | 6.7175 | 6.7027 | 6.0338 | 0
NSR OH Edison - SO2 Cap Annual v3.1 | 966 | 1854 | Rate Constraint in MTons | FALSE | L | Annual | Qualifying Generation | TWh | 8.0297 | 10.2717 | 10.1712 | 8.9539 | 6.7175 | 6.7027 | 6.0338 | 0
NSR OH Edison - SO2 Cap Annual v3.1 | 966 | 1854 | Rate Constraint in MTons | FALSE | L | Annual | Rate | lb/MWh | 1.2426 | 1.247 | 1.2111 | 1.2515 | 0.93823 | 1.1149 | 0.85306 | 0
NSR OH Edison - SO2 Cap Annual v3.1 | 966 | 1854 | Rate Constraint in MTons | FALSE | L | Annual | Constraint Shadow Price | US2016$/Ton | 0 | 0 | 0 | 0 | 0 | 0 | 0 | 0
NSR Ottumwa Unit 1 NOX Rate v5.16 | 967 | 6659 | Rate Constraint in lbs/MMBtu | FALSE | L | Annual | Seasons Included | Seasons | Winter, WintShld, Summer | Winter, WintShld, Summer | Winter, WintShld, Summer | Winter, WintShld, Summer | Winter, WintShld, Summer | Winter, WintShld, Summer | Winter, WintShld, Summer | Winter, WintShld, Summer
NSR Ottumwa Unit 1 NOX Rate v5.16 | 967 | 6659 | Rate Constraint in lbs/MMBtu | FALSE | L | Annual | Standard NOX | lb/MMBtu | 0.08 | 0.08 | 0.08 | 0.08 | 0.08 | 0.08 | 0.08 | 0.08
NSR Ottumwa Unit 1 NOX Rate v5.16 | 967 | 6659 | Rate Constraint in lbs/MMBtu | FALSE | L | Annual | Emissions at Affected Plants NOX | Thousand Tons | 1.7033 | 2.2604 | 2.2197 | 2.0335 | 1.9702 | 1.9702 | 1.3429 | 1.106
NSR Ottumwa Unit 1 NOX Rate v5.16 | 967 | 6659 | Rate Constraint in lbs/MMBtu | FALSE | L | Annual | Allowances Purchased NOX | Thousand Tons | 0 | 0 | 0 | 0 | 0 | 0 | 0 | 0
NSR Ottumwa Unit 1 NOX Rate v5.16 | 967 | 6659 | Rate Constraint in lbs/MMBtu | FALSE | L | Annual | Allowances Sold NOX | Thousand Tons | 0 | 0 | 0 | 0 | 0 | 0 | 0 | 0
NSR Ottumwa Unit 1 NOX Rate v5.16 | 967 | 6659 | Rate Constraint in lbs/MMBtu | FALSE | L | Annual | Allowances Banked | Thousand Tons | 0 | 0 | 0 | 0 | 0 | 0 | 0 | 0
NSR Ottumwa Unit 1 NOX Rate v5.16 | 967 | 6659 | Rate Constraint in lbs/MMBtu | FALSE | L | Annual | Allowances Withdrawn (1:1) | Thousand Tons | 0 | 0 | 0 | 0 | 0 | 0 | 0 | 0
NSR Ottumwa Unit 1 NOX Rate v5.16 | 967 | 6659 | Rate Constraint in lbs/MMBtu | FALSE | L | Annual | Allowances Withdrawn (n:1) | Thousand Tons | 0 | 0 | 0 | 0 | 0 | 0 | 0 | 0
NSR Ottumwa Unit 1 NOX Rate v5.16 | 967 | 6659 | Rate Constraint in lbs/MMBtu | FALSE | L | Annual | Net Emissions Allowance Position | Thousand Tons | 1.7033 | 2.2604 | 2.2197 | 2.0335 | 1.9702 | 1.9702 | 1.3429 | 1.106
NSR Ottumwa Unit 1 NOX Rate v5.16 | 967 | 6659 | Rate Constraint in lbs/MMBtu | FALSE | L | Annual | Fuel Consumed | TBtu | 42.5837 | 56.5105 | 55.4933 | 50.8381 | 49.2548 | 49.2548 | 33.573 | 27.6502
NSR Ottumwa Unit 1 NOX Rate v5.16 | 967 | 6659 | Rate Constraint in lbs/MMBtu | FALSE | L | Annual | Rate | lb/MMBtu | 0.08 | 0.08 | 0.08 | 0.08 | 0.08 | 0.08 | 0.08 | 0.08
NSR Ottumwa Unit 1 NOX Rate v5.16 | 967 | 6659 | Rate Constraint in lbs/MMBtu | FALSE | L | Annual | Generation | TWh | 3.9635 | 5.2597 | 5.2597 | 4.8185 | 4.6684 | 4.6684 | 3.1821 | 2.6207
NSR Ottumwa Unit 1 NOX Rate v5.16 | 967 | 6659 | Rate Constraint in lbs/MMBtu | FALSE | L | Annual | Qualifying Generation | TWh | 3.9635 | 5.2597 | 5.2597 | 4.8185 | 4.6684 | 4.6684 | 3.1821 | 2.6207
NSR Ottumwa Unit 1 NOX Rate v5.16 | 967 | 6659 | Rate Constraint in lbs/MMBtu | FALSE | L | Annual | Rate | lb/MWh | 0.85952 | 0.85952 | 0.84405 | 0.84405 | 0.84405 | 0.84405 | 0.84405 | 0.84405
NSR Ottumwa Unit 1 NOX Rate v5.16 | 967 | 6659 | Rate Constraint in lbs/MMBtu | FALSE | L | Annual | Constraint Shadow Price | US2016$/Ton | 0 | 0 | 0 | 0 | 0 | 0 | 0 | 0
NSR Ottumwa Unit 1 SO2 Rate v5.16 | 968 | 6617 | Rate Constraint in lbs/MMBtu | FALSE | L | Annual | Seasons Included | Seasons | Winter, WintShld, Summer | Winter, WintShld, Summer | Winter, WintShld, Summer | Winter, WintShld, Summer | Winter, WintShld, Summer | Winter, WintShld, Summer | Winter, WintShld, Summer | Winter, WintShld, Summer
NSR Ottumwa Unit 1 SO2 Rate v5.16 | 968 | 6617 | Rate Constraint in lbs/MMBtu | FALSE | L | Annual | Standard SO2 | lb/MMBtu | 0.075 | 0.075 | 0.075 | 0.075 | 0.075 | 0.075 | 0.075 | 0.075
NSR Ottumwa Unit 1 SO2 Rate v5.16 | 968 | 6617 | Rate Constraint in lbs/MMBtu | FALSE | L | Annual | Emissions at Affected Plants SO2 | Thousand Tons | 1.1121 | 1.9959 | 1.96 | 1.7955 | 1.7396 | 1.7396 | 1.1858 | 0.97658
NSR Ottumwa Unit 1 SO2 Rate v5.16 | 968 | 6617 | Rate Constraint in lbs/MMBtu | FALSE | L | Annual | Allowances Purchased SO2 | Thousand Tons | 0 | 0 | 0 | 0 | 0 | 0 | 0 | 0
NSR Ottumwa Unit 1 SO2 Rate v5.16 | 968 | 6617 | Rate Constraint in lbs/MMBtu | FALSE | L | Annual | Allowances Sold SO2 | Thousand Tons | 0 | 0 | 0 | 0 | 0 | 0 | 0 | 0
NSR Ottumwa Unit 1 SO2 Rate v5.16 | 968 | 6617 | Rate Constraint in lbs/MMBtu | FALSE | L | Annual | Allowances Banked | Thousand Tons | 0 | 0 | 0 | 0 | 0 | 0 | 0 | 0
NSR Ottumwa Unit 1 SO2 Rate v5.16 | 968 | 6617 | Rate Constraint in lbs/MMBtu | FALSE | L | Annual | Allowances Withdrawn (1:1) | Thousand Tons | 0 | 0 | 0 | 0 | 0 | 0 | 0 | 0
NSR Ottumwa Unit 1 SO2 Rate v5.16 | 968 | 6617 | Rate Constraint in lbs/MMBtu | FALSE | L | Annual | Allowances Withdrawn (n:1) | Thousand Tons | 0 | 0 | 0 | 0 | 0 | 0 | 0 | 0
NSR Ottumwa Unit 1 SO2 Rate v5.16 | 968 | 6617 | Rate Constraint in lbs/MMBtu | FALSE | L | Annual | Net Emissions Allowance Position | Thousand Tons | 1.1121 | 1.9959 | 1.96 | 1.7955 | 1.7396 | 1.7396 | 1.1858 | 0.97658
NSR Ottumwa Unit 1 SO2 Rate v5.16 | 968 | 6617 | Rate Constraint in lbs/MMBtu | FALSE | L | Annual | Fuel Consumed | TBtu | 42.5837 | 56.5105 | 55.4933 | 50.8381 | 49.2548 | 49.2548 | 33.573 | 27.6502
NSR Ottumwa Unit 1 SO2 Rate v5.16 | 968 | 6617 | Rate Constraint in lbs/MMBtu | FALSE | L | Annual | Rate | lb/MMBtu | 0.052232 | 0.070638 | 0.070638 | 0.070638 | 0.070638 | 0.070638 | 0.070638 | 0.070638
NSR Ottumwa Unit 1 SO2 Rate v5.16 | 968 | 6617 | Rate Constraint in lbs/MMBtu | FALSE | L | Annual | Generation | TWh | 3.9635 | 5.2597 | 5.2597 | 4.8185 | 4.6684 | 4.6684 | 3.1821 | 2.6207
NSR Ottumwa Unit 1 SO2 Rate v5.16 | 968 | 6617 | Rate Constraint in lbs/MMBtu | FALSE | L | Annual | Qualifying Generation | TWh | 3.9635 | 5.2597 | 5.2597 | 4.8185 | 4.6684 | 4.6684 | 3.1821 | 2.6207
NSR Ottumwa Unit 1 SO2 Rate v5.16 | 968 | 6617 | Rate Constraint in lbs/MMBtu | FALSE | L | Annual | Rate | lb/MWh | 0.56118 | 0.75893 | 0.74527 | 0.74527 | 0.74527 | 0.74527 | 0.74527 | 0.74527
NSR Ottumwa Unit 1 SO2 Rate v5.16 | 968 | 6617 | Rate Constraint in lbs/MMBtu | FALSE | L | Annual | Constraint Shadow Price | US2016$/Ton | 0 | 0 | 0 | 0 | 0 | 0 | 0 | 0
NSR Pleasant Prairie 1,2 - NOX Rate Annual v3.1, Unit 4105 and retrofits | 969 | 1947 | Rate Constraint in lbs/MMBtu | FALSE | L | Annual | Seasons Included | Seasons | Winter, WintShld, Summer | Winter, WintShld, Summer | Winter, WintShld, Summer | Winter, WintShld, Summer | Winter, WintShld, Summer | Winter, WintShld, Summer | Winter, WintShld, Summer | Winter, WintShld, Summer
NSR Pleasant Prairie 1,2 - NOX Rate Annual v3.1, Unit 4105 and retrofits | 969 | 1947 | Rate Constraint in lbs/MMBtu | FALSE | L | Annual | Standard NOX | lb/MMBtu | 0.08 | 0.08 | 0.08 | 0.08 | 0.08 | 0.08 | 0.08 | 0.08
NSR Pleasant Prairie 1,2 - NOX Rate Annual v3.1, Unit 4105 and retrofits | 969 | 1947 | Rate Constraint in lbs/MMBtu | FALSE | L | Annual | Emissions at Affected Plants NOX | Thousand Tons | 0 | 0 | 0 | 0 | 0 | 0 | 0 | 0
NSR Pleasant Prairie 1,2 - NOX Rate Annual v3.1, Unit 4105 and retrofits | 969 | 1947 | Rate Constraint in lbs/MMBtu | FALSE | L | Annual | Allowances Purchased NOX | Thousand Tons | 0 | 0 | 0 | 0 | 0 | 0 | 0 | 0
NSR Pleasant Prairie 1,2 - NOX Rate Annual v3.1, Unit 4105 and retrofits | 969 | 1947 | Rate Constraint in lbs/MMBtu | FALSE | L | Annual | Allowances Sold NOX | Thousand Tons | 0 | 0 | 0 | 0 | 0 | 0 | 0 | 0
NSR Pleasant Prairie 1,2 - NOX Rate Annual v3.1, Unit 4105 and retrofits | 969 | 1947 | Rate Constraint in lbs/MMBtu | FALSE | L | Annual | Allowances Banked | Thousand Tons | 0 | 0 | 0 | 0 | 0 | 0 | 0 | 0
NSR Pleasant Prairie 1,2 - NOX Rate Annual v3.1, Unit 4105 and retrofits | 969 | 1947 | Rate Constraint in lbs/MMBtu | FALSE | L | Annual | Allowances Withdrawn (1:1) | Thousand Tons | 0 | 0 | 0 | 0 | 0 | 0 | 0 | 0
NSR Pleasant Prairie 1,2 - NOX Rate Annual v3.1, Unit 4105 and retrofits | 969 | 1947 | Rate Constraint in lbs/MMBtu | FALSE | L | Annual | Allowances Withdrawn (n:1) | Thousand Tons | 0 | 0 | 0 | 0 | 0 | 0 | 0 | 0
NSR Pleasant Prairie 1,2 - NOX Rate Annual v3.1, Unit 4105 and retrofits | 969 | 1947 | Rate Constraint in lbs/MMBtu | FALSE | L | Annual | Net Emissions Allowance Position | Thousand Tons | 0 | 0 | 0 | 0 | 0 | 0 | 0 | 0
NSR Pleasant Prairie 1,2 - NOX Rate Annual v3.1, Unit 4105 and retrofits | 969 | 1947 | Rate Constraint in lbs/MMBtu | FALSE | L | Annual | Fuel Consumed | TBtu | 0 | 0 | 0 | 0 | 0 | 0 | 0 | 0
NSR Pleasant Prairie 1,2 - NOX Rate Annual v3.1, Unit 4105 and retrofits | 969 | 1947 | Rate Constraint in lbs/MMBtu | FALSE | L | Annual | Rate | lb/MMBtu | 0 | 0 | 0 | 0 | 0 | 0 | 0 | 0
NSR Pleasant Prairie 1,2 - NOX Rate Annual v3.1, Unit 4105 and retrofits | 969 | 1947 | Rate Constraint in lbs/MMBtu | FALSE | L | Annual | Generation | TWh | 0 | 0 | 0 | 0 | 0 | 0 | 0 | 0
NSR Pleasant Prairie 1,2 - NOX Rate Annual v3.1, Unit 4105 and retrofits | 969 | 1947 | Rate Constraint in lbs/MMBtu | FALSE | L | Annual | Qualifying Generation | TWh | 0 | 0 | 0 | 0 | 0 | 0 | 0 | 0
NSR Pleasant Prairie 1,2 - NOX Rate Annual v3.1, Unit 4105 and retrofits | 969 | 1947 | Rate Constraint in lbs/MMBtu | FALSE | L | Annual | Rate | lb/MWh | 0 | 0 | 0 | 0 | 0 | 0 | 0 | 0
NSR Pleasant Prairie 1,2 - NOX Rate Annual v3.1, Unit 4105 and retrofits | 969 | 1947 | Rate Constraint in lbs/MMBtu | FALSE | L | Annual | Constraint Shadow Price | US2016$/Ton | 0 | 0 | 0 | 0 | 0 | 0 | 0 | 0
NSR Pleasant Prairie 1,2 - NOX Rate Annual v3.1, Unit 4106 and retrofits | 970 | 1947 | Rate Constraint in lbs/MMBtu | FALSE | L | Annual | Seasons Included | Seasons | Winter, WintShld, Summer | Winter, WintShld, Summer | Winter, WintShld, Summer | Winter, WintShld, Summer | Winter, WintShld, Summer | Winter, WintShld, Summer | Winter, WintShld, Summer | Winter, WintShld, Summer
NSR Pleasant Prairie 1,2 - NOX Rate Annual v3.1, Unit 4106 and retrofits | 970 | 1947 | Rate Constraint in lbs/MMBtu | FALSE | L | Annual | Standard NOX | lb/MMBtu | 0.08 | 0.08 | 0.08 | 0.08 | 0.08 | 0.08 | 0.08 | 0.08
NSR Pleasant Prairie 1,2 - NOX Rate Annual v3.1, Unit 4106 and retrofits | 970 | 1947 | Rate Constraint in lbs/MMBtu | FALSE | L | Annual | Emissions at Affected Plants NOX | Thousand Tons | 0 | 0 | 0 | 0 | 0 | 0 | 0 | 0
NSR Pleasant Prairie 1,2 - NOX Rate Annual v3.1, Unit 4106 and retrofits | 970 | 1947 | Rate Constraint in lbs/MMBtu | FALSE | L | Annual | Allowances Purchased NOX | Thousand Tons | 0 | 0 | 0 | 0 | 0 | 0 | 0 | 0
NSR Pleasant Prairie 1,2 - NOX Rate Annual v3.1, Unit 4106 and retrofits | 970 | 1947 | Rate Constraint in lbs/MMBtu | FALSE | L | Annual | Allowances Sold NOX | Thousand Tons | 0 | 0 | 0 | 0 | 0 | 0 | 0 | 0
NSR Pleasant Prairie 1,2 - NOX Rate Annual v3.1, Unit 4106 and retrofits | 970 | 1947 | Rate Constraint in lbs/MMBtu | FALSE | L | Annual | Allowances Banked | Thousand Tons | 0 | 0 | 0 | 0 | 0 | 0 | 0 | 0
NSR Pleasant Prairie 1,2 - NOX Rate Annual v3.1, Unit 4106 and retrofits | 970 | 1947 | Rate Constraint in lbs/MMBtu | FALSE | L | Annual | Allowances Withdrawn (1:1) | Thousand Tons | 0 | 0 | 0 | 0 | 0 | 0 | 0 | 0
NSR Pleasant Prairie 1,2 - NOX Rate Annual v3.1, Unit 4106 and retrofits | 970 | 1947 | Rate Constraint in lbs/MMBtu | FALSE | L | Annual | Allowances Withdrawn (n:1) | Thousand Tons | 0 | 0 | 0 | 0 | 0 | 0 | 0 | 0
NSR Pleasant Prairie 1,2 - NOX Rate Annual v3.1, Unit 4106 and retrofits | 970 | 1947 | Rate Constraint in lbs/MMBtu | FALSE | L | Annual | Net Emissions Allowance Position | Thousand Tons | 0 | 0 | 0 | 0 | 0 | 0 | 0 | 0
NSR Pleasant Prairie 1,2 - NOX Rate Annual v3.1, Unit 4106 and retrofits | 970 | 1947 | Rate Constraint in lbs/MMBtu | FALSE | L | Annual | Fuel Consumed | TBtu | 0 | 0 | 0 | 0 | 0 | 0 | 0 | 0
NSR Pleasant Prairie 1,2 - NOX Rate Annual v3.1, Unit 4106 and retrofits | 970 | 1947 | Rate Constraint in lbs/MMBtu | FALSE | L | Annual | Rate | lb/MMBtu | 0 | 0 | 0 | 0 | 0 | 0 | 0 | 0
NSR Pleasant Prairie 1,2 - NOX Rate Annual v3.1, Unit 4106 and retrofits | 970 | 1947 | Rate Constraint in lbs/MMBtu | FALSE | L | Annual | Generation | TWh | 0 | 0 | 0 | 0 | 0 | 0 | 0 | 0
NSR Pleasant Prairie 1,2 - NOX Rate Annual v3.1, Unit 4106 and retrofits | 970 | 1947 | Rate Constraint in lbs/MMBtu | FALSE | L | Annual | Qualifying Generation | TWh | 0 | 0 | 0 | 0 | 0 | 0 | 0 | 0
NSR Pleasant Prairie 1,2 - NOX Rate Annual v3.1, Unit 4106 and retrofits | 970 | 1947 | Rate Constraint in lbs/MMBtu | FALSE | L | Annual | Rate | lb/MWh | 0 | 0 | 0 | 0 | 0 | 0 | 0 | 0
NSR Pleasant Prairie 1,2 - NOX Rate Annual v3.1, Unit 4106 and retrofits | 970 | 1947 | Rate Constraint in lbs/MMBtu | FALSE | L | Annual | Constraint Shadow Price | US2016$/Ton | 0 | 0 | 0 | 0 | 0 | 0 | 0 | 0
NSR Pleasant Prairie 1,2 - SO2 Rate Annual v5.16 | 971 | 6627 | Rate Constraint in lbs/MMBtu | FALSE | L | Annual | Seasons Included | Seasons | Winter, WintShld, Summer | Winter, WintShld, Summer | Winter, WintShld, Summer | Winter, WintShld, Summer | Winter, WintShld, Summer | Winter, WintShld, Summer | Winter, WintShld, Summer | Winter, WintShld, Summer
NSR Pleasant Prairie 1,2 - SO2 Rate Annual v5.16 | 971 | 6627 | Rate Constraint in lbs/MMBtu | FALSE | L | Annual | Standard SO2 | lb/MMBtu | 0.08 | 0.08 | 0.08 | 0.08 | 0.08 | 0.08 | 0.08 | 0.08
NSR Pleasant Prairie 1,2 - SO2 Rate Annual v5.16 | 971 | 6627 | Rate Constraint in lbs/MMBtu | FALSE | L | Annual | Emissions at Affected Plants SO2 | Thousand Tons | 0 | 0 | 0 | 0 | 0 | 0 | 0 | 0
NSR Pleasant Prairie 1,2 - SO2 Rate Annual v5.16 | 971 | 6627 | Rate Constraint in lbs/MMBtu | FALSE | L | Annual | Allowances Purchased SO2 | Thousand Tons | 0 | 0 | 0 | 0 | 0 | 0 | 0 | 0
NSR Pleasant Prairie 1,2 - SO2 Rate Annual v5.16 | 971 | 6627 | Rate Constraint in lbs/MMBtu | FALSE | L | Annual | Allowances Sold SO2 | Thousand Tons | 0 | 0 | 0 | 0 | 0 | 0 | 0 | 0
NSR Pleasant Prairie 1,2 - SO2 Rate Annual v5.16 | 971 | 6627 | Rate Constraint in lbs/MMBtu | FALSE | L | Annual | Allowances Banked | Thousand Tons | 0 | 0 | 0 | 0 | 0 | 0 | 0 | 0
NSR Pleasant Prairie 1,2 - SO2 Rate Annual v5.16 | 971 | 6627 | Rate Constraint in lbs/MMBtu | FALSE | L | Annual | Allowances Withdrawn (1:1) | Thousand Tons | 0 | 0 | 0 | 0 | 0 | 0 | 0 | 0
NSR Pleasant Prairie 1,2 - SO2 Rate Annual v5.16 | 971 | 6627 | Rate Constraint in lbs/MMBtu | FALSE | L | Annual | Allowances Withdrawn (n:1) | Thousand Tons | 0 | 0 | 0 | 0 | 0 | 0 | 0 | 0
NSR Pleasant Prairie 1,2 - SO2 Rate Annual v5.16 | 971 | 6627 | Rate Constraint in lbs/MMBtu | FALSE | L | Annual | Net Emissions Allowance Position | Thousand Tons | 0 | 0 | 0 | 0 | 0 | 0 | 0 | 0
NSR Pleasant Prairie 1,2 - SO2 Rate Annual v5.16 | 971 | 6627 | Rate Constraint in lbs/MMBtu | FALSE | L | Annual | Fuel Consumed | TBtu | 0 | 0 | 0 | 0 | 0 | 0 | 0 | 0
NSR Pleasant Prairie 1,2 - SO2 Rate Annual v5.16 | 971 | 6627 | Rate Constraint in lbs/MMBtu | FALSE | L | Annual | Rate | lb/MMBtu | 0 | 0 | 0 | 0 | 0 | 0 | 0 | 0
NSR Pleasant Prairie 1,2 - SO2 Rate Annual v5.16 | 971 | 6627 | Rate Constraint in lbs/MMBtu | FALSE | L | Annual | Generation | TWh | 0 | 0 | 0 | 0 | 0 | 0 | 0 | 0
NSR Pleasant Prairie 1,2 - SO2 Rate Annual v5.16 | 971 | 6627 | Rate Constraint in lbs/MMBtu | FALSE | L | Annual | Qualifying Generation | TWh | 0 | 0 | 0 | 0 | 0 | 0 | 0 | 0
NSR Pleasant Prairie 1,2 - SO2 Rate Annual v5.16 | 971 | 6627 | Rate Constraint in lbs/MMBtu | FALSE | L | Annual | Rate | lb/MWh | 0 | 0 | 0 | 0 | 0 | 0 | 0 | 0
NSR Pleasant Prairie 1,2 - SO2 Rate Annual v5.16 | 971 | 6627 | Rate Constraint in lbs/MMBtu | FALSE | L | Annual | Constraint Shadow Price | US2016$/Ton | 0 | 0 | 0 | 0 | 0 | 0 | 0 | 0
NSR Pleasants 1-3 - NOX Rate Annual v5.16 | 972 | 6633 | Rate Constraint in lbs/MMBtu | FALSE | L | Annual | Seasons Included | Seasons | Winter, WintShld, Summer | Winter, WintShld, Summer | Winter, WintShld, Summer | Winter, WintShld, Summer | Winter, WintShld, Summer | Winter, WintShld, Summer | Winter, WintShld, Summer | Winter, WintShld, Summer
NSR Pleasants 1-3 - NOX Rate Annual v5.16 | 972 | 6633 | Rate Constraint in lbs/MMBtu | FALSE | L | Annual | Standard NOX | lb/MMBtu | 0.25 | 0.25 | 0.25 | 0.25 | 0.25 | 0.25 | 0.25 | 0.25
NSR Pleasants 1-3 - NOX Rate Annual v5.16 | 972 | 6633 | Rate Constraint in lbs/MMBtu | FALSE | L | Annual | Emissions at Affected Plants NOX | Thousand Tons | 6.4048 | 0 | 0 | 0 | 0 | 0 | 0 | 0
NSR Pleasants 1-3 - NOX Rate Annual v5.16 | 972 | 6633 | Rate Constraint in lbs/MMBtu | FALSE | L | Annual | Allowances Purchased NOX | Thousand Tons | 0 | 0 | 0 | 0 | 0 | 0 | 0 | 0
NSR Pleasants 1-3 - NOX Rate Annual v5.16 | 972 | 6633 | Rate Constraint in lbs/MMBtu | FALSE | L | Annual | Allowances Sold NOX | Thousand Tons | 0 | 0 | 0 | 0 | 0 | 0 | 0 | 0
NSR Pleasants 1-3 - NOX Rate Annual v5.16 | 972 | 6633 | Rate Constraint in lbs/MMBtu | FALSE | L | Annual | Allowances Banked | Thousand Tons | 0 | 0 | 0 | 0 | 0 | 0 | 0 | 0
NSR Pleasants 1-3 - NOX Rate Annual v5.16 | 972 | 6633 | Rate Constraint in lbs/MMBtu | FALSE | L | Annual | Allowances Withdrawn (1:1) | Thousand Tons | 0 | 0 | 0 | 0 | 0 | 0 | 0 | 0
NSR Pleasants 1-3 - NOX Rate Annual v5.16 | 972 | 6633 | Rate Constraint in lbs/MMBtu | FALSE | L | Annual | Allowances Withdrawn (n:1) | Thousand Tons | 0 | 0 | 0 | 0 | 0 | 0 | 0 | 0
NSR Pleasants 1-3 - NOX Rate Annual v5.16 | 972 | 6633 | Rate Constraint in lbs/MMBtu | FALSE | L | Annual | Net Emissions Allowance Position | Thousand Tons | 6.4048 | 0 | 0 | 0 | 0 | 0 | 0 | 0
NSR Pleasants 1-3 - NOX Rate Annual v5.16 | 972 | 6633 | Rate Constraint in lbs/MMBtu | FALSE | L | Annual | Fuel Consumed | TBtu | 82.7446 | 0 | 0 | 0 | 0 | 0 | 0 | 0
NSR Pleasants 1-3 - NOX Rate Annual v5.16 | 972 | 6633 | Rate Constraint in lbs/MMBtu | FALSE | L | Annual | Rate | lb/MMBtu | 0.15481 | 0 | 0 | 0 | 0 | 0 | 0 | 0
NSR Pleasants 1-3 - NOX Rate Annual v5.16 | 972 | 6633 | Rate Constraint in lbs/MMBtu | FALSE | L | Annual | Generation | TWh | 8.0074 | 0 | 0 | 0 | 0 | 0 | 0 | 0
NSR Pleasants 1-3 - NOX Rate Annual v5.16 | 972 | 6633 | Rate Constraint in lbs/MMBtu | FALSE | L | Annual | Qualifying Generation | TWh | 8.0074 | 0 | 0 | 0 | 0 | 0 | 0 | 0
NSR Pleasants 1-3 - NOX Rate Annual v5.16 | 972 | 6633 | Rate Constraint in lbs/MMBtu | FALSE | L | Annual | Rate | lb/MWh | 1.5997 | 0 | 0 | 0 | 0 | 0 | 0 | 0
NSR Pleasants 1-3 - NOX Rate Annual v5.16 | 972 | 6633 | Rate Constraint in lbs/MMBtu | FALSE | L | Annual | Constraint Shadow Price | US2016$/Ton | 0 | 0 | 0 | 0 | 0 | 0 | 0 | 0
NSR Pleasants 1-3 - NOX Rate Summer v5.16 | 973 | 6634 | Rate Constraint in lbs/MMBtu | FALSE | L | Annual | Seasons Included | Seasons | Summer | Summer | Summer | Summer | Summer | Summer | Summer | Summer
NSR Pleasants 1-3 - NOX Rate Summer v5.16 | 973 | 6634 | Rate Constraint in lbs/MMBtu | FALSE | L | Annual | Standard NOX | lb/MMBtu | 0.2 | 0.2 | 0.2 | 0.2 | 0.2 | 0.2 | 0.2 | 0.2
NSR Pleasants 1-3 - NOX Rate Summer v5.16 | 973 | 6634 | Rate Constraint in lbs/MMBtu | FALSE | L | Annual | Emissions at Affected Plants NOX | Thousand Tons | 2.7007 | 0 | 0 | 0 | 0 | 0 | 0 | 0
NSR Pleasants 1-3 - NOX Rate Summer v5.16 | 973 | 6634 | Rate Constraint in lbs/MMBtu | FALSE | L | Annual | Allowances Purchased NOX | Thousand Tons | 0 | 0 | 0 | 0 | 0 | 0 | 0 | 0
NSR Pleasants 1-3 - NOX Rate Summer v5.16 | 973 | 6634 | Rate Constraint in lbs/MMBtu | FALSE | L | Annual | Allowances Sold NOX | Thousand Tons | 0 | 0 | 0 | 0 | 0 | 0 | 0 | 0
NSR Pleasants 1-3 - NOX Rate Summer v5.16 | 973 | 6634 | Rate Constraint in lbs/MMBtu | FALSE | L | Annual | Allowances Banked | Thousand Tons | 0 | 0 | 0 | 0 | 0 | 0 | 0 | 0
NSR Pleasants 1-3 - NOX Rate Summer v5.16 | 973 | 6634 | Rate Constraint in lbs/MMBtu | FALSE | L | Annual | Allowances Withdrawn (1:1) | Thousand Tons | 0 | 0 | 0 | 0 | 0 | 0 | 0 | 0
NSR Pleasants 1-3 - NOX Rate Summer v5.16 | 973 | 6634 | Rate Constraint in lbs/MMBtu | FALSE | L | Annual | Allowances Withdrawn (n:1) | Thousand Tons | 0 | 0 | 0 | 0 | 0 | 0 | 0 | 0
NSR Pleasants 1-3 - NOX Rate Summer v5.16 | 973 | 6634 | Rate Constraint in lbs/MMBtu | FALSE | L | Annual | Net Emissions Allowance Position | Thousand Tons | 2.7007 | 0 | 0 | 0 | 0 | 0 | 0 | 0
NSR Pleasants 1-3 - NOX Rate Summer v5.16 | 973 | 6634 | Rate Constraint in lbs/MMBtu | FALSE | L | Annual | Fuel Consumed | TBtu | 34.8903 | 0 | 0 | 0 | 0 | 0 | 0 | 0
NSR Pleasants 1-3 - NOX Rate Summer v5.16 | 973 | 6634 | Rate Constraint in lbs/MMBtu | FALSE | L | Annual | Rate | lb/MMBtu | 0.15481 | 0 | 0 | 0 | 0 | 0 | 0 | 0
NSR Pleasants 1-3 - NOX Rate Summer v5.16 | 973 | 6634 | Rate Constraint in lbs/MMBtu | FALSE | L | Annual | Generation | TWh | 3.3764 | 0 | 0 | 0 | 0 | 0 | 0 | 0
NSR Pleasants 1-3 - NOX Rate Summer v5.16 | 973 | 6634 | Rate Constraint in lbs/MMBtu | FALSE | L | Annual | Qualifying Generation | TWh | 3.3764 | 0 | 0 | 0 | 0 | 0 | 0 | 0
NSR Pleasants 1-3 - NOX Rate Summer v5.16 | 973 | 6634 | Rate Constraint in lbs/MMBtu | FALSE | L | Annual | Rate | lb/MWh | 1.5997 | 0 | 0 | 0 | 0 | 0 | 0 | 0
NSR Pleasants 1-3 - NOX Rate Summer v5.16 | 973 | 6634 | Rate Constraint in lbs/MMBtu | FALSE | L | Annual | Constraint Shadow Price | US2016$/Ton | 0 | 0 | 0 | 0 | 0 | 0 | 0 | 0
NSR Prairie Creek NOX Cap v5.16 | 974 | 6615 | Rate Constraint in MTons | FALSE | L | Annual | Seasons Included | Seasons | Winter, WintShld, Summer | Winter, WintShld, Summer | Winter, WintShld, Summer | Winter, WintShld, Summer | Winter, WintShld, Summer | Winter, WintShld, Summer | Winter, WintShld, Summer | Winter, WintShld, Summer
NSR Prairie Creek NOX Cap v5.16 | 974 | 6615 | Rate Constraint in MTons | FALSE | L | Annual | Standard NOX | Thousand Tons | 2.65 | 2.65 | 2.65 | 1.5 | 1.5 | 1.5 | 1.5 | 1.5
NSR Prairie Creek NOX Cap v5.16 | 974 | 6615 | Rate Constraint in MTons | FALSE | L | Annual | Emissions at Affected Plants NOX | Thousand Tons | 0 | 0.29335 | 0.028046 | 0.029683 | 0.029683 | 0 | 0 | 0
NSR Prairie Creek NOX Cap v5.16 | 974 | 6615 | Rate Constraint in MTons | FALSE | L | Annual | Allowances Purchased NOX | Thousand Tons | 0 | 0 | 0 | 0 | 0 | 0 | 0 | 0
NSR Prairie Creek NOX Cap v5.16 | 974 | 6615 | Rate Constraint in MTons | FALSE | L | Annual | Allowances Sold NOX | Thousand Tons | 0 | 0 | 0 | 0 | 0 | 0 | 0 | 0
NSR Prairie Creek NOX Cap v5.16 | 974 | 6615 | Rate Constraint in MTons | FALSE | L | Annual | Allowances Banked | Thousand Tons | 0 | 0 | 0 | 0 | 0 | 0 | 0 | 0
NSR Prairie Creek NOX Cap v5.16 | 974 | 6615 | Rate Constraint in MTons | FALSE | L | Annual | Allowances Withdrawn (1:1) | Thousand Tons | 0 | 0 | 0 | 0 | 0 | 0 | 0 | 0
NSR Prairie Creek NOX Cap v5.16 | 974 | 6615 | Rate Constraint in MTons | FALSE | L | Annual | Allowances Withdrawn (n:1) | Thousand Tons | 0 | 0 | 0 | 0 | 0 | 0 | 0 | 0
NSR Prairie Creek NOX Cap v5.16 | 974 | 6615 | Rate Constraint in MTons | FALSE | L | Annual | Net Emissions Allowance Position | Thousand Tons | 0 | 0.29335 | 0.028046 | 0.029683 | 0.029683 | 0 | 0 | 0
NSR Prairie Creek NOX Cap v5.16 | 974 | 6615 | Rate Constraint in MTons | FALSE | L | Annual | Fuel Consumed | TBtu | 0 | 1.7011 | 0.16264 | 0.17213 | 0.17213 | 0 | 0 | 0
NSR Prairie Creek NOX Cap v5.16 | 974 | 6615 | Rate Constraint in MTons | FALSE | L | Annual | Rate | lb/MMBtu | 0 | 0.34489 | 0.34489 | 0.34489 | 0.34489 | 0 | 0 | 0
NSR Prairie Creek NOX Cap v5.16 | 974 | 6615 | Rate Constraint in MTons | FALSE | L | Annual | Generation | TWh | 0 | 0.11981 | 0.011455 | 0.012123 | 0.012123 | 0 | 0 | 0
NSR Prairie Creek NOX Cap v5.16 | 974 | 6615 | Rate Constraint in MTons | FALSE | L | Annual | Qualifying Generation | TWh | 0 | 0.11981 | 0.011455 | 0.012123 | 0.012123 | 0 | 0 | 0
NSR Prairie Creek NOX Cap v5.16 | 974 | 6615 | Rate Constraint in MTons | FALSE | L | Annual | Rate | lb/MWh | 0 | 4.8968 | 4.8968 | 4.8968 | 4.8968 | 0 | 0 | 0
NSR Prairie Creek NOX Cap v5.16 | 974 | 6615 | Rate Constraint in MTons | FALSE | L | Annual | Constraint Shadow Price | US2016$/Ton | 0 | 0 | 0 | 0 | 0 | 0 | 0 | 0
NSR Prairie Creek SO2 Cap v5.16 | 975 | 6624 | Rate Constraint in MTons | FALSE | L | Annual | Seasons Included | Seasons | Winter, WintShld, Summer | Winter, WintShld, Summer | Winter, WintShld, Summer | Winter, WintShld, Summer | Winter, WintShld, Summer | Winter, WintShld, Summer | Winter, WintShld, Summer | Winter, WintShld, Summer
NSR Prairie Creek SO2 Cap v5.16 | 975 | 6624 | Rate Constraint in MTons | FALSE | L | Annual | Standard SO2 | Thousand Tons | 3 | 3 | 3 | 0.1 | 0.1 | 0.1 | 0.1 | 0.1
NSR Prairie Creek SO2 Cap v5.16 | 975 | 6624 | Rate Constraint in MTons | FALSE | L | Annual | Emissions at Affected Plants SO2 | Thousand Tons | 0 | 0.47639 | 0.045546 | 0.048204 | 0.048204 | 0 | 0 | 0
NSR Prairie Creek SO2 Cap v5.16 | 975 | 6624 | Rate Constraint in MTons | FALSE | L | Annual | Allowances Purchased SO2 | Thousand Tons | 0 | 0 | 0 | 0 | 0 | 0 | 0 | 0
NSR Prairie Creek SO2 Cap v5.16 | 975 | 6624 | Rate Constraint in MTons | FALSE | L | Annual | Allowances Sold SO2 | Thousand Tons | 0 | 0 | 0 | 0 | 0 | 0 | 0 | 0
NSR Prairie Creek SO2 Cap v5.16 | 975 | 6624 | Rate Constraint in MTons | FALSE | L | Annual | Allowances Banked | Thousand Tons | 0 | 0 | 0 | 0 | 0 | 0 | 0 | 0
NSR Prairie Creek SO2 Cap v5.16 | 975 | 6624 | Rate Constraint in MTons | FALSE | L | Annual | Allowances Withdrawn (1:1) | Thousand Tons | 0 | 0 | 0 | 0 | 0 | 0 | 0 | 0
NSR Prairie Creek SO2 Cap v5.16 | 975 | 6624 | Rate Constraint in MTons | FALSE | L | Annual | Allowances Withdrawn (n:1) | Thousand Tons | 0 | 0 | 0 | 0 | 0 | 0 | 0 | 0
NSR Prairie Creek SO2 Cap v5.16 | 975 | 6624 | Rate Constraint in MTons | FALSE | L | Annual | Net Emissions Allowance Position | Thousand Tons | 0 | 0.47639 | 0.045546 | 0.048204 | 0.048204 | 0 | 0 | 0
NSR Prairie Creek SO2 Cap v5.16 | 975 | 6624 | Rate Constraint in MTons | FALSE | L | Annual | Fuel Consumed | TBtu | 0 | 1.7011 | 0.16264 | 0.17213 | 0.17213 | 0 | 0 | 0
NSR Prairie Creek SO2 Cap v5.16 | 975 | 6624 | Rate Constraint in MTons | FALSE | L | Annual | Rate | lb/MMBtu | 0 | 0.5601 | 0.5601 | 0.5601 | 0.5601 | 0 | 0 | 0
NSR Prairie Creek SO2 Cap v5.16 | 975 | 6624 | Rate Constraint in MTons | FALSE | L | Annual | Generation | TWh | 0 | 0.11981 | 0.011455 | 0.012123 | 0.012123 | 0 | 0 | 0
NSR Prairie Creek SO2 Cap v5.16 | 975 | 6624 | Rate Constraint in MTons | FALSE | L | Annual | Qualifying Generation | TWh | 0 | 0.11981 | 0.011455 | 0.012123 | 0.012123 | 0 | 0 | 0
NSR Prairie Creek SO2 Cap v5.16 | 975 | 6624 | Rate Constraint in MTons | FALSE | L | Annual | Rate | lb/MWh | 0 | 7.9523 | 7.9523 | 7.9523 | 7.9523 | 0 | 0 | 0
NSR Prairie Creek SO2 Cap v5.16 | 975 | 6624 | Rate Constraint in MTons | FALSE | L | Annual | Constraint Shadow Price | US2016$/Ton | 0 | 0 | 0 | 0 | 0 | 0 | 0 | 0
NSR Prairie Creek Unit 3 SO2 Rate v5.16 | 976 | 6622 | Rate Constraint in lbs/MMBtu | FALSE | L | Annual | Seasons Included | Seasons | Winter, WintShld, Summer | Winter, WintShld, Summer | Winter, WintShld, Summer | Winter, WintShld, Summer | Winter, WintShld, Summer | Winter, WintShld, Summer | Winter, WintShld, Summer | Winter, WintShld, Summer
NSR Prairie Creek Unit 3 SO2 Rate v5.16 | 976 | 6622 | Rate Constraint in lbs/MMBtu | FALSE | L | Annual | Standard SO2 | lb/MMBtu | 0.7 | 0.7 | 0.7 | 0.7 | 0.7 | 0.7 | 0.7 | 0.7
NSR Prairie Creek Unit 3 SO2 Rate v5.16 | 976 | 6622 | Rate Constraint in lbs/MMBtu | FALSE | L | Annual | Emissions at Affected Plants SO2 | Thousand Tons | 0 | 0.47639 | 0.045546 | 0.048204 | 0.048204 | 0 | 0 | 0
NSR Prairie Creek Unit 3 SO2 Rate v5.16 | 976 | 6622 | Rate Constraint in lbs/MMBtu | FALSE | L | Annual | Allowances Purchased SO2 | Thousand Tons | 0 | 0 | 0 | 0 | 0 | 0 | 0 | 0
NSR Prairie Creek Unit 3 SO2 Rate v5.16 | 976 | 6622 | Rate Constraint in lbs/MMBtu | FALSE | L | Annual | Allowances Sold SO2 | Thousand Tons | 0 | 0 | 0 | 0 | 0 | 0 | 0 | 0
NSR Prairie Creek Unit 3 SO2 Rate v5.16 | 976 | 6622 | Rate Constraint in lbs/MMBtu | FALSE | L | Annual | Allowances Banked | Thousand Tons | 0 | 0 | 0 | 0 | 0 | 0 | 0 | 0
NSR Prairie Creek Unit 3 SO2 Rate v5.16 | 976 | 6622 | Rate Constraint in lbs/MMBtu | FALSE | L | Annual | Allowances Withdrawn (1:1) | Thousand Tons | 0 | 0 | 0 | 0 | 0 | 0 | 0 | 0
NSR Prairie Creek Unit 3 SO2 Rate v5.16 | 976 | 6622 | Rate Constraint in lbs/MMBtu | FALSE | L | Annual | Allowances Withdrawn (n:1) | Thousand Tons | 0 | 0 | 0 | 0 | 0 | 0 | 0 | 0
NSR Prairie Creek Unit 3 SO2 Rate v5.16 | 976 | 6622 | Rate Constraint in lbs/MMBtu | FALSE | L | Annual | Net Emissions Allowance Position | Thousand Tons | 0 | 0.47639 | 0.045546 | 0.048204 | 0.048204 | 0 | 0 | 0
NSR Prairie Creek Unit 3 SO2 Rate v5.16 | 976 | 6622 | Rate Constraint in lbs/MMBtu | FALSE | L | Annual | Fuel Consumed | TBtu | 0 | 1.7011 | 0.16264 | 0.17213 | 0.17213 | 0 | 0 | 0
NSR Prairie Creek Unit 3 SO2 Rate v5.16 | 976 | 6622 | Rate Constraint in lbs/MMBtu | FALSE | L | Annual | Rate | lb/MMBtu | 0 | 0.5601 | 0.5601 | 0.5601 | 0.5601 | 0 | 0 | 0
NSR Prairie Creek Unit 3 SO2 Rate v5.16 | 976 | 6622 | Rate Constraint in lbs/MMBtu | FALSE | L | Annual | Generation | TWh | 0 | 0.11981 | 0.011455 | 0.012123 | 0.012123 | 0 | 0 | 0
NSR Prairie Creek Unit 3 SO2 Rate v5.16 | 976 | 6622 | Rate Constraint in lbs/MMBtu | FALSE | L | Annual | Qualifying Generation | TWh | 0 | 0.11981 | 0.011455 | 0.012123 | 0.012123 | 0 | 0 | 0
NSR Prairie Creek Unit 3 SO2 Rate v5.16 | 976 | 6622 | Rate Constraint in lbs/MMBtu | FALSE | L | Annual | Rate | lb/MWh | 0 | 7.9523 | 7.9523 | 7.9523 | 7.9523 | 0 | 0 | 0
NSR Prairie Creek Unit 3 SO2 Rate v5.16 | 976 | 6622 | Rate Constraint in lbs/MMBtu | FALSE | L | Annual | Constraint Shadow Price | US2016$/Ton | 0 | 0 | 0 | 0 | 0 | 0 | 0 | 0
NSR Prairie Creek Unit 4 SO2 Rate v5.16 | 977 | 6623 | Rate Constraint in lbs/MMBtu | FALSE | L | Annual | Seasons Included | Seasons | Winter, WintShld, Summer | Winter, WintShld, Summer | Winter, WintShld, Summer | Winter, WintShld, Summer | Winter, WintShld, Summer | Winter, WintShld, Summer | Winter, WintShld, Summer | Winter, WintShld, Summer
NSR Prairie Creek Unit 4 SO2 Rate v5.16 | 977 | 6623 | Rate Constraint in lbs/MMBtu | FALSE | L | Annual | Standard SO2 | lb/MMBtu | 0.7 | 0.7 | 0.7 | 0.7 | 0.7 | 0.7 | 0.7 | 0.7
NSR Prairie Creek Unit 4 SO2 Rate v5.16 | 977 | 6623 | Rate Constraint in lbs/MMBtu | FALSE | L | Annual | Emissions at Affected Plants SO2 | Thousand Tons | 0 | 0 | 0 | 0 | 0 | 0 | 0 | 0
NSR Prairie Creek Unit 4 SO2 Rate v5.16 | 977 | 6623 | Rate Constraint in lbs/MMBtu | FALSE | L | Annual | Allowances Purchased SO2 | Thousand Tons | 0 | 0 | 0 | 0 | 0 | 0 | 0 | 0
NSR Prairie Creek Unit 4 SO2 Rate v5.16 | 977 | 6623 | Rate Constraint in lbs/MMBtu | FALSE | L | Annual | Allowances Sold SO2 | Thousand Tons | 0 | 0 | 0 | 0 | 0 | 0 | 0 | 0
NSR Prairie Creek Unit 4 SO2 Rate v5.16 | 977 | 6623 | Rate Constraint in lbs/MMBtu | FALSE | L | Annual | Allowances Banked | Thousand Tons | 0 | 0 | 0 | 0 | 0 | 0 | 0 | 0
NSR Prairie Creek Unit 4 SO2 Rate v5.16 | 977 | 6623 | Rate Constraint in lbs/MMBtu | FALSE | L | Annual | Allowances Withdrawn (1:1) | Thousand Tons | 0 | 0 | 0 | 0 | 0 | 0 | 0 | 0
NSR Prairie Creek Unit 4 SO2 Rate v5.16 | 977 | 6623 | Rate Constraint in lbs/MMBtu | FALSE | L | Annual | Allowances Withdrawn (n:1) | Thousand Tons | 0 | 0 | 0 | 0 | 0 | 0 | 0 | 0
NSR Prairie Creek Unit 4 SO2 Rate v5.16 | 977 | 6623 | Rate Constraint in lbs/MMBtu | FALSE | L | Annual | Net Emissions Allowance Position | Thousand Tons | 0 | 0 | 0 | 0 | 0 | 0 | 0 | 0
NSR Prairie Creek Unit 4 SO2 Rate v5.16 | 977 | 6623 | Rate Constraint in lbs/MMBtu | FALSE | L | Annual | Fuel Consumed | TBtu | 0 | 0 | 0 | 0 | 0 | 0 | 0 | 0
NSR Prairie Creek Unit 4 SO2 Rate v5.16 | 977 | 6623 | Rate Constraint in lbs/MMBtu | FALSE | L | Annual | Rate | lb/MMBtu | 0 | 0 | 0 | 0 | 0 | 0 | 0 | 0
NSR Prairie Creek Unit 4 SO2 Rate v5.16 | 977 | 6623 | Rate Constraint in lbs/MMBtu | FALSE | L | Annual | Generation | TWh | 0 | 0 | 0 | 0 | 0 | 0 | 0 | 0
NSR Prairie Creek Unit 4 SO2 Rate v5.16 | 977 | 6623 | Rate Constraint in lbs/MMBtu | FALSE | L | Annual | Qualifying Generation | TWh | 0 | 0 | 0 | 0 | 0 | 0 | 0 | 0
NSR Prairie Creek Unit 4 SO2 Rate v5.16 | 977 | 6623 | Rate Constraint in lbs/MMBtu | FALSE | L | Annual | Rate | lb/MWh | 0 | 0 | 0 | 0 | 0 | 0 | 0 | 0
NSR Prairie Creek Unit 4 SO2 Rate v5.16 | 977 | 6623 | Rate Constraint in lbs/MMBtu | FALSE | L | Annual | Constraint Shadow Price | US2016$/Ton | 0 | 0 | 0 | 0 | 0 | 0 | 0 | 0
NSR Rapids 5,6 - NOX Rate Annual v5.14 | 978 | 6974 | Rate Constraint in lbs/MMBtu | FALSE | L | Annual | Seasons Included | Seasons | Winter, WintShld, Summer | Winter, WintShld, Summer | Winter, WintShld, Summer | Winter, WintShld, Summer | Winter, WintShld, Summer | Winter, WintShld, Summer | Winter, WintShld, Summer | Winter, WintShld, Summer
NSR Rapids 5,6 - NOX Rate Annual v5.14 | 978 | 6974 | Rate Constraint in lbs/MMBtu | FALSE | L | Annual | Standard NOX | lb/MMBtu | 0.44927 | 0.44927 | 0.44927 | 0.44927 | 0.44927 | 0.44927 | 0.44927 | 0.44927
NSR Rapids 5,6 - NOX Rate Annual v5.14 | 978 | 6974 | Rate Constraint in lbs/MMBtu | FALSE | L | Annual | Emissions at Affected Plants NOX | Thousand Tons | 0.0025455 | 0 | 0 | 0 | 0 | 0 | 0 | 0
NSR Rapids 5,6 - NOX Rate Annual v5.14 | 978 | 6974 | Rate Constraint in lbs/MMBtu | FALSE | L | Annual | Allowances Purchased NOX | Thousand Tons | 0 | 0 | 0 | 0 | 0 | 0 | 0 | 0
NSR Rapids 5,6 - NOX Rate Annual v5.14 | 978 | 6974 | Rate Constraint in lbs/MMBtu | FALSE | L | Annual | Allowances Sold NOX | Thousand Tons | 0 | 0 | 0 | 0 | 0 | 0 | 0 | 0
NSR Rapids 5,6 - NOX Rate Annual v5.14 | 978 | 6974 | Rate Constraint in lbs/MMBtu | FALSE | L | Annual | Allowances Banked | Thousand Tons | 0 | 0 | 0 | 0 | 0 | 0 | 0 | 0
NSR Rapids 5,6 - NOX Rate Annual v5.14 | 978 | 6974 | Rate Constraint in lbs/MMBtu | FALSE | L | Annual | Allowances Withdrawn (1:1) | Thousand Tons | 0 | 0 | 0 | 0 | 0 | 0 | 0 | 0
NSR Rapids 5,6 - NOX Rate Annual v5.14 | 978 | 6974 | Rate Constraint in lbs/MMBtu | FALSE | L | Annual | Allowances Withdrawn (n:1) | Thousand Tons | 0 | 0 | 0 | 0 | 0 | 0 | 0 | 0
NSR Rapids 5,6 - NOX Rate Annual v5.14 | 978 | 6974 | Rate Constraint in lbs/MMBtu | FALSE | L | Annual | Net Emissions Allowance Position | Thousand Tons | 0.0025455 | 0 | 0 | 0 | 0 | 0 | 0 | 0
NSR Rapids 5,6 - NOX Rate Annual v5.14 | 978 | 6974 | Rate Constraint in lbs/MMBtu | FALSE | L | Annual | Fuel Consumed | TBtu | 0.011577 | 0 | 0 | 0 | 0 | 0 | 0 | 0
NSR Rapids 5,6 - NOX Rate Annual v5.14 | 978 | 6974 | Rate Constraint in lbs/MMBtu | FALSE | L | Annual | Rate | lb/MMBtu | 0.43973 | 0 | 0 | 0 | 0 | 0 | 0 | 0
NSR Rapids 5,6 - NOX Rate Annual v5.14 | 978 | 6974 | Rate Constraint in lbs/MMBtu | FALSE | L | Annual | Generation | TWh | 0.00087847 | 0 | 0 | 0 | 0 | 0 | 0 | 0
NSR Rapids 5,6 - NOX Rate Annual v5.14 | 978 | 6974 | Rate Constraint in lbs/MMBtu | FALSE | L | Annual | Qualifying Generation | TWh | 0.00087847 | 0 | 0 | 0 | 0 | 0 | 0 | 0
NSR Rapids 5,6 - NOX Rate Annual v5.14 | 978 | 6974 | Rate Constraint in lbs/MMBtu | FALSE | L | Annual | Rate | lb/MWh | 5.7953 | 0 | 0 | 0 | 0 | 0 | 0 | 0
NSR Rapids 5,6 - NOX Rate Annual v5.14 | 978 | 6974 | Rate Constraint in lbs/MMBtu | FALSE | L | Annual | Constraint Shadow Price | US2016$/Ton | 0 | 0 | 0 | 0 | 0 | 0 | 0 | 0
NSR Rapids 5,6 - SO2 Rate Annual v5.14 | 979 | 6975 | Rate Constraint in lbs/MMBtu | FALSE | L | Annual | Seasons Included | Seasons | Winter, WintShld, Summer | Winter, WintShld, Summer | Winter, WintShld, Summer | Winter, WintShld, Summer | Winter, WintShld, Summer | Winter, WintShld, Summer | Winter, WintShld, Summer | Winter, WintShld, Summer
NSR Rapids 5,6 - SO2 Rate Annual v5.14 | 979 | 6975 | Rate Constraint in lbs/MMBtu | FALSE | L | Annual | Standard SO2 | lb/MMBtu | 0.15 | 0.15 | 0.15 | 0.15 | 0.15 | 0.15 | 0.15 | 0.15
NSR Rapids 5,6 - SO2 Rate Annual v5.14 | 979 | 6975 | Rate Constraint in lbs/MMBtu | FALSE | L | Annual | Emissions at Affected Plants SO2 | Thousand Tons | 0.00080703 | 0 | 0 | 0 | 0 | 0 | 0 | 0
NSR Rapids 5,6 - SO2 Rate Annual v5.14 | 979 | 6975 | Rate Constraint in lbs/MMBtu | FALSE | L | Annual | Allowances Purchased SO2 | Thousand Tons | 0 | 0 | 0 | 0 | 0 | 0 | 0 | 0
NSR Rapids 5,6 - SO2 Rate Annual v5.14 | 979 | 6975 | Rate Constraint in lbs/MMBtu | FALSE | L | Annual | Allowances Sold SO2 | Thousand Tons | 0 | 0 | 0 | 0 | 0 | 0 | 0 | 0
NSR Rapids 5,6 - SO2 Rate Annual v5.14 | 979 | 6975 | Rate Constraint in lbs/MMBtu | FALSE | L | Annual | Allowances Banked | Thousand Tons | 0 | 0 | 0 | 0 | 0 | 0 | 0 | 0
NSR Rapids 5,6 - SO2 Rate Annual v5.14 | 979 | 6975 | Rate Constraint in lbs/MMBtu | FALSE | L | Annual | Allowances Withdrawn (1:1) | Thousand Tons | 0 | 0 | 0 | 0 | 0 | 0 | 0 | 0
NSR Rapids 5,6 - SO2 Rate Annual v5.14 | 979 | 6975 | Rate Constraint in lbs/MMBtu | FALSE | L | Annual | Allowances Withdrawn (n:1) | Thousand Tons | 0 | 0 | 0 | 0 | 0 | 0 | 0 | 0
NSR Rapids 5,6 - SO2 Rate Annual v5.14 | 979 | 6975 | Rate Constraint in lbs/MMBtu | FALSE | L | Annual | Net Emissions Allowance Position | Thousand Tons | 0.00080703 | 0 | 0 | 0 | 0 | 0 | 0 | 0
NSR Rapids 5,6 - SO2 Rate Annual v5.14 | 979 | 6975 | Rate Constraint in lbs/MMBtu | FALSE | L | Annual | Fuel Consumed | TBtu | 0.011577 | 0 | 0 | 0 | 0 | 0 | 0 | 0
NSR Rapids 5,6 - SO2 Rate Annual v5.14 | 979 | 6975 | Rate Constraint in lbs/MMBtu | FALSE | L | Annual | Rate | lb/MMBtu | 0.13942 | 0 | 0 | 0 | 0 | 0 | 0 | 0
NSR Rapids 5,6 - SO2 Rate Annual v5.14 | 979 | 6975 | Rate Constraint in lbs/MMBtu | FALSE | L | Annual | Generation | TWh | 0.00087847 | 0 | 0 | 0 | 0 | 0 | 0 | 0
NSR Rapids 5,6 - SO2 Rate Annual v5.14 | 979 | 6975 | Rate Constraint in lbs/MMBtu | FALSE | L | Annual | Qualifying Generation | TWh | 0.00087847 | 0 | 0 | 0 | 0 | 0 | 0 | 0
NSR Rapids 5,6 - SO2 Rate Annual v5.14 | 979 | 6975 | Rate Constraint in lbs/MMBtu | FALSE | L | Annual | Rate | lb/MWh | 1.8374 | 0 | 0 | 0 | 0 | 0 | 0 | 0
NSR Rapids 5,6 - SO2 Rate Annual v5.14 | 979 | 6975 | Rate Constraint in lbs/MMBtu | FALSE | L | Annual | Constraint Shadow Price | US2016$/Ton | 0 | 0 | 0 | 0 | 0 | 0 | 0 | 0
NSR Rockport 1 & 2 - SO2 Cap Annual v5.13 | 980 | 5898 | Rate Constraint in MTons | FALSE | L | Annual | Seasons Included | Seasons | Winter, WintShld, Summer | Winter, WintShld, Summer | Winter, WintShld, Summer | Winter, WintShld, Summer | Winter, WintShld, Summer | Winter, WintShld, Summer | Winter, WintShld, Summer | Winter, WintShld, Summer
NSR Rockport 1 & 2 - SO2 Cap Annual v5.13 | 980 | 5898 | Rate Constraint in MTons | FALSE | L | Annual | Standard SO2 | Thousand Tons | 22 | 22 | 22 | 10 | 10 | 10 | 10 | 10
NSR Rockport 1 & 2 - SO2 Cap Annual v5.13 | 980 | 5898 | Rate Constraint in MTons | FALSE | L | Annual | Emissions at Affected Plants SO2 | Thousand Tons | 0 | 1.7188 | 1.7188 | 1.7188 | 0 | 0 | 0 | 0
NSR Rockport 1 & 2 - SO2 Cap Annual v5.13 | 980 | 5898 | Rate Constraint in MTons | FALSE | L | Annual | Allowances Purchased SO2 | Thousand Tons | 0 | 0 | 0 | 0 | 0 | 0 | 0 | 0
NSR Rockport 1 & 2 - SO2 Cap Annual v5.13 | 980 | 5898 | Rate Constraint in MTons | FALSE | L | Annual | Allowances Sold SO2 | Thousand Tons | 0 | 0 | 0 | 0 | 0 | 0 | 0 | 0
NSR Rockport 1 & 2 - SO2 Cap Annual v5.13 | 980 | 5898 | Rate Constraint in MTons | FALSE | L | Annual | Allowances Banked | Thousand Tons | 0 | 0 | 0 | 0 | 0 | 0 | 0 | 0
NSR Rockport 1 & 2 - SO2 Cap Annual v5.13 | 980 | 5898 | Rate Constraint in MTons | FALSE | L | Annual | Allowances Withdrawn (1:1) | Thousand Tons | 0 | 0 | 0 | 0 | 0 | 0 | 0 | 0
NSR Rockport 1 & 2 - SO2 Cap Annual v5.13 | 980 | 5898 | Rate Constraint in MTons | FALSE | L | Annual | Allowances Withdrawn (n:1) | Thousand Tons | 0 | 0 | 0 | 0 | 0 | 0 | 0 | 0
NSR Rockport 1 & 2 - SO2 Cap Annual v5.13 | 980 | 5898 | Rate Constraint in MTons | FALSE | L | Annual | Net Emissions Allowance Position | Thousand Tons | 0 | 1.7188 | 1.7188 | 1.7188 | 0 | 0 | 0 | 0
NSR Rockport 1 & 2 - SO2 Cap Annual v5.13 | 980 | 5898 | Rate Constraint in MTons | FALSE | L | Annual | Fuel Consumed | TBtu | 0 | 25.6707 | 25.6707 | 25.6707 | 0 | 0 | 0 | 0
NSR Rockport 1 & 2 - SO2 Cap Annual v5.13 | 980 | 5898 | Rate Constraint in MTons | FALSE | L | Annual | Rate | lb/MMBtu | 0 | 0.13391 | 0.13391 | 0.13391 | 0 | 0 | 0 | 0
NSR Rockport 1 & 2 - SO2 Cap Annual v5.13 | 980 | 5898 | Rate Constraint in MTons | FALSE | L | Annual | Generation | TWh | 0 | 2.4822 | 2.5022 | 2.5022 | 0 | 0 | 0 | 0
NSR Rockport 1 & 2 - SO2 Cap Annual v5.13 | 980 | 5898 | Rate Constraint in MTons | FALSE | L | Annual | Qualifying Generation | TWh | 0 | 2.4822 | 2.5022 | 2.5022 | 0 | 0 | 0 | 0
NSR Rockport 1 & 2 - SO2 Cap Annual v5.13 | 980 | 5898 | Rate Constraint in MTons | FALSE | L | Annual | Rate | lb/MWh | 0 | 1.3849 | 1.3739 | 1.3739 | 0 | 0 | 0 | 0
NSR Rockport 1 & 2 - SO2 Cap Annual v5.13 | 980 | 5898 | Rate Constraint in MTons | FALSE | L | Annual | Constraint Shadow Price | US2016$/Ton | 0 | 0 | 0 | 0 | 0 | 0 | 0 | 0
NSR Santee Cooper - NOX Cap Annual v3.1 | 981 | 1857 | Rate Constraint in MTons | FALSE | L | Annual | Seasons Included | Seasons | Winter, WintShld, Summer | Winter, WintShld, Summer | Winter, WintShld, Summer | Winter, WintShld, Summer | Winter, WintShld, Summer | Winter, WintShld, Summer | Winter, WintShld, Summer | Winter, WintShld, Summer
NSR Santee Cooper - NOX Cap Annual v3.1 | 981 | 1857 | Rate Constraint in MTons | FALSE | L | Annual | Standard NOX | Thousand Tons | 20 | 20 | 20 | 20 | 20 | 20 | 20 | 20
NSR Santee Cooper - NOX Cap Annual v3.1 | 981 | 1857 | Rate Constraint in MTons | FALSE | L | Annual | Emissions at Affected Plants NOX | Thousand Tons | 3.9523 | 4.5333 | 4.5589 | 3.8237 | 3.0442 | 3.3363 | 3.3423 | 3.1378
NSR Santee Cooper - NOX Cap Annual v3.1 | 981 | 1857 | Rate Constraint in MTons | FALSE | L | Annual | Allowances Purchased NOX | Thousand Tons | 0 | 0 | 0 | 0 | 0 | 0 | 0 | 0
NSR Santee Cooper - NOX Cap Annual v3.1 | 981 | 1857 | Rate Constraint in MTons | FALSE | L | Annual | Allowances Sold NOX | Thousand Tons | 0 | 0 | 0 | 0 | 0 | 0 | 0 | 0
NSR Santee Cooper - NOX Cap Annual v3.1 | 981 | 1857 | Rate Constraint in MTons | FALSE | L | Annual | Allowances Banked | Thousand Tons | 0 | 0 | 0 | 0 | 0 | 0 | 0 | 0
NSR Santee Cooper - NOX Cap Annual v3.1 | 981 | 1857 | Rate Constraint in MTons | FALSE | L | Annual | Allowances Withdrawn (1:1) | Thousand Tons | 0 | 0 | 0 | 0 | 0 | 0 | 0 | 0
NSR Santee Cooper - NOX Cap Annual v3.1 | 981 | 1857 | Rate Constraint in MTons | FALSE | L | Annual | Allowances Withdrawn (n:1) | Thousand Tons | 0 | 0 | 0 | 0 | 0 | 0 | 0 | 0
NSR Santee Cooper - NOX Cap Annual v3.1 | 981 | 1857 | Rate Constraint in MTons | FALSE | L | Annual | Net Emissions Allowance Position | Thousand Tons | 3.9523 | 4.5333 | 4.5589 | 3.8237 | 3.0442 | 3.3363 | 3.3423 | 3.1378
NSR Santee Cooper - NOX Cap Annual v3.1 | 981 | 1857 | Rate Constraint in MTons | FALSE | L | Annual | Fuel Consumed | TBtu | 110.2423 | 126.9615 | 127.313 | 107.2387 | 84.4756 | 92.9707 | 93.0475 | 87.3507
NSR Santee Cooper - NOX Cap Annual v3.1 | 981 | 1857 | Rate Constraint in MTons | FALSE | L | Annual | Rate | lb/MMBtu | 0.071701 | 0.071413 | 0.071618 | 0.071312 | 0.072073 | 0.071772 | 0.07184 | 0.071844
NSR Santee Cooper - NOX Cap Annual v3.1 | 981 | 1857 | Rate Constraint in MTons | FALSE | L | Annual | Generation | TWh | 11.098 | 12.7736 | 12.8767 | 10.8704 | 8.5118 | 9.3765 | 9.3819 | 8.8136
NSR Santee Cooper - NOX Cap Annual v3.1 | 981 | 1857 | Rate Constraint in MTons | FALSE | L | Annual | Qualifying Generation | TWh | 11.098 | 12.7736 | 12.8767 | 10.8704 | 8.5118 | 9.3765 | 9.3819 | 8.8136
NSR Santee Cooper - NOX Cap Annual v3.1 | 981 | 1857 | Rate Constraint in MTons | FALSE | L | Annual | Rate | lb/MWh | 0.71224 | 0.7098 | 0.70809 | 0.70351 | 0.71529 | 0.71163 | 0.71249 | 0.71204
NSR Santee Cooper - NOX Cap Annual v3.1 | 981 | 1857 | Rate Constraint in MTons | FALSE | L | Annual | Constraint Shadow Price | US2016$/Ton | 0 | 0 | 0 | 0 | 0 | 0 | 0 | 0
NSR Santee Cooper - NOX Rate Annual v3.1 | 982 | 1858 | Rate Constraint in lbs/MMBtu | FALSE | L | Annual | Seasons Included | Seasons | Winter, WintShld, Summer | Winter, WintShld, Summer | Winter, WintShld, Summer | Winter, WintShld, Summer | Winter, WintShld, Summer | Winter, WintShld, Summer | Winter, WintShld, Summer | Winter, WintShld, Summer
NSR Santee Cooper - NOX Rate Annual v3.1 | 982 | 1858 | Rate Constraint in lbs/MMBtu | FALSE | L | Annual | Standard NOX | lb/MMBtu | 0.15 | 0.15 | 0.15 | 0.15 | 0.15 | 0.15 | 0.15 | 0.15
NSR Santee Cooper - NOX Rate Annual v3.1 | 982 | 1858 | Rate Constraint in lbs/MMBtu | FALSE | L | Annual | Emissions at Affected Plants NOX | Thousand Tons | 3.9523 | 4.5333 | 4.5589 | 3.8237 | 3.0442 | 3.3363 | 3.3423 | 3.1378
NSR Santee Cooper - NOX Rate Annual v3.1 | 982 | 1858 | Rate Constraint in lbs/MMBtu | FALSE | L | Annual | Allowances Purchased NOX | Thousand Tons | 0 | 0 | 0 | 0 | 0 | 0 | 0 | 0
NSR Santee Cooper - NOX Rate Annual v3.1 | 982 | 1858 | Rate Constraint in lbs/MMBtu | FALSE | L | Annual | Allowances Sold NOX | Thousand Tons | 0 | 0 | 0 | 0 | 0 | 0 | 0 | 0
NSR Santee Cooper - NOX Rate Annual v3.1 | 982 | 1858 | Rate Constraint in lbs/MMBtu | FALSE | L | Annual | Allowances Banked | Thousand Tons | 0 | 0 | 0 | 0 | 0 | 0 | 0 | 0
NSR Santee Cooper - NOX Rate Annual v3.1 | 982 | 1858 | Rate Constraint in lbs/MMBtu | FALSE | L | Annual | Allowances Withdrawn (1:1) | Thousand Tons | 0 | 0 | 0 | 0 | 0 | 0 | 0 | 0
NSR Santee Cooper - NOX Rate Annual v3.1 | 982 | 1858 | Rate Constraint in lbs/MMBtu | FALSE | L | Annual | Allowances Withdrawn (n:1) | Thousand Tons | 0 | 0 | 0 | 0 | 0 | 0 | 0 | 0
NSR Santee Cooper - NOX Rate Annual v3.1 | 982 | 1858 | Rate Constraint in lbs/MMBtu | FALSE | L | Annual | Net Emissions Allowance Position | Thousand Tons | 3.9523 | 4.5333 | 4.5589 | 3.8237 | 3.0442 | 3.3363 | 3.3423 | 3.1378
NSR Santee Cooper - NOX Rate Annual v3.1 | 982 | 1858 | Rate Constraint in lbs/MMBtu | FALSE | L | Annual | Fuel Consumed | TBtu | 110.2423 | 126.9615 | 127.313 | 107.2387 | 84.4756 | 92.9707 | 93.0475 | 87.3507
NSR Santee Cooper - NOX Rate Annual v3.1 | 982 | 1858 | Rate Constraint in lbs/MMBtu | FALSE | L | Annual | Rate | lb/MMBtu | 0.071701 | 0.071413 | 0.071618 | 0.071312 | 0.072073 | 0.071772 | 0.07184 | 0.071844
NSR Santee Cooper - NOX Rate Annual v3.1 | 982 | 1858 | Rate Constraint in lbs/MMBtu | FALSE | L | Annual | Generation | TWh | 11.098 | 12.7736 | 12.8767 | 10.8704 | 8.5118 | 9.3765 | 9.3819 | 8.8136
NSR Santee Cooper - NOX Rate Annual v3.1 | 982 | 1858 | Rate Constraint in lbs/MMBtu | FALSE | L | Annual | Qualifying Generation | TWh | 11.098 | 12.7736 | 12.8767 | 10.8704 | 8.5118 | 9.3765 | 9.3819 | 8.8136
NSR Santee Cooper - NOX Rate Annual v3.1 | 982 | 1858 | Rate Constraint in lbs/MMBtu | FALSE | L | Annual | Rate | lb/MWh | 0.71224 | 0.7098 | 0.70809 | 0.70351 | 0.71529 | 0.71163 | 0.71249 | 0.71204
NSR Santee Cooper - NOX Rate Annual v3.1 | 982 | 1858 | Rate Constraint in lbs/MMBtu | FALSE | L | Annual | Constraint Shadow Price | US2016$/Ton | 0 | 0 | 0 | 0 | 0 | 0 | 0 | 0
NSR Santee Cooper - SO2 Cap Annual v3.1 | 983 | 1859 | Rate Constraint in MTons | FALSE | L | Annual | Seasons Included | Seasons | Winter, WintShld, Summer | Winter, WintShld, Summer | Winter, WintShld, Summer | Winter, WintShld, Summer | Winter, WintShld, Summer | Winter, WintShld, Summer | Winter, WintShld, Summer | Winter, WintShld, Summer
NSR Santee Cooper - SO2 Cap Annual v3.1 | 983 | 1859 | Rate Constraint in MTons | FALSE | L | Annual | Standard SO2 | Thousand Tons | 65 | 65 | 65 | 65 | 65 | 65 | 65 | 65
NSR Santee Cooper - SO2 Cap Annual v3.1 | 983 | 1859 | Rate Constraint in MTons | FALSE | L | Annual | Emissions at Affected Plants SO2 | Thousand Tons | 5.1717 | 6.1284 | 6.1321 | 4.9656 | 3.4926 | 3.8557 | 3.8592 | 3.695
NSR Santee Cooper - SO2 Cap Annual v3.1 | 983 | 1859 | Rate Constraint in MTons | FALSE | L | Annual | Allowances Purchased SO2 | Thousand Tons | 0 | 0 | 0 | 0 | 0 | 0 | 0 | 0
NSR Santee Cooper - SO2 Cap Annual v3.1 | 983 | 1859 | Rate Constraint in MTons | FALSE | L | Annual | Allowances Sold SO2 | Thousand Tons | 0 | 0 | 0 | 0 | 0 | 0 | 0 | 0
NSR Santee Cooper - SO2 Cap Annual v3.1 | 983 | 1859 | Rate Constraint in MTons | FALSE | L | Annual | Allowances Banked | Thousand Tons | 0 | 0 | 0 | 0 | 0 | 0 | 0 | 0
NSR Santee Cooper - SO2 Cap Annual v3.1 | 983 | 1859 | Rate Constraint in MTons | FALSE | L | Annual | Allowances Withdrawn (1:1) | Thousand Tons | 0 | 0 | 0 | 0 | 0 | 0 | 0 | 0
NSR Santee Cooper - SO2 Cap Annual v3.1 | 983 | 1859 | Rate Constraint in MTons | FALSE | L | Annual | Allowances Withdrawn (n:1) | Thousand Tons | 0 | 0 | 0 | 0 | 0 | 0 | 0 | 0
NSR Santee Cooper - SO2 Cap Annual v3.1 | 983 | 1859 | Rate Constraint in MTons | FALSE | L | Annual | Net Emissions Allowance Position | Thousand Tons | 5.1717 | 6.1284 | 6.1321 | 4.9656 | 3.4926 | 3.8557 | 3.8592 | 3.695
NSR Santee Cooper - SO2 Cap Annual v3.1 | 983 | 1859 | Rate Constraint in MTons | FALSE | L | Annual | Fuel Consumed | TBtu | 110.2423 | 126.9615 | 127.313 | 107.2387 | 84.4756 | 92.9707 | 93.0475 | 87.3507
NSR Santee Cooper - SO2 Cap Annual v3.1 | 983 | 1859 | Rate Constraint in MTons | FALSE | L | Annual | Rate | lb/MMBtu | 0.093824 | 0.09654 | 0.096331 | 0.092608 | 0.082689 | 0.082944 | 0.082952 | 0.084601
NSR Santee Cooper - SO2 Cap Annual v3.1 | 983 | 1859 | Rate Constraint in MTons | FALSE | L | Annual | Generation | TWh | 11.098 | 12.7736 | 12.8767 | 10.8704 | 8.5118 | 9.3765 | 9.3819 | 8.8136
NSR Santee Cooper - SO2 Cap Annual v3.1 | 983 | 1859 | Rate Constraint in MTons | FALSE | L | Annual | Qualifying Generation | TWh | 11.098 | 12.7736 | 12.8767 | 10.8704 | 8.5118 | 9.3765 | 9.3819 | 8.8136
NSR Santee Cooper - SO2 Cap Annual v3.1 | 983 | 1859 | Rate Constraint in MTons | FALSE | L | Annual | Rate | lb/MWh | 0.932 | 0.95955 | 0.95243 | 0.91359 | 0.82065 | 0.82241 | 0.8227 | 0.83847
NSR Santee Cooper - SO2 Cap Annual v3.1 | 983 | 1859 | Rate Constraint in MTons | FALSE | L | Annual | Constraint Shadow Price | US2016$/Ton | 0 | 0 | 0 | 0 | 0 | 0 | 0 | 0
NSR Santee Cooper - SO2 Rate Annual v3.1 | 984 | 1860 | Rate Constraint in lbs/MMBtu | FALSE | L | Annual | Seasons Included | Seasons | Winter, WintShld, Summer | Winter, WintShld, Summer | Winter, WintShld, Summer | Winter, WintShld, Summer | Winter, WintShld, Summer | Winter, WintShld, Summer | Winter, WintShld, Summer | Winter, WintShld, Summer
NSR Santee Cooper - SO2 Rate Annual v3.1 | 984 | 1860 | Rate Constraint in lbs/MMBtu | FALSE | L | Annual | Standard SO2 | lb/MMBtu | 0.5 | 0.5 | 0.5 | 0.5 | 0.5 | 0.5 | 0.5 | 0.5
NSR Santee Cooper - SO2 Rate Annual v3.1 | 984 | 1860 | Rate Constraint in lbs/MMBtu | FALSE | L | Annual | Emissions at Affected Plants SO2 | Thousand Tons | 5.1717 | 6.1284 | 6.1321 | 4.9656 | 3.4926 | 3.8557 | 3.8592 | 3.695
NSR Santee Cooper - SO2 Rate Annual v3.1 | 984 | 1860 | Rate Constraint in lbs/MMBtu | FALSE | L | Annual | Allowances Purchased SO2 | Thousand Tons | 0 | 0 | 0 | 0 | 0 | 0 | 0 | 0
NSR Santee Cooper - SO2 Rate Annual v3.1 | 984 | 1860 | Rate Constraint in lbs/MMBtu | FALSE | L | Annual | Allowances Sold SO2 | Thousand Tons | 0 | 0 | 0 | 0 | 0 | 0 | 0 | 0
NSR Santee Cooper - SO2 Rate Annual v3.1 | 984 | 1860 | Rate Constraint in lbs/MMBtu | FALSE | L | Annual | Allowances Banked | Thousand Tons | 0 | 0 | 0 | 0 | 0 | 0 | 0 | 0
NSR Santee Cooper - SO2 Rate Annual v3.1 | 984 | 1860 | Rate Constraint in lbs/MMBtu | FALSE | L | Annual | Allowances Withdrawn (1:1) | Thousand Tons | 0 | 0 | 0 | 0 | 0 | 0 | 0 | 0
NSR Santee Cooper - SO2 Rate Annual v3.1 | 984 | 1860 | Rate Constraint in lbs/MMBtu | FALSE | L | Annual | Allowances Withdrawn (n:1) | Thousand Tons | 0 | 0 | 0 | 0 | 0 | 0 | 0 | 0
NSR Santee Cooper - SO2 Rate Annual v3.1 | 984 | 1860 | Rate Constraint in lbs/MMBtu | FALSE | L | Annual | Net Emissions Allowance Position | Thousand Tons | 5.1717 | 6.1284 | 6.1321 | 4.9656 | 3.4926 | 3.8557 | 3.8592 | 3.695
NSR Santee Cooper - SO2 Rate Annual v3.1 | 984 | 1860 | Rate Constraint in lbs/MMBtu | FALSE | L | Annual | Fuel Consumed | TBtu | 110.2423 | 126.9615 | 127.313 | 107.2387 | 84.4756 | 92.9707 | 93.0475 | 87.3507
NSR Santee Cooper - SO2 Rate Annual v3.1 | 984 | 1860 | Rate Constraint in lbs/MMBtu | FALSE | L | Annual | Rate | lb/MMBtu | 0.093824 | 0.09654 | 0.096331 | 0.092608 | 0.082689 | 0.082944 | 0.082952 | 0.084601
NSR Santee Cooper - SO2 Rate Annual v3.1 | 984 | 1860 | Rate Constraint in lbs/MMBtu | FALSE | L | Annual | Generation | TWh | 11.098 | 12.7736 | 12.8767 | 10.8704 | 8.5118 | 9.3765 | 9.3819 | 8.8136
NSR Santee Cooper - SO2 Rate Annual v3.1 | 984 | 1860 | Rate Constraint in lbs/MMBtu | FALSE | L | Annual | Qualifying Generation | TWh | 11.098 | 12.7736 | 12.8767 | 10.8704 | 8.5118 | 9.3765 | 9.3819 | 8.8136
NSR Santee Cooper - SO2 Rate Annual v3.1 | 984 | 1860 | Rate Constraint in lbs/MMBtu | FALSE | L | Annual | Rate | lb/MWh | 0.932 | 0.95955 | 0.95243 | 0.91359 | 0.82065 | 0.82241 | 0.8227 | 0.83847
NSR Santee Cooper - SO2 Rate Annual v3.1 | 984 | 1860 | Rate Constraint in lbs/MMBtu | FALSE | L | Annual | Constraint Shadow Price | US2016$/Ton | 0 | 0 | 0 | 0 | 0 | 0 | 0 | 0
NSR Schahfer 14 - NOX Rate Annual v4.11, Unit 5447 and retrofits | 985 | 2304 | Rate Constraint in lbs/MMBtu | FALSE | L | Annual | Seasons Included | Seasons | Winter, WintShld, Summer | Winter, WintShld, Summer | Winter, WintShld, Summer | Winter, WintShld, Summer | Winter, WintShld, Summer | Winter, WintShld, Summer | Winter, WintShld, Summer | Winter, WintShld, Summer
NSR Schahfer 14 - NOX Rate Annual v4.11, Unit 5447 and retrofits | 985 | 2304 | Rate Constraint in lbs/MMBtu | FALSE | L | Annual | Standard NOX | lb/MMBtu | 0.1 | 0.1 | 0.1 | 0.1 | 0.1 | 0.1 | 0.1 | 0.1
NSR Schahfer 14 - NOX Rate Annual v4.11, Unit 5447 and retrofits | 985 | 2304 | Rate Constraint in lbs/MMBtu | FALSE | L | Annual | Emissions at Affected Plants NOX | Thousand Tons | 0 | 0 | 0 | 0 | 0 | 0 | 0 | 0
NSR Schahfer 14 - NOX Rate Annual v4.11, Unit 5447 and retrofits | 985 | 2304 | Rate Constraint in lbs/MMBtu | FALSE | L | Annual | Allowances Purchased NOX | Thousand Tons | 0 | 0 | 0 | 0 | 0 | 0 | 0 | 0
NSR Schahfer 14 - NOX Rate Annual v4.11, Unit 5447 and retrofits | 985 | 2304 | Rate Constraint in lbs/MMBtu | FALSE | L | Annual | Allowances Sold NOX | Thousand Tons | 0 | 0 | 0 | 0 | 0 | 0 | 0 | 0
NSR Schahfer 14 - NOX Rate Annual v4.11, Unit 5447 and retrofits | 985 | 2304 | Rate Constraint in lbs/MMBtu | FALSE | L | Annual | Allowances Banked | Thousand Tons | 0 | 0 | 0 | 0 | 0 | 0 | 0 | 0
NSR Schahfer 14 - NOX Rate Annual v4.11, Unit 5447 and retrofits | 985 | 2304 | Rate Constraint in lbs/MMBtu | FALSE | L | Annual | Allowances Withdrawn (1:1) | Thousand Tons | 0 | 0 | 0 | 0 | 0 | 0 | 0 | 0
NSR Schahfer 14 - NOX Rate Annual v4.11, Unit 5447 and retrofits | 985 | 2304 | Rate Constraint in lbs/MMBtu | FALSE | L | Annual | Allowances Withdrawn (n:1) | Thousand Tons | 0 | 0 | 0 | 0 | 0 | 0 | 0 | 0
NSR Schahfer 14 - NOX Rate Annual v4.11, Unit 5447 and retrofits | 985 | 2304 | Rate Constraint in lbs/MMBtu | FALSE | L | Annual | Net Emissions Allowance Position | Thousand Tons | 0 | 0 | 0 | 0 | 0 | 0 | 0 | 0
NSR Schahfer 14 - NOX Rate Annual v4.11, Unit 5447 and retrofits | 985 | 2304 | Rate Constraint in lbs/MMBtu | FALSE | L | Annual | Fuel Consumed | TBtu | 0 | 0 | 0 | 0 | 0 | 0 | 0 | 0
NSR Schahfer 14 - NOX Rate Annual v4.11, Unit 5447 and retrofits | 985 | 2304 | Rate Constraint in lbs/MMBtu | FALSE | L | Annual | Rate | lb/MMBtu | 0 | 0 | 0 | 0 | 0 | 0 | 0 | 0
NSR Schahfer 14 - NOX Rate Annual v4.11, Unit 5447 and retrofits | 985 | 2304 | Rate Constraint in lbs/MMBtu | FALSE | L | Annual | Generation | TWh | 0 | 0 | 0 | 0 | 0 | 0 | 0 | 0
NSR Schahfer 14 - NOX Rate Annual v4.11, Unit 5447 and retrofits | 985 | 2304 | Rate Constraint in lbs/MMBtu | FALSE | L | Annual | Qualifying Generation | TWh | 0 | 0 | 0 | 0 | 0 | 0 | 0 | 0
NSR Schahfer 14 - NOX Rate Annual v4.11, Unit 5447 and retrofits | 985 | 2304 | Rate Constraint in lbs/MMBtu | FALSE | L | Annual | Rate | lb/MWh | 0 | 0 | 0 | 0 | 0 | 0 | 0 | 0
NSR Schahfer 14 - NOX Rate Annual v4.11, Unit 5447 and retrofits | 985 | 2304 | Rate Constraint in lbs/MMBtu | FALSE | L | Annual | Constraint Shadow Price | US2016$/Ton | 0 | 0 | 0 | 0 | 0 | 0 | 0 | 0
NSR Schahfer 14 - SO2 Rate Annual v4.11, Unit 5447 and retrofits | 986 | 2298 | Rate Constraint in lbs/MMBtu | FALSE | L | Annual | Seasons Included | Seasons | Winter, WintShld, Summer | Winter, WintShld, Summer | Winter, WintShld, Summer | Winter, WintShld, Summer | Winter, WintShld, Summer | Winter, WintShld, Summer | Winter, WintShld, Summer | Winter, WintShld, Summer
NSR Schahfer 14 - SO2 Rate Annual v4.11, Unit 5447 and retrofits | 986 | 2298 | Rate Constraint in lbs/MMBtu | FALSE | L | Annual | Standard SO2 | lb/MMBtu | 0.08 | 0.08 | 0.08 | 0.08 | 0.08 | 0.08 | 0.08 | 0.08
NSR Schahfer 14 - SO2 Rate Annual v4.11, Unit 5447 and retrofits | 986 | 2298 | Rate Constraint in lbs/MMBtu | FALSE | L | Annual | Emissions at Affected Plants SO2 | Thousand Tons | 0 | 0 | 0 | 0 | 0 | 0 | 0 | 0
NSR Schahfer 14 - SO2 Rate Annual v4.11, Unit 5447 and retrofits | 986 | 2298 | Rate Constraint in lbs/MMBtu | FALSE | L | Annual | Allowances Purchased SO2 | Thousand Tons | 0 | 0 | 0 | 0 | 0 | 0 | 0 | 0
NSR Schahfer 14 - SO2 Rate Annual v4.11, Unit 5447 and retrofits | 986 | 2298 | Rate Constraint in lbs/MMBtu | FALSE | L | Annual | Allowances Sold SO2 | Thousand Tons | 0 | 0 | 0 | 0 | 0 | 0 | 0 | 0
NSR Schahfer 14 - SO2 Rate Annual v4.11, Unit 5447 and retrofits | 986 | 2298 | Rate Constraint in lbs/MMBtu | FALSE | L | Annual | Allowances Banked | Thousand Tons | 0 | 0 | 0 | 0 | 0 | 0 | 0 | 0
NSR Schahfer 14 - SO2 Rate Annual v4.11, Unit 5447 and retrofits | 986 | 2298 | Rate Constraint in lbs/MMBtu | FALSE | L | Annual | Allowances Withdrawn (1:1) | Thousand Tons | 0 | 0 | 0 | 0 | 0 | 0 | 0 | 0
NSR Schahfer 14 - SO2 Rate Annual v4.11, Unit 5447 and retrofits | 986 | 2298 | Rate Constraint in lbs/MMBtu | FALSE | L | Annual | Allowances Withdrawn (n:1) | Thousand Tons | 0 | 0 | 0 | 0 | 0 | 0 | 0 | 0
NSR Schahfer 14 - SO2 Rate Annual v4.11, Unit 5447 and retrofits | 986 | 2298 | Rate Constraint in lbs/MMBtu | FALSE | L | Annual | Net Emissions Allowance Position | Thousand Tons | 0 | 0 | 0 | 0 | 0 | 0 | 0 | 0
NSR Schahfer 14 - SO2 Rate Annual v4.11, Unit 5447 and retrofits | 986 | 2298 | Rate Constraint in lbs/MMBtu | FALSE | L | Annual | Fuel Consumed | TBtu | 0 | 0 | 0 | 0 | 0 | 0 | 0 | 0
NSR Schahfer 14 - SO2 Rate Annual v4.11, Unit 5447 and retrofits | 986 | 2298 | Rate Constraint in lbs/MMBtu | FALSE | L | Annual | Rate | lb/MMBtu | 0 | 0 | 0 | 0 | 0 | 0 | 0 | 0
NSR Schahfer 14 - SO2 Rate Annual v4.11, Unit 5447 and retrofits | 986 | 2298 | Rate Constraint in lbs/MMBtu | FALSE | L | Annual | Generation | TWh | 0 | 0 | 0 | 0 | 0 | 0 | 0 | 0
NSR Schahfer 14 - SO2 Rate Annual v4.11, Unit 5447 and retrofits | 986 | 2298 | Rate Constraint in lbs/MMBtu | FALSE | L | Annual | Qualifying Generation | TWh | 0 | 0 | 0 | 0 | 0 | 0 | 0 | 0
NSR Schahfer 14 - SO2 Rate Annual v4.11, Unit 5447 and retrofits | 986 | 2298 | Rate Constraint in lbs/MMBtu | FALSE | L | Annual | Rate | lb/MWh | 0 | 0 | 0 | 0 | 0 | 0 | 0 | 0
NSR Schahfer 14 - SO2 Rate Annual v4.11, Unit 5447 and retrofits | 986 | 2298 | Rate Constraint in lbs/MMBtu | FALSE | L | Annual | Constraint Shadow Price | US2016$/Ton | 0 | 0 | 0 | 0 | 0 | 0 | 0 | 0
NSR Schahfer 15 - NOX Rate Annual v4.11, Unit 4117 and retrofits | 987 | 2305 | Rate Constraint in lbs/MMBtu | FALSE | L | Annual | Seasons Included | Seasons | Winter, WintShld, Summer | Winter, WintShld, Summer | Winter, WintShld, Summer | Winter, WintShld, Summer | Winter, WintShld, Summer | Winter, WintShld, Summer | Winter, WintShld, Summer | Winter, WintShld, Summer
NSR Schahfer 15 - NOX Rate Annual v4.11, Unit 4117 and retrofits | 987 | 2305 | Rate Constraint in lbs/MMBtu | FALSE | L | Annual | Standard NOX | lb/MMBtu | 0.08 | 0.08 | 0.08 | 0.08 | 0.08 | 0.08 | 0.08 | 0.08
NSR Schahfer 15 - NOX Rate Annual v4.11, Unit 4117 and retrofits | 987 | 2305 | Rate Constraint in lbs/MMBtu | FALSE | L | Annual | Emissions at Affected Plants NOX | Thousand Tons | 0 | 1.1931 | 1.1585 | 1.1001 | 1.071 | 1.071 | 0.98966 | 0.7282
NSR Schahfer 15 - NOX Rate Annual v4.11, Unit 4117 and retrofits | 987 | 2305 | Rate Constraint in lbs/MMBtu | FALSE | L | Annual | Allowances Purchased NOX | Thousand Tons | 0 | 0 | 0 | 0 | 0 | 0 | 0 | 0
NSR Schahfer 15 - NOX Rate Annual v4.11, Unit 4117 and retrofits | 987 | 2305 | Rate Constraint in lbs/MMBtu | FALSE | L | Annual | Allowances Sold NOX | Thousand Tons | 0 | 0 | 0 | 0 | 0 | 0 | 0 | 0
NSR Schahfer 15 - NOX Rate Annual v4.11, Unit 4117 and retrofits | 987 | 2305 | Rate Constraint in lbs/MMBtu | FALSE | L | Annual | Allowances Banked | Thousand Tons | 0 | 0 | 0 | 0 | 0 | 0 | 0 | 0
NSR Schahfer 15 - NOX Rate Annual v4.11, Unit 4117 and retrofits | 987 | 2305 | Rate Constraint in lbs/MMBtu | FALSE | L | Annual | Allowances Withdrawn (1:1) | Thousand Tons | 0 | 0 | 0 | 0 | 0 | 0 | 0 | 0
NSR Schahfer 15 - NOX Rate Annual v4.11, Unit 4117 and retrofits | 987 | 2305 | Rate Constraint in lbs/MMBtu | FALSE | L | Annual | Allowances Withdrawn (n:1) | Thousand Tons | 0 | 0 | 0 | 0 | 0 | 0 | 0 | 0
NSR Schahfer 15 - NOX Rate Annual v4.11, Unit 4117 and retrofits | 987 | 2305 | Rate Constraint in lbs/MMBtu | FALSE | L | Annual | Net Emissions Allowance Position | Thousand Tons | 0 | 1.1931 | 1.1585 | 1.1001 | 1.071 | 1.071 | 0.98966 | 0.7282
NSR Schahfer 15 - NOX Rate Annual v4.11, Unit 4117 and retrofits | 987 | 2305 | Rate Constraint in lbs/MMBtu | FALSE | L | Annual | Fuel Consumed | TBtu | 0 | 29.8282 | 28.9632 | 27.5029 | 26.7749 | 26.7749 | 24.7414 | 18.2051
NSR Schahfer 15 - NOX Rate Annual v4.11, Unit 4117 and retrofits | 987 | 2305 | Rate Constraint in lbs/MMBtu | FALSE | L | Annual | Rate | lb/MMBtu | 0 | 0.08 | 0.08 | 0.08 | 0.08 | 0.08 | 0.08 | 0.08
NSR Schahfer 15 - NOX Rate Annual v4.11, Unit 4117 and retrofits | 987 | 2305 | Rate Constraint in lbs/MMBtu | FALSE | L | Annual | Generation | TWh | 0 | 2.6529 | 2.6529 | 2.5191 | 2.4524 | 2.4524 | 2.2662 | 1.6675
NSR Schahfer 15 - NOX Rate Annual v4.11, Unit 4117 and retrofits | 987 | 2305 | Rate Constraint in lbs/MMBtu | FALSE | L | Annual | Qualifying Generation | TWh | 0 | 2.6529 | 2.6529 | 2.5191 | 2.4524 | 2.4524 | 2.2662 | 1.6675
NSR Schahfer 15 - NOX Rate Annual v4.11, Unit 4117 and retrofits | 987 | 2305 | Rate Constraint in lbs/MMBtu | FALSE | L | Annual | Rate | lb/MWh | 0 | 0.8995 | 0.87341 | 0.87341 | 0.87341 | 0.87341 | 0.87341 | 0.87341
NSR Schahfer 15 - NOX Rate Annual v4.11, Unit 4117 and retrofits | 987 | 2305 | Rate Constraint in lbs/MMBtu | FALSE | L | Annual | Constraint Shadow Price | US2016$/Ton | 116430.098 | 9598.6845 | 9206.2964 | 7360.2283 | 9089.0869 | 8707.7855 | 12421.5436 | 19173.6599
NSR Schahfer 15 - SO2 Rate Annual v4.11, Unit 4117 and retrofits | 988 | 2299 | Rate Constraint in lbs/MMBtu | FALSE | L | Annual | Seasons Included | Seasons | Winter, WintShld, Summer | Winter, WintShld, Summer | Winter, WintShld, Summer | Winter, WintShld, Summer | Winter, WintShld, Summer | Winter, WintShld, Summer | Winter, WintShld, Summer | Winter, WintShld, Summer
NSR Schahfer 15 - SO2 Rate Annual v4.11, Unit 4117 and retrofits | 988 | 2299 | Rate Constraint in lbs/MMBtu | FALSE | L | Annual | Standard SO2 | lb/MMBtu | 0.08 | 0.08 | 0.08 | 0.08 | 0.08 | 0.08 | 0.08 | 0.08
NSR Schahfer 15 - SO2 Rate Annual v4.11, Unit 4117 and retrofits | 988 | 2299 | Rate Constraint in lbs/MMBtu | FALSE | L | Annual | Emissions at Affected Plants SO2 | Thousand Tons | 0 | 0.1703 | 0.16536 | 0.15703 | 0.15287 | 0.15287 | 0.14126 | 0.10394
NSR Schahfer 15 - SO2 Rate Annual v4.11, Unit 4117 and retrofits | 988 | 2299 | Rate Constraint in lbs/MMBtu | FALSE | L | Annual | Allowances Purchased SO2 | Thousand Tons | 0 | 0 | 0 | 0 | 0 | 0 | 0 | 0
NSR Schahfer 15 - SO2 Rate Annual v4.11, Unit 4117 and retrofits | 988 | 2299 | Rate Constraint in lbs/MMBtu | FALSE | L | Annual | Allowances Sold SO2 | Thousand Tons | 0 | 0 | 0 | 0 | 0 | 0 | 0 | 0
NSR Schahfer 15 - SO2 Rate Annual v4.11, Unit 4117 and retrofits | 988 | 2299 | Rate Constraint in lbs/MMBtu | FALSE | L | Annual | Allowances Banked | Thousand Tons | 0 | 0 | 0 | 0 | 0 | 0 | 0 | 0
NSR Schahfer 15 - SO2 Rate Annual v4.11, Unit 4117 and retrofits | 988 | 2299 | Rate Constraint in lbs/MMBtu | FALSE | L | Annual | Allowances Withdrawn (1:1) | Thousand Tons | 0 | 0 | 0 | 0 | 0 | 0 | 0 | 0
NSR Schahfer 15 - SO2 Rate Annual v4.11, Unit 4117 and retrofits | 988 | 2299 | Rate Constraint in lbs/MMBtu | FALSE | L | Annual | Allowances Withdrawn (n:1) | Thousand Tons | 0 | 0 | 0 | 0 | 0 | 0 | 0 | 0
NSR Schahfer 15 - SO2 Rate Annual v4.11, Unit 4117 and retrofits | 988 | 2299 | Rate Constraint in lbs/MMBtu | FALSE | L | Annual | Net Emissions Allowance Position | Thousand Tons | 0 | 0.1703 | 0.16536 | 0.15703 | 0.15287 | 0.15287 | 0.14126 | 0.10394
NSR Schahfer 15 - SO2 Rate Annual v4.11, Unit 4117 and retrofits | 988 | 2299 | Rate Constraint in lbs/MMBtu | FALSE | L | Annual | Fuel Consumed | TBtu | 0 | 29.8282 | 28.9632 | 27.5029 | 26.7749 | 26.7749 | 24.7414 | 18.2051
NSR Schahfer 15 - SO2 Rate Annual v4.11, Unit 4117 and retrofits | 988 | 2299 | Rate Constraint in lbs/MMBtu | FALSE | L | Annual | Rate | lb/MMBtu | 0 | 0.011419 | 0.011419 | 0.011419 | 0.011419 | 0.011419 | 0.011419 | 0.011419
NSR Schahfer 15 - SO2 Rate Annual v4.11, Unit 4117 and retrofits | 988 | 2299 | Rate Constraint in lbs/MMBtu | FALSE | L | Annual | Generation | TWh | 0 | 2.6529 | 2.6529 | 2.5191 | 2.4524 | 2.4524 | 2.2662 | 1.6675
NSR Schahfer 15 - SO2 Rate Annual v4.11, Unit 4117 and retrofits | 988 | 2299 | Rate Constraint in lbs/MMBtu | FALSE | L | Annual | Qualifying Generation | TWh | 0 | 2.6529 | 2.6529 | 2.5191 | 2.4524 | 2.4524 | 2.2662 | 1.6675
NSR Schahfer 15 - SO2 Rate Annual v4.11, Unit 4117 and retrofits | 988 | 2299 | Rate Constraint in lbs/MMBtu | FALSE | L | Annual | Rate | lb/MWh | 0 | 0.12839 | 0.12467 | 0.12467 | 0.12467 | 0.12467 | 0.12467 | 0.12467
NSR Schahfer 15 - SO2 Rate Annual v4.11, Unit 4117 and retrofits | 988 | 2299 | Rate Constraint in lbs/MMBtu | FALSE | L | Annual | Constraint Shadow Price | US2016$/Ton | 0 | 0 | 0 | 0 | 0 | 0 | 0 | 0
NSR Schahfer 17 & 18 - NOX Rate Annual v4.11, Unit 5425 and retrofits | 989 | 2306 | Rate Constraint in lbs/MMBtu | FALSE | L | Annual | Seasons Included | Seasons | Winter, WintShld, Summer | Winter, WintShld, Summer | Winter, WintShld, Summer | Winter, WintShld, Summer | Winter, WintShld, Summer | Winter, WintShld, Summer | Winter, WintShld, Summer | Winter, WintShld, Summer
NSR Schahfer 17 & 18 - NOX Rate Annual v4.11, Unit 5425 and retrofits | 989 | 2306 | Rate Constraint in lbs/MMBtu | FALSE | L | Annual | Standard NOX | lb/MMBtu | 0.2 | 0.2 | 0.2 | 0.2 | 0.2 | 0.2 | 0.2 | 0.2
NSR Schahfer 17 & 18 - NOX Rate Annual v4.11, Unit 5425 and retrofits | 989 | 2306 | Rate Constraint in lbs/MMBtu | FALSE | L | Annual | Emissions at Affected Plants NOX | Thousand Tons | 1.9889 | 0 | 0 | 0 | 0 | 0 | 0 | 0
NSR Schahfer 17 & 18 - NOX Rate Annual v4.11, Unit 5425 and retrofits | 989 | 2306 | Rate Constraint in lbs/MMBtu | FALSE | L | Annual | Allowances Purchased NOX | Thousand Tons | 0 | 0 | 0 | 0 | 0 | 0 | 0 | 0
NSR Schahfer 17 & 18 - NOX Rate Annual v4.11, Unit 5425 and retrofits | 989 | 2306 | Rate Constraint in lbs/MMBtu | FALSE | L | Annual | Allowances Sold NOX | Thousand Tons | 0 | 0 | 0 | 0 | 0 | 0 | 0 | 0
NSR Schahfer 17 & 18 - NOX Rate Annual v4.11, Unit 5425 and retrofits | 989 | 2306 | Rate Constraint in lbs/MMBtu | FALSE | L | Annual | Allowances Banked | Thousand Tons | 0 | 0 | 0 | 0 | 0 | 0 | 0 | 0
NSR Schahfer 17 & 18 - NOX Rate Annual v4.11, Unit 5425 and retrofits | 989 | 2306 | Rate Constraint in lbs/MMBtu | FALSE | L | Annual | Allowances Withdrawn (1:1) | Thousand Tons | 0 | 0 | 0 | 0 | 0 | 0 | 0 | 0
NSR Schahfer 17 & 18 - NOX Rate Annual v4.11, Unit 5425 and retrofits | 989 | 2306 | Rate Constraint in lbs/MMBtu | FALSE | L | Annual | Allowances Withdrawn (n:1) | Thousand Tons | 0 | 0 | 0 | 0 | 0 | 0 | 0 | 0
NSR Schahfer 17 & 18 - NOX Rate Annual v4.11, Unit 5425 and retrofits | 989 | 2306 | Rate Constraint in lbs/MMBtu | FALSE | L | Annual | Net Emissions Allowance Position | Thousand Tons | 1.9889 | 0 | 0 | 0 | 0 | 0 | 0 | 0
NSR Schahfer 17 & 18 - NOX Rate Annual v4.11, Unit 5425 and retrofits | 989 | 2306 | Rate Constraint in lbs/MMBtu | FALSE | L | Annual | Fuel Consumed | TBtu | 22.5471 | 0 | 0 | 0 | 0 | 0 | 0 | 0
NSR Schahfer 17 & 18 - NOX Rate Annual v4.11, Unit 5425 and retrofits | 989 | 2306 | Rate Constraint in lbs/MMBtu | FALSE | L | Annual | Rate | lb/MMBtu | 0.17642 | 0 | 0 | 0 | 0 | 0 | 0 | 0
NSR Schahfer 17 & 18 - NOX Rate Annual v4.11, Unit 5425 and retrofits | 989 | 2306 | Rate Constraint in lbs/MMBtu | FALSE | L | Annual | Generation | TWh | 1.9101 | 0 | 0 | 0 | 0 | 0 | 0 | 0
NSR Schahfer 17 & 18 - NOX Rate Annual v4.11, Unit 5425 and retrofits | 989 | 2306 | Rate Constraint in lbs/MMBtu | FALSE | L | Annual | Qualifying Generation | TWh | 1.9101 | 0 | 0 | 0 | 0 | 0 | 0 | 0
NSR Schahfer 17 & 18 - NOX Rate Annual v4.11, Unit 5425 and retrofits | 989 | 2306 | Rate Constraint in lbs/MMBtu | FALSE | L | Annual | Rate | lb/MWh | 2.0825 | 0 | 0 | 0 | 0 | 0 | 0 | 0
NSR Schahfer 17 & 18 - NOX Rate Annual v4.11, Unit 5425 and retrofits | 989 | 2306 | Rate Constraint in lbs/MMBtu | FALSE | L | Annual | Constraint Shadow Price | US2016$/Ton | 0 | 0 | 0 | 0 | 0 | 0 | 0 | 0
NSR Schahfer 17 & 18 - NOX Rate Annual v4.11, Unit 5426 and retrofits | 990 | 2306 | Rate Constraint in lbs/MMBtu | FALSE | L | Annual | Seasons Included | Seasons | Winter, WintShld, Summer | Winter, WintShld, Summer | Winter, WintShld, Summer | Winter, WintShld, Summer | Winter, WintShld, Summer | Winter, WintShld, Summer | Winter, WintShld, Summer | Winter, WintShld, Summer
NSR Schahfer 17 & 18 - NOX Rate Annual v4.11, Unit 5426 and retrofits | 990 | 2306 | Rate Constraint in lbs/MMBtu | FALSE | L | Annual | Standard NOX | lb/MMBtu | 0.2 | 0.2 | 0.2 | 0.2 | 0.2 | 0.2 | 0.2 | 0.2
NSR Schahfer 17 & 18 - NOX Rate Annual v4.11, Unit 5426 and retrofits | 990 | 2306 | Rate Constraint in lbs/MMBtu | FALSE | L | Annual | Emissions at Affected Plants NOX | Thousand Tons | 2.1985 | 0 | 0 | 0 | 0 | 0 | 0 | 0
NSR Schahfer 17 & 18 - NOX Rate Annual v4.11, Unit 5426 and retrofits | 990 | 2306 | Rate Constraint in lbs/MMBtu | FALSE | L | Annual | Allowances Purchased NOX | Thousand Tons | 0 | 0 | 0 | 0 | 0 | 0 | 0 | 0
NSR Schahfer 17 & 18 - NOX Rate Annual v4.11, Unit 5426 and retrofits | 990 | 2306 | Rate Constraint in lbs/MMBtu | FALSE | L | Annual | Allowances Sold NOX | Thousand Tons | 0 | 0 | 0 | 0 | 0 | 0 | 0 | 0
NSR Schahfer 17 & 18 - NOX Rate Annual v4.11, Unit 5426 and retrofits | 990 | 2306 | Rate Constraint in lbs/MMBtu | FALSE | L | Annual | Allowances Banked | Thousand Tons | 0 | 0 | 0 | 0 | 0 | 0 | 0 | 0
NSR Schahfer 17 & 18 - NOX Rate Annual v4.11, Unit 5426 and retrofits | 990 | 2306 | Rate Constraint in lbs/MMBtu | FALSE | L | Annual | Allowances Withdrawn (1:1) | Thousand Tons | 0 | 0 | 0 | 0 | 0 | 0 | 0 | 0
NSR Schahfer 17 & 18 - NOX Rate Annual v4.11, Unit 5426 and retrofits | 990 | 2306 | Rate Constraint in lbs/MMBtu | FALSE | L | Annual | Allowances Withdrawn (n:1) | Thousand Tons | 0 | 0 | 0 | 0 | 0 | 0 | 0 | 0
NSR Schahfer 17 & 18 - NOX Rate Annual v4.11, Unit 5426 and retrofits | 990 | 2306 | Rate Constraint in lbs/MMBtu | FALSE | L | Annual | Net Emissions Allowance Position | Thousand Tons | 2.1985 | 0 | 0 | 0 | 0 | 0 | 0 | 0
NSR Schahfer 17 & 18 - NOX Rate Annual v4.11, Unit 5426 and retrofits | 990 | 2306 | Rate Constraint in lbs/MMBtu | FALSE | L | Annual | Fuel Consumed | TBtu | 24.7153 | 0 | 0 | 0 | 0 | 0 | 0 | 0
NSR Schahfer 17 & 18 - NOX Rate Annual v4.11, Unit 5426 and retrofits | 990 | 2306 | Rate Constraint in lbs/MMBtu | FALSE | L | Annual | Rate | lb/MMBtu | 0.17791 | 0 | 0 | 0 | 0 | 0 | 0 | 0
NSR Schahfer 17 & 18 - NOX Rate Annual v4.11, Unit 5426 and retrofits | 990 | 2306 | Rate Constraint in lbs/MMBtu | FALSE | L | Annual | Generation | TWh | 2.1501 | 0 | 0 | 0 | 0 | 0 | 0 | 0
NSR Schahfer 17 & 18 - NOX Rate Annual v4.11, Unit 5426 and retrofits | 990 | 2306 | Rate Constraint in lbs/MMBtu | FALSE | L | Annual | Qualifying Generation | TWh | 2.1501 | 0 | 0 | 0 | 0 | 0 | 0 | 0
NSR Schahfer 17 & 18 - NOX Rate Annual v4.11, Unit 5426 and retrofits | 990 | 2306 | Rate Constraint in lbs/MMBtu | FALSE | L | Annual | Rate | lb/MWh | 2.0451 | 0 | 0 | 0 | 0 | 0 | 0 | 0
NSR Schahfer 17 & 18 - NOX Rate Annual v4.11, Unit 5426 and retrofits | 990 | 2306 | Rate Constraint in lbs/MMBtu | FALSE | L | Annual | Constraint Shadow Price | US2016$/Ton | 0 | 0 | 0 | 0 | 0 | 0 | 0 | 0
NSR Shawnee 1& 4 - SO2 Rate Annual v4.11 | 991 | 2437 | Rate Constraint in lbs/MMBtu | FALSE | L | Annual | Seasons Included | Seasons | Winter, WintShld, Summer | Winter, WintShld, Summer | Winter, WintShld, Summer | Winter, WintShld, Summer | Winter, WintShld, Summer | Winter, WintShld, Summer | Winter, WintShld, Summer | Winter, WintShld, Summer
NSR Shawnee 1& 4 - SO2 Rate Annual v4.11 | 991 | 2437 | Rate Constraint in lbs/MMBtu | FALSE | L | Annual | Standard SO2 | lb/MMBtu | 1.2 | 1.2 | 1.2 | 1.2 | 1.2 | 1.2 | 1.2 | 1.2
NSR Shawnee 1& 4 - SO2 Rate Annual v4.11 | 991 | 2437 | Rate Constraint in lbs/MMBtu | FALSE | L | Annual | Emissions at Affected Plants SO2 | Thousand Tons | 0.37383 | 0.4007 | 0.73894 | 0.65243 | 0.568 | 0.568 | 0.568 | 0
NSR Shawnee 1& 4 - SO2 Rate Annual v4.11 | 991 | 2437 | Rate Constraint in lbs/MMBtu | FALSE | L | Annual | Allowances Purchased SO2 | Thousand Tons | 0 | 0 | 0 | 0 | 0 | 0 | 0 | 0
NSR Shawnee 1& 4 - SO2 Rate Annual v4.11 | 991 | 2437 | Rate Constraint in lbs/MMBtu | FALSE | L | Annual | Allowances Sold SO2 | Thousand Tons | 0 | 0 | 0 | 0 | 0 | 0 | 0 | 0
NSR Shawnee 1& 4 - SO2 Rate Annual v4.11 | 991 | 2437 | Rate Constraint in lbs/MMBtu | FALSE | L | Annual | Allowances Banked | Thousand Tons | 0 | 0 | 0 | 0 | 0 | 0 | 0 | 0
NSR Shawnee 1& 4 - SO2 Rate Annual v4.11 | 991 | 2437 | Rate Constraint in lbs/MMBtu | FALSE | L | Annual | Allowances Withdrawn (1:1) | Thousand Tons | 0 | 0 | 0 | 0 | 0 | 0 | 0 | 0
NSR Shawnee 1& 4 - SO2 Rate Annual v4.11 | 991 | 2437 | Rate Constraint in lbs/MMBtu | FALSE | L | Annual | Allowances Withdrawn (n:1) | Thousand Tons | 0 | 0 | 0 | 0 | 0 | 0 | 0 | 0
NSR Shawnee 1& 4 - SO2 Rate Annual v4.11 | 991 | 2437 | Rate Constraint in lbs/MMBtu | FALSE | L | Annual | Net Emissions Allowance Position | Thousand Tons | 0.37383 | 0.4007 | 0.73894 | 0.65243 | 0.568 | 0.568 | 0.568 | 0
NSR Shawnee 1& 4 - SO2 Rate Annual v4.11 | 991 | 2437 | Rate Constraint in lbs/MMBtu | FALSE | L | Annual | Fuel Consumed | TBtu | 9.8131 | 10.5184 | 19.3972 | 17.1264 | 14.9101 | 14.9101 | 14.9101 | 0
NSR Shawnee 1& 4 - SO2 Rate Annual v4.11 | 991 | 2437 | Rate Constraint in lbs/MMBtu | FALSE | L | Annual | Rate | lb/MMBtu | 0.07619 | 0.07619 | 0.07619 | 0.07619 | 0.07619 | 0.07619 | 0.07619 | 0
NSR Shawnee 1& 4 - SO2 Rate Annual v4.11 | 991 | 2437 | Rate Constraint in lbs/MMBtu | FALSE | L | Annual | Generation | TWh | 0.86463 | 0.92677 | 1.7457 | 1.5414 | 1.3419 | 1.3419 | 1.3419 | 0
NSR Shawnee 1& 4 - SO2 Rate Annual v4.11 | 991 | 2437 | Rate Constraint in lbs/MMBtu | FALSE | L | Annual | Qualifying Generation | TWh | 0.86463 | 0.92677 | 1.7457 | 1.5414 | 1.3419 | 1.3419 | 1.3419 | 0
NSR Shawnee 1& 4 - SO2 Rate Annual v4.11 | 991 | 2437 | Rate Constraint in lbs/MMBtu | FALSE | L | Annual | Rate | lb/MWh | 0.86472 | 0.86472 | 0.84656 | 0.84656 | 0.84656 | 0.84656 | 0.84656 | 0
NSR Shawnee 1& 4 - SO2 Rate Annual v4.11 | 991 | 2437 | Rate Constraint in lbs/MMBtu | FALSE | L | Annual | Constraint Shadow Price | US2016$/Ton | 0 | 0 | 0 | 0 | 0 | 0 | 0 | 0
NSR Shawnee 5-10 - SO2 Rate Annual v4.11 | 992 | 2436 | Rate Constraint in lbs/MMBtu | FALSE | L | Annual | Seasons Included | Seasons | Winter, WintShld, Summer | Winter, WintShld, Summer | Winter, WintShld, Summer | Winter, WintShld, Summer | Winter, WintShld, Summer | Winter, WintShld, Summer | Winter, WintShld, Summer | Winter, WintShld, Summer
NSR Shawnee 5-10 - SO2 Rate Annual v4.11 | 992 | 2436 | Rate Constraint in lbs/MMBtu | FALSE | L | Annual | Standard SO2 | lb/MMBtu | 1.2 | 1.2 | 1.2 | 1.2 | 1.2 | 1.2 | 1.2 | 1.2
NSR Shawnee 5-10 - SO2 Rate Annual v4.11 | 992 | 2436 | Rate Constraint in lbs/MMBtu | FALSE | L | Annual | Emissions at Affected Plants SO2 | Thousand Tons | 4.3085 | 4.2617 | 4.2801 | 4.3946 | 4.3946 | 5.7658 | 6.2116 | 0
NSR Shawnee 5-10 - SO2 Rate Annual v4.11 | 992 | 2436 | Rate Constraint in lbs/MMBtu | FALSE | L | Annual | Allowances Purchased SO2 | Thousand Tons | 0 | 0 | 0 | 0 | 0 | 0 | 0 | 0
NSR Shawnee 5-10 - SO2 Rate Annual v4.11 | 992 | 2436 | Rate Constraint in lbs/MMBtu | FALSE | L | Annual | Allowances Sold SO2 | Thousand Tons | 0 | 0 | 0 | 0 | 0 | 0 | 0 | 0
NSR Shawnee 5-10 - SO2 Rate Annual v4.11 | 992 | 2436 | Rate Constraint in lbs/MMBtu | FALSE | L | Annual | Allowances Banked | Thousand Tons | 0 | 0 | 0 | 0 | 0 | 0 | 0 | 0
NSR Shawnee 5-10 - SO2 Rate Annual v4.11 | 992 | 2436 | Rate Constraint in lbs/MMBtu | FALSE | L | Annual | Allowances Withdrawn (1:1) | Thousand Tons | 0 | 0 | 0 | 0 | 0 | 0 | 0 | 0
NSR Shawnee 5-10 - SO2 Rate Annual v4.11 | 992 | 2436 | Rate Constraint in lbs/MMBtu | FALSE | L | Annual | Allowances Withdrawn (n:1) | Thousand Tons | 0 | 0 | 0 | 0 | 0 | 0 | 0 | 0
NSR Shawnee 5-10 - SO2 Rate Annual v4.11 | 992 | 2436 | Rate Constraint in lbs/MMBtu | FALSE | L | Annual | Net Emissions Allowance Position | Thousand Tons | 4.3085 | 4.2617 | 4.2801 | 4.3946 | 4.3946 | 5.7658 | 6.2116 | 0
NSR Shawnee 5-10 - SO2 Rate Annual v4.11 | 992 | 2436 | Rate Constraint in lbs/MMBtu | FALSE | L | Annual | Fuel Consumed | TBtu | 24.3977 | 24.1326 | 24.2365 | 24.8853 | 24.8853 | 32.6498 | 35.1743 | 0
NSR Shawnee 5-10 - SO2 Rate Annual v4.11 | 992 | 2436 | Rate Constraint in lbs/MMBtu | FALSE | L | Annual | Rate | lb/MMBtu | 0.35319 | 0.35319 | 0.35319 | 0.35319 | 0.35319 | 0.35319 | 0.35319 | 0
NSR Shawnee 5-10 - SO2 Rate Annual v4.11 | 992 | 2436 | Rate Constraint in lbs/MMBtu | FALSE | L | Annual | Generation | TWh | 2.1495 | 2.1262 | 2.1811 | 2.2395 | 2.2395 | 2.9383 | 3.1655 | 0
NSR Shawnee 5-10 - SO2 Rate Annual v4.11 | 992 | 2436 | Rate Constraint in lbs/MMBtu | FALSE | L | Annual | Qualifying Generation | TWh | 2.1495 | 2.1262 | 2.1811 | 2.2395 | 2.2395 | 2.9383 | 3.1655 | 0
NSR Shawnee 5-10 - SO2 Rate Annual v4.11 | 992 | 2436 | Rate Constraint in lbs/MMBtu | FALSE | L | Annual | Rate | lb/MWh | 4.0088 | 4.0088 | 3.9246 | 3.9246 | 3.9246 | 3.9246 | 3.9246 | 0
NSR Shawnee 5-10 - SO2 Rate Annual v4.11 | 992 | 2436 | Rate Constraint in lbs/MMBtu | FALSE | L | Annual | Constraint Shadow Price | US2016$/Ton | 0 | 0 | 0 | 0 | 0 | 0 | 0 | 0
NSR Taconite 1,2 - NOX Rate Annual v5.14 | 993 | 6136 | Rate Constraint in lbs/MMBtu | FALSE | L | Annual | Seasons Included | Seasons | Winter, WintShld, Summer | Winter, WintShld, Summer | Winter, WintShld, Summer | Winter, WintShld, Summer | Winter, WintShld, Summer | Winter, WintShld, Summer | Winter, WintShld, Summer | Winter, WintShld, Summer
NSR Taconite 1,2 - NOX Rate Annual v5.14 | 993 | 6136 | Rate Constraint in lbs/MMBtu | FALSE | L | Annual | Standard NOX | lb/MMBtu | 0.16 | 0.16 | 0.16 | 0.16 | 0.16 | 0.16 | 0.16 | 0.16
NSR Taconite 1,2 - NOX Rate Annual v5.14 | 993 | 6136 | Rate Constraint in lbs/MMBtu | FALSE | L | Annual | Emissions at Affected Plants NOX | Thousand Tons | 0.16498 | 0.38465 | 0.59171 | 0.41454 | 0.41454 | 0.47667 | 0.41454 | 0
NSR Taconite 1,2 - NOX Rate Annual v5.14 | 993 | 6136 | Rate Constraint in lbs/MMBtu | FALSE | L | Annual | Allowances Purchased NOX | Thousand Tons | 0 | 0 | 0 | 0 | 0 | 0 | 0 | 0
NSR Taconite 1,2 - NOX Rate Annual v5.14 | 993 | 6136 | Rate Constraint in lbs/MMBtu | FALSE | L | Annual | Allowances Sold NOX | Thousand Tons | 0 | 0 | 0 | 0 | 0 | 0 | 0 | 0
NSR Taconite 1,2 - NOX Rate Annual v5.14 | 993 | 6136 | Rate Constraint in lbs/MMBtu | FALSE | L | Annual | Allowances Banked | Thousand Tons | 0 | 0 | 0 | 0 | 0 | 0 | 0 | 0
NSR Taconite 1,2 - NOX Rate Annual v5.14 | 993 | 6136 | Rate Constraint in lbs/MMBtu | FALSE | L | Annual | Allowances Withdrawn (1:1) | Thousand Tons | 0 | 0 | 0 | 0 | 0 | 0 | 0 | 0
NSR Taconite 1,2 - NOX Rate Annual v5.14 | 993 | 6136 | Rate Constraint in lbs/MMBtu | FALSE | L | Annual | Allowances Withdrawn (n:1) | Thousand Tons | 0 | 0 | 0 | 0 | 0 | 0 | 0 | 0
NSR Taconite 1,2 - NOX Rate Annual v5.14 | 993 | 6136 | Rate Constraint in lbs/MMBtu | FALSE | L | Annual | Net Emissions Allowance Position | Thousand Tons | 0.16498 | 0.38465 | 0.59171 | 0.41454 | 0.41454 | 0.47667 | 0.41454 | 0
NSR Taconite 1,2 - NOX Rate Annual v5.14 | 993 | 6136 | Rate Constraint in lbs/MMBtu | FALSE | L | Annual | Fuel Consumed | TBtu | 2.6903 | 6.2818 | 9.6566 | 6.7657 | 6.7657 | 7.783 | 6.7657 | 0
NSR Taconite 1,2 - NOX Rate Annual v5.14 | 993 | 6136 | Rate Constraint in lbs/MMBtu | FALSE | L | Annual | Rate | lb/MMBtu | 0.12265 | 0.12246 | 0.12255 | 0.12254 | 0.12254 | 0.12249 | 0.12254 | 0
NSR Taconite 1,2 - NOX Rate Annual v5.14 | 993 | 6136 | Rate Constraint in lbs/MMBtu | FALSE | L | Annual | Generation | TWh | 0.23418 | 0.54684 | 0.86839 | 0.60841 | 0.60841 | 0.69991 | 0.60841 | 0
NSR Taconite 1,2 - NOX Rate Annual v5.14 | 993 | 6136 | Rate Constraint in lbs/MMBtu | FALSE | L | Annual | Qualifying Generation | TWh | 0.23418 | 0.54684 | 0.86839 | 0.60841 | 0.60841 | 0.69991 | 0.60841 | 0
NSR Taconite 1,2 - NOX Rate Annual v5.14 | 993 | 6136 | Rate Constraint in lbs/MMBtu | FALSE | L | Annual | Rate | lb/MWh | 1.409 | 1.4068 | 1.3628 | 1.3627 | 1.3627 | 1.3621 | 1.3627 | 0
NSR Taconite 1,2 - NOX Rate Annual v5.14 | 993 | 6136 | Rate Constraint in lbs/MMBtu | FALSE | L | Annual | Constraint Shadow Price | US2016$/Ton | 0 | 0 | 0 | 0 | 0 | 0 | 0 | 0
NSR Taconite 1,2 - SO2 Rate Annual v5.14 | 994 | 6135 | Rate Constraint in lbs/MMBtu | FALSE | L | Annual | Seasons Included | Seasons | Winter, WintShld, Summer | Winter, WintShld, Summer | Winter, WintShld, Summer | Winter, WintShld, Summer | Winter, WintShld, Summer | Winter, WintShld, Summer | Winter, WintShld, Summer | Winter, WintShld, Summer
NSR Taconite 1,2 - SO2 Rate Annual v5.14 | 994 | 6135 | Rate Constraint in lbs/MMBtu | FALSE | L | Annual | Standard SO2 | lb/MMBtu | 0.3 | 0.3 | 0.3 | 0.3 | 0.3 | 0.3 | 0.3 | 0.3
NSR Taconite 1,2 - SO2 Rate Annual v5.14 | 994 | 6135 | Rate Constraint in lbs/MMBtu | FALSE | L | Annual | Emissions at Affected Plants SO2 | Thousand Tons | 0.40354 | 0.65745 | 1.4485 | 1.0148 | 1.0148 | 1.1674 | 1.0148 | 0
NSR Taconite 1,2 - SO2 Rate Annual v5.14 | 994 | 6135 | Rate Constraint in lbs/MMBtu | FALSE | L | Annual | Allowances Purchased SO2 | Thousand Tons | 0 | 0 | 0 | 0 | 0 | 0 | 0 | 0
NSR Taconite 1,2 - SO2 Rate Annual v5.14 | 994 | 6135 | Rate Constraint in lbs/MMBtu | FALSE | L | Annual | Allowances Sold SO2 | Thousand Tons | 0 | 0 | 0 | 0 | 0 | 0 | 0 | 0
NSR Taconite 1,2 - SO2 Rate Annual v5.14 | 994 | 6135 | Rate Constraint in lbs/MMBtu | FALSE | L | Annual | Allowances Banked | Thousand Tons | 0 | 0 | 0 | 0 | 0 | 0 | 0 | 0
NSR Taconite 1,2 - SO2 Rate Annual v5.14 | 994 | 6135 | Rate Constraint in lbs/MMBtu | FALSE | L | Annual | Allowances Withdrawn (1:1) | Thousand Tons | 0 | 0 | 0 | 0 | 0 | 0 | 0 | 0
NSR Taconite 1,2 - SO2 Rate Annual v5.14 | 994 | 6135 | Rate Constraint in lbs/MMBtu | FALSE | L | Annual | Allowances Withdrawn (n:1) | Thousand Tons | 0 | 0 | 0 | 0 | 0 | 0 | 0 | 0
NSR Taconite 1,2 - SO2 Rate Annual v5.14 | 994 | 6135 | Rate Constraint in lbs/MMBtu | FALSE | L | Annual | Net Emissions Allowance Position | Thousand Tons | 0.40354 | 0.65745 | 1.4485 | 1.0148 | 1.0148 | 1.1674 | 1.0148 | 0
NSR Taconite 1,2 - SO2 Rate Annual v5.14 | 994 | 6135 | Rate Constraint in lbs/MMBtu | FALSE | L | Annual | Fuel Consumed | TBtu | 2.6903 | 6.2818 | 9.6566 | 6.7657 | 6.7657 | 7.783 | 6.7657 | 0
NSR Taconite 1,2 - SO2 Rate Annual v5.14 | 994 | 6135 | Rate Constraint in lbs/MMBtu | FALSE | L | Annual | Rate | lb/MMBtu | 0.3 | 0.20932 | 0.3 | 0.3 | 0.3 | 0.3 | 0.3 | 0
NSR Taconite 1,2 - SO2 Rate Annual v5.14 | 994 | 6135 | Rate Constraint in lbs/MMBtu | FALSE | L | Annual | Generation | TWh | 0.23418 | 0.54684 | 0.86839 | 0.60841 | 0.60841 | 0.69991 | 0.60841 | 0
NSR Taconite 1,2 - SO2 Rate Annual v5.14 | 994 | 6135 | Rate Constraint in lbs/MMBtu | FALSE | L | Annual | Qualifying Generation | TWh | 0.23418 | 0.54684 | 0.86839 | 0.60841 | 0.60841 | 0.69991 | 0.60841 | 0
NSR Taconite 1,2 - SO2 Rate Annual v5.14 | 994 | 6135 | Rate Constraint in lbs/MMBtu | FALSE | L | Annual | Rate | lb/MWh | 3.4464 | 2.4045 | 3.3361 | 3.336 | 3.336 | 3.336 | 3.336 | 0
NSR Taconite 1,2 - SO2 Rate Annual v5.14 | 994 | 6135 | Rate Constraint in lbs/MMBtu | FALSE | L | Annual | Constraint Shadow Price | US2016$/Ton | 6.169 | 0 | 9.1821 | 1199.4393 | 1306.4175 | 1165.3589 | 929.1799 | 665.3811
NSR Tucson Electric - SO2 Cap Annual v4.0 | 995 | 2171 | Rate Constraint in MTons | FALSE | L | Annual | Seasons Included | Seasons | Winter, WintShld, Summer | Winter, WintShld, Summer | Winter, WintShld, Summer | Winter, WintShld, Summer | Winter, WintShld, Summer | Winter, WintShld, Summer | Winter, WintShld, Summer | Winter, WintShld, Summer
NSR Tucson Electric - SO2 Cap Annual v4.0 | 995 | 2171 | Rate Constraint in MTons | FALSE | L | Annual | Standard SO2 | Thousand Tons | 10.66 | 10.66 | 10.66 | 10.66 | 10.66 | 10.66 | 10.66 | 10.66
NSR Tucson Electric - SO2 Cap Annual v4.0 | 995 | 2171 | Rate Constraint in MTons | FALSE | L | Annual | Emissions at Affected Plants SO2 | Thousand Tons | 10.66 | 10.66 | 10.66 | 10.66 | 8.872 | 8.872 | 8.872 | 8.872
NSR Tucson Electric - SO2 Cap Annual v4.0 | 995 | 2171 | Rate Constraint in MTons | FALSE | L | Annual | Allowances Purchased SO2 | Thousand Tons | 0 | 0 | 0 | 0 | 0 | 0 | 0 | 0
NSR Tucson Electric - SO2 Cap Annual v4.0 | 995 | 2171 | Rate Constraint in MTons | FALSE | L | Annual | Allowances Sold SO2 | Thousand Tons | 0 | 0 | 0 | 0 | 0 | 0 | 0 | 0
NSR Tucson Electric - SO2 Cap Annual v4.0 | 995 | 2171 | Rate Constraint in MTons | FALSE | L | Annual | Allowances Banked | Thousand Tons | 0 | 0 | 0 | 0 | 0 | 0 | 0 | 0
NSR Tucson Electric - SO2 Cap Annual v4.0 | 995 | 2171 | Rate Constraint in MTons | FALSE | L | Annual | Allowances Withdrawn (1:1) | Thousand Tons | 0 | 0 | 0 | 0 | 0 | 0 | 0 | 0
NSR Tucson Electric - SO2 Cap Annual v4.0 | 995 | 2171 | Rate Constraint in MTons | FALSE | L | Annual | Allowances Withdrawn (n:1) | Thousand Tons | 0 | 0 | 0 | 0 | 0 | 0 | 0 | 0
NSR Tucson Electric - SO2 Cap Annual v4.0 | 995 | 2171 | Rate Constraint in MTons | FALSE | L | Annual | Net Emissions Allowance Position | Thousand Tons | 10.66 | 10.66 | 10.66 | 10.66 | 8.872 | 8.872 | 8.872 | 8.872
NSR Tucson Electric - SO2 Cap Annual v4.0 | 995 | 2171 | Rate Constraint in MTons | FALSE | L | Annual | Fuel Consumed | TBtu | 89.8761 | 84.8387 | 84.7465 | 84.7465 | 68.7614 | 68.7614 | 68.7614 | 68.7614
NSR Tucson Electric - SO2 Cap Annual v4.0 | 995 | 2171 | Rate Constraint in MTons | FALSE | L | Annual | Rate | lb/MMBtu | 0.23722 | 0.2513 | 0.25157 | 0.25157 | 0.25805 | 0.25805 | 0.25805 | 0.25805
NSR Tucson Electric - SO2 Cap Annual v4.0 | 995 | 2171 | Rate Constraint in MTons | FALSE | L | Annual | Generation | TWh | 8.7407 | 8.2711 | 8.3287 | 8.3251 | 6.7592 | 6.7592 | 6.7592 | 6.7592
NSR Tucson Electric - SO2 Cap Annual v4.0 | 995 | 2171 | Rate Constraint in MTons | FALSE | L | Annual | Qualifying Generation | TWh | 8.7407 | 8.2711 | 8.3287 | 8.3251 | 6.7592 | 6.7592 | 6.7592 | 6.7592
NSR Tucson Electric - SO2 Cap Annual v4.0 | 995 | 2171 | Rate Constraint in MTons | FALSE | L | Annual | Rate | lb/MWh | 2.4392 | 2.5776 | 2.5598 | 2.5609 | 2.6252 | 2.6252 | 2.6252 | 2.6252
NSR Tucson Electric - SO2 Cap Annual v4.0 | 995 | 2171 | Rate Constraint in MTons | FALSE | L | Annual | Constraint Shadow Price | US2016$/Ton | 1929.236 | 3009.7914 | 3295.1407 | 1194.6878 | 0 | 0 | 0 | 0
NSR Tucson Electric NOx Cap Annual - v4.0 | 996 | 2170 | Rate Constraint in MTons | FALSE | L | Annual | Seasons Included | Seasons | Winter, WintShld, Summer | Winter, WintShld, Summer | Winter, WintShld, Summer | Winter, WintShld, Summer | Winter, WintShld, Summer | Winter, WintShld, Summer | Winter, WintShld, Summer | Winter, WintShld, Summer
NSR Tucson Electric NOx Cap Annual - v4.0 | 996 | 2170 | Rate Constraint in MTons | FALSE | L | Annual | Standard NOX | Thousand Tons | 8.94 | 8.94 | 8.94 | 8.94 | 8.94 | 8.94 | 8.94 | 8.94
NSR Tucson Electric NOx Cap Annual - v4.0 | 996 | 2170 | Rate Constraint in MTons | FALSE | L | Annual | Emissions at Affected Plants NOX | Thousand Tons | 6.1962 | 5.1131 | 5.0961 | 5.1033 | 3.9089 | 3.9089 | 3.9089 | 3.9089
NSR Tucson Electric NOx Cap Annual - v4.0 | 996 | 2170 | Rate Constraint in MTons | FALSE | L | Annual | Allowances Purchased NOX | Thousand Tons | 0 | 0 | 0 | 0 | 0 | 0 | 0 | 0
NSR Tucson Electric NOx Cap Annual - v4.0 | 996 | 2170 | Rate Constraint in MTons | FALSE | L | Annual | Allowances Sold NOX | Thousand Tons | 0 | 0 | 0 | 0 | 0 | 0 | 0 | 0
NSR Tucson Electric NOx Cap Annual - v4.0 | 996 | 2170 | Rate Constraint in MTons | FALSE | L | Annual | Allowances Banked | Thousand Tons | 0 | 0 | 0 | 0 | 0 | 0 | 0 | 0
NSR Tucson Electric NOx Cap Annual - v4.0 | 996 | 2170 | Rate Constraint in MTons | FALSE | L | Annual | Allowances Withdrawn (1:1) | Thousand Tons | 0 | 0 | 0 | 0 | 0 | 0 | 0 | 0
NSR Tucson Electric NOx Cap Annual - v4.0 | 996 | 2170 | Rate Constraint in MTons | FALSE | L | Annual | Allowances Withdrawn (n:1) | Thousand Tons | 0 | 0 | 0 | 0 | 0 | 0 | 0 | 0
NSR Tucson Electric NOx Cap Annual - v4.0 | 996 | 2170 | Rate Constraint in MTons | FALSE | L | Annual | Net Emissions Allowance Position | Thousand Tons | 6.1962 | 5.1131 | 5.0961 | 5.1033 | 3.9089 | 3.9089 | 3.9089 | 3.9089
NSR Tucson Electric NOx Cap Annual - v4.0 | 996 | 2170 | Rate Constraint in MTons | FALSE | L | Annual | Fuel Consumed | TBtu | 89.8761 | 84.8387 | 84.7465 | 84.7465 | 68.7614 | 68.7614 | 68.7614 | 68.7614
NSR Tucson Electric NOx Cap Annual - v4.0 | 996 | 2170 | Rate Constraint in MTons | FALSE | L | Annual | Rate | lb/MMBtu | 0.13788 | 0.12054 | 0.12027 | 0.12044 | 0.11369 | 0.11369 | 0.11369 | 0.11369
NSR Tucson Electric NOx Cap Annual - v4.0 | 996 | 2170 | Rate Constraint in MTons | FALSE | L | Annual | Generation | TWh | 8.7407 | 8.2711 | 8.3287 | 8.3251 | 6.7592 | 6.7592 | 6.7592 | 6.7592
NSR Tucson Electric NOx Cap Annual - v4.0 | 996 | 2170 | Rate Constraint in MTons | FALSE | L | Annual | Qualifying Generation | TWh | 8.7407 | 8.2711 | 8.3287 | 8.3251 | 6.7592 | 6.7592 | 6.7592 | 6.7592
NSR Tucson Electric NOx Cap Annual - v4.0 | 996 | 2170 | Rate Constraint in MTons | FALSE | L | Annual | Rate | lb/MWh | 1.4178 | 1.2364 | 1.2237 | 1.226 | 1.1566 | 1.1566 | 1.1566 | 1.1566
NSR Tucson Electric NOx Cap Annual - v4.0 | 996 | 2170 | Rate Constraint in MTons | FALSE | L | Annual | Constraint Shadow Price | US2016$/Ton | 0 | 0 | 0 | 0 | 0 | 0 | 0 | 0
NSR TVA System - NOX Cap Annual v4.11 | 997 | 2308 | Rate Constraint in MTons | FALSE | L | Annual | Seasons Included | Seasons | Winter, WintShld, Summer | Winter, WintShld, Summer | Winter, WintShld, Summer | Winter, WintShld, Summer | Winter, WintShld, Summer | Winter, WintShld, Summer | Winter, WintShld, Summer | Winter, WintShld, Summer
NSR TVA System - NOX Cap Annual v4.11 | 997 | 2308 | Rate Constraint in MTons | FALSE | L | Annual | Standard NOX | Thousand Tons | 52 | 52 | 52 | 52 | 52 | 52 | 52 | 52
NSR TVA System - NOX Cap Annual v4.11 | 997 | 2308 | Rate Constraint in MTons | FALSE | L | Annual | Emissions at Affected Plants NOX | Thousand Tons | 8.9869 | 9.396 | 9.8455 | 10.1837 | 10.1502 | 11.124 | 9.9557 | 0
NSR TVA System - NOX Cap Annual v4.11 | 997 | 2308 | Rate Constraint in MTons | FALSE | L | Annual | Allowances Purchased NOX | Thousand Tons | 0 | 0 | 0 | 0 | 0 | 0 | 0 | 0
NSR TVA System - NOX Cap Annual v4.11 | 997 | 2308 | Rate Constraint in MTons | FALSE | L | Annual | Allowances Sold NOX | Thousand Tons | 0 | 0 | 0 | 0 | 0 | 0 | 0 | 0
NSR TVA System - NOX Cap Annual v4.11 | 997 | 2308 | Rate Constraint in MTons | FALSE | L | Annual | Allowances Banked | Thousand Tons | 0 | 0 | 0 | 0 | 0 | 0 | 0 | 0
NSR TVA System - NOX Cap Annual v4.11 | 997 | 2308 | Rate Constraint in MTons | FALSE | L | Annual | Allowances Withdrawn (1:1) | Thousand Tons | 0 | 0 | 0 | 0 | 0 | 0 | 0 | 0
NSR TVA System - NOX Cap Annual v4.11 | 997 | 2308 | Rate Constraint in MTons | FALSE | L | Annual | Allowances Withdrawn (n:1) | Thousand Tons | 0 | 0 | 0 | 0 | 0 | 0 | 0 | 0
NSR TVA System - NOX Cap Annual v4.11 | 997 | 2308 | Rate Constraint in MTons | FALSE | L | Annual | Net Emissions Allowance Position | Thousand Tons | 8.9869 | 9.396 | 9.8455 | 10.1837 | 10.1502 | 11.124 | 9.9557 | 0
NSR TVA System - NOX Cap Annual v4.11 | 997 | 2308 | Rate Constraint in MTons | FALSE | L | Annual | Fuel Consumed | TBtu | 146.1059 | 156.3671 | 168.0385 | 171.1322 | 170.3939 | 177.0457 | 157.0517 | 0
NSR TVA System - NOX Cap Annual v4.11 | 997 | 2308 | Rate Constraint in MTons | FALSE | L | Annual | Rate | lb/MMBtu | 0.12302 | 0.12018 | 0.11718 | 0.11902 | 0.11914 | 0.12566 | 0.12678 | 0
NSR TVA System - NOX Cap Annual v4.11 | 997 | 2308 | Rate Constraint in MTons | FALSE | L | Annual | Generation | TWh | 13.2362 | 14.1757 | 15.504 | 15.9151 | 15.8121 | 16.4283 | 14.5593 | 0
NSR TVA System - NOX Cap Annual v4.11 | 997 | 2308 | Rate Constraint in MTons | FALSE | L | Annual | Qualifying Generation | TWh | 13.2362 | 14.1757 | 15.504 | 15.9151 | 15.8121 | 16.4283 | 14.5593 | 0
NSR TVA System - NOX Cap Annual v4.11 | 997 | 2308 | Rate Constraint in MTons | FALSE | L | Annual | Rate | lb/MWh | 1.3579 | 1.3257 | 1.2701 | 1.2797 | 1.2839 | 1.3542 | 1.3676 | 0
NSR TVA System - NOX Cap Annual v4.11 | 997 | 2308 | Rate Constraint in MTons | FALSE | L | Annual | Constraint Shadow Price | US2016$/Ton | 0 | 0 | 0 | 0 | 0 | 0 | 0 | 0
NSR TVA System - SO2 Cap Annual v4.11 | 998 | 2307 | Rate Constraint in MTons | FALSE | L | Annual | Seasons Included | Seasons | Winter, WintShld, Summer | Winter, WintShld, Summer | Winter, WintShld, Summer | Winter, WintShld, Summer | Winter, WintShld, Summer | Winter, WintShld, Summer | Winter, WintShld, Summer | Winter, WintShld, Summer
NSR TVA System - SO2 Cap Annual v4.11 | 998 | 2307 | Rate Constraint in MTons | FALSE | L | Annual | Standard SO2 | Thousand Tons | 100 | 100 | 100 | 100 | 100 | 100 | 100 | 100
NSR TVA System - SO2 Cap Annual v4.11 | 998 | 2307 | Rate Constraint in MTons | FALSE | L | Annual | Emissions at Affected Plants SO2 | Thousand Tons | 11.4634 | 11.7708 | 12.3286 | 11.3143 | 11.0654 | 12.9656 | 13.1789 | 0
NSR TVA System - SO2 Cap Annual v4.11 | 998 | 2307 | Rate Constraint in MTons | FALSE | L | Annual | Allowances Purchased SO2 | Thousand Tons | 0 | 0 | 0 | 0 | 0 | 0 | 0 | 0
NSR TVA System - SO2 Cap Annual v4.11 | 998 | 2307 | Rate Constraint in MTons | FALSE | L | Annual | Allowances Sold SO2 | Thousand Tons | 0 | 0 | 0 | 0 | 0 | 0 | 0 | 0
NSR TVA System - SO2 Cap Annual v4.11 | 998 | 2307 | Rate Constraint in MTons | FALSE | L | Annual | Allowances Banked | Thousand Tons | 0 | 0 | 0 | 0 | 0 | 0 | 0 | 0
NSR TVA System - SO2 Cap Annual v4.11 | 998 | 2307 | Rate Constraint in MTons | FALSE | L | Annual | Allowances Withdrawn (1:1) | Thousand Tons | 0 | 0 | 0 | 0 | 0 | 0 | 0 | 0
NSR TVA System - SO2 Cap Annual v4.11 | 998 | 2307 | Rate Constraint in MTons | FALSE | L | Annual | Allowances Withdrawn (n:1) | Thousand Tons | 0 | 0 | 0 | 0 | 0 | 0 | 0 | 0
NSR TVA System - SO2 Cap Annual v4.11 | 998 | 2307 | Rate Constraint in MTons | FALSE | L | Annual | Net Emissions Allowance Position | Thousand Tons | 11.4634 | 11.7708 | 12.3286 | 11.3143 | 11.0654 | 12.9656 | 13.1789 | 0
NSR TVA System - SO2 Cap Annual v4.11 | 998 | 2307 | Rate Constraint in MTons | FALSE | L | Annual | Fuel Consumed | TBtu | 146.1059 | 156.3671 | 168.0385 | 171.1322 | 170.3939 | 177.0457 | 157.0517 | 0
NSR TVA System - SO2 Cap Annual v4.11 | 998 | 2307 | Rate Constraint in MTons | FALSE | L | Annual | Rate | lb/MMBtu | 0.15692 | 0.15055 | 0.14674 | 0.13223 | 0.12988 | 0.14647 | 0.16783 | 0
NSR TVA System - SO2 Cap Annual v4.11 | 998 | 2307 | Rate Constraint in MTons | FALSE | L | Annual | Generation | TWh | 13.2362 | 14.1757 | 15.504 | 15.9151 | 15.8121 | 16.4283 | 14.5593 | 0
NSR TVA System - SO2 Cap Annual v4.11 | 998 | 2307 | Rate Constraint in MTons | FALSE | L | Annual | Qualifying Generation | TWh | 13.2362 | 14.1757 | 15.504 | 15.9151 | 15.8121 | 16.4283 | 14.5593 | 0
NSR TVA System - SO2 Cap Annual v4.11 | 998 | 2307 | Rate Constraint in MTons | FALSE | L | Annual | Rate | lb/MWh | 1.7321 | 1.6607 | 1.5904 | 1.4218 | 1.3996 | 1.5784 | 1.8104 | 0
NSR TVA System - SO2 Cap Annual v4.11 | 998 | 2307 | Rate Constraint in MTons | FALSE | L | Annual | Constraint Shadow Price | US2016$/Ton | 0 | 0 | 0 | 0 | 0 | 0 | 0 | 0
NSR Valley 1-4 - NOX Rate Annual v5.16 | 999 | 6629 | Rate Constraint in lbs/MMBtu | FALSE | L | Annual | Seasons Included | Seasons | Winter, WintShld, Summer | Winter, WintShld, Summer | Winter, WintShld, Summer | Winter, WintShld, Summer | Winter, WintShld, Summer | Winter, WintShld, Summer | Winter, WintShld, Summer | Winter, WintShld, Summer
NSR Valley 1-4 - NOX Rate Annual v5.16 | 999 | 6629 | Rate Constraint in lbs/MMBtu | FALSE | L | Annual | Standard NOX | lb/MMBtu | 0.08 | 0.08 | 0.08 | 0.08 | 0.08 | 0.08 | 0.08 | 0.08
NSR Valley 1-4 - NOX Rate Annual v5.16 | 999 | 6629 | Rate Constraint in lbs/MMBtu | FALSE | L | Annual | Emissions at Affected Plants NOX | Thousand Tons | 0.01907 | 0.049181 | 0.057812 | 0.06482 | 0.083517 | 0.083517 | 0.058025 | 0
NSR Valley 1-4 - NOX Rate Annual v5.16 | 999 | 6629 | Rate Constraint in lbs/MMBtu | FALSE | L | Annual | Allowances Purchased NOX | Thousand Tons | 0 | 0 | 0 | 0 | 0 | 0 | 0 | 0
NSR Valley 1-4 - NOX Rate Annual v5.16 | 999 | 6629 | Rate Constraint in lbs/MMBtu | FALSE | L | Annual | Allowances Sold NOX | Thousand Tons | 0 | 0 | 0 | 0 | 0 | 0 | 0 | 0
NSR Valley 1-4 - NOX Rate Annual v5.16 | 999 | 6629 | Rate Constraint in lbs/MMBtu | FALSE | L | Annual | Allowances Banked | Thousand Tons | 0 | 0 | 0 | 0 | 0 | 0 | 0 | 0
NSR Valley 1-4 - NOX Rate Annual v5.16 | 999 | 6629 | Rate Constraint in lbs/MMBtu | FALSE | L | Annual | Allowances Withdrawn (1:1) | Thousand Tons | 0 | 0 | 0 | 0 | 0 | 0 | 0 | 0
NSR Valley 1-4 - NOX Rate Annual v5.16 | 999 | 6629 | Rate Constraint in lbs/MMBtu | FALSE | L | Annual | Allowances Withdrawn (n:1) | Thousand Tons | 0 | 0 | 0 | 0 | 0 | 0 | 0 | 0
NSR Valley 1-4 - NOX Rate Annual v5.16 | 999 | 6629 | Rate Constraint in lbs/MMBtu | FALSE | L | Annual | Net Emissions Allowance Position | Thousand Tons | 0.01907 | 0.049181 | 0.057812 | 0.06482 | 0.083517 | 0.083517 | 0.058025 | 0
NSR Valley 1-4 - NOX Rate Annual v5.16 | 999 | 6629 | Rate Constraint in lbs/MMBtu | FALSE | L | Annual | Fuel Consumed | TBtu | 0.54035 | 1.3935 | 1.6381 | 1.8367 | 2.3665 | 2.3665 | 1.6441 | 0
NSR Valley 1-4 - NOX Rate Annual v5.16 | 999 | 6629 | Rate Constraint in lbs/MMBtu | FALSE | L | Annual | Rate | lb/MMBtu | 0.070584 | 0.070584 | 0.070584 | 0.070584 | 0.070584 | 0.070584 | 0.070584 | 0
NSR Valley 1-4 - NOX Rate Annual v5.16 | 999 | 6629 | Rate Constraint in lbs/MMBtu | FALSE | L | Annual | Generation | TWh | 0.043677 | 0.11264 | 0.13241 | 0.14846 | 0.19128 | 0.19128 | 0.1329 | 0
NSR Valley 1-4 - NOX Rate Annual v5.16 | 999 | 6629 | Rate Constraint in lbs/MMBtu | FALSE | L | Annual | Qualifying Generation | TWh | 0.043677 | 0.11264 | 0.13241 | 0.14846 | 0.19128 | 0.19128 | 0.1329 | 0
NSR Valley 1-4 - NOX Rate Annual v5.16 | 999 | 6629 | Rate Constraint in lbs/MMBtu | FALSE | L | Annual | Rate | lb/MWh | 0.87322 | 0.87322 | 0.87322 | 0.87322 | 0.87322 | 0.87322 | 0.87322 | 0
NSR Valley 1-4 - NOX Rate Annual v5.16 | 999 | 6629 | Rate Constraint in lbs/MMBtu | FALSE | L | Annual | Constraint Shadow Price | US2016$/Ton | 0 | 0 | 0 | 0 | 0 | 0 | 0 | 0
NSR Valley 1-4 - SO2 Cap Annual v5.16 | 1000 | 6630 | Rate Constraint in MTons | FALSE | L | Annual | Seasons Included | Seasons | Winter, WintShld, Summer | Winter, WintShld, Summer | Winter, WintShld, Summer | Winter, WintShld, Summer | Winter, WintShld, Summer | Winter, WintShld, Summer | Winter, WintShld, Summer | Winter, WintShld, Summer
NSR Valley 1-4 - SO2 Cap Annual v5.16 | 1000 | 6630 | Rate Constraint in MTons | FALSE | L | Annual | Standard SO2 | Thousand Tons | 0.0095 | 0.0095 | 0.0095 | 0.0095 | 0.0095 | 0.0095 | 0.0095 | 0.0095
NSR Valley 1-4 - SO2 Cap Annual v5.16 | 1000 | 6630 | Rate Constraint in MTons | FALSE | L | Annual | Emissions at Affected Plants SO2 | Thousand Tons | 0 | 0 | 0 | 0 | 0 | 0 | 0 | 0
NSR Valley 1-4 - SO2 Cap Annual v5.16 | 1000 | 6630 | Rate Constraint in MTons | FALSE | L | Annual | Allowances Purchased SO2 | Thousand Tons | 0 | 0 | 0 | 0 | 0 | 0 | 0 | 0
NSR Valley 1-4 - SO2 Cap Annual v5.16 | 1000 | 6630 | Rate Constraint in MTons | FALSE | L | Annual | Allowances Sold SO2 | Thousand Tons | 0 | 0 | 0 | 0 | 0 | 0 | 0 | 0
NSR Valley 1-4 - SO2 Cap Annual v5.16 | 1000 | 6630 | Rate Constraint in MTons | FALSE | L | Annual | Allowances Banked | Thousand Tons | 0 | 0 | 0 | 0 | 0 | 0 | 0 | 0
NSR Valley 1-4 - SO2 Cap Annual v5.16 | 1000 | 6630 | Rate Constraint in MTons | FALSE | L | Annual | Allowances Withdrawn (1:1) | Thousand Tons | 0 | 0 | 0 | 0 | 0 | 0 | 0 | 0
NSR Valley 1-4 - SO2 Cap Annual v5.16 | 1000 | 6630 | Rate Constraint in MTons | FALSE | L | Annual | Allowances Withdrawn (n:1) | Thousand Tons | 0 | 0 | 0 | 0 | 0 | 0 | 0 | 0
NSR Valley 1-4 - SO2 Cap Annual v5.16 | 1000 | 6630 | Rate Constraint in MTons | FALSE | L | Annual | Net Emissions Allowance Position | Thousand Tons | 0 | 0 | 0 | 0 | 0 | 0 | 0 | 0
NSR Valley 1-4 - SO2 Cap Annual v5.16 | 1000 | 6630 | Rate Constraint in MTons | FALSE | L | Annual | Fuel Consumed | TBtu | 0.54035 | 1.3935 | 1.6381 | 1.8367 | 2.3665 | 2.3665 | 1.6441 | 0
NSR Valley 1-4 - SO2 Cap Annual v5.16 | 1000 | 6630 | Rate Constraint in MTons | FALSE | L | Annual | Rate | lb/MMBtu | 0 | 0 | 0 | 0 | 0 | 0 | 0 | 0
NSR Valley 1-4 - SO2 Cap Annual v5.16 | 1000 | 6630 | Rate Constraint in MTons | FALSE | L | Annual | Generation | TWh | 0.043677 | 0.11264 | 0.13241 | 0.14846 | 0.19128 | 0.19128 | 0.1329 | 0
NSR Valley 1-4 - SO2 Cap Annual v5.16 | 1000 | 6630 | Rate Constraint in MTons | FALSE | L | Annual | Qualifying Generation | TWh | 0.043677 | 0.11264 | 0.13241 | 0.14846 | 0.19128 | 0.19128 | 0.1329 | 0
NSR Valley 1-4 - SO2 Cap Annual v5.16 | 1000 | 6630 | Rate Constraint in MTons | FALSE | L | Annual | Rate | lb/MWh | 0 | 0 | 0 | 0 | 0 | 0 | 0 | 0
NSR Valley 1-4 - SO2 Cap Annual v5.16 | 1000 | 6630 | Rate Constraint in MTons | FALSE | L | Annual | Constraint Shadow Price | US2016$/Ton | 0 | 0 | 0 | 0 | 0 | 0 | 0 | 0
NSR W H Sammis 1-5 - SO2 Rate Annual v3.1, Unit 5747 and retrofits | 1001 | 1877 | Rate Constraint in lbs/MMBtu | FALSE | L | Annual | Seasons Included | Seasons | Winter, WintShld, Summer | Winter, WintShld, Summer | Winter, WintShld, Summer | Winter, WintShld, Summer | Winter, WintShld, Summer | Winter, WintShld, Summer | Winter, WintShld, Summer | Winter, WintShld, Summer
NSR W H Sammis 1-5 - SO2 Rate Annual v3.1, Unit 5747 and retrofits | 1001 | 1877 | Rate Constraint in lbs/MMBtu | FALSE | L | Annual | Standard SO2 | lb/MMBtu | 1.1 | 1.1 | 1.1 | 1.1 | 1.1 | 1.1 | 1.1 | 1.1
NSR W H Sammis 1-5 - SO2 Rate Annual v3.1, Unit 5747 and retrofits | 1001 | 1877 | Rate Constraint in lbs/MMBtu | FALSE | L | Annual | Emissions at Affected Plants SO2 | Thousand Tons | 0.81939 | 0.91005 | 0.81441 | 0.73233 | 0.64456 | 0.7283 | 0.47405 | 0
NSR W H Sammis 1-5 - SO2 Rate Annual v3.1, Unit 5747 and retrofits | 1001 | 1877 | Rate Constraint in lbs/MMBtu | FALSE | L | Annual | Allowances Purchased SO2 | Thousand Tons | 0 | 0 | 0 | 0 | 0 | 0 | 0 | 0
NSR W H Sammis 1-5 - SO2 Rate Annual v3.1, Unit 5747 and retrofits | 1001 | 1877 | Rate Constraint in lbs/MMBtu | FALSE | L | Annual | Allowances Sold SO2 | Thousand Tons | 0 | 0 | 0 | 0 | 0 | 0 | 0 | 0
NSR W H Sammis 1-5 - SO2 Rate Annual v3.1, Unit 5747 and retrofits | 1001 | 1877 | Rate Constraint in lbs/MMBtu | FALSE | L | Annual | Allowances Banked | Thousand Tons | 0 | 0 | 0 | 0 | 0 | 0 | 0 | 0
NSR W H Sammis 1-5 - SO2 Rate Annual v3.1, Unit 5747 and retrofits | 1001 | 1877 | Rate Constraint in lbs/MMBtu | FALSE | L | Annual | Allowances Withdrawn (1:1) | Thousand Tons | 0 | 0 | 0 | 0 | 0 | 0 | 0 | 0
NSR W H Sammis 1-5 - SO2 Rate Annual v3.1, Unit 5747 and retrofits | 1001 | 1877 | Rate Constraint in lbs/MMBtu | FALSE | L | Annual | Allowances Withdrawn (n:1) | Thousand Tons | 0 | 0 | 0 | 0 | 0 | 0 | 0 | 0
NSR W H Sammis 1-5 - SO2 Rate Annual v3.1, Unit 5747 and retrofits | 1001 | 1877 | Rate Constraint in lbs/MMBtu | FALSE | L | Annual | Net Emissions Allowance Position | Thousand Tons | 0.81939 | 0.91005 | 0.81441 | 0.73233 | 0.64456 | 0.7283 | 0.47405 | 0
NSR W H Sammis 1-5 - SO2 Rate Annual v3.1, Unit 5747 and retrofits | 1001 | 1877 | Rate Constraint in lbs/MMBtu | FALSE | L | Annual | Fuel Consumed | TBtu | 18.2637 | 20.6722 | 19.8406 | 14.6334 | 13.5869 | 13.5447 | 11.9225 | 0
NSR W H Sammis 1-5 - SO2 Rate Annual v3.1, Unit 5747 and retrofits | 1001 | 1877 | Rate Constraint in lbs/MMBtu | FALSE | L | Annual | Rate | lb/MMBtu | 0.089728 | 0.088046 | 0.082096 | 0.10009 | 0.09488 | 0.10754 | 0.079521 | 0
NSR W H Sammis 1-5 - SO2 Rate Annual v3.1, Unit 5747 and retrofits | 1001 | 1877 | Rate Constraint in lbs/MMBtu | FALSE | L | Annual | Generation | TWh | 1.6294 | 1.8442 | 1.8229 | 1.3445 | 1.2483 | 1.2445 | 1.0954 | 0
NSR W H Sammis 1-5 - SO2 Rate Annual v3.1, Unit 5747 and retrofits | 1001 | 1877 | Rate Constraint in lbs/MMBtu | FALSE | L | Annual | Qualifying Generation | TWh | 1.6294 | 1.8442 | 1.8229 | 1.3445 | 1.2483 | 1.2445 | 1.0954 | 0
NSR W H Sammis 1-5 - SO2 Rate Annual v3.1, Unit 5747 and retrofits | 1001 | 1877 | Rate Constraint in lbs/MMBtu | FALSE | L | Annual | Rate | lb/MWh | 1.0058 | 0.98691 | 0.89353 | 1.0894 | 1.0327 | 1.1705 | 0.86551 | 0
NSR W H Sammis 1-5 - SO2 Rate Annual v3.1, Unit 5747 and retrofits | 1001 | 1877 | Rate Constraint in lbs/MMBtu | FALSE | L | Annual | Constraint Shadow Price | US2016$/Ton | 0 | 0 | 0 | 0 | 0 | 0 | 0 | 0
NSR W H Sammis 5 - NOX Rate Annual v3.1, Unit 5747 and retrofits | 1002 | 1878 | Rate Constraint in lbs/MMBtu | FALSE | L | Annual | Seasons Included | Seasons | Winter, WintShld, Summer | Winter, WintShld, Summer | Winter, WintShld, Summer | Winter, WintShld, Summer | Winter, WintShld, Summer | Winter, WintShld, Summer | Winter, WintShld, Summer | Winter, WintShld, Summer
NSR W H Sammis 5 - NOX Rate Annual v3.1, Unit 5747 and retrofits | 1002 | 1878 | Rate Constraint in lbs/MMBtu | FALSE | L | Annual | Standard NOX | lb/MMBtu | 0.29 | 0.29 | 0.29 | 0.29 | 0.29 | 0.29 | 0.29 | 0.29
NSR W H Sammis 5 - NOX Rate Annual v3.1, Unit 5747 and retrofits | 1002 | 1878 | Rate Constraint in lbs/MMBtu | FALSE | L | Annual | Emissions at Affected Plants NOX | Thousand Tons | 2.3569 | 2.6677 | 2.5604 | 1.8884 | 1.7534 | 1.7479 | 1.5386 | 0
NSR W H Sammis 5 - NOX Rate Annual v3.1, Unit 5747 and retrofits | 1002 | 1878 | Rate Constraint in lbs/MMBtu | FALSE | L | Annual | Allowances Purchased NOX | Thousand Tons | 0 | 0 | 0 | 0 | 0 | 0 | 0 | 0
NSR W H Sammis 5 - NOX Rate Annual v3.1, Unit 5747 and retrofits | 1002 | 1878 | Rate Constraint in lbs/MMBtu | FALSE | L | Annual | Allowances Sold NOX | Thousand Tons | 0 | 0 | 0 | 0 | 0 | 0 | 0 | 0
NSR W H Sammis 5 - NOX Rate Annual v3.1, Unit 5747 and retrofits | 1002 | 1878 | Rate Constraint in lbs/MMBtu | FALSE | L | Annual | Allowances Banked | Thousand Tons | 0 | 0 | 0 | 0 | 0 | 0 | 0 | 0
NSR W H Sammis 5 - NOX Rate Annual v3.1, Unit 5747 and retrofits | 1002 | 1878 | Rate Constraint in lbs/MMBtu | FALSE | L | Annual | Allowances Withdrawn (1:1) | Thousand Tons | 0 | 0 | 0 | 0 | 0 | 0 | 0 | 0
NSR W H Sammis 5 - NOX Rate Annual v3.1, Unit 5747 and retrofits | 1002 | 1878 | Rate Constraint in lbs/MMBtu | FALSE | L | Annual | Allowances Withdrawn (n:1) | Thousand Tons | 0 | 0 | 0 | 0 | 0 | 0 | 0 | 0
NSR W H Sammis 5 - NOX Rate Annual v3.1, Unit 5747 and retrofits | 1002 | 1878 | Rate Constraint in lbs/MMBtu | FALSE | L | Annual | Net Emissions Allowance Position | Thousand Tons | 2.3569 | 2.6677 | 2.5604 | 1.8884 | 1.7534 | 1.7479 | 1.5386 | 0
NSR W H Sammis 5 - NOX Rate Annual v3.1, Unit 5747 and retrofits | 1002 | 1878 | Rate Constraint in lbs/MMBtu | FALSE | L | Annual | Fuel Consumed | TBtu | 18.2637 | 20.6722 | 19.8406 | 14.6334 | 13.5869 | 13.5447 | 11.9225 | 0
NSR W H Sammis 5 - NOX Rate Annual v3.1, Unit 5747 and retrofits | 1002 | 1878 | Rate Constraint in lbs/MMBtu | FALSE | L | Annual | Rate | lb/MMBtu | 0.2581 | 0.2581 | 0.2581 | 0.2581 | 0.2581 | 0.2581 | 0.2581 | 0
NSR W H Sammis 5 - NOX Rate Annual v3.1, Unit 5747 and retrofits | 1002 | 1878 | Rate Constraint in lbs/MMBtu | FALSE | L | Annual | Generation | TWh | 1.6294 | 1.8442 | 1.8229 | 1.3445 | 1.2483 | 1.2445 | 1.0954 | 0
NSR W H Sammis 5 - NOX Rate Annual v3.1, Unit 5747 and retrofits | 1002 | 1878 | Rate Constraint in lbs/MMBtu | FALSE | L | Annual | Qualifying Generation | TWh | 1.6294 | 1.8442 | 1.8229 | 1.3445 | 1.2483 | 1.2445 | 1.0954 | 0
NSR W H Sammis 5 - NOX Rate Annual v3.1, Unit 5747 and retrofits | 1002 | 1878 | Rate Constraint in lbs/MMBtu | FALSE | L | Annual | Rate | lb/MWh | 2.893 | 2.893 | 2.8091 | 2.8091 | 2.8091 | 2.8091 | 2.8091 | 0
NSR W H Sammis 5 - NOX Rate Annual v3.1, Unit 5747 and retrofits | 1002 | 1878 | Rate Constraint in lbs/MMBtu | FALSE | L | Annual | Constraint Shadow Price | US2016$/Ton | 0 | 0 | 0 | 0 | 0 | 0 | 0 | 0
NSR W H Sammis 6 - SO2 Rate Annual v3.1, Unit 5731 and retrofits | 1003 | 1879 | Rate Constraint in lbs/MMBtu | FALSE | L | Annual | Seasons Included | Seasons | Winter, WintShld, Summer | Winter, WintShld, Summer | Winter, WintShld, Summer | Winter, WintShld, Summer | Winter, WintShld, Summer | Winter, WintShld, Summer | Winter, WintShld, Summer | Winter, WintShld, Summer
NSR W H Sammis 6 - SO2 Rate Annual v3.1, Unit 5731 and retrofits | 1003 | 1879 | Rate Constraint in lbs/MMBtu | FALSE | L | Annual | Standard SO2 | lb/MMBtu | 0.13 | 0.13 | 0.13 | 0.13 | 0.13 | 0.13 | 0.13 | 0.13
NSR W H Sammis 6 - SO2 Rate Annual v3.1, Unit 5731 and retrofits | 1003 | 1879 | Rate Constraint in lbs/MMBtu | FALSE | L | Annual | Emissions at Affected Plants SO2 | Thousand Tons | 2.4305 | 2.7176 | 2.6485 | 2.5339 | 1.1376 | 1.6004 | 0.99857 | 0
NSR W H Sammis 6 - SO2 Rate Annual v3.1, Unit 5731 and retrofits | 1003 | 1879 | Rate Constraint in lbs/MMBtu | FALSE | L | Annual | Allowances Purchased SO2 | Thousand Tons | 0 | 0 | 0 | 0 | 0 | 0 | 0 | 0
NSR W H Sammis 6 - SO2 Rate Annual v3.1, Unit 5731 and retrofits | 1003 | 1879 | Rate Constraint in lbs/MMBtu | FALSE | L | Annual | Allowances Sold SO2 | Thousand Tons | 0 | 0 | 0 | 0 | 0 | 0 | 0 | 0
NSR W H Sammis 6 - SO2 Rate Annual v3.1, Unit 5731 and retrofits | 1003 | 1879 | Rate Constraint in lbs/MMBtu | FALSE | L | Annual | Allowances Banked | Thousand Tons | 0 | 0 | 0 | 0 | 0 | 0 | 0 | 0
NSR W H Sammis 6 - SO2 Rate Annual v3.1, Unit 5731 and retrofits | 1003 | 1879 | Rate Constraint in lbs/MMBtu | FALSE | L | Annual | Allowances Withdrawn (1:1) | Thousand Tons | 0 | 0 | 0 | 0 | 0 | 0 | 0 | 0
NSR W H Sammis 6 - SO2 Rate Annual v3.1, Unit 5731 and retrofits | 1003 | 1879 | Rate Constraint in lbs/MMBtu | FALSE | L | Annual | Allowances Withdrawn (n:1) | Thousand Tons | 0 | 0 | 0 | 0 | 0 | 0 | 0 | 0
NSR W H Sammis 6 - SO2 Rate Annual v3.1, Unit 5731 and retrofits | 1003 | 1879 | Rate Constraint in lbs/MMBtu | FALSE | L | Annual | Net Emissions Allowance Position | Thousand Tons | 2.4305 | 2.7176 | 2.6485 | 2.5339 | 1.1376 | 1.6004 | 0.99857 | 0
NSR W H Sammis 6 - SO2 Rate Annual v3.1, Unit 5731 and retrofits | 1003 | 1879 | Rate Constraint in lbs/MMBtu | FALSE | L | Annual | Fuel Consumed | TBtu | 40.5835 | 45.3778 | 44.2237 | 42.3103 | 28.6108 | 28.5496 | 25.1144 | 0
NSR W H Sammis 6 - SO2 Rate Annual v3.1, Unit 5731 and retrofits | 1003 | 1879 | Rate Constraint in lbs/MMBtu | FALSE | L | Annual | Rate | lb/MMBtu | 0.11978 | 0.11978 | 0.11978 | 0.11978 | 0.079521 | 0.11211 | 0.079521 | 0
NSR W H Sammis 6 - SO2 Rate Annual v3.1, Unit 5731 and retrofits | 1003 | 1879 | Rate Constraint in lbs/MMBtu | FALSE | L | Annual | Generation | TWh | 3.7452 | 4.1877 | 4.156 | 3.9762 | 2.6887 | 2.683 | 2.3602 | 0
NSR W H Sammis 6 - SO2 Rate Annual v3.1, Unit 5731 and retrofits | 1003 | 1879 | Rate Constraint in lbs/MMBtu | FALSE | L | Annual | Qualifying Generation | TWh | 3.7452 | 4.1877 | 4.156 | 3.9762 | 2.6887 | 2.683 | 2.3602 | 0
NSR W H Sammis 6 - SO2 Rate Annual v3.1, Unit 5731 and retrofits | 1003 | 1879 | Rate Constraint in lbs/MMBtu | FALSE | L | Annual | Rate | lb/MWh | 1.2979 | 1.2979 | 1.2745 | 1.2745 | 0.84618 | 1.193 | 0.84618 | 0
NSR W H Sammis 6 - SO2 Rate Annual v3.1, Unit 5731 and retrofits | 1003 | 1879 | Rate Constraint in lbs/MMBtu | FALSE | L | Annual | Constraint Shadow Price | US2016$/Ton | 0 | 0 | 0 | 0 | 0 | 0 | 0 | 0
NSR W H Sammis 6,7 - NOX Rate Annual v3.1, Unit 5731 and retrofits | 1004 | 1880 | Rate Constraint in lbs/MMBtu | FALSE | L | Annual | Seasons Included | Seasons | Winter, WintShld, Summer | Winter, WintShld, Summer | Winter, WintShld, Summer | Winter, WintShld, Summer | Winter, WintShld, Summer | Winter, WintShld, Summer | Winter, WintShld, Summer | Winter, WintShld, Summer
NSR W H Sammis 6,7 - NOX Rate Annual v3.1, Unit 5731 and retrofits | 1004 | 1880 | Rate Constraint in lbs/MMBtu | FALSE | L | Annual | Standard NOX | lb/MMBtu | 0.1 | 0.1 | 0.1 | 0.1 | 0.1 | 0.1 | 0.1 | 0.1
NSR W H Sammis 6,7 - NOX Rate Annual v3.1, Unit 5731 and retrofits | 1004 | 1880 | Rate Constraint in lbs/MMBtu | FALSE | L | Annual | Emissions at Affected Plants NOX | Thousand Tons | 1.5219 | 1.7017 | 1.6584 | 1.5866 | 1.0729 | 1.0706 | 0.94179 | 0
NSR W H Sammis 6,7 - NOX Rate Annual v3.1, Unit 5731 and retrofits | 1004 | 1880 | Rate Constraint in lbs/MMBtu | FALSE | L | Annual | Allowances Purchased NOX | Thousand Tons | 0 | 0 | 0 | 0 | 0 | 0 | 0 | 0
NSR W H Sammis 6,7 - NOX Rate Annual v3.1, Unit 5731 and retrofits | 1004 | 1880 | Rate Constraint in lbs/MMBtu | FALSE | L | Annual | Allowances Sold NOX | Thousand Tons | 0 | 0 | 0 | 0 | 0 | 0 | 0 | 0
NSR W H Sammis 6,7 - NOX Rate Annual v3.1, Unit 5731 and retrofits | 1004 | 1880 | Rate Constraint in lbs/MMBtu | FALSE | L | Annual | Allowances Banked | Thousand Tons | 0 | 0 | 0 | 0 | 0 | 0 | 0 | 0
NSR W H Sammis 6,7 - NOX Rate Annual v3.1, Unit 5731 and retrofits | 1004 | 1880 | Rate Constraint in lbs/MMBtu | FALSE | L | Annual | Allowances Withdrawn (1:1) | Thousand Tons | 0 | 0 | 0 | 0 | 0 | 0 | 0 | 0
NSR W H Sammis 6,7 - NOX Rate Annual v3.1, Unit 5731 and retrofits | 1004 | 1880 | Rate Constraint in lbs/MMBtu | FALSE | L | Annual | Allowances Withdrawn (n:1) | Thousand Tons | 0 | 0 | 0 | 0 | 0 | 0 | 0 | 0
NSR W H Sammis 6,7 - NOX Rate Annual v3.1, Unit 5731 and retrofits | 1004 | 1880 | Rate Constraint in lbs/MMBtu | FALSE | L | Annual | Net Emissions Allowance Position | Thousand Tons | 1.5219 | 1.7017 | 1.6584 | 1.5866 | 1.0729 | 1.0706 | 0.94179 | 0
NSR W H Sammis 6,7 - NOX Rate Annual v3.1, Unit 5731 and retrofits | 1004 | 1880 | Rate Constraint in lbs/MMBtu | FALSE | L | Annual | Fuel Consumed | TBtu | 40.5835 | 45.3778 | 44.2237 | 42.3103 | 28.6108 | 28.5496 | 25.1144 | 0
NSR W H Sammis 6,7 - NOX Rate Annual v3.1, Unit 5731 and retrofits | 1004 | 1880 | Rate Constraint in lbs/MMBtu | FALSE | L | Annual | Rate | lb/MMBtu | 0.075 | 0.075 | 0.075 | 0.075 | 0.075 | 0.075 | 0.075 | 0
NSR W H Sammis 6,7 - NOX Rate Annual v3.1, Unit 5731 and retrofits | 1004 | 1880 | Rate Constraint in lbs/MMBtu | FALSE | L | Annual | Generation | TWh | 3.7452 | 4.1877 | 4.156 | 3.9762 | 2.6887 | 2.683 | 2.3602 | 0
NSR W H Sammis 6,7 - NOX Rate Annual v3.1, Unit 5731 and retrofits | 1004 | 1880 | Rate Constraint in lbs/MMBtu | FALSE | L | Annual | Qualifying Generation | TWh | 3.7452 | 4.1877 | 4.156 | 3.9762 | 2.6887 | 2.683 | 2.3602 | 0
NSR W H Sammis 6,7 - NOX Rate Annual v3.1, Unit 5731 and retrofits | 1004 | 1880 | Rate Constraint in lbs/MMBtu | FALSE | L | Annual | Rate | lb/MWh | 0.8127 | 0.8127 | 0.79807 | 0.79807 | 0.79807 | 0.79807 | 0.79807 | 0
NSR W H Sammis 6,7 - NOX Rate Annual v3.1, Unit 5731 and retrofits | 1004 | 1880 | Rate Constraint in lbs/MMBtu | FALSE | L | Annual | Constraint Shadow Price | US2016$/Ton | 0 | 0 | 0 | 0 | 0 | 0 | 0 | 0
NSR W H Sammis 6,7 - NOX Rate Annual v3.1, Unit 5732 and retrofits | 1005 | 1880 | Rate Constraint in lbs/MMBtu | FALSE | L | Annual | Seasons Included | Seasons | Winter, WintShld, Summer | Winter, WintShld, Summer | Winter, WintShld, Summer | Winter, WintShld, Summer | Winter, WintShld, Summer | Winter, WintShld, Summer | Winter, WintShld, Summer | Winter, WintShld, Summer
NSR W H Sammis 6,7 - NOX Rate Annual v3.1, Unit 5732 and retrofits | 1005 | 1880 | Rate Constraint in lbs/MMBtu | FALSE | L | Annual | Standard NOX | lb/MMBtu | 0.1 | 0.1 | 0.1 | 0.1 | 0.1 | 0.1 | 0.1 | 0.1
NSR W H Sammis 6,7 - NOX Rate Annual v3.1, Unit 5732 and retrofits | 1005 | 1880 | Rate Constraint in lbs/MMBtu | FALSE | L | Annual | Emissions at Affected Plants NOX | Thousand Tons | 1.0889 | 1.7389 | 1.6885 | 1.4633 | 1.1198 | 1.1178 | 1.0384 | 0
NSR W H Sammis 6,7 - NOX Rate Annual v3.1, Unit 5732 and retrofits | 1005 | 1880 | Rate Constraint in lbs/MMBtu | FALSE | L | Annual | Allowances Purchased NOX | Thousand Tons | 0 | 0 | 0 | 0 | 0 | 0 | 0 | 0
NSR W H Sammis 6,7 - NOX Rate Annual v3.1, Unit 5732 and retrofits | 1005 | 1880 | Rate Constraint in lbs/MMBtu | FALSE | L | Annual | Allowances Sold NOX | Thousand Tons | 0 | 0 | 0 | 0 | 0 | 0 | 0 | 0
NSR W H Sammis 6,7 - NOX Rate Annual v3.1, Unit 5732 and retrofits | 1005 | 1880 | Rate Constraint in lbs/MMBtu | FALSE | L | Annual | Allowances Banked | Thousand Tons | 0 | 0 | 0 | 0 | 0 | 0 | 0 | 0
NSR W H Sammis 6,7 - NOX Rate Annual v3.1, Unit 5732 and retrofits | 1005 | 1880 | Rate Constraint in lbs/MMBtu | FALSE | L | Annual | Allowances Withdrawn (1:1) | Thousand Tons | 0 | 0 | 0 | 0 | 0 | 0 | 0 | 0
NSR W H Sammis 6,7 - NOX Rate Annual v3.1, Unit 5732 and retrofits | 1005 | 1880 | Rate Constraint in lbs/MMBtu | FALSE | L | Annual | Allowances Withdrawn (n:1) | Thousand Tons | 0 | 0 | 0 | 0 | 0 | 0 | 0 | 0
NSR W H Sammis 6,7 - NOX Rate Annual v3.1, Unit 5732 and retrofits | 1005 | 1880 | Rate Constraint in lbs/MMBtu | FALSE | L | Annual | Net Emissions Allowance Position | Thousand Tons | 1.0889 | 1.7389 | 1.6885 | 1.4633 | 1.1198 | 1.1178 | 1.0384 | 0
NSR W H Sammis 6,7 - NOX Rate Annual v3.1, Unit 5732 and retrofits | 1005 | 1880 | Rate Constraint in lbs/MMBtu | FALSE | L | Annual | Fuel Consumed | TBtu | 29.0386 | 46.3702 | 45.0259 | 39.0208 | 29.8619 | 29.8068 | 27.6902 | 0
NSR W H Sammis 6,7 - NOX Rate Annual v3.1, Unit 5732 and retrofits | 1005 | 1880 | Rate Constraint in lbs/MMBtu | FALSE | L | Annual | Rate | lb/MMBtu | 0.075 | 0.075 | 0.075 | 0.075 | 0.075 | 0.075 | 0.075 | 0
NSR W H Sammis 6,7 - NOX Rate Annual v3.1, Unit 5732 and retrofits | 1005 | 1880 | Rate Constraint in lbs/MMBtu | FALSE | L | Annual | Generation | TWh | 2.6551 | 4.2398 | 4.1923 | 3.6332 | 2.7804 | 2.7753 | 2.5782 | 0
NSR W H Sammis 6,7 - NOX Rate Annual v3.1, Unit 5732 and retrofits | 1005 | 1880 | Rate Constraint in lbs/MMBtu | FALSE | L | Annual | Qualifying Generation | TWh | 2.6551 | 4.2398 | 4.1923 | 3.6332 | 2.7804 | 2.7753 | 2.5782 | 0
NSR W H Sammis 6,7 - NOX Rate Annual v3.1, Unit 5732 and retrofits | 1005 | 1880 | Rate Constraint in lbs/MMBtu | FALSE | L | Annual | Rate | lb/MWh | 0.82027 | 0.82028 | 0.80551 | 0.80551 | 0.80551 | 0.80551 | 0.80551 | 0
NSR W H Sammis 6,7 - NOX Rate Annual v3.1, Unit 5732 and retrofits | 1005 | 1880 | Rate Constraint in lbs/MMBtu | FALSE | L | Annual | Constraint Shadow Price | US2016$/Ton | 0 | 0 | 0 | 0 | 0 | 0 | 0 | 0
NSR W H Sammis 7 - SO2 Rate Annual v3.1, Unit 5732 and retrofits | 1006 | 1881 | Rate Constraint in lbs/MMBtu | FALSE | L | Annual | Seasons Included | Seasons | Winter, WintShld, Summer | Winter, WintShld, Summer | Winter, WintShld, Summer | Winter, WintShld, Summer | Winter, WintShld, Summer | Winter, WintShld, Summer | Winter, WintShld, Summer | Winter, WintShld, Summer
NSR W H Sammis 7 - SO2 Rate Annual v3.1, Unit 5732 and retrofits | 1006 | 1881 | Rate Constraint in lbs/MMBtu | FALSE | L | Annual | Standard SO2 | lb/MMBtu | 0.13 | 0.13 | 0.13 | 0.13 | 0.13 | 0.13 | 0.13 | 0.13
NSR W H Sammis 7 - SO2 Rate Annual v3.1, Unit 5732 and retrofits | 1006 | 1881 | Rate Constraint in lbs/MMBtu | FALSE | L | Annual | Emissions at Affected Plants SO2 | Thousand Tons | 1.7391 | 2.777 | 2.6965 | 2.3369 | 1.3691 | 1.4078 | 1.101 | 0
NSR W H Sammis 7 - SO2 Rate Annual v3.1, Unit 5732 and retrofits | 1006 | 1881 | Rate Constraint in lbs/MMBtu | FALSE | L | Annual | Allowances Purchased SO2 | Thousand Tons | 0 | 0 | 0 | 0 | 0 | 0 | 0 | 0
NSR W H Sammis 7 - SO2 Rate Annual v3.1, Unit 5732 and retrofits | 1006 | 1881 | Rate Constraint in lbs/MMBtu | FALSE | L | Annual | Allowances Sold SO2 | Thousand Tons | 0 | 0 | 0 | 0 | 0 | 0 | 0 | 0
NSR W H Sammis 7 - SO2 Rate Annual v3.1, Unit 5732 and retrofits | 1006 | 1881 | Rate Constraint in lbs/MMBtu | FALSE | L | Annual | Allowances Banked | Thousand Tons | 0 | 0 | 0 | 0 | 0 | 0 | 0 | 0
NSR W H Sammis 7 - SO2 Rate Annual v3.1, Unit 5732 and retrofits | 1006 | 1881 | Rate Constraint in lbs/MMBtu | FALSE | L | Annual | Allowances Withdrawn (1:1) | Thousand Tons | 0 | 0 | 0 | 0 | 0 | 0 | 0 | 0
NSR W H Sammis 7 - SO2 Rate Annual v3.1, Unit 5732 and retrofits | 1006 | 1881 | Rate Constraint in lbs/MMBtu | FALSE | L | Annual | Allowances Withdrawn (n:1) | Thousand Tons | 0 | 0 | 0 | 0 | 0 | 0 | 0 | 0
NSR W H Sammis 7 - SO2 Rate Annual v3.1, Unit 5732 and retrofits | 1006 | 1881 | Rate Constraint in lbs/MMBtu | FALSE | L | Annual | Net Emissions Allowance Position | Thousand Tons | 1.7391 | 2.777 | 2.6965 | 2.3369 | 1.3691 | 1.4078 | 1.101 | 0
NSR W H Sammis 7 - SO2 Rate Annual v3.1, Unit 5732 and retrofits | 1006 | 1881 | Rate Constraint in lbs/MMBtu | FALSE | L | Annual | Fuel Consumed | TBtu | 29.0386 | 46.3702 | 45.0259 | 39.0208 | 29.8619 | 29.8068 | 27.6902 | 0
NSR W H Sammis 7 - SO2 Rate Annual v3.1, Unit 5732 and retrofits | 1006 | 1881 | Rate Constraint in lbs/MMBtu | FALSE | L | Annual | Rate | lb/MMBtu | 0.11978 | 0.11978 | 0.11978 | 0.11978 | 0.091696 | 0.094459 | 0.079521 | 0
NSR W H Sammis 7 - SO2 Rate Annual v3.1, Unit 5732 and retrofits | 1006 | 1881 | Rate Constraint in lbs/MMBtu | FALSE | L | Annual | Generation | TWh | 2.6551 | 4.2398 | 4.1923 | 3.6332 | 2.7804 | 2.7753 | 2.5782 | 0
NSR W H Sammis 7 - SO2 Rate Annual v3.1, Unit 5732 and retrofits | 1006 | 1881 | Rate Constraint in lbs/MMBtu | FALSE | L | Annual | Qualifying Generation | TWh | 2.6551 | 4.2398 | 4.1923 | 3.6332 | 2.7804 | 2.7753 | 2.5782 | 0
NSR W H Sammis 7 - SO2 Rate Annual v3.1, Unit 5732 and retrofits | 1006 | 1881 | Rate Constraint in lbs/MMBtu | FALSE | L | Annual | Rate | lb/MWh | 1.31 | 1.31 | 1.2864 | 1.2864 | 0.98483 | 1.0145 | 0.85407 | 0
NSR W H Sammis 7 - SO2 Rate Annual v3.1, Unit 5732 and retrofits | 1006 | 1881 | Rate Constraint in lbs/MMBtu | FALSE | L | Annual | Constraint Shadow Price | US2016$/Ton | 0 | 0 | 0 | 0 | 0 | 0 | 0 | 0
NSR WEPCO Settlement - NOX Cap Annual v3.1 | 1007 | 1883 | Rate Constraint in MTons | FALSE | L | Annual | Seasons Included | Seasons | Winter, WintShld, Summer | Winter, WintShld, Summer | Winter, WintShld, Summer | Winter, WintShld, Summer | Winter, WintShld, Summer | Winter, WintShld, Summer | Winter, WintShld, Summer | Winter, WintShld, Summer
NSR WEPCO Settlement - NOX Cap Annual v3.1 | 1007 | 1883 | Rate Constraint in MTons | FALSE | L | Annual | Standard NOX | Thousand Tons | 17.4 | 17.4 | 17.4 | 17.4 | 17.4 | 17.4 | 17.4 | 17.4
NSR WEPCO Settlement - NOX Cap Annual v3.1 | 1007 | 1883 | Rate Constraint in MTons | FALSE | L | Annual | Emissions at Affected Plants NOX | Thousand Tons | 1.2316 | 1.9597 | 1.8452 | 1.5718 | 1.3998 | 1.5894 | 0.68456 | 0
NSR WEPCO Settlement - NOX Cap Annual v3.1 | 1007 | 1883 | Rate Constraint in MTons | FALSE | L | Annual | Allowances Purchased NOX | Thousand Tons | 0 | 0 | 0 | 0 | 0 | 0 | 0 | 0
NSR WEPCO Settlement - NOX Cap Annual v3.1 | 1007 | 1883 | Rate Constraint in MTons | FALSE | L | Annual | Allowances Sold NOX | Thousand Tons | 0 | 0 | 0 | 0 | 0 | 0 | 0 | 0
NSR WEPCO Settlement - NOX Cap Annual v3.1 | 1007 | 1883 | Rate Constraint in MTons | FALSE | L | Annual | Allowances Banked | Thousand Tons | 0 | 0 | 0 | 0 | 0 | 0 | 0 | 0
NSR WEPCO Settlement - NOX Cap Annual v3.1 | 1007 | 1883 | Rate Constraint in MTons | FALSE | L | Annual | Allowances Withdrawn (1:1) | Thousand Tons | 0 | 0 | 0 | 0 | 0 | 0 | 0 | 0
NSR WEPCO Settlement - NOX Cap Annual v3.1 | 1007 | 1883 | Rate Constraint in MTons | FALSE | L | Annual | Allowances Withdrawn (n:1) | Thousand Tons | 0 | 0 | 0 | 0 | 0 | 0 | 0 | 0
NSR WEPCO Settlement - NOX Cap Annual v3.1 | 1007 | 1883 | Rate Constraint in MTons | FALSE | L | Annual | Net Emissions Allowance Position | Thousand Tons | 1.2316 | 1.9597 | 1.8452 | 1.5718 | 1.3998 | 1.5894 | 0.68456 | 0
NSR WEPCO Settlement - NOX Cap Annual v3.1 | 1007 | 1883 | Rate Constraint in MTons | FALSE | L | Annual | Fuel Consumed | TBtu | 40.7191 | 64.8815 | 61.0223 | 51.8621 | 46.0889 | 52.3107 | 22.711 | 0
NSR WEPCO Settlement - NOX Cap Annual v3.1 | 1007 | 1883 | Rate Constraint in MTons | FALSE | L | Annual | Rate | lb/MMBtu | 0.060492 | 0.060409 | 0.060475 | 0.060613 | 0.060744 | 0.060767 | 0.060285 | 0
NSR WEPCO Settlement - NOX Cap Annual v3.1 | 1007 | 1883 | Rate Constraint in MTons | FALSE | L | Annual | Generation | TWh | 4.0421 | 6.4185 | 6.078 | 5.1621 | 4.5716 | 5.1991 | 2.2226 | 0
NSR WEPCO Settlement - NOX Cap Annual v3.1 | 1007 | 1883 | Rate Constraint in MTons | FALSE | L | Annual | Qualifying Generation | TWh | 4.0421 | 6.4185 | 6.078 | 5.1621 | 4.5716 | 5.1991 | 2.2226 | 0
NSR WEPCO Settlement - NOX Cap Annual v3.1 | 1007 | 1883 | Rate Constraint in MTons | FALSE | L | Annual | Rate | lb/MWh | 0.60938 | 0.61065 | 0.60716 | 0.60896 | 0.61241 | 0.61141 | 0.61602 | 0
NSR WEPCO Settlement - NOX Cap Annual v3.1 | 1007 | 1883 | Rate Constraint in MTons | FALSE | L | Annual | Constraint Shadow Price | US2016$/Ton | 0 | 0 | 0 | 0 | 0 | 0 | 0 | 0
NSR WEPCO Settlement - NOX Rate Annual v3.1 | 1008 | 1884 | Rate Constraint in lbs/MMBtu | FALSE | L | Annual | Seasons Included | Seasons | Winter, WintShld, Summer | Winter, WintShld, Summer | Winter, WintShld, Summer | Winter, WintShld, Summer | Winter, WintShld, Summer | Winter, WintShld, Summer | Winter, WintShld, Summer | Winter, WintShld, Summer
NSR WEPCO Settlement - NOX Rate Annual v3.1 | 1008 | 1884 | Rate Constraint in lbs/MMBtu | FALSE | L | Annual | Standard NOX | lb/MMBtu | 0.17 | 0.17 | 0.17 | 0.17 | 0.17 | 0.17 | 0.17 | 0.17
NSR WEPCO Settlement - NOX Rate Annual v3.1 | 1008 | 1884 | Rate Constraint in lbs/MMBtu | FALSE | L | Annual | Emissions at Affected Plants NOX | Thousand Tons | 1.2316 | 1.9597 | 1.8452 | 1.5718 | 1.3998 | 1.5894 | 0.68456 | 0
NSR WEPCO Settlement - NOX Rate Annual v3.1 | 1008 | 1884 | Rate Constraint in lbs/MMBtu | FALSE | L | Annual | Allowances Purchased NOX | Thousand Tons | 0 | 0 | 0 | 0 | 0 | 0 | 0 | 0
NSR WEPCO Settlement - NOX Rate Annual v3.1 | 1008 | 1884 | Rate Constraint in lbs/MMBtu | FALSE | L | Annual | Allowances Sold NOX | Thousand Tons | 0 | 0 | 0 | 0 | 0 | 0 | 0 | 0
NSR WEPCO Settlement - NOX Rate Annual v3.1 | 1008 | 1884 | Rate Constraint in lbs/MMBtu | FALSE | L | Annual | Allowances Banked | Thousand Tons | 0 | 0 | 0 | 0 | 0 | 0 | 0 | 0
NSR WEPCO Settlement - NOX Rate Annual v3.1 | 1008 | 1884 | Rate Constraint in lbs/MMBtu | FALSE | L | Annual | Allowances Withdrawn (1:1) | Thousand Tons | 0 | 0 | 0 | 0 | 0 | 0 | 0 | 0
NSR WEPCO Settlement - NOX Rate Annual v3.1 | 1008 | 1884 | Rate Constraint in lbs/MMBtu | FALSE | L | Annual | Allowances Withdrawn (n:1) | Thousand Tons | 0 | 0 | 0 | 0 | 0 | 0 | 0 | 0
NSR WEPCO Settlement - NOX Rate Annual v3.1 | 1008 | 1884 | Rate Constraint in lbs/MMBtu | FALSE | L | Annual | Net Emissions Allowance Position | Thousand Tons | 1.2316 | 1.9597 | 1.8452 | 1.5718 | 1.3998 | 1.5894 | 0.68456 | 0
NSR WEPCO Settlement - NOX Rate Annual v3.1 | 1008 | 1884 | Rate Constraint in lbs/MMBtu | FALSE | L | Annual | Fuel Consumed | TBtu | 40.7191 | 64.8815 | 61.0223 | 51.8621 | 46.0889 | 52.3107 | 22.711 | 0
NSR WEPCO Settlement - NOX Rate Annual v3.1 | 1008 | 1884 | Rate Constraint in lbs/MMBtu | FALSE | L | Annual | Rate | lb/MMBtu | 0.060492 | 0.060409 | 0.060475 | 0.060613 | 0.060744 | 0.060767 | 0.060285 | 0
NSR WEPCO Settlement - NOX Rate Annual v3.1 | 1008 | 1884 | Rate Constraint in lbs/MMBtu | FALSE | L | Annual | Generation | TWh | 4.0421 | 6.4185 | 6.078 | 5.1621 | 4.5716 | 5.1991 | 2.2226 | 0
NSR WEPCO Settlement - NOX Rate Annual v3.1 | 1008 | 1884 | Rate Constraint in lbs/MMBtu | FALSE | L | Annual | Qualifying Generation | TWh | 4.0421 | 6.4185 | 6.078 | 5.1621 | 4.5716 | 5.1991 | 2.2226 | 0
NSR WEPCO Settlement - NOX Rate Annual v3.1 | 1008 | 1884 | Rate Constraint in lbs/MMBtu | FALSE | L | Annual | Rate | lb/MWh | 0.60938 | 0.61065 | 0.60716 | 0.60896 | 0.61241 | 0.61141 | 0.61602 | 0
NSR WEPCO Settlement - NOX Rate Annual v3.1 | 1008 | 1884 | Rate Constraint in lbs/MMBtu | FALSE | L | Annual | Constraint Shadow Price | US2016$/Ton | 0 | 0 | 0 | 0 | 0 | 0 | 0 | 0
NSR WEPCO Settlement - SO2 Cap Annual v3.1 | 1009 | 1885 | Rate Constraint in MTons | FALSE | L | Annual | Seasons Included | Seasons | Winter, WintShld, Summer | Winter, WintShld, Summer | Winter, WintShld, Summer | Winter, WintShld, Summer | Winter, WintShld, Summer | Winter, WintShld, Summer | Winter, WintShld, Summer | Winter, WintShld, Summer
NSR WEPCO Settlement - SO2 Cap Annual v3.1 | 1009 | 1885 | Rate Constraint in MTons | FALSE | L | Annual | Standard SO2 | Thousand Tons | 33.3 | 33.3 | 33.3 | 33.3 | 33.3 | 33.3 | 33.3 | 33.3
NSR WEPCO Settlement - SO2 Cap Annual v3.1 | 1009 | 1885 | Rate Constraint in MTons | FALSE | L | Annual | Emissions at Affected Plants SO2 | Thousand Tons | 0.52465 | 0.82902 | 0.77544 | 0.65323 | 0.57093 | 0.65217 | 0.27509 | 0
NSR WEPCO Settlement - SO2 Cap Annual v3.1 | 1009 | 1885 | Rate Constraint in MTons | FALSE | L | Annual | Allowances Purchased SO2 | Thousand Tons | 0 | 0 | 0 | 0 | 0 | 0 | 0 | 0
NSR WEPCO Settlement - SO2 Cap Annual v3.1 | 1009 | 1885 | Rate Constraint in MTons | FALSE | L | Annual | Allowances Sold SO2 | Thousand Tons | 0 | 0 | 0 | 0 | 0 | 0 | 0 | 0
NSR WEPCO Settlement - SO2 Cap Annual v3.1 | 1009 | 1885 | Rate Constraint in MTons | FALSE | L | Annual | Allowances Banked | Thousand Tons | 0 | 0 | 0 | 0 | 0 | 0 | 0 | 0
NSR WEPCO Settlement - SO2 Cap Annual v3.1 | 1009 | 1885 | Rate Constraint in MTons | FALSE | L | Annual | Allowances Withdrawn (1:1) | Thousand Tons | 0 | 0 | 0 | 0 | 0 | 0 | 0 | 0
NSR WEPCO Settlement - SO2 Cap Annual v3.1 | 1009 | 1885 | Rate Constraint in MTons | FALSE | L | Annual | Allowances Withdrawn (n:1) | Thousand Tons | 0 | 0 | 0 | 0 | 0 | 0 | 0 | 0
NSR WEPCO Settlement - SO2 Cap Annual v3.1 | 1009 | 1885 | Rate Constraint in MTons | FALSE | L | Annual | Net Emissions Allowance Position | Thousand Tons | 0.52465 | 0.82902 | 0.77544 | 0.65323 | 0.57093 | 0.65217 | 0.27509 | 0
NSR WEPCO Settlement - SO2 Cap Annual v3.1 | 1009 | 1885 | Rate Constraint in MTons | FALSE | L | Annual | Fuel Consumed | TBtu | 40.7191 | 64.8815 | 61.0223 | 51.8621 | 46.0889 | 52.3107 | 22.711 | 0
NSR WEPCO Settlement - SO2 Cap Annual v3.1 | 1009 | 1885 | Rate Constraint in MTons | FALSE | L | Annual | Rate | lb/MMBtu | 0.025769 | 0.025555 | 0.025415 | 0.025191 | 0.024775 | 0.024934 | 0.024225 | 0
NSR WEPCO Settlement - SO2 Cap Annual v3.1 | 1009 | 1885 | Rate Constraint in MTons | FALSE | L | Annual | Generation | TWh | 4.0421 | 6.4185 | 6.078 | 5.1621 | 4.5716 | 5.1991 | 2.2226 | 0
NSR WEPCO Settlement - SO2 Cap Annual v3.1 | 1009 | 1885 | Rate Constraint in MTons | FALSE | L | Annual | Qualifying Generation | TWh | 4.0421 | 6.4185 | 6.078 | 5.1621 | 4.5716 | 5.1991 | 2.2226 | 0
NSR WEPCO Settlement - SO2 Cap Annual v3.1 | 1009 | 1885 | Rate Constraint in MTons | FALSE | L | Annual | Rate | lb/MWh | 0.25959 | 0.25832 | 0.25516 | 0.25309 | 0.24977 | 0.25088 | 0.24755 | 0
NSR WEPCO Settlement - SO2 Cap Annual v3.1 | 1009 | 1885 | Rate Constraint in MTons | FALSE | L | Annual | Constraint Shadow Price | US2016$/Ton | 0 | 0 | 0 | 0 | 0 | 0 | 0 | 0
NSR WEPCO Settlement - SO2 Rate Annual v3.1 | 1010 | 1886 | Rate Constraint in lbs/MMBtu | FALSE | L | Annual | Seasons Included | Seasons | Winter, WintShld, Summer | Winter, WintShld, Summer | Winter, WintShld, Summer | Winter, WintShld, Summer | Winter, WintShld, Summer | Winter, WintShld, Summer | Winter, WintShld, Summer | Winter, WintShld, Summer
NSR WEPCO Settlement - SO2 Rate Annual v3.1 | 1010 | 1886 | Rate Constraint in lbs/MMBtu | FALSE | L | Annual | Standard SO2 | lb/MMBtu | 0.32 | 0.32 | 0.32 | 0.32 | 0.32 | 0.32 | 0.32 | 0.32
NSR WEPCO Settlement - SO2 Rate Annual v3.1 | 1010 | 1886 | Rate Constraint in lbs/MMBtu | FALSE | L | Annual | Emissions at Affected Plants SO2 | Thousand Tons | 0.52465 | 0.82902 | 0.77544 | 0.65323 | 0.57093 | 0.65217 | 0.27509 | 0
NSR WEPCO Settlement - SO2 Rate Annual v3.1 | 1010 | 1886 | Rate Constraint in lbs/MMBtu | FALSE | L | Annual | Allowances Purchased SO2 | Thousand Tons | 0 | 0 | 0 | 0 | 0 | 0 | 0 | 0
NSR WEPCO Settlement - SO2 Rate Annual v3.1 | 1010 | 1886 | Rate Constraint in lbs/MMBtu | FALSE | L | Annual | Allowances Sold SO2 | Thousand Tons | 0 | 0 | 0 | 0 | 0 | 0 | 0 | 0
NSR WEPCO Settlement - SO2 Rate Annual v3.1 | 1010 | 1886 | Rate Constraint in lbs/MMBtu | FALSE | L | Annual | Allowances Banked | Thousand Tons | 0 | 0 | 0 | 0 | 0 | 0 | 0 | 0
NSR WEPCO Settlement - SO2 Rate Annual v3.1 | 1010 | 1886 | Rate Constraint in lbs/MMBtu | FALSE | L | Annual | Allowances Withdrawn (1:1) | Thousand Tons | 0 | 0 | 0 | 0 | 0 | 0 | 0 | 0
NSR WEPCO Settlement - SO2 Rate Annual v3.1 | 1010 | 1886 | Rate Constraint in lbs/MMBtu | FALSE | L | Annual | Allowances Withdrawn (n:1) | Thousand Tons | 0 | 0 | 0 | 0 | 0 | 0 | 0 | 0
NSR WEPCO Settlement - SO2 Rate Annual v3.1 | 1010 | 1886 | Rate Constraint in lbs/MMBtu | FALSE | L | Annual | Net Emissions Allowance Position | Thousand Tons | 0.52465 | 0.82902 | 0.77544 | 0.65323 | 0.57093 | 0.65217 | 0.27509 | 0
NSR WEPCO Settlement - SO2 Rate Annual v3.1 | 1010 | 1886 | Rate Constraint in lbs/MMBtu | FALSE | L | Annual | Fuel Consumed | TBtu | 40.7191 | 64.8815 | 61.0223 | 51.8621 | 46.0889 | 52.3107 | 22.711 | 0
NSR WEPCO Settlement - SO2 Rate Annual v3.1 | 1010 | 1886 | Rate Constraint in lbs/MMBtu | FALSE | L | Annual | Rate | lb/MMBtu | 0.025769 | 0.025555 | 0.025415 | 0.025191 | 0.024775 | 0.024934 | 0.024225 | 0
NSR WEPCO Settlement - SO2 Rate Annual v3.1 | 1010 | 1886 | Rate Constraint in lbs/MMBtu | FALSE | L | Annual | Generation | TWh | 4.0421 | 6.4185 | 6.078 | 5.1621 | 4.5716 | 5.1991 | 2.2226 | 0
NSR WEPCO Settlement - SO2 Rate Annual v3.1 | 1010 | 1886 | Rate Constraint in lbs/MMBtu | FALSE | L | Annual | Qualifying Generation | TWh | 4.0421 | 6.4185 | 6.078 | 5.1621 | 4.5716 | 5.1991 | 2.2226 | 0
NSR WEPCO Settlement - SO2 Rate Annual v3.1 | 1010 | 1886 | Rate Constraint in lbs/MMBtu | FALSE | L | Annual | Rate | lb/MWh | 0.25959 | 0.25832 | 0.25516 | 0.25309 | 0.24977 | 0.25088 | 0.24755 | 0
NSR WEPCO Settlement - SO2 Rate Annual v3.1 | 1010 | 1886 | Rate Constraint in lbs/MMBtu | FALSE | L | Annual | Constraint Shadow Price | US2016$/Ton | 0 | 0 | 0 | 0 | 0 | 0 | 0 | 0
NSR Westar Consent - Nox Cap Annual v4.10 | 1011 | 2220 | Rate Constraint in MTons | FALSE | L | Annual | Seasons Included | Seasons | Winter, WintShld, Summer | Winter, WintShld, Summer | Winter, WintShld, Summer | Winter, WintShld, Summer | Winter, WintShld, Summer | Winter, WintShld, Summer | Winter, WintShld, Summer | Winter, WintShld, Summer
NSR Westar Consent - Nox Cap Annual v4.10 | 1011 | 2220 | Rate Constraint in MTons | FALSE | L | Annual | Standard NOX | Thousand Tons | 9.6 | 9.6 | 9.6 | 9.6 | 9.6 | 9.6 | 9.6 | 9.6
NSR Westar Consent - Nox Cap Annual v4.10 | 1011 | 2220 | Rate Constraint in MTons | FALSE | L | Annual | Emissions at Affected Plants NOX | Thousand Tons | 0.78101 | 6.0515 | 5.9235 | 5.8299 | 4.6689 | 4.7607 | 4.6195 | 3.5837
NSR Westar Consent - Nox Cap Annual v4.10 | 1011 | 2220 | Rate Constraint in MTons | FALSE | L | Annual | Allowances Purchased NOX | Thousand Tons | 0 | 0 | 0 | 0 | 0 | 0 | 0 | 0
NSR Westar Consent - Nox Cap Annual v4.10 | 1011 | 2220 | Rate Constraint in MTons | FALSE | L | Annual | Allowances Sold NOX | Thousand Tons | 0 | 0 | 0 | 0 | 0 | 0 | 0 | 0
NSR Westar Consent - Nox Cap Annual v4.10 | 1011 | 2220 | Rate Constraint in MTons | FALSE | L | Annual | Allowances Banked | Thousand Tons | 0 | 0 | 0 | 0 | 0 | 0 | 0 | 0
NSR Westar Consent - Nox Cap Annual v4.10 | 1011 | 2220 | Rate Constraint in MTons | FALSE | L | Annual | Allowances Withdrawn (1:1) | Thousand Tons | 0 | 0 | 0 | 0 | 0 | 0 | 0 | 0
NSR Westar Consent - Nox Cap Annual v4.10 | 1011 | 2220 | Rate Constraint in MTons | FALSE | L | Annual | Allowances Withdrawn (n:1) | Thousand Tons | 0 | 0 | 0 | 0 | 0 | 0 | 0 | 0
NSR Westar Consent - Nox Cap Annual v4.10 | 1011 | 2220 | Rate Constraint in MTons | FALSE | L | Annual | Net Emissions Allowance Position | Thousand Tons | 0.78101 | 6.0515 | 5.9235 | 5.8299 | 4.6689 | 4.7607 | 4.6195 | 3.5837
NSR Westar Consent - Nox Cap Annual v4.10 | 1011 | 2220 | Rate Constraint in MTons | FALSE | L | Annual | Fuel Consumed | TBtu | 46.1451 | 157.3977 | 155.4387 | 149.9064 | 119.3953 | 124.3379 | 117.4209 | 91.7933
NSR Westar Consent - Nox Cap Annual v4.10 | 1011 | 2220 | Rate Constraint in MTons | FALSE | L | Annual | Rate | lb/MMBtu | 0.03385 | 0.076895 | 0.076217 | 0.07778 | 0.078209 | 0.076577 | 0.078683 | 0.078081
NSR Westar Consent - Nox Cap Annual v4.10 | 1011 | 2220 | Rate Constraint in MTons | FALSE | L | Annual | Generation | TWh | 4.152 | 14.1329 | 14.3595 | 13.8474 | 11.0272 | 11.484 | 10.8456 | 8.479
NSR Westar Consent - Nox Cap Annual v4.10 | 1011 | 2220 | Rate Constraint in MTons | FALSE | L | Annual | Qualifying Generation | TWh | 4.152 | 14.1329 | 14.3595 | 13.8474 | 11.0272 | 11.484 | 10.8456 | 8.479
NSR Westar Consent - Nox Cap Annual v4.10 | 1011 | 2220 | Rate Constraint in MTons | FALSE | L | Annual | Rate | lb/MWh | 0.37621 | 0.85637 | 0.82503 | 0.84202 | 0.84679 | 0.8291 | 0.85187 | 0.84531
NSR Westar Consent - Nox Cap Annual v4.10 | 1011 | 2220 | Rate Constraint in MTons | FALSE | L | Annual | Constraint Shadow Price | US2016$/Ton | 0 | 0 | 0 | 0 | 0 | 0 | 0 | 0
NSR Westar Consent - NOX Rate Annual v4.10, Unit 4100 and retrofits | 1012 | 2221 | Rate Constraint in lbs/MMBtu | FALSE | L | Annual | Seasons Included | Seasons | Winter, WintShld, Summer | Winter, WintShld, Summer | Winter, WintShld, Summer | Winter, WintShld, Summer | Winter, WintShld, Summer | Winter, WintShld, Summer | Winter, WintShld, Summer | Winter, WintShld, Summer
NSR Westar Consent - NOX Rate Annual v4.10, Unit 4100 and retrofits | 1012 | 2221 | Rate Constraint in lbs/MMBtu | FALSE | L | Annual | Standard NOX | lb/MMBtu | 0.1 | 0.1 | 0.1 | 0.1 | 0.1 | 0.1 | 0.1 | 0.1
NSR Westar Consent - NOX Rate Annual v4.10, Unit 4100 and retrofits | 1012 | 2221 | Rate Constraint in lbs/MMBtu | FALSE | L | Annual | Emissions at Affected Plants NOX | Thousand Tons | 0.78101 | 0.93049 | 0.94587 | 0.85223 | 0.64043 | 0.70699 | 0.64043 | 0.51478
NSR Westar Consent - NOX Rate Annual v4.10, Unit 4100 and retrofits | 1012 | 2221 | Rate Constraint in lbs/MMBtu | FALSE | L | Annual | Allowances Purchased NOX | Thousand Tons | 0 | 0 | 0 | 0 | 0 | 0 | 0 | 0
NSR Westar Consent - NOX Rate Annual v4.10, Unit 4100 and retrofits | 1012 | 2221 | Rate Constraint in lbs/MMBtu | FALSE | L | Annual | Allowances Sold NOX | Thousand Tons | 0 | 0 | 0 | 0 | 0 | 0 | 0 | 0
NSR Westar Consent - NOX Rate Annual v4.10, Unit 4100 and retrofits | 1012 | 2221 | Rate Constraint in lbs/MMBtu | FALSE | L | Annual | Allowances Banked | Thousand Tons | 0 | 0 | 0 | 0 | 0 | 0 | 0 | 0
NSR Westar Consent - NOX Rate Annual v4.10, Unit 4100 and retrofits | 1012 | 2221 | Rate Constraint in lbs/MMBtu | FALSE | L | Annual | Allowances Withdrawn (1:1) | Thousand Tons | 0 | 0 | 0 | 0 | 0 | 0 | 0 | 0
NSR Westar Consent - NOX Rate Annual v4.10, Unit 4100 and retrofits | 1012 | 2221 | Rate Constraint in lbs/MMBtu | FALSE | L | Annual | Allowances Withdrawn (n:1) | Thousand Tons | 0 | 0 | 0 | 0 | 0 | 0 | 0 | 0
NSR Westar Consent - NOX Rate Annual v4.10, Unit 4100 and retrofits | 1012 | 2221 | Rate Constraint in lbs/MMBtu | FALSE | L | Annual | Net Emissions Allowance Position | Thousand Tons | 0.78101 | 0.93049 | 0.94587 | 0.85223 | 0.64043 | 0.70699 | 0.64043 | 0.51478
NSR Westar Consent - NOX Rate Annual v4.10, Unit 4100 and retrofits | 1012 | 2221 | Rate Constraint in lbs/MMBtu | FALSE | L | Annual | Fuel Consumed | TBtu | 46.1451 | 54.977 | 55.8858 | 50.3534 | 37.8391 | 41.7719 | 37.8391 | 30.4156
NSR Westar Consent - NOX Rate Annual v4.10, Unit 4100 and retrofits | 1012 | 2221 | Rate Constraint in lbs/MMBtu | FALSE | L | Annual | Rate | lb/MMBtu | 0.03385 | 0.03385 | 0.03385 | 0.03385 | 0.03385 | 0.03385 | 0.03385 | 0.03385
NSR Westar Consent - NOX Rate Annual v4.10, Unit 4100 and retrofits | 1012 | 2221 | Rate Constraint in lbs/MMBtu | FALSE | L | Annual | Generation | TWh | 4.152 | 4.9466 | 5.1733 | 4.6611 | 3.5027 | 3.8668 | 3.5027 | 2.8155
NSR Westar Consent - NOX Rate Annual v4.10, Unit 4100 and retrofits | 1012 | 2221 | Rate Constraint in lbs/MMBtu | FALSE | L | Annual | Qualifying Generation | TWh | 4.152 | 4.9466 | 5.1733 | 4.6611 | 3.5027 | 3.8668 | 3.5027 | 2.8155
NSR Westar Consent - NOX Rate Annual v4.10, Unit 4100 and retrofits | 1012 | 2221 | Rate Constraint in lbs/MMBtu | FALSE | L | Annual | Rate | lb/MWh | 0.37621 | 0.37621 | 0.36568 | 0.36568 | 0.36568 | 0.36568 | 0.36568 | 0.36568
NSR Westar Consent - NOX Rate Annual v4.10, Unit 4100 and retrofits | 1012 | 2221 | Rate Constraint in lbs/MMBtu | FALSE | L | Annual | Constraint Shadow Price | US2016$/Ton | 0 | 0 | 0 | 0 | 0 | 0 | 0 | 0
NSR Westar Consent - NOX Rate Annual v4.10, Unit 4118 and retrofits | 1013 | 2221 | Rate Constraint in lbs/MMBtu | FALSE | L | Annual | Seasons Included | Seasons | Winter, WintShld, Summer | Winter, WintShld, Summer | Winter, WintShld, Summer | Winter, WintShld, Summer | Winter, WintShld, Summer | Winter, WintShld, Summer | Winter, WintShld, Summer | Winter, WintShld, Summer
NSR Westar Consent - NOX Rate Annual v4.10, Unit 4118 and retrofits | 1013 | 2221 | Rate Constraint in lbs/MMBtu | FALSE | L | Annual | Standard NOX | lb/MMBtu | 0.1 | 0.1 | 0.1 | 0.1 | 0.1 | 0.1 | 0.1 | 0.1
NSR Westar Consent - NOX Rate Annual v4.10, Unit 4118 and retrofits | 1013 | 2221 | Rate Constraint in lbs/MMBtu | FALSE | L | Annual | Emissions at Affected Plants NOX | Thousand Tons | 0 | 2.512 | 2.4417 | 2.4417 | 2.0433 | 2.0666 | 2.0393 | 1.5404
NSR Westar Consent - NOX Rate Annual v4.10, Unit 4118 and retrofits | 1013 | 2221 | Rate Constraint in lbs/MMBtu | FALSE | L | Annual | Allowances Purchased NOX | Thousand Tons | 0 | 0 | 0 | 0 | 0 | 0 | 0 | 0
NSR Westar Consent - NOX Rate Annual v4.10, Unit 4118 and retrofits | 1013 | 2221 | Rate Constraint in lbs/MMBtu | FALSE | L | Annual | Allowances Sold NOX | Thousand Tons | 0 | 0 | 0 | 0 | 0 | 0 | 0 | 0
NSR Westar Consent - NOX Rate Annual v4.10, Unit 4118 and retrofits | 1013 | 2221 | Rate Constraint in lbs/MMBtu | FALSE | L | Annual | Allowances Banked | Thousand Tons | 0 | 0 | 0 | 0 | 0 | 0 | 0 | 0
NSR Westar Consent - NOX Rate Annual v4.10, Unit 4118 and retrofits | 1013 | 2221 | Rate Constraint in lbs/MMBtu | FALSE | L | Annual | Allowances Withdrawn (1:1) | Thousand Tons | 0 | 0 | 0 | 0 | 0 | 0 | 0 | 0
NSR Westar Consent - NOX Rate Annual v4.10, Unit 4118 and retrofits | 1013 | 2221 | Rate Constraint in lbs/MMBtu | FALSE | L | Annual | Allowances Withdrawn (n:1) | Thousand Tons | 0 | 0 | 0 | 0 | 0 | 0 | 0 | 0
NSR Westar Consent - NOX Rate Annual v4.10, Unit 4118 and retrofits | 1013 | 2221 | Rate Constraint in lbs/MMBtu | FALSE | L | Annual | Net Emissions Allowance Position | Thousand Tons | 0 | 2.512 | 2.4417 | 2.4417 | 2.0433 | 2.0666 | 2.0393 | 1.5404
NSR Westar Consent - NOX Rate Annual v4.10, Unit 4118 and retrofits | 1013 | 2221 | Rate Constraint in lbs/MMBtu | FALSE | L | Annual | Fuel Consumed | TBtu | 0 | 50.2401 | 48.8334 | 48.8334 | 40.9456 | 41.8799 | 40.7855 | 30.8074
NSR Westar Consent - NOX Rate Annual v4.10, Unit 4118 and retrofits | 1013 | 2221 | Rate Constraint in lbs/MMBtu | FALSE | L | Annual | Rate | lb/MMBtu | 0 | 0.1 | 0.1 | 0.1 | 0.099804 | 0.098693 | 0.1 | 0.1
NSR Westar Consent - NOX Rate Annual v4.10, Unit 4118 and retrofits | 1013 | 2221 | Rate Constraint in lbs/MMBtu | FALSE | L | Annual | Generation | TWh | 0 | 4.4987 | 4.4987 | 4.4987 | 3.772 | 3.8577 | 3.7573 | 2.8381
NSR Westar Consent - NOX Rate Annual v4.10, Unit 4118 and retrofits | 1013 | 2221 | Rate Constraint in lbs/MMBtu | FALSE | L | Annual | Qualifying Generation | TWh | 0 | 4.4987 | 4.4987 | 4.4987 | 3.772 | 3.8577 | 3.7573 | 2.8381
NSR Westar Consent - NOX Rate Annual v4.10, Unit 4118 and retrofits | 1013 | 2221 | Rate Constraint in lbs/MMBtu | FALSE | L | Annual | Rate | lb/MWh | 0 | 1.1168 | 1.0855 | 1.0855 | 1.0834 | 1.0714 | 1.0855 | 1.0855
NSR Westar Consent - NOX Rate Annual v4.10, Unit 4118 and retrofits | 1013 | 2221 | Rate Constraint in lbs/MMBtu | FALSE | L | Annual | Constraint Shadow Price | US2016$/Ton | 83954.744 | 9711.623 | 16586.5227 | 7727.8522 | 0 | 0 | 7682.4826 | 6932.5861
NSR Westar Consent - NOX Rate Annual v4.10, Unit 4119 and retrofits | 1014 | 2221 | Rate Constraint in lbs/MMBtu | FALSE | L | Annual | Seasons Included | Seasons | Winter, WintShld, Summer | Winter, WintShld, Summer | Winter, WintShld, Summer | Winter, WintShld, Summer | Winter, WintShld, Summer | Winter, WintShld, Summer | Winter, WintShld, Summer | Winter, WintShld, Summer
NSR Westar Consent - NOX Rate Annual v4.10, Unit 4119 and retrofits | 1014 | 2221 | Rate Constraint in lbs/MMBtu | FALSE | L | Annual | Standard NOX | lb/MMBtu | 0.1 | 0.1 | 0.1 | 0.1 | 0.1 | 0.1 | 0.1 | 0.1
NSR Westar Consent - NOX Rate Annual v4.10, Unit 4119 and retrofits | 1014 | 2221 | Rate Constraint in lbs/MMBtu | FALSE | L | Annual | Emissions at Affected Plants NOX | Thousand Tons | 0 | 2.609 | 2.536 | 2.536 | 1.9852 | 1.9871 | 1.9398 | 1.5285
NSR Westar Consent - NOX Rate Annual v4.10, Unit 4119 and retrofits | 1014 | 2221 | Rate Constraint in lbs/MMBtu | FALSE | L | Annual | Allowances Purchased NOX | Thousand Tons | 0 | 0 | 0 | 0 | 0 | 0 | 0 | 0
NSR Westar Consent - NOX Rate Annual v4.10, Unit 4119 and retrofits | 1014 | 2221 | Rate Constraint in lbs/MMBtu | FALSE | L | Annual | Allowances Sold NOX | Thousand Tons | 0 | 0 | 0 | 0 | 0 | 0 | 0 | 0
NSR Westar Consent - NOX Rate Annual v4.10, Unit 4119 and retrofits | 1014 | 2221 | Rate Constraint in lbs/MMBtu | FALSE | L | Annual | Allowances Banked | Thousand Tons | 0 | 0 | 0 | 0 | 0 | 0 | 0 | 0
NSR Westar Consent - NOX Rate Annual v4.10, Unit 4119 and retrofits | 1014 | 2221 | Rate Constraint in lbs/MMBtu | FALSE | L | Annual | Allowances Withdrawn (1:1) | Thousand Tons | 0 | 0 | 0 | 0 | 0 | 0 | 0 | 0
NSR Westar Consent - NOX Rate Annual v4.10, Unit 4119 and retrofits | 1014 | 2221 | Rate Constraint in lbs/MMBtu | FALSE | L | Annual | Allowances Withdrawn (n:1) | Thousand Tons | 0 | 0 | 0 | 0 | 0 | 0 | 0 | 0
NSR Westar Consent - NOX Rate Annual v4.10, Unit 4119 and retrofits | 1014 | 2221 | Rate Constraint in lbs/MMBtu | FALSE | L | Annual | Net Emissions Allowance Position | Thousand Tons | 0 | 2.609 | 2.536 | 2.536 | 1.9852 | 1.9871 | 1.9398 | 1.5285
NSR Westar Consent - NOX Rate Annual v4.10, Unit 4119 and retrofits | 1014 | 2221 | Rate Constraint in lbs/MMBtu | FALSE | L | Annual | Fuel Consumed | TBtu | 0 | 52.1806 | 50.7195 | 50.7195 | 40.6107 | 40.6861 | 38.7963 | 30.5704
NSR Westar Consent - NOX Rate Annual v4.10, Unit 4119 and retrofits | 1014 | 2221 | Rate Constraint in lbs/MMBtu | FALSE | L | Annual | Rate | lb/MMBtu | 0 | 0.1 | 0.1 | 0.1 | 0.097766 | 0.097678 | 0.1 | 0.1
NSR Westar Consent - NOX Rate Annual v4.10, Unit 4119 and retrofits | 1014 | 2221 | Rate Constraint in lbs/MMBtu | FALSE | L | Annual | Generation | TWh | 0 | 4.6876 | 4.6876 | 4.6876 | 3.7526 | 3.7595 | 3.5856 | 2.8254
NSR Westar Consent - NOX Rate Annual v4.10, Unit 4119 and retrofits | 1014 | 2221 | Rate Constraint in lbs/MMBtu | FALSE | L | Annual | Qualifying Generation | TWh | 0 | 4.6876 | 4.6876 | 4.6876 | 3.7526 | 3.7595 | 3.5856 | 2.8254
NSR Westar Consent - NOX Rate Annual v4.10, Unit 4119 and retrofits | 1014 | 2221 | Rate Constraint in lbs/MMBtu | FALSE | L | Annual | Rate | lb/MWh | 0 | 1.1132 | 1.082 | 1.082 | 1.058 | 1.0571 | 1.082 | 1.082
NSR Westar Consent - NOX Rate Annual v4.10, Unit 4119 and retrofits | 1014 | 2221 | Rate Constraint in lbs/MMBtu | FALSE | L | Annual | Constraint Shadow Price | US2016$/Ton | 94163.002 | 11182.1673 | 20598.7855 | 10939.0061 | 0 | 0 | 8424.9747 | 5075.8422
NSR Westar Consent - SO2 Cap Annual v4.10 | 1015 | 2292 | Rate Constraint in MTons | FALSE | L | Annual | Seasons Included | Seasons | Winter, WintShld, Summer | Winter, WintShld, Summer | Winter, WintShld, Summer | Winter, WintShld, Summer | Winter, WintShld, Summer | Winter, WintShld, Summer | Winter, WintShld, Summer | Winter, WintShld, Summer
NSR Westar Consent - SO2 Cap Annual v4.10 | 1015 | 2292 | Rate Constraint in MTons | FALSE | L | Annual | Standard SO2 | Thousand Tons | 6.6 | 6.6 | 6.6 | 6.6 | 6.6 | 6.6 | 6.6 | 6.6
NSR Westar Consent - SO2 Cap Annual v4.10 | 1015 | 2292 | Rate Constraint in MTons | FALSE | L | Annual | Emissions at Affected Plants SO2 | Thousand Tons | 0.54924 | 1.8171 | 1.7954 | 1.7295 | 1.3786 | 1.438 | 1.3583 | 1.0606
NSR Westar Consent - SO2 Cap Annual v4.10 | 1015 | 2292 | Rate Constraint in MTons | FALSE | L | Annual | Allowances Purchased SO2 | Thousand Tons | 0 | 0 | 0 | 0 | 0 | 0 | 0 | 0
NSR Westar Consent - SO2 Cap Annual v4.10 | 1015 | 2292 | Rate Constraint in MTons | FALSE | L | Annual | Allowances Sold SO2 | Thousand Tons | 0 | 0 | 0 | 0 | 0 | 0 | 0 | 0
NSR Westar Consent - SO2 Cap Annual v4.10 | 1015 | 2292 | Rate Constraint in MTons | FALSE | L | Annual | Allowances Banked | Thousand Tons | 0 | 0 | 0 | 0 | 0 | 0 | 0 | 0
NSR Westar Consent - SO2 Cap Annual v4.10 | 1015 | 2292 | Rate Constraint in MTons | FALSE | L | Annual | Allowances Withdrawn (1:1) | Thousand Tons | 0 | 0 | 0 | 0 | 0 | 0 | 0 | 0
NSR Westar Consent - SO2 Cap Annual v4.10 | 1015 | 2292 | Rate Constraint in MTons | FALSE | L | Annual | Allowances Withdrawn (n:1) | Thousand Tons | 0 | 0 | 0 | 0 | 0 | 0 | 0 | 0
NSR Westar Consent - SO2 Cap Annual v4.10 | 1015 | 2292 | Rate Constraint in MTons | FALSE | L | Annual | Net Emissions Allowance Position | Thousand Tons | 0.54924 | 1.8171 | 1.7954 | 1.7295 | 1.3786 | 1.438 | 1.3583 | 1.0606
NSR Westar Consent - SO2 Cap Annual v4.10 | 1015 | 2292 | Rate Constraint in MTons | FALSE | L | Annual | Fuel Consumed | TBtu | 46.1451 | 157.3977 | 155.4387 | 149.9064 | 119.3953 | 124.3379 | 117.4209 | 91.7933
NSR Westar Consent - SO2 Cap Annual v4.10 | 1015 | 2292 | Rate Constraint in MTons | FALSE | L | Annual | Rate | lb/MMBtu | 0.023805 | 0.023089 | 0.023101 | 0.023075 | 0.023094 | 0.023131 | 0.023135 | 0.023108
NSR Westar Consent - SO2 Cap Annual v4.10 | 1015 | 2292 | Rate Constraint in MTons | FALSE | L | Annual | Generation | TWh | 4.152 | 14.1329 | 14.3595 | 13.8474 | 11.0272 | 11.484 | 10.8456 | 8.479
NSR Westar Consent - SO2 Cap Annual v4.10 | 1015 | 2292 | Rate Constraint in MTons | FALSE | L | Annual | Qualifying Generation | TWh | 4.152 | 14.1329 | 14.3595 | 13.8474 | 11.0272 | 11.484 | 10.8456 | 8.479
NSR Westar Consent - SO2 Cap Annual v4.10 | 1015 | 2292 | Rate Constraint in MTons | FALSE | L | Annual | Rate | lb/MWh | 0.26457 | 0.25714 | 0.25006 | 0.2498 | 0.25004 | 0.25044 | 0.25047 | 0.25017
NSR Westar Consent - SO2 Cap Annual v4.10 | 1015 | 2292 | Rate Constraint in MTons | FALSE | L | Annual | Constraint Shadow Price | US2016$/Ton | 0 | 0 | 0 | 0 | 0 | 0 | 0 | 0
NSR Westar Consent - SO2 Rate Annual v4.10 | 1016 | 2293 | MACT Fuel Choice Floor in lbs/MMBtu | FALSE | L | Annual | Seasons Included | Seasons | Winter, WintShld, Summer | Winter, WintShld, Summer | Winter, WintShld, Summer | Winter, WintShld, Summer | Winter, WintShld, Summer | Winter, WintShld, Summer | Winter, WintShld, Summer | Winter, WintShld, Summer
NSR Westar Consent - SO2 Rate Annual v4.10 | 1016 | 2293 | MACT Fuel Choice Floor in lbs/MMBtu | FALSE | L | Annual | Emission Floor | lb/MMBtu | 0.07 | 0.07 | 0.07 | 0.07 | 0.07 | 0.07 | 0.07 | 0.07
NSR Westar Consent - SO2 Rate Annual v4.10 | 1016 | 2293 | MACT Fuel Choice Floor in lbs/MMBtu | FALSE | L | Annual | Emissions at Affected Plants SO2 | Thousand Tons | 0.54924 | 1.8171 | 1.7954 | 1.7295 | 1.3786 | 1.438 | 1.3583 | 1.0606
NSR Westar Consent - SO2 Rate Annual v4.10 | 1016 | 2293 | MACT Fuel Choice Floor in lbs/MMBtu | FALSE | L | Annual | Allowances Purchased SO2 | Thousand Tons | 0 | 0 | 0 | 0 | 0 | 0 | 0 | 0
NSR Westar Consent - SO2 Rate Annual v4.10 | 1016 | 2293 | MACT Fuel Choice Floor in lbs/MMBtu | FALSE | L | Annual | Allowances Sold SO2 | Thousand Tons | 0 | 0 | 0 | 0 | 0 | 0 | 0 | 0
NSR Westar Consent - SO2 Rate Annual v4.10 | 1016 | 2293 | MACT Fuel Choice Floor in lbs/MMBtu | FALSE | L | Annual | Allowances Banked | Thousand Tons | 0 | 0 | 0 | 0 | 0 | 0 | 0 | 0
NSR Westar Consent - SO2 Rate Annual v4.10 | 1016 | 2293 | MACT Fuel Choice Floor in lbs/MMBtu | FALSE | L | Annual | Allowances Withdrawn (1:1) | Thousand Tons | 0 | 0 | 0 | 0 | 0 | 0 | 0 | 0
NSR Westar Consent - SO2 Rate Annual v4.10 | 1016 | 2293 | MACT Fuel Choice Floor in lbs/MMBtu | FALSE | L | Annual | Allowances Withdrawn (n:1) | Thousand Tons | 0 | 0 | 0 | 0 | 0 | 0 | 0 | 0
NSR Westar Consent - SO2 Rate Annual v4.10 | 1016 | 2293 | MACT Fuel Choice Floor in lbs/MMBtu | FALSE | L | Annual | Net Emissions Allowance Position | Thousand Tons | 0.54924 | 1.8171 | 1.7954 | 1.7295 | 1.3786 | 1.438 | 1.3583 | 1.0606
NSR Westar Consent - SO2 Rate Annual v4.10 | 1016 | 2293 | MACT Fuel Choice Floor in lbs/MMBtu | FALSE | L | Annual | Fuel Consumed | TBtu | 46.1451 | 157.3977 | 155.4387 | 149.9064 | 119.3953 | 124.3379 | 117.4209 | 91.7933
NSR Westar Consent - SO2 Rate Annual v4.10 | 1016 | 2293 | MACT Fuel Choice Floor in lbs/MMBtu | FALSE | L | Annual | Rate | lb/MMBtu | 0.023805 | 0.023089 | 0.023101 | 0.023075 | 0.023094 | 0.023131 | 0.023135 | 0.023108
NSR Westar Consent - SO2 Rate Annual v4.10 | 1016 | 2293 | MACT Fuel Choice Floor in lbs/MMBtu | FALSE | L | Annual | Generation | TWh | 4.152 | 14.1329 | 14.3595 | 13.8474 | 11.0272 | 11.484 | 10.8456 | 8.479
NSR Westar Consent - SO2 Rate Annual v4.10 | 1016 | 2293 | MACT Fuel Choice Floor in lbs/MMBtu | FALSE | L | Annual | Qualifying Generation | TWh | 4.152 | 14.1329 | 14.3595 | 13.8474 | 11.0272 | 11.484 | 10.8456 | 8.479
NSR Westar Consent - SO2 Rate Annual v4.10 | 1016 | 2293 | MACT Fuel Choice Floor in lbs/MMBtu | FALSE | L | Annual | Constraint Shadow Price | US2016$/Ton | 0 | 0 | 0 | 0 | 0 | 0 | 0 | 0
NSR Winyah 1 - NOX Rate Annual v3.1, Unit 5709 and retrofits | 1017 | 1953 | Rate Constraint in lbs/MMBtu | FALSE | L | Annual | Seasons Included | Seasons | Winter, WintShld, Summer | Winter, WintShld, Summer | Winter, WintShld, Summer | Winter, WintShld, Summer | Winter, WintShld, Summer | Winter, WintShld, Summer | Winter, WintShld, Summer | Winter, WintShld, Summer
NSR Winyah 1 - NOX Rate Annual v3.1, Unit 5709 and retrofits | 1017 | 1953 | Rate Constraint in lbs/MMBtu | FALSE | L | Annual | Standard NOX | lb/MMBtu | 0.1 | 0.1 | 0.1 | 0.1 | 0.1 | 0.1 | 0.1 | 0.1
NSR Winyah 1 - NOX Rate Annual v3.1, Unit 5709 and retrofits | 1017 | 1953 | Rate Constraint in lbs/MMBtu | FALSE | L | Annual | Emissions at Affected Plants NOX | Thousand Tons | 0.43481 | 0.4366 | 0.4283 | 0.4283 | 0.40637 | 0.41655 | 0.41734 | 0.40416
NSR Winyah 1 - NOX Rate Annual v3.1, Unit 5709 and retrofits | 1017 | 1953 | Rate Constraint in lbs/MMBtu | FALSE | L | Annual | Allowances Purchased NOX | Thousand Tons | 0 | 0 | 0 | 0 | 0 | 0 | 0 | 0
NSR Winyah 1 - NOX Rate Annual v3.1, Unit 5709 and retrofits | 1017 | 1953 | Rate Constraint in lbs/MMBtu | FALSE | L | Annual | Allowances Sold NOX | Thousand Tons | 0 | 0 | 0 | 0 | 0 | 0 | 0 | 0
NSR Winyah 1 - NOX Rate Annual v3.1, Unit 5709 and retrofits | 1017 | 1953 | Rate Constraint in lbs/MMBtu | FALSE | L | Annual | Allowances Banked | Thousand Tons | 0 | 0 | 0 | 0 | 0 | 0 | 0 | 0
NSR Winyah 1 - NOX Rate Annual v3.1, Unit 5709 and retrofits | 1017 | 1953 | Rate Constraint in lbs/MMBtu | FALSE | L | Annual | Allowances Withdrawn (1:1) | Thousand Tons | 0 | 0 | 0 | 0 | 0 | 0 | 0 | 0
NSR Winyah 1 - NOX Rate Annual v3.1, Unit 5709 and retrofits | 1017 | 1953 | Rate Constraint in lbs/MMBtu | FALSE | L | Annual | Allowances Withdrawn (n:1) | Thousand Tons | 0 | 0 | 0 | 0 | 0 | 0 | 0 | 0
NSR Winyah 1 - NOX Rate Annual v3.1, Unit 5709 and retrofits | 1017 | 1953 | Rate Constraint in lbs/MMBtu | FALSE | L | Annual | Net Emissions Allowance Position | Thousand Tons | 0.43481 | 0.4366 | 0.4283 | 0.4283 | 0.40637 | 0.41655 | 0.41734 | 0.40416
NSR Winyah 1 - NOX Rate Annual v3.1, Unit 5709 and retrofits | 1017 | 1953 | Rate Constraint in lbs/MMBtu | FALSE | L | Annual | Fuel Consumed | TBtu | 10.8878 | 10.9328 | 10.725 | 10.725 | 10.1758 | 10.4308 | 10.4504 | 10.1204
NSR Winyah 1 - NOX Rate Annual v3.1, Unit 5709 and retrofits | 1017 | 1953 | Rate Constraint in lbs/MMBtu | FALSE | L | Annual | Rate | lb/MMBtu | 0.07987 | 0.07987 | 0.07987 | 0.07987 | 0.07987 | 0.07987 | 0.07987 | 0.07987
NSR Winyah 1 - NOX Rate Annual v3.1, Unit 5709 and retrofits | 1017 | 1953 | Rate Constraint in lbs/MMBtu | FALSE | L | Annual | Generation | TWh | 1.0214 | 1.0256 | 1.0256 | 1.0256 | 0.97307 | 0.99745 | 0.99933 | 0.96777
NSR Winyah 1 - NOX Rate Annual v3.1, Unit 5709 and retrofits | 1017 | 1953 | Rate Constraint in lbs/MMBtu | FALSE | L | Annual | Qualifying Generation | TWh | 1.0214 | 1.0256 | 1.0256 | 1.0256 | 0.97307 | 0.99745 | 0.99933 | 0.96777
NSR Winyah 1 - NOX Rate Annual v3.1, Unit 5709 and retrofits | 1017 | 1953 | Rate Constraint in lbs/MMBtu | FALSE | L | Annual | Rate | lb/MWh | 0.85141 | 0.85141 | 0.83524 | 0.83524 | 0.83524 | 0.83524 | 0.83524 | 0.83524
NSR Winyah 1 - NOX Rate Annual v3.1, Unit 5709 and retrofits | 1017 | 1953 | Rate Constraint in lbs/MMBtu | FALSE | L | Annual | Constraint Shadow Price | US2016$/Ton | 0 | 0 | 0 | 0 | 0 | 0 | 0 | 0
NSR Winyah 2-4 - NOX Rate Annual v3.1, Unit 5706 and retrofits | 1018 | 1952 | Rate Constraint in lbs/MMBtu | FALSE | L | Annual | Seasons Included | Seasons | Winter, WintShld, Summer | Winter, WintShld, Summer | Winter, WintShld, Summer | Winter, WintShld, Summer | Winter, WintShld, Summer | Winter, WintShld, Summer | Winter, WintShld, Summer | Winter, WintShld, Summer
NSR Winyah 2-4 - NOX Rate Annual v3.1, Unit 5706 and retrofits | 1018 | 1952 | Rate Constraint in lbs/MMBtu | FALSE | L | Annual | Standard NOX | lb/MMBtu | 0.12 | 0.12 | 0.12 | 0.12 | 0.12 | 0.12 | 0.12 | 0.12
NSR Winyah 2-4 - NOX Rate Annual v3.1, Unit 5706 and retrofits | 1018 | 1952 | Rate Constraint in lbs/MMBtu | FALSE | L | Annual | Emissions at Affected Plants NOX | Thousand Tons | 0 | 0 | 0 | 0 | 0 | 0 | 0 | 0
NSR Winyah 2-4 - NOX Rate Annual v3.1, Unit 5706 and retrofits | 1018 | 1952 | Rate Constraint in lbs/MMBtu | FALSE | L | Annual | Allowances Purchased NOX | Thousand Tons | 0 | 0 | 0 | 0 | 0 | 0 | 0 | 0
NSR Winyah 2-4 - NOX Rate Annual v3.1, Unit 5706 and retrofits | 1018 | 1952 | Rate Constraint in lbs/MMBtu | FALSE | L | Annual | Allowances Sold NOX | Thousand Tons | 0 | 0 | 0 | 0 | 0 | 0 | 0 | 0
NSR Winyah 2-4 - NOX Rate Annual v3.1, Unit 5706 and retrofits | 1018 | 1952 | Rate Constraint in lbs/MMBtu | FALSE | L | Annual | Allowances Banked | Thousand Tons | 0 | 0 | 0 | 0 | 0 | 0 | 0 | 0
NSR Winyah 2-4 - NOX Rate Annual v3.1, Unit 5706 and retrofits | 1018 | 1952 | Rate Constraint in lbs/MMBtu | FALSE | L | Annual | Allowances Withdrawn (1:1) | Thousand Tons | 0 | 0 | 0 | 0 | 0 | 0 | 0 | 0
NSR Winyah 2-4 - NOX Rate Annual v3.1, Unit 5706 and retrofits | 1018 | 1952 | Rate Constraint in lbs/MMBtu | FALSE | L | Annual | Allowances Withdrawn (n:1) | Thousand Tons | 0 | 0 | 0 | 0 | 0 | 0 | 0 | 0
NSR Winyah 2-4 - NOX Rate Annual v3.1, Unit 5706 and retrofits | 1018 | 1952 | Rate Constraint in lbs/MMBtu | FALSE | L | Annual | Net Emissions Allowance Position | Thousand Tons | 0 | 0 | 0 | 0 | 0 | 0 | 0 | 0
NSR Winyah 2-4 - NOX Rate Annual v3.1, Unit 5706 and retrofits | 1018 | 1952 | Rate Constraint in lbs/MMBtu | FALSE | L | Annual | Fuel Consumed | TBtu | 0 | 0 | 0 | 0 | 0 | 0 | 0 | 0
NSR Winyah 2-4 - NOX Rate Annual v3.1, Unit 5706 and retrofits | 1018 | 1952 | Rate Constraint in lbs/MMBtu | FALSE | L | Annual | Rate | lb/MMBtu | 0 | 0 | 0 | 0 | 0 | 0 | 0 | 0
NSR Winyah 2-4 - NOX Rate Annual v3.1, Unit 5706 and retrofits | 1018 | 1952 | Rate Constraint in lbs/MMBtu | FALSE | L | Annual | Generation | TWh | 0 | 0 | 0 | 0 | 0 | 0 | 0 | 0
NSR Winyah 2-4 - NOX Rate Annual v3.1, Unit 5706 and retrofits | 1018 | 1952 | Rate Constraint in lbs/MMBtu | FALSE | L | Annual | Qualifying Generation | TWh | 0 | 0 | 0 | 0 | 0 | 0 | 0 | 0
NSR Winyah 2-4 - NOX Rate Annual v3.1, Unit 5706 and retrofits | 1018 | 1952 | Rate Constraint in lbs/MMBtu | FALSE | L | Annual | Rate | lb/MWh | 0 | 0 | 0 | 0 | 0 | 0 | 0 | 0
NSR Winyah 2-4 - NOX Rate Annual v3.1, Unit 5706 and retrofits | 1018 | 1952 | Rate Constraint in lbs/MMBtu | FALSE | L | Annual | Constraint Shadow Price | US2016$/Ton | 0 | 0 | 0 | 0 | 0 | 0 | 0 | 0
NSR Winyah 2-4 - NOX Rate Annual v3.1, Unit 5707 and retrofits | 1019 | 1952 | Rate Constraint in lbs/MMBtu | FALSE | L | Annual | Seasons Included | Seasons | Winter, WintShld, Summer | Winter, WintShld, Summer | Winter, WintShld, Summer | Winter, WintShld, Summer | Winter, WintShld, Summer | Winter, WintShld, Summer | Winter, WintShld, Summer | Winter, WintShld, Summer
NSR Winyah 2-4 - NOX Rate Annual v3.1, Unit 5707 and retrofits | 1019 | 1952 | Rate Constraint in lbs/MMBtu | FALSE | L | Annual | Standard NOX | lb/MMBtu | 0.12 | 0.12 | 0.12 | 0.12 | 0.12 | 0.12 | 0.12 | 0.12
NSR Winyah 2-4 - NOX Rate Annual v3.1, Unit 5707 and retrofits | 1019 | 1952 | Rate Constraint in lbs/MMBtu | FALSE | L | Annual | Emissions at Affected Plants NOX | Thousand Tons | 0.15264 | 0.03182 | 0.032233 | 0.032233 | 0 | 0 | 0 | 0
NSR Winyah 2-4 - NOX Rate Annual v3.1, Unit 5707 and retrofits | 1019 | 1952 | Rate Constraint in lbs/MMBtu | FALSE | L | Annual | Allowances Purchased NOX | Thousand Tons | 0 | 0 | 0 | 0 | 0 | 0 | 0 | 0
NSR Winyah 2-4 - NOX Rate Annual v3.1, Unit 5707 and retrofits | 1019 | 1952 | Rate Constraint in lbs/MMBtu | FALSE | L | Annual | Allowances Sold NOX | Thousand Tons | 0 | 0 | 0 | 0 | 0 | 0 | 0 | 0
NSR Winyah 2-4 - NOX Rate Annual v3.1, Unit 5707 and retrofits | 1019 | 1952 | Rate Constraint in lbs/MMBtu | FALSE | L | Annual | Allowances Banked | Thousand Tons | 0 | 0 | 0 | 0 | 0 | 0 | 0 | 0
NSR Winyah 2-4 - NOX Rate Annual v3.1, Unit 5707 and retrofits | 1019 | 1952 | Rate Constraint in lbs/MMBtu | FALSE | L | Annual | Allowances Withdrawn (1:1) | Thousand Tons | 0 | 0 | 0 | 0 | 0 | 0 | 0 | 0
NSR Winyah 2-4 - NOX Rate Annual v3.1, Unit 5707 and retrofits | 1019 | 1952 | Rate Constraint in lbs/MMBtu | FALSE | L | Annual | Allowances Withdrawn (n:1) | Thousand Tons | 0 | 0 | 0 | 0 | 0 | 0 | 0 | 0
NSR Winyah 2-4 - NOX Rate Annual v3.1, Unit 5707 and retrofits | 1019 | 1952 | Rate Constraint in lbs/MMBtu | FALSE | L | Annual | Net Emissions Allowance Position | Thousand Tons | 0.15264 | 0.03182 | 0.032233 | 0.032233 | 0 | 0 | 0 | 0
NSR Winyah 2-4 - NOX Rate Annual v3.1, Unit 5707 and retrofits | 1019 | 1952 | Rate Constraint in lbs/MMBtu | FALSE | L | Annual | Fuel Consumed | TBtu | 3.4798 | 0.72541 | 0.73483 | 0.73483 | 0 | 0 | 0 | 0
NSR Winyah 2-4 - NOX Rate Annual v3.1, Unit 5707 and retrofits | 1019 | 1952 | Rate Constraint in lbs/MMBtu | FALSE | L | Annual | Rate | lb/MMBtu | 0.08773 | 0.08773 | 0.08773 | 0.08773 | 0 | 0 | 0 | 0
NSR Winyah 2-4 - NOX Rate Annual v3.1, Unit 5707 and retrofits | 1019 | 1952 | Rate Constraint in lbs/MMBtu | FALSE | L | Annual | Generation | TWh | 0.32571 | 0.067896 | 0.070111 | 0.070111 | 0 | 0 | 0 | 0
NSR Winyah 2-4 - NOX Rate Annual v3.1, Unit 5707 and retrofits | 1019 | 1952 | Rate Constraint in lbs/MMBtu | FALSE | L | Annual | Qualifying Generation | TWh | 0.32571 | 0.067896 | 0.070111 | 0.070111 | 0 | 0 | 0 | 0
NSR Winyah 2-4 - NOX Rate Annual v3.1, Unit 5707 and retrofits | 1019 | 1952 | Rate Constraint in lbs/MMBtu | FALSE | L | Annual | Rate | lb/MWh | 0.93731 | 0.93731 | 0.9195 | 0.9195 | 0 | 0 | 0 | 0
NSR Winyah 2-4 - NOX Rate Annual v3.1, Unit 5707 and retrofits | 1019 | 1952 | Rate Constraint in lbs/MMBtu | FALSE | L | Annual | Constraint Shadow Price | US2016$/Ton | 0 | 0 | 0 | 0 | 0 | 0 | 0 | 0
NSR Winyah 2-4 - NOX Rate Annual v3.1, Unit 5708 and retrofits | 1020 | 1952 | Rate Constraint in lbs/MMBtu | FALSE | L | Annual | Seasons Included | Seasons | Winter, WintShld, Summer | Winter, WintShld, Summer | Winter, WintShld, Summer | Winter, WintShld, Summer | Winter, WintShld, Summer | Winter, WintShld, Summer | Winter, WintShld, Summer | Winter, WintShld, Summer
NSR Winyah 2-4 - NOX Rate Annual v3.1, Unit 5708 and retrofits | 1020 | 1952 | Rate Constraint in lbs/MMBtu | FALSE | L | Annual | Standard NOX | lb/MMBtu | 0.12 | 0.12 | 0.12 | 0.12 | 0.12 | 0.12 | 0.12 | 0.12
NSR Winyah 2-4 - NOX Rate Annual v3.1, Unit 5708 and retrofits | 1020 | 1952 | Rate Constraint in lbs/MMBtu | FALSE | L | Annual | Emissions at Affected Plants NOX | Thousand Tons | 0.46036 | 0.58384 | 0.64905 | 0.46913 | 0.4341 | 0.43961 | 0.45161 | 0.42995
NSR Winyah 2-4 - NOX Rate Annual v3.1, Unit 5708 and retrofits | 1020 | 1952 | Rate Constraint in lbs/MMBtu | FALSE | L | Annual | Allowances Purchased NOX | Thousand Tons | 0 | 0 | 0 | 0 | 0 | 0 | 0 | 0
NSR Winyah 2-4 - NOX Rate Annual v3.1, Unit 5708 and retrofits | 1020 | 1952 | Rate Constraint in lbs/MMBtu | FALSE | L | Annual | Allowances Sold NOX | Thousand Tons | 0 | 0 | 0 | 0 | 0 | 0 | 0 | 0
NSR Winyah 2-4 - NOX Rate Annual v3.1, Unit 5708 and retrofits | 1020 | 1952 | Rate Constraint in lbs/MMBtu | FALSE | L | Annual | Allowances Banked | Thousand Tons | 0 | 0 | 0 | 0 | 0 | 0 | 0 | 0
NSR Winyah 2-4 - NOX Rate Annual v3.1, Unit 5708 and retrofits | 1020 | 1952 | Rate Constraint in lbs/MMBtu | FALSE | L | Annual | Allowances Withdrawn (1:1) | Thousand Tons | 0 | 0 | 0 | 0 | 0 | 0 | 0 | 0
NSR Winyah 2-4 - NOX Rate Annual v3.1, Unit 5708 and retrofits | 1020 | 1952 | Rate Constraint in lbs/MMBtu | FALSE | L | Annual | Allowances Withdrawn (n:1) | Thousand Tons | 0 | 0 | 0 | 0 | 0 | 0 | 0 | 0
NSR Winyah 2-4 - NOX Rate Annual v3.1, Unit 5708 and retrofits | 1020 | 1952 | Rate Constraint in lbs/MMBtu | FALSE | L | Annual | Net Emissions Allowance Position | Thousand Tons | 0.46036 | 0.58384 | 0.64905 | 0.46913 | 0.4341 | 0.43961 | 0.45161 | 0.42995
NSR Winyah 2-4 - NOX Rate Annual v3.1, Unit 5708 and retrofits | 1020 | 1952 | Rate Constraint in lbs/MMBtu | FALSE | L | Annual | Fuel Consumed | TBtu | 10.0439 | 12.7379 | 14.1605 | 10.2351 | 9.4709 | 9.591 | 9.853 | 9.3803
NSR Winyah 2-4 - NOX Rate Annual v3.1, Unit 5708 and retrofits | 1020 | 1952 | Rate Constraint in lbs/MMBtu | FALSE | L | Annual | Rate | lb/MMBtu | 0.09167 | 0.09167 | 0.09167 | 0.09167 | 0.09167 | 0.09167 | 0.09167 | 0.09167
NSR Winyah 2-4 - NOX Rate Annual v3.1, Unit 5708 and retrofits | 1020 | 1952 | Rate Constraint in lbs/MMBtu | FALSE | L | Annual | Generation | TWh | 0.93562 | 1.1866 | 1.3446 | 0.9719 | 0.89933 | 0.91074 | 0.93562 | 0.89073
NSR Winyah 2-4 - NOX Rate Annual v3.1, Unit 5708 and retrofits | 1020 | 1952 | Rate Constraint in lbs/MMBtu | FALSE | L | Annual | Qualifying Generation | TWh | 0.93562 | 1.1866 | 1.3446 | 0.9719 | 0.89933 | 0.91074 | 0.93562 | 0.89073
NSR Winyah 2-4 - NOX Rate Annual v3.1, Unit 5708 and retrofits | 1020 | 1952 | Rate Constraint in lbs/MMBtu | FALSE | L | Annual | Rate | lb/MWh | 0.98408 | 0.98408 | 0.96538 | 0.96538 | 0.96538 | 0.96538 | 0.96538 | 0.96538
NSR Winyah 2-4 - NOX Rate Annual v3.1, Unit 5708 and retrofits | 1020 | 1952 | Rate Constraint in lbs/MMBtu | FALSE | L | Annual | Constraint Shadow Price | US2016$/Ton | 0 | 0 | 0 | 0 | 0 | 0 | 0 | 0
NSR WPS Consent - NOX Cap Annual v5.12 | 1021 | 5790 | Rate Constraint in MTons | FALSE | L | Annual | Seasons Included | Seasons | Winter, WintShld, Summer | Winter, WintShld, Summer | Winter, WintShld, Summer | Winter, WintShld, Summer | Winter, WintShld, Summer | Winter, WintShld, Summer | Winter, WintShld, Summer | Winter, WintShld, Summer
NSR WPS Consent - NOX Cap Annual v5.12 | 1021 | 5790 | Rate Constraint in MTons | FALSE | L | Annual | Standard NOX | Thousand Tons | 3.7 | 3.7 | 3.7 | 3.7 | 3.7 | 3.7 | 3.7 | 3.7
NSR WPS Consent - NOX Cap Annual v5.12 | 1021 | 5790 | Rate Constraint in MTons | FALSE | L | Annual | Emissions at Affected Plants NOX | Thousand Tons | 0.39447 | 0.79401 | 0.82669 | 0.56783 | 0.60599 | 0.60091 | 0.52823 | 0
NSR WPS Consent - NOX Cap Annual v5.12 | 1021 | 5790 | Rate Constraint in MTons | FALSE | L | Annual | Allowances Purchased NOX | Thousand Tons | 0 | 0 | 0 | 0 | 0 | 0 | 0 | 0
NSR WPS Consent - NOX Cap Annual v5.12 | 1021 | 5790 | Rate Constraint in MTons | FALSE | L | Annual | Allowances Sold NOX | Thousand Tons | 0 | 0 | 0 | 0 | 0 | 0 | 0 | 0
NSR WPS Consent - NOX Cap Annual v5.12 | 1021 | 5790 | Rate Constraint in MTons | FALSE | L | Annual | Allowances Banked | Thousand Tons | 0 | 0 | 0 | 0 | 0 | 0 | 0 | 0
NSR WPS Consent - NOX Cap Annual v5.12 | 1021 | 5790 | Rate Constraint in MTons | FALSE | L | Annual | Allowances Withdrawn (1:1) | Thousand Tons | 0 | 0 | 0 | 0 | 0 | 0 | 0 | 0
NSR WPS Consent - NOX Cap Annual v5.12 | 1021 | 5790 | Rate Constraint in MTons | FALSE | L | Annual | Allowances Withdrawn (n:1) | Thousand Tons | 0 | 0 | 0 | 0 | 0 | 0 | 0 | 0
NSR WPS Consent - NOX Cap Annual v5.12 | 1021 | 5790 | Rate Constraint in MTons | FALSE | L | Annual | Net Emissions Allowance Position | Thousand Tons | 0.39447 | 0.79401 | 0.82669 | 0.56783 | 0.60599 | 0.60091 | 0.52823 | 0
NSR WPS Consent - NOX Cap Annual v5.12 | 1021 | 5790 | Rate Constraint in MTons | FALSE | L | Annual | Fuel Consumed | TBtu | 14.5714 | 29.0893 | 30.3294 | 20.4158 | 21.6404 | 21.606 | 19.8246 | 0
NSR WPS Consent - NOX Cap Annual v5.12 | 1021 | 5790 | Rate Constraint in MTons | FALSE | L | Annual | Rate | lb/MMBtu | 0.054143 | 0.054591 | 0.054514 | 0.055627 | 0.056005 | 0.055624 | 0.05329 | 0
NSR WPS Consent - NOX Cap Annual v5.12 | 1021 | 5790 | Rate Constraint in MTons | FALSE | L | Annual | Generation | TWh | 1.4721 | 2.9357 | 3.0857 | 2.0713 | 2.1934 | 2.1921 | 2.0231 | 0
NSR WPS Consent - NOX Cap Annual v5.12 | 1021 | 5790 | Rate Constraint in MTons | FALSE | L | Annual | Qualifying Generation | TWh | 1.4721 | 2.9357 | 3.0857 | 2.0713 | 2.1934 | 2.1921 | 2.0231 | 0
NSR WPS Consent - NOX Cap Annual v5.12 | 1021 | 5790 | Rate Constraint in MTons | FALSE | L | Annual | Rate | lb/MWh | 0.53592 | 0.54094 | 0.53583 | 0.54829 | 0.55255 | 0.54826 | 0.52219 | 0
NSR WPS Consent - NOX Cap Annual v5.12 | 1021 | 5790 | Rate Constraint in MTons | FALSE | L | Annual | Constraint Shadow Price | US2016$/Ton | 0 | 0 | 0 | 0 | 0 | 0 | 0 | 0
NSR WPS Consent - SO2 Cap Annual v5.12 | 1022 | 5793 | Rate Constraint in MTons | FALSE | L | Annual | Seasons Included | Seasons | Winter, WintShld, Summer | Winter, WintShld, Summer | Winter, WintShld, Summer | Winter, WintShld, Summer | Winter, WintShld, Summer | Winter, WintShld, Summer | Winter, WintShld, Summer | Winter, WintShld, Summer
NSR WPS Consent - SO2 Cap Annual v5.12 | 1022 | 5793 | Rate Constraint in MTons | FALSE | L | Annual | Standard SO2 | Thousand Tons | 4.25 | 4.25 | 4.25 | 4.25 | 4.25 | 4.25 | 4.25 | 4.25
NSR WPS Consent - SO2 Cap Annual v5.12 | 1022 | 5793 | Rate Constraint in MTons | FALSE | L | Annual | Emissions at Affected Plants SO2 | Thousand Tons | 0.37547 | 0.74426 | 0.77694 | 0.51373 | 0.5412 | 0.5437 | 0.51774 | 0
NSR WPS Consent - SO2 Cap Annual v5.12 | 1022 | 5793 | Rate Constraint in MTons | FALSE | L | Annual | Allowances Purchased SO2 | Thousand Tons | 0 | 0 | 0 | 0 | 0 | 0 | 0 | 0
NSR WPS Consent - SO2 Cap Annual v5.12 | 1022 | 5793 | Rate Constraint in MTons | FALSE | L | Annual | Allowances Sold SO2 | Thousand Tons | 0 | 0 | 0 | 0 | 0 | 0 | 0 | 0
NSR WPS Consent - SO2 Cap Annual v5.12 | 1022 | 5793 | Rate Constraint in MTons | FALSE | L | Annual | Allowances Banked | Thousand Tons | 0 | 0 | 0 | 0 | 0 | 0 | 0 | 0
NSR WPS Consent - SO2 Cap Annual v5.12 | 1022 | 5793 | Rate Constraint in MTons | FALSE | L | Annual | Allowances Withdrawn (1:1) | Thousand Tons | 0 | 0 | 0 | 0 | 0 | 0 | 0 | 0
NSR WPS Consent - SO2 Cap Annual v5.12 | 1022 | 5793 | Rate Constraint in MTons | FALSE | L | Annual | Allowances Withdrawn (n:1) | Thousand Tons | 0 | 0 | 0 | 0 | 0 | 0 | 0 | 0
NSR WPS Consent - SO2 Cap Annual v5.12 | 1022 | 5793 | Rate Constraint in MTons | FALSE | L | Annual | Net Emissions Allowance Position | Thousand Tons | 0.37547 | 0.74426 | 0.77694 | 0.51373 | 0.5412 | 0.5437 | 0.51774 | 0
NSR WPS Consent - SO2 Cap Annual v5.12 | 1022 | 5793 | Rate Constraint in MTons | FALSE | L | Annual | Fuel Consumed | TBtu | 14.5714 | 29.0893 | 30.3294 | 20.4158 | 21.6404 | 21.606 | 19.8246 | 0
NSR WPS Consent - SO2 Cap Annual v5.12 | 1022 | 5793 | Rate Constraint in MTons | FALSE | L | Annual | Rate | lb/MMBtu | 0.051536 | 0.051171 | 0.051234 | 0.050327 | 0.050018 | 0.050329 | 0.052232 | 0
NSR WPS Consent - SO2 Cap Annual v5.12 | 1022 | 5793 | Rate Constraint in MTons | FALSE | L | Annual | Generation | TWh | 1.4721 | 2.9357 | 3.0857 | 2.0713 | 2.1934 | 2.1921 | 2.0231 | 0
NSR WPS Consent - SO2 Cap Annual v5.12 | 1022 | 5793 | Rate Constraint in MTons | FALSE | L | Annual | Qualifying Generation | TWh | 1.4721 | 2.9357 | 3.0857 | 2.0713 | 2.1934 | 2.1921 | 2.0231 | 0
NSR WPS Consent - SO2 Cap Annual v5.12 | 1022 | 5793 | Rate Constraint in MTons | FALSE | L | Annual | Rate | lb/MWh | 0.51011 | 0.50705 | 0.50358 | 0.49605 | 0.49347 | 0.49607 | 0.51182 | 0
NSR WPS Consent - SO2 Cap Annual v5.12 | 1022 | 5793 | Rate Constraint in MTons | FALSE | L | Annual | Constraint Shadow Price | US2016$/Ton | 0 | 0 | 0 | 0 | 0 | 0 | 0 | 0
NSR WPS Pullinam - NOX Cap Annual v5.12 | 1023 | 5794 | Rate Constraint in MTons | FALSE | L | Annual | Seasons Included | Seasons | Winter, WintShld, Summer | Winter, WintShld, Summer | Winter, WintShld, Summer | Winter, WintShld, Summer | Winter, WintShld, Summer | Winter, WintShld, Summer | Winter, WintShld, Summer | Winter, WintShld, Summer
NSR WPS Pullinam - NOX Cap Annual v5.12 | 1023 | 5794 | Rate Constraint in MTons | FALSE | L | Annual | Standard NOX | Thousand Tons | 1.5 | 1.5 | 1.5 | 1.5 | 1.5 | 1.5 | 1.5 | 1.5
NSR WPS Pullinam - NOX Cap Annual v5.12 | 1023 | 5794 | Rate Constraint in MTons | FALSE | L | Annual | Emissions at Affected Plants NOX | Thousand Tons | 0 | 0 | 0 | 0 | 0 | 0 | 0 | 0
NSR WPS Pullinam - NOX Cap Annual v5.12 | 1023 | 5794 | Rate Constraint in MTons | FALSE | L | Annual | Allowances Purchased NOX | Thousand Tons | 0 | 0 | 0 | 0 | 0 | 0 | 0 | 0
NSR WPS Pullinam - NOX Cap Annual v5.12 | 1023 | 5794 | Rate Constraint in MTons | FALSE | L | Annual | Allowances Sold NOX | Thousand Tons | 0 | 0 | 0 | 0 | 0 | 0 | 0 | 0
NSR WPS Pullinam - NOX Cap Annual v5.12 | 1023 | 5794 | Rate Constraint in MTons | FALSE | L | Annual | Allowances Banked | Thousand Tons | 0 | 0 | 0 | 0 | 0 | 0 | 0 | 0
NSR WPS Pullinam - NOX Cap Annual v5.12 | 1023 | 5794 | Rate Constraint in MTons | FALSE | L | Annual | Allowances Withdrawn (1:1) | Thousand Tons | 0 | 0 | 0 | 0 | 0 | 0 | 0 | 0
NSR WPS Pullinam - NOX Cap Annual v5.12 | 1023 | 5794 | Rate Constraint in MTons | FALSE | L | Annual | Allowances Withdrawn (n:1) | Thousand Tons | 0 | 0 | 0 | 0 | 0 | 0 | 0 | 0
NSR WPS Pullinam - NOX Cap Annual v5.12 | 1023 | 5794 | Rate Constraint in MTons | FALSE | L | Annual | Net Emissions Allowance Position | Thousand Tons | 0 | 0 | 0 | 0 | 0 | 0 | 0 | 0
NSR WPS Pullinam - NOX Cap Annual v5.12 | 1023 | 5794 | Rate Constraint in MTons | FALSE | L | Annual | Fuel Consumed | TBtu | 0 | 0 | 0 | 0 | 0 | 0 | 0 | 0
NSR WPS Pullinam - NOX Cap Annual v5.12 | 1023 | 5794 | Rate Constraint in MTons | FALSE | L | Annual | Rate | lb/MMBtu | 0 | 0 | 0 | 0 | 0 | 0 | 0 | 0
NSR WPS Pullinam - NOX Cap Annual v5.12 | 1023 | 5794 | Rate Constraint in MTons | FALSE | L | Annual | Generation | TWh | 0 | 0 | 0 | 0 | 0 | 0 | 0 | 0
NSR WPS Pullinam - NOX Cap Annual v5.12 | 1023 | 5794 | Rate Constraint in MTons | FALSE | L | Annual | Qualifying Generation | TWh | 0 | 0 | 0 | 0 | 0 | 0 | 0 | 0
NSR WPS Pullinam - NOX Cap Annual v5.12 | 1023 | 5794 | Rate Constraint in MTons | FALSE | L | Annual | Rate | lb/MWh | 0 | 0 | 0 | 0 | 0 | 0 | 0 | 0
NSR WPS Pullinam - NOX Cap Annual v5.12 | 1023 | 5794 | Rate Constraint in MTons | FALSE | L | Annual | Constraint Shadow Price | US2016$/Ton | 0 | 0 | 0 | 0 | 0 | 0 | 0 | 0
NSR WPS Pullinam - SO2 Cap Annual v5.12 | 1024 | 5795 | Rate Constraint in MTons | FALSE | L | Annual | Seasons Included | Seasons | Winter, WintShld, Summer | Winter, WintShld, Summer | Winter, WintShld, Summer | Winter, WintShld, Summer | Winter, WintShld, Summer | Winter, WintShld, Summer | Winter, WintShld, Summer | Winter, WintShld, Summer
NSR WPS Pullinam - SO2 Cap Annual v5.12 | 1024 | 5795 | Rate Constraint in MTons | FALSE | L | Annual | Standard SO2 | Thousand Tons | 2.1 | 2.1 | 2.1 | 2.1 | 2.1 | 2.1 | 2.1 | 2.1
NSR WPS Pullinam - SO2 Cap Annual v5.12 | 1024 | 5795 | Rate Constraint in MTons | FALSE | L | Annual | Emissions at Affected Plants SO2 | Thousand Tons | 0 | 0 | 0 | 0 | 0 | 0 | 0 | 0
NSR WPS Pullinam - SO2 Cap Annual v5.12 | 1024 | 5795 | Rate Constraint in MTons | FALSE | L | Annual | Allowances Purchased SO2 | Thousand Tons | 0 | 0 | 0 | 0 | 0 | 0 | 0 | 0
NSR WPS Pullinam - SO2 Cap Annual v5.12 | 1024 | 5795 | Rate Constraint in MTons | FALSE | L | Annual | Allowances Sold SO2 | Thousand Tons | 0 | 0 | 0 | 0 | 0 | 0 | 0 | 0
NSR WPS Pullinam - SO2 Cap Annual v5.12 | 1024 | 5795 | Rate Constraint in MTons | FALSE | L | Annual | Allowances Banked | Thousand Tons | 0 | 0 | 0 | 0 | 0 | 0 | 0 | 0
NSR WPS Pullinam - SO2 Cap Annual v5.12 | 1024 | 5795 | Rate Constraint in MTons | FALSE | L | Annual | Allowances Withdrawn (1:1) | Thousand Tons | 0 | 0 | 0 | 0 | 0 | 0 | 0 | 0
NSR WPS Pullinam - SO2 Cap Annual v5.12 | 1024 | 5795 | Rate Constraint in MTons | FALSE | L | Annual | Allowances Withdrawn (n:1) | Thousand Tons | 0 | 0 | 0 | 0 | 0 | 0 | 0 | 0
NSR WPS Pullinam - SO2 Cap Annual v5.12 | 1024 | 5795 | Rate Constraint in MTons | FALSE | L | Annual | Net Emissions Allowance Position | Thousand Tons | 0 | 0 | 0 | 0 | 0 | 0 | 0 | 0
NSR WPS Pullinam - SO2 Cap Annual v5.12 | 1024 | 5795 | Rate Constraint in MTons | FALSE | L | Annual | Fuel Consumed | TBtu | 0 | 0 | 0 | 0 | 0 | 0 | 0 | 0
NSR WPS Pullinam - SO2 Cap Annual v5.12 | 1024 | 5795 | Rate Constraint in MTons | FALSE | L | Annual | Rate | lb/MMBtu | 0 | 0 | 0 | 0 | 0 | 0 | 0 | 0
NSR WPS Pullinam - SO2 Cap Annual v5.12 | 1024 | 5795 | Rate Constraint in MTons | FALSE | L | Annual | Generation | TWh | 0 | 0 | 0 | 0 | 0 | 0 | 0 | 0
NSR WPS Pullinam - SO2 Cap Annual v5.12 | 1024 | 5795 | Rate Constraint in MTons | FALSE | L | Annual | Qualifying Generation | TWh | 0 | 0 | 0 | 0 | 0 | 0 | 0 | 0
NSR WPS Pullinam - SO2 Cap Annual v5.12 | 1024 | 5795 | Rate Constraint in MTons | FALSE | L | Annual | Rate | lb/MWh | 0 | 0 | 0 | 0 | 0 | 0 | 0 | 0
NSR WPS Pullinam - SO2 Cap Annual v5.12 | 1024 | 5795 | Rate Constraint in MTons | FALSE | L | Annual | Constraint Shadow Price | US2016$/Ton | 0 | 0 | 0 | 0 | 0 | 0 | 0 | 0
NSR WPS Pullinam 7&8 - NOX Rate Annual v5.12, Unit 5098 and retrofits | 1025 | 5797 | Rate Constraint in lbs/MMBtu | FALSE | L | Annual | Seasons Included | Seasons | Winter, WintShld, Summer | Winter, WintShld, Summer | Winter, WintShld, Summer | Winter, WintShld, Summer | Winter, WintShld, Summer | Winter, WintShld, Summer | Winter, WintShld, Summer | Winter, WintShld, Summer
NSR WPS Pullinam 7&8 - NOX Rate Annual v5.12, Unit 5098 and retrofits | 1025 | 5797 | Rate Constraint in lbs/MMBtu | FALSE | L | Annual | Standard NOX | lb/MMBtu | 0.25 | 0.25 | 0.25 | 0.25 | 0.25 | 0.25 | 0.25 | 0.25
NSR WPS Pullinam 7&8 - NOX Rate Annual v5.12, Unit 5098 and retrofits | 1025 | 5797 | Rate Constraint in lbs/MMBtu | FALSE | L | Annual | Emissions at Affected Plants NOX | Thousand Tons | 0 | 0 | 0 | 0 | 0 | 0 | 0 | 0
NSR WPS Pullinam 7&8 - NOX Rate Annual v5.12, Unit 5098 and retrofits | 1025 | 5797 | Rate Constraint in lbs/MMBtu | FALSE | L | Annual | Allowances Purchased NOX | Thousand Tons | 0 | 0 | 0 | 0 | 0 | 0 | 0 | 0
NSR WPS Pullinam 7&8 - NOX Rate Annual v5.12, Unit 5098 and retrofits | 1025 | 5797 | Rate Constraint in lbs/MMBtu | FALSE | L | Annual | Allowances Sold NOX | Thousand Tons | 0 | 0 | 0 | 0 | 0 | 0 | 0 | 0
NSR WPS Pullinam 7&8 - NOX Rate Annual v5.12, Unit 5098 and retrofits | 1025 | 5797 | Rate Constraint in lbs/MMBtu | FALSE | L | Annual | Allowances Banked | Thousand Tons | 0 | 0 | 0 | 0 | 0 | 0 | 0 | 0
NSR WPS Pullinam 7&8 - NOX Rate Annual v5.12, Unit 5098 and retrofits | 1025 | 5797 | Rate Constraint in lbs/MMBtu | FALSE | L | Annual | Allowances Withdrawn (1:1) | Thousand Tons | 0 | 0 | 0 | 0 | 0 | 0 | 0 | 0
NSR WPS Pullinam 7&8 - NOX Rate Annual v5.12, Unit 5098 and retrofits | 1025 | 5797 | Rate Constraint in lbs/MMBtu | FALSE | L | Annual | Allowances Withdrawn (n:1) | Thousand Tons | 0 | 0 | 0 | 0 | 0 | 0 | 0 | 0
NSR WPS Pullinam 7&8 - NOX Rate Annual v5.12, Unit 5098 and retrofits | 1025 | 5797 | Rate Constraint in lbs/MMBtu | FALSE | L | Annual | Net Emissions Allowance Position | Thousand Tons | 0 | 0 | 0 | 0 | 0 | 0 | 0 | 0
NSR WPS Pullinam 7&8 - NOX Rate Annual v5.12, Unit 5098 and retrofits | 1025 | 5797 | Rate Constraint in lbs/MMBtu | FALSE | L | Annual | Fuel Consumed | TBtu | 0 | 0 | 0 | 0 | 0 | 0 | 0 | 0
NSR WPS Pullinam 7&8 - NOX Rate Annual v5.12, Unit 5098 and retrofits | 1025 | 5797 | Rate Constraint in lbs/MMBtu | FALSE | L | Annual | Rate | lb/MMBtu | 0 | 0 | 0 | 0 | 0 | 0 | 0 | 0
NSR WPS Pullinam 7&8 - NOX Rate Annual v5.12, Unit 5098 and retrofits | 1025 | 5797 | Rate Constraint in lbs/MMBtu | FALSE | L | Annual | Generation | TWh | 0 | 0 | 0 | 0 | 0 | 0 | 0 | 0
NSR WPS Pullinam 7&8 - NOX Rate Annual v5.12, Unit 5098 and retrofits | 1025 | 5797 | Rate Constraint in lbs/MMBtu | FALSE | L | Annual | Qualifying Generation | TWh | 0 | 0 | 0 | 0 | 0 | 0 | 0 | 0
NSR WPS Pullinam 7&8 - NOX Rate Annual v5.12, Unit 5098 and retrofits | 1025 | 5797 | Rate Constraint in lbs/MMBtu | FALSE | L | Annual | Rate | lb/MWh | 0 | 0 | 0 | 0 | 0 | 0 | 0 | 0
NSR WPS Pullinam 7&8 - NOX Rate Annual v5.12, Unit 5098 and retrofits | 1025 | 5797 | Rate Constraint in lbs/MMBtu | FALSE | L | Annual | Constraint Shadow Price | US2016$/Ton | 0 | 0 | 0 | 0 | 0 | 0 | 0 | 0
NSR WPS Pullinam 7&8 - NOX Rate Annual v5.12, Unit 5099 and retrofits | 1026 | 5797 | Rate Constraint in lbs/MMBtu | FALSE | L | Annual | Seasons Included | Seasons | Winter, WintShld, Summer | Winter, WintShld, Summer | Winter, WintShld, Summer | Winter, WintShld, Summer | Winter, WintShld, Summer | Winter, WintShld, Summer | Winter, WintShld, Summer | Winter, WintShld, Summer
NSR WPS Pullinam 7&8 - NOX Rate Annual v5.12, Unit 5099 and retrofits | 1026 | 5797 | Rate Constraint in lbs/MMBtu | FALSE | L | Annual | Standard NOX | lb/MMBtu | 0.25 | 0.25 | 0.25 | 0.25 | 0.25 | 0.25 | 0.25 | 0.25
NSR WPS Pullinam 7&8 - NOX Rate Annual v5.12, Unit 5099 and retrofits | 1026 | 5797 | Rate Constraint in lbs/MMBtu | FALSE | L | Annual | Emissions at Affected Plants NOX | Thousand Tons | 0 | 0 | 0 | 0 | 0 | 0 | 0 | 0
NSR WPS Pullinam 7&8 - NOX Rate Annual v5.12, Unit 5099 and retrofits | 1026 | 5797 | Rate Constraint in lbs/MMBtu | FALSE | L | Annual | Allowances Purchased NOX | Thousand Tons | 0 | 0 | 0 | 0 | 0 | 0 | 0 | 0
NSR WPS Pullinam 7&8 - NOX Rate Annual v5.12, Unit 5099 and retrofits | 1026 | 5797 | Rate Constraint in lbs/MMBtu | FALSE | L | Annual | Allowances Sold NOX | Thousand Tons | 0 | 0 | 0 | 0 | 0 | 0 | 0 | 0
NSR WPS Pullinam 7&8 - NOX Rate Annual v5.12, Unit 5099 and retrofits | 1026 | 5797 | Rate Constraint in lbs/MMBtu | FALSE | L | Annual | Allowances Banked | Thousand Tons | 0 | 0 | 0 | 0 | 0 | 0 | 0 | 0
NSR WPS Pullinam 7&8 - NOX Rate Annual v5.12, Unit 5099 and retrofits | 1026 | 5797 | Rate Constraint in lbs/MMBtu | FALSE | L | Annual | Allowances Withdrawn (1:1) | Thousand Tons | 0 | 0 | 0 | 0 | 0 | 0 | 0 | 0
NSR WPS Pullinam 7&8 - NOX Rate Annual v5.12, Unit 5099 and retrofits | 1026 | 5797 | Rate Constraint in lbs/MMBtu | FALSE | L | Annual | Allowances Withdrawn (n:1) | Thousand Tons | 0 | 0 | 0 | 0 | 0 | 0 | 0 | 0
NSR WPS Pullinam 7&8 - NOX Rate Annual v5.12, Unit 5099 and retrofits | 1026 | 5797 | Rate Constraint in lbs/MMBtu | FALSE | L | Annual | Net Emissions Allowance Position | Thousand Tons | 0 | 0 | 0 | 0 | 0 | 0 | 0 | 0
NSR WPS Pullinam 7&8 - NOX Rate Annual v5.12, Unit 5099 and retrofits | 1026 | 5797 | Rate Constraint in lbs/MMBtu | FALSE | L | Annual | Fuel Consumed | TBtu | 0 | 0 | 0 | 0 | 0 | 0 | 0 | 0
NSR WPS Pullinam 7&8 - NOX Rate Annual v5.12, Unit 5099 and retrofits | 1026 | 5797 | Rate Constraint in lbs/MMBtu | FALSE | L | Annual | Rate | lb/MMBtu | 0 | 0 | 0 | 0 | 0 | 0 | 0 | 0
NSR WPS Pullinam 7&8 - NOX Rate Annual v5.12, Unit 5099 and retrofits | 1026 | 5797 | Rate Constraint in lbs/MMBtu | FALSE | L | Annual | Generation | TWh | 0 | 0 | 0 | 0 | 0 | 0 | 0 | 0
NSR WPS Pullinam 7&8 - NOX Rate Annual v5.12, Unit 5099 and retrofits | 1026 | 5797 | Rate Constraint in lbs/MMBtu | FALSE | L | Annual | Qualifying Generation | TWh | 0 | 0 | 0 | 0 | 0 | 0 | 0 | 0
NSR WPS Pullinam 7&8 - NOX Rate Annual v5.12, Unit 5099 and retrofits | 1026 | 5797 | Rate Constraint in lbs/MMBtu | FALSE | L | Annual | Rate | lb/MWh | 0 | 0 | 0 | 0 | 0 | 0 | 0 | 0
NSR WPS Pullinam 7&8 - NOX Rate Annual v5.12, Unit 5099 and retrofits | 1026 | 5797 | Rate Constraint in lbs/MMBtu | FALSE | L | Annual | Constraint Shadow Price | US2016$/Ton | 0 | 0 | 0 | 0 | 0 | 0 | 0 | 0
NSR WPS Weston 3 - NOX Rate Annual v5.12, Unit 5485 and retrofits | 1027 | 5798 | Rate Constraint in lbs/MMBtu | FALSE | L | Annual | Seasons Included | Seasons | Winter, WintShld, Summer | Winter, WintShld, Summer | Winter, WintShld, Summer | Winter, WintShld, Summer | Winter, WintShld, Summer | Winter, WintShld, Summer | Winter, WintShld, Summer | Winter, WintShld, Summer
NSR WPS Weston 3 - NOX Rate Annual v5.12, Unit 5485 and retrofits | 1027 | 5798 | Rate Constraint in lbs/MMBtu | FALSE | L | Annual | Standard NOX | lb/MMBtu | 0.1 | 0.1 | 0.1 | 0.1 | 0.1 | 0.1 | 0.1 | 0.1
NSR WPS Weston 3 - NOX Rate Annual v5.12, Unit 5485 and retrofits | 1027 | 5798 | Rate Constraint in lbs/MMBtu | FALSE | L | Annual | Emissions at Affected Plants NOX | Thousand Tons | 0 | 0 | 0 | 0 | 0 | 0 | 0 | 0
NSR WPS Weston 3 - NOX Rate Annual v5.12, Unit 5485 and retrofits | 1027 | 5798 | Rate Constraint in lbs/MMBtu | FALSE | L | Annual | Allowances Purchased NOX | Thousand Tons | 0 | 0 | 0 | 0 | 0 | 0 | 0 | 0
NSR WPS Weston 3 - NOX Rate Annual v5.12, Unit 5485 and retrofits | 1027 | 5798 | Rate Constraint in lbs/MMBtu | FALSE | L | Annual | Allowances Sold NOX | Thousand Tons | 0 | 0 | 0 | 0 | 0 | 0 | 0 | 0
NSR WPS Weston 3 - NOX Rate Annual v5.12, Unit 5485 and retrofits | 1027 | 5798 | Rate Constraint in lbs/MMBtu | FALSE | L | Annual | Allowances Banked | Thousand Tons | 0 | 0 | 0 | 0 | 0 | 0 | 0 | 0
NSR WPS Weston 3 - NOX Rate Annual v5.12, Unit 5485 and retrofits | 1027 | 5798 | Rate Constraint in lbs/MMBtu | FALSE | L | Annual | Allowances Withdrawn (1:1) | Thousand Tons | 0 | 0 | 0 | 0 | 0 | 0 | 0 | 0
NSR WPS Weston 3 - NOX Rate Annual v5.12, Unit 5485 and retrofits | 1027 | 5798 | Rate Constraint in lbs/MMBtu | FALSE | L | Annual | Allowances Withdrawn (n:1) | Thousand Tons | 0 | 0 | 0 | 0 | 0 | 0 | 0 | 0
NSR WPS Weston 3 - NOX Rate Annual v5.12, Unit 5485 and retrofits | 1027 | 5798 | Rate Constraint in lbs/MMBtu | FALSE | L | Annual | Net Emissions Allowance Position | Thousand Tons | 0 | 0 | 0 | 0 | 0 | 0 | 0 | 0
NSR WPS Weston 3 - NOX Rate Annual v5.12, Unit 5485 and retrofits | 1027 | 5798 | Rate Constraint in lbs/MMBtu | FALSE | L | Annual | Fuel Consumed | TBtu | 0 | 0 | 0 | 0 | 0 | 0 | 0 | 0
NSR WPS Weston 3 - NOX Rate Annual v5.12, Unit 5485 and retrofits | 1027 | 5798 | Rate Constraint in lbs/MMBtu | FALSE | L | Annual | Rate | lb/MMBtu | 0 | 0 | 0 | 0 | 0 | 0 | 0 | 0
NSR WPS Weston 3 - NOX Rate Annual v5.12, Unit 5485 and retrofits | 1027 | 5798 | Rate Constraint in lbs/MMBtu | FALSE | L | Annual | Generation | TWh | 0 | 0 | 0 | 0 | 0 | 0 | 0 | 0
NSR WPS Weston 3 - NOX Rate Annual v5.12, Unit 5485 and retrofits | 1027 | 5798 | Rate Constraint in lbs/MMBtu | FALSE | L | Annual | Qualifying Generation | TWh | 0 | 0 | 0 | 0 | 0 | 0 | 0 | 0
NSR WPS Weston 3 - NOX Rate Annual v5.12, Unit 5485 and retrofits | 1027 | 5798 | Rate Constraint in lbs/MMBtu | FALSE | L | Annual | Rate | lb/MWh | 0 | 0 | 0 | 0 | 0 | 0 | 0 | 0
NSR WPS Weston 3 - NOX Rate Annual v5.12, Unit 5485 and retrofits | 1027 | 5798 | Rate Constraint in lbs/MMBtu | FALSE | L | Annual | Constraint Shadow Price | US2016$/Ton | 0 | 0 | 0 | 0 | 0 | 0 | 0 | 0
NSR WPS Weston 3 - SO2 Rate Annual v5.12, Unit 5485 and retrofits | 1028 | 5800 | Rate Constraint in lbs/MMBtu | FALSE | L | Annual | Seasons Included | Seasons | Winter, WintShld, Summer | Winter, WintShld, Summer | Winter, WintShld, Summer | Winter, WintShld, Summer | Winter, WintShld, Summer | Winter, WintShld, Summer | Winter, WintShld, Summer | Winter, WintShld, Summer
NSR WPS Weston 3 - SO2 Rate Annual v5.12, Unit 5485 and retrofits | 1028 | 5800 | Rate Constraint in lbs/MMBtu | FALSE | L | Annual | Standard SO2 | lb/MMBtu | 0.08 | 0.08 | 0.08 | 0.08 | 0.08 | 0.08 | 0.08 | 0.08
NSR WPS Weston 3 - SO2 Rate Annual v5.12, Unit 5485 and retrofits | 1028 | 5800 | Rate Constraint in lbs/MMBtu | FALSE | L | Annual | Emissions at Affected Plants SO2 | Thousand Tons | 0 | 0 | 0 | 0 | 0 | 0 | 0 | 0
NSR WPS Weston 3 - SO2 Rate Annual v5.12, Unit 5485 and retrofits | 1028 | 5800 | Rate Constraint in lbs/MMBtu | FALSE | L | Annual | Allowances Purchased SO2 | Thousand Tons | 0 | 0 | 0 | 0 | 0 | 0 | 0 | 0
NSR WPS Weston 3 - SO2 Rate Annual v5.12, Unit 5485 and retrofits | 1028 | 5800 | Rate Constraint in lbs/MMBtu | FALSE | L | Annual | Allowances Sold SO2 | Thousand Tons | 0 | 0 | 0 | 0 | 0 | 0 | 0 | 0
NSR WPS Weston 3 - SO2 Rate Annual v5.12, Unit 5485 and retrofits | 1028 | 5800 | Rate Constraint in lbs/MMBtu | FALSE | L | Annual | Allowances Banked | Thousand Tons | 0 | 0 | 0 | 0 | 0 | 0 | 0 | 0
NSR WPS Weston 3 - SO2 Rate Annual v5.12, Unit 5485 and retrofits | 1028 | 5800 | Rate Constraint in lbs/MMBtu | FALSE | L | Annual | Allowances Withdrawn (1:1) | Thousand Tons | 0 | 0 | 0 | 0 | 0 | 0 | 0 | 0
NSR WPS Weston 3 - SO2 Rate Annual v5.12, Unit 5485 and retrofits | 1028 | 5800 | Rate Constraint in lbs/MMBtu | FALSE | L | Annual | Allowances Withdrawn (n:1) | Thousand Tons | 0 | 0 | 0 | 0 | 0 | 0 | 0 | 0
NSR WPS Weston 3 - SO2 Rate Annual v5.12, Unit 5485 and retrofits | 1028 | 5800 | Rate Constraint in lbs/MMBtu | FALSE | L | Annual | Net Emissions Allowance Position | Thousand Tons | 0 | 0 | 0 | 0 | 0 | 0 | 0 | 0
NSR WPS Weston 3 - SO2 Rate Annual v5.12, Unit 5485 and retrofits | 1028 | 5800 | Rate Constraint in lbs/MMBtu | FALSE | L | Annual | Fuel Consumed | TBtu | 0 | 0 | 0 | 0 | 0 | 0 | 0 | 0
NSR WPS Weston 3 - SO2 Rate Annual v5.12, Unit 5485 and retrofits | 1028 | 5800 | Rate Constraint in lbs/MMBtu | FALSE | L | Annual | Rate | lb/MMBtu | 0 | 0 | 0 | 0 | 0 | 0 | 0 | 0
NSR WPS Weston 3 - SO2 Rate Annual v5.12, Unit 5485 and retrofits | 1028 | 5800 | Rate Constraint in lbs/MMBtu | FALSE | L | Annual | Generation | TWh | 0 | 0 | 0 | 0 | 0 | 0 | 0 | 0
NSR WPS Weston 3 - SO2 Rate Annual v5.12, Unit 5485 and retrofits | 1028 | 5800 | Rate Constraint in lbs/MMBtu | FALSE | L | Annual | Qualifying Generation | TWh | 0 | 0 | 0 | 0 | 0 | 0 | 0 | 0
NSR WPS Weston 3 - SO2 Rate Annual v5.12, Unit 5485 and retrofits | 1028 | 5800 | Rate Constraint in lbs/MMBtu | FALSE | L | Annual | Rate | lb/MWh | 0 | 0 | 0 | 0 | 0 | 0 | 0 | 0
NSR WPS Weston 3 - SO2 Rate Annual v5.12, Unit 5485 and retrofits | 1028 | 5800 | Rate Constraint in lbs/MMBtu | FALSE | L | Annual | Constraint Shadow Price | US2016$/Ton | 0 | 0 | 0 | 0 | 0 | 0 | 0 | 0
NSR WPS Weston 4 - SO2 Rate Annual v5.12, Unit 4187 and retrofits | 1029 | 5801 | Rate Constraint in lbs/MMBtu | FALSE | L | Annual | Seasons Included | Seasons | Winter, WintShld, Summer | Winter, WintShld, Summer | Winter, WintShld, Summer | Winter, WintShld, Summer | Winter, WintShld, Summer | Winter, WintShld, Summer | Winter, WintShld, Summer | Winter, WintShld, Summer
NSR WPS Weston 4 - SO2 Rate Annual v5.12, Unit 4187 and retrofits | 1029 | 5801 | Rate Constraint in lbs/MMBtu | FALSE | L | Annual | Standard SO2 | lb/MMBtu | 0.08 | 0.08 | 0.08 | 0.08 | 0.08 | 0.08 | 0.08 | 0.08
NSR WPS Weston 4 - SO2 Rate Annual v5.12, Unit 4187 and retrofits | 1029 | 5801 | Rate Constraint in lbs/MMBtu | FALSE | L | Annual | Emissions at Affected Plants SO2 | Thousand Tons | 0.37547 | 0.74426 | 0.77694 | 0.51373 | 0.5412 | 0.5437 | 0.51774 | 0
NSR WPS Weston 4 - SO2 Rate Annual v5.12, Unit 4187 and retrofits | 1029 | 5801 | Rate Constraint in lbs/MMBtu | FALSE | L | Annual | Allowances Purchased SO2 | Thousand Tons | 0 | 0 | 0 | 0 | 0 | 0 | 0 | 0
NSR WPS Weston 4 - SO2 Rate Annual v5.12, Unit 4187 and retrofits | 1029 | 5801 | Rate Constraint in lbs/MMBtu | FALSE | L | Annual | Allowances Sold SO2 | Thousand Tons | 0 | 0 | 0 | 0 | 0 | 0 | 0 | 0
NSR WPS Weston 4 - SO2 Rate Annual v5.12, Unit 4187 and retrofits | 1029 | 5801 | Rate Constraint in lbs/MMBtu | FALSE | L | Annual | Allowances Banked | Thousand Tons | 0 | 0 | 0 | 0 | 0 | 0 | 0 | 0
NSR WPS Weston 4 - SO2 Rate Annual v5.12, Unit 4187 and retrofits | 1029 | 5801 | Rate Constraint in lbs/MMBtu | FALSE | L | Annual | Allowances Withdrawn (1:1) | Thousand Tons | 0 | 0 | 0 | 0 | 0 | 0 | 0 | 0
NSR WPS Weston 4 - SO2 Rate Annual v5.12, Unit 4187 and retrofits | 1029 | 5801 | Rate Constraint in lbs/MMBtu | FALSE | L | Annual | Allowances Withdrawn (n:1) | Thousand Tons | 0 | 0 | 0 | 0 | 0 | 0 | 0 | 0
NSR WPS Weston 4 - SO2 Rate Annual v5.12, Unit 4187 and retrofits | 1029 | 5801 | Rate Constraint in lbs/MMBtu | FALSE | L | Annual | Net Emissions Allowance Position | Thousand Tons | 0.37547 | 0.74426 | 0.77694 | 0.51373 | 0.5412 | 0.5437 | 0.51774 | 0
NSR WPS Weston 4 - SO2 Rate Annual v5.12, Unit 4187 and retrofits | 1029 | 5801 | Rate Constraint in lbs/MMBtu | FALSE | L | Annual | Fuel Consumed | TBtu | 14.3772 | 28.4985 | 29.7497 | 19.6711 | 20.7231 | 20.8189 | 19.8246 | 0
NSR WPS Weston 4 - SO2 Rate Annual v5.12, Unit 4187 and retrofits | 1029 | 5801 | Rate Constraint in lbs/MMBtu | FALSE | L | Annual | Rate | lb/MMBtu | 0.052232 | 0.052232 | 0.052232 | 0.052232 | 0.052232 | 0.052232 | 0.052232 | 0
NSR WPS Weston 4 - SO2 Rate Annual v5.12, Unit 4187 and retrofits | 1029 | 5801 | Rate Constraint in lbs/MMBtu | FALSE | L | Annual | Generation | TWh | 1.4555 | 2.885 | 3.036 | 2.0075 | 2.1148 | 2.1246 | 2.0231 | 0
NSR WPS Weston 4 - SO2 Rate Annual v5.12, Unit 4187 and retrofits | 1029 | 5801 | Rate Constraint in lbs/MMBtu | FALSE | L | Annual | Qualifying Generation | TWh | 1.4555 | 2.885 | 3.036 | 2.0075 | 2.1148 | 2.1246 | 2.0231 | 0
NSR WPS Weston 4 - SO2 Rate Annual v5.12, Unit 4187 and retrofits | 1029 | 5801 | Rate Constraint in lbs/MMBtu | FALSE | L | Annual | Rate | lb/MWh | 0.51595 | 0.51595 | 0.51182 | 0.51182 | 0.51182 | 0.51182 | 0.51182 | 0
NSR WPS Weston 4 - SO2 Rate Annual v5.12, Unit 4187 and retrofits | 1029 | 5801 | Rate Constraint in lbs/MMBtu | FALSE | L | Annual | Constraint Shadow Price | US2016$/Ton | 0 | 0 | 0 | 0 | 0 | 0 | 0 | 0
NY- CO2 Budget- v5.16 | 1030 | 6626 | Rate Constraint in MTons | FALSE | L | Annual | Seasons Included | Seasons | Winter, WintShld, Summer | Winter, WintShld, Summer | Winter, WintShld, Summer | Winter, WintShld, Summer | Winter, WintShld, Summer | Winter, WintShld, Summer | Winter, WintShld, Summer | Winter, WintShld, Summer
NY- CO2 Budget- v5.16 | 1030 | 6626 | Rate Constraint in MTons | FALSE | L | Annual | Standard CO2 | Thousand Tons | 30435.778 | 30435.778 | 30435.778 | 30435.778 | 30435.778 | 30435.778 | 30435.778 | 30435.778
NY- CO2 Budget- v5.16 | 1030 | 6626 | Rate Constraint in MTons | FALSE | L | Annual | Emissions at Affected Plants CO2 | Thousand Tons | 24537.5315 | 26683.9966 | 26789.8769 | 25041.1951 | 18178.0402 | 11819.8175 | 12152.5213 | 12770.572
NY- CO2 Budget- v5.16 | 1030 | 6626 | Rate Constraint in MTons | FALSE | L | Annual | Allowances Purchased CO2 | Thousand Tons | 0 | 0 | 0 | 0 | 0 | 0 | 0 | 0
NY- CO2 Budget- v5.16 | 1030 | 6626 | Rate Constraint in MTons | FALSE | L | Annual | Allowances Sold CO2 | Thousand Tons | 0 | 0 | 0 | 0 | 0 | 0 | 0 | 0
NY- CO2 Budget- v5.16 | 1030 | 6626 | Rate Constraint in MTons | FALSE | L | Annual | Allowances Banked | Thousand Tons | 0 | 0 | 0 | 0 | 0 | 0 | 0 | 0
NY- CO2 Budget- v5.16 | 1030 | 6626 | Rate Constraint in MTons | FALSE | L | Annual | Allowances Withdrawn (1:1) | Thousand Tons | 0 | 0 | 0 | 0 | 0 | 0 | 0 | 0
NY- CO2 Budget- v5.16 | 1030 | 6626 | Rate Constraint in MTons | FALSE | L | Annual | Allowances Withdrawn (n:1) | Thousand Tons | 0 | 0 | 0 | 0 | 0 | 0 | 0 | 0
NY- CO2 Budget- v5.16 | 1030 | 6626 | Rate Constraint in MTons | FALSE | L | Annual | Net Emissions Allowance Position | Thousand Tons | 24537.5315 | 26683.9966 | 26789.8769 | 25041.1951 | 18178.0402 | 11819.8175 | 12152.5213 | 12770.572
NY- CO2 Budget- v5.16 | 1030 | 6626 | Rate Constraint in MTons | FALSE | L | Annual | Fuel Consumed | TBtu | 680.2904 | 716.4753 | 718.001 | 571.8379 | 458.0189 | 352.4244 | 357.9308 | 316.5726
NY- CO2 Budget- v5.16 | 1030 | 6626 | Rate Constraint in MTons | FALSE | L | Annual | Rate | lb/MMBtu | 72.1384 | 74.4869 | 74.6235 | 87.5814 | 79.3768 | 67.0772 | 67.9043 | 80.6802
NY- CO2 Budget- v5.16 | 1030 | 6626 | Rate Constraint in MTons | FALSE | L | Annual | Generation | TWh | 121.2538 | 127.1205 | 127.747 | 126.4814 | 147.9215 | 165.4569 | 168.2201 | 171.5544
NY- CO2 Budget- v5.16 | 1030 | 6626 | Rate Constraint in MTons | FALSE | L | Annual | Qualifying Generation | TWh | 121.2538 | 127.1205 | 127.747 | 126.4814 | 147.9215 | 165.4569 | 168.2201 | 171.5544
NY- CO2 Budget- v5.16 | 1030 | 6626 | Rate Constraint in MTons | FALSE | L | Annual | Rate | lb/MWh | 404.73 | 419.8221 | 419.4208 | 395.9665 | 245.7795 | 142.8749 | 144.4836 | 148.8807
NY- CO2 Budget- v5.16 | 1030 | 6626 | Rate Constraint in MTons | FALSE | L | Annual | Constraint Shadow Price | US2016$/Ton | 0 | 0 | 0 | 0 | 0 | 0 | 0 | 0
NY- CO2 Rate Limit- New CT Units- v5.12 | 1031 | 5900 | Rate Constraint in lbs/MWh | FALSE | L | Annual | Seasons Included | Seasons | Winter, WintShld, Summer | Winter, WintShld, Summer | Winter, WintShld, Summer | Winter, WintShld, Summer | Winter, WintShld, Summer | Winter, WintShld, Summer | Winter, WintShld, Summer | Winter, WintShld, Summer
NY- CO2 Rate Limit- New CT Units- v5.12 | 1031 | 5900 | Rate Constraint in lbs/MWh | FALSE | L | Annual | Standard CO2 | lb/MWh | 1450 | 1450 | 1450 | 1450 | 1450 | 1450 | 1450 | 1450
NY- CO2 Rate Limit- New CT Units- v5.12 | 1031 | 5900 | Rate Constraint in lbs/MWh | FALSE | L | Annual | Emissions at Affected Plants CO2 | Thousand Tons | 11.4213 | 17.4665 | 19.0771 | 19.0567 | 5.1554 | 2.8171 | 23.8347 | 62.4871
NY- CO2 Rate Limit- New CT Units- v5.12 | 1031 | 5900 | Rate Constraint in lbs/MWh | FALSE | L | Annual | Allowances Purchased CO2 | Thousand Tons | 0 | 0 | 0 | 0 | 0 | 0 | 0 | 0
NY- CO2 Rate Limit- New CT Units- v5.12 | 1031 | 5900 | Rate Constraint in lbs/MWh | FALSE | L | Annual | Allowances Sold CO2 | Thousand Tons | 0 | 0 | 0 | 0 | 0 | 0 | 0 | 0
NY- CO2 Rate Limit- New CT Units- v5.12 | 1031 | 5900 | Rate Constraint in lbs/MWh | FALSE | L | Annual | Allowances Banked | Thousand Tons | 0 | 0 | 0 | 0 | 0 | 0 | 0 | 0
NY- CO2 Rate Limit- New CT Units- v5.12 | 1031 | 5900 | Rate Constraint in lbs/MWh | FALSE | L | Annual | Allowances Withdrawn (1:1) | Thousand Tons | 0 | 0 | 0 | 0 | 0 | 0 | 0 | 0
NY- CO2 Rate Limit- New CT Units- v5.12 | 1031 | 5900 | Rate Constraint in lbs/MWh | FALSE | L | Annual | Allowances Withdrawn (n:1) | Thousand Tons | 0 | 0 | 0 | 0 | 0 | 0 | 0 | 0
NY- CO2 Rate Limit- New CT Units- v5.12 | 1031 | 5900 | Rate Constraint in lbs/MWh | FALSE | L | Annual | Net Emissions Allowance Position | Thousand Tons | 11.4213 | 17.4665 | 19.0771 | 19.0567 | 5.1554 | 2.8171 | 23.8347 | 62.4871
NY- CO2 Rate Limit- New CT Units- v5.12 | 1031 | 5900 | Rate Constraint in lbs/MWh | FALSE | L | Annual | Fuel Consumed | TBtu | 0.1951 | 0.29837 | 0.32588 | 0.32553 | 0.088067 | 0.048122 | 0.40715 | 1.0674
NY- CO2 Rate Limit- New CT Units- v5.12 | 1031 | 5900 | Rate Constraint in lbs/MWh | FALSE | L | Annual | Rate | lb/MMBtu | 117.08 | 117.08 | 117.08 | 117.08 | 117.08 | 117.08 | 117.08 | 117.08
NY- CO2 Rate Limit- New CT Units- v5.12 | 1031 | 5900 | Rate Constraint in lbs/MWh | FALSE | L | Annual | Generation | TWh | 0.021473 | 0.032838 | 0.035866 | 0.035828 | 0.0096926 | 0.0052963 | 0.046317 | 0.12367
NY- CO2 Rate Limit- New CT Units- v5.12 | 1031 | 5900 | Rate Constraint in lbs/MWh | FALSE | L | Annual | Qualifying Generation | TWh | 0.021473 | 0.032838 | 0.035866 | 0.035828 | 0.0096926 | 0.0052963 | 0.046317 | 0.12367
NY- CO2 Rate Limit- New CT Units- v5.12 | 1031 | 5900 | Rate Constraint in lbs/MWh | FALSE | L | Annual | Constraint Shadow Price | US2016$/Ton | 0 | 0 | 0 | 0 | 0 | 0 | 0 | 0
NY- CO2 Rate Limit- New Fossil Units- v5.12 | 1032 | 5901 | Rate Constraint in lbs/MWh | FALSE | L | Annual | Seasons Included | Seasons | Winter, WintShld, Summer | Winter, WintShld, Summer | Winter, WintShld, Summer | Winter, WintShld, Summer | Winter, WintShld, Summer | Winter, WintShld, Summer | Winter, WintShld, Summer | Winter, WintShld, Summer
NY- CO2 Rate Limit- New Fossil Units- v5.12 | 1032 | 5901 | Rate Constraint in lbs/MWh | FALSE | L | Annual | Standard CO2 | lb/MWh | 925 | 925 | 925 | 925 | 925 | 925 | 925 | 925
NY- CO2 Rate Limit- New Fossil Units- v5.12 | 1032 | 5901 | Rate Constraint in lbs/MWh | FALSE | L | Annual | Emissions at Affected Plants CO2 | Thousand Tons | 3659.8297 | 3659.8297 | 3659.8297 | 3659.8297 | 3659.8297 | 2972.2915 | 2934.4884 | 3057.2417
NY- CO2 Rate Limit- New Fossil Units- v5.12 | 1032 | 5901 | Rate Constraint in lbs/MWh | FALSE | L | Annual | Allowances Purchased CO2 | Thousand Tons | 0 | 0 | 0 | 0 | 0 | 0 | 0 | 0
NY- CO2 Rate Limit- New Fossil Units- v5.12 | 1032 | 5901 | Rate Constraint in lbs/MWh | FALSE | L | Annual | Allowances Sold CO2 | Thousand Tons | 0 | 0 | 0 | 0 | 0 | 0 | 0 | 0
NY- CO2 Rate Limit- New Fossil Units- v5.12 | 1032 | 5901 | Rate Constraint in lbs/MWh | FALSE | L | Annual | Allowances Banked | Thousand Tons | 0 | 0 | 0 | 0 | 0 | 0 | 0 | 0
NY- CO2 Rate Limit- New Fossil Units- v5.12 | 1032 | 5901 | Rate Constraint in lbs/MWh | FALSE | L | Annual | Allowances Withdrawn (1:1) | Thousand Tons | 0 | 0 | 0 | 0 | 0 | 0 | 0 | 0
NY- CO2 Rate Limit- New Fossil Units- v5.12 | 1032 | 5901 | Rate Constraint in lbs/MWh | FALSE | L | Annual | Allowances Withdrawn (n:1) | Thousand Tons | 0 | 0 | 0 | 0 | 0 | 0 | 0 | 0
NY- CO2 Rate Limit- New Fossil Units- v5.12 | 1032 | 5901 | Rate Constraint in lbs/MWh | FALSE | L | Annual | Net Emissions Allowance Position | Thousand Tons | 3659.8297 | 3659.8297 | 3659.8297 | 3659.8297 | 3659.8297 | 2972.2915 | 2934.4884 | 3057.2417
NY- CO2 Rate Limit- New Fossil Units- v5.12 | 1032 | 5901 | Rate Constraint in lbs/MWh | FALSE | L | Annual | Fuel Consumed | TBtu | 62.5184 | 62.5184 | 62.5184 | 62.5184 | 62.5184 | 50.7737 | 50.1279 | 52.2248
NY- CO2 Rate Limit- New Fossil Units- v5.12 | 1032 | 5901 | Rate Constraint in lbs/MWh | FALSE | L | Annual | Rate | lb/MMBtu | 117.08 | 117.08 | 117.08 | 117.08 | 117.08 | 117.08 | 117.08 | 117.08
NY- CO2 Rate Limit- New Fossil Units- v5.12 | 1032 | 5901 | Rate Constraint in lbs/MWh | FALSE | L | Annual | Generation | TWh | 10.003 | 10.003 | 10.003 | 10.003 | 10.003 | 8.1238 | 8.0205 | 8.356
NY- CO2 Rate Limit- New Fossil Units- v5.12 | 1032 | 5901 | Rate Constraint in lbs/MWh | FALSE | L | Annual | Qualifying Generation | TWh | 10.003 | 10.003 | 10.003 | 10.003 | 10.003 | 8.1238 | 8.0205 | 8.356
NY- CO2 Rate Limit- New Fossil Units- v5.12 | 1032 | 5901 | Rate Constraint in lbs/MWh | FALSE | L | Annual | Constraint Shadow Price | US2016$/Ton | 0 | 0 | 0 | 0 | 0 | 0 | 0 | 0
NY Min Oil Burn - Astoria - Summer | 1033 | 7061 | Generation Constraint in GWh | FALSE | G | Annual | Seasons Included | Seasons | Summer | Summer | Summer
NY Min Oil Burn - Astoria - Summer | 1033 | 7061 | Generation Constraint in GWh | FALSE | G | Annual | Standard GWh | GWh | 13.8985 | 13.8985 | 13.8985 | 0 | 0 | 0 | 0 | 0
NY Min Oil Burn - Astoria - Summer | 1033 | 7061 | Generation Constraint in GWh | FALSE | G | Annual | Emissions at Affected Plants | GWh | 13.8985 | 13.8985 | 13.8985 | 0 | 0 | 0 | 0 | 0
NY Min Oil Burn - Astoria - Summer | 1033 | 7061 | Generation Constraint in GWh | FALSE | G | Annual | Allowances Purchased | GWh | 0 | 0 | 0 | 0 | 0 | 0 | 0 | 0
NY Min Oil Burn - Astoria - Summer | 1033 | 7061 | Generation Constraint in GWh | FALSE | G | Annual | Allowances Sold | GWh | 0 | 0 | 0 | 0 | 0 | 0 | 0 | 0
NY Min Oil Burn - Astoria - Summer | 1033 | 7061 | Generation Constraint in GWh | FALSE | G | Annual | Allowances Banked | GWh | 0 | 0 | 0 | 0 | 0 | 0 | 0 | 0
NY Min Oil Burn - Astoria - Summer | 1033 | 7061 | Generation Constraint in GWh | FALSE | G | Annual | Allowances Withdrawn (1:1) | GWh | 0 | 0 | 0 | 0 | 0 | 0 | 0 | 0
NY Min Oil Burn - Astoria - Summer | 1033 | 7061 | Generation Constraint in GWh | FALSE | G | Annual | Allowances Withdrawn (n:1) | GWh | 0 | 0 | 0 | 0 | 0 | 0 | 0 | 0
NY Min Oil Burn - Astoria - Summer | 1033 | 7061 | Generation Constraint in GWh | FALSE | G | Annual | Net Emissions Allowance Position | GWh | 13.8985 | 13.8985 | 13.8985 | 0 | 0 | 0 | 0 | 0
NY Min Oil Burn - Astoria - Summer | 1033 | 7061 | Generation Constraint in GWh | FALSE | G | Annual | Fuel Consumed | TBtu | 0.16406 | 0.16406 | 0.16406 | 0 | 0 | 0 | 0 | 0
NY Min Oil Burn - Astoria - Summer | 1033 | 7061 | Generation Constraint in GWh | FALSE | G | Annual | Heat Rate | MMBtu/MWh | 11.804 | 11.804 | 11.804 | 0 | 0 | 0 | 0 | 0
NY Min Oil Burn - Astoria - Summer | 1033 | 7061 | Generation Constraint in GWh | FALSE | G | Annual | Generation | TWh | 0.013899 | 0.013899 | 0.013899 | 0 | 0 | 0 | 0 | 0
NY Min Oil Burn - Astoria - Summer | 1033 | 7061 | Generation Constraint in GWh | FALSE | G | Annual | Qualifying Generation | TWh | 0.013899 | 0.013899 | 0.013899 | 0 | 0 | 0 | 0 | 0
NY Min Oil Burn - Astoria - Summer | 1033 | 7061 | Generation Constraint in GWh | FALSE | G | Annual | Rate | lb/MWh | 0 | 0 | 0 | 0 | 0 | 0 | 0 | 0
NY Min Oil Burn - Astoria - Summer | 1033 | 7061 | Generation Constraint in GWh | FALSE | G | Annual | Constraint Shadow Price | US2016$/MWh | 132.789 | 136.4028 | 145.6878 | 0 | 0 | 0 | 0 | 0
NY Min Oil Burn - Astoria - Winter | 1034 | 7059 | Generation Constraint in GWh | FALSE | G | Annual | Seasons Included | Seasons | Winter | Winter | Winter
NY Min Oil Burn - Astoria - Winter | 1034 | 7059 | Generation Constraint in GWh | FALSE | G | Annual | Standard GWh | GWh | 34.3375 | 34.3375 | 34.3375 | 0 | 0 | 0 | 0 | 0
NY Min Oil Burn - Astoria - Winter | 1034 | 7059 | Generation Constraint in GWh | FALSE | G | Annual | Emissions at Affected Plants | GWh | 34.3375 | 34.3375 | 34.3375 | 0 | 0 | 0 | 0 | 0
NY Min Oil Burn - Astoria - Winter | 1034 | 7059 | Generation Constraint in GWh | FALSE | G | Annual | Allowances Purchased | GWh | 0 | 0 | 0 | 0 | 0 | 0 | 0 | 0
NY Min Oil Burn - Astoria - Winter | 1034 | 7059 | Generation Constraint in GWh | FALSE | G | Annual | Allowances Sold | GWh | 0 | 0 | 0 | 0 | 0 | 0 | 0 | 0
NY Min Oil Burn - Astoria - Winter | 1034 | 7059 | Generation Constraint in GWh | FALSE | G | Annual | Allowances Banked | GWh | 0 | 0 | 0 | 0 | 0 | 0 | 0 | 0
NY Min Oil Burn - Astoria - Winter | 1034 | 7059 | Generation Constraint in GWh | FALSE | G | Annual | Allowances Withdrawn (1:1) | GWh | 0 | 0 | 0 | 0 | 0 | 0 | 0 | 0
NY Min Oil Burn - Astoria - Winter | 1034 | 7059 | Generation Constraint in GWh | FALSE | G | Annual | Allowances Withdrawn (n:1) | GWh | 0 | 0 | 0 | 0 | 0 | 0 | 0 | 0
NY Min Oil Burn - Astoria - Winter | 1034 | 7059 | Generation Constraint in GWh | FALSE | G | Annual | Net Emissions Allowance Position | GWh | 34.3375 | 34.3375 | 34.3375 | 0 | 0 | 0 | 0 | 0
NY Min Oil Burn - Astoria - Winter | 1034 | 7059 | Generation Constraint in GWh | FALSE | G | Annual | Fuel Consumed | TBtu | 0.40532 | 0.40532 | 0.40532 | 0 | 0 | 0 | 0 | 0
NY Min Oil Burn - Astoria - Winter | 1034 | 7059 | Generation Constraint in GWh | FALSE | G | Annual | Heat Rate | MMBtu/MWh | 11.804 | 11.804 | 11.804 | 0 | 0 | 0 | 0 | 0
NY Min Oil Burn - Astoria - Winter | 1034 | 7059 | Generation Constraint in GWh | FALSE | G | Annual | Generation | TWh | 0.034338 | 0.034338 | 0.034338 | 0 | 0 | 0 | 0 | 0
NY Min Oil Burn - Astoria - Winter | 1034 | 7059 | Generation Constraint in GWh | FALSE | G | Annual | Qualifying Generation | TWh | 0.034338 | 0.034338 | 0.034338 | 0 | 0 | 0 | 0 | 0
NY Min Oil Burn - Astoria - Winter | 1034 | 7059 | Generation Constraint in GWh | FALSE | G | Annual | Rate | lb/MWh | 0 | 0 | 0 | 0 | 0 | 0 | 0 | 0
NY Min Oil Burn - Astoria - Winter | 1034 | 7059 | Generation Constraint in GWh | FALSE | G | Annual | Constraint Shadow Price | US2016$/MWh | 126.918 | 127.2114 | 132.6375 | 0 | 0 | 0 | 0 | 0
NY Min Oil Burn - Astoria - Winter Shldr | 1035 | 7060 | Generation Constraint in GWh | FALSE | G | Annual | Seasons Included | Seasons | WintShld | WintShld | WintShld
NY Min Oil Burn - Astoria - Winter Shldr | 1035 | 7060 | Generation Constraint in GWh | FALSE | G | Annual | Standard GWh | GWh | 4.433 | 4.433 | 4.433 | 0 | 0 | 0 | 0 | 0
NY Min Oil Burn - Astoria - Winter Shldr | 1035 | 7060 | Generation Constraint in GWh | FALSE | G | Annual | Emissions at Affected Plants | GWh | 4.433 | 4.433 | 4.433 | 0 | 0 | 0 | 0 | 0
NY Min Oil Burn - Astoria - Winter Shldr | 1035 | 7060 | Generation Constraint in GWh | FALSE | G | Annual | Allowances Purchased | GWh | 0 | 0 | 0 | 0 | 0 | 0 | 0 | 0
NY Min Oil Burn - Astoria - Winter Shldr | 1035 | 7060 | Generation Constraint in GWh | FALSE | G | Annual | Allowances Sold | GWh | 0 | 0 | 0 | 0 | 0 | 0 | 0 | 0
NY Min Oil Burn - Astoria - Winter Shldr | 1035 | 7060 | Generation Constraint in GWh | FALSE | G | Annual | Allowances Banked | GWh | 0 | 0 | 0 | 0 | 0 | 0 | 0 | 0
NY Min Oil Burn - Astoria - Winter Shldr | 1035 | 7060 | Generation Constraint in GWh | FALSE | G | Annual | Allowances Withdrawn (1:1) | GWh | 0 | 0 | 0 | 0 | 0 | 0 | 0 | 0
NY Min Oil Burn - Astoria - Winter Shldr | 1035 | 7060 | Generation Constraint in GWh | FALSE | G | Annual | Allowances Withdrawn (n:1) | GWh | 0 | 0 | 0 | 0 | 0 | 0 | 0 | 0
NY Min Oil Burn - Astoria - Winter Shldr | 1035 | 7060 | Generation Constraint in GWh | FALSE | G | Annual | Net Emissions Allowance Position | GWh | 4.433 | 4.433 | 4.433 | 0 | 0 | 0 | 0 | 0
NY Min Oil Burn - Astoria - Winter Shldr | 1035 | 7060 | Generation Constraint in GWh | FALSE | G | Annual | Fuel Consumed | TBtu | 0.052327 | 0.052327 | 0.052327 | 0 | 0 | 0 | 0 | 0
NY Min Oil Burn - Astoria - Winter Shldr | 1035 | 7060 | Generation Constraint in GWh | FALSE | G | Annual | Heat Rate | MMBtu/MWh | 11.804 | 11.804 | 11.804 | 0 | 0 | 0 | 0 | 0
NY Min Oil Burn - Astoria - Winter Shldr | 1035 | 7060 | Generation Constraint in GWh | FALSE | G | Annual | Generation | TWh | 0.004433 | 0.004433 | 0.004433 | 0 | 0 | 0 | 0 | 0
NY Min Oil Burn - Astoria - Winter Shldr | 1035 | 7060 | Generation Constraint in GWh | FALSE | G | Annual | Qualifying Generation | TWh | 0.004433 | 0.004433 | 0.004433 | 0 | 0 | 0 | 0 | 0
NY Min Oil Burn - Astoria - Winter Shldr | 1035 | 7060 | Generation Constraint in GWh | FALSE | G | Annual | Rate | lb/MWh | 0 | 0 | 0 | 0 | 0 | 0 | 0 | 0
NY Min Oil Burn - Astoria - Winter Shldr | 1035 | 7060 | Generation Constraint in GWh | FALSE | G | Annual | Constraint Shadow Price | US2016$/MWh | 129.012 | 138.9776 | 148.6706 | 0 | 0 | 0 | 0 | 0
NY Min Oil Burn - Astoria Energy - Summer | 1036 | 7073 | Generation Constraint in GWh | FALSE | G | Annual | Seasons Included | Seasons | Summer | Summer | Summer
NY Min Oil Burn - Astoria Energy - Summer | 1036 | 7073 | Generation Constraint in GWh | FALSE | G | Annual | Standard GWh | GWh | 0 | 0 | 0 | 0 | 0 | 0 | 0 | 0
NY Min Oil Burn - Astoria Energy - Summer | 1036 | 7073 | Generation Constraint in GWh | FALSE | G | Annual | Emissions at Affected Plants | GWh | 0 | 0 | 0 | 0 | 0 | 0 | 0 | 0
NY Min Oil Burn - Astoria Energy - Summer | 1036 | 7073 | Generation Constraint in GWh | FALSE | G | Annual | Allowances Purchased | GWh | 0 | 0 | 0 | 0 | 0 | 0 | 0 | 0
NY Min Oil Burn - Astoria Energy - Summer | 1036 | 7073 | Generation Constraint in GWh | FALSE | G | Annual | Allowances Sold | GWh | 0 | 0 | 0 | 0 | 0 | 0 | 0 | 0
NY Min Oil Burn - Astoria Energy - Summer | 1036 | 7073 | Generation Constraint in GWh | FALSE | G | Annual | Allowances Banked | GWh | 0 | 0 | 0 | 0 | 0 | 0 | 0 | 0
NY Min Oil Burn - Astoria Energy - Summer | 1036 | 7073 | Generation Constraint in GWh | FALSE | G | Annual | Allowances Withdrawn (1:1) | GWh | 0 | 0 | 0 | 0 | 0 | 0 | 0 | 0
NY Min Oil Burn - Astoria Energy - Summer | 1036 | 7073 | Generation Constraint in GWh | FALSE | G | Annual | Allowances Withdrawn (n:1) | GWh | 0 | 0 | 0 | 0 | 0 | 0 | 0 | 0
NY Min Oil Burn - Astoria Energy - Summer | 1036 | 7073 | Generation Constraint in GWh | FALSE | G | Annual | Net Emissions Allowance Position | GWh | 0 | 0 | 0 | 0 | 0 | 0 | 0 | 0
NY Min Oil Burn - Astoria Energy - Summer | 1036 | 7073 | Generation Constraint in GWh | FALSE | G | Annual | Fuel Consumed | TBtu | 0 | 0 | 0 | 0 | 0 | 0 | 0 | 0
NY Min Oil Burn - Astoria Energy - Summer | 1036 | 7073 | Generation Constraint in GWh | FALSE | G | Annual | Heat Rate | MMBtu/MWh | 0 | 0 | 0 | 0 | 0 | 0 | 0 | 0
NY Min Oil Burn - Astoria Energy - Summer | 1036 | 7073 | Generation Constraint in GWh | FALSE | G | Annual | Generation | TWh | 0 | 0 | 0 | 0 | 0 | 0 | 0 | 0
NY Min Oil Burn - Astoria Energy - Summer | 1036 | 7073 | Generation Constraint in GWh | FALSE | G | Annual | Qualifying Generation | TWh | 0 | 0 | 0 | 0 | 0 | 0 | 0 | 0
NY Min Oil Burn - Astoria Energy - Summer | 1036 | 7073 | Generation Constraint in GWh | FALSE | G | Annual | Rate | lb/MWh | 0 | 0 | 0 | 0 | 0 | 0 | 0 | 0
NY Min Oil Burn - Astoria Energy - Summer | 1036 | 7073 | Generation Constraint in GWh | FALSE | G | Annual | Constraint Shadow Price | US2016$/MWh | 0 | 0 | 0 | 0 | 0 | 0 | 0 | 0
NY Min Oil Burn - Astoria Energy - Winter | 1037 | 7071 | Generation Constraint in GWh | FALSE | G | Annual | Seasons Included | Seasons | Winter | Winter | Winter
NY Min Oil Burn - Astoria Energy - Winter | 1037 | 7071 | Generation Constraint in GWh | FALSE | G | Annual | Standard GWh | GWh | 33.8256 | 33.8256 | 33.8256 | 0 | 0 | 0 | 0 | 0
NY Min Oil Burn - Astoria Energy - Winter | 1037 | 7071 | Generation Constraint in GWh | FALSE | G | Annual | Emissions at Affected Plants | GWh | 33.8256 | 33.8256 | 33.8256 | 0 | 0 | 0 | 0 | 0
NY Min Oil Burn - Astoria Energy - Winter | 1037 | 7071 | Generation Constraint in GWh | FALSE | G | Annual | Allowances Purchased | GWh | 0 | 0 | 0 | 0 | 0 | 0 | 0 | 0
NY Min Oil Burn - Astoria Energy - Winter | 1037 | 7071 | Generation Constraint in GWh | FALSE | G | Annual | Allowances Sold | GWh | 0 | 0 | 0 | 0 | 0 | 0 | 0 | 0
NY Min Oil Burn - Astoria Energy - Winter | 1037 | 7071 | Generation Constraint in GWh | FALSE | G | Annual | Allowances Banked | GWh | 0 | 0 | 0 | 0 | 0 | 0 | 0 | 0
NY Min Oil Burn - Astoria Energy - Winter | 1037 | 7071 | Generation Constraint in GWh | FALSE | G | Annual | Allowances Withdrawn (1:1) | GWh | 0 | 0 | 0 | 0 | 0 | 0 | 0 | 0
NY Min Oil Burn - Astoria Energy - Winter | 1037 | 7071 | Generation Constraint in GWh | FALSE | G | Annual | Allowances Withdrawn (n:1) | GWh | 0 | 0 | 0 | 0 | 0 | 0 | 0 | 0
NY Min Oil Burn - Astoria Energy - Winter | 1037 | 7071 | Generation Constraint in GWh | FALSE | G | Annual | Net Emissions Allowance Position | GWh | 33.8256 | 33.8256 | 33.8256 | 0 | 0 | 0 | 0 | 0
NY Min Oil Burn - Astoria Energy - Winter | 1037 | 7071 | Generation Constraint in GWh | FALSE | G | Annual | Fuel Consumed | TBtu | 0.24781 | 0.24781 | 0.24781 | 0 | 0 | 0 | 0 | 0
NY Min Oil Burn - Astoria Energy - Winter | 1037 | 7071 | Generation Constraint in GWh | FALSE | G | Annual | Heat Rate | MMBtu/MWh | 7.326 | 7.326 | 7.326 | 0 | 0 | 0 | 0 | 0
NY Min Oil Burn - Astoria Energy - Winter | 1037 | 7071 | Generation Constraint in GWh | FALSE | G | Annual | Generation | TWh | 0.033826 | 0.033826 | 0.033826 | 0 | 0 | 0 | 0 | 0
NY Min Oil Burn - Astoria Energy - Winter | 1037 | 7071 | Generation Constraint in GWh | FALSE | G | Annual | Qualifying Generation | TWh | 0.033826 | 0.033826 | 0.033826 | 0 | 0 | 0 | 0 | 0
NY Min Oil Burn - Astoria Energy - Winter | 1037 | 7071 | Generation Constraint in GWh | FALSE | G | Annual | Rate | lb/MWh | 0 | 0 | 0 | 0 | 0 | 0 | 0 | 0
NY Min Oil Burn - Astoria Energy - Winter | 1037 | 7071 | Generation Constraint in GWh | FALSE | G | Annual | Constraint Shadow Price | US2016$/MWh | 106.232 | 109.5831 | 114.3694 | 0 | 0 | 0 | 0 | 0
NY Min Oil Burn - Astoria Energy - Winter Shldr | 1038 | 7072 | Generation Constraint in GWh | FALSE | G | Annual | Seasons Included | Seasons | WintShld | WintShld | WintShld
NY Min Oil Burn - Astoria Energy - Winter Shldr | 1038 | 7072 | Generation Constraint in GWh | FALSE | G | Annual | Standard GWh | GWh | 0 | 0 | 0 | 0 | 0 | 0 | 0 | 0
NY Min Oil Burn - Astoria Energy - Winter Shldr | 1038 | 7072 | Generation Constraint in GWh | FALSE | G | Annual | Emissions at Affected Plants | GWh | 0 | 0 | 0 | 0 | 0 | 0 | 0 | 0
NY Min Oil Burn - Astoria Energy - Winter Shldr | 1038 | 7072 | Generation Constraint in GWh | FALSE | G | Annual | Allowances Purchased | GWh | 0 | 0 | 0 | 0 | 0 | 0 | 0 | 0
NY Min Oil Burn - Astoria Energy - Winter Shldr | 1038 | 7072 | Generation Constraint in GWh | FALSE | G | Annual | Allowances Sold | GWh | 0 | 0 | 0 | 0 | 0 | 0 | 0 | 0
NY Min Oil Burn - Astoria Energy - Winter Shldr | 1038 | 7072 | Generation Constraint in GWh | FALSE | G | Annual | Allowances Banked | GWh | 0 | 0 | 0 | 0 | 0 | 0 | 0 | 0
NY Min Oil Burn - Astoria Energy - Winter Shldr | 1038 | 7072 | Generation Constraint in GWh | FALSE | G | Annual | Allowances Withdrawn (1:1) | GWh | 0 | 0 | 0 | 0 | 0 | 0 | 0 | 0
NY Min Oil Burn - Astoria Energy - Winter Shldr | 1038 | 7072 | Generation Constraint in GWh | FALSE | G | Annual | Allowances Withdrawn (n:1) | GWh | 0 | 0 | 0 | 0 | 0 | 0 | 0 | 0
NY Min Oil Burn - Astoria Energy - Winter Shldr | 1038 | 7072 | Generation Constraint in GWh | FALSE | G | Annual | Net Emissions Allowance Position | GWh | 0 | 0 | 0 | 0 | 0 | 0 | 0 | 0
NY Min Oil Burn - Astoria Energy - Winter Shldr | 1038 | 7072 | Generation Constraint in GWh | FALSE | G | Annual | Fuel Consumed | TBtu | 0 | 0 | 0 | 0 | 0 | 0 | 0 | 0
NY Min Oil Burn - Astoria Energy - Winter Shldr | 1038 | 7072 | Generation Constraint in GWh | FALSE | G | Annual | Heat Rate | MMBtu/MWh | 0 | 0 | 0 | 0 | 0 | 0 | 0 | 0
NY Min Oil Burn - Astoria Energy - Winter Shldr | 1038 | 7072 | Generation Constraint in GWh | FALSE | G | Annual | Generation | TWh | 0 | 0 | 0 | 0 | 0 | 0 | 0 | 0
NY Min Oil Burn - Astoria Energy - Winter Shldr | 1038 | 7072 | Generation Constraint in GWh | FALSE | G | Annual | Qualifying Generation | TWh | 0 | 0 | 0 | 0 | 0 | 0 | 0 | 0
NY Min Oil Burn - Astoria Energy - Winter Shldr | 1038 | 7072 | Generation Constraint in GWh | FALSE | G | Annual | Rate | lb/MWh | 0 | 0 | 0 | 0 | 0 | 0 | 0 | 0
NY Min Oil Burn - Astoria Energy - Winter Shldr | 1038 | 7072 | Generation Constraint in GWh | FALSE | G | Annual | Constraint Shadow Price | US2016$/MWh | 0 | 0 | 0 | 0 | 0 | 0 | 0 | 0
NY Min Oil Burn - East River - Summer | 1039 | 7064 | Generation Constraint in GWh | FALSE | G | Annual | Seasons Included | Seasons | Summer | Summer | Summer
NY Min Oil Burn - East River - Summer | 1039 | 7064 | Generation Constraint in GWh | FALSE | G | Annual | Standard GWh | GWh | 7.2045 | 7.2045 | 7.2045 | 0 | 0 | 0 | 0 | 0
NY Min Oil Burn - East River - Summer | 1039 | 7064 | Generation Constraint in GWh | FALSE | G | Annual | Emissions at Affected Plants | GWh | 7.2045 | 7.2045 | 7.2045 | 0 | 0 | 0 | 0 | 0
NY Min Oil Burn - East River - Summer | 1039 | 7064 | Generation Constraint in GWh | FALSE | G | Annual | Allowances Purchased | GWh | 0 | 0 | 0 | 0 | 0 | 0 | 0 | 0
NY Min Oil Burn - East River - Summer | 1039 | 7064 | Generation Constraint in GWh | FALSE | G | Annual | Allowances Sold | GWh | 0 | 0 | 0 | 0 | 0 | 0 | 0 | 0
NY Min Oil Burn - East River - Summer | 1039 | 7064 | Generation Constraint in GWh | FALSE | G | Annual | Allowances Banked | GWh | 0 | 0 | 0 | 0 | 0 | 0 | 0 | 0
NY Min Oil Burn - East River - Summer | 1039 | 7064 | Generation Constraint in GWh | FALSE | G | Annual | Allowances Withdrawn (1:1) | GWh | 0 | 0 | 0 | 0 | 0 | 0 | 0 | 0
NY Min Oil Burn - East River - Summer | 1039 | 7064 | Generation Constraint in GWh | FALSE | G | Annual | Allowances Withdrawn (n:1) | GWh | 0 | 0 | 0 | 0 | 0 | 0 | 0 | 0
NY Min Oil Burn - East River - Summer | 1039 | 7064 | Generation Constraint in GWh | FALSE | G | Annual | Net Emissions Allowance Position | GWh | 7.2045 | 7.2045 | 7.2045 | 0 | 0 | 0 | 0 | 0
NY Min Oil Burn - East River - Summer | 1039 | 7064 | Generation Constraint in GWh | FALSE | G | Annual | Fuel Consumed | TBtu | 0.085632 | 0.085632 | 0.085632 | 0 | 0 | 0 | 0 | 0
NY Min Oil Burn - East River - Summer | 1039 | 7064 | Generation Constraint in GWh | FALSE | G | Annual | Heat Rate | MMBtu/MWh | 11.886 | 11.886 | 11.886 | 0 | 0 | 0 | 0 | 0
NY Min Oil Burn - East River - Summer | 1039 | 7064 | Generation Constraint in GWh | FALSE | G | Annual | Generation | TWh | 0.0072045 | 0.0072045 | 0.0072045 | 0 | 0 | 0 | 0 | 0
NY Min Oil Burn - East River - Summer | 1039 | 7064 | Generation Constraint in GWh | FALSE | G | Annual | Qualifying Generation | TWh | 0.0072045 | 0.0072045 | 0.0072045 | 0 | 0 | 0 | 0 | 0
NY Min Oil Burn - East River - Summer | 1039 | 7064 | Generation Constraint in GWh | FALSE | G | Annual | Rate | lb/MWh | 0 | 0 | 0 | 0 | 0 | 0 | 0 | 0
NY Min Oil Burn - East River - Summer | 1039 | 7064 | Generation Constraint in GWh | FALSE | G | Annual | Constraint Shadow Price | US2016$/MWh | 133.584 | 137.2143 | 147.331 | 0 | 0 | 0 | 0 | 0
NY Min Oil Burn - East River - Winter | 1040 | 7062 | Generation Constraint in GWh | FALSE | G | Annual | Seasons Included | Seasons | Winter | Winter | Winter
NY Min Oil Burn - East River - Winter | 1040 | 7062 | Generation Constraint in GWh | FALSE | G | Annual | Standard GWh | GWh | 21.1896 | 21.1896 | 21.1896 | 0 | 0 | 0 | 0 | 0
NY Min Oil Burn - East River - Winter | 1040 | 7062 | Generation Constraint in GWh | FALSE | G | Annual | Emissions at Affected Plants | GWh | 21.1896 | 21.1896 | 21.1896 | 0 | 0 | 0 | 0 | 0
NY Min Oil Burn - East River - Winter | 1040 | 7062 | Generation Constraint in GWh | FALSE | G | Annual | Allowances Purchased | GWh | 0 | 0 | 0 | 0 | 0 | 0 | 0 | 0
NY Min Oil Burn - East River - Winter | 1040 | 7062 | Generation Constraint in GWh | FALSE | G | Annual | Allowances Sold | GWh | 0 | 0 | 0 | 0 | 0 | 0 | 0 | 0
NY Min Oil Burn - East River - Winter | 1040 | 7062 | Generation Constraint in GWh | FALSE | G | Annual | Allowances Banked | GWh | 0 | 0 | 0 | 0 | 0 | 0 | 0 | 0
NY Min Oil Burn - East River - Winter | 1040 | 7062 | Generation Constraint in GWh | FALSE | G | Annual | Allowances Withdrawn (1:1) | GWh | 0 | 0 | 0 | 0 | 0 | 0 | 0 | 0
NY Min Oil Burn - East River - Winter | 1040 | 7062 | Generation Constraint in GWh | FALSE | G | Annual | Allowances Withdrawn (n:1) | GWh | 0 | 0 | 0 | 0 | 0 | 0 | 0 | 0
NY Min Oil Burn - East River - Winter | 1040 | 7062 | Generation Constraint in GWh | FALSE | G | Annual | Net Emissions Allowance Position | GWh | 21.1896 | 21.1896 | 21.1896 | 0 | 0 | 0 | 0 | 0
NY Min Oil Burn - East River - Winter | 1040 | 7062 | Generation Constraint in GWh | FALSE | G | Annual | Fuel Consumed | TBtu | 0.25186 | 0.25186 | 0.25186 | 0 | 0 | 0 | 0 | 0
NY Min Oil Burn - East River - Winter | 1040 | 7062 | Generation Constraint in GWh | FALSE | G | Annual | Heat Rate | MMBtu/MWh | 11.886 | 11.886 | 11.886 | 0 | 0 | 0 | 0 | 0
NY Min Oil Burn - East River - Winter | 1040 | 7062 | Generation Constraint in GWh | FALSE | G | Annual | Generation | TWh | 0.02119 | 0.02119 | 0.02119 | 0 | 0 | 0 | 0 | 0
NY Min Oil Burn - East River - Winter | 1040 | 7062 | Generation Constraint in GWh | FALSE | G | Annual | Qualifying Generation | TWh | 0.02119 | 0.02119 | 0.02119 | 0 | 0 | 0 | 0 | 0
NY Min Oil Burn - East River - Winter | 1040 | 7062 | Generation Constraint in GWh | FALSE | G | Annual | Rate | lb/MWh | 0 | 0 | 0 | 0 | 0 | 0 | 0 | 0
NY Min Oil Burn - East River - Winter | 1040 | 7062 | Generation Constraint in GWh | FALSE | G | Annual | Constraint Shadow Price | US2016$/MWh | 128.122 | 132.2472 | 139.4605 | 0 | 0 | 0 | 0 | 0
NY Min Oil Burn - East River - Winter Shldr | 1041 | 7063 | Generation Constraint in GWh | FALSE | G | Annual | Seasons Included | Seasons | WintShld | WintShld | WintShld
NY Min Oil Burn - East River - Winter Shldr | 1041 | 7063 | Generation Constraint in GWh | FALSE | G | Annual | Standard GWh | GWh | 3.8298 | 3.8298 | 3.8298 | 0 | 0 | 0 | 0 | 0
NY Min Oil Burn - East River - Winter Shldr | 1041 | 7063 | Generation Constraint in GWh | FALSE | G | Annual | Emissions at Affected Plants | GWh | 3.8298 | 3.8298 | 3.8298 | 0 | 0 | 0 | 0 | 0
NY Min Oil Burn - East River - Winter Shldr | 1041 | 7063 | Generation Constraint in GWh | FALSE | G | Annual | Allowances Purchased | GWh | 0 | 0 | 0 | 0 | 0 | 0 | 0 | 0
NY Min Oil Burn - East River - Winter Shldr | 1041 | 7063 | Generation Constraint in GWh | FALSE | G | Annual | Allowances Sold | GWh | 0 | 0 | 0 | 0 | 0 | 0 | 0 | 0
NY Min Oil Burn - East River - Winter Shldr | 1041 | 7063 | Generation Constraint in GWh | FALSE | G | Annual | Allowances Banked | GWh | 0 | 0 | 0 | 0 | 0 | 0 | 0 | 0
NY Min Oil Burn - East River - Winter Shldr | 1041 | 7063 | Generation Constraint in GWh | FALSE | G | Annual | Allowances Withdrawn (1:1) | GWh | 0 | 0 | 0 | 0 | 0 | 0 | 0 | 0
NY Min Oil Burn - East River - Winter Shldr | 1041 | 7063 | Generation Constraint in GWh | FALSE | G | Annual | Allowances Withdrawn (n:1) | GWh | 0 | 0 | 0 | 0 | 0 | 0 | 0 | 0
NY Min Oil Burn - East River - Winter Shldr | 1041 | 7063 | Generation Constraint in GWh | FALSE | G | Annual | Net Emissions Allowance Position | GWh | 3.8298 | 3.8298 | 3.8298 | 0 | 0 | 0 | 0 | 0
NY Min Oil Burn - East River - Winter Shldr | 1041 | 7063 | Generation Constraint in GWh | FALSE | G | Annual | Fuel Consumed | TBtu | 0.045521 | 0.045521 | 0.045521 | 0 | 0 | 0 | 0 | 0
NY Min Oil Burn - East River - Winter Shldr | 1041 | 7063 | Generation Constraint in GWh | FALSE | G | Annual | Heat Rate | MMBtu/MWh | 11.886 | 11.886 | 11.886 | 0 | 0 | 0 | 0 | 0
NY Min Oil Burn - East River - Winter Shldr | 1041 | 7063 | Generation Constraint in GWh | FALSE | G | Annual | Generation | TWh | 0.0038298 | 0.0038298 | 0.0038298 | 0 | 0 | 0 | 0 | 0
NY Min Oil Burn - East River - Winter Shldr | 1041 | 7063 | Generation Constraint in GWh | FALSE | G | Annual | Qualifying Generation | TWh | 0.0038298 | 0.0038298 | 0.0038298 | 0 | 0 | 0 | 0 | 0
NY Min Oil Burn - East River - Winter Shldr | 1041 | 7063 | Generation Constraint in GWh | FALSE | G | Annual | Rate | lb/MWh | 0 | 0 | 0 | 0 | 0 | 0 | 0 | 0
NY Min Oil Burn - East River - Winter Shldr | 1041 | 7063 | Generation Constraint in GWh | FALSE | G | Annual | Constraint Shadow Price | US2016$/MWh | 141.253 | 140.2414 | 149.994 | 0 | 0 | 0 | 0 | 0
NY Min Oil Burn - Northport - Summer | 1042 | 7067 | Generation Constraint in GWh | FALSE | G | Annual | Seasons Included | Seasons | Summer | Summer | Summer
NY Min Oil Burn - Northport - Summer | 1042 | 7067 | Generation Constraint in GWh | FALSE | G | Annual | Standard GWh | GWh | 116.1086 | 116.1086 | 116.1086 | 0 | 0 | 0 | 0 | 0
NY Min Oil Burn - Northport - Summer | 1042 | 7067 | Generation Constraint in GWh | FALSE | G | Annual | Emissions at Affected Plants | GWh | 116.1086 | 116.1086 | 116.1086 | 0 | 0 | 0 | 0 | 0
NY Min Oil Burn - Northport - Summer | 1042 | 7067 | Generation Constraint in GWh | FALSE | G | Annual | Allowances Purchased | GWh | 0 | 0 | 0 | 0 | 0 | 0 | 0 | 0
NY Min Oil Burn - Northport - Summer | 1042 | 7067 | Generation Constraint in GWh | FALSE | G | Annual | Allowances Sold | GWh | 0 | 0 | 0 | 0 | 0 | 0 | 0 | 0
NY Min Oil Burn - Northport - Summer | 1042 | 7067 | Generation Constraint in GWh | FALSE | G | Annual | Allowances Banked | GWh | 0 | 0 | 0 | 0 | 0 | 0 | 0 | 0
NY Min Oil Burn - Northport - Summer | 1042 | 7067 | Generation Constraint in GWh | FALSE | G | Annual | Allowances Withdrawn (1:1) | GWh | 0 | 0 | 0 | 0 | 0 | 0 | 0 | 0
NY Min Oil Burn - Northport - Summer | 1042 | 7067 | Generation Constraint in GWh | FALSE | G | Annual | Allowances Withdrawn (n:1) | GWh | 0 | 0 | 0 | 0 | 0 | 0 | 0 | 0
NY Min Oil Burn - Northport - Summer | 1042 | 7067 | Generation Constraint in GWh | FALSE | G | Annual | Net Emissions Allowance Position | GWh | 116.1086 | 116.1086 | 116.1086 | 0 | 0 | 0 | 0 | 0
NY Min Oil Burn - Northport - Summer | 1042 | 7067 | Generation Constraint in GWh | FALSE | G | Annual | Fuel Consumed | TBtu | 1.2213 | 1.2213 | 1.2213 | 0 | 0 | 0 | 0 | 0
NY Min Oil Burn - Northport - Summer | 1042 | 7067 | Generation Constraint in GWh | FALSE | G | Annual | Heat Rate | MMBtu/MWh | 10.519 | 10.519 | 10.519 | 0 | 0 | 0 | 0 | 0
NY Min Oil Burn - Northport - Summer | 1042 | 7067 | Generation Constraint in GWh | FALSE | G | Annual | Generation | TWh | 0.11611 | 0.11611 | 0.11611 | 0 | 0 | 0 | 0 | 0
NY Min Oil Burn - Northport - Summer | 1042 | 7067 | Generation Constraint in GWh | FALSE | G | Annual | Qualifying Generation | TWh | 0.11611 | 0.11611 | 0.11611 | 0 | 0 | 0 | 0 | 0
NY Min Oil Burn - Northport - Summer | 1042 | 7067 | Generation Constraint in GWh | FALSE | G | Annual | Rate | lb/MWh | 0 | 0 | 0 | 0 | 0 | 0 | 0 | 0
NY Min Oil Burn - Northport - Summer | 1042 | 7067 | Generation Constraint in GWh | FALSE | G | Annual | Constraint Shadow Price | US2016$/MWh | 85.051 | 80.7951 | 89.0515 | 0 | 0 | 0 | 0 | 0
NY Min Oil Burn - Northport - Winter | 1043 | 7065 | Generation Constraint in GWh | FALSE | G | Annual | Seasons Included | Seasons | Winter | Winter | Winter
NY Min Oil Burn - Northport - Winter | 1043 | 7065 | Generation Constraint in GWh | FALSE | G | Annual | Standard GWh | GWh | 177.5779 | 177.5779 | 177.5779 | 0 | 0 | 0 | 0 | 0
NY Min Oil Burn - Northport - Winter | 1043 | 7065 | Generation Constraint in GWh | FALSE | G | Annual | Emissions at Affected Plants | GWh | 177.5779 | 177.5779 | 177.5779 | 0 | 0 | 0 | 0 | 0
NY Min Oil Burn - Northport - Winter | 1043 | 7065 | Generation Constraint in GWh | FALSE | G | Annual | Allowances Purchased | GWh | 0 | 0 | 0 | 0 | 0 | 0 | 0 | 0
NY Min Oil Burn - Northport - Winter | 1043 | 7065 | Generation Constraint in GWh | FALSE | G | Annual | Allowances Sold | GWh | 0 | 0 | 0 | 0 | 0 | 0 | 0 | 0
NY Min Oil Burn - Northport - Winter | 1043 | 7065 | Generation Constraint in GWh | FALSE | G | Annual | Allowances Banked | GWh | 0 | 0 | 0 | 0 | 0 | 0 | 0 | 0
NY Min Oil Burn - Northport - Winter | 1043 | 7065 | Generation Constraint in GWh | FALSE | G | Annual | Allowances Withdrawn (1:1) | GWh | 0 | 0 | 0 | 0 | 0 | 0 | 0 | 0
NY Min Oil Burn - Northport - Winter | 1043 | 7065 | Generation Constraint in GWh | FALSE | G | Annual | Allowances Withdrawn (n:1) | GWh | 0 | 0 | 0 | 0 | 0 | 0 | 0 | 0
NY Min Oil Burn - Northport - Winter | 1043 | 7065 | Generation Constraint in GWh | FALSE | G | Annual | Net Emissions Allowance Position | GWh | 177.5779 | 177.5779 | 177.5779 | 0 | 0 | 0 | 0 | 0
NY Min Oil Burn - Northport - Winter | 1043 | 7065 | Generation Constraint in GWh | FALSE | G | Annual | Fuel Consumed | TBtu | 1.8809 | 1.8809 | 1.8821 | 0 | 0 | 0 | 0 | 0
NY Min Oil Burn - Northport - Winter | 1043 | 7065 | Generation Constraint in GWh | FALSE | G | Annual | Heat Rate | MMBtu/MWh | 10.5918 | 10.5918 | 10.5988 | 0 | 0 | 0 | 0 | 0
NY Min Oil Burn - Northport - Winter | 1043 | 7065 | Generation Constraint in GWh | FALSE | G | Annual | Generation | TWh | 0.17758 | 0.17758 | 0.17758 | 0 | 0 | 0 | 0 | 0
NY Min Oil Burn - Northport - Winter | 1043 | 7065 | Generation Constraint in GWh | FALSE | G | Annual | Qualifying Generation | TWh | 0.17758 | 0.17758 | 0.17758 | 0 | 0 | 0 | 0 | 0
NY Min Oil Burn - Northport - Winter | 1043 | 7065 | Generation Constraint in GWh | FALSE | G | Annual | Rate | lb/MWh | 0 | 0 | 0 | 0 | 0 | 0 | 0 | 0
NY Min Oil Burn - Northport - Winter | 1043 | 7065 | Generation Constraint in GWh | FALSE | G | Annual | Constraint Shadow Price | US2016$/MWh | 60.321 | 53.3272 | 73.6855 | 0 | 0 | 0 | 0 | 0
NY Min Oil Burn - Northport - Winter Shldr | 1044 | 7066 | Generation Constraint in GWh | FALSE | G | Annual | Seasons Included | Seasons | WintShld | WintShld | WintShld
NY Min Oil Burn - Northport - Winter Shldr | 1044 | 7066 | Generation Constraint in GWh | FALSE | G | Annual | Standard GWh | GWh | 23.1458 | 23.1458 | 23.1458 | 0 | 0 | 0 | 0 | 0
NY Min Oil Burn - Northport - Winter Shldr | 1044 | 7066 | Generation Constraint in GWh | FALSE | G | Annual | Emissions at Affected Plants | GWh | 23.1458 | 23.1458 | 23.1458 | 0 | 0 | 0 | 0 | 0
NY Min Oil Burn - Northport - Winter Shldr | 1044 | 7066 | Generation Constraint in GWh | FALSE | G | Annual | Allowances Purchased | GWh | 0 | 0 | 0 | 0 | 0 | 0 | 0 | 0
NY Min Oil Burn - Northport - Winter Shldr | 1044 | 7066 | Generation Constraint in GWh | FALSE | G | Annual | Allowances Sold | GWh | 0 | 0 | 0 | 0 | 0 | 0 | 0 | 0
NY Min Oil Burn - Northport - Winter Shldr | 1044 | 7066 | Generation Constraint in GWh | FALSE | G | Annual | Allowances Banked | GWh | 0 | 0 | 0 | 0 | 0 | 0 | 0 | 0
NY Min Oil Burn - Northport - Winter Shldr | 1044 | 7066 | Generation Constraint in GWh | FALSE | G | Annual | Allowances Withdrawn (1:1) | GWh | 0 | 0 | 0 | 0 | 0 | 0 | 0 | 0
NY Min Oil Burn - Northport - Winter Shldr | 1044 | 7066 | Generation Constraint in GWh | FALSE | G | Annual | Allowances Withdrawn (n:1) | GWh | 0 | 0 | 0 | 0 | 0 | 0 | 0 | 0
NY Min Oil Burn - Northport - Winter Shldr | 1044 | 7066 | Generation Constraint in GWh | FALSE | G | Annual | Net Emissions Allowance Position | GWh | 23.1458 | 23.1458 | 23.1458 | 0 | 0 | 0 | 0 | 0
NY Min Oil Burn - Northport - Winter Shldr | 1044 | 7066 | Generation Constraint in GWh | FALSE | G | Annual | Fuel Consumed | TBtu | 0.24347 | 0.24347 | 0.24347 | 0 | 0 | 0 | 0 | 0
NY Min Oil Burn - Northport - Winter Shldr | 1044 | 7066 | Generation Constraint in GWh | FALSE | G | Annual | Heat Rate | MMBtu/MWh | 10.519 | 10.519 | 10.519 | 0 | 0 | 0 | 0 | 0
NY Min Oil Burn - Northport - Winter Shldr | 1044 | 7066 | Generation Constraint in GWh | FALSE | G | Annual | Generation | TWh | 0.023146 | 0.023146 | 0.023146 | 0 | 0 | 0 | 0 | 0
NY Min Oil Burn - Northport - Winter Shldr | 1044 | 7066 | Generation Constraint in GWh | FALSE | G | Annual | Qualifying Generation | TWh | 0.023146 | 0.023146 | 0.023146 | 0 | 0 | 0 | 0 | 0
NY Min Oil Burn - Northport - Winter Shldr | 1044 | 7066 | Generation Constraint in GWh | FALSE | G | Annual | Rate | lb/MWh | 0 | 0 | 0 | 0 | 0 | 0 | 0 | 0
NY Min Oil Burn - Northport - Winter Shldr | 1044 | 7066 | Generation Constraint in GWh | FALSE | G | Annual | Constraint Shadow Price | US2016$/MWh | 81.685 | 79.9533 | 88.6263 | 0 | 0 | 0 | 0 | 0
NY Min Oil Burn - Ravenswood CC - Summer | 1045 | 7076 | Generation Constraint in GWh | FALSE | G | Annual | Seasons Included | Seasons | Summer | Summer | Summer
NY Min Oil Burn - Ravenswood CC - Summer | 1045 | 7076 | Generation Constraint in GWh | FALSE | G | Annual | Standard GWh | GWh | 0 | 0 | 0 | 0 | 0 | 0 | 0 | 0
NY Min Oil Burn - Ravenswood CC - Summer | 1045 | 7076 | Generation Constraint in GWh | FALSE | G | Annual | Emissions at Affected Plants | GWh | 0 | 0 | 0 | 0 | 0 | 0 | 0 | 0
NY Min Oil Burn - Ravenswood CC - Summer | 1045 | 7076 | Generation Constraint in GWh | FALSE | G | Annual | Allowances Purchased | GWh | 0 | 0 | 0 | 0 | 0 | 0 | 0 | 0
NY Min Oil Burn - Ravenswood CC - Summer | 1045 | 7076 | Generation Constraint in GWh | FALSE | G | Annual | Allowances Sold | GWh | 0 | 0 | 0 | 0 | 0 | 0 | 0 | 0
NY Min Oil Burn - Ravenswood CC - Summer | 1045 | 7076 | Generation Constraint in GWh | FALSE | G | Annual | Allowances Banked | GWh | 0 | 0 | 0 | 0 | 0 | 0 | 0 | 0
NY Min Oil Burn - Ravenswood CC - Summer | 1045 | 7076 | Generation Constraint in GWh | FALSE | G | Annual | Allowances Withdrawn (1:1) | GWh | 0 | 0 | 0 | 0 | 0 | 0 | 0 | 0
NY Min Oil Burn - Ravenswood CC - Summer | 1045 | 7076 | Generation Constraint in GWh | FALSE | G | Annual | Allowances Withdrawn (n:1) | GWh | 0 | 0 | 0 | 0 | 0 | 0 | 0 | 0
NY Min Oil Burn - Ravenswood CC - Summer | 1045 | 7076 | Generation Constraint in GWh | FALSE | G | Annual | Net Emissions Allowance Position | GWh | 0 | 0 | 0 | 0 | 0 | 0 | 0 | 0
NY Min Oil Burn - Ravenswood CC - Summer | 1045 | 7076 | Generation Constraint in GWh | FALSE | G | Annual | Fuel Consumed | TBtu | 0 | 0 | 0 | 0 | 0 | 0 | 0 | 0
NY Min Oil Burn - Ravenswood CC - Summer | 1045 | 7076 | Generation Constraint in GWh | FALSE | G | Annual | Heat Rate | MMBtu/MWh | 0 | 0 | 0 | 0 | 0 | 0 | 0 | 0
NY Min Oil Burn - Ravenswood CC - Summer | 1045 | 7076 | Generation Constraint in GWh | FALSE | G | Annual | Generation | TWh | 0 | 0 | 0 | 0 | 0 | 0 | 0 | 0
NY Min Oil Burn - Ravenswood CC - Summer | 1045 | 7076 | Generation Constraint in GWh | FALSE | G | Annual | Qualifying Generation | TWh | 0 | 0 | 0 | 0 | 0 | 0 | 0 | 0
NY Min Oil Burn - Ravenswood CC - Summer | 1045 | 7076 | Generation Constraint in GWh | FALSE | G | Annual | Rate | lb/MWh | 0 | 0 | 0 | 0 | 0 | 0 | 0 | 0
NY Min Oil Burn - Ravenswood CC - Summer | 1045 | 7076 | Generation Constraint in GWh | FALSE | G | Annual | Constraint Shadow Price | US2016$/MWh | 0 | 0 | 0 | 0 | 0 | 0 | 0 | 0
NY Min Oil Burn - Ravenswood CC - Winter | 1046 | 7074 | Generation Constraint in GWh | FALSE | G | Annual | Seasons Included | Seasons | Winter | Winter | Winter
NY Min Oil Burn - Ravenswood CC - Winter | 1046 | 7074 | Generation Constraint in GWh | FALSE | G | Annual | Standard GWh | GWh | 4.981 | 4.981 | 4.981 | 0 | 0 | 0 | 0 | 0
NY Min Oil Burn - Ravenswood CC - Winter | 1046 | 7074 | Generation Constraint in GWh | FALSE | G | Annual | Emissions at Affected Plants | GWh | 4.981 | 4.981 | 4.981 | 0 | 0 | 0 | 0 | 0
NY Min Oil Burn - Ravenswood CC - Winter | 1046 | 7074 | Generation Constraint in GWh | FALSE | G | Annual | Allowances Purchased | GWh | 0 | 0 | 0 | 0 | 0 | 0 | 0 | 0
NY Min Oil Burn - Ravenswood CC - Winter | 1046 | 7074 | Generation Constraint in GWh | FALSE | G | Annual | Allowances Sold | GWh | 0 | 0 | 0 | 0 | 0 | 0 | 0 | 0
NY Min Oil Burn - Ravenswood CC - Winter | 1046 | 7074 | Generation Constraint in GWh | FALSE | G | Annual | Allowances Banked | GWh | 0 | 0 | 0 | 0 | 0 | 0 | 0 | 0
NY Min Oil Burn - Ravenswood CC - Winter | 1046 | 7074 | Generation Constraint in GWh | FALSE | G | Annual | Allowances Withdrawn (1:1) | GWh | 0 | 0 | 0 | 0 | 0 | 0 | 0 | 0
NY Min Oil Burn - Ravenswood CC - Winter | 1046 | 7074 | Generation Constraint in GWh | FALSE | G | Annual | Allowances Withdrawn (n:1) | GWh | 0 | 0 | 0 | 0 | 0 | 0 | 0 | 0
NY Min Oil Burn - Ravenswood CC - Winter | 1046 | 7074 | Generation Constraint in GWh | FALSE | G | Annual | Net Emissions Allowance Position | GWh | 4.981 | 4.981 | 4.981 | 0 | 0 | 0 | 0 | 0
NY Min Oil Burn - Ravenswood CC - Winter | 1046 | 7074 | Generation Constraint in GWh | FALSE | G | Annual | Fuel Consumed | TBtu | 0.037452 | 0.037452 | 0.037452 | 0 | 0 | 0 | 0 | 0
NY Min Oil Burn - Ravenswood CC - Winter | 1046 | 7074 | Generation Constraint in GWh | FALSE | G | Annual | Heat Rate | MMBtu/MWh | 7.519 | 7.519 | 7.519 | 0 | 0 | 0 | 0 | 0
NY Min Oil Burn - Ravenswood CC - Winter | 1046 | 7074 | Generation Constraint in GWh | FALSE | G | Annual | Generation | TWh | 0.004981 | 0.004981 | 0.004981 | 0 | 0 | 0 | 0 | 0
NY Min Oil Burn - Ravenswood CC - Winter | 1046 | 7074 | Generation Constraint in GWh | FALSE | G | Annual | Qualifying Generation | TWh | 0.004981 | 0.004981 | 0.004981 | 0 | 0 | 0 | 0 | 0
NY Min Oil Burn - Ravenswood CC - Winter | 1046 | 7074 | Generation Constraint in GWh | FALSE | G | Annual | Rate | lb/MWh | 0 | 0 | 0 | 0 | 0 | 0 | 0 | 0
NY Min Oil Burn - Ravenswood CC - Winter | 1046 | 7074 | Generation Constraint in GWh | FALSE | G | Annual | Constraint Shadow Price | US2016$/MWh | 109.665 | 112.4702 | 117.3823 | 0 | 0 | 0 | 0 | 0
NY Min Oil Burn - Ravenswood CC - Winter Shldr | 1047 | 7075 | Generation Constraint in GWh | FALSE | G | Annual | Seasons Included | Seasons | WintShld | WintShld | WintShld
NY Min Oil Burn - Ravenswood CC - Winter Shldr | 1047 | 7075 | Generation Constraint in GWh | FALSE | G | Annual | Standard GWh | GWh | 0.6752 | 0.6752 | 0.6752 | 0 | 0 | 0 | 0 | 0
NY Min Oil Burn - Ravenswood CC - Winter Shldr | 1047 | 7075 | Generation Constraint in GWh | FALSE | G | Annual | Emissions at Affected Plants | GWh | 0.6752 | 0.6752 | 0.6752 | 0 | 0 | 0 | 0 | 0
NY Min Oil Burn - Ravenswood CC - Winter Shldr | 1047 | 7075 | Generation Constraint in GWh | FALSE | G | Annual | Allowances Purchased | GWh | 0 | 0 | 0 | 0 | 0 | 0 | 0 | 0
NY Min Oil Burn - Ravenswood CC - Winter Shldr | 1047 | 7075 | Generation Constraint in GWh | FALSE | G | Annual | Allowances Sold | GWh | 0 | 0 | 0 | 0 | 0 | 0 | 0 | 0
NY Min Oil Burn - Ravenswood CC - Winter Shldr | 1047 | 7075 | Generation Constraint in GWh | FALSE | G | Annual | Allowances Banked | GWh | 0 | 0 | 0 | 0 | 0 | 0 | 0 | 0
NY Min Oil Burn - Ravenswood CC - Winter Shldr | 1047 | 7075 | Generation Constraint in GWh | FALSE | G | Annual | Allowances Withdrawn (1:1) | GWh | 0 | 0 | 0 | 0 | 0 | 0 | 0 | 0
NY Min Oil Burn - Ravenswood CC - Winter Shldr | 1047 | 7075 | Generation Constraint in GWh | FALSE | G | Annual | Allowances Withdrawn (n:1) | GWh | 0 | 0 | 0 | 0 | 0 | 0 | 0 | 0
NY Min Oil Burn - Ravenswood CC - Winter Shldr | 1047 | 7075 | Generation Constraint in GWh | FALSE | G | Annual | Net Emissions Allowance Position | GWh | 0.6752 | 0.6752 | 0.6752 | 0 | 0 | 0 | 0 | 0
NY Min Oil Burn - Ravenswood CC - Winter Shldr | 1047 | 7075 | Generation Constraint in GWh | FALSE | G | Annual | Fuel Consumed | TBtu | 0.0050768 | 0.0050768 | 0.0050768 | 0 | 0 | 0 | 0 | 0
NY Min Oil Burn - Ravenswood CC - Winter Shldr | 1047 | 7075 | Generation Constraint in GWh | FALSE | G | Annual | Heat Rate | MMBtu/MWh | 7.519 | 7.519 | 7.519 | 0 | 0 | 0 | 0 | 0
NY Min Oil Burn - Ravenswood CC - Winter Shldr | 1047 | 7075 | Generation Constraint in GWh | FALSE | G | Annual | Generation | TWh | 0.0006752 | 0.0006752 | 0.0006752 | 0 | 0 | 0 | 0 | 0
NY Min Oil Burn - Ravenswood CC - Winter Shldr | 1047 | 7075 | Generation Constraint in GWh | FALSE | G | Annual | Qualifying Generation | TWh | 0.0006752 | 0.0006752 | 0.0006752 | 0 | 0 | 0 | 0 | 0
NY Min Oil Burn - Ravenswood CC - Winter Shldr | 1047 | 7075 | Generation Constraint in GWh | FALSE | G | Annual | Rate | lb/MWh | 0 | 0 | 0 | 0 | 0 | 0 | 0 | 0
NY Min Oil Burn - Ravenswood CC - Winter Shldr | 1047 | 7075 | Generation Constraint in GWh | FALSE | G | Annual | Constraint Shadow Price | US2016$/MWh | 124.971 | 132.0944 | 138.5106 | 0 | 0 | 0 | 0 | 0
NY Min Oil Burn - Ravenswood Oil - Summer | 1048 | 7070 | Generation Constraint in GWh | FALSE | G | Annual | Seasons Included | Seasons | Summer | Summer | Summer
NY Min Oil Burn - Ravenswood Oil - Summer | 1048 | 7070 | Generation Constraint in GWh | FALSE | G | Annual | Standard GWh | GWh | 37.5646 | 37.5646 | 37.5646 | 0 | 0 | 0 | 0 | 0
NY Min Oil Burn - Ravenswood Oil - Summer | 1048 | 7070 | Generation Constraint in GWh | FALSE | G | Annual | Emissions at Affected Plants | GWh | 37.5646 | 37.5646 | 37.5646 | 0 | 0 | 0 | 0 | 0
NY Min Oil Burn - Ravenswood Oil - Summer | 1048 | 7070 | Generation Constraint in GWh | FALSE | G | Annual | Allowances Purchased | GWh | 0 | 0 | 0 | 0 | 0 | 0 | 0 | 0
NY Min Oil Burn - Ravenswood Oil - Summer | 1048 | 7070 | Generation Constraint in GWh | FALSE | G | Annual | Allowances Sold | GWh | 0 | 0 | 0 | 0 | 0 | 0 | 0 | 0
NY Min Oil Burn - Ravenswood Oil - Summer | 1048 | 7070 | Generation Constraint in GWh | FALSE | G | Annual | Allowances Banked | GWh | 0 | 0 | 0 | 0 | 0 | 0 | 0 | 0
NY Min Oil Burn - Ravenswood Oil - Summer | 1048 | 7070 | Generation Constraint in GWh | FALSE | G | Annual | Allowances Withdrawn (1:1) | GWh | 0 | 0 | 0 | 0 | 0 | 0 | 0 | 0
NY Min Oil Burn - Ravenswood Oil - Summer | 1048 | 7070 | Generation Constraint in GWh | FALSE | G | Annual | Allowances Withdrawn (n:1) | GWh | 0 | 0 | 0 | 0 | 0 | 0 | 0 | 0
NY Min Oil Burn - Ravenswood Oil - Summer | 1048 | 7070 | Generation Constraint in GWh | FALSE | G | Annual | Net Emissions Allowance Position | GWh | 37.5646 | 37.5646 | 37.5646 | 0 | 0 | 0 | 0 | 0
NY Min Oil Burn - Ravenswood Oil - Summer | 1048 | 7070 | Generation Constraint in GWh | FALSE | G | Annual | Fuel Consumed | TBtu | 0.40983 | 0.40983 | 0.40983 | 0 | 0 | 0 | 0 | 0
NY Min Oil Burn - Ravenswood Oil - Summer | 1048 | 7070 | Generation Constraint in GWh | FALSE | G | Annual | Heat Rate | MMBtu/MWh | 10.91 | 10.91 | 10.91 | 0 | 0 | 0 | 0 | 0
NY Min Oil Burn - Ravenswood Oil - Summer | 1048 | 7070 | Generation Constraint in GWh | FALSE | G | Annual | Generation | TWh | 0.037565 | 0.037565 | 0.037565 | 0 | 0 | 0 | 0 | 0
NY Min Oil Burn - Ravenswood Oil - Summer | 1048 | 7070 | Generation Constraint in GWh | FALSE | G | Annual | Qualifying Generation | TWh | 0.037565 | 0.037565 | 0.037565 | 0 | 0 | 0 | 0 | 0
NY Min Oil Burn - Ravenswood Oil - Summer | 1048 | 7070 | Generation Constraint in GWh | FALSE | G | Annual | Rate | lb/MWh | 0 | 0 | 0 | 0 | 0 | 0 | 0 | 0
NY Min Oil Burn - Ravenswood Oil - Summer | 1048 | 7070 | Generation Constraint in GWh | FALSE | G | Annual | Constraint Shadow Price | US2016$/MWh | 122.732 | 126.0717 | 134.6539 | 0 | 0 | 0 | 0 | 0
NY Min Oil Burn - Ravenswood Oil - Winter | 1049 | 7068 | Generation Constraint in GWh | FALSE | G | Annual | Seasons Included | Seasons | Winter | Winter | Winter
NY Min Oil Burn - Ravenswood Oil - Winter | 1049 | 7068 | Generation Constraint in GWh | FALSE | G | Annual | Standard GWh | GWh | 25.7796 | 25.7796 | 25.7796 | 0 | 0 | 0 | 0 | 0
NY Min Oil Burn - Ravenswood Oil - Winter | 1049 | 7068 | Generation Constraint in GWh | FALSE | G | Annual | Emissions at Affected Plants | GWh | 25.7796 | 25.7796 | 25.7796 | 0 | 0 | 0 | 0 | 0
NY Min Oil Burn - Ravenswood Oil - Winter | 1049 | 7068 | Generation Constraint in GWh | FALSE | G | Annual | Allowances Purchased | GWh | 0 | 0 | 0 | 0 | 0 | 0 | 0 | 0
NY Min Oil Burn - Ravenswood Oil - Winter | 1049 | 7068 | Generation Constraint in GWh | FALSE | G | Annual | Allowances Sold | GWh | 0 | 0 | 0 | 0 | 0 | 0 | 0 | 0
NY Min Oil Burn - Ravenswood Oil - Winter | 1049 | 7068 | Generation Constraint in GWh | FALSE | G | Annual | Allowances Banked | GWh | 0 | 0 | 0 | 0 | 0 | 0 | 0 | 0
NY Min Oil Burn - Ravenswood Oil - Winter | 1049 | 7068 | Generation Constraint in GWh | FALSE | G | Annual | Allowances Withdrawn (1:1) | GWh | 0 | 0 | 0 | 0 | 0 | 0 | 0 | 0
NY Min Oil Burn - Ravenswood Oil - Winter | 1049 | 7068 | Generation Constraint in GWh | FALSE | G | Annual | Allowances Withdrawn (n:1) | GWh | 0 | 0 | 0 | 0 | 0 | 0 | 0 | 0
NY Min Oil Burn - Ravenswood Oil - Winter | 1049 | 7068 | Generation Constraint in GWh | FALSE | G | Annual | Net Emissions Allowance Position | GWh | 25.7796 | 25.7796 | 25.7796 | 0 | 0 | 0 | 0 | 0
NY Min Oil Burn - Ravenswood Oil - Winter | 1049 | 7068 | Generation Constraint in GWh | FALSE | G | Annual | Fuel Consumed | TBtu | 0.28126 | 0.28126 | 0.28126 | 0 | 0 | 0 | 0 | 0
NY Min Oil Burn - Ravenswood Oil - Winter | 1049 | 7068 | Generation Constraint in GWh | FALSE | G | Annual | Heat Rate | MMBtu/MWh | 10.91 | 10.9102 | 10.91 | 0 | 0 | 0 | 0 | 0
NY Min Oil Burn - Ravenswood Oil - Winter | 1049 | 7068 | Generation Constraint in GWh | FALSE | G | Annual | Generation | TWh | 0.02578 | 0.02578 | 0.02578 | 0 | 0 | 0 | 0 | 0
NY Min Oil Burn - Ravenswood Oil - Winter | 1049 | 7068 | Generation Constraint in GWh | FALSE | G | Annual | Qualifying Generation | TWh | 0.02578 | 0.02578 | 0.02578 | 0 | 0 | 0 | 0 | 0
NY Min Oil Burn - Ravenswood Oil - Winter | 1049 | 7068 | Generation Constraint in GWh | FALSE | G | Annual | Rate | lb/MWh | 0 | 0 | 0 | 0 | 0 | 0 | 0 | 0
NY Min Oil Burn - Ravenswood Oil - Winter | 1049 | 7068 | Generation Constraint in GWh | FALSE | G | Annual | Constraint Shadow Price | US2016$/MWh | 113.79 | 113.4328 | 118.2082 | 0 | 0 | 0 | 0 | 0
NY Min Oil Burn - Ravenswood Oil - Winter Shldr | 1050 | 7069 | Generation Constraint in GWh | FALSE | G | Annual | Seasons Included | Seasons | WintShld | WintShld | WintShld
NY Min Oil Burn - Ravenswood Oil - Winter Shldr | 1050 | 7069 | Generation Constraint in GWh | FALSE | G | Annual | Standard GWh | GWh | 9.9845 | 9.9845 | 9.9845 | 0 | 0 | 0 | 0 | 0
NY Min Oil Burn - Ravenswood Oil - Winter Shldr | 1050 | 7069 | Generation Constraint in GWh | FALSE | G | Annual | Emissions at Affected Plants | GWh | 9.9845 | 9.9845 | 9.9845 | 0 | 0 | 0 | 0 | 0
NY Min Oil Burn - Ravenswood Oil - Winter Shldr | 1050 | 7069 | Generation Constraint in GWh | FALSE | G | Annual | Allowances Purchased | GWh | 0 | 0 | 0 | 0 | 0 | 0 | 0 | 0
NY Min Oil Burn - Ravenswood Oil - Winter Shldr | 1050 | 7069 | Generation Constraint in GWh | FALSE | G | Annual | Allowances Sold | GWh | 0 | 0 | 0 | 0 | 0 | 0 | 0 | 0
NY Min Oil Burn - Ravenswood Oil - Winter Shldr | 1050 | 7069 | Generation Constraint in GWh | FALSE | G | Annual | Allowances Banked | GWh | 0 | 0 | 0 | 0 | 0 | 0 | 0 | 0
NY Min Oil Burn - Ravenswood Oil - Winter Shldr | 1050 | 7069 | Generation Constraint in GWh | FALSE | G | Annual | Allowances Withdrawn (1:1) | GWh | 0 | 0 | 0 | 0 | 0 | 0 | 0 | 0
NY Min Oil Burn - Ravenswood Oil - Winter Shldr | 1050 | 7069 | Generation Constraint in GWh | FALSE | G | Annual | Allowances Withdrawn (n:1) | GWh | 0 | 0 | 0 | 0 | 0 | 0 | 0 | 0
NY Min Oil Burn - Ravenswood Oil - Winter Shldr | 1050 | 7069 | Generation Constraint in GWh | FALSE | G | Annual | Net Emissions Allowance Position | GWh | 9.9845 | 9.9845 | 9.9845 | 0 | 0 | 0 | 0 | 0
NY Min Oil Burn - Ravenswood Oil - Winter Shldr | 1050 | 7069 | Generation Constraint in GWh | FALSE | G | Annual | Fuel Consumed | TBtu | 0.10893 | 0.10893 | 0.10893 | 0 | 0 | 0 | 0 | 0
NY Min Oil Burn - Ravenswood Oil - Winter Shldr | 1050 | 7069 | Generation Constraint in GWh | FALSE | G | Annual | Heat Rate | MMBtu/MWh | 10.91 | 10.91 | 10.91 | 0 | 0 | 0 | 0 | 0
NY Min Oil Burn - Ravenswood Oil - Winter Shldr | 1050 | 7069 | Generation Constraint in GWh | FALSE | G | Annual | Generation | TWh | 0.0099845 | 0.0099845 | 0.0099845 | 0 | 0 | 0 | 0 | 0
NY Min Oil Burn - Ravenswood Oil - Winter Shldr | 1050 | 7069 | Generation Constraint in GWh | FALSE | G | Annual | Qualifying Generation | TWh | 0.0099845 | 0.0099845 | 0.0099845 | 0 | 0 | 0 | 0 | 0
NY Min Oil Burn - Ravenswood Oil - Winter Shldr | 1050 | 7069 | Generation Constraint in GWh | FALSE | G | Annual | Rate | lb/MWh | 0 | 0 | 0 | 0 | 0 | 0 | 0 | 0
NY Min Oil Burn - Ravenswood Oil - Winter Shldr | 1050 | 7069 | Generation Constraint in GWh | FALSE | G | Annual | Constraint Shadow Price | US2016$/MWh | 126.92 | 125.199 | 134.2413 | 0 | 0 | 0 | 0 | 0
NY New Units MER Rate Limit v3.1, Unit 30157 and retrofits | 1051 | 1912 | Rate Constraint in lbs/MMBtu | FALSE | L | Annual | Seasons Included | Seasons | Winter, WintShld, Summer | Winter, WintShld, Summer | Winter, WintShld, Summer | Winter, WintShld, Summer | Winter, WintShld, Summer | Winter, WintShld, Summer | Winter, WintShld, Summer | Winter, WintShld, Summer
NY New Units MER Rate Limit v3.1, Unit 30157 and retrofits | 1051 | 1912 | Rate Constraint in lbs/MMBtu | FALSE | L | Annual | Standard MER | lb/MMBtu | 6e-07 | 6e-07 | 6e-07 | 6e-07 | 6e-07 | 6e-07 | 6e-07 | 6e-07
NY New Units MER Rate Limit v3.1, Unit 30157 and retrofits | 1051 | 1912 | Rate Constraint in lbs/MMBtu | FALSE | L | Annual | Emissions at Affected Plants MER | lbs | 0 | 0 | 0 | 0 | 0 | 0 | 0 | 0
NY New Units MER Rate Limit v3.1, Unit 30157 and retrofits | 1051 | 1912 | Rate Constraint in lbs/MMBtu | FALSE | L | Annual | Allowances Purchased MER | lbs | 0 | 0 | 0 | 0 | 0 | 0 | 0 | 0
NY New Units MER Rate Limit v3.1, Unit 30157 and retrofits | 1051 | 1912 | Rate Constraint in lbs/MMBtu | FALSE | L | Annual | Allowances Sold MER | lbs | 0 | 0 | 0 | 0 | 0 | 0 | 0 | 0
NY New Units MER Rate Limit v3.1, Unit 30157 and retrofits | 1051 | 1912 | Rate Constraint in lbs/MMBtu | FALSE | L | Annual | Allowances Banked | lbs | 0 | 0 | 0 | 0 | 0 | 0 | 0 | 0
NY New Units MER Rate Limit v3.1, Unit 30157 and retrofits | 1051 | 1912 | Rate Constraint in lbs/MMBtu | FALSE | L | Annual | Allowances Withdrawn (1:1) | lbs | 0 | 0 | 0 | 0 | 0 | 0 | 0 | 0
NY New Units MER Rate Limit v3.1, Unit 30157 and retrofits | 1051 | 1912 | Rate Constraint in lbs/MMBtu | FALSE | L | Annual | Allowances Withdrawn (n:1) | lbs | 0 | 0 | 0 | 0 | 0 | 0 | 0 | 0
NY New Units MER Rate Limit v3.1, Unit 30157 and retrofits | 1051 | 1912 | Rate Constraint in lbs/MMBtu | FALSE | L | Annual | Net Emissions Allowance Position | lbs | 0 | 0 | 0 | 0 | 0 | 0 | 0 | 0
NY New Units MER Rate Limit v3.1, Unit 30157 and retrofits | 1051 | 1912 | Rate Constraint in lbs/MMBtu | FALSE | L | Annual | Fuel Consumed | TBtu | 0 | 0 | 0 | 0 | 0 | 0 | 0 | 0
NY New Units MER Rate Limit v3.1, Unit 30157 and retrofits | 1051 | 1912 | Rate Constraint in lbs/MMBtu | FALSE | L | Annual | Rate | lb/MMBtu | 0 | 0 | 0 | 0 | 0 | 0 | 0 | 0
NY New Units MER Rate Limit v3.1, Unit 30157 and retrofits | 1051 | 1912 | Rate Constraint in lbs/MMBtu | FALSE | L | Annual | Generation | TWh | 0 | 0 | 0 | 0 | 0 | 0 | 0 | 0
NY New Units MER Rate Limit v3.1, Unit 30157 and retrofits | 1051 | 1912 | Rate Constraint in lbs/MMBtu | FALSE | L | Annual | Qualifying Generation | TWh | 0 | 0 | 0 | 0 | 0 | 0 | 0 | 0
NY New Units MER Rate Limit v3.1, Unit 30157 and retrofits | 1051 | 1912 | Rate Constraint in lbs/MMBtu | FALSE | L | Annual | Rate | lb/MWh | 0 | 0 | 0 | 0 | 0 | 0 | 0 | 0
NY New Units MER Rate Limit v3.1, Unit 30157 and retrofits | 1051 | 1912 | Rate Constraint in lbs/MMBtu | FALSE | L | Annual | Constraint Shadow Price | US2016$/Lb | 0 | 0 | 44870410.9822 | 37477588.9212 | 56886789.3703 | 62555993.2126 | 37761735.0988 | 59938210.6293
OR Utility Hg Rule - MER Removal New Units v3.1 | 1052 | 1514 | Rate Constraint in lbs/MMBtu | FALSE | L | Annual | Seasons Included | Seasons | Winter, WintShld, Summer | Winter, WintShld, Summer | Winter, WintShld, Summer | Winter, WintShld, Summer | Winter, WintShld, Summer | Winter, WintShld, Summer | Winter, WintShld, Summer | Winter, WintShld, Summer
OR Utility Hg Rule - MER Removal New Units v3.1 | 1052 | 1514 | Rate Constraint in lbs/MMBtu | FALSE | L | Annual | Standard MER | lb/MMBtu | 6e-07 | 6e-07 | 6e-07 | 6e-07 | 6e-07 | 6e-07 | 6e-07 | 6e-07
OR Utility Hg Rule - MER Removal New Units v3.1 | 1052 | 1514 | Rate Constraint in lbs/MMBtu | FALSE | L | Annual | Emissions at Affected Plants MER | lbs | 0 | 0 | 0 | 0 | 0 | 0 | 0 | 0
OR Utility Hg Rule - MER Removal New Units v3.1 | 1052 | 1514 | Rate Constraint in lbs/MMBtu | FALSE | L | Annual | Allowances Purchased MER | lbs | 0 | 0 | 0 | 0 | 0 | 0 | 0 | 0
OR Utility Hg Rule - MER Removal New Units v3.1 | 1052 | 1514 | Rate Constraint in lbs/MMBtu | FALSE | L | Annual | Allowances Sold MER | lbs | 0 | 0 | 0 | 0 | 0 | 0 | 0 | 0
OR Utility Hg Rule - MER Removal New Units v3.1 | 1052 | 1514 | Rate Constraint in lbs/MMBtu | FALSE | L | Annual | Allowances Banked | lbs | 0 | 0 | 0 | 0 | 0 | 0 | 0 | 0
OR Utility Hg Rule - MER Removal New Units v3.1 | 1052 | 1514 | Rate Constraint in lbs/MMBtu | FALSE | L | Annual | Allowances Withdrawn (1:1) | lbs | 0 | 0 | 0 | 0 | 0 | 0 | 0 | 0
OR Utility Hg Rule - MER Removal New Units v3.1 | 1052 | 1514 | Rate Constraint in lbs/MMBtu | FALSE | L | Annual | Allowances Withdrawn (n:1) | lbs | 0 | 0 | 0 | 0 | 0 | 0 | 0 | 0
OR Utility Hg Rule - MER Removal New Units v3.1 | 1052 | 1514 | Rate Constraint in lbs/MMBtu | FALSE | L | Annual | Net Emissions Allowance Position | lbs | 0 | 0 | 0 | 0 | 0 | 0 | 0 | 0
OR Utility Hg Rule - MER Removal New Units v3.1 | 1052 | 1514 | Rate Constraint in lbs/MMBtu | FALSE | L | Annual | Fuel Consumed | TBtu | 0 | 0 | 0 | 0 | 0 | 0 | 0 | 0
OR Utility Hg Rule - MER Removal New Units v3.1 | 1052 | 1514 | Rate Constraint in lbs/MMBtu | FALSE | L | Annual | Rate | lb/MMBtu | 0 | 0 | 0 | 0 | 0 | 0 | 0 | 0
OR Utility Hg Rule - MER Removal New Units v3.1 | 1052 | 1514 | Rate Constraint in lbs/MMBtu | FALSE | L | Annual | Generation | TWh | 0 | 0 | 0 | 0 | 0 | 0 | 0 | 0
OR Utility Hg Rule - MER Removal New Units v3.1 | 1052 | 1514 | Rate Constraint in lbs/MMBtu | FALSE | L | Annual | Qualifying Generation | TWh | 0 | 0 | 0 | 0 | 0 | 0 | 0 | 0
OR Utility Hg Rule - MER Removal New Units v3.1 | 1052 | 1514 | Rate Constraint in lbs/MMBtu | FALSE | L | Annual | Rate | lb/MWh | 0 | 0 | 0 | 0 | 0 | 0 | 0 | 0
OR Utility Hg Rule - MER Removal New Units v3.1 | 1052 | 1514 | Rate Constraint in lbs/MMBtu | FALSE | L | Annual | Constraint Shadow Price | US2016$/Lb | 0 | 0 | 700508.1911 | 0 | 0 | 0 | 0 | 0
Ozone Season NOX Transport - AL | 1053 | 6703 | Rate Constraint in MTons | FALSE | L | Annual | Seasons Included | Seasons | Summer | Summer | Summer | Summer | Summer | Summer | Summer | Summer
Ozone Season NOX Transport - AL | 1053 | 6703 | Rate Constraint in MTons | FALSE | L | Annual | Standard NOX | Thousand Tons | 15.985 | 15.985 | 15.985 | 15.985 | 15.985 | 15.985 | 15.985 | 15.985
Ozone Season NOX Transport - AL | 1053 | 6703 | Rate Constraint in MTons | FALSE | L | Annual | Emissions at Affected Plants NOX | Thousand Tons | 5.8284 | 5.3787 | 5.6285 | 6.68 | 7.0091 | 6.4658 | 6.8018 | 6.5375
Ozone Season NOX Transport - AL | 1053 | 6703 | Rate Constraint in MTons | FALSE | L | Annual | Allowances Purchased NOX | Thousand Tons | 0 | 0 | 0 | 0 | 0 | 0 | 0 | 0
Ozone Season NOX Transport - AL | 1053 | 6703 | Rate Constraint in MTons | FALSE | L | Annual | Allowances Sold NOX | Thousand Tons | 0 | 0 | 0 | 0 | 0 | 0 | 0 | 0
Ozone Season NOX Transport - AL | 1053 | 6703 | Rate Constraint in MTons | FALSE | L | Annual | Allowances Banked | Thousand Tons | 0 | 0 | 0 | 0 | 0 | 0 | 0 | 0
Ozone Season NOX Transport - AL | 1053 | 6703 | Rate Constraint in MTons | FALSE | L | Annual | Allowances Withdrawn (1:1) | Thousand Tons | 0 | 0 | 0 | 0 | 0 | 0 | 0 | 0
Ozone Season NOX Transport - AL | 1053 | 6703 | Rate Constraint in MTons | FALSE | L | Annual | Allowances Withdrawn (n:1) | Thousand Tons | 0 | 0 | 0 | 0 | 0 | 0 | 0 | 0
Ozone Season NOX Transport - AL | 1053 | 6703 | Rate Constraint in MTons | FALSE | L | Annual | Net Emissions Allowance Position | Thousand Tons | 5.8284 | 5.3787 | 5.6285 | 6.68 | 7.0091 | 6.4658 | 6.8018 | 6.5375
Ozone Season NOX Transport - AL | 1053 | 6703 | Rate Constraint in MTons | FALSE | L | Annual | Fuel Consumed | TBtu | 320.9704 | 304.1852 | 316.6289 | 337.3311 | 335.827 | 334.2282 | 354.2044 | 378.8473
Ozone Season NOX Transport - AL | 1053 | 6703 | Rate Constraint in MTons | FALSE | L | Annual | Rate | lb/MMBtu | 0.036317 | 0.035365 | 0.035553 | 0.039605 | 0.041742 | 0.038691 | 0.038406 | 0.034513
Ozone Season NOX Transport - AL | 1053 | 6703 | Rate Constraint in MTons | FALSE | L | Annual | Generation | TWh | 39.4428 | 37.3815 | 38.85 | 40.3982 | 42.3551 | 53.9068 | 68.9984 | 87.2788
Ozone Season NOX Transport - AL | 1053 | 6703 | Rate Constraint in MTons | FALSE | L | Annual | Qualifying Generation | TWh | 39.4428 | 37.3815 | 38.85 | 40.3982 | 40.1997 | 40.9975 | 44.1877 | 48.4656
Ozone Season NOX Transport - AL | 1053 | 6703 | Rate Constraint in MTons | FALSE | L | Annual | Rate | lb/MWh | 0.29553 | 0.28777 | 0.28976 | 0.33071 | 0.34871 | 0.31542 | 0.30786 | 0.26978
Ozone Season NOX Transport - AL | 1053 | 6703 | Rate Constraint in MTons | FALSE | L | Annual | Constraint Shadow Price | US2016$/Ton | 0 | 0 | 0 | 0 | 0 | 0 | 0 | 0
Ozone Season NOX Transport - AR | 1054 | 6704 | Rate Constraint in MTons | FALSE | L | Annual | Seasons Included | Seasons | Summer | Summer | Summer | Summer | Summer | Summer | Summer | Summer
Ozone Season NOX Transport - AR | 1054 | 6704 | Rate Constraint in MTons | FALSE | L | Annual | Standard NOX | Thousand Tons | 11.144 | 11.144 | 11.144 | 11.144 | 11.144 | 11.144 | 11.144 | 11.144
Ozone Season NOX Transport - AR | 1054 | 6704 | Rate Constraint in MTons | FALSE | L | Annual | Emissions at Affected Plants NOX | Thousand Tons | 9.4851 | 11.144 | 11.144 | 8.8778 | 4.242 | 4.2824 | 4.2716 | 3.7227
Ozone Season NOX Transport - AR | 1054 | 6704 | Rate Constraint in MTons | FALSE | L | Annual | Allowances Purchased NOX | Thousand Tons | 0 | 0 | 0 | 0 | 0 | 0 | 0 | 0
Ozone Season NOX Transport - AR | 1054 | 6704 | Rate Constraint in MTons | FALSE | L | Annual | Allowances Sold NOX | Thousand Tons | 0 | 0 | 0 | 0 | 0 | 0 | 0 | 0
Ozone Season NOX Transport - AR | 1054 | 6704 | Rate Constraint in MTons | FALSE | L | Annual | Allowances Banked | Thousand Tons | 0 | 0 | 0 | 0 | 0 | 0 | 0 | 0
Ozone Season NOX Transport - AR | 1054 | 6704 | Rate Constraint in MTons | FALSE | L | Annual | Allowances Withdrawn (1:1) | Thousand Tons | 0 | 0 | 0 | 0 | 0 | 0 | 0 | 0
Ozone Season NOX Transport - AR | 1054 | 6704 | Rate Constraint in MTons | FALSE | L | Annual | Allowances Withdrawn (n:1) | Thousand Tons | 0 | 0 | 0 | 0 | 0 | 0 | 0 | 0
Ozone Season NOX Transport - AR | 1054 | 6704 | Rate Constraint in MTons | FALSE | L | Annual | Net Emissions Allowance Position | Thousand Tons | 9.4851 | 11.144 | 11.144 | 8.8778 | 4.242 | 4.2824 | 4.2716 | 3.7227
Ozone Season NOX Transport - AR | 1054 | 6704 | Rate Constraint in MTons | FALSE | L | Annual | Fuel Consumed | TBtu | 168.6667 | 193.618 | 197.3562 | 175.3677 | 144.0362 | 152.5976 | 153.4358 | 151.5903
Ozone Season NOX Transport - AR | 1054 | 6704 | Rate Constraint in MTons | FALSE | L | Annual | Rate | lb/MMBtu | 0.11247 | 0.11511 | 0.11293 | 0.10125 | 0.058902 | 0.056126 | 0.055679 | 0.049115
Ozone Season NOX Transport - AR | 1054 | 6704 | Rate Constraint in MTons | FALSE | L | Annual | Generation | TWh | 19.9437 | 22.3875 | 22.9907 | 20.7277 | 18.7244 | 21.8822 | 23.1648 | 23.8282
Ozone Season NOX Transport - AR | 1054 | 6704 | Rate Constraint in MTons | FALSE | L | Annual | Qualifying Generation | TWh | 19.9437 | 22.3875 | 22.9907 | 20.7277 | 17.8342 | 19.2592 | 19.7796 | 19.8822
Ozone Season NOX Transport - AR | 1054 | 6704 | Rate Constraint in MTons | FALSE | L | Annual | Rate | lb/MWh | 0.95119 | 0.99556 | 0.96943 | 0.85661 | 0.47571 | 0.44471 | 0.43192 | 0.37447
Ozone Season NOX Transport - AR | 1054 | 6704 | Rate Constraint in MTons | FALSE | L | Annual | Constraint Shadow Price | US2016$/Ton | 0 | 379.8762 | 128.1281 | 0 | 0 | 0 | 0 | 0
Ozone Season NOX Transport - GA | 1055 | 6726 | Rate Constraint in MTons | FALSE | L | Annual | Seasons Included | Seasons | Summer | Summer | Summer | Summer | Summer | Summer | Summer | Summer
Ozone Season NOX Transport - GA | 1055 | 6726 | Rate Constraint in MTons | FALSE | L | Annual | Standard NOX | Thousand Tons | 29.09 | 29.09 | 29.09 | 29.09 | 29.09 | 29.09 | 29.09 | 29.09
Ozone Season NOX Transport - GA | 1055 | 6726 | Rate Constraint in MTons | FALSE | L | Annual | Emissions at Affected Plants NOX | Thousand Tons | 7.3654 | 7.0922 | 7.0051 | 8.0773 | 8.6938 | 8.9131 | 8.9569 | 8.4043
Ozone Season NOX Transport - GA | 1055 | 6726 | Rate Constraint in MTons | FALSE | L | Annual | Allowances Purchased NOX | Thousand Tons | 0 | 0 | 0 | 0 | 0 | 0 | 0 | 0
Ozone Season NOX Transport - GA | 1055 | 6726 | Rate Constraint in MTons | FALSE | L | Annual | Allowances Sold NOX | Thousand Tons | 0 | 0 | 0 | 0 | 0 | 0 | 0 | 0
Ozone Season NOX Transport - GA | 1055 | 6726 | Rate Constraint in MTons | FALSE | L | Annual | Allowances Banked | Thousand Tons | 0 | 0 | 0 | 0 | 0 | 0 | 0 | 0
Ozone Season NOX Transport - GA | 1055 | 6726 | Rate Constraint in MTons | FALSE | L | Annual | Allowances Withdrawn (1:1) | Thousand Tons | 0 | 0 | 0 | 0 | 0 | 0 | 0 | 0
Ozone Season NOX Transport - GA | 1055 | 6726 | Rate Constraint in MTons | FALSE | L | Annual | Allowances Withdrawn (n:1) | Thousand Tons | 0 | 0 | 0 | 0 | 0 | 0 | 0 | 0
Ozone Season NOX Transport - GA | 1055 | 6726 | Rate Constraint in MTons | FALSE | L | Annual | Net Emissions Allowance Position | Thousand Tons | 7.3654 | 7.0922 | 7.0051 | 8.0773 | 8.6938 | 8.9131 | 8.9569 | 8.4043
Ozone Season NOX Transport - GA | 1055 | 6726 | Rate Constraint in MTons | FALSE | L | Annual | Fuel Consumed | TBtu | 312.7816 | 300.545 | 302.7176 | 321.6095 | 333.992 | 357.9561 | 373.3173 | 385.6799
Ozone Season NOX Transport - GA | 1055 | 6726 | Rate Constraint in MTons | FALSE | L | Annual | Rate | lb/MMBtu | 0.047096 | 0.047196 | 0.046282 | 0.05023 | 0.05206 | 0.0498 | 0.047986 | 0.043582
Ozone Season NOX Transport - GA | 1055 | 6726 | Rate Constraint in MTons | FALSE | L | Annual | Generation | TWh | 38.6719 | 37.2047 | 38.1446 | 42.1808 | 60.9446 | 79.7202 | 99.7045 | 115.7999
Ozone Season NOX Transport - GA | 1055 | 6726 | Rate Constraint in MTons | FALSE | L | Annual | Qualifying Generation | TWh | 38.6719 | 37.2047 | 37.559 | 39.255 | 40.7821 | 45.0298 | 47.6879 | 50.693
Ozone Season NOX Transport - GA | 1055 | 6726 | Rate Constraint in MTons | FALSE | L | Annual | Rate | lb/MWh | 0.38092 | 0.38125 | 0.37302 | 0.41153 | 0.42635 | 0.39588 | 0.37565 | 0.33158
Ozone Season NOX Transport - GA | 1055 | 6726 | Rate Constraint in MTons | FALSE | L | Annual | Constraint Shadow Price | US2016$/Ton | 0 | 0 | 0 | 0 | 0 | 0 | 0 | 0
Ozone Season NOX Transport - IA | 1056 | 6707 | Rate Constraint in MTons | FALSE | L | Annual | Seasons Included | Seasons | Summer | Summer | Summer | Summer | Summer | Summer | Summer | Summer
Ozone Season NOX Transport - IA | 1056 | 6707 | Rate Constraint in MTons | FALSE | L | Annual | Standard NOX | Thousand Tons | 13.639 | 13.639 | 13.639 | 13.639 | 13.639 | 13.639 | 13.639 | 13.639
Ozone Season NOX Transport - IA | 1056 | 6707 | Rate Constraint in MTons | FALSE | L | Annual | Emissions at Affected Plants NOX | Thousand Tons | 10.3615 | 11.2264 | 10.8489 | 10.8349 | 10.7494 | 10.878 | 10.0903 | 7.4861
Ozone Season NOX Transport - IA | 1056 | 6707 | Rate Constraint in MTons | FALSE | L | Annual | Allowances Purchased NOX | Thousand Tons | 0 | 0 | 0 | 0 | 0 | 0 | 0 | 0
Ozone Season NOX Transport - IA | 1056 | 6707 | Rate Constraint in MTons | FALSE | L | Annual | Allowances Sold NOX | Thousand Tons | 0 | 0 | 0 | 0 | 0 | 0 | 0 | 0
Ozone Season NOX Transport - IA | 1056 | 6707 | Rate Constraint in MTons | FALSE | L | Annual | Allowances Banked | Thousand Tons | 0 | 0 | 0 | 0 | 0 | 0 | 0 | 0
Ozone Season NOX Transport - IA | 1056 | 6707 | Rate Constraint in MTons | FALSE | L | Annual | Allowances Withdrawn (1:1) | Thousand Tons | 0 | 0 | 0 | 0 | 0 | 0 | 0 | 0
Ozone Season NOX Transport - IA | 1056 | 6707 | Rate Constraint in MTons | FALSE | L | Annual | Allowances Withdrawn (n:1) | Thousand Tons | 0 | 0 | 0 | 0 | 0 | 0 | 0 | 0
Ozone Season NOX Transport - IA | 1056 | 6707 | Rate Constraint in MTons | FALSE | L | Annual | Net Emissions Allowance Position | Thousand Tons | 10.3615 | 11.2264 | 10.8489 | 10.8349 | 10.7494 | 10.878 | 10.0903 | 7.4861
Ozone Season NOX Transport - IA | 1056 | 6707 | Rate Constraint in MTons | FALSE | L | Annual | Fuel Consumed | TBtu | 157.5138 | 171.4881 | 168.3858 | 166.1854 | 171.6402 | 169.4446 | 152.4924 | 120.3962
Ozone Season NOX Transport - IA | 1056 | 6707 | Rate Constraint in MTons | FALSE | L | Annual | Rate | lb/MMBtu | 0.13156 | 0.13093 | 0.12886 | 0.1304 | 0.12525 | 0.1284 | 0.13234 | 0.12436
Ozone Season NOX Transport - IA | 1056 | 6707 | Rate Constraint in MTons | FALSE | L | Annual | Generation | TWh | 16.5685 | 17.849 | 17.7531 | 17.4774 | 18.1911 | 18.1655 | 16.8502 | 14.487
Ozone Season NOX Transport - IA | 1056 | 6707 | Rate Constraint in MTons | FALSE | L | Annual | Qualifying Generation | TWh | 16.5685 | 17.849 | 17.7531 | 17.4774 | 18.1911 | 17.8813 | 15.9915 | 12.7867
Ozone Season NOX Transport - IA | 1056 | 6707 | Rate Constraint in MTons | FALSE | L | Annual | Rate | lb/MWh | 1.2507 | 1.2579 | 1.2222 | 1.2399 | 1.1818 | 1.2167 | 1.262 | 1.1709
Ozone Season NOX Transport - IA | 1056 | 6707 | Rate Constraint in MTons | FALSE | L | Annual | Constraint Shadow Price | US2016$/Ton | 0 | 0 | 0 | 0 | 0 | 0 | 0 | 0
Ozone Season NOX Transport - IL | 1057 | 6705 | Rate Constraint in MTons | FALSE | L | Annual | Seasons Included | Seasons | Summer | Summer | Summer | Summer | Summer | Summer | Summer | Summer
Ozone Season NOX Transport - IL | 1057 | 6705 | Rate Constraint in MTons | FALSE | L | Annual | Standard NOX | Thousand Tons | 17.667 | 17.667 | 17.667 | 17.667 | 17.667 | 17.667 | 17.667 | 17.667
Ozone Season NOX Transport - IL | 1057 | 6705 | Rate Constraint in MTons | FALSE | L | Annual | Emissions at Affected Plants NOX | Thousand Tons | 8.699 | 10.5531 | 9.9998 | 10.6593 | 10.4953 | 10.3912 | 9.5837 | 9.3472
Ozone Season NOX Transport - IL | 1057 | 6705 | Rate Constraint in MTons | FALSE | L | Annual | Allowances Purchased NOX | Thousand Tons | 0 | 0 | 0 | 0 | 0 | 0 | 0 | 0
Ozone Season NOX Transport - IL | 1057 | 6705 | Rate Constraint in MTons | FALSE | L | Annual | Allowances Sold NOX | Thousand Tons | 0 | 0 | 0 | 0 | 0 | 0 | 0 | 0
Ozone Season NOX Transport - IL | 1057 | 6705 | Rate Constraint in MTons | FALSE | L | Annual | Allowances Banked | Thousand Tons | 0 | 0 | 0 | 0 | 0 | 0 | 0 | 0
Ozone Season NOX Transport - IL | 1057 | 6705 | Rate Constraint in MTons | FALSE | L | Annual | Allowances Withdrawn (1:1) | Thousand Tons | 0 | 0 | 0 | 0 | 0 | 0 | 0 | 0
Ozone Season NOX Transport - IL | 1057 | 6705 | Rate Constraint in MTons | FALSE | L | Annual | Allowances Withdrawn (n:1) | Thousand Tons | 0 | 0 | 0 | 0 | 0 | 0 | 0 | 0
Ozone Season NOX Transport - IL | 1057 | 6705 | Rate Constraint in MTons | FALSE | L | Annual | Net Emissions Allowance Position | Thousand Tons | 8.699 | 10.5531 | 9.9998 | 10.6593 | 10.4953 | 10.3912 | 9.5837 | 9.3472
Ozone Season NOX Transport - IL | 1057 | 6705 | Rate Constraint in MTons | FALSE | L | Annual | Fuel Consumed | TBtu | 250.4211 | 284.7183 | 269.5301 | 290.0135 | 292.5615 | 280.5566 | 260.7678 | 266.4303
Ozone Season NOX Transport - IL | 1057 | 6705 | Rate Constraint in MTons | FALSE | L | Annual | Rate | lb/MMBtu | 0.069475 | 0.07413 | 0.074202 | 0.073509 | 0.071747 | 0.074076 | 0.073504 | 0.070166
Ozone Season NOX Transport - IL | 1057 | 6705 | Rate Constraint in MTons | FALSE | L | Annual | Generation | TWh | 26.0059 | 29.6078 | 28.2078 | 30.2473 | 30.928 | 34.4271 | 41.9064 | 53.0612
Ozone Season NOX Transport - IL | 1057 | 6705 | Rate Constraint in MTons | FALSE | L | Annual | Qualifying Generation | TWh | 26.0059 | 29.6078 | 28.2078 | 30.2473 | 30.6069 | 29.1719 | 27.1393 | 28.1602
Ozone Season NOX Transport - IL | 1057 | 6705 | Rate Constraint in MTons | FALSE | L | Annual | Rate | lb/MWh | 0.669 | 0.71286 | 0.70901 | 0.70481 | 0.68581 | 0.71241 | 0.70626 | 0.66386
Ozone Season NOX Transport - IL | 1057 | 6705 | Rate Constraint in MTons | FALSE | L | Annual | Constraint Shadow Price | US2016$/Ton | 0 | 0 | 0 | 0 | 0 | 0 | 0 | 0
Ozone Season NOX Transport - IN | 1058 | 6706 | Rate Constraint in MTons | FALSE | L | Annual | Seasons Included | Seasons | Summer | Summer | Summer | Summer | Summer | Summer | Summer | Summer
Ozone Season NOX Transport - IN | 1058 | 6706 | Rate Constraint in MTons | FALSE | L | Annual | Standard NOX | Thousand Tons | 28.197 | 28.197 | 28.197 | 28.197 | 28.197 | 28.197 | 28.197 | 28.197
Ozone Season NOX Transport - IN | 1058 | 6706 | Rate Constraint in MTons | FALSE | L | Annual | Emissions at Affected Plants NOX | Thousand Tons | 16.737 | 17.0436 | 16.662 | 17.3653 | 15.8557 | 16.0635 | 14.7594 | 12.1945
Ozone Season NOX Transport - IN | 1058 | 6706 | Rate Constraint in MTons | FALSE | L | Annual | Allowances Purchased NOX | Thousand Tons | 0 | 0 | 0 | 0 | 0 | 0 | 0 | 0
Ozone Season NOX Transport - IN | 1058 | 6706 | Rate Constraint in MTons | FALSE | L | Annual | Allowances Sold NOX | Thousand Tons | 0 | 0 | 0 | 0 | 0 | 0 | 0 | 0
Ozone Season NOX Transport - IN | 1058 | 6706 | Rate Constraint in MTons | FALSE | L | Annual | Allowances Banked | Thousand Tons | 0 | 0 | 0 | 0 | 0 | 0 | 0 | 0
Ozone Season NOX Transport - IN | 1058 | 6706 | Rate Constraint in MTons | FALSE | L | Annual | Allowances Withdrawn (1:1) | Thousand Tons | 0 | 0 | 0 | 0 | 0 | 0 | 0 | 0
Ozone Season NOX Transport - IN | 1058 | 6706 | Rate Constraint in MTons | FALSE | L | Annual | Allowances Withdrawn (n:1) | Thousand Tons | 0 | 0 | 0 | 0 | 0 | 0 | 0 | 0
Ozone Season NOX Transport - IN | 1058 | 6706 | Rate Constraint in MTons | FALSE | L | Annual | Net Emissions Allowance Position | Thousand Tons | 16.737 | 17.0436 | 16.662 | 17.3653 | 15.8557 | 16.0635 | 14.7594 | 12.1945
Ozone Season NOX Transport - IN | 1058 | 6706 | Rate Constraint in MTons | FALSE | L | Annual | Fuel Consumed | TBtu | 328.9136 | 351.7735 | 346.3294 | 359.1923 | 368.6173 | 397.6169 | 389.4804 | 369.0725
Ozone Season NOX Transport - IN | 1058 | 6706 | Rate Constraint in MTons | FALSE | L | Annual | Rate | lb/MMBtu | 0.10177 | 0.096901 | 0.096221 | 0.096691 | 0.086028 | 0.080799 | 0.07579 | 0.066082
Ozone Season NOX Transport - IN | 1058 | 6706 | Rate Constraint in MTons | FALSE | L | Annual | Generation | TWh | 34.1304 | 36.5709 | 36.5049 | 37.6159 | 50.9846 | 59.9414 | 66.4989 | 81.6347
Ozone Season NOX Transport - IN | 1058 | 6706 | Rate Constraint in MTons | FALSE | L | Annual | Qualifying Generation | TWh | 34.1304 | 36.5709 | 36.5049 | 37.6159 | 40.9437 | 45.7599 | 47.2286 | 46.621
Ozone Season NOX Transport - IN | 1058 | 6706 | Rate Constraint in MTons | FALSE | L | Annual | Rate | lb/MWh | 0.98077 | 0.93208 | 0.91287 | 0.9233 | 0.77451 | 0.70208 | 0.62502 | 0.52314
Ozone Season NOX Transport - IN | 1058 | 6706 | Rate Constraint in MTons | FALSE | L | Annual | Constraint Shadow Price | US2016$/Ton | 0 | 0 | 0 | 0 | 0 | 0 | 0 | 0
Ozone Season NOX Transport - KS | 1059 | 6708 | Rate Constraint in MTons | FALSE | L | Annual | Seasons Included | Seasons | Summer | Summer | Summer | Summer | Summer | Summer | Summer | Summer
Ozone Season NOX Transport - KS | 1059 | 6708 | Rate Constraint in MTons | FALSE | L | Annual | Standard NOX | Thousand Tons | 9.713 | 9.713 | 9.713 | 9.713 | 9.713 | 9.713 | 9.713 | 9.713
Ozone Season NOX Transport - KS | 1059 | 6708 | Rate Constraint in MTons | FALSE | L | Annual | Emissions at Affected Plants NOX | Thousand Tons | 5.0523 | 7.9852 | 7.8265 | 7.8515 | 8.1451 | 8.5434 | 7.9662 | 6.5672
Ozone Season NOX Transport - KS | 1059 | 6708 | Rate Constraint in MTons | FALSE | L | Annual | Allowances Purchased NOX | Thousand Tons | 0 | 0 | 0 | 0 | 0 | 0 | 0 | 0
Ozone Season NOX Transport - KS | 1059 | 6708 | Rate Constraint in MTons | FALSE | L | Annual | Allowances Sold NOX | Thousand Tons | 0 | 0 | 0 | 0 | 0 | 0 | 0 | 0
Ozone Season NOX Transport - KS | 1059 | 6708 | Rate Constraint in MTons | FALSE | L | Annual | Allowances Banked | Thousand Tons | 0 | 0 | 0 | 0 | 0 | 0 | 0 | 0
Ozone Season NOX Transport - KS | 1059 | 6708 | Rate Constraint in MTons | FALSE | L | Annual | Allowances Withdrawn (1:1) | Thousand Tons | 0 | 0 | 0 | 0 | 0 | 0 | 0 | 0
Ozone Season NOX Transport - KS | 1059 | 6708 | Rate Constraint in MTons | FALSE | L | Annual | Allowances Withdrawn (n:1) | Thousand Tons | 0 | 0 | 0 | 0 | 0 | 0 | 0 | 0
Ozone Season NOX Transport - KS | 1059 | 6708 | Rate Constraint in MTons | FALSE | L | Annual | Net Emissions Allowance Position | Thousand Tons | 5.0523 | 7.9852 | 7.8265 | 7.8515 | 8.1451 | 8.5434 | 7.9662 | 6.5672
Ozone Season NOX Transport - KS | 1059 | 6708 | Rate Constraint in MTons | FALSE | L | Annual | Fuel Consumed | TBtu | 101.5984 | 160.2057 | 157.0275 | 156.6245 | 169.5089 | 181.9173 | 173.3799 | 145.3372
Ozone Season NOX Transport - KS | 1059 | 6708 | Rate Constraint in MTons | FALSE | L | Annual | Rate | lb/MMBtu | 0.099457 | 0.099686 | 0.099683 | 0.10026 | 0.096103 | 0.093927 | 0.091893 | 0.090372
Ozone Season NOX Transport - KS | 1059 | 6708 | Rate Constraint in MTons | FALSE | L | Annual | Generation | TWh | 9.3918 | 14.6554 | 14.6799 | 14.6066 | 17.506 | 20.9233 | 21.1889 | 19.0862
Ozone Season NOX Transport - KS | 1059 | 6708 | Rate Constraint in MTons | FALSE | L | Annual | Qualifying Generation | TWh | 9.3918 | 14.6554 | 14.6799 | 14.6066 | 16.0743 | 17.3312 | 16.595 | 13.9501
Ozone Season NOX Transport - KS | 1059 | 6708 | Rate Constraint in MTons | FALSE | L | Annual | Rate | lb/MWh | 1.0759 | 1.0897 | 1.0663 | 1.0751 | 1.0134 | 0.9859 | 0.96007 | 0.94153
Ozone Season NOX Transport - KS | 1059 | 6708 | Rate Constraint in MTons | FALSE | L | Annual | Constraint Shadow Price | US2016$/Ton | 0 | 0 | 0 | 0 | 0 | 0 | 0 | 0
Ozone Season NOX Transport - KY | 1060 | 6709 | Rate Constraint in MTons | FALSE | L | Annual | Seasons Included | Seasons | Summer | Summer | Summer | Summer | Summer | Summer | Summer | Summer
Ozone Season NOX Transport - KY | 1060 | 6709 | Rate Constraint in MTons | FALSE | L | Annual | Standard NOX | Thousand Tons | 25.549 | 25.549 | 25.549 | 25.549 | 25.549 | 25.549 | 25.549 | 25.549
Ozone Season NOX Transport - KY | 1060 | 6709 | Rate Constraint in MTons | FALSE | L | Annual | Emissions at Affected Plants NOX | Thousand Tons | 6.4413 | 8.2298 | 5.9668 | 7.5959 | 6.0949 | 7.4313 | 7.3718 | 1.4708
Ozone Season NOX Transport - KY | 1060 | 6709 | Rate Constraint in MTons | FALSE | L | Annual | Allowances Purchased NOX | Thousand Tons | 0 | 0 | 0 | 0 | 0 | 0 | 0 | 0
Ozone Season NOX Transport - KY | 1060 | 6709 | Rate Constraint in MTons | FALSE | L | Annual | Allowances Sold NOX | Thousand Tons | 0 | 0 | 0 | 0 | 0 | 0 | 0 | 0
Ozone Season NOX Transport - KY | 1060 | 6709 | Rate Constraint in MTons | FALSE | L | Annual | Allowances Banked | Thousand Tons | 0 | 0 | 0 | 0 | 0 | 0 | 0 | 0
Ozone Season NOX Transport - KY | 1060 | 6709 | Rate Constraint in MTons | FALSE | L | Annual | Allowances Withdrawn (1:1) | Thousand Tons | 0 | 0 | 0 | 0 | 0 | 0 | 0 | 0
Ozone Season NOX Transport - KY | 1060 | 6709 | Rate Constraint in MTons | FALSE | L | Annual | Allowances Withdrawn (n:1) | Thousand Tons | 0 | 0 | 0 | 0 | 0 | 0 | 0 | 0
Ozone Season NOX Transport - KY | 1060 | 6709 | Rate Constraint in MTons | FALSE | L | Annual | Net Emissions Allowance Position | Thousand Tons | 6.4413 | 8.2298 | 5.9668 | 7.5959 | 6.0949 | 7.4313 | 7.3718 | 1.4708
Ozone Season NOX Transport - KY | 1060 | 6709 | Rate Constraint in MTons | FALSE | L | Annual | Fuel Consumed | TBtu | 135.2837 | 151.137 | 140.6975 | 163.2281 | 184.1462 | 206.1037 | 222.887 | 184.7553
Ozone Season NOX Transport - KY | 1060 | 6709 | Rate Constraint in MTons | FALSE | L | Annual | Rate | lb/MMBtu | 0.095227 | 0.10891 | 0.084817 | 0.093071 | 0.066197 | 0.072112 | 0.066149 | 0.015921
Ozone Season NOX Transport - KY | 1060 | 6709 | Rate Constraint in MTons | FALSE | L | Annual | Generation | TWh | 14.8231 | 16.36 | 17.1999 | 19.7362 | 38.9728 | 55.5362 | 75.8197 | 99.6677
Ozone Season NOX Transport - KY | 1060 | 6709 | Rate Constraint in MTons | FALSE | L | Annual | Qualifying Generation | TWh | 14.8231 | 16.36 | 17.1999 | 19.7362 | 24.5016 | 27.6908 | 30.5035 | 28.7553
Ozone Season NOX Transport - KY | 1060 | 6709 | Rate Constraint in MTons | FALSE | L | Annual | Rate | lb/MWh | 0.8691 | 1.0061 | 0.69381 | 0.76974 | 0.49751 | 0.53674 | 0.48334 | 0.1023
Ozone Season NOX Transport - KY | 1060 | 6709 | Rate Constraint in MTons | FALSE | L | Annual | Constraint Shadow Price | US2016$/Ton | 0 | 0 | 0 | 0 | 0 | 0 | 0 | 0
Ozone Season NOX Transport - LA | 1061 | 6710 | Rate Constraint in MTons | FALSE | L | Annual | Seasons Included | Seasons | Summer | Summer | Summer | Summer | Summer | Summer | Summer | Summer
Ozone Season NOX Transport - LA | 1061 | 6710 | Rate Constraint in MTons | FALSE | L | Annual | Standard NOX | Thousand Tons | 22.553 | 22.553 | 22.553 | 22.553 | 22.553 | 22.553 | 22.553 | 22.553
Ozone Season NOX Transport - LA | 1061 | 6710 | Rate Constraint in MTons | FALSE | L | Annual | Emissions at Affected Plants NOX | Thousand Tons | 7.9168 | 9.7232 | 9.8474 | 9.6221 | 7.9178 | 8.0786 | 7.9497 | 7.1723
Ozone Season NOX Transport - LA | 1061 | 6710 | Rate Constraint in MTons | FALSE | L | Annual | Allowances Purchased NOX | Thousand Tons | 0 | 0 | 0 | 0 | 0 | 0 | 0 | 0
Ozone Season NOX Transport - LA | 1061 | 6710 | Rate Constraint in MTons | FALSE | L | Annual | Allowances Sold NOX | Thousand Tons | 0 | 0 | 0 | 0 | 0 | 0 | 0 | 0
Ozone Season NOX Transport - LA | 1061 | 6710 | Rate Constraint in MTons | FALSE | L | Annual | Allowances Banked | Thousand Tons | 0 | 0 | 0 | 0 | 0 | 0 | 0 | 0
Ozone Season NOX Transport - LA | 1061 | 6710 | Rate Constraint in MTons | FALSE | L | Annual | Allowances Withdrawn (1:1) | Thousand Tons | 0 | 0 | 0 | 0 | 0 | 0 | 0 | 0
Ozone Season NOX Transport - LA | 1061 | 6710 | Rate Constraint in MTons | FALSE | L | Annual | Allowances Withdrawn (n:1) | Thousand Tons | 0 | 0 | 0 | 0 | 0 | 0 | 0 | 0
Ozone Season NOX Transport - LA | 1061 | 6710 | Rate Constraint in MTons | FALSE | L | Annual | Net Emissions Allowance Position | Thousand Tons | 7.9168 | 9.7232 | 9.8474 | 9.6221 | 7.9178 | 8.0786 | 7.9497 | 7.1723
Ozone Season NOX Transport - LA | 1061 | 6710 | Rate Constraint in MTons | FALSE | L | Annual | Fuel Consumed | TBtu | 256.3793 | 281.4255 | 283.7142 | 296.4918 | 304.8456 | 336.7782 | 337.9086 | 350.2364
Ozone Season NOX Transport - LA | 1061 | 6710 | Rate Constraint in MTons | FALSE | L | Annual | Rate | lb/MMBtu | 0.061759 | 0.0691 | 0.069417 | 0.064906 | 0.051946 | 0.047976 | 0.047053 | 0.040957
Ozone Season NOX Transport - LA | 1061 | 6710 | Rate Constraint in MTons | FALSE | L | Annual | Generation | TWh | 34.2982 | 36.5702 | 36.9206 | 38.2229 | 41.9266 | 49.0886 | 50.4568 | 55.7916
Ozone Season NOX Transport - LA | 1061 | 6710 | Rate Constraint in MTons | FALSE | L | Annual | Qualifying Generation | TWh | 34.2982 | 36.5702 | 36.9206 | 38.2229 | 40.9772 | 46.2912 | 46.8467 | 49.7287
Ozone Season NOX Transport - LA | 1061 | 6710 | Rate Constraint in MTons | FALSE | L | Annual | Rate | lb/MWh | 0.46165 | 0.53176 | 0.53343 | 0.50347 | 0.38645 | 0.34903 | 0.33939 | 0.28846
Ozone Season NOX Transport - LA | 1061 | 6710 | Rate Constraint in MTons | FALSE | L | Annual | Constraint Shadow Price | US2016$/Ton | 0 | 0 | 0 | 0 | 0 | 0 | 0 | 0
Ozone Season NOX Transport - MD | 1062 | 6711 | Rate Constraint in MTons | FALSE | L | Annual | Seasons Included | Seasons | Summer | Summer | Summer | Summer | Summer | Summer | Summer | Summer
Ozone Season NOX Transport - MD | 1062 | 6711 | Rate Constraint in MTons | FALSE | L | Annual | Standard NOX | Thousand Tons | 4.632 | 4.632 | 4.632 | 4.632 | 4.632 | 4.632 | 4.632 | 4.632
Ozone Season NOX Transport - MD | 1062 | 6711 | Rate Constraint in MTons | FALSE | L | Annual | Emissions at Affected Plants NOX | Thousand Tons | 0.76307 | 1.2012 | 1.143 | 1.1539 | 0.79705 | 1.3353 | 1.0724 | 1.3096
Ozone Season NOX Transport - MD | 1062 | 6711 | Rate Constraint in MTons | FALSE | L | Annual | Allowances Purchased NOX | Thousand Tons | 0 | 0 | 0 | 0 | 0 | 0 | 0 | 0
Ozone Season NOX Transport - MD | 1062 | 6711 | Rate Constraint in MTons | FALSE | L | Annual | Allowances Sold NOX | Thousand Tons | 0 | 0 | 0 | 0 | 0 | 0 | 0 | 0
Ozone Season NOX Transport - MD | 1062 | 6711 | Rate Constraint in MTons | FALSE | L | Annual | Allowances Banked | Thousand Tons | 0 | 0 | 0 | 0 | 0 | 0 | 0 | 0
Ozone Season NOX Transport - MD | 1062 | 6711 | Rate Constraint in MTons | FALSE | L | Annual | Allowances Withdrawn (1:1) | Thousand Tons | 0 | 0 | 0 | 0 | 0 | 0 | 0 | 0
Ozone Season NOX Transport - MD | 1062 | 6711 | Rate Constraint in MTons | FALSE | L | Annual | Allowances Withdrawn (n:1) | Thousand Tons | 0 | 0 | 0 | 0 | 0 | 0 | 0 | 0
Ozone Season NOX Transport - MD | 1062 | 6711 | Rate Constraint in MTons | FALSE | L | Annual | Net Emissions Allowance Position | Thousand Tons | 0.76307 | 1.2012 | 1.143 | 1.1539 | 0.79705 | 1.3353 | 1.0724 | 1.3096
Ozone Season NOX Transport - MD | 1062 | 6711 | Rate Constraint in MTons | FALSE | L | Annual | Fuel Consumed | TBtu | 65.7834 | 89.5399 | 84.9437 | 86.774 | 72.4844 | 103.9902 | 105.1385 | 113.4122
Ozone Season NOX Transport - MD | 1062 | 6711 | Rate Constraint in MTons | FALSE | L | Annual | Rate | lb/MMBtu | 0.0232 | 0.02683 | 0.026913 | 0.026596 | 0.021992 | 0.025682 | 0.0204 | 0.023094
Ozone Season NOX Transport - MD | 1062 | 6711 | Rate Constraint in MTons | FALSE | L | Annual | Generation | TWh | 9.8404 | 12.2381 | 11.7688 | 11.9896 | 26.7523 | 38.6002 | 46.0094 | 57.9332
Ozone Season NOX Transport - MD | 1062 | 6711 | Rate Constraint in MTons | FALSE | L | Annual | Qualifying Generation | TWh | 9.8402 | 12.2376 | 11.7687 | 11.9889 | 10.7824 | 14.145 | 14.516 | 15.5819
Ozone Season NOX Transport - MD | 1062 | 6711 | Rate Constraint in MTons | FALSE | L | Annual | Rate | lb/MWh | 0.15509 | 0.19631 | 0.19425 | 0.1925 | 0.14784 | 0.18881 | 0.14776 | 0.16809
Ozone Season NOX Transport - MD | 1062 | 6711 | Rate Constraint in MTons | FALSE | L | Annual | Constraint Shadow Price | US2016$/Ton | 0 | 0 | 0 | 0 | 0 | 0 | 0 | 0
Ozone Season NOX Transport - MI | 1063 | 6712 | Rate Constraint in MTons | FALSE | L | Annual | Seasons Included | Seasons | Summer | Summer | Summer | Summer | Summer | Summer | Summer | Summer
Ozone Season NOX Transport - MI | 1063 | 6712 | Rate Constraint in MTons | FALSE | L | Annual | Standard NOX | Thousand Tons | 20.018 | 20.018 | 20.018 | 20.018 | 20.018 | 20.018 | 20.018 | 20.018
Ozone Season NOX Transport - MI | 1063 | 6712 | Rate Constraint in MTons | FALSE | L | Annual | Emissions at Affected Plants NOX | Thousand Tons | 8.6143 | 12.6048 | 12.7016 | 13.6018 | 12.6987 | 12.8864 | 12.2735 | 10.7337
Ozone Season NOX Transport - MI | 1063 | 6712 | Rate Constraint in MTons | FALSE | L | Annual | Allowances Purchased NOX | Thousand Tons | 0 | 0 | 0 | 0 | 0 | 0 | 0 | 0
Ozone Season NOX Transport - MI | 1063 | 6712 | Rate Constraint in MTons | FALSE | L | Annual | Allowances Sold NOX | Thousand Tons | 0 | 0 | 0 | 0 | 0 | 0 | 0 | 0
Ozone Season NOX Transport - MI | 1063 | 6712 | Rate Constraint in MTons | FALSE | L | Annual | Allowances Banked | Thousand Tons | 0 | 0 | 0 | 0 | 0 | 0 | 0 | 0
Ozone Season NOX Transport - MI | 1063 | 6712 | Rate Constraint in MTons | FALSE | L | Annual | Allowances Withdrawn (1:1) | Thousand Tons | 0 | 0 | 0 | 0 | 0 | 0 | 0 | 0
Ozone Season NOX Transport - MI | 1063 | 6712 | Rate Constraint in MTons | FALSE | L | Annual | Allowances Withdrawn (n:1) | Thousand Tons | 0 | 0 | 0 | 0 | 0 | 0 | 0 | 0
Ozone Season NOX Transport - MI | 1063 | 6712 | Rate Constraint in MTons | FALSE | L | Annual | Net Emissions Allowance Position | Thousand Tons | 8.6143 | 12.6048 | 12.7016 | 13.6018 | 12.6987 | 12.8864 | 12.2735 | 10.7337
Ozone Season NOX Transport - MI | 1063 | 6712 | Rate Constraint in MTons | FALSE | L | Annual | Fuel Consumed | TBtu | 222.0541 | 299.4114 | 303.256 | 319.8526 | 314.2309 | 334.8578 | 330.3017 | 337.7782
Ozone Season NOX Transport - MI | 1063 | 6712 | Rate Constraint in MTons | FALSE | L | Annual | Rate | lb/MMBtu | 0.077588 | 0.084197 | 0.083768 | 0.08505 | 0.080824 | 0.076967 | 0.074317 | 0.063555
Ozone Season NOX Transport - MI | 1063 | 6712 | Rate Constraint in MTons | FALSE | L | Annual | Generation | TWh | 24.669 | 33.7783 | 34.2184 | 35.8205 | 46.3745 | 53.7908 | 58.5561 | 79.9161
Ozone Season NOX Transport - MI | 1063 | 6712 | Rate Constraint in MTons | FALSE | L | Annual | Qualifying Generation | TWh | 24.669 | 33.7783 | 34.2184 | 35.8205 | 35.6695 | 39.0743 | 38.6755 | 42.6144
Ozone Season NOX Transport - MI | 1063 | 6712 | Rate Constraint in MTons | FALSE | L | Annual | Rate | lb/MWh | 0.69839 | 0.74632 | 0.74238 | 0.75944 | 0.71202 | 0.65959 | 0.63469 | 0.50376
Ozone Season NOX Transport - MI | 1063 | 6712 | Rate Constraint in MTons | FALSE | L | Annual | Constraint Shadow Price | US2016$/Ton | 0 | 0 | 0 | 0 | 0 | 0 | 0 | 0
Ozone Season NOX Transport - MO | 1064 | 6714 | Rate Constraint in MTons | FALSE | L | Annual | Seasons Included | Seasons | Summer | Summer | Summer | Summer | Summer | Summer | Summer | Summer
Ozone Season NOX Transport - MO | 1064 | 6714 | Rate Constraint in MTons | FALSE | L | Annual | Standard NOX | Thousand Tons | 19.094 | 19.094 | 19.094 | 19.094 | 19.094 | 19.094 | 19.094 | 19.094
Ozone Season NOX Transport - MO | 1064 | 6714 | Rate Constraint in MTons | FALSE | L | Annual | Emissions at Affected Plants NOX | Thousand Tons | 15.4546 | 14.9683 | 14.2479 | 14.8529 | 14.4742 | 14.7404 | 14.614 | 11.011
Ozone Season NOX Transport - MO | 1064 | 6714 | Rate Constraint in MTons | FALSE | L | Annual | Allowances Purchased NOX | Thousand Tons | 0 | 0 | 0 | 0 | 0 | 0 | 0 | 0
Ozone Season NOX Transport - MO | 1064 | 6714 | Rate Constraint in MTons | FALSE | L | Annual | Allowances Sold NOX | Thousand Tons | 0 | 0 | 0 | 0 | 0 | 0 | 0 | 0
Ozone Season NOX Transport - MO | 1064 | 6714 | Rate Constraint in MTons | FALSE | L | Annual | Allowances Banked | Thousand Tons | 0 | 0 | 0 | 0 | 0 | 0 | 0 | 0
Ozone Season NOX Transport - MO | 1064 | 6714 | Rate Constraint in MTons | FALSE | L | Annual | Allowances Withdrawn (1:1) | Thousand Tons | 0 | 0 | 0 | 0 | 0 | 0 | 0 | 0
Ozone Season NOX Transport - MO | 1064 | 6714 | Rate Constraint in MTons | FALSE | L | Annual | Allowances Withdrawn (n:1) | Thousand Tons | 0 | 0 | 0 | 0 | 0 | 0 | 0 | 0
Ozone Season NOX Transport - MO | 1064 | 6714 | Rate Constraint in MTons | FALSE | L | Annual | Net Emissions Allowance Position | Thousand Tons | 15.4546 | 14.9683 | 14.2479 | 14.8529 | 14.4742 | 14.7404 | 14.614 | 11.011
Ozone Season NOX Transport - MO | 1064 | 6714 | Rate Constraint in MTons | FALSE | L | Annual | Fuel Consumed | TBtu | 334.6389 | 335.004 | 325.7601 | 330.3115 | 332.9341 | 345.3516 | 340.8436 | 300.7509
Ozone Season NOX Transport - MO | 1064 | 6714 | Rate Constraint in MTons | FALSE | L | Annual | Rate | lb/MMBtu | 0.092366 | 0.089362 | 0.087475 | 0.089933 | 0.086949 | 0.085365 | 0.085752 | 0.073223
Ozone Season NOX Transport - MO | 1064 | 6714 | Rate Constraint in MTons | FALSE | L | Annual | Generation | TWh | 33.9145 | 34.1938 | 33.4935 | 33.8325 | 36.1454 | 41.7963 | 45.2943 | 42.7971
Ozone Season NOX Transport - MO | 1064 | 6714 | Rate Constraint in MTons | FALSE | L | Annual | Qualifying Generation | TWh | 33.9145 | 34.1938 | 33.4935 | 33.8325 | 34.2247 | 35.6138 | 35.026 | 31.3634
Ozone Season NOX Transport - MO | 1064 | 6714 | Rate Constraint in MTons | FALSE | L | Annual | Rate | lb/MWh | 0.91139 | 0.8755 | 0.85079 | 0.87803 | 0.84583 | 0.82779 | 0.83446 | 0.70215
Ozone Season NOX Transport - MO | 1064 | 6714 | Rate Constraint in MTons | FALSE | L | Annual | Constraint Shadow Price | US2016$/Ton | 0 | 0 | 0 | 0 | 0 | 0 | 0 | 0
Ozone Season NOX Transport - MS | 1065 | 6713 | Rate Constraint in MTons | FALSE | L | Annual | Seasons Included | Seasons | Summer | Summer | Summer | Summer | Summer | Summer | Summer | Summer
Ozone Season NOX Transport - MS | 1065 | 6713 | Rate Constraint in MTons | FALSE | L | Annual | Standard NOX | Thousand Tons | 7.641 | 7.641 | 7.641 | 7.641 | 7.641 | 7.641 | 7.641 | 7.641
Ozone Season NOX Transport - MS | 1065 | 6713 | Rate Constraint in MTons | FALSE | L | Annual | Emissions at Affected Plants NOX | Thousand Tons | 2.7543 | 2.3515 | 2.5957 | 2.7016 | 2.3867 | 2.2778 | 2.3344 | 2.3873
Ozone Season NOX Transport - MS | 1065 | 6713 | Rate Constraint in MTons | FALSE | L | Annual | Allowances Purchased NOX | Thousand Tons | 0 | 0 | 0 | 0 | 0 | 0 | 0 | 0
Ozone Season NOX Transport - MS | 1065 | 6713 | Rate Constraint in MTons | FALSE | L | Annual | Allowances Sold NOX | Thousand Tons | 0 | 0 | 0 | 0 | 0 | 0 | 0 | 0
Ozone Season NOX Transport - MS | 1065 | 6713 | Rate Constraint in MTons | FALSE | L | Annual | Allowances Banked | Thousand Tons | 0 | 0 | 0 | 0 | 0 | 0 | 0 | 0
Ozone Season NOX Transport - MS | 1065 | 6713 | Rate Constraint in MTons | FALSE | L | Annual | Allowances Withdrawn (1:1) | Thousand Tons | 0 | 0 | 0 | 0 | 0 | 0 | 0 | 0
Ozone Season NOX Transport - MS | 1065 | 6713 | Rate Constraint in MTons | FALSE | L | Annual | Allowances Withdrawn (n:1) | Thousand Tons | 0 | 0 | 0 | 0 | 0 | 0 | 0 | 0
Ozone Season NOX Transport - MS | 1065 | 6713 | Rate Constraint in MTons | FALSE | L | Annual | Net Emissions Allowance Position | Thousand Tons | 2.7543 | 2.3515 | 2.5957 | 2.7016 | 2.3867 | 2.2778 | 2.3344 | 2.3873
Ozone Season NOX Transport - MS | 1065 | 6713 | Rate Constraint in MTons | FALSE | L | Annual | Fuel Consumed | TBtu | 180.1919 | 176.1316 | 178.5608 | 173.7865 | 176.9277 | 171.9851 | 181.7821 | 195.5684
Ozone Season NOX Transport - MS | 1065 | 6713 | Rate Constraint in MTons | FALSE | L | Annual | Rate | lb/MMBtu | 0.030571 | 0.026702 | 0.029074 | 0.031091 | 0.02698 | 0.026488 | 0.025683 | 0.024413
Ozone Season NOX Transport - MS | 1065 | 6713 | Rate Constraint in MTons | FALSE | L | Annual | Generation | TWh | 23.7292 | 23.417 | 23.6554 | 22.9201 | 27.0824 | 40.4406 | 55.8579 | 74.7051
Ozone Season NOX Transport - MS | 1065 | 6713 | Rate Constraint in MTons | FALSE | L | Annual | Qualifying Generation | TWh | 23.7292 | 23.417 | 23.6554 | 22.9201 | 24.1143 | 23.7221 | 25.2366 | 27.3244
Ozone Season NOX Transport - MS | 1065 | 6713 | Rate Constraint in MTons | FALSE | L | Annual | Rate | lb/MWh | 0.23215 | 0.20084 | 0.21946 | 0.23574 | 0.19795 | 0.19204 | 0.185 | 0.17473
Ozone Season NOX Transport - MS | 1065 | 6713 | Rate Constraint in MTons | FALSE | L | Annual | Constraint Shadow Price | US2016$/Ton | 0 | 0 | 0 | 0 | 0 | 0 | 0 | 0
Ozone Season NOX Transport - NJ | 1066 | 6715 | Rate Constraint in MTons | FALSE | L | Annual | Seasons Included | Seasons | Summer | Summer | Summer | Summer | Summer | Summer | Summer | Summer
Ozone Season NOX Transport - NJ | 1066 | 6715 | Rate Constraint in MTons | FALSE | L | Annual | Standard NOX | Thousand Tons | 2.495 | 2.495 | 2.495 | 2.495 | 2.495 | 2.495 | 2.495 | 2.495
Ozone Season NOX Transport - NJ | 1066 | 6715 | Rate Constraint in MTons | FALSE | L | Annual | Emissions at Affected Plants NOX | Thousand Tons | 0.93357 | 1.3428 | 1.3561 | 1.5642 | 1.5342 | 1.2753 | 0.91022 | 0.83439
Ozone Season NOX Transport - NJ | 1066 | 6715 | Rate Constraint in MTons | FALSE | L | Annual | Allowances Purchased NOX | Thousand Tons | 0 | 0 | 0 | 0 | 0 | 0 | 0 | 0
Ozone Season NOX Transport - NJ | 1066 | 6715 | Rate Constraint in MTons | FALSE | L | Annual | Allowances Sold NOX | Thousand Tons | 0 | 0 | 0 | 0 | 0 | 0 | 0 | 0
Ozone Season NOX Transport - NJ | 1066 | 6715 | Rate Constraint in MTons | FALSE | L | Annual | Allowances Banked | Thousand Tons | 0 | 0 | 0 | 0 | 0 | 0 | 0 | 0
Ozone Season NOX Transport - NJ | 1066 | 6715 | Rate Constraint in MTons | FALSE | L | Annual | Allowances Withdrawn (1:1) | Thousand Tons | 0 | 0 | 0 | 0 | 0 | 0 | 0 | 0
Ozone Season NOX Transport - NJ | 1066 | 6715 | Rate Constraint in MTons | FALSE | L | Annual | Allowances Withdrawn (n:1) | Thousand Tons | 0 | 0 | 0 | 0 | 0 | 0 | 0 | 0
Ozone Season NOX Transport - NJ | 1066 | 6715 | Rate Constraint in MTons | FALSE | L | Annual | Net Emissions Allowance Position | Thousand Tons | 0.93357 | 1.3428 | 1.3561 | 1.5642 | 1.5342 | 1.2753 | 0.91022 | 0.83439
Ozone Season NOX Transport - NJ | 1066 | 6715 | Rate Constraint in MTons | FALSE | L | Annual | Fuel Consumed | TBtu | 138.2837 | 163.2434 | 163.5027 | 187.1667 | 181.1663 | 158.093 | 123.9233 | 119.5364
Ozone Season NOX Transport - NJ | 1066 | 6715 | Rate Constraint in MTons | FALSE | L | Annual | Rate | lb/MMBtu | 0.013502 | 0.016452 | 0.016587 | 0.016715 | 0.016937 | 0.016133 | 0.01469 | 0.013961
Ozone Season NOX Transport - NJ | 1066 | 6715 | Rate Constraint in MTons | FALSE | L | Annual | Generation | TWh | 19.3339 | 22.2775 | 22.3141 | 25.1339 | 24.5693 | 21.6062 | 17.1273 | 16.6337
Ozone Season NOX Transport - NJ | 1066 | 6715 | Rate Constraint in MTons | FALSE | L | Annual | Qualifying Generation | TWh | 19.3339 | 22.2775 | 22.3141 | 25.1339 | 24.5693 | 21.6062 | 17.1273 | 16.6337
Ozone Season NOX Transport - NJ | 1066 | 6715 | Rate Constraint in MTons | FALSE | L | Annual | Rate | lb/MWh | 0.096573 | 0.12056 | 0.12154 | 0.12447 | 0.12489 | 0.11805 | 0.10629 | 0.10033
Ozone Season NOX Transport - NJ | 1066 | 6715 | Rate Constraint in MTons | FALSE | L | Annual | Constraint Shadow Price | US2016$/Ton | 0 | 0 | 0 | 0 | 0 | 0 | 0 | 0
Ozone Season NOX Transport - NY | 1067 | 6716 | Rate Constraint in MTons | FALSE | L | Annual | Seasons Included | Seasons | Summer | Summer | Summer | Summer | Summer | Summer | Summer | Summer
Ozone Season NOX Transport - NY | 1067 | 6716 | Rate Constraint in MTons | FALSE | L | Annual | Standard NOX | Thousand Tons | 6.213 | 6.213 | 6.213 | 6.213 | 6.213 | 6.213 | 6.213 | 6.213
Ozone Season NOX Transport - NY | 1067 | 6716 | Rate Constraint in MTons | FALSE | L | Annual | Emissions at Affected Plants NOX | Thousand Tons | 2.7422 | 2.8703 | 2.7069 | 2.2582 | 1.6221 | 1.1448 | 1.3091 | 1.4235
Ozone Season NOX Transport - NY | 1067 | 6716 | Rate Constraint in MTons | FALSE | L | Annual | Allowances Purchased NOX | Thousand Tons | 0 | 0 | 0 | 0 | 0 | 0 | 0 | 0
Ozone Season NOX Transport - NY | 1067 | 6716 | Rate Constraint in MTons | FALSE | L | Annual | Allowances Sold NOX | Thousand Tons | 0 | 0 | 0 | 0 | 0 | 0 | 0 | 0
Ozone Season NOX Transport - NY | 1067 | 6716 | Rate Constraint in MTons | FALSE | L | Annual | Allowances Banked | Thousand Tons | 0 | 0 | 0 | 0 | 0 | 0 | 0 | 0
Ozone Season NOX Transport - NY | 1067 | 6716 | Rate Constraint in MTons | FALSE | L | Annual | Allowances Withdrawn (1:1) | Thousand Tons | 0 | 0 | 0 | 0 | 0 | 0 | 0 | 0
Ozone Season NOX Transport - NY | 1067 | 6716 | Rate Constraint in MTons | FALSE | L | Annual | Allowances Withdrawn (n:1) | Thousand Tons | 0 | 0 | 0 | 0 | 0 | 0 | 0 | 0
Ozone Season NOX Transport - NY | 1067 | 6716 | Rate Constraint in MTons | FALSE | L | Annual | Net Emissions Allowance Position | Thousand Tons | 2.7422 | 2.8703 | 2.7069 | 2.2582 | 1.6221 | 1.1448 | 1.3091 | 1.4235
Ozone Season NOX Transport - NY | 1067 | 6716 | Rate Constraint in MTons | FALSE | L | Annual | Fuel Consumed | TBtu | 218.4766 | 225.7039 | 223.6652 | 212.2093 | 175.1676 | 129.7885 | 133.9911 | 143.4876
Ozone Season NOX Transport - NY | 1067 | 6716 | Rate Constraint in MTons | FALSE | L | Annual | Rate | lb/MMBtu | 0.025103 | 0.025435 | 0.024205 | 0.021283 | 0.018521 | 0.017641 | 0.01954 | 0.019842
Ozone Season NOX Transport - NY | 1067 | 6716 | Rate Constraint in MTons | FALSE | L | Annual | Generation | TWh | 29.0815 | 29.9647 | 30.0328 | 29.0896 | 24.5167 | 18.4957 | 18.8666 | 20.0632
Ozone Season NOX Transport - NY | 1067 | 6716 | Rate Constraint in MTons | FALSE | L | Annual | Qualifying Generation | TWh | 29.0815 | 29.9647 | 30.0328 | 29.0896 | 24.5167 | 18.4957 | 18.8666 | 20.0632
Ozone Season NOX Transport - NY | 1067 | 6716 | Rate Constraint in MTons | FALSE | L | Annual | Rate | lb/MWh | 0.18858 | 0.19158 | 0.18026 | 0.15526 | 0.13233 | 0.12379 | 0.13877 | 0.14191
Ozone Season NOX Transport - NY | 1067 | 6716 | Rate Constraint in MTons | FALSE | L | Annual | Constraint Shadow Price | US2016$/Ton | 0 | 0 | 0 | 0 | 0 | 0 | 0 | 0
Ozone Season NOX Transport - OH | 1068 | 6717 | Rate Constraint in MTons | FALSE | L | Annual | Seasons Included | Seasons | Summer | Summer | Summer | Summer | Summer | Summer | Summer | Summer
Ozone Season NOX Transport - OH | 1068 | 6717 | Rate Constraint in MTons | FALSE | L | Annual | Standard NOX | Thousand Tons | 23.622 | 23.622 | 23.622 | 23.622 | 23.622 | 23.622 | 23.622 | 23.622
Ozone Season NOX Transport - OH | 1068 | 6717 | Rate Constraint in MTons | FALSE | L | Annual | Emissions at Affected Plants NOX | Thousand Tons | 15.1075 | 17.0362 | 16.886 | 17.2014 | 15.4221 | 15.4148 | 14.4461 | 6.5175
Ozone Season NOX Transport - OH | 1068 | 6717 | Rate Constraint in MTons | FALSE | L | Annual | Allowances Purchased NOX | Thousand Tons | 0 | 0 | 0 | 0 | 0 | 0 | 0 | 0
Ozone Season NOX Transport - OH | 1068 | 6717 | Rate Constraint in MTons | FALSE | L | Annual | Allowances Sold NOX | Thousand Tons | 0 | 0 | 0 | 0 | 0 | 0 | 0 | 0
Ozone Season NOX Transport - OH | 1068 | 6717 | Rate Constraint in MTons | FALSE | L | Annual | Allowances Banked | Thousand Tons | 0 | 0 | 0 | 0 | 0 | 0 | 0 | 0
Ozone Season NOX Transport - OH | 1068 | 6717 | Rate Constraint in MTons | FALSE | L | Annual | Allowances Withdrawn (1:1) | Thousand Tons | 0 | 0 | 0 | 0 | 0 | 0 | 0 | 0
Ozone Season NOX Transport - OH | 1068 | 6717 | Rate Constraint in MTons | FALSE | L | Annual | Allowances Withdrawn (n:1) | Thousand Tons | 0 | 0 | 0 | 0 | 0 | 0 | 0 | 0
Ozone Season NOX Transport - OH | 1068 | 6717 | Rate Constraint in MTons | FALSE | L | Annual | Net Emissions Allowance Position | Thousand Tons | 15.1075 | 17.0362 | 16.886 | 17.2014 | 15.4221 | 15.4148 | 14.4461 | 6.5175
Ozone Season NOX Transport - OH | 1068 | 6717 | Rate Constraint in MTons | FALSE | L | Annual | Fuel Consumed | TBtu | 401.999 | 445.8817 | 447.58 | 460.149 | 458.5544 | 478.0788 | 493.8352 | 448.8596
Ozone Season NOX Transport - OH | 1068 | 6717 | Rate Constraint in MTons | FALSE | L | Annual | Rate | lb/MMBtu | 0.075162 | 0.076416 | 0.075455 | 0.074764 | 0.067264 | 0.064486 | 0.058506 | 0.02904
Ozone Season NOX Transport - OH | 1068 | 6717 | Rate Constraint in MTons | FALSE | L | Annual | Generation | TWh | 47.1688 | 51.6658 | 52.1737 | 54.049 | 63.3963 | 71.6834 | 80.0355 | 94.6069
Ozone Season NOX Transport - OH | 1068 | 6717 | Rate Constraint in MTons | FALSE | L | Annual | Qualifying Generation | TWh | 47.1688 | 51.6658 | 52.1737 | 53.7448 | 56.0758 | 60.1881 | 64.0922 | 65.4963
Ozone Season NOX Transport - OH | 1068 | 6717 | Rate Constraint in MTons | FALSE | L | Annual | Rate | lb/MWh | 0.64057 | 0.65948 | 0.6473 | 0.64011 | 0.55004 | 0.51222 | 0.45079 | 0.19902
Ozone Season NOX Transport - OH | 1068 | 6717 | Rate Constraint in MTons | FALSE | L | Annual | Constraint Shadow Price | US2016$/Ton | 0 | 0 | 0 | 0 | 0 | 0 | 0 | 0
Ozone Season NOX Transport - OK | 1069 | 6718 | Rate Constraint in MTons | FALSE | L | Annual | Seasons Included | Seasons | Summer | Summer | Summer | Summer | Summer | Summer | Summer | Summer
Ozone Season NOX Transport - OK | 1069 | 6718 | Rate Constraint in MTons | FALSE | L | Annual | Standard NOX | Thousand Tons | 14.086 | 14.086 | 14.086 | 14.086 | 14.086 | 14.086 | 14.086 | 14.086
Ozone Season NOX Transport - OK | 1069 | 6718 | Rate Constraint in MTons | FALSE | L | Annual | Emissions at Affected Plants NOX | Thousand Tons | 9.9504 | 11.3118 | 11.9944 | 11.2742 | 12.3308 | 13.8771 | 11.2504 | 8.2837
Ozone Season NOX Transport - OK | 1069 | 6718 | Rate Constraint in MTons | FALSE | L | Annual | Allowances Purchased NOX | Thousand Tons | 0 | 0 | 0 | 0 | 0 | 0 | 0 | 0
Ozone Season NOX Transport - OK | 1069 | 6718 | Rate Constraint in MTons | FALSE | L | Annual | Allowances Sold NOX | Thousand Tons | 0 | 0 | 0 | 0 | 0 | 0 | 0 | 0
Ozone Season NOX Transport - OK | 1069 | 6718 | Rate Constraint in MTons | FALSE | L | Annual | Allowances Banked | Thousand Tons | 0 | 0 | 0 | 0 | 0 | 0 | 0 | 0
Ozone Season NOX Transport - OK | 1069 | 6718 | Rate Constraint in MTons | FALSE | L | Annual | Allowances Withdrawn (1:1) | Thousand Tons | 0 | 0 | 0 | 0 | 0 | 0 | 0 | 0
Ozone Season NOX Transport - OK | 1069 | 6718 | Rate Constraint in MTons | FALSE | L | Annual | Allowances Withdrawn (n:1) | Thousand Tons | 0 | 0 | 0 | 0 | 0 | 0 | 0 | 0
Ozone Season NOX Transport - OK | 1069 | 6718 | Rate Constraint in MTons | FALSE | L | Annual | Net Emissions Allowance Position | Thousand Tons | 9.9504 | 11.3118 | 11.9944 | 11.2742 | 12.3308 | 13.8771 | 11.2504 | 8.2837
Ozone Season NOX Transport - OK | 1069 | 6718 | Rate Constraint in MTons | FALSE | L | Annual | Fuel Consumed | TBtu | 232.2471 | 242.9356 | 261.0265 | 239.9752 | 270.511 | 306.7812 | 266.8669 | 223.3469
Ozone Season NOX Transport - OK | 1069 | 6718 | Rate Constraint in MTons | FALSE | L | Annual | Rate | lb/MMBtu | 0.085688 | 0.093126 | 0.091902 | 0.093961 | 0.091167 | 0.090469 | 0.084315 | 0.074178
Ozone Season NOX Transport - OK | 1069 | 6718 | Rate Constraint in MTons | FALSE | L | Annual | Generation | TWh | 27.5105 | 28.2487 | 30.2079 | 27.9198 | 33.1701 | 38.5253 | 34.9197 | 30.2569
Ozone Season NOX Transport - OK | 1069 | 6718 | Rate Constraint in MTons | FALSE | L | Annual | Qualifying Generation | TWh | 27.5105 | 28.2487 | 30.2079 | 27.9198 | 31.497 | 35.0701 | 31.0758 | 26.6
Ozone Season NOX Transport - OK | 1069 | 6718 | Rate Constraint in MTons | FALSE | L | Annual | Rate | lb/MWh | 0.72339 | 0.80087 | 0.79412 | 0.80761 | 0.78298 | 0.79139 | 0.72406 | 0.62284
Ozone Season NOX Transport - OK | 1069 | 6718 | Rate Constraint in MTons | FALSE | L | Annual | Constraint Shadow Price | US2016$/Ton | 0 | 0 | 0 | 0 | 0 | 0 | 0 | 0
Ozone Season NOX Transport - PA | 1070 | 6719 | Rate Constraint in MTons | FALSE | L | Annual | Seasons Included | Seasons | Summer | Summer | Summer | Summer | Summer | Summer | Summer | Summer
Ozone Season NOX Transport - PA | 1070 | 6719 | Rate Constraint in MTons | FALSE | L | Annual | Standard NOX | Thousand Tons | 21.722 | 21.722 | 21.722 | 21.722 | 21.722 | 21.722 | 21.722 | 21.722
Ozone Season NOX Transport - PA | 1070 | 6719 | Rate Constraint in MTons | FALSE | L | Annual | Emissions at Affected Plants NOX | Thousand Tons | 9.0743 | 9.9523 | 9.2728 | 7.2561 | 6.8485 | 6.0295 | 5.6872 | 5.1519
Ozone Season NOX Transport - PA | 1070 | 6719 | Rate Constraint in MTons | FALSE | L | Annual | Allowances Purchased NOX | Thousand Tons | 0 | 0 | 0 | 0 | 0 | 0 | 0 | 0
Ozone Season NOX Transport - PA | 1070 | 6719 | Rate Constraint in MTons | FALSE | L | Annual | Allowances Sold NOX | Thousand Tons | 0 | 0 | 0 | 0 | 0 | 0 | 0 | 0
Ozone Season NOX Transport - PA | 1070 | 6719 | Rate Constraint in MTons | FALSE | L | Annual | Allowances Banked | Thousand Tons | 0 | 0 | 0 | 0 | 0 | 0 | 0 | 0
Ozone Season NOX Transport - PA | 1070 | 6719 | Rate Constraint in MTons | FALSE | L | Annual | Allowances Withdrawn (1:1) | Thousand Tons | 0 | 0 | 0 | 0 | 0 | 0 | 0 | 0
Ozone Season NOX Transport - PA | 1070 | 6719 | Rate Constraint in MTons | FALSE | L | Annual | Allowances Withdrawn (n:1) | Thousand Tons | 0 | 0 | 0 | 0 | 0 | 0 | 0 | 0
Ozone Season NOX Transport - PA | 1070 | 6719 | Rate Constraint in MTons | FALSE | L | Annual | Net Emissions Allowance Position | Thousand Tons | 9.0743 | 9.9523 | 9.2728 | 7.2561 | 6.8485 | 6.0295 | 5.6872 | 5.1519
Ozone Season NOX Transport - PA | 1070 | 6719 | Rate Constraint in MTons | FALSE | L | Annual | Fuel Consumed | TBtu | 510.0321 | 535.819 | 523.9349 | 494.8254 | 510.6344 | 502.1393 | 562.6246 | 611.1055
Ozone Season NOX Transport - PA | 1070 | 6719 | Rate Constraint in MTons | FALSE | L | Annual | Rate | lb/MMBtu | 0.035583 | 0.037148 | 0.035397 | 0.029328 | 0.026824 | 0.024015 | 0.020217 | 0.016861
Ozone Season NOX Transport - PA | 1070 | 6719 | Rate Constraint in MTons | FALSE | L | Annual | Generation | TWh | 67.4177 | 70.2523 | 69.1107 | 67.3508 | 96.3125 | 113.024 | 138.8357 | 178.0239
Ozone Season NOX Transport - PA | 1070 | 6719 | Rate Constraint in MTons | FALSE | L | Annual | Qualifying Generation | TWh | 67.4177 | 70.2523 | 69.1107 | 66.4898 | 69.7663 | 70.3643 | 81.438 | 90.4259
Ozone Season NOX Transport - PA | 1070 | 6719 | Rate Constraint in MTons | FALSE | L | Annual | Rate | lb/MWh | 0.2692 | 0.28333 | 0.26835 | 0.21826 | 0.19633 | 0.17138 | 0.13967 | 0.11395
Ozone Season NOX Transport - PA | 1070 | 6719 | Rate Constraint in MTons | FALSE | L | Annual | Constraint Shadow Price | US2016$/Ton | 0 | 0 | 0 | 0 | 0 | 0 | 0 | 0
Ozone Season NOX Transport - Region 1 | 1071 | 6725 | Rate Constraint in MTons | FALSE | L | Annual | Seasons Included | Seasons | Summer | Summer | Summer | Summer | Summer | Summer | Summer | Summer
Ozone Season NOX Transport - Region 1 | 1071 | 6725 | Rate Constraint in MTons | FALSE | L | Annual | Standard NOX | Thousand Tons | 411.9106 | 313.24 | 313.24 | 313.24 | 313.24 | 313.24 | 313.24 | 313.24
Ozone Season NOX Transport - Region 1 | 1071 | 6725 | Rate Constraint in MTons | FALSE | L | Annual | Emissions at Affected Plants NOX | Thousand Tons | 205.36 | 226.1909 | 221.3005 | 223.0028 | 208.8643 | 209.3752 | 191.2457 | 150.5175
Ozone Season NOX Transport - Region 1 | 1071 | 6725 | Rate Constraint in MTons | FALSE | L | Annual | Allowances Purchased NOX | Thousand Tons | 0 | 0 | 0 | 0 | 0 | 0 | 0 | 0
Ozone Season NOX Transport - Region 1 | 1071 | 6725 | Rate Constraint in MTons | FALSE | L | Annual | Allowances Sold NOX | Thousand Tons | 0 | 0 | 0 | 0 | 0 | 0 | 0 | 0
Ozone Season NOX Transport - Region 1 | 1071 | 6725 | Rate Constraint in MTons | FALSE | L | Annual | Allowances Banked | Thousand Tons | 0 | 0 | 0 | 0 | 0 | 0 | 0 | 0
Ozone Season NOX Transport - Region 1 | 1071 | 6725 | Rate Constraint in MTons | FALSE | L | Annual | Allowances Withdrawn (1:1) | Thousand Tons | 0 | 0 | 0 | 0 | 0 | 0 | 0 | 0
Ozone Season NOX Transport - Region 1 | 1071 | 6725 | Rate Constraint in MTons | FALSE | L | Annual | Allowances Withdrawn (n:1) | Thousand Tons | 0 | 0 | 0 | 0 | 0 | 0 | 0 | 0
Ozone Season NOX Transport - Region 1 | 1071 | 6725 | Rate Constraint in MTons | FALSE | L | Annual | Net Emissions Allowance Position | Thousand Tons | 205.36 | 226.1909 | 221.3005 | 223.0028 | 208.8643 | 209.3752 | 191.2457 | 150.5175
Ozone Season NOX Transport - Region 1 | 1071 | 6725 | Rate Constraint in MTons | FALSE | L | Annual | Fuel Consumed | TBtu | 6078.8764 | 6535.889 | 6516.8914 | 6576.8403 | 6652.6298 | 6851.9563 | 6492.0459 | 6321.0226
Ozone Season NOX Transport - Region 1 | 1071 | 6725 | Rate Constraint in MTons | FALSE | L | Annual | Rate | lb/MMBtu | 0.067565 | 0.069215 | 0.067916 | 0.067815 | 0.062792 | 0.061114 | 0.058917 | 0.047624
Ozone Season NOX Transport - Region 1 | 1071 | 6725 | Rate Constraint in MTons | FALSE | L | Annual | Generation | TWh | 721.4726 | 768.3872 | 772.2162 | 777.0227 | 805.5926 | 846.8105 | 821.2308 | 840.5602
Ozone Season NOX Transport - Region 1 | 1071 | 6725 | Rate Constraint in MTons | FALSE | L | Annual | Qualifying Generation | TWh | 721.4724 | 768.3867 | 772.216 | 777.0219 | 803.8587 | 838.719 | 809.2023 | 822.7869
Ozone Season NOX Transport - Region 1 | 1071 | 6725 | Rate Constraint in MTons | FALSE | L | Annual | Rate | lb/MWh | 0.56928 | 0.58874 | 0.57316 | 0.57399 | 0.51965 | 0.49927 | 0.47268 | 0.36587
Ozone Season NOX Transport - Region 1 | 1071 | 6725 | Rate Constraint in MTons | FALSE | L | Annual | Constraint Shadow Price | US2016$/Ton | 0 | 0 | 0 | 0 | 0 | 0 | 0 | 0
Ozone Season NOX Transport - Region 2 | 1072 | 6727 | Rate Constraint in MTons | FALSE | L | Annual | Seasons Included | Seasons | Summer | Summer | Summer | Summer | Summer | Summer | Summer | Summer
Ozone Season NOX Transport - Region 2 | 1072 | 6727 | Rate Constraint in MTons | FALSE | L | Annual | Standard NOX | Thousand Tons | 24.041 | 24.041 | 24.041 | 24.041 | 24.041 | 24.041 | 24.041 | 24.041
Ozone Season NOX Transport - Region 2 | 1072 | 6727 | Rate Constraint in MTons | FALSE | L | Annual | Emissions at Affected Plants NOX | Thousand Tons | 7.3654 | 7.0922 | 7.0051 | 8.0773 | 8.6938 | 8.9131 | 8.9569 | 8.4043
Ozone Season NOX Transport - Region 2 | 1072 | 6727 | Rate Constraint in MTons | FALSE | L | Annual | Allowances Purchased NOX | Thousand Tons | 0 | 0 | 0 | 0 | 0 | 0 | 0 | 0
Ozone Season NOX Transport - Region 2 | 1072 | 6727 | Rate Constraint in MTons | FALSE | L | Annual | Allowances Sold NOX | Thousand Tons | 0 | 0 | 0 | 0 | 0 | 0 | 0 | 0
Ozone Season NOX Transport - Region 2 | 1072 | 6727 | Rate Constraint in MTons | FALSE | L | Annual | Allowances Banked | Thousand Tons | 0 | 0 | 0 | 0 | 0 | 0 | 0 | 0
Ozone Season NOX Transport - Region 2 | 1072 | 6727 | Rate Constraint in MTons | FALSE | L | Annual | Allowances Withdrawn (1:1) | Thousand Tons | 0 | 0 | 0 | 0 | 0 | 0 | 0 | 0
Ozone Season NOX Transport - Region 2 | 1072 | 6727 | Rate Constraint in MTons | FALSE | L | Annual | Allowances Withdrawn (n:1) | Thousand Tons | 0 | 0 | 0 | 0 | 0 | 0 | 0 | 0
Ozone Season NOX Transport - Region 2 | 1072 | 6727 | Rate Constraint in MTons | FALSE | L | Annual | Net Emissions Allowance Position | Thousand Tons | 7.3654 | 7.0922 | 7.0051 | 8.0773 | 8.6938 | 8.9131 | 8.9569 | 8.4043
Ozone Season NOX Transport - Region 2 | 1072 | 6727 | Rate Constraint in MTons | FALSE | L | Annual | Fuel Consumed | TBtu | 312.7816 | 300.545 | 302.7176 | 321.6095 | 333.992 | 357.9561 | 373.3173 | 385.6799
Ozone Season NOX Transport - Region 2 | 1072 | 6727 | Rate Constraint in MTons | FALSE | L | Annual | Rate | lb/MMBtu | 0.047096 | 0.047196 | 0.046282 | 0.05023 | 0.05206 | 0.0498 | 0.047986 | 0.043582
Ozone Season NOX Transport - Region 2 | 1072 | 6727 | Rate Constraint in MTons | FALSE | L | Annual | Generation | TWh | 38.6719 | 37.2047 | 38.1446 | 42.1808 | 60.9446 | 79.7202 | 99.7045 | 115.7999
Ozone Season NOX Transport - Region 2 | 1072 | 6727 | Rate Constraint in MTons | FALSE | L | Annual | Qualifying Generation | TWh | 38.6719 | 37.2047 | 37.559 | 39.255 | 40.7821 | 45.0298 | 47.6879 | 50.693
Ozone Season NOX Transport - Region 2 | 1072 | 6727 | Rate Constraint in MTons | FALSE | L | Annual | Rate | lb/MWh | 0.38092 | 0.38125 | 0.37302 | 0.41153 | 0.42635 | 0.39588 | 0.37565 | 0.33158
Ozone Season NOX Transport - Region 2 | 1072 | 6727 | Rate Constraint in MTons | FALSE | L | Annual | Constraint Shadow Price | US2016$/Ton | 0 | 0 | 0 | 0 | 0 | 0 | 0 | 0
Ozone Season NOX Transport - TN | 1073 | 6720 | Rate Constraint in MTons | FALSE | L | Annual | Seasons Included | Seasons | Summer | Summer | Summer | Summer | Summer | Summer | Summer | Summer
Ozone Season NOX Transport - TN | 1073 | 6720 | Rate Constraint in MTons | FALSE | L | Annual | Standard NOX | Thousand Tons | 9.361 | 9.361 | 9.361 | 9.361 | 9.361 | 9.361 | 9.361 | 9.361
Ozone Season NOX Transport - TN | 1073 | 6720 | Rate Constraint in MTons | FALSE | L | Annual | Emissions at Affected Plants NOX | Thousand Tons | 2.9704 | 3.1865 | 3.3557 | 3.7428 | 3.9253 | 3.6732 | 2.6178 | 0.93005
Ozone Season NOX Transport - TN | 1073 | 6720 | Rate Constraint in MTons | FALSE | L | Annual | Allowances Purchased NOX | Thousand Tons | 0 | 0 | 0 | 0 | 0 | 0 | 0 | 0
Ozone Season NOX Transport - TN | 1073 | 6720 | Rate Constraint in MTons | FALSE | L | Annual | Allowances Sold NOX | Thousand Tons | 0 | 0 | 0 | 0 | 0 | 0 | 0 | 0
Ozone Season NOX Transport - TN | 1073 | 6720 | Rate Constraint in MTons | FALSE | L | Annual | Allowances Banked | Thousand Tons | 0 | 0 | 0 | 0 | 0 | 0 | 0 | 0
Ozone Season NOX Transport - TN | 1073 | 6720 | Rate Constraint in MTons | FALSE | L | Annual | Allowances Withdrawn (1:1) | Thousand Tons | 0 | 0 | 0 | 0 | 0 | 0 | 0 | 0
Ozone Season NOX Transport - TN | 1073 | 6720 | Rate Constraint in MTons | FALSE | L | Annual | Allowances Withdrawn (n:1) | Thousand Tons | 0 | 0 | 0 | 0 | 0 | 0 | 0 | 0
Ozone Season NOX Transport - TN | 1073 | 6720 | Rate Constraint in MTons | FALSE | L | Annual | Net Emissions Allowance Position | Thousand Tons | 2.9704 | 3.1865 | 3.3557 | 3.7428 | 3.9253 | 3.6732 | 2.6178 | 0.93005
Ozone Season NOX Transport - TN | 1073 | 6720 | Rate Constraint in MTons | FALSE | L | Annual | Fuel Consumed | TBtu | 136.3606 | 139.0994 | 142.4354 | 153.1847 | 160.0487 | 172.1457 | 177.9496 | 149.6424
Ozone Season NOX Transport - TN | 1073 | 6720 | Rate Constraint in MTons | FALSE | L | Annual | Rate | lb/MMBtu | 0.043567 | 0.045817 | 0.047119 | 0.048867 | 0.049052 | 0.042675 | 0.029422 | 0.01243
Ozone Season NOX Transport - TN | 1073 | 6720 | Rate Constraint in MTons | FALSE | L | Annual | Generation | TWh | 16.9506 | 17.1684 | 17.5469 | 18.6157 | 19.466 | 23.7493 | 30.3416 | 34.143
Ozone Season NOX Transport - TN | 1073 | 6720 | Rate Constraint in MTons | FALSE | L | Annual | Qualifying Generation | TWh | 16.9506 | 17.1684 | 17.5469 | 18.6157 | 19.3106 | 21.3411 | 23.6028 | 22.871
Ozone Season NOX Transport - TN | 1073 | 6720 | Rate Constraint in MTons | FALSE | L | Annual | Rate | lb/MWh | 0.35048 | 0.37121 | 0.38248 | 0.40211 | 0.40654 | 0.34423 | 0.22182 | 0.08133
Ozone Season NOX Transport - TN | 1073 | 6720 | Rate Constraint in MTons | FALSE | L | Annual | Constraint Shadow Price | US2016$/Ton | 0 | 0 | 0 | 0 | 0 | 0 | 0 | 0
Ozone Season NOX Transport - TX | 1074 | 6721 | Rate Constraint in MTons | FALSE | L | Annual | Seasons Included | Seasons | Summer | Summer | Summer | Summer | Summer | Summer | Summer | Summer
Ozone Season NOX Transport - TX | 1074 | 6721 | Rate Constraint in MTons | FALSE | L | Annual | Standard NOX | Thousand Tons | 63.284 | 63.284 | 63.284 | 63.284 | 63.284 | 63.284 | 63.284 | 63.284
Ozone Season NOX Transport - TX | 1074 | 6721 | Rate Constraint in MTons | FALSE | L | Annual | Emissions at Affected Plants NOX | Thousand Tons | 42.5362 | 43.0542 | 42.5529 | 42.6989 | 43.9721 | 42.0094 | 35.7845 | 34.1884
Ozone Season NOX Transport - TX | 1074 | 6721 | Rate Constraint in MTons | FALSE | L | Annual | Allowances Purchased NOX | Thousand Tons | 0 | 0 | 0 | 0 | 0 | 0 | 0 | 0
Ozone Season NOX Transport - TX | 1074 | 6721 | Rate Constraint in MTons | FALSE | L | Annual | Allowances Sold NOX | Thousand Tons | 0 | 0 | 0 | 0 | 0 | 0 | 0 | 0
Ozone Season NOX Transport - TX | 1074 | 6721 | Rate Constraint in MTons | FALSE | L | Annual | Allowances Banked | Thousand Tons | 0 | 0 | 0 | 0 | 0 | 0 | 0 | 0
Ozone Season NOX Transport - TX | 1074 | 6721 | Rate Constraint in MTons | FALSE | L | Annual | Allowances Withdrawn (1:1) | Thousand Tons | 0 | 0 | 0 | 0 | 0 | 0 | 0 | 0
Ozone Season NOX Transport - TX | 1074 | 6721 | Rate Constraint in MTons | FALSE | L | Annual | Allowances Withdrawn (n:1) | Thousand Tons | 0 | 0 | 0 | 0 | 0 | 0 | 0 | 0
Ozone Season NOX Transport - TX | 1074 | 6721 | Rate Constraint in MTons | FALSE | L | Annual | Net Emissions Allowance Position | Thousand Tons | 42.5362 | 43.0542 | 42.5529 | 42.6989 | 43.9721 | 42.0094 | 35.7845 | 34.1884
Ozone Season NOX Transport - TX | 1074 | 6721 | Rate Constraint in MTons | FALSE | L | Annual | Fuel Consumed | TBtu | 1247.1636 | 1250.5606 | 1264.1297 | 1230.9402 | 1269.0203 | 1285.4854 | 953.3602 | 1010.6016
Ozone Season NOX Transport - TX | 1074 | 6721 | Rate Constraint in MTons | FALSE | L | Annual | Rate | lb/MMBtu | 0.068213 | 0.068856 | 0.067324 | 0.069376 | 0.069301 | 0.06536 | 0.07507 | 0.067659
Ozone Season NOX Transport - TX | 1074 | 6721 | Rate Constraint in MTons | FALSE | L | Annual | Generation | TWh | 149.6249 | 149.8263 | 151.9246 | 146.6894 | 151.7782 | 157.102 | 114.8951 | 125.8684
Ozone Season NOX Transport - TX | 1074 | 6721 | Rate Constraint in MTons | FALSE | L | Annual | Qualifying Generation | TWh | 149.6249 | 149.8263 | 151.9246 | 146.6894 | 150.9231 | 154.4736 | 111.6387 | 121.029
Ozone Season NOX Transport - TX | 1074 | 6721 | Rate Constraint in MTons | FALSE | L | Annual | Rate | lb/MWh | 0.56857 | 0.57472 | 0.56018 | 0.58217 | 0.58271 | 0.5439 | 0.64108 | 0.56496
Ozone Season NOX Transport - TX | 1074 | 6721 | Rate Constraint in MTons | FALSE | L | Annual | Constraint Shadow Price | US2016$/Ton | 0 | 0 | 0 | 0 | 0 | 0 | 0 | 0
Ozone Season NOX Transport - VA | 1075 | 6722 | Rate Constraint in MTons | FALSE | L | Annual | Seasons Included | Seasons | Summer | Summer | Summer | Summer | Summer | Summer | Summer | Summer
Ozone Season NOX Transport - VA | 1075 | 6722 | Rate Constraint in MTons | FALSE | L | Annual | Standard NOX | Thousand Tons | 11.272 | 11.272 | 11.272 | 11.272 | 11.272 | 11.272 | 11.272 | 11.272
Ozone Season NOX Transport - VA | 1075 | 6722 | Rate Constraint in MTons | FALSE | L | Annual | Emissions at Affected Plants NOX | Thousand Tons | 1.6731 | 2.6499 | 2.7949 | 3.4583 | 2.9784 | 2.4921 | 1.9166 | 1.0875
Ozone Season NOX Transport - VA | 1075 | 6722 | Rate Constraint in MTons | FALSE | L | Annual | Allowances Purchased NOX | Thousand Tons | 0 | 0 | 0 | 0 | 0 | 0 | 0 | 0
Ozone Season NOX Transport - VA | 1075 | 6722 | Rate Constraint in MTons | FALSE | L | Annual | Allowances Sold NOX | Thousand Tons | 0 | 0 | 0 | 0 | 0 | 0 | 0 | 0
Ozone Season NOX Transport - VA | 1075 | 6722 | Rate Constraint in MTons | FALSE | L | Annual | Allowances Banked | Thousand Tons | 0 | 0 | 0 | 0 | 0 | 0 | 0 | 0
Ozone Season NOX Transport - VA | 1075 | 6722 | Rate Constraint in MTons | FALSE | L | Annual | Allowances Withdrawn (1:1) | Thousand Tons | 0 | 0 | 0 | 0 | 0 | 0 | 0 | 0
Ozone Season NOX Transport - VA | 1075 | 6722 | Rate Constraint in MTons | FALSE | L | Annual | Allowances Withdrawn (n:1) | Thousand Tons | 0 | 0 | 0 | 0 | 0 | 0 | 0 | 0
Ozone Season NOX Transport - VA | 1075 | 6722 | Rate Constraint in MTons | FALSE | L | Annual | Net Emissions Allowance Position | Thousand Tons | 1.6731 | 2.6499 | 2.7949 | 3.4583 | 2.9784 | 2.4921 | 1.9166 | 1.0875
Ozone Season NOX Transport - VA | 1075 | 6722 | Rate Constraint in MTons | FALSE | L | Annual | Fuel Consumed | TBtu | 187.6831 | 219.1829 | 218.5491 | 247.2995 | 243.5789 | 236.6832 | 212.8615 | 190.4345
Ozone Season NOX Transport - VA | 1075 | 6722 | Rate Constraint in MTons | FALSE | L | Annual | Rate | lb/MMBtu | 0.017829 | 0.024179 | 0.025577 | 0.027969 | 0.024456 | 0.021059 | 0.018008 | 0.011421
Ozone Season NOX Transport - VA | 1075 | 6722 | Rate Constraint in MTons | FALSE | L | Annual | Generation | TWh | 26.0641 | 29.2481 | 29.0736 | 32.5345 | 58.6137 | 74.7351 | 92.9589 | 123.3918
Ozone Season NOX Transport - VA | 1075 | 6722 | Rate Constraint in MTons | FALSE | L | Annual | Qualifying Generation | TWh | 26.0641 | 29.2481 | 29.0736 | 32.5345 | 33.1208 | 32.7411 | 30.3065 | 27.8868
Ozone Season NOX Transport - VA | 1075 | 6722 | Rate Constraint in MTons | FALSE | L | Annual | Rate | lb/MWh | 0.12839 | 0.1812 | 0.19226 | 0.2126 | 0.17985 | 0.15223 | 0.12648 | 0.077992
Ozone Season NOX Transport - VA | 1075 | 6722 | Rate Constraint in MTons | FALSE | L | Annual | Constraint Shadow Price | US2016$/Ton | 0 | 0 | 0 | 0 | 0 | 0 | 0 | 0
Ozone Season NOX Transport - WI | 1076 | 6724 | Rate Constraint in MTons | FALSE | L | Annual | Seasons Included | Seasons | Summer | Summer | Summer | Summer | Summer | Summer | Summer | Summer
Ozone Season NOX Transport - WI | 1076 | 6724 | Rate Constraint in MTons | FALSE | L | Annual | Standard NOX | Thousand Tons | 9.577 | 9.577 | 9.577 | 9.577 | 9.577 | 9.577 | 9.577 | 9.577
Ozone Season NOX Transport - WI | 1076 | 6724 | Rate Constraint in MTons | FALSE | L | Annual | Emissions at Affected Plants NOX | Thousand Tons | 3.8631 | 4.5858 | 4.2781 | 4.2155 | 4.0747 | 4.6764 | 3.7378 | 2.3186
Ozone Season NOX Transport - WI | 1076 | 6724 | Rate Constraint in MTons | FALSE | L | Annual | Allowances Purchased NOX | Thousand Tons | 0 | 0 | 0 | 0 | 0 | 0 | 0 | 0
Ozone Season NOX Transport - WI | 1076 | 6724 | Rate Constraint in MTons | FALSE | L | Annual | Allowances Sold NOX | Thousand Tons | 0 | 0 | 0 | 0 | 0 | 0 | 0 | 0
Ozone Season NOX Transport - WI | 1076 | 6724 | Rate Constraint in MTons | FALSE | L | Annual | Allowances Banked | Thousand Tons | 0 | 0 | 0 | 0 | 0 | 0 | 0 | 0
Ozone Season NOX Transport - WI | 1076 | 6724 | Rate Constraint in MTons | FALSE | L | Annual | Allowances Withdrawn (1:1) | Thousand Tons | 0 | 0 | 0 | 0 | 0 | 0 | 0 | 0
Ozone Season NOX Transport - WI | 1076 | 6724 | Rate Constraint in MTons | FALSE | L | Annual | Allowances Withdrawn (n:1) | Thousand Tons | 0 | 0 | 0 | 0 | 0 | 0 | 0 | 0
Ozone Season NOX Transport - WI | 1076 | 6724 | Rate Constraint in MTons | FALSE | L | Annual | Net Emissions Allowance Position | Thousand Tons | 3.8631 | 4.5858 | 4.2781 | 4.2155 | 4.0747 | 4.6764 | 3.7378 | 2.3186
Ozone Season NOX Transport - WI | 1076 | 6724 | Rate Constraint in MTons | FALSE | L | Annual | Fuel Consumed | TBtu | 166.9548 | 196.135 | 187.8275 | 183.2248 | 180.1806 | 195.5732 | 169.6644 | 123.6798
Ozone Season NOX Transport - WI | 1076 | 6724 | Rate Constraint in MTons | FALSE | L | Annual | Rate | lb/MMBtu | 0.046278 | 0.046762 | 0.045553 | 0.046014 | 0.045229 | 0.047822 | 0.044061 | 0.037494
Ozone Season NOX Transport - WI | 1076 | 6724 | Rate Constraint in MTons | FALSE | L | Annual | Generation | TWh | 19.7316 | 22.6214 | 21.9172 | 21.4816 | 21.1585 | 22.6451 | 20.0883 | 15.4122
Ozone Season NOX Transport - WI | 1076 | 6724 | Rate Constraint in MTons | FALSE | L | Annual | Qualifying Generation | TWh | 19.7316 | 22.6214 | 21.9172 | 21.4816 | 21.1585 | 22.6451 | 20.0883 | 15.4122
Ozone Season NOX Transport - WI | 1076 | 6724 | Rate Constraint in MTons | FALSE | L | Annual | Rate | lb/MWh | 0.39157 | 0.40544 | 0.39039 | 0.39247 | 0.38516 | 0.41301 | 0.37214 | 0.30088
Ozone Season NOX Transport - WI | 1076 | 6724 | Rate Constraint in MTons | FALSE | L | Annual | Constraint Shadow Price | US2016$/Ton | 0 | 0 | 0 | 0 | 0 | 0 | 0 | 0
Ozone Season NOX Transport - WV | 1077 | 6723 | Rate Constraint in MTons | FALSE | L | Annual | Seasons Included | Seasons | Summer | Summer | Summer | Summer | Summer | Summer | Summer | Summer
Ozone Season NOX Transport - WV | 1077 | 6723 | Rate Constraint in MTons | FALSE | L | Annual | Standard NOX | Thousand Tons | 21.556 | 21.556 | 21.556 | 21.556 | 21.556 | 21.556 | 21.556 | 21.556
Ozone Season NOX Transport - WV | 1077 | 6723 | Rate Constraint in MTons | FALSE | L | Annual | Emissions at Affected Plants NOX | Thousand Tons | 18.4014 | 17.7912 | 17.4907 | 17.5361 | 15.29 | 15.4086 | 14.4973 | 9.8421
Ozone Season NOX Transport - WV | 1077 | 6723 | Rate Constraint in MTons | FALSE | L | Annual | Allowances Purchased NOX | Thousand Tons | 0 | 0 | 0 | 0 | 0 | 0 | 0 | 0
Ozone Season NOX Transport - WV | 1077 | 6723 | Rate Constraint in MTons | FALSE | L | Annual | Allowances Sold NOX | Thousand Tons | 0 | 0 | 0 | 0 | 0 | 0 | 0 | 0
Ozone Season NOX Transport - WV | 1077 | 6723 | Rate Constraint in MTons | FALSE | L | Annual | Allowances Banked | Thousand Tons | 0 | 0 | 0 | 0 | 0 | 0 | 0 | 0
Ozone Season NOX Transport - WV | 1077 | 6723 | Rate Constraint in MTons | FALSE | L | Annual | Allowances Withdrawn (1:1) | Thousand Tons | 0 | 0 | 0 | 0 | 0 | 0 | 0 | 0
Ozone Season NOX Transport - WV | 1077 | 6723 | Rate Constraint in MTons | FALSE | L | Annual | Allowances Withdrawn (n:1) | Thousand Tons | 0 | 0 | 0 | 0 | 0 | 0 | 0 | 0
Ozone Season NOX Transport - WV | 1077 | 6723 | Rate Constraint in MTons | FALSE | L | Annual | Net Emissions Allowance Position | Thousand Tons | 18.4014 | 17.7912 | 17.4907 | 17.5361 | 15.29 | 15.4086 | 14.4973 | 9.8421
Ozone Season NOX Transport - WV | 1077 | 6723 | Rate Constraint in MTons | FALSE | L | Annual | Fuel Consumed | TBtu | 317.2604 | 318.6894 | 312.0499 | 312.7065 | 336.0077 | 371.7605 | 394.347 | 386.1531
Ozone Season NOX Transport - WV | 1077 | 6723 | Rate Constraint in MTons | FALSE | L | Annual | Rate | lb/MMBtu | 0.116 | 0.11165 | 0.1121 | 0.11216 | 0.09101 | 0.082895 | 0.073526 | 0.050975
Ozone Season NOX Transport - WV | 1077 | 6723 | Rate Constraint in MTons | FALSE | L | Annual | Generation | TWh | 31.8315 | 32.1046 | 31.6718 | 31.7284 | 53.9554 | 66.5775 | 77.9944 | 97.5907
Ozone Season NOX Transport - WV | 1077 | 6723 | Rate Constraint in MTons | FALSE | L | Annual | Qualifying Generation | TWh | 31.8315 | 32.1046 | 31.6718 | 31.7284 | 38.8009 | 44.8556 | 49.2402 | 51.135
Ozone Season NOX Transport - WV | 1077 | 6723 | Rate Constraint in MTons | FALSE | L | Annual | Rate | lb/MWh | 1.1562 | 1.1083 | 1.1045 | 1.1054 | 0.78813 | 0.68703 | 0.58884 | 0.38494
Ozone Season NOX Transport - WV | 1077 | 6723 | Rate Constraint in MTons | FALSE | L | Annual | Constraint Shadow Price | US2016$/Ton | 0 | 0 | 0 | 0 | 0 | 0 | 0 | 0
RED-Rochester MER Rate Limit v3.1 | 1078 | 7045 | Rate Constraint in lbs/MMBtu | FALSE | L | Annual | Seasons Included | Seasons | Winter, WintShld, Summer | Winter, WintShld, Summer | Winter, WintShld, Summer | Winter, WintShld, Summer | Winter, WintShld, Summer | Winter, WintShld, Summer | Winter, WintShld, Summer | Winter, WintShld, Summer
RED-Rochester MER Rate Limit v3.1 | 1078 | 7045 | Rate Constraint in lbs/MMBtu | FALSE | L | Annual | Standard MER | lb/MMBtu | 6e-07 | 6e-07 | 6e-07 | 6e-07 | 6e-07 | 6e-07 | 6e-07 | 6e-07
RED-Rochester MER Rate Limit v3.1 | 1078 | 7045 | Rate Constraint in lbs/MMBtu | FALSE | L | Annual | Emissions at Affected Plants MER | lbs | 0.00020257 | 0.00062599 | 0.00031332 | 0.00040975 | 0.00031332 | 0 | 0 | 0
RED-Rochester MER Rate Limit v3.1 | 1078 | 7045 | Rate Constraint in lbs/MMBtu | FALSE | L | Annual | Allowances Purchased MER | lbs | 0 | 0 | 0 | 0 | 0 | 0 | 0 | 0
RED-Rochester MER Rate Limit v3.1 | 1078 | 7045 | Rate Constraint in lbs/MMBtu | FALSE | L | Annual | Allowances Sold MER | lbs | 0 | 0 | 0 | 0 | 0 | 0 | 0 | 0
RED-Rochester MER Rate Limit v3.1 | 1078 | 7045 | Rate Constraint in lbs/MMBtu | FALSE | L | Annual | Allowances Banked | lbs | 0 | 0 | 0 | 0 | 0 | 0 | 0 | 0
RED-Rochester MER Rate Limit v3.1 | 1078 | 7045 | Rate Constraint in lbs/MMBtu | FALSE | L | Annual | Allowances Withdrawn (1:1) | lbs | 0 | 0 | 0 | 0 | 0 | 0 | 0 | 0
RED-Rochester MER Rate Limit v3.1 | 1078 | 7045 | Rate Constraint in lbs/MMBtu | FALSE | L | Annual | Allowances Withdrawn (n:1) | lbs | 0 | 0 | 0 | 0 | 0 | 0 | 0 | 0
RED-Rochester MER Rate Limit v3.1 | 1078 | 7045 | Rate Constraint in lbs/MMBtu | FALSE | L | Annual | Net Emissions Allowance Position | lbs | 0.00020257 | 0.00062599 | 0.00031332 | 0.00040975 | 0.00031332 | 0 | 0 | 0
RED-Rochester MER Rate Limit v3.1 | 1078 | 7045 | Rate Constraint in lbs/MMBtu | FALSE | L | Annual | Fuel Consumed | TBtu | 1.5285 | 4.7233 | 2.364 | 3.0916 | 2.364 | 0 | 0 | 0
RED-Rochester MER Rate Limit v3.1 | 1078 | 7045 | Rate Constraint in lbs/MMBtu | FALSE | L | Annual | Rate | lb/MMBtu | 1.3253e-10 | 1.3253e-10 | 1.3253e-10 | 1.3253e-10 | 1.3253e-10 | 0 | 0 | 0
RED-Rochester MER Rate Limit v3.1 | 1078 | 7045 | Rate Constraint in lbs/MMBtu | FALSE | L | Annual | Generation | TWh | 0.14657 | 0.45294 | 0.23156 | 0.30283 | 0.23156 | 0 | 0 | 0
RED-Rochester MER Rate Limit v3.1 | 1078 | 7045 | Rate Constraint in lbs/MMBtu | FALSE | L | Annual | Qualifying Generation | TWh | 0.14657 | 0.45294 | 0.23156 | 0.30283 | 0.23156 | 0 | 0 | 0
RED-Rochester MER Rate Limit v3.1 | 1078 | 7045 | Rate Constraint in lbs/MMBtu | FALSE | L | Annual | Rate | lb/MWh | 1.3821e-09 | 1.3821e-09 | 1.353e-09 | 1.353e-09 | 1.353e-09 | 0 | 0 | 0
RED-Rochester MER Rate Limit v3.1 | 1078 | 7045 | Rate Constraint in lbs/MMBtu | FALSE | L | Annual | Constraint Shadow Price | US2016$/Lb | 0 | 0 | 0 | 0 | 0 | 70329.002 | 80356.3106 | 128529.2809
RGGI CO2 Annual Constraint v5.13 | 1079 | 5896 | Rate Constraint in MTons | FALSE | L | Annual | Seasons Included | Seasons | Winter, WintShld, Summer | Winter, WintShld, Summer | Winter, WintShld, Summer | Winter, WintShld, Summer | Winter, WintShld, Summer | Winter, WintShld, Summer | Winter, WintShld, Summer | Winter, WintShld, Summer
RGGI CO2 Annual Constraint v5.13 | 1079 | 5896 | Rate Constraint in MTons | FALSE | L | Annual | Standard CO2 | Thousand Tons | 112751.5395 | 60207.3732 | 56503.4482 | 50938.3457 | 49697.5607 | 49697.5607 | 49697.5607 | 49697.5607
RGGI CO2 Annual Constraint v5.13 | 1079 | 5896 | Rate Constraint in MTons | FALSE | L | Annual | Emissions at Affected Plants CO2 | Thousand Tons | 56692.1575 | 65689.5274 | 65273.4932 | 59901.4883 | 49697.5607 | 49697.5607 | 49697.5607 | 45711.4908
RGGI CO2 Annual Constraint v5.13 | 1079 | 5896 | Rate Constraint in MTons | FALSE | L | Annual | Allowances Purchased CO2 | Thousand Tons | -6838.4483 | -2167.514 | -5906.8358 | 0 | 0 | 0 | 0 | 0
RGGI CO2 Annual Constraint v5.13 | 1079 | 5896 | Rate Constraint in MTons | FALSE | L | Annual | Allowances Sold CO2 | Thousand Tons | 0 | 0 | 0 | 0 | 0 | 0 | 0 | 0
RGGI CO2 Annual Constraint v5.13 | 1079 | 5896 | Rate Constraint in MTons | FALSE | L | Annual | Allowances Banked | Thousand Tons | 62897.8303 | 0 | 0 | 0 | 0 | 0 | 0 | 0
RGGI CO2 Annual Constraint v5.13 | 1079 | 5896 | Rate Constraint in MTons | FALSE | L | Annual | Allowances Withdrawn (1:1) | Thousand Tons | 0 | -3314.6403 | -2863.2092 | -8963.1427 | 0 | 0 | 0 | 0
RGGI CO2 Annual Constraint v5.13 | 1079 | 5896 | Rate Constraint in MTons | FALSE | L | Annual | Allowances Withdrawn (n:1) | Thousand Tons | 0 | 0 | 0 | 0 | 0 | 0 | 0 | 0
RGGI CO2 Annual Constraint v5.13 | 1079 | 5896 | Rate Constraint in MTons | FALSE | L | Annual | Net Emissions Allowance Position | Thousand Tons | 112751.5395 | 60207.3732 | 56503.4482 | 50938.3455 | 49697.5607 | 49697.5607 | 49697.5607 | 45711.4908
RGGI CO2 Annual Constraint v5.13 | 1079 | 5896 | Rate Constraint in MTons | FALSE | L | Annual | Fuel Consumed | TBtu | 945.4817 | 1079.7941 | 1074.7693 | 986.3524 | 836.7974 | 804.7537 | 808.0938 | 755.7521
RGGI CO2 Annual Constraint v5.13 | 1079 | 5896 | Rate Constraint in MTons | FALSE | L | Annual | Rate | lb/MMBtu | 119.9223 | 121.6705 | 121.4651 | 121.4606 | 118.7804 | 123.51 | 122.9995 | 120.9695
RGGI CO2 Annual Constraint v5.13 | 1079 | 5896 | Rate Constraint in MTons | FALSE | L | Annual | Generation | TWh | 135.673 | 152.6568 | 152.5857 | 141.0857 | 161.8237 | 176.1284 | 194.5086 | 213.5488
RGGI CO2 Annual Constraint v5.13 | 1079 | 5896 | Rate Constraint in MTons | FALSE | L | Annual | Qualifying Generation | TWh | 135.6728 | 152.6562 | 152.5854 | 141.0848 | 122.1676 | 115.4026 | 116.3327 | 109.4122
RGGI CO2 Annual Constraint v5.13 | 1079 | 5896 | Rate Constraint in MTons | FALSE | L | Annual | Rate | lb/MWh | 835.7189 | 860.6207 | 855.5666 | 849.1561 | 813.5963 | 861.2905 | 854.4037 | 835.583
RGGI CO2 Annual Constraint v5.13 | 1079 | 5896 | Rate Constraint in MTons | FALSE | L | Annual | Constraint Shadow Price | US2016$/Ton | 5.686 | 6.051 | 6.8498 | 8.2554 | 8.3829 | 3.1009 | 1.9528 | 0
RPS Clean Energy v6.17- CA | 1080 | 7077 | Generation Constraint in GWh | FALSE | G | Annual | Seasons Included | Seasons | [7 empty] | Winter, WintShld, Summer
RPS Clean Energy v6.17- CA | 1080 | 7077 | Generation Constraint in GWh | FALSE | G | Annual | Standard GWh | GWh | 0 | 0 | 0 | 0 | 0 | 0 | 0 | 283835.7836
RPS Clean Energy v6.17- CA | 1080 | 7077 | Generation Constraint in GWh | FALSE | G | Annual | Emissions at Affected Plants | GWh | 0 | 0 | 0 | 0 | 0 | 0 | 0 | 283835.7836
RPS Clean Energy v6.17- CA | 1080 | 7077 | Generation Constraint in GWh | FALSE | G | Annual | Allowances Purchased | GWh | 0 | 0 | 0 | 0 | 0 | 0 | 0 | 0
RPS Clean Energy v6.17- CA | 1080 | 7077 | Generation Constraint in GWh | FALSE | G | Annual | Allowances Sold | GWh | 0 | 0 | 0 | 0 | 0 | 0 | 0 | 0
RPS Clean Energy v6.17- CA | 1080 | 7077 | Generation Constraint in GWh | FALSE | G | Annual | Allowances Banked | GWh | 0 | 0 | 0 | 0 | 0 | 0 | 0 | 0
RPS Clean Energy v6.17- CA | 1080 | 7077 | Generation Constraint in GWh | FALSE | G | Annual | Allowances Withdrawn (1:1) | GWh | 0 | 0 | 0 | 0 | 0 | 0 | 0 | 0
RPS Clean Energy v6.17- CA | 1080 | 7077 | Generation Constraint in GWh | FALSE | G | Annual | Allowances Withdrawn (n:1) | GWh | 0 | 0 | 0 | 0 | 0 | 0 | 0 | 0
RPS Clean Energy v6.17- CA | 1080 | 7077 | Generation Constraint in GWh | FALSE | G | Annual | Net Emissions Allowance Position | GWh | 0 | 0 | 0 | 0 | 0 | 0 | 0 | 283835.7836
RPS Clean Energy v6.17- CA | 1080 | 7077 | Generation Constraint in GWh | FALSE | G | Annual | Fuel Consumed | TBtu | 0 | 0 | 0 | 0 | 0 | 0 | 0 | 258.9762
RPS Clean Energy v6.17- CA | 1080 | 7077 | Generation Constraint in GWh | FALSE | G | Annual | Heat Rate | MMBtu/MWh | 0 | 0 | 0 | 0 | 0 | 0 | 0 | 0.91242
RPS Clean Energy v6.17- CA | 1080 | 7077 | Generation Constraint in GWh | FALSE | G | Annual | Generation | TWh | 0 | 0 | 0 | 0 | 0 | 0 | 0 | 283.8358
RPS Clean Energy v6.17- CA | 1080 | 7077 | Generation Constraint in GWh | FALSE | G | Annual | Qualifying Generation | TWh | 0 | 0 | 0 | 0 | 0 | 0 | 0 | 283.8358
RPS Clean Energy v6.17- CA | 1080 | 7077 | Generation Constraint in GWh | FALSE | G | Annual | Rate | lb/MWh | 0 | 0 | 0 | 0 | 0 | 0 | 0 | 0
RPS Clean Energy v6.17- CA | 1080 | 7077 | Generation Constraint in GWh | FALSE | G | Annual | Constraint Shadow Price | US2016$/MWh | 0 | 0 | 0 | 0 | 0 | 0 | 0 | 1.5041
RPS Clean Energy v6.17- NM | 1081 | 7078 | Generation Constraint in GWh | FALSE | G | Annual | Seasons Included | Seasons | [6 empty] | Winter, WintShld, Summer | Winter, WintShld, Summer
RPS Clean Energy v6.17- NM | 1081 | 7078 | Generation Constraint in GWh | FALSE | G | Annual | Standard GWh | GWh | 0 | 0 | 0 | 0 | 0 | 0 | 20664.4037 | 28042.8832
RPS Clean Energy v6.17- NM | 1081 | 7078 | Generation Constraint in GWh | FALSE | G | Annual | Emissions at Affected Plants | GWh | 0 | 0 | 0 | 0 | 0 | 0 | 27472.8982 | 28042.8832
RPS Clean Energy v6.17- NM | 1081 | 7078 | Generation Constraint in GWh | FALSE | G | Annual | Allowances Purchased | GWh | 0 | 0 | 0 | 0 | 0 | 0 | 0 | 0
RPS Clean Energy v6.17- NM | 1081 | 7078 | Generation Constraint in GWh | FALSE | G | Annual | Allowances Sold | GWh | 0 | 0 | 0 | 0 | 0 | 0 | 0 | 0
RPS Clean Energy v6.17- NM | 1081 | 7078 | Generation Constraint in GWh | FALSE | G | Annual | Allowances Banked | GWh | 0 | 0 | 0 | 0 | 0 | 0 | 0 | 0
RPS Clean Energy v6.17- NM | 1081 | 7078 | Generation Constraint in GWh | FALSE | G | Annual | Allowances Withdrawn (1:1) | GWh | 0 | 0 | 0 | 0 | 0 | 0 | 0 | 0
RPS Clean Energy v6.17- NM | 1081 | 7078 | Generation Constraint in GWh | FALSE | G | Annual | Allowances Withdrawn (n:1) | GWh | 0 | 0 | 0 | 0 | 0 | 0 | 0 | 0
RPS Clean Energy v6.17- NM | 1081 | 7078 | Generation Constraint in GWh | FALSE | G | Annual | Net Emissions Allowance Position | GWh | 0 | 0 | 0 | 0 | 0 | 0 | 27472.8982 | 28042.8832
RPS Clean Energy v6.17- NM | 1081 | 7078 | Generation Constraint in GWh | FALSE | G | Annual | Fuel Consumed | TBtu | 0 | 0 | 0 | 0 | 0 | 0 | 1.9842 | 1.9842
RPS Clean Energy v6.17- NM | 1081 | 7078 | Generation Constraint in GWh | FALSE | G | Annual | Heat Rate | MMBtu/MWh | 0 | 0 | 0 | 0 | 0 | 0 | 0.072223 | 0.070755
RPS Clean Energy v6.17- NM | 1081 | 7078 | Generation Constraint in GWh | FALSE | G | Annual | Generation | TWh | 0 | 0 | 0 | 0 | 0 | 0 | 27.4729 | 28.0429
RPS Clean Energy v6.17- NM | 1081 | 7078 | Generation Constraint in GWh | FALSE | G | Annual | Qualifying Generation | TWh | 0 | 0 | 0 | 0 | 0 | 0 | 27.4729 | 28.0429
RPS Clean Energy v6.17- NM | 1081 | 7078 | Generation Constraint in GWh | FALSE | G | Annual | Rate | lb/MWh | 0 | 0 | 0 | 0 | 0 | 0 | 0 | 0
RPS Clean Energy v6.17- NM | 1081 | 7078 | Generation Constraint in GWh | FALSE | G | Annual | Constraint Shadow Price | US2016$/MWh | 0 | 0 | 0 | 0 | 0 | 0 | 0 | 0.083114
RPS Clean Energy v6.17- NV | 1082 | 7079 | Generation Constraint in GWh | FALSE | G | Annual | Seasons Included | Seasons | [7 empty] | Winter, WintShld, Summer
RPS Clean Energy v6.17- NV | 1082 | 7079 | Generation Constraint in GWh | FALSE | G | Annual | Standard GWh | GWh | 0 | 0 | 0 | 0 | 0 | 0 | 0 | 45033.2117
RPS Clean Energy v6.17- NV | 1082 | 7079 | Generation Constraint in GWh | FALSE | G | Annual | Emissions at Affected Plants | GWh | 0 | 0 | 0 | 0 | 0 | 0 | 0 | 45033.2117
RPS Clean Energy v6.17- NV | 1082 | 7079 | Generation Constraint in GWh | FALSE | G | Annual | Allowances Purchased | GWh | 0 | 0 | 0 | 0 | 0 | 0 | 0 | 0
RPS Clean Energy v6.17- NV | 1082 | 7079 | Generation Constraint in GWh | FALSE | G | Annual | Allowances Sold | GWh | 0 | 0 | 0 | 0 | 0 | 0 | 0 | 0
RPS Clean Energy v6.17- NV | 1082 | 7079 | Generation Constraint in GWh | FALSE | G | Annual | Allowances Banked | GWh | 0 | 0 | 0 | 0 | 0 | 0 | 0 | 0
RPS Clean Energy v6.17- NV | 1082 | 7079 | Generation Constraint in GWh | FALSE | G | Annual | Allowances Withdrawn (1:1) | GWh | 0 | 0 | 0 | 0 | 0 | 0 | 0 | 0
RPS Clean Energy v6.17- NV | 1082 | 7079 | Generation Constraint in GWh | FALSE | G | Annual | Allowances Withdrawn (n:1) | GWh | 0 | 0 | 0 | 0 | 0 | 0 | 0 | 0
RPS Clean Energy v6.17- NV | 1082 | 7079 | Generation Constraint in GWh | FALSE | G | Annual | Net Emissions Allowance Position | GWh | 0 | 0 | 0 | 0 | 0 | 0 | 0 | 45033.2117
RPS Clean Energy v6.17- NV | 1082 | 7079 | Generation Constraint in GWh | FALSE | G | Annual | Fuel Consumed | TBtu | 0 | 0 | 0 | 0 | 0 | 0 | 0 | 54.6368
RPS Clean Energy v6.17- NV | 1082 | 7079 | Generation Constraint in GWh | FALSE | G | Annual | Heat Rate | MMBtu/MWh | 0 | 0 | 0 | 0 | 0 | 0 | 0 | 1.2133
RPS Clean Energy v6.17- NV | 1082 | 7079 | Generation Constraint in GWh | FALSE | G | Annual | Generation | TWh | 0 | 0 | 0 | 0 | 0 | 0 | 0 | 45.0332
RPS Clean Energy v6.17- NV | 1082 | 7079 | Generation Constraint in GWh | FALSE | G | Annual | Qualifying Generation | TWh | 0 | 0 | 0 | 0 | 0 | 0 | 0 | 45.0332
RPS Clean Energy v6.17- NV | 1082 | 7079 | Generation Constraint in GWh | FALSE | G | Annual | Rate | lb/MWh | 0 | 0 | 0 | 0 | 0 | 0 | 0 | 0
RPS Clean Energy v6.17- NV | 1082 | 7079 | Generation Constraint in GWh | FALSE | G | Annual | Constraint Shadow Price | US2016$/MWh | 0 | 0 | 0 | 0 | 0 | 0 | 0 | 18.1386
RPS Clean Energy v6.17- NY | 1083 | 7080 | Generation Constraint in GWh | FALSE | G | Annual | Seasons Included | Seasons | [5 empty] | Winter, WintShld, Summer | Winter, WintShld, Summer | Winter, WintShld, Summer
RPS Clean Energy v6.17- NY | 1083 | 7080 | Generation Constraint in GWh | FALSE | G | Annual | Standard GWh | GWh | 0 | 0 | 0 | 0 | 0 | 143444.7396 | 145593.6819 | 147775.9051
RPS Clean Energy v6.17- NY | 1083 | 7080 | Generation Constraint in GWh | FALSE | G | Annual | Emissions at Affected Plants | GWh | 0 | 0 | 0 | 0 | 0 | 143444.7396 | 145593.6819 | 147775.9051
RPS Clean Energy v6.17- NY | 1083 | 7080 | Generation Constraint in GWh | FALSE | G | Annual | Allowances Purchased | GWh | 0 | 0 | 0 | 0 | 0 | 0 | 0 | 0
RPS Clean Energy v6.17- NY | 1083 | 7080 | Generation Constraint in GWh | FALSE | G | Annual | Allowances Sold | GWh | 0 | 0 | 0 | 0 | 0 | 0 | 0 | 0
RPS Clean Energy v6.17- NY | 1083 | 7080 | Generation Constraint in GWh | FALSE | G | Annual | Allowances Banked | GWh | 0 | 0 | 0 | 0 | 0 | 0 | 0 | 0
RPS Clean Energy v6.17- NY | 1083 | 7080 | Generation Constraint in GWh | FALSE | G | Annual | Allowances Withdrawn (1:1) | GWh | 0 | 0 | 0 | 0 | 0 | 0 | 0 | 0
RPS Clean Energy v6.17- NY | 1083 | 7080 | Generation Constraint in GWh | FALSE | G | Annual | Allowances Withdrawn (n:1) | GWh | 0 | 0 | 0 | 0 | 0 | 0 | 0 | 0
RPS Clean Energy v6.17- NY | 1083 | 7080 | Generation Constraint in GWh | FALSE | G | Annual | Net Emissions Allowance Position | GWh | 0 | 0 | 0 | 0 | 0 | 143444.7396 | 145593.6819 | 147775.9051
RPS Clean Energy v6.17- NY | 1083 | 7080 | Generation Constraint in GWh | FALSE | G | Annual | Fuel Consumed | TBtu | 0 | 0 | 0 | 0 | 0 | 168.4557 | 168.4557 | 117.6449
RPS Clean Energy v6.17- NY | 1083 | 7080 | Generation Constraint in GWh | FALSE | G | Annual | Heat Rate | MMBtu/MWh | 0 | 0 | 0 | 0 | 0 | 1.1744 | 1.157 | 0.7961
RPS Clean Energy v6.17- NY | 1083 | 7080 | Generation Constraint in GWh | FALSE | G | Annual | Generation | TWh | 0 | 0 | 0 | 0 | 0 | 143.4447 | 145.5937 | 147.7759
RPS Clean Energy v6.17- NY | 1083 | 7080 | Generation Constraint in GWh | FALSE | G | Annual | Qualifying Generation | TWh | 0 | 0 | 0 | 0 | 0 | 143.4447 | 145.5937 | 147.7759
RPS Clean Energy v6.17- NY | 1083 | 7080 | Generation Constraint in GWh | FALSE | G | Annual | Rate | lb/MWh | 0 | 0 | 0 | 0 | 0 | 0 | 0 | 0
RPS Clean Energy v6.17- NY | 1083 | 7080 | Generation Constraint in GWh | FALSE | G | Annual | Constraint Shadow Price | US2016$/MWh | 0 | 0 | 0 | 0 | 0 | 29.324 | 21.3247 | 16.3502
RPS Clean Energy v6.17- WA | 1084 | 7081 | Generation Constraint in GWh | FALSE | G | Annual | Seasons Included | Seasons |  |  |  | Winter, WintShld, Summer | Winter, WintShld, Summer | Winter, WintShld, Summer | Winter, WintShld, Summer | Winter, WintShld, Summer
RPS Clean Energy v6.17- WA | 1084 | 7081 | Generation Constraint in GWh | FALSE | G | Annual | Standard GWh | GWh | 0 | 0 | 0 | 96759.5311 | 98720.5336 | 100721.2794 | 104259.4213 | 107921.8512
RPS Clean Energy v6.17- WA | 1084 | 7081 | Generation Constraint in GWh | FALSE | G | Annual | Emissions at Affected Plants | GWh | 0 | 0 | 0 | 96759.5311 | 98720.5336 | 100721.2794 | 104259.4213 | 107921.8512
RPS Clean Energy v6.17- WA | 1084 | 7081 | Generation Constraint in GWh | FALSE | G | Annual | Allowances Purchased | GWh | 0 | 0 | 0 | 0 | 0 | 0 | 0 | 0
RPS Clean Energy v6.17- WA | 1084 | 7081 | Generation Constraint in GWh | FALSE | G | Annual | Allowances Sold | GWh | 0 | 0 | 0 | 0 | 0 | 0 | 0 | 0
RPS Clean Energy v6.17- WA | 1084 | 7081 | Generation Constraint in GWh | FALSE | G | Annual | Allowances Banked | GWh | 0 | 0 | 0 | 0 | 0 | 0 | 0 | 0
RPS Clean Energy v6.17- WA | 1084 | 7081 | Generation Constraint in GWh | FALSE | G | Annual | Allowances Withdrawn (1:1) | GWh | 0 | 0 | 0 | 0 | 0 | 0 | 0 | 0
RPS Clean Energy v6.17- WA | 1084 | 7081 | Generation Constraint in GWh | FALSE | G | Annual | Allowances Withdrawn (n:1) | GWh | 0 | 0 | 0 | 0 | 0 | 0 | 0 | 0
RPS Clean Energy v6.17- WA | 1084 | 7081 | Generation Constraint in GWh | FALSE | G | Annual | Net Emissions Allowance Position | GWh | 0 | 0 | 0 | 96759.5311 | 98720.5336 | 100721.2794 | 104259.4213 | 107921.8512
RPS Clean Energy v6.17- WA | 1084 | 7081 | Generation Constraint in GWh | FALSE | G | Annual | Fuel Consumed | TBtu | 0 | 0 | 0 | 3.311 | 3.311 | 3.311 | 3.311 | 2.7007
RPS Clean Energy v6.17- WA | 1084 | 7081 | Generation Constraint in GWh | FALSE | G | Annual | Heat Rate | MMBtu/MWh | 0 | 0 | 0 | 0.034219 | 0.033539 | 0.032873 | 0.031757 | 0.025025
RPS Clean Energy v6.17- WA | 1084 | 7081 | Generation Constraint in GWh | FALSE | G | Annual | Generation | TWh | 0 | 0 | 0 | 96.7595 | 98.7205 | 100.7213 | 104.2594 | 107.9219
RPS Clean Energy v6.17- WA | 1084 | 7081 | Generation Constraint in GWh | FALSE | G | Annual | Qualifying Generation | TWh | 0 | 0 | 0 | 96.7595 | 98.7205 | 100.7213 | 104.2594 | 107.9219
RPS Clean Energy v6.17- WA | 1084 | 7081 | Generation Constraint in GWh | FALSE | G | Annual | Rate | lb/MWh | 0 | 0 | 0 | 0 | 0 | 0 | 0 | 0
RPS Clean Energy v6.17- WA | 1084 | 7081 | Generation Constraint in GWh | FALSE | G | Annual | Constraint Shadow Price | US2016$/MWh | 0 | 0 | 0 | 8.2438 | 14.9515 | 7.6084 | 9.7334 | 7.7853
RPS Solar v6.17- DC | 1085 | 7007 | Generation Constraint in GWh | FALSE | G | Annual | Seasons Included | Seasons | Winter, WintShld, Summer | Winter, WintShld, Summer | Winter, WintShld, Summer | Winter, WintShld, Summer | Winter, WintShld, Summer | Winter, WintShld, Summer | Winter, WintShld, Summer | Winter, WintShld, Summer
RPS Solar v6.17- DC | 1085 | 7007 | Generation Constraint in GWh | FALSE | G | Annual | Standard GWh | GWh | 277.5495 | 317.2916 | 385.1643 | 562.1214 | 799.3507 | 1101.8997 | 1189.3657 | 1219.5857
RPS Solar v6.17- DC | 1085 | 7007 | Generation Constraint in GWh | FALSE | G | Annual | Emissions at Affected Plants | GWh | 277.5495 | 317.2916 | 385.1643 | 799.3507 | 799.3507 | 1101.8997 | 1189.3657 | 1219.5857
RPS Solar v6.17- DC | 1085 | 7007 | Generation Constraint in GWh | FALSE | G | Annual | Allowances Purchased | GWh | 0 | 0 | 0 | 0 | 0 | 0 | 0 | 0
RPS Solar v6.17- DC | 1085 | 7007 | Generation Constraint in GWh | FALSE | G | Annual | Allowances Sold | GWh | 0 | 0 | 0 | 0 | 0 | 0 | 0 | 0
RPS Solar v6.17- DC | 1085 | 7007 | Generation Constraint in GWh | FALSE | G | Annual | Allowances Banked | GWh | 0 | 0 | 0 | 0 | 0 | 0 | 0 | 0
RPS Solar v6.17- DC | 1085 | 7007 | Generation Constraint in GWh | FALSE | G | Annual | Allowances Withdrawn (1:1) | GWh | 0 | 0 | 0 | 0 | 0 | 0 | 0 | 0
RPS Solar v6.17- DC | 1085 | 7007 | Generation Constraint in GWh | FALSE | G | Annual | Allowances Withdrawn (n:1) | GWh | 0 | 0 | 0 | 0 | 0 | 0 | 0 | 0
RPS Solar v6.17- DC | 1085 | 7007 | Generation Constraint in GWh | FALSE | G | Annual | Net Emissions Allowance Position | GWh | 277.5495 | 317.2916 | 385.1643 | 799.3507 | 799.3507 | 1101.8997 | 1189.3657 | 1219.5857
RPS Solar v6.17- DC | 1085 | 7007 | Generation Constraint in GWh | FALSE | G | Annual | Fuel Consumed | TBtu | 0 | 0 | 0 | 0 | 0 | 0 | 0 | 0
RPS Solar v6.17- DC | 1085 | 7007 | Generation Constraint in GWh | FALSE | G | Annual | Heat Rate | MMBtu/MWh | 0 | 0 | 0 | 0 | 0 | 0 | 0 | 0
RPS Solar v6.17- DC | 1085 | 7007 | Generation Constraint in GWh | FALSE | G | Annual | Generation | TWh | 0.27755 | 0.31729 | 0.38516 | 0.79935 | 0.79935 | 1.1019 | 1.1894 | 1.2196
RPS Solar v6.17- DC | 1085 | 7007 | Generation Constraint in GWh | FALSE | G | Annual | Qualifying Generation | TWh | 0.27755 | 0.31729 | 0.38516 | 0.79935 | 0.79935 | 1.1019 | 1.1894 | 1.2196
RPS Solar v6.17- DC | 1085 | 7007 | Generation Constraint in GWh | FALSE | G | Annual | Rate | lb/MWh | 0 | 0 | 0 | 0 | 0 | 0 | 0 | 0
RPS Solar v6.17- DC | 1085 | 7007 | Generation Constraint in GWh | FALSE | G | Annual | Constraint Shadow Price | US2016$/MWh | 45.959 | 4.5813 | 16.5574 | 0 | 17.6124 | 25.2563 | 21.766 | 17.7704
RPS Solar v6.17- DE | 1086 | 7008 | Generation Constraint in GWh | FALSE | G | Annual | Seasons Included | Seasons | Winter, WintShld, Summer | Winter, WintShld, Summer | Winter, WintShld, Summer | Winter, WintShld, Summer | Winter, WintShld, Summer | Winter, WintShld, Summer | Winter, WintShld, Summer | Winter, WintShld, Summer
RPS Solar v6.17- DE | 1086 | 7008 | Generation Constraint in GWh | FALSE | G | Annual | Standard GWh | GWh | 203.2057 | 244.5291 | 286.082 | 288.087 | 292.6192 | 297.2227 | 304.7747 | 312.5186
RPS Solar v6.17- DE | 1086 | 7008 | Generation Constraint in GWh | FALSE | G | Annual | Emissions at Affected Plants | GWh | 1690.6596 | 2254.479 | 1961.8957 | 2118.2476 | 4241.4899 | 4919.0082 | 1959.0689 | 2362.3685
RPS Solar v6.17- DE | 1086 | 7008 | Generation Constraint in GWh | FALSE | G | Annual | Allowances Purchased | GWh | 0 | 0 | 0 | 0 | 0 | 0 | 0 | 0
RPS Solar v6.17- DE | 1086 | 7008 | Generation Constraint in GWh | FALSE | G | Annual | Allowances Sold | GWh | 0 | 0 | 0 | 0 | 0 | 0 | 0 | 0
RPS Solar v6.17- DE | 1086 | 7008 | Generation Constraint in GWh | FALSE | G | Annual | Allowances Banked | GWh | 0 | 0 | 0 | 0 | 0 | 0 | 0 | 0
RPS Solar v6.17- DE | 1086 | 7008 | Generation Constraint in GWh | FALSE | G | Annual | Allowances Withdrawn (1:1) | GWh | 0 | 0 | 0 | 0 | 0 | 0 | 0 | 0
RPS Solar v6.17- DE | 1086 | 7008 | Generation Constraint in GWh | FALSE | G | Annual | Allowances Withdrawn (n:1) | GWh | 0 | 0 | 0 | 0 | 0 | 0 | 0 | 0
RPS Solar v6.17- DE | 1086 | 7008 | Generation Constraint in GWh | FALSE | G | Annual | Net Emissions Allowance Position | GWh | 1690.6596 | 2254.479 | 1961.8957 | 2118.2476 | 4241.4899 | 4919.0082 | 1959.0689 | 2362.3685
RPS Solar v6.17- DE | 1086 | 7008 | Generation Constraint in GWh | FALSE | G | Annual | Fuel Consumed | TBtu | 0 | 0 | 0 | 0 | 0 | 0 | 0 | 0
RPS Solar v6.17- DE | 1086 | 7008 | Generation Constraint in GWh | FALSE | G | Annual | Heat Rate | MMBtu/MWh | 0 | 0 | 0 | 0 | 0 | 0 | 0 | 0
RPS Solar v6.17- DE | 1086 | 7008 | Generation Constraint in GWh | FALSE | G | Annual | Generation | TWh | 11.4217 | 22.9323 | 37.0968 | 39.5818 | 39.5818 | 40.0369 | 40.3629 | 41.526
RPS Solar v6.17- DE | 1086 | 7008 | Generation Constraint in GWh | FALSE | G | Annual | Qualifying Generation | TWh | 1.6907 | 2.2545 | 1.9619 | 2.1182 | 4.2415 | 4.919 | 1.9591 | 2.3624
RPS Solar v6.17- DE | 1086 | 7008 | Generation Constraint in GWh | FALSE | G | Annual | Rate | lb/MWh | 0 | 0 | 0 | 0 | 0 | 0 | 0 | 0
RPS Solar v6.17- DE | 1086 | 7008 | Generation Constraint in GWh | FALSE | G | Annual | Constraint Shadow Price | US2016$/MWh | 0 | 0 | 0 | 0 | 0 | 0 | 0 | 0
RPS Solar v6.17- IL, MO | 1087 | 7013 | Generation Constraint in GWh | FALSE | G | Annual | Seasons Included | Seasons | Winter, WintShld, Summer | Winter, WintShld, Summer | Winter, WintShld, Summer | Winter, WintShld, Summer | Winter, WintShld, Summer | Winter, WintShld, Summer | Winter, WintShld, Summer | Winter, WintShld, Summer
RPS Solar v6.17- IL, MO | 1087 | 7013 | Generation Constraint in GWh | FALSE | G | Annual | Standard GWh | GWh | 1640.2196 | 1907.4988 | 2179.5699 | 2360.5319 | 2419.9307 | 2480.832 | 2554.9762 | 2631.353
RPS Solar v6.17- IL, MO | 1087 | 7013 | Generation Constraint in GWh | FALSE | G | Annual | Emissions at Affected Plants | GWh | 3708.7869 | 14832.0063 | 26678.2415 | 32664.9961 | 34915.9979 | 34915.9979 | 40078.7553 | 45599.3423
RPS Solar v6.17- IL, MO | 1087 | 7013 | Generation Constraint in GWh | FALSE | G | Annual | Allowances Purchased | GWh | 0 | 0 | 0 | 0 | 0 | 0 | 0 | 0
RPS Solar v6.17- IL, MO | 1087 | 7013 | Generation Constraint in GWh | FALSE | G | Annual | Allowances Sold | GWh | 0 | 0 | 0 | 0 | 0 | 0 | 0 | 0
RPS Solar v6.17- IL, MO | 1087 | 7013 | Generation Constraint in GWh | FALSE | G | Annual | Allowances Banked | GWh | 0 | 0 | 0 | 0 | 0 | 0 | 0 | 0
RPS Solar v6.17- IL, MO | 1087 | 7013 | Generation Constraint in GWh | FALSE | G | Annual | Allowances Withdrawn (1:1) | GWh | 0 | 0 | 0 | 0 | 0 | 0 | 0 | 0
RPS Solar v6.17- IL, MO | 1087 | 7013 | Generation Constraint in GWh | FALSE | G | Annual | Allowances Withdrawn (n:1) | GWh | 0 | 0 | 0 | 0 | 0 | 0 | 0 | 0
RPS Solar v6.17- IL, MO | 1087 | 7013 | Generation Constraint in GWh | FALSE | G | Annual | Net Emissions Allowance Position | GWh | 3708.7869 | 14832.0063 | 26678.2415 | 32664.9961 | 34915.9979 | 34915.9979 | 40078.7553 | 45599.3423
RPS Solar v6.17- IL, MO | 1087 | 7013 | Generation Constraint in GWh | FALSE | G | Annual | Fuel Consumed | TBtu | 0 | 0 | 0 | 0 | 0 | 0 | 0 | 0
RPS Solar v6.17- IL, MO | 1087 | 7013 | Generation Constraint in GWh | FALSE | G | Annual | Heat Rate | MMBtu/MWh | 0 | 0 | 0 | 0 | 0 | 0 | 0 | 0
RPS Solar v6.17- IL, MO | 1087 | 7013 | Generation Constraint in GWh | FALSE | G | Annual | Generation | TWh | 3.7088 | 14.832 | 26.6782 | 32.665 | 34.916 | 34.916 | 40.0788 | 45.5993
RPS Solar v6.17- IL, MO | 1087 | 7013 | Generation Constraint in GWh | FALSE | G | Annual | Qualifying Generation | TWh | 3.7088 | 14.832 | 26.6782 | 32.665 | 34.916 | 34.916 | 40.0788 | 45.5993
RPS Solar v6.17- IL, MO | 1087 | 7013 | Generation Constraint in GWh | FALSE | G | Annual | Rate | lb/MWh | 0 | 0 | 0 | 0 | 0 | 0 | 0 | 0
RPS Solar v6.17- IL, MO | 1087 | 7013 | Generation Constraint in GWh | FALSE | G | Annual | Constraint Shadow Price | US2016$/MWh | 0 | 0 | 0 | 0 | 0 | 0 | 0 | 0
RPS Solar v6.17- MA | 1088 | 7010 | Generation Constraint in GWh | FALSE | G | Annual | Seasons Included | Seasons | Winter, WintShld, Summer | Winter, WintShld, Summer | Winter, WintShld, Summer | Winter, WintShld, Summer | Winter, WintShld, Summer | Winter, WintShld, Summer | Winter, WintShld, Summer | Winter, WintShld, Summer
RPS Solar v6.17- MA | 1088 | 7010 | Generation Constraint in GWh | FALSE | G | Annual | Standard GWh | GWh | 86.1546 | 93.5763 | 100.9012 | 118.7959 | 138.2424 | 157.6809 | 178.4224 | 199.4542
RPS Solar v6.17- MA | 1088 | 7010 | Generation Constraint in GWh | FALSE | G | Annual | Emissions at Affected Plants | GWh | 801.0562 | 801.0562 | 801.0562 | 801.0562 | 759.0344 | 759.0344 | 759.0344 | 199.4542
RPS Solar v6.17- MA | 1088 | 7010 | Generation Constraint in GWh | FALSE | G | Annual | Allowances Purchased | GWh | 0 | 0 | 0 | 0 | 0 | 0 | 0 | 0
RPS Solar v6.17- MA | 1088 | 7010 | Generation Constraint in GWh | FALSE | G | Annual | Allowances Sold | GWh | 0 | 0 | 0 | 0 | 0 | 0 | 0 | 0
RPS Solar v6.17- MA | 1088 | 7010 | Generation Constraint in GWh | FALSE | G | Annual | Allowances Banked | GWh | 0 | 0 | 0 | 0 | 0 | 0 | 0 | 0
RPS Solar v6.17- MA | 1088 | 7010 | Generation Constraint in GWh | FALSE | G | Annual | Allowances Withdrawn (1:1) | GWh | 0 | 0 | 0 | 0 | 0 | 0 | 0 | 0
RPS Solar v6.17- MA | 1088 | 7010 | Generation Constraint in GWh | FALSE | G | Annual | Allowances Withdrawn (n:1) | GWh | 0 | 0 | 0 | 0 | 0 | 0 | 0 | 0
RPS Solar v6.17- MA | 1088 | 7010 | Generation Constraint in GWh | FALSE | G | Annual | Net Emissions Allowance Position | GWh | 801.0562 | 801.0562 | 801.0562 | 801.0562 | 759.0344 | 759.0344 | 759.0344 | 199.4542
RPS Solar v6.17- MA | 1088 | 7010 | Generation Constraint in GWh | FALSE | G | Annual | Fuel Consumed | TBtu | 0 | 0 | 0 | 0 | 0 | 0 | 0 | 0
RPS Solar v6.17- MA | 1088 | 7010 | Generation Constraint in GWh | FALSE | G | Annual | Heat Rate | MMBtu/MWh | 0 | 0 | 0 | 0 | 0 | 0 | 0 | 0
RPS Solar v6.17- MA | 1088 | 7010 | Generation Constraint in GWh | FALSE | G | Annual | Generation | TWh | 0.80106 | 0.80106 | 0.80106 | 0.80106 | 0.80106 | 0.80106 | 0.80106 | 0.80106
RPS Solar v6.17- MA | 1088 | 7010 | Generation Constraint in GWh | FALSE | G | Annual | Qualifying Generation | TWh | 0.80106 | 0.80106 | 0.80106 | 0.80106 | 0.75903 | 0.75903 | 0.75903 | 0.19945
RPS Solar v6.17- MA | 1088 | 7010 | Generation Constraint in GWh | FALSE | G | Annual | Rate | lb/MWh | 0 | 0 | 0 | 0 | 0 | 0 | 0 | 0
RPS Solar v6.17- MA | 1088 | 7010 | Generation Constraint in GWh | FALSE | G | Annual | Constraint Shadow Price | US2016$/MWh | 0 | 0 | 0 | 0 | 0 | 0 | 0 | 0
RPS Solar v6.17- MD | 1089 | 7011 | Generation Constraint in GWh | FALSE | G | Annual | Seasons Included | Seasons | Winter, WintShld, Summer | Winter, WintShld, Summer | Winter, WintShld, Summer | Winter, WintShld, Summer | Winter, WintShld, Summer | Winter, WintShld, Summer | Winter, WintShld, Summer | Winter, WintShld, Summer
RPS Solar v6.17- MD | 1089 | 7011 | Generation Constraint in GWh | FALSE | G | Annual | Standard GWh | GWh | 4115.0691 | 5353.133 | 7060.3503 | 8981.0158 | 9131.0899 | 9283.7387 | 9522.221 | 9766.835
RPS Solar v6.17- MD | 1089 | 7011 | Generation Constraint in GWh | FALSE | G | Annual | Emissions at Affected Plants | GWh | 4115.0691 | 5353.133 | 7060.3503 | 9131.0899 | 9131.0899 | 9283.7387 | 9522.221 | 9766.835
RPS Solar v6.17- MD | 1089 | 7011 | Generation Constraint in GWh | FALSE | G | Annual | Allowances Purchased | GWh | 0 | 0 | 0 | 0 | 0 | 0 | 0 | 0
RPS Solar v6.17- MD | 1089 | 7011 | Generation Constraint in GWh | FALSE | G | Annual | Allowances Sold | GWh | 0 | 0 | 0 | 0 | 0 | 0 | 0 | 0
RPS Solar v6.17- MD | 1089 | 7011 | Generation Constraint in GWh | FALSE | G | Annual | Allowances Banked | GWh | 0 | 0 | 0 | 0 | 0 | 0 | 0 | 0
RPS Solar v6.17- MD | 1089 | 7011 | Generation Constraint in GWh | FALSE | G | Annual | Allowances Withdrawn (1:1) | GWh | 0 | 0 | 0 | 0 | 0 | 0 | 0 | 0
RPS Solar v6.17- MD | 1089 | 7011 | Generation Constraint in GWh | FALSE | G | Annual | Allowances Withdrawn (n:1) | GWh | 0 | 0 | 0 | 0 | 0 | 0 | 0 | 0
RPS Solar v6.17- MD | 1089 | 7011 | Generation Constraint in GWh | FALSE | G | Annual | Net Emissions Allowance Position | GWh | 4115.0691 | 5353.133 | 7060.3503 | 9131.0899 | 9131.0899 | 9283.7387 | 9522.221 | 9766.835
RPS Solar v6.17- MD | 1089 | 7011 | Generation Constraint in GWh | FALSE | G | Annual | Fuel Consumed | TBtu | 0 | 0 | 0 | 0 | 0 | 0 | 0 | 0
RPS Solar v6.17- MD | 1089 | 7011 | Generation Constraint in GWh | FALSE | G | Annual | Heat Rate | MMBtu/MWh | 0 | 0 | 0 | 0 | 0 | 0 | 0 | 0
RPS Solar v6.17- MD | 1089 | 7011 | Generation Constraint in GWh | FALSE | G | Annual | Generation | TWh | 4.1151 | 5.3531 | 7.0604 | 9.1311 | 9.1311 | 9.2837 | 9.5222 | 9.7668
RPS Solar v6.17- MD | 1089 | 7011 | Generation Constraint in GWh | FALSE | G | Annual | Qualifying Generation | TWh | 4.1151 | 5.3531 | 7.0604 | 9.1311 | 9.1311 | 9.2837 | 9.5222 | 9.7668
RPS Solar v6.17- MD | 1089 | 7011 | Generation Constraint in GWh | FALSE | G | Annual | Rate | lb/MWh | 0 | 0 | 0 | 0 | 0 | 0 | 0 | 0
RPS Solar v6.17- MD | 1089 | 7011 | Generation Constraint in GWh | FALSE | G | Annual | Constraint Shadow Price | US2016$/MWh | 32.612 | 3.9774 | 13.6313 | 0 | 12.1962 | 24.1556 | 20.615 | 16.8543
RPS Solar v6.17- MN | 1090 | 7012 | Generation Constraint in GWh | FALSE | G | Annual | Seasons Included | Seasons | Winter, WintShld, Summer | Winter, WintShld, Summer | Winter, WintShld, Summer | Winter, WintShld, Summer | Winter, WintShld, Summer | Winter, WintShld, Summer | Winter, WintShld, Summer | Winter, WintShld, Summer
RPS Solar v6.17- MN | 1090 | 7012 | Generation Constraint in GWh | FALSE | G | Annual | Standard GWh | GWh | 804.4748 | 814.7969 | 825.2514 | 851.9784 | 876.5732 | 901.878 | 931.6593 | 962.424
RPS Solar v6.17- MN | 1090 | 7012 | Generation Constraint in GWh | FALSE | G | Annual | Emissions at Affected Plants | GWh | 902.6628 | 902.6628 | 902.6628 | 902.6628 | 902.6628 | 902.6628 | 931.6593 | 962.424
RPS Solar v6.17- MN | 1090 | 7012 | Generation Constraint in GWh | FALSE | G | Annual | Allowances Purchased | GWh | 0 | 0 | 0 | 0 | 0 | 0 | 0 | 0
RPS Solar v6.17- MN | 1090 | 7012 | Generation Constraint in GWh | FALSE | G | Annual | Allowances Sold | GWh | 0 | 0 | 0 | 0 | 0 | 0 | 0 | 0
RPS Solar v6.17- MN | 1090 | 7012 | Generation Constraint in GWh | FALSE | G | Annual | Allowances Banked | GWh | 0 | 0 | 0 | 0 | 0 | 0 | 0 | 0
RPS Solar v6.17- MN | 1090 | 7012 | Generation Constraint in GWh | FALSE | G | Annual | Allowances Withdrawn (1:1) | GWh | 0 | 0 | 0 | 0 | 0 | 0 | 0 | 0
RPS Solar v6.17- MN | 1090 | 7012 | Generation Constraint in GWh | FALSE | G | Annual | Allowances Withdrawn (n:1) | GWh | 0 | 0 | 0 | 0 | 0 | 0 | 0 | 0
RPS Solar v6.17- MN | 1090 | 7012 | Generation Constraint in GWh | FALSE | G | Annual | Net Emissions Allowance Position | GWh | 902.6628 | 902.6628 | 902.6628 | 902.6628 | 902.6628 | 902.6628 | 931.6593 | 962.424
RPS Solar v6.17- MN | 1090 | 7012 | Generation Constraint in GWh | FALSE | G | Annual | Fuel Consumed | TBtu | 0 | 0 | 0 | 0 | 0 | 0 | 0 | 0
RPS Solar v6.17- MN | 1090 | 7012 | Generation Constraint in GWh | FALSE | G | Annual | Heat Rate | MMBtu/MWh | 0 | 0 | 0 | 0 | 0 | 0 | 0 | 0
RPS Solar v6.17- MN | 1090 | 7012 | Generation Constraint in GWh | FALSE | G | Annual | Generation | TWh | 0.90266 | 0.90266 | 0.90266 | 0.90266 | 0.90266 | 0.90266 | 0.93166 | 0.96242
RPS Solar v6.17- MN | 1090 | 7012 | Generation Constraint in GWh | FALSE | G | Annual | Qualifying Generation | TWh | 0.90266 | 0.90266 | 0.90266 | 0.90266 | 0.90266 | 0.90266 | 0.93166 | 0.96242
RPS Solar v6.17- MN | 1090 | 7012 | Generation Constraint in GWh | FALSE | G | Annual | Rate | lb/MWh | 0 | 0 | 0 | 0 | 0 | 0 | 0 | 0
RPS Solar v6.17- MN | 1090 | 7012 | Generation Constraint in GWh | FALSE | G | Annual | Constraint Shadow Price | US2016$/MWh | 0 | 0 | 0 | 0 | 0 | 0 | 18.8856 | 15.2203
RPS Solar v6.17- NC 75% limit | 1092 | 7042 | Generation Constraint in GWh | FALSE | G | Annual | Seasons Included | Seasons | Winter, WintShld, Summer | Winter, WintShld, Summer | Winter, WintShld, Summer | Winter, WintShld, Summer | Winter, WintShld, Summer | Winter, WintShld, Summer | Winter, WintShld, Summer | Winter, WintShld, Summer
RPS Solar v6.17- NC 75% limit | 1092 | 7042 | Generation Constraint in GWh | FALSE | G | Annual | Standard GWh | GWh | 112.1572 | 113.998 | 115.8689 | 120.6817 | 125.4768 | 130.4624 | 136.052 | 141.8811
RPS Solar v6.17- NC 75% limit | 1092 | 7042 | Generation Constraint in GWh | FALSE | G | Annual | Emissions at Affected Plants | GWh | 5889.4595 | 10020.5757 | 12171.1925 | 18015.0544 | 18776.9614 | 18099.443 | 19682.4775 | 33340.0756
RPS Solar v6.17- NC 75% limit | 1092 | 7042 | Generation Constraint in GWh | FALSE | G | Annual | Allowances Purchased | GWh | 0 | 0 | 0 | 0 | 0 | 0 | 0 | 0
RPS Solar v6.17- NC 75% limit | 1092 | 7042 | Generation Constraint in GWh | FALSE | G | Annual | Allowances Sold | GWh | 0 | 0 | 0 | 0 | 0 | 0 | 0 | 0
RPS Solar v6.17- NC 75% limit | 1092 | 7042 | Generation Constraint in GWh | FALSE | G | Annual | Allowances Banked | GWh | 0 | 0 | 0 | 0 | 0 | 0 | 0 | 0
RPS Solar v6.17- NC 75% limit | 1092 | 7042 | Generation Constraint in GWh | FALSE | G | Annual | Allowances Withdrawn (1:1) | GWh | 0 | 0 | 0 | 0 | 0 | 0 | 0 | 0
RPS Solar v6.17- NC 75% limit | 1092 | 7042 | Generation Constraint in GWh | FALSE | G | Annual | Allowances Withdrawn (n:1) | GWh | 0 | 0 | 0 | 0 | 0 | 0 | 0 | 0
RPS Solar v6.17- NC 75% limit | 1092 | 7042 | Generation Constraint in GWh | FALSE | G | Annual | Net Emissions Allowance Position | GWh | 5889.4595 | 10020.5757 | 12171.1925 | 18015.0544 | 18776.9614 | 18099.443 | 19682.4775 | 33340.0756
RPS Solar v6.17- NC 75% limit | 1092 | 7042 | Generation Constraint in GWh | FALSE | G | Annual | Fuel Consumed | TBtu | 0 | 0 | 0 | 0 | 0 | 0 | 0 | 0
RPS Solar v6.17- NC 75% limit | 1092 | 7042 | Generation Constraint in GWh | FALSE | G | Annual | Heat Rate | MMBtu/MWh | 0 | 0 | 0 | 0 | 0 | 0 | 0 | 0
RPS Solar v6.17- NC 75% limit | 1092 | 7042 | Generation Constraint in GWh | FALSE | G | Annual | Generation | TWh | 6.4521 | 11.147 | 13.0051 | 19.0053 | 19.0053 | 19.0053 | 20.5135 | 33.6861
RPS Solar v6.17- NC 75% limit | 1092 | 7042 | Generation Constraint in GWh | FALSE | G | Annual | Qualifying Generation | TWh | 5.8895 | 10.0206 | 12.1712 | 18.0151 | 18.777 | 18.0994 | 19.6825 | 33.3401
RPS Solar v6.17- NC 75% limit | 1092 | 7042 | Generation Constraint in GWh | FALSE | G | Annual | Rate | lb/MWh | 0 | 0 | 0 | 0 | 0 | 0 | 0 | 0
RPS Solar v6.17- NC 75% limit | 1092 | 7042 | Generation Constraint in GWh | FALSE | G | Annual | Constraint Shadow Price | US2016$/MWh | 0 | 0 | 0 | 0 | 0 | 0 | 0 | 0
RPS Solar v6.17- NH, MA | 1093 | 7015 | Generation Constraint in GWh | FALSE | G | Annual | Seasons Included | Seasons | Winter, WintShld, Summer | Winter, WintShld, Summer | Winter, WintShld, Summer | Winter, WintShld, Summer | Winter, WintShld, Summer | Winter, WintShld, Summer | Winter, WintShld, Summer | Winter, WintShld, Summer
RPS Solar v6.17- NH, MA | 1093 | 7015 | Generation Constraint in GWh | FALSE | G | Annual | Standard GWh | GWh | 157.9407 | 164.9106 | 171.7866 | 188.5713 | 208.0035 | 227.4278 | 248.6711 | 270.2084
RPS Solar v6.17- NH, MA | 1093 | 7015 | Generation Constraint in GWh | FALSE | G | Annual | Emissions at Affected Plants | GWh | 218.7578 | 218.7578 | 218.7578 | 218.7578 | 260.7796 | 260.7796 | 260.7796 | 820.3599
RPS Solar v6.17- NH, MA | 1093 | 7015 | Generation Constraint in GWh | FALSE | G | Annual | Allowances Purchased | GWh | 0 | 0 | 0 | 0 | 0 | 0 | 0 | 0
RPS Solar v6.17- NH, MA | 1093 | 7015 | Generation Constraint in GWh | FALSE | G | Annual | Allowances Sold | GWh | 0 | 0 | 0 | 0 | 0 | 0 | 0 | 0
RPS Solar v6.17- NH, MA | 1093 | 7015 | Generation Constraint in GWh | FALSE | G | Annual | Allowances Banked | GWh | 0 | 0 | 0 | 0 | 0 | 0 | 0 | 0
RPS Solar v6.17- NH, MA | 1093 | 7015 | Generation Constraint in GWh | FALSE | G | Annual | Allowances Withdrawn (1:1) | GWh | 0 | 0 | 0 | 0 | 0 | 0 | 0 | 0
RPS Solar v6.17- NH, MA | 1093 | 7015 | Generation Constraint in GWh | FALSE | G | Annual | Allowances Withdrawn (n:1) | GWh | 0 | 0 | 0 | 0 | 0 | 0 | 0 | 0
RPS Solar v6.17- NH, MA | 1093 | 7015 | Generation Constraint in GWh | FALSE | G | Annual | Net Emissions Allowance Position | GWh | 218.7578 | 218.7578 | 218.7578 | 218.7578 | 260.7796 | 260.7796 | 260.7796 | 820.3599
RPS Solar v6.17- NH, MA | 1093 | 7015 | Generation Constraint in GWh | FALSE | G | Annual | Fuel Consumed | TBtu | 0 | 0 | 0 | 0 | 0 | 0 | 0 | 0
RPS Solar v6.17- NH, MA | 1093 | 7015 | Generation Constraint in GWh | FALSE | G | Annual | Heat Rate | MMBtu/MWh | 0 | 0 | 0 | 0 | 0 | 0 | 0 | 0
RPS Solar v6.17- NH, MA | 1093 | 7015 | Generation Constraint in GWh | FALSE | G | Annual | Generation | TWh | 1.0198 | 1.0198 | 1.0198 | 1.0198 | 1.0198 | 1.0198 | 1.0198 | 1.0198
RPS Solar v6.17- NH, MA | 1093 | 7015 | Generation Constraint in GWh | FALSE | G | Annual | Qualifying Generation | TWh | 0.21876 | 0.21876 | 0.21876 | 0.21876 | 0.26078 | 0.26078 | 0.26078 | 0.82036
RPS Solar v6.17- NH, MA | 1093 | 7015 | Generation Constraint in GWh | FALSE | G | Annual | Rate | lb/MWh | 0 | 0 | 0 | 0 | 0 | 0 | 0 | 0
RPS Solar v6.17- NH, MA | 1093 | 7015 | Generation Constraint in GWh | FALSE | G | Annual | Constraint Shadow Price | US2016$/MWh | 0 | 0 | 0 | 0 | 0 | 0 | 0 | 0
RPS Solar v6.17- NJ | 1094 | 7016 | Generation Constraint in GWh | FALSE | G | Annual | Seasons Included | Seasons | Winter, WintShld, Summer | Winter, WintShld, Summer | Winter, WintShld, Summer | Winter, WintShld, Summer | Winter, WintShld, Summer | Winter, WintShld, Summer | Winter, WintShld, Summer | Winter, WintShld, Summer
RPS Solar v6.17- NJ | 1094 | 7016 | Generation Constraint in GWh | FALSE | G | Annual | Standard GWh | GWh | 3734.5094 | 3744.6722 | 3533.9908 | 1638.2082 | 828.121 | 841.0445 | 862.2947 | 884.0841
RPS Solar v6.17- NJ | 1094 | 7016 | Generation Constraint in GWh | FALSE | G | Annual | Emissions at Affected Plants | GWh | 3734.5094 | 3744.6722 | 3744.6722 | 3744.6722 | 859.523 | 859.523 | 3744.6722 | 3744.6722
RPS Solar v6.17- NJ | 1094 | 7016 | Generation Constraint in GWh | FALSE | G | Annual | Allowances Purchased | GWh | 0 | 0 | 0 | 0 | 0 | 0 | 0 | 0
RPS Solar v6.17- NJ | 1094 | 7016 | Generation Constraint in GWh | FALSE | G | Annual | Allowances Sold | GWh | 0 | 0 | 0 | 0 | 0 | 0 | 0 | 0
RPS Solar v6.17- NJ | 1094 | 7016 | Generation Constraint in GWh | FALSE | G | Annual | Allowances Banked | GWh | 0 | 0 | 0 | 0 | 0 | 0 | 0 | 0
RPS Solar v6.17- NJ | 1094 | 7016 | Generation Constraint in GWh | FALSE | G | Annual | Allowances Withdrawn (1:1) | GWh | 0 | 0 | 0 | 0 | 0 | 0 | 0 | 0
RPS Solar v6.17- NJ | 1094 | 7016 | Generation Constraint in GWh | FALSE | G | Annual | Allowances Withdrawn (n:1) | GWh | 0 | 0 | 0 | 0 | 0 | 0 | 0 | 0
RPS Solar v6.17- NJ | 1094 | 7016 | Generation Constraint in GWh | FALSE | G | Annual | Net Emissions Allowance Position | GWh | 3734.5094 | 3744.6722 | 3744.6722 | 3744.6722 | 859.523 | 859.523 | 3744.6722 | 3744.6722
RPS Solar v6.17- NJ | 1094 | 7016 | Generation Constraint in GWh | FALSE | G | Annual | Fuel Consumed | TBtu | 0 | 0 | 0 | 0 | 0 | 0 | 0 | 0
RPS Solar v6.17- NJ | 1094 | 7016 | Generation Constraint in GWh | FALSE | G | Annual | Heat Rate | MMBtu/MWh | 0 | 0 | 0 | 0 | 0 | 0 | 0 | 0
RPS Solar v6.17- NJ | 1094 | 7016 | Generation Constraint in GWh | FALSE | G | Annual | Generation | TWh | 3.7345 | 3.7447 | 3.7447 | 3.7447 | 3.7447 | 3.7447 | 3.7447 | 3.7447
RPS Solar v6.17- NJ | 1094 | 7016 | Generation Constraint in GWh | FALSE | G | Annual | Qualifying Generation | TWh | 3.7345 | 3.7447 | 3.7447 | 3.7447 | 0.85952 | 0.85952 | 3.7447 | 3.7447
RPS Solar v6.17- NJ | 1094 | 7016 | Generation Constraint in GWh | FALSE | G | Annual | Rate | lb/MWh | 0 | 0 | 0 | 0 | 0 | 0 | 0 | 0
RPS Solar v6.17- NJ | 1094 | 7016 | Generation Constraint in GWh | FALSE | G | Annual | Constraint Shadow Price | US2016$/MWh | 46.47 | 172.1874 | 0 | 0 | 0 | 0 | 0 | 0
RPS Solar v6.17- PA | 1099 | 7046 | Generation Constraint in GWh | FALSE | G | Annual | Seasons Included | Seasons | Winter, WintShld, Summer | Winter, WintShld, Summer | Winter, WintShld, Summer | Winter, WintShld, Summer | Winter, WintShld, Summer | Winter, WintShld, Summer | Winter, WintShld, Summer | Winter, WintShld, Summer
RPS Solar v6.17- PA | 1099 | 7046 | Generation Constraint in GWh | FALSE | G | Annual | Standard GWh | GWh | 721.2769 | 724.5687 | 727.8816 | 736.2574 | 749.5873 | 763.1696 | 783.073 | 803.4965
RPS Solar v6.17- PA | 1099 | 7046 | Generation Constraint in GWh | FALSE | G | Annual | Emissions at Affected Plants | GWh | 721.277 | 794.3774 | 1986.8378 | 1986.8378 | 1986.8378 | 1986.8378 | 1986.8378 | 1986.8378
RPS Solar v6.17- PA | 1099 | 7046 | Generation Constraint in GWh | FALSE | G | Annual | Allowances Purchased | GWh | 0 | 0 | 0 | 0 | 0 | 0 | 0 | 0
RPS Solar v6.17- PA | 1099 | 7046 | Generation Constraint in GWh | FALSE | G | Annual | Allowances Sold | GWh | 0 | 0 | 0 | 0 | 0 | 0 | 0 | 0
RPS Solar v6.17- PA | 1099 | 7046 | Generation Constraint in GWh | FALSE | G | Annual | Allowances Banked | GWh | 0 | 0 | 0 | 0 | 0 | 0 | 0 | 0
RPS Solar v6.17- PA | 1099 | 7046 | Generation Constraint in GWh | FALSE | G | Annual | Allowances Withdrawn (1:1) | GWh | 0 | 0 | 0 | 0 | 0 | 0 | 0 | 0
RPS Solar v6.17- PA | 1099 | 7046 | Generation Constraint in GWh | FALSE | G | Annual | Allowances Withdrawn (n:1) | GWh | 0 | 0 | 0 | 0 | 0 | 0 | 0 | 0
RPS Solar v6.17- PA | 1099 | 7046 | Generation Constraint in GWh | FALSE | G | Annual | Net Emissions Allowance Position | GWh | 721.277 | 794.3774 | 1986.8378 | 1986.8378 | 1986.8378 | 1986.8378 | 1986.8378 | 1986.8378
RPS Solar v6.17- PA | 1099 | 7046 | Generation Constraint in GWh | FALSE | G | Annual | Fuel Consumed | TBtu | 0 | 0 | 0 | 0 | 0 | 0 | 0 | 0
RPS Solar v6.17- PA | 1099 | 7046 | Generation Constraint in GWh | FALSE | G | Annual | Heat Rate | MMBtu/MWh | 0 | 0 | 0 | 0 | 0 | 0 | 0 | 0
RPS Solar v6.17- PA | 1099 | 7046 | Generation Constraint in GWh | FALSE | G | Annual | Generation | TWh | 0.72128 | 0.79438 | 1.9868 | 1.9868 | 1.9868 | 1.9868 | 1.9868 | 1.9868
RPS Solar v6.17- PA | 1099 | 7046 | Generation Constraint in GWh | FALSE | G | Annual | Qualifying Generation | TWh | 0.72128 | 0.79438 | 1.9868 | 1.9868 | 1.9868 | 1.9868 | 1.9868 | 1.9868
RPS Solar v6.17- PA | 1099 | 7046 | Generation Constraint in GWh | FALSE | G | Annual | Rate | lb/MWh | 0 | 0 | 0 | 0 | 0 | 0 | 0 | 0
RPS Solar v6.17- PA | 1099 | 7046 | Generation Constraint in GWh | FALSE | G | Annual | Constraint Shadow Price | US2016$/MWh | 52.328 | 0 | 0 | 0 | 0 | 0 | 0 | 0
RPS v6.17- AZ | 1100 | 7020 | Generation Constraint in GWh | FALSE | G | Annual | Seasons Included | Seasons | Winter, WintShld, Summer | Winter, WintShld, Summer | Winter, WintShld, Summer | Winter, WintShld, Summer | Winter, WintShld, Summer | Winter, WintShld, Summer | Winter, WintShld, Summer | Winter, WintShld, Summer
RPS v6.17- AZ | 1100 | 7020 | Generation Constraint in GWh | FALSE | G | Annual | Standard GWh | GWh | 5082.8304 | 6086.61 | 7116.1124 | 7354.3164 | 7642.655 | 7942.3158 | 8298.1764 | 8669.9862
RPS v6.17- AZ | 1100 | 7020 | Generation Constraint in GWh | FALSE | G | Annual | Emissions at Affected Plants | GWh | 12614.3106 | 12614.3106 | 12614.3106 | 12630.2132 | 12630.2132 | 12630.2132 | 17776.9155 | 17776.9155
RPS v6.17- AZ | 1100 | 7020 | Generation Constraint in GWh | FALSE | G | Annual | Allowances Purchased | GWh | 0 | 0 | 0 | 0 | 0 | 0 | 0 | 0
RPS v6.17- AZ | 1100 | 7020 | Generation Constraint in GWh | FALSE | G | Annual | Allowances Sold | GWh | 0 | 0 | 0 | 0 | 0 | 0 | 0 | 0
RPS v6.17- AZ | 1100 | 7020 | Generation Constraint in GWh | FALSE | G | Annual | Allowances Banked | GWh | 0 | 0 | 0 | 0 | 0 | 0 | 0 | 0
RPS v6.17- AZ | 1100 | 7020 | Generation Constraint in GWh | FALSE | G | Annual | Allowances Withdrawn (1:1) | GWh | 0 | 0 | 0 | 0 | 0 | 0 | 0 | 0
RPS v6.17- AZ | 1100 | 7020 | Generation Constraint in GWh | FALSE | G | Annual | Allowances Withdrawn (n:1) | GWh | 0 | 0 | 0 | 0 | 0 | 0 | 0 | 0
RPS v6.17- AZ | 1100 | 7020 | Generation Constraint in GWh | FALSE | G | Annual | Net Emissions Allowance Position | GWh | 12614.3106 | 12614.3106 | 12614.3106 | 12630.2132 | 12630.2132 | 12630.2132 | 17776.9155 | 17776.9155
RPS v6.17- AZ | 1100 | 7020 | Generation Constraint in GWh | FALSE | G | Annual | Fuel Consumed | TBtu | 6.9511 | 6.9511 | 6.9511 | 6.9511 | 6.9511 | 6.9511 | 6.9511 | 6.9511
RPS v6.17- AZ | 1100 | 7020 | Generation Constraint in GWh | FALSE | G | Annual | Heat Rate | MMBtu/MWh | 0.55105 | 0.55105 | 0.55105 | 0.55035 | 0.55035 | 0.55035 | 0.39102 | 0.39102
RPS v6.17- AZ | 1100 | 7020 | Generation Constraint in GWh | FALSE | G | Annual | Generation | TWh | 12.6143 | 12.6143 | 12.6143 | 12.6302 | 12.6302 | 12.6302 | 17.7769 | 17.7769
RPS v6.17- AZ | 1100 | 7020 | Generation Constraint in GWh | FALSE | G | Annual | Qualifying Generation | TWh | 12.6143 | 12.6143 | 12.6143 | 12.6302 | 12.6302 | 12.6302 | 17.7769 | 17.7769
RPS v6.17- AZ | 1100 | 7020 | Generation Constraint in GWh | FALSE | G | Annual | Rate | lb/MWh | 0 | 0 | 0 | 0 | 0 | 0 | 0 | 0
RPS v6.17- AZ | 1100 | 7020 | Generation Constraint in GWh | FALSE | G | Annual | Constraint Shadow Price | US2016$/MWh | 0 | 0 | 0 | 0 | 0 | 0 | 0 | 0
RPS v6.17- CA | 1101 | 7021 | Generation Constraint in GWh | FALSE | G | Annual | Seasons Included | Seasons | Winter, WintShld, Summer | Winter, WintShld, Summer | Winter, WintShld, Summer | Winter, WintShld, Summer | Winter, WintShld, Summer | Winter, WintShld, Summer | Winter, WintShld, Summer | Winter, WintShld, Summer
RPS v6.17- CA | 1101 | 7021 | Generation Constraint in GWh | FALSE | G | Annual | Standard GWh | GWh | 88774.274 | 103678.1107 | 118484.3199 | 152427.0964 | 159864.649 | 160684.0651 | 165422.366 | 170301.4702
RPS v6.17- CA | 1101 | 7021 | Generation Constraint in GWh | FALSE | G | Annual | Emissions at Affected Plants | GWh | 89984.0822 | 103678.1107 | 118484.3199 | 186205.6218 | 187986.0916 | 196783.4231 | 229523.9651 | 256663.6488
RPS v6.17- CA | 1101 | 7021 | Generation Constraint in GWh | FALSE | G | Annual | Allowances Purchased | GWh | 0 | 0 | 0 | 0 | 0 | 0 | 0 | 0
RPS v6.17- CA | 1101 | 7021 | Generation Constraint in GWh | FALSE | G | Annual | Allowances Sold | GWh | 0 | 0 | 0 | 0 | 0 | 0 | 0 | 0
RPS v6.17- CA | 1101 | 7021 | Generation Constraint in GWh | FALSE | G | Annual | Allowances Banked | GWh | 0 | 0 | 0 | 0 | 0 | 0 | 0 | 0
RPS v6.17- CA | 1101 | 7021 | Generation Constraint in GWh | FALSE | G | Annual | Allowances Withdrawn (1:1) | GWh | 0 | 0 | 0 | 0 | 0 | 0 | 0 | 0
RPS v6.17- CA | 1101 | 7021 | Generation Constraint in GWh | FALSE | G | Annual | Allowances Withdrawn (n:1) | GWh | 0 | 0 | 0 | 0 | 0 | 0 | 0 | 0
RPS v6.17- CA | 1101 | 7021 | Generation Constraint in GWh | FALSE | G | Annual | Net Emissions Allowance Position | GWh | 89984.0822 | 103678.1107 | 118484.3199 | 186205.6218 | 187986.0916 | 196783.4231 | 229523.9651 | 256663.6488
RPS v6.17- CA | 1101 | 7021 | Generation Constraint in GWh | FALSE | G | Annual | Fuel Consumed | TBtu | 253.4423 | 280.2011 | 281.2287 | 258.0344 | 258.1391 | 261.3937 | 261.2323 | 258.4736
RPS v6.17- CA | 1101 | 7021 | Generation Constraint in GWh | FALSE | G | Annual | Heat Rate | MMBtu/MWh | 2.8165 | 2.7026 | 2.3736 | 1.3857 | 1.3732 | 1.3283 | 1.1381 | 1.0071
RPS v6.17- CA | 1101 | 7021 | Generation Constraint in GWh | FALSE | G | Annual | Generation | TWh | 89.9841 | 103.6781 | 118.4843 | 186.2056 | 187.9861 | 196.7834 | 229.524 | 256.6636
RPS v6.17- CA | 1101 | 7021 | Generation Constraint in GWh | FALSE | G | Annual | Qualifying Generation | TWh | 89.9841 | 103.6781 | 118.4843 | 186.2056 | 187.9861 | 196.7834 | 229.524 | 256.6636
RPS v6.17- CA | 1101 | 7021 | Generation Constraint in GWh | FALSE | G | Annual | Rate | lb/MWh | 0 | 0 | 0 | 0 | 0 | 0 | 0 | 0
RPS v6.17- CA | 1101 | 7021 | Generation Constraint in GWh | FALSE | G | Annual | Constraint Shadow Price | US2016$/MWh | 0 | 14.2325 | 35.1574 | 0 | 0 | 0 | 0 | 0
RPS v6.17- CO | 1103 | 7022 | Generation Constraint in GWh | FALSE | G | Annual | Seasons Included | Seasons | Winter, WintShld, Summer | Winter, WintShld, Summer | Winter, WintShld, Summer | Winter, WintShld, Summer | Winter, WintShld, Summer | Winter, WintShld, Summer | Winter, WintShld, Summer | Winter, WintShld, Summer
RPS v6.17- CO | 1103 | 7022 | Generation Constraint in GWh | FALSE | G | Annual | Standard GWh | GWh | 12478.1895 | 12667.1925 | 12859.0583 | 13351.5336 | 13908.8412 | 14489.4114 | 15181.858 | 15907.3966
RPS v6.17- CO | 1103 | 7022 | Generation Constraint in GWh | FALSE | G | Annual | Emissions at Affected Plants | GWh | 12478.1895 | 12667.1925 | 12859.0583 | 15479.6184 | 15479.6184 | 16925.2788 | 28255.6558 | 34517.3826
RPS v6.17- CO | 1103 | 7022 | Generation Constraint in GWh | FALSE | G | Annual | Allowances Purchased | GWh | 0 | 0 | 0 | 0 | 0 | 0 | 0 | 0
RPS v6.17- CO | 1103 | 7022 | Generation Constraint in GWh | FALSE | G | Annual | Allowances Sold | GWh | 0 | 0 | 0 | 0 | 0 | 0 | 0 | 0
RPS v6.17- CO | 1103 | 7022 | Generation Constraint in GWh | FALSE | G | Annual | Allowances Banked | GWh | 0 | 0 | 0 | 0 | 0 | 0 | 0 | 0
RPS v6.17- CO | 1103 | 7022 | Generation Constraint in GWh | FALSE | G | Annual | Allowances Withdrawn (1:1) | GWh | 0 | 0 | 0 | 0 | 0 | 0 | 0 | 0
RPS v6.17- CO | 1103 | 7022 | Generation Constraint in GWh | FALSE | G | Annual | Allowances Withdrawn (n:1) | GWh | 0 | 0 | 0 | 0 | 0 | 0 | 0 | 0
RPS v6.17- CO | 1103 | 7022 | Generation Constraint in GWh | FALSE | G | Annual | Net Emissions Allowance Position | GWh | 12478.1895 | 12667.1925 | 12859.0583 | 15479.6184 | 15479.6184 | 16925.2788 | 28255.6558 | 34517.3826
RPS v6.17- CO | 1103 | 7022 | Generation Constraint in GWh | FALSE | G | Annual | Fuel Consumed | TBtu | 0.57576 | 0.57576 | 0.57576 | 0.57576 | 0.57576 | 0.57576 | 0.57576 | 0.57576
RPS v6.17- CO | 1103 | 7022 | Generation Constraint in GWh | FALSE | G | Annual | Heat Rate | MMBtu/MWh | 0.046141 | 0.045453 | 0.044775 | 0.037195 | 0.037195 | 0.034018 | 0.020377 | 0.01668
RPS v6.17- CO | 1103 | 7022 | Generation Constraint in GWh | FALSE | G | Annual | Generation | TWh | 12.4782 | 12.6672 | 12.8591 | 15.4796 | 15.4796 | 16.9253 | 28.2557 | 34.5174
RPS v6.17- CO | 1103 | 7022 | Generation Constraint in GWh | FALSE | G | Annual | Qualifying Generation | TWh | 12.4782 | 12.6672 | 12.8591 | 15.4796 | 15.4796 | 16.9253 | 28.2557 | 34.5174
RPS v6.17- CO | 1103 | 7022 | Generation Constraint in GWh | FALSE | G | Annual | Rate | lb/MWh | 0 | 0 | 0 | 0 | 0 | 0 | 0 | 0
RPS v6.17- CO | 1103 | 7022 | Generation Constraint in GWh | FALSE | G | Annual | Constraint Shadow Price | US2016$/MWh | 5.634 | 13.205 | 26.1054 | 0 | 0 | 0 | 0 | 0
RPS v6.17- CT, MA, ME, NH, RI, VT | 1104 | 7023 | Generation Constraint in GWh | FALSE | G | Annual | Seasons Included | Seasons | Winter, WintShld, Summer | Winter, WintShld, Summer | Winter, WintShld, Summer | Winter, WintShld, Summer | Winter, WintShld, Summer | Winter, WintShld, Summer | Winter, WintShld, Summer | Winter, WintShld, Summer
RPS v6.17- CT, MA, ME, NH, RI, VT | 1104 | 7023 | Generation Constraint in GWh | FALSE | G | Annual | Standard GWh | GWh | 29864.8289 | 32944.3857 | 36176.2811 | 44139.8256 | 47943.0678 | 50959.1724 | 54373.5359 | 57834.3977
RPS v6.17- CT, MA, ME, NH, RI, VT | 1104 | 7023 | Generation Constraint in GWh | FALSE | G | Annual | Emissions at Affected Plants | GWh | 15883.957 | 15893.0286 | 15915.7956 | 17851.2317 | 48973.8803 | 62048.7484 | 70305.5278 | 93859.3461
RPS v6.17- CT, MA, ME, NH, RI, VT | 1104 | 7023 | Generation Constraint in GWh | FALSE | G | Annual | Allowances Purchased | GWh | 13980.8719 | 17051.3571 | 20260.4856 | 26288.5939 | 0 | 0 | 0 | 0
RPS v6.17- CT, MA, ME, NH, RI, VT | 1104 | 7023 | Generation Constraint in GWh | FALSE | G | Annual | Allowances Sold | GWh | 0 | 0 | 0 | 0 | 0 | 0 | 0 | 0
RPS v6.17- CT, MA, ME, NH, RI, VT | 1104 | 7023 | Generation Constraint in GWh | FALSE | G | Annual | Allowances Banked | GWh | 0 | 0 | 0 | 0 | 0 | 0 | 0 | 0
RPS v6.17- CT, MA, ME, NH, RI, VT | 1104 | 7023 | Generation Constraint in GWh | FALSE | G | Annual | Allowances Withdrawn (1:1) | GWh | 0 | 0 | 0 | 0 | 0 | 0 | 0 | 0
RPS v6.17- CT, MA, ME, NH, RI, VT | 1104 | 7023 | Generation Constraint in GWh | FALSE | G | Annual | Allowances Withdrawn (n:1) | GWh | 0 | 0 | 0 | 0 | 0 | 0 | 0 | 0
RPS v6.17- CT, MA, ME, NH, RI, VT | 1104 | 7023 | Generation Constraint in GWh | FALSE | G | Annual | Net Emissions Allowance Position | GWh | 29864.8289 | 32944.3857 | 36176.2812 | 44139.8256 | 48973.8803 | 62048.7484 | 70305.5278 | 93859.3461
RPS v6.17- CT, MA, ME, NH, RI, VT | 1104 | 7023 | Generation Constraint in GWh | FALSE | G | Annual | Fuel Consumed | TBtu | 1.2332 | 1.5877 | 2.1962 | 13.8477 | 26.0513 | 31.3174 | 29.4155 | 23.7107
RPS v6.17- CT, MA, ME, NH, RI, VT | 1104 | 7023 | Generation Constraint in GWh | FALSE | G | Annual | Heat Rate | MMBtu/MWh | 0.020877 | 0.025915 | 0.035839 | 0.15265 | 0.20634 | 0.19935 | 0.17989 | 0.12619
RPS v6.17- CT, MA, ME, NH, RI, VT | 1104 | 7023 | Generation Constraint in GWh | FALSE | G | Annual | Generation | TWh | 59.0715 | 61.2628 | 61.2805 | 90.7154 | 126.2572 | 157.0956 | 163.5175 | 187.8967
RPS v6.17- CT, MA, ME, NH, RI, VT | 1104 | 7023 | Generation Constraint in GWh | FALSE | G | Annual | Qualifying Generation | TWh | 15.884 | 15.893 | 15.9158 | 17.8512 | 48.9739 | 62.0487 | 70.3055 | 93.8593
RPS v6.17- CT, MA, ME, NH, RI, VT | 1104 | 7023 | Generation Constraint in GWh | FALSE | G | Annual | Rate | lb/MWh | 0 | 0 | 0 | 0 | 0 | 0 | 0 | 0
RPS v6.17- CT, MA, ME, NH, RI, VT | 1104 | 7023 | Generation Constraint in GWh | FALSE | G | Annual | Constraint Shadow Price | US2016$/MWh | 10.001 | 10.0007 | 10.0004 | 10.0003 | 0 | 0 | 0 | 0
RPS v6.17- DC, DE, MD, NJ, PA | 1105 | 7024 | Generation Constraint in GWh | FALSE | G | Annual | Seasons Included | Seasons | Winter, WintShld, Summer | Winter, WintShld, Summer | Winter, WintShld, Summer | Winter, WintShld, Summer | Winter, WintShld, Summer | Winter, WintShld, Summer | Winter, WintShld, Summer | Winter, WintShld, Summer
RPS v6.17- DC, DE, MD, NJ, PA | 1105 | 7024 | Generation Constraint in GWh | FALSE | G | Annual | Standard GWh | GWh | 51963.6788 | 61374.89 | 71661.9682 | 93504.5275 | 96513.3051 | 98086.3283 | 100590.0079 | 103157.7401
RPS v6.17- DC, DE, MD, NJ, PA | 1105 | 7024 | Generation Constraint in GWh | FALSE | G | Annual | Emissions at Affected Plants | GWh | 51963.6788 | 61374.89 | 71661.9682 | 93504.5275 | 96513.3051 | 111328.3954 | 108127.1054 | 123509.6243
RPS v6.17- DC, DE, MD, NJ, PA | 1105 | 7024 | Generation Constraint in GWh | FALSE | G | Annual | Allowances Purchased | GWh | 0 | 0 | 0 | 0 | 0 | 0 | 0 | 0
RPS v6.17- DC, DE, MD, NJ, PA | 1105 | 7024 | Generation Constraint in GWh | FALSE | G | Annual | Allowances Sold | GWh | 0 | 0 | 0 | 0 | 0 | 0 | 0 | 0
RPS v6.17- DC, DE, MD, NJ, PA | 1105 | 7024 | Generation Constraint in GWh | FALSE | G | Annual | Allowances Banked | GWh | 0 | 0 | 0 | 0 | 0 | 0 | 0 | 0
RPS v6.17- DC, DE, MD, NJ, PA | 1105 | 7024 | Generation Constraint in GWh | FALSE | G | Annual | Allowances Withdrawn (1:1) | GWh | 0 | 0 | 0 | 0 | 0 | 0 | 0 | 0
RPS v6.17- DC, DE, MD, NJ, PA | 1105 | 7024 | Generation Constraint in GWh | FALSE | G | Annual | Allowances Withdrawn (n:1) | GWh | 0 | 0 | 0 | 0 | 0 | 0 | 0 | 0
RPS v6.17- DC, DE, MD, NJ, PA | 1105 | 7024 | Generation Constraint in GWh | FALSE | G | Annual | Net Emissions Allowance Position | GWh | 51963.6788 | 61374.89 | 71661.9682 | 93504.5275 | 96513.3051 | 111328.3954 | 108127.1054 | 123509.6243
RPS v6.17- DC, DE, MD, NJ, PA | 1105 | 7024 | Generation Constraint in GWh | FALSE | G | Annual | Fuel Consumed | TBtu | 22.1015 | 30.4216 | 40.6994 | 32.929 | 30.3342 | 34.8497 | 26.5701 | 35.3725
RPS v6.17- DC, DE, MD, NJ, PA | 1105 | 7024 | Generation Constraint in GWh | FALSE | G | Annual | Heat Rate | MMBtu/MWh | 0.3422 | 0.36119 | 0.37845 | 0.24826 | 0.22971 | 0.263 | 0.20003 | 0.23842
RPS v6.17- DC, DE, MD, NJ, PA | 1105 | 7024 | Generation Constraint in GWh | FALSE | G | Annual | Generation | TWh | 64.5861 | 84.2257 | 107.5431 | 132.6368 | 132.0522 | 132.5074 | 132.8333 | 148.3647
RPS v6.17- DC, DE, MD, NJ, PA | 1105 | 7024 | Generation Constraint in GWh | FALSE | G | Annual | Qualifying Generation | TWh | 51.9637 | 61.3749 | 71.662 | 93.5045 | 96.5133 | 111.3284 | 108.1271 | 123.5096
RPS v6.17- DC, DE, MD, NJ, PA | 1105 | 7024 | Generation Constraint in GWh | FALSE | G | Annual | Rate | lb/MWh | 0 | 0 | 0 | 0 | 0 | 0 | 0 | 0
RPS v6.17- DC, DE, MD, NJ, PA | 1105 | 7024 | Generation Constraint in GWh | FALSE | G | Annual | Constraint Shadow Price | US2016$/MWh | 17.733 | 18.576 | 30.4709 | 21.0381 | 0 | 0 | 0 | 0
RPS v6.17- IA | 1106 | 7025 | Generation Constraint in GWh | FALSE | G | Annual | Seasons Included | Seasons | Winter, WintShld, Summer | Winter, WintShld, Summer | Winter, WintShld, Summer | Winter, WintShld, Summer | Winter, WintShld, Summer | Winter, WintShld, Summer | Winter, WintShld, Summer | Winter, WintShld, Summer
RPS v6.17- IA | 1106 | 7025 | Generation Constraint in GWh | FALSE | G | Annual | Standard GWh | GWh | 295.8 | 295.8 | 295.8 | 295.8 | 295.8 | 295.8 | 297.1434 | 298.7198
RPS v6.17- IA | 1106 | 7025 | Generation Constraint in GWh | FALSE | G | Annual | Emissions at Affected Plants | GWh | 23019.2414 | 8072.2922 | 8072.2922 | 31929.9058 | 31929.9058 | 31929.9058 | 44866.5907 | 51106.415
RPS v6.17- IA | 1106 | 7025 | Generation Constraint in GWh | FALSE | G | Annual | Allowances Purchased | GWh | 0 | 0 | 0 | 0 | 0 | 0 | 0 | 0
RPS v6.17- IA | 1106 | 7025 | Generation Constraint in GWh | FALSE | G | Annual | Allowances Sold | GWh | 0 | 0 | 0 | 0 | 0 | 0 | 0 | 0
RPS v6.17- IA | 1106 | 7025 | Generation Constraint in GWh | FALSE | G | Annual | Allowances Banked | GWh | 0 | 0 | 0 | 0 | 0 | 0 | 0 | 0
RPS v6.17- IA | 1106 | 7025 | Generation Constraint in GWh | FALSE | G | Annual | Allowances Withdrawn (1:1) | GWh | 0 | 0 | 0 | 0 | 0 | 0 | 0 | 0
RPS v6.17- IA | 1106 | 7025 | Generation Constraint in GWh | FALSE | G | Annual | Allowances Withdrawn (n:1) | GWh | 0 | 0 | 0 | 0 | 0 | 0 | 0 | 0
RPS v6.17- IA | 1106 | 7025 | Generation Constraint in GWh | FALSE | G | Annual | Net Emissions Allowance Position | GWh | 23019.2414 | 8072.2922 | 8072.2922 | 31929.9058 | 31929.9058 | 31929.9058 | 44866.5907 | 51106.415
RPS v6.17- IA | 1106 | 7025 | Generation Constraint in GWh | FALSE | G | Annual | Fuel Consumed | TBtu | 1.9263 | 1.9263 | 1.9263 | 1.9263 | 1.9263 | 1.9263 | 1.9263 | 1.9263
RPS v6.17- IA | 1106 | 7025 | Generation Constraint in GWh | FALSE | G | Annual | Heat Rate | MMBtu/MWh | 0.067525 | 0.067525 | 0.067525 | 0.060326 | 0.060326 | 0.060326 | 0.042933 | 0.037691
RPS v6.17- IA | 1106 | 7025 | Generation Constraint in GWh | FALSE | G | Annual | Generation | TWh | 28.5278 | 28.5278 | 28.5278 | 31.9318 | 31.9318 | 31.9318 | 44.8685 | 51.1084
RPS v6.17- IA | 1106 | 7025 | Generation Constraint in GWh | FALSE | G | Annual | Qualifying Generation | TWh | 23.0192 | 8.0723 | 8.0723 | 31.9299 | 31.9299 | 31.9299 | 44.8666 | 51.1064
RPS v6.17- IA | 1106 | 7025 | Generation Constraint in GWh | FALSE | G | Annual | Rate | lb/MWh | 0 | 0 | 0 | 0 | 0 | 0 | 0 | 0
RPS v6.17- IA | 1106 | 7025 | Generation Constraint in GWh | FALSE | G | Annual | Constraint Shadow Price | US2016$/MWh | 0 | 0 | 0 | 0 | 0 | 0 | 0 | 0
RPS v6.17- IL | 1107 | 7026 | Generation Constraint in GWh | FALSE | G | Annual | Seasons Included | Seasons | Winter, WintShld, Summer | Winter, WintShld, Summer | Winter, WintShld, Summer | Winter, WintShld, Summer | Winter, WintShld, Summer | Winter, WintShld, Summer | Winter, WintShld, Summer | Winter, WintShld, Summer
RPS v6.17- IL | 1107 | 7026 | Generation Constraint in GWh | FALSE | G | Annual | Standard GWh | GWh | 13586.4995 | 16062.337 | 18582.6876 | 20227.7275 | 20732.5065 | 21249.9079 | 21877.4088 | 22523.5493
RPS v6.17- IL | 1107 | 7026 | Generation Constraint in GWh | FALSE | G | Annual | Emissions at Affected Plants | GWh | 13586.4995 | 29352.4981 | 29913.0129 | 23395.6681 | 25328.5442 | 28069.5948 | 33324.3752 | 58631.445
RPS v6.17- IL | 1107 | 7026 | Generation Constraint in GWh | FALSE | G | Annual | Allowances Purchased | GWh | 0 | 0 | 0 | 0 | 0 | 0 | 0 | 0
RPS v6.17- IL | 1107 | 7026 | Generation Constraint in GWh | FALSE | G | Annual | Allowances Sold | GWh | 0 | 0 | 0 | 0 | 0 | 0 | 0 | 0
RPS v6.17- IL | 1107 | 7026 | Generation Constraint in GWh | FALSE | G | Annual | Allowances Banked | GWh | 0 | 0 | 0 | 0 | 0 | 0 | 0 | 0
RPS v6.17- IL | 1107 | 7026 | Generation Constraint in GWh | FALSE | G | Annual | Allowances Withdrawn (1:1) | GWh | 0 | 0 | 0 | 0 | 0 | 0 | 0 | 0
RPS v6.17- IL | 1107 | 7026 | Generation Constraint in GWh | FALSE | G | Annual | Allowances Withdrawn (n:1) | GWh | 0 | 0 | 0 | 0 | 0 | 0 | 0 | 0
RPS v6.17- IL | 1107 | 7026 | Generation Constraint in GWh | FALSE | G | Annual | Net Emissions Allowance Position | GWh | 13586.4995 | 29352.4981 | 29913.0129 | 23395.6681 | 25328.5442 | 28069.5948 | 33324.3752 | 58631.445
RPS v6.17- IL | 1107 | 7026 | Generation Constraint in GWh | FALSE | G | Annual | Fuel Consumed | TBtu | 6.2951 | 6.2951 | 6.2657 | 13.8917 | 15.3314 | 12.5778 | 10.3887 | 14.1232
RPS v6.17- IL | 1107 | 7026 | Generation Constraint in GWh | FALSE | G | Annual | Heat Rate | MMBtu/MWh | 0.077516 | 0.067013 | 0.055573 | 0.10648 | 0.11552 | 0.094773 | 0.068609 | 0.075274
RPS v6.17- IL | 1107 | 7026 | Generation Constraint in GWh | FALSE | G | Annual | Generation | TWh | 81.2102 | 93.9391 | 112.7482 | 130.4624 | 132.7152 | 132.7152 | 151.4187 | 187.6231
RPS v6.17- IL | 1107 | 7026 | Generation Constraint in GWh | FALSE | G | Annual | Qualifying Generation | TWh | 13.5865 | 29.3525 | 29.913 | 23.3957 | 25.3285 | 28.0696 | 33.3244 | 58.6314
RPS v6.17- IL | 1107 | 7026 | Generation Constraint in GWh | FALSE | G | Annual | Rate | lb/MWh | 0 | 0 | 0 | 0 | 0 | 0 | 0 | 0
RPS v6.17- IL | 1107 | 7026 | Generation Constraint in GWh | FALSE | G | Annual | Constraint Shadow Price | US2016$/MWh | 0 | 0 | 0 | 0 | 0 | 0 | 0 | 0
RPS v6.17- MI | 1108 | 7027 | Generation Constraint in GWh | FALSE | G | Annual | Seasons Included | Seasons | Winter, WintShld, Summer | Winter, WintShld, Summer | Winter, WintShld, Summer | Winter, WintShld, Summer | Winter, WintShld, Summer | Winter, WintShld, Summer | Winter, WintShld, Summer | Winter, WintShld, Summer
RPS v6.17- MI | 1108 | 7027 | Generation Constraint in GWh | FALSE | G | Annual | Standard GWh | GWh | 15396.6516 | 15506.2818 | 15616.6996 | 15896.2282 | 16256.5956 | 16625.1368 | 17097.1126 | 17582.4884
RPS v6.17- MI | 1108 | 7027 | Generation Constraint in GWh | FALSE | G | Annual | Emissions at Affected Plants | GWh | 15396.6516 | 15506.2818 | 15616.6996 | 15896.2282 | 16256.5956 | 16625.1368 | 17097.1126 | 22642.6436
RPS v6.17- MI | 1108 | 7027 | Generation Constraint in GWh | FALSE | G | Annual | Allowances Purchased | GWh | 0 | 0 | 0 | 0 | 0 | 0 | 0 | 0
RPS v6.17- MI | 1108 | 7027 | Generation Constraint in GWh | FALSE | G | Annual | Allowances Sold | GWh | 0 | 0 | 0 | 0 | 0 | 0 | 0 | 0
RPS v6.17- MI | 1108 | 7027 | Generation Constraint in GWh | FALSE | G | Annual | Allowances Banked | GWh | 0 | 0 | 0 | 0 | 0 | 0 | 0 | 0
RPS v6.17- MI | 1108 | 7027 | Generation Constraint in GWh | FALSE | G | Annual | Allowances Withdrawn (1:1) | GWh | 0 | 0 | 0 | 0 | 0 | 0 | 0 | 0
RPS v6.17- MI | 1108 | 7027 | Generation Constraint in GWh | FALSE | G | Annual | Allowances Withdrawn (n:1) | GWh | 0 | 0 | 0 | 0 | 0 | 0 | 0 | 0
RPS v6.17- MI | 1108 | 7027 | Generation Constraint in GWh | FALSE | G | Annual | Net Emissions Allowance Position | GWh | 15396.6516 | 15506.2818 | 15616.6996 | 15896.2282 | 16256.5956 | 16625.1368 | 17097.1126 | 22642.6436
RPS v6.17- MI | 1108 | 7027 | Generation Constraint in GWh | FALSE | G | Annual | Fuel Consumed | TBtu | 31.6626 | 11.4788 | 11.5118 | 11.2252 | 11.2252 | 11.7974 | 11.8932 | 11.2252
RPS v6.17- MI | 1108 | 7027 | Generation Constraint in GWh | FALSE | G | Annual | Heat Rate | MMBtu/MWh | 2.0565 | 0.71229 | 0.70359 | 0.67455 | 0.67455 | 0.70893 | 0.69563 | 0.47996
RPS v6.17- MI | 1108 | 7027 | Generation Constraint in GWh | FALSE | G | Annual | Generation | TWh | 15.3967 | 16.1154 | 16.3616 | 16.6411 | 16.6411 | 16.6411 | 17.0971 | 23.3875
RPS v6.17- MI | 1108 | 7027 | Generation Constraint in GWh | FALSE | G | Annual | Qualifying Generation | TWh | 15.3967 | 15.5063 | 15.6167 | 15.8962 | 16.2566 | 16.6251 | 17.0971 | 22.6426
RPS v6.17- MI | 1108 | 7027 | Generation Constraint in GWh | FALSE | G | Annual | Rate | lb/MWh | 0 | 0 | 0 | 0 | 0 | 0 | 0 | 0
RPS v6.17- MI | 1108 | 7027 | Generation Constraint in GWh | FALSE | G | Annual | Constraint Shadow Price | US2016$/MWh | 65.725 | 18.576 | 24.6186 | 3.0792 | 0 | 0 | 4.246 | 0
RPS v6.17- MN | 1109 | 7028 | Generation Constraint in GWh | FALSE | G | Annual | Seasons Included | Seasons | Winter, WintShld, Summer | Winter, WintShld, Summer | Winter, WintShld, Summer | Winter, WintShld, Summer | Winter, WintShld, Summer | Winter, WintShld, Summer | Winter, WintShld, Summer | Winter, WintShld, Summer
RPS v6.17- MN | 1109 | 7028 | Generation Constraint in GWh | FALSE | G | Annual | Standard GWh | GWh | 17363.8264 | 17586.6187 | 19729.5534 | 20368.5227 | 20956.5196 | 21561.4908 | 22273.4808 | 23008.9817
RPS v6.17- MN | 1109 | 7028 | Generation Constraint in GWh | FALSE | G | Annual | Emissions at Affected Plants | GWh | 17586.3107 | 17586.6187 | 19729.5534 | 46900.3878 | 46899.6201 | 49224.4368 | 72115.1771 | 100555.8489
RPS v6.17- MN | 1109 | 7028 | Generation Constraint in GWh | FALSE | G | Annual | Allowances Purchased | GWh | 0 | 0 | 0 | 0 | 0 | 0 | 0 | 0
RPS v6.17- MN | 1109 | 7028 | Generation Constraint in GWh | FALSE | G | Annual | Allowances Sold | GWh | 0 | 0 | 0 | 0 | 0 | 0 | 0 | 0
RPS v6.17- MN | 1109 | 7028 | Generation Constraint in GWh | FALSE | G | Annual | Allowances Banked | GWh | 0 | 0 | 0 | 0 | 0 | 0 | 0 | 0
RPS v6.17- MN | 1109 | 7028 | Generation Constraint in GWh | FALSE | G | Annual | Allowances Withdrawn (1:1) | GWh | 0 | 0 | 0 | 0 | 0 | 0 | 0 | 0
RPS v6.17- MN | 1109 | 7028 | Generation Constraint in GWh | FALSE | G | Annual | Allowances Withdrawn (n:1) | GWh | 0 | 0 | 0 | 0 | 0 | 0 | 0 | 0
RPS v6.17- MN | 1109 | 7028 | Generation Constraint in GWh | FALSE | G | Annual | Net Emissions Allowance Position | GWh | 17586.3107 | 17586.6187 | 19729.5534 | 46900.3878 | 46899.6201 | 49224.4368 | 72115.1771 | 100555.8489
RPS v6.17- MN | 1109 | 7028 | Generation Constraint in GWh | FALSE | G | Annual | Fuel Consumed | TBtu | 2.15 | 2.1561 | 2.2076 | 2.1561 | 2.1455 | 2.1561 | 2.1561 | 2.1561
RPS v6.17- MN | 1109 | 7028 | Generation Constraint in GWh | FALSE | G | Annual | Heat Rate | MMBtu/MWh | 0.12225 | 0.1226 | 0.11189 | 0.045971 | 0.045747 | 0.043801 | 0.029897 | 0.021441
RPS v6.17- MN | 1109 | 7028 | Generation Constraint in GWh | FALSE | G | Annual | Generation | TWh | 17.5863 | 17.5866 | 19.7296 | 46.9004 | 46.8996 | 49.2244 | 72.1152 | 100.5558
RPS v6.17- MN | 1109 | 7028 | Generation Constraint in GWh | FALSE | G | Annual | Qualifying Generation | TWh | 17.5863 | 17.5866 | 19.7296 | 46.9004 | 46.8996 | 49.2244 | 72.1152 | 100.5558
RPS v6.17- MN | 1109 | 7028 | Generation Constraint in GWh | FALSE | G | Annual | Rate | lb/MWh | 0 | 0 | 0 | 0 | 0 | 0 | 0 | 0
RPS v6.17- MN | 1109 | 7028 | Generation Constraint in GWh | FALSE | G | Annual | Constraint Shadow Price | US2016$/MWh | 0 | 1.1328 | 8.7641 | 0 | 0 | 0 | 0 | 0
RPS v6.17- MO | 1110 | 7029 | Generation Constraint in GWh | FALSE | G | Annual | Seasons Included | Seasons | Winter, WintShld, Summer | Winter, WintShld, Summer | Winter, WintShld, Summer | Winter, WintShld, Summer | Winter, WintShld, Summer | Winter, WintShld, Summer | Winter, WintShld, Summer | Winter, WintShld, Summer
RPS v6.17- MO | 1110 | 7029 | Generation Constraint in GWh | FALSE | G | Annual | Standard GWh | GWh | 7327.5482 | 7398.2554 | 7469.6933 | 7651.5397 | 7862.1709 | 8078.7531 | 8352.7683 | 8636.1246
RPS v6.17- MO | 1110 | 7029 | Generation Constraint in GWh | FALSE | G | Annual | Emissions at Affected Plants | GWh | 7327.5482 | 7398.2554 | 7469.6933 | 7651.5397 | 7862.1709 | 8078.7531 | 8352.7683 | 8636.1246
RPS v6.17- MO | 1110 | 7029 | Generation Constraint in GWh | FALSE | G | Annual | Allowances Purchased | GWh | 0 | 0 | 0 | 0 | 0 | 0 | 0 | 0
RPS v6.17- MO | 1110 | 7029 | Generation Constraint in GWh | FALSE | G | Annual | Allowances Sold | GWh | 0 | 0 | 0 | 0 | 0 | 0 | 0 | 0
RPS v6.17- MO | 1110 | 7029 | Generation Constraint in GWh | FALSE | G | Annual | Allowances Banked | GWh | 0 | 0 | 0 | 0 | 0 | 0 | 0 | 0
RPS v6.17- MO | 1110 | 7029 | Generation Constraint in GWh | FALSE | G | Annual | Allowances Withdrawn (1:1) | GWh | 0 | 0 | 0 | 0 | 0 | 0 | 0 | 0
RPS v6.17- MO | 1110 | 7029 | Generation Constraint in GWh | FALSE | G | Annual | Allowances Withdrawn (n:1) | GWh | 0 | 0 | 0 | 0 | 0 | 0 | 0 | 0
RPS v6.17- MO | 1110 | 7029 | Generation Constraint in GWh | FALSE | G | Annual | Net Emissions Allowance Position | GWh | 7327.5482 | 7398.2554 | 7469.6933 | 7651.5397 | 7862.1709 | 8078.7531 | 8352.7683 | 8636.1246
RPS v6.17- MO | 1110 | 7029 | Generation Constraint in GWh | FALSE | G | Annual | Fuel Consumed | TBtu | 1.2717 | 1.2717 | 1.2717 | 0 | 0 | 0.17285 | 0 | 0
RPS v6.17- MO | 1110 | 7029 | Generation Constraint in GWh | FALSE | G | Annual | Heat Rate | MMBtu/MWh | 0.17354 | 0.17189 | 0.17024 | 0 | 0 | 0.020668 | 0 | 0
RPS v6.17- MO | 1110 | 7029 | Generation Constraint in GWh | FALSE | G | Annual | Generation | TWh | 7.3275 | 7.3983 | 7.4697 | 8.3631 | 8.3631 | 8.3631 | 10.1425 | 11.9135
RPS v6.17- MO | 1110 | 7029 | Generation Constraint in GWh | FALSE | G | Annual | Qualifying Generation | TWh | 7.3275 | 7.3983 | 7.4697 | 7.6515 | 7.8622 | 8.0788 | 8.3528 | 8.6361
RPS v6.17- MO | 1110 | 7029 | Generation Constraint in GWh | FALSE | G | Annual | Rate | lb/MWh | 0 | 0 | 0 | 0 | 0 | 0 | 0 | 0
RPS v6.17- MO | 1110 | 7029 | Generation Constraint in GWh | FALSE | G | Annual | Constraint Shadow Price | US2016$/MWh | 63.542 | 13.0991 | 17.7925 | 0 | 0 | 0 | 0 | 0
RPS v6.17- MT | 1111 | 7030 | Generation Constraint in GWh | FALSE | G | Annual | Seasons Included | Seasons | Winter, WintShld, Summer | Winter, WintShld, Summer | Winter, WintShld, Summer | Winter, WintShld, Summer | Winter, WintShld, Summer | Winter, WintShld, Summer | Winter, WintShld, Summer | Winter, WintShld, Summer
RPS v6.17- MT | 1111 | 7030 | Generation Constraint in GWh | FALSE | G | Annual | Standard GWh | GWh | 1504.031 | 1511.6914 | 1519.3991 | 1538.8778 | 1571.2907 | 1604.3984 | 1660.6132 | 1718.7998
RPS v6.17- MT | 1111 | 7030 | Generation Constraint in GWh | FALSE | G | Annual | Emissions at Affected Plants | GWh | 2920.0724 | 2920.0724 | 2920.0724 | 2920.0724 | 2920.0724 | 2920.0724 | 4561.0095 | 7230.5097
RPS v6.17- MT | 1111 | 7030 | Generation Constraint in GWh | FALSE | G | Annual | Allowances Purchased | GWh | 0 | 0 | 0 | 0 | 0 | 0 | 0 | 0
RPS v6.17- MT | 1111 | 7030 | Generation Constraint in GWh | FALSE | G | Annual | Allowances Sold | GWh | 0 | 0 | 0 | 0 | 0 | 0 | 0 | 0
RPS v6.17- MT | 1111 | 7030 | Generation Constraint in GWh | FALSE | G | Annual | Allowances Banked | GWh | 0 | 0 | 0 | 0 | 0 | 0 | 0 | 0
RPS v6.17- MT | 1111 | 7030 | Generation Constraint in GWh | FALSE | G | Annual | Allowances Withdrawn (1:1) | GWh | 0 | 0 | 0 | 0 | 0 | 0 | 0 | 0
RPS v6.17- MT | 1111 | 7030 | Generation Constraint in GWh | FALSE | G | Annual | Allowances Withdrawn (n:1) | GWh | 0 | 0 | 0 | 0 | 0 | 0 | 0 | 0
RPS v6.17- MT | 1111 | 7030 | Generation Constraint in GWh | FALSE | G | Annual | Net Emissions Allowance Position | GWh | 2920.0724 | 2920.0724 | 2920.0724 | 2920.0724 | 2920.0724 | 2920.0724 | 4561.0095 | 7230.5097
RPS v6.17- MT | 1111 | 7030 | Generation Constraint in GWh | FALSE | G | Annual | Fuel Consumed | TBtu | 0 | 0 | 0 | 0 | 0 | 0 | 0 | 0
RPS v6.17- MT | 1111 | 7030 | Generation Constraint in GWh | FALSE | G | Annual | Heat Rate | MMBtu/MWh | 0 | 0 | 0 | 0 | 0 | 0 | 0 | 0
RPS v6.17- MT | 1111 | 7030 | Generation Constraint in GWh | FALSE | G | Annual | Generation | TWh | 2.9201 | 2.9201 | 2.9201 | 2.9201 | 2.9201 | 2.9201 | 4.561 | 7.2305
RPS v6.17- MT | 1111 | 7030 | Generation Constraint in GWh | FALSE | G | Annual | Qualifying Generation | TWh | 2.9201 | 2.9201 | 2.9201 | 2.9201 | 2.9201 | 2.9201 | 4.561 | 7.2305
RPS v6.17- MT | 1111 | 7030 | Generation Constraint in GWh | FALSE | G | Annual | Rate | lb/MWh | 0 | 0 | 0 | 0 | 0 | 0 | 0 | 0
RPS v6.17- MT | 1111 | 7030 | Generation Constraint in GWh | FALSE | G | Annual | Constraint Shadow Price | US2016$/MWh | 0 | 0 | 0 | 0 | 0 | 0 | 0 | 0
RPS v6.17- NC 75% limit | 1113 | 7041 | Generation Constraint in GWh | FALSE | G | Annual | Seasons Included | Seasons | Winter, WintShld, Summer | Winter, WintShld, Summer | Winter, WintShld, Summer | Winter, WintShld, Summer | Winter, WintShld, Summer | Winter, WintShld, Summer | Winter, WintShld, Summer | Winter, WintShld, Summer
RPS v6.17- NC 75% limit | 1113 | 7041 | Generation Constraint in GWh | FALSE | G | Annual | Standard GWh | GWh | 6133.122 | 6244.8576 | 6358.4271 | 6650.5724 | 6941.64 | 7244.2751 | 7583.5718 | 7937.4102
RPS v6.17- NC 75% limit | 1113 | 7041 | Generation Constraint in GWh | FALSE | G | Annual | Emissions at Affected Plants | GWh | 6133.122 | 10451.188 | 12309.2215 | 18606.629 | 18817.6505 | 18817.6505 | 20325.8948 | 54526.2494
RPS v6.17- NC 75% limit | 1113 | 7041 | Generation Constraint in GWh | FALSE | G | Annual | Allowances Purchased | GWh | 0 | 0 | 0 | 0 | 0 | 0 | 0 | 0
RPS v6.17- NC 75% limit | 1113 | 7041 | Generation Constraint in GWh | FALSE | G | Annual | Allowances Sold | GWh | 0 | 0 | 0 | 0 | 0 | 0 | 0 | 0
RPS v6.17- NC 75% limit | 1113 | 7041 | Generation Constraint in GWh | FALSE | G | Annual | Allowances Banked | GWh | 0 | 0 | 0 | 0 | 0 | 0 | 0 | 0
RPS v6.17- NC 75% limit | 1113 | 7041 | Generation Constraint in GWh | FALSE | G | Annual | Allowances Withdrawn (1:1) | GWh | 0 | 0 | 0 | 0 | 0 | 0 | 0 | 0
RPS v6.17- NC 75% limit | 1113 | 7041 | Generation Constraint in GWh | FALSE | G | Annual | Allowances Withdrawn (n:1) | GWh | 0 | 0 | 0 | 0 | 0 | 0 | 0 | 0
RPS v6.17- NC 75% limit | 1113 | 7041 | Generation Constraint in GWh | FALSE | G | Annual | Net Emissions Allowance Position | GWh | 6133.122 | 10451.188 | 12309.2215 | 18606.629 | 18817.6505 | 18817.6505 | 20325.8948 | 54526.2494
RPS v6.17- NC 75% limit | 1113 | 7041 | Generation Constraint in GWh | FALSE | G | Annual | Fuel Consumed | TBtu | 10.0216 | 7.8054 | 7.8054 | 7.8054 | 7.8054 | 7.8054 | 7.8054 | 7.8054
RPS v6.17- NC 75% limit | 1113 | 7041 | Generation Constraint in GWh | FALSE | G | Annual | Heat Rate | MMBtu/MWh | 1.2375 | 0.61791 | 0.53868 | 0.37549 | 0.38128 | 0.38128 | 0.35511 | 0.13893
RPS v6.17- NC 75% limit | 1113 | 7041 | Generation Constraint in GWh | FALSE | G | Annual | Generation | TWh | 8.0982 | 12.6319 | 14.4899 | 20.7873 | 20.4718 | 20.4718 | 21.98 | 56.1804
RPS v6.17- NC 75% limit | 1113 | 7041 | Generation Constraint in GWh | FALSE | G | Annual | Qualifying Generation | TWh | 6.1331 | 10.4512 | 12.3092 | 18.6066 | 18.8177 | 18.8177 | 20.3259 | 54.5262
RPS v6.17- NC 75% limit | 1113 | 7041 | Generation Constraint in GWh | FALSE | G | Annual | Rate | lb/MWh | 0 | 0 | 0 | 0 | 0 | 0 | 0 | 0
RPS v6.17- NC 75% limit | 1113 | 7041 | Generation Constraint in GWh | FALSE | G | Annual | Constraint Shadow Price | US2016$/MWh | 17.733 | 0 | 0 | 0 | 0 | 0 | 0 | 0
RPS v6.17- NM | 1114 | 7032 | Generation Constraint in GWh | FALSE | G | Annual | Seasons Included | Seasons | Winter, WintShld, Summer | Winter, WintShld, Summer | Winter, WintShld, Summer | Winter, WintShld, Summer | Winter, WintShld, Summer | Winter, WintShld, Summer | Winter, WintShld, Summer | Winter, WintShld, Summer
RPS v6.17- NM | 1114 | 7032 | Generation Constraint in GWh | FALSE | G | Annual | Standard GWh | GWh | 4916.0177 | 7000.346 | 9146.6544 | 11871.0542 | 15638.6884 | 19696.0522 | 21025.7451 | 22434.3066
RPS v6.17- NM | 1114 | 7032 | Generation Constraint in GWh | FALSE | G | Annual | Emissions at Affected Plants | GWh | 9104.6241 | 9095.4186 | 9146.6544 | 11871.0542 | 15638.6884 | 19696.0522 | 27283.2121 | 27853.1972
RPS v6.17- NM | 1114 | 7032 | Generation Constraint in GWh | FALSE | G | Annual | Allowances Purchased | GWh | 0 | 0 | 0 | 0 | 0 | 0 | 0 | 0
RPS v6.17- NM | 1114 | 7032 | Generation Constraint in GWh | FALSE | G | Annual | Allowances Sold | GWh | 0 | 0 | 0 | 0 | 0 | 0 | 0 | 0
RPS v6.17- NM | 1114 | 7032 | Generation Constraint in GWh | FALSE | G | Annual | Allowances Banked | GWh | 0 | 0 | 0 | 0 | 0 | 0 | 0 | 0
RPS v6.17- NM | 1114 | 7032 | Generation Constraint in GWh | FALSE | G | Annual | Allowances Withdrawn (1:1) | GWh | 0 | 0 | 0 | 0 | 0 | 0 | 0 | 0
RPS v6.17- NM | 1114 | 7032 | Generation Constraint in GWh | FALSE | G | Annual | Allowances Withdrawn (n:1) | GWh | 0 | 0 | 0 | 0 | 0 | 0 | 0 | 0
RPS v6.17- NM | 1114 | 7032 | Generation Constraint in GWh | FALSE | G | Annual | Net Emissions Allowance Position | GWh | 9104.6241 | 9095.4186 | 9146.6544 | 11871.0542 | 15638.6884 | 19696.0522 | 27283.2121 | 27853.1972
RPS v6.17- NM | 1114 | 7032 | Generation Constraint in GWh | FALSE | G | Annual | Fuel Consumed | TBtu | 2.0741 | 1.9842 | 1.9842 | 1.9842 | 1.9842 | 1.9842 | 1.9842 | 1.9842
RPS v6.17- NM | 1114 | 7032 | Generation Constraint in GWh | FALSE | G | Annual | Heat Rate | MMBtu/MWh | 0.22781 | 0.21815 | 0.21693 | 0.16714 | 0.12688 | 0.10074 | 0.072725 | 0.071237
RPS v6.17- NM | 1114 | 7032 | Generation Constraint in GWh | FALSE | G | Annual | Generation | TWh | 9.1046 | 9.0954 | 9.1467 | 11.8711 | 15.6387 | 19.6961 | 27.2832 | 27.8532
RPS v6.17- NM | 1114 | 7032 | Generation Constraint in GWh | FALSE | G | Annual | Qualifying Generation | TWh | 9.1046 | 9.0954 | 9.1467 | 11.8711 | 15.6387 | 19.6961 | 27.2832 | 27.8532
RPS v6.17- NM | 1114 | 7032 | Generation Constraint in GWh | FALSE | G | Annual | Rate | lb/MWh | 0 | 0 | 0 | 0 | 0 | 0 | 0 | 0
RPS v6.17- NM | 1114 | 7032 | Generation Constraint in GWh | FALSE | G | Annual | Constraint Shadow Price | US2016$/MWh | 0 | 0 | 20.3242 | 0.10758 | 4.1541 | 4.1505 | 0 | 0
RPS v6.17- NV | 1115 | 7033 | Generation Constraint in GWh | FALSE | G | Annual | Seasons Included | Seasons | Winter, WintShld, Summer | Winter, WintShld, Summer | Winter, WintShld, Summer | Winter, WintShld, Summer | Winter, WintShld, Summer | Winter, WintShld, Summer | Winter, WintShld, Summer | Winter, WintShld, Summer
RPS v6.17- NV | 1115 | 7033 | Generation Constraint in GWh | FALSE | G | Annual | Standard GWh | GWh | 6999.5496 | 8547.8454 | 11253.8717 | 16995.7816 | 17569.9675 | 18164.826 | 18929.6929 | 19727.1159
RPS v6.17- NV | 1115 | 7033 | Generation Constraint in GWh | FALSE | G | Annual | Emissions at Affected Plants | GWh | 8729.4599 | 8729.4599 | 11253.8717 | 16995.7816 | 17569.9675 | 18164.826 | 18929.6929 | 42817.8457
RPS v6.17- NV | 1115 | 7033 | Generation Constraint in GWh | FALSE | G | Annual | Allowances Purchased | GWh | 0 | 0 | 0 | 0 | 0 | 0 | 0 | 0
RPS v6.17- NV | 1115 | 7033 | Generation Constraint in GWh | FALSE | G | Annual | Allowances Sold | GWh | 0 | 0 | 0 | 0 | 0 | 0 | 0 | 0
RPS v6.17- NV | 1115 | 7033 | Generation Constraint in GWh | FALSE | G | Annual | Allowances Banked | GWh | 0 | 0 | 0 | 0 | 0 | 0 | 0 | 0
RPS v6.17- NV | 1115 | 7033 | Generation Constraint in GWh | FALSE | G | Annual | Allowances Withdrawn (1:1) | GWh | 0 | 0 | 0 | 0 | 0 | 0 | 0 | 0
RPS v6.17- NV | 1115 | 7033 | Generation Constraint in GWh | FALSE | G | Annual | Allowances Withdrawn (n:1) | GWh | 0 | 0 | 0 | 0 | 0 | 0 | 0 | 0
RPS v6.17- NV | 1115 | 7033 | Generation Constraint in GWh | FALSE | G | Annual | Net Emissions Allowance Position | GWh | 8729.4599 | 8729.4599 | 11253.8717 | 16995.7816 | 17569.9675 | 18164.826 | 18929.6929 | 42817.8457
RPS v6.17- NV | 1115 | 7033 | Generation Constraint in GWh | FALSE | G | Annual | Fuel Consumed | TBtu | 52.0616 | 52.0616 | 54.6368 | 54.6368 | 54.6368 | 54.6368 | 54.6368 | 54.6368
RPS v6.17- NV | 1115 | 7033 | Generation Constraint in GWh | FALSE | G | Annual | Heat Rate | MMBtu/MWh | 5.9639 | 5.9639 | 4.8549 | 3.2147 | 3.1097 | 3.0078 | 2.8863 | 1.276
RPS v6.17- NV | 1115 | 7033 | Generation Constraint in GWh | FALSE | G | Annual | Generation | TWh | 8.7295 | 8.7295 | 11.2539 | 16.9958 | 17.57 | 18.1648 | 18.9297 | 42.8178
RPS v6.17- NV | 1115 | 7033 | Generation Constraint in GWh | FALSE | G | Annual | Qualifying Generation | TWh | 8.7295 | 8.7295 | 11.2539 | 16.9958 | 17.57 | 18.1648 | 18.9297 | 42.8178
RPS v6.17- NV | 1115 | 7033 | Generation Constraint in GWh | FALSE | G | Annual | Rate | lb/MWh | 0 | 0 | 0 | 0 | 0 | 0 | 0 | 0
RPS v6.17- NV | 1115 | 7033 | Generation Constraint in GWh | FALSE | G | Annual | Constraint Shadow Price | US2016$/MWh | 0 | 0 | 34.2771 | 9.7448 | 18.1041 | 19.011 | 11.2264 | 0
RPS v6.17- NY | 1116 | 7034 | Generation Constraint in GWh | FALSE | G | Annual | Seasons Included | Seasons | Winter, WintShld, Summer | Winter, WintShld, Summer | Winter, WintShld, Summer | Winter, WintShld, Summer | Winter, WintShld, Summer | Winter, WintShld, Summer | Winter, WintShld, Summer | Winter, WintShld, Summer
RPS v6.17- NY | 1116 | 7034 | Generation Constraint in GWh | FALSE | G | Annual | Standard GWh | GWh | 44521.1254 | 57084.8789 | 69551.8076 | 100299.4572 | 100355.1327 | 100411.3177 | 101915.5773 | 103443.1336
RPS v6.17- NY | 1116 | 7034 | Generation Constraint in GWh | FALSE | G | Annual | Emissions at Affected Plants | GWh | 44521.1254 | 57084.8789 | 69551.8076 | 100299.4572 | 100355.1327 | 100411.3177 | 101915.5773 | 103443.1336
RPS v6.17- NY | 1116 | 7034 | Generation Constraint in GWh | FALSE | G | Annual | Allowances Purchased | GWh | 0 | 0 | 0 | 0 | 0 | 0 | 0 | 0
RPS v6.17- NY | 1116 | 7034 | Generation Constraint in GWh | FALSE | G | Annual | Allowances Sold | GWh | 0 | 0 | 0 | 0 | 0 | 0 | 0 | 0
RPS v6.17- NY | 1116 | 7034 | Generation Constraint in GWh | FALSE | G | Annual | Allowances Banked | GWh | 0 | 0 | 0 | 0 | 0 | 0 | 0 | 0
RPS v6.17- NY | 1116 | 7034 | Generation Constraint in GWh | FALSE | G | Annual | Allowances Withdrawn (1:1) | GWh | 0 | 0 | 0 | 0 | 0 | 0 | 0 | 0
RPS v6.17- NY | 1116 | 7034 | Generation Constraint in GWh | FALSE | G | Annual | Allowances Withdrawn (n:1) | GWh | 0 | 0 | 0 | 0 | 0 | 0 | 0 | 0
RPS v6.17- NY | 1116 | 7034 | Generation Constraint in GWh | FALSE | G | Annual | Net Emissions Allowance Position | GWh | 44521.1254 | 57084.8789 | 69551.8076 | 100299.4572 | 100355.1327 | 100411.3177 | 101915.5773 | 103443.1336
RPS v6.17- NY | 1116 | 7034 | Generation Constraint in GWh | FALSE | G | Annual | Fuel Consumed | TBtu | 49.6492 | 34.36 | 24.078 | 31.3171 | 5.707 | 2.326 | 12.4665 | 2.3633
RPS v6.17- NY | 1116 | 7034 | Generation Constraint in GWh | FALSE | G | Annual | Heat Rate | MMBtu/MWh | 0.50514 | 0.28604 | 0.16786 | 0.15938 | 0.024597 | 0.0088337 | 0.046903 | 0.0079349
RPS v6.17- NY | 1116 | 7034 | Generation Constraint in GWh | FALSE | G | Annual | Generation | TWh | 98.2882 | 120.1251 | 143.4425 | 196.4921 | 232.0158 | 263.3137 | 265.7941 | 297.8343
RPS v6.17- NY | 1116 | 7034 | Generation Constraint in GWh | FALSE | G | Annual | Qualifying Generation | TWh | 44.5211 | 57.0849 | 69.5518 | 100.2995 | 100.3551 | 100.4113 | 101.9156 | 103.4431
RPS v6.17- NY | 1116 | 7034 | Generation Constraint in GWh | FALSE | G | Annual | Rate | lb/MWh | 0 | 0 | 0 | 0 | 0 | 0 | 0 | 0
RPS v6.17- NY | 1116 | 7034 | Generation Constraint in GWh | FALSE | G | Annual | Constraint Shadow Price | US2016$/MWh | 17.733 | 18.576 | 30.4709 | 21.0381 | 0 | 0 | 0 | 0
RPS v6.17- OH 50% limit | 1118 | 7043 | Generation Constraint in GWh | FALSE | G | Annual | Seasons Included | Seasons | Winter, WintShld, Summer | Winter, WintShld, Summer | Winter, WintShld, Summer | Winter, WintShld, Summer | Winter, WintShld, Summer | Winter, WintShld, Summer | Winter, WintShld, Summer | Winter, WintShld, Summer
RPS v6.17- OH 50% limit | 1118 | 7043 | Generation Constraint in GWh | FALSE | G | Annual | Standard GWh | GWh | 3867.8815 | 4554.5906 | 5253.7655 | 5713.1169 | 5852.073 | 5994.4087 | 6161.2201 | 6332.6734
RPS v6.17- OH 50% limit | 1118 | 7043 | Generation Constraint in GWh | FALSE | G | Annual | Emissions at Affected Plants | GWh | 3867.8815 | 4554.5906 | 5253.7655 | 5713.1169 | 5852.073 | 5994.4087 | 6161.2201 | 6332.6734
RPS v6.17- OH 50% limit | 1118 | 7043 | Generation Constraint in GWh | FALSE | G | Annual | Allowances Purchased | GWh | 0 | 0 | 0 | 0 | 0 | 0 | 0 | 0
RPS v6.17- OH 50% limit | 1118 | 7043 | Generation Constraint in GWh | FALSE | G | Annual | Allowances Sold | GWh | 0 | 0 | 0 | 0 | 0 | 0 | 0 | 0
RPS v6.17- OH 50% limit | 1118 | 7043 | Generation Constraint in GWh | FALSE | G | Annual | Allowances Banked | GWh | 0 | 0 | 0 | 0 | 0 | 0 | 0 | 0
RPS v6.17- OH 50% limit | 1118 | 7043 | Generation Constraint in GWh | FALSE | G | Annual | Allowances Withdrawn (1:1) | GWh | 0 | 0 | 0 | 0 | 0 | 0 | 0 | 0
RPS v6.17- OH 50% limit | 1118 | 7043 | Generation Constraint in GWh | FALSE | G | Annual | Allowances Withdrawn (n:1) | GWh | 0 | 0 | 0 | 0 | 0 | 0 | 0 | 0
RPS v6.17- OH 50% limit | 1118 | 7043 | Generation Constraint in GWh | FALSE | G | Annual | Net Emissions Allowance Position | GWh | 3867.8815 | 4554.5906 | 5253.7655 | 5713.1169 | 5852.073 | 5994.4087 | 6161.2201 | 6332.6734
RPS v6.17- OH 50% limit | 1118 | 7043 | Generation Constraint in GWh | FALSE | G | Annual | Fuel Consumed | TBtu | 2.8725 | 0 | 0 | 0 | 0.21205 | 0 | 0 | 0.55424
RPS v6.17- OH 50% limit | 1118 | 7043 | Generation Constraint in GWh | FALSE | G | Annual | Heat Rate | MMBtu/MWh | 0.68777 | 0 | 0 | 0 | 0.021577 | 0 | 0 | 0.05215
RPS v6.17- OH 50% limit | 1118 | 7043 | Generation Constraint in GWh | FALSE | G | Annual | Generation | TWh | 4.1765 | 9.2632 | 9.8275 | 9.8275 | 9.8275 | 9.8275 | 9.8275 | 10.6279
RPS v6.17- OH 50% limit | 1118 | 7043 | Generation Constraint in GWh | FALSE | G | Annual | Qualifying Generation | TWh | 3.8679 | 4.5546 | 5.2538 | 5.7131 | 5.8521 | 5.9944 | 6.1612 | 6.3327
RPS v6.17- OH 50% limit | 1118 | 7043 | Generation Constraint in GWh | FALSE | G | Annual | Rate | lb/MWh | 0 | 0 | 0 | 0 | 0 | 0 | 0 | 0
RPS v6.17- OH 50% limit | 1118 | 7043 | Generation Constraint in GWh | FALSE | G | Annual | Constraint Shadow Price | US2016$/MWh | 17.733 | 18.576 | 30.4709 | 21.0381 | 0 | 0 | 0 | 0
RPS v6.17- OR,WA | 1119 | 7038 | Generation Constraint in GWh | FALSE | G | Annual | Seasons Included | Seasons | Winter, WintShld, Summer | Winter, WintShld, Summer | Winter, WintShld, Summer | Winter, WintShld, Summer | Winter, WintShld, Summer | Winter, WintShld, Summer | Winter, WintShld, Summer | Winter, WintShld, Summer
RPS v6.17- OR,WA | 1119 | 7038 | Generation Constraint in GWh | FALSE | G | Annual | Standard GWh | GWh | 18049.4989 | 18128.8791 | 21637.3306 | 25129.4075 | 29959.0724 | 33153.3941 | 35111.2924 | 36344.6836
RPS v6.17- OR,WA | 1119 | 7038 | Generation Constraint in GWh | FALSE | G | Annual | Emissions at Affected Plants | GWh | 21218.9711 | 21218.9711 | 21637.3307 | 31410.0407 | 32938.8106 | 37002.114 | 43685.287 | 48800.3511
RPS v6.17- OR,WA | 1119 | 7038 | Generation Constraint in GWh | FALSE | G | Annual | Allowances Purchased | GWh | 0 | 0 | 0 | 0 | 0 | 0 | 0 | 0
RPS v6.17- OR,WA | 1119 | 7038 | Generation Constraint in GWh | FALSE | G | Annual | Allowances Sold | GWh | 0 | 0 | 0 | 0 | 0 | 0 | 0 | 0
RPS v6.17- OR,WA | 1119 | 7038 | Generation Constraint in GWh | FALSE | G | Annual | Allowances Banked | GWh | 0 | 0 | 0 | 0 | 0 | 0 | 0 | 0
RPS v6.17- OR,WA | 1119 | 7038 | Generation Constraint in GWh | FALSE | G | Annual | Allowances Withdrawn (1:1) | GWh | 0 | 0 | 0 | 0 | 0 | 0 | 0 | 0
RPS v6.17- OR,WA | 1119 | 7038 | Generation Constraint in GWh | FALSE | G | Annual | Allowances Withdrawn (n:1) | GWh | 0 | 0 | 0 | 0 | 0 | 0 | 0 | 0
RPS v6.17- OR,WA | 1119 | 7038 | Generation Constraint in GWh | FALSE | G | Annual | Net Emissions Allowance Position | GWh | 21218.9711 | 21218.9711 | 21637.3307 | 31410.0407 | 32938.8106 | 37002.114 | 43685.287 | 48800.3511
RPS v6.17- OR,WA | 1119 | 7038 | Generation Constraint in GWh | FALSE | G | Annual | Fuel Consumed | TBtu | 8.1821 | 8.1821 | 8.1821 | 8.1821 | 8.1821 | 8.1821 | 8.1821 | 7.5718
RPS v6.17- OR,WA | 1119 | 7038 | Generation Constraint in GWh | FALSE | G | Annual | Heat Rate | MMBtu/MWh | 0.3856 | 0.3856 | 0.37815 | 0.26049 | 0.2484 | 0.22112 | 0.1873 | 0.15516
RPS v6.17- OR,WA | 1119 | 7038 | Generation Constraint in GWh | FALSE | G | Annual | Generation | TWh | 21.219 | 21.219 | 21.6373 | 31.41 | 32.9388 | 37.0021 | 43.6853 | 48.8004
RPS v6.17- OR,WA | 1119 | 7038 | Generation Constraint in GWh | FALSE | G | Annual | Qualifying Generation | TWh | 21.219 | 21.219 | 21.6373 | 31.41 | 32.9388 | 37.0021 | 43.6853 | 48.8004
RPS v6.17- OR,WA | 1119 | 7038 | Generation Constraint in GWh | FALSE | G | Annual | Rate | lb/MWh | 0 | 0 | 0 | 0 | 0 | 0 | 0 | 0
RPS v6.17- OR,WA | 1119 | 7038 | Generation Constraint in GWh | FALSE | G | Annual | Constraint Shadow Price | US2016$/MWh | 0 | 0 | 18.909 | 0 | 0 | 0 | 0 | 0
RPS v6.17- TX | 1120 | 7037 | Generation Constraint in GWh | FALSE | G | Annual | Seasons Included | Seasons | Winter, WintShld, Summer | Winter, WintShld, Summer | Winter, WintShld, Summer | Winter, WintShld, Summer | Winter, WintShld, Summer | Winter, WintShld, Summer | Winter, WintShld, Summer | Winter, WintShld, Summer
RPS v6.17- TX | 1120 | 7037 | Generation Constraint in GWh | FALSE | G | Annual | Standard GWh | GWh | 18028.08 | 18028.08 | 18028.08 | 18028.08 | 18028.08 | 18028.08 | 17992.4429 | 17989.4585
RPS v6.17- TX | 1120 | 7037 | Generation Constraint in GWh | FALSE | G | Annual | Emissions at Affected Plants | GWh | 105647.2179 | 114847.8408 | 118132.8995 | 145680.8565 | 152708.7767 | 160105.9668 | 305393.0219 | 312400.5581
RPS v6.17- TX | 1120 | 7037 | Generation Constraint in GWh | FALSE | G | Annual | Allowances Purchased | GWh | 0 | 0 | 0 | 0 | 0 | 0 | 0 | 0
RPS v6.17- TX | 1120 | 7037 | Generation Constraint in GWh | FALSE | G | Annual | Allowances Sold | GWh | 0 | 0 | 0 | 0 | 0 | 0 | 0 | 0
RPS v6.17- TX | 1120 | 7037 | Generation Constraint in GWh | FALSE | G | Annual | Allowances Banked | GWh | 0 | 0 | 0 | 0 | 0 | 0 | 0 | 0
RPS v6.17- TX | 1120 | 7037 | Generation Constraint in GWh | FALSE | G | Annual | Allowances Withdrawn (1:1) | GWh | 0 | 0 | 0 | 0 | 0 | 0 | 0 | 0
RPS v6.17- TX | 1120 | 7037 | Generation Constraint in GWh | FALSE | G | Annual | Allowances Withdrawn (n:1) | GWh | 0 | 0 | 0 | 0 | 0 | 0 | 0 | 0
RPS v6.17- TX | 1120 | 7037 | Generation Constraint in GWh | FALSE | G | Annual | Net Emissions Allowance Position | GWh | 105647.2179 | 114847.8408 | 118132.8995 | 145680.8565 | 152708.7767 | 160105.9668 | 305393.0219 | 312400.5581
RPS v6.17- TX | 1120 | 7037 | Generation Constraint in GWh | FALSE | G | Annual | Fuel Consumed | TBtu | 5.8863 | 5.8937 | 5.8976 | 5.8954 | 5.9382 | 5.9382 | 5.9382 | 5.9326
RPS v6.17- TX | 1120 | 7037 | Generation Constraint in GWh | FALSE | G | Annual | Heat Rate | MMBtu/MWh | 0.055717 | 0.051317 | 0.049924 | 0.040468 | 0.038886 | 0.037089 | 0.019444 | 0.01899
RPS v6.17- TX | 1120 | 7037 | Generation Constraint in GWh | FALSE | G | Annual | Generation | TWh | 105.6472 | 114.8478 | 118.1329 | 145.6809 | 152.7088 | 160.106 | 305.393 | 312.4006
RPS v6.17- TX | 1120 | 7037 | Generation Constraint in GWh | FALSE | G | Annual | Qualifying Generation | TWh | 105.6472 | 114.8478 | 118.1329 | 145.6809 | 152.7088 | 160.106 | 305.393 | 312.4006
RPS v6.17- TX | 1120 | 7037 | Generation Constraint in GWh | FALSE | G | Annual | Rate | lb/MWh | 0 | 0 | 0 | 0 | 0 | 0 | 0 | 0
RPS v6.17- TX | 1120 | 7037 | Generation Constraint in GWh | FALSE | G | Annual | Constraint Shadow Price | US2016$/MWh | 0 | 0 | 0 | 0 | 0 | 0 | 0 | 0
RPS v6.17- WI | 1121 | 7039 | Generation Constraint in GWh | FALSE | G | Annual | Seasons Included | Seasons | Winter, WintShld, Summer | Winter, WintShld, Summer | Winter, WintShld, Summer | Winter, WintShld, Summer | Winter, WintShld, Summer | Winter, WintShld, Summer | Winter, WintShld, Summer | Winter, WintShld, Summer
RPS v6.17- WI | 1121 | 7039 | Generation Constraint in GWh | FALSE | G | Annual | Standard GWh | GWh | 7601.4526 | 7676.2157 | 7751.7255 | 7943.8161 | 8141.6015 | 8344.3324 | 8582.4251 | 8827.3398
RPS v6.17- WI | 1121 | 7039 | Generation Constraint in GWh | FALSE | G | Annual | Emissions at Affected Plants | GWh | 7601.4526 | 7676.2157 | 7751.7255 | 7943.8161 | 8141.6015 | 8344.3324 | 8582.4251 | 8827.3398
RPS v6.17- WI | 1121 | 7039 | Generation Constraint in GWh | FALSE | G | Annual | Allowances Purchased | GWh | 0 | 0 | 0 | 0 | 0 | 0 | 0 | 0
RPS v6.17- WI | 1121 | 7039 | Generation Constraint in GWh | FALSE | G | Annual | Allowances Sold | GWh | 0 | 0 | 0 | 0 | 0 | 0 | 0 | 0
RPS v6.17- WI | 1121 | 7039 | Generation Constraint in GWh | FALSE | G | Annual | Allowances Banked | GWh | 0 | 0 | 0 | 0 | 0 | 0 | 0 | 0
RPS v6.17- WI | 1121 | 7039 | Generation Constraint in GWh | FALSE | G | Annual | Allowances Withdrawn (1:1) | GWh | 0 | 0 | 0 | 0 | 0 | 0 | 0 | 0
RPS v6.17- WI | 1121 | 7039 | Generation Constraint in GWh | FALSE | G | Annual | Allowances Withdrawn (n:1) | GWh | 0 | 0 | 0 | 0 | 0 | 0 | 0 | 0
RPS v6.17- WI | 1121 | 7039 | Generation Constraint in GWh | FALSE | G | Annual | Net Emissions Allowance Position | GWh | 7601.4526 | 7676.2157 | 7751.7255 | 7943.8161 | 8141.6015 | 8344.3324 | 8582.4251 | 8827.3398
RPS v6.17- WI | 1121 | 7039 | Generation Constraint in GWh | FALSE | G | Annual | Fuel Consumed | TBtu | 6.764 | 6.608 | 6.608 | 0.22482 | 0 | 1.3772 | 3.7391 | 0
RPS v6.17- WI | 1121 | 7039 | Generation Constraint in GWh | FALSE | G | Annual | Heat Rate | MMBtu/MWh | 0.88983 | 0.86083 | 0.85245 | 0.018964 | 0 | 0.09763 | 0.2138 | 0
RPS v6.17- WI | 1121 | 7039 | Generation Constraint in GWh | FALSE | G | Annual | Generation | TWh | 7.6015 | 7.6762 | 7.7517 | 11.8549 | 14.1059 | 14.1059 | 17.4892 | 22.8607
RPS v6.17- WI | 1121 | 7039 | Generation Constraint in GWh | FALSE | G | Annual | Qualifying Generation | TWh | 7.6015 | 7.6762 | 7.7517 | 7.9438 | 8.1416 | 8.3443 | 8.5824 | 8.8273
RPS v6.17- WI | 1121 | 7039 | Generation Constraint in GWh | FALSE | G | Annual | Rate | lb/MWh | 0 | 0 | 0 | 0 | 0 | 0 | 0 | 0
RPS v6.17- WI | 1121 | 7039 | Generation Constraint in GWh | FALSE | G | Annual | Constraint Shadow Price | US2016$/MWh | 19.26 | 14.6683 | 17.3616 | 0 | 0 | 0 | 0 | 0
State Niagara Mohawk Power - NOX Cap Annual v3.1 | 1122 | 1890 | Rate Constraint in MTons | FALSE | L | Annual | Seasons Included | Seasons | Winter, WintShld, Summer | Winter, WintShld, Summer | Winter, WintShld, Summer | Winter, WintShld, Summer | Winter, WintShld, Summer | Winter, WintShld, Summer | Winter, WintShld, Summer | Winter, WintShld, Summer
State Niagara Mohawk Power - NOX Cap Annual v3.1 | 1122 | 1890 | Rate Constraint in MTons | FALSE | L | Annual | Standard NOX | Thousand Tons | 3.241 | 3.241 | 3.241 | 3.241 | 3.241 | 3.241 | 3.241 | 3.241
State Niagara Mohawk Power - NOX Cap Annual v3.1 | 1122 | 1890 | Rate Constraint in MTons | FALSE | L | Annual | Emissions at Affected Plants NOX | Thousand Tons | 0.0061918 | 0 | 0 | 0 | 0 | 0 | 0 | 0
State Niagara Mohawk Power - NOX Cap Annual v3.1 | 1122 | 1890 | Rate Constraint in MTons | FALSE | L | Annual | Allowances Purchased NOX | Thousand Tons | 0 | 0 | 0 | 0 | 0 | 0 | 0 | 0
State Niagara Mohawk Power - NOX Cap Annual v3.1 | 1122 | 1890 | Rate Constraint in MTons | FALSE | L | Annual | Allowances Sold NOX | Thousand Tons | 0 | 0 | 0 | 0 | 0 | 0 | 0 | 0
State Niagara Mohawk Power - NOX Cap Annual v3.1 | 1122 | 1890 | Rate Constraint in MTons | FALSE | L | Annual | Allowances Banked | Thousand Tons | 0 | 0 | 0 | 0 | 0 | 0 | 0 | 0
State Niagara Mohawk Power - NOX Cap Annual v3.1 | 1122 | 1890 | Rate Constraint in MTons | FALSE | L | Annual | Allowances Withdrawn (1:1) | Thousand Tons | 0 | 0 | 0 | 0 | 0 | 0 | 0 | 0
State Niagara Mohawk Power - NOX Cap Annual v3.1 | 1122 | 1890 | Rate Constraint in MTons | FALSE | L | Annual | Allowances Withdrawn (n:1) | Thousand Tons | 0 | 0 | 0 | 0 | 0 | 0 | 0 | 0
State Niagara Mohawk Power - NOX Cap Annual v3.1 | 1122 | 1890 | Rate Constraint in MTons | FALSE | L | Annual | Net Emissions Allowance Position | Thousand Tons | 0.0061918 | 0 | 0 | 0 | 0 | 0 | 0 | 0
State Niagara Mohawk Power - NOX Cap Annual v3.1 | 1122 | 1890 | Rate Constraint in MTons | FALSE | L | Annual | Fuel Consumed | TBtu | 0.15479 | 0 | 0 | 0 | 0 | 0 | 0 | 0
State Niagara Mohawk Power - NOX Cap Annual v3.1 | 1122 | 1890 | Rate Constraint in MTons | FALSE | L | Annual | Rate | lb/MMBtu | 0.08 | 0 | 0 | 0 | 0 | 0 | 0 | 0
State Niagara Mohawk Power - NOX Cap Annual v3.1 | 1122 | 1890 | Rate Constraint in MTons | FALSE | L | Annual | Generation | TWh | 0.01389 | 0 | 0 | 0 | 0 | 0 | 0 | 0
State Niagara Mohawk Power - NOX Cap Annual v3.1 | 1122 | 1890 | Rate Constraint in MTons | FALSE | L | Annual | Qualifying Generation | TWh | 0.01389 | 0 | 0 | 0 | 0 | 0 | 0 | 0
State Niagara Mohawk Power - NOX Cap Annual v3.1 | 1122 | 1890 | Rate Constraint in MTons | FALSE | L | Annual | Rate | lb/MWh | 0.89152 | 0 | 0 | 0 | 0 | 0 | 0 | 0
State Niagara Mohawk Power - NOX Cap Annual v3.1 | 1122 | 1890 | Rate Constraint in MTons | FALSE | L | Annual | Constraint Shadow Price | US2016$/Ton | 0 | 0 | 0 | 0 | 0 | 0 | 0 | 0
State Niagara Mohawk Power - SO2 Cap Annual v3.1 | 1123 | 1891 | Rate Constraint in MTons | FALSE | L | Annual | Seasons Included | Seasons | Winter, WintShld, Summer | Winter, WintShld, Summer | Winter, WintShld, Summer | Winter, WintShld, Summer | Winter, WintShld, Summer | Winter, WintShld, Summer | Winter, WintShld, Summer | Winter, WintShld, Summer
State Niagara Mohawk Power - SO2 Cap Annual v3.1 | 1123 | 1891 | Rate Constraint in MTons | FALSE | L | Annual | Standard SO2 | Thousand Tons | 14.169 | 14.169 | 14.169 | 14.169 | 14.169 | 14.169 | 14.169 | 14.169
State Niagara Mohawk Power - SO2 Cap Annual v3.1 | 1123 | 1891 | Rate Constraint in MTons | FALSE | L | Annual | Emissions at Affected Plants SO2 | Thousand Tons | 0 | 0 | 0 | 0 | 0 | 0 | 0 | 0
State Niagara Mohawk Power - SO2 Cap Annual v3.1 | 1123 | 1891 | Rate Constraint in MTons | FALSE | L | Annual | Allowances Purchased SO2 | Thousand Tons | 0 | 0 | 0 | 0 | 0 | 0 | 0 | 0
State Niagara Mohawk Power - SO2 Cap Annual v3.1 | 1123 | 1891 | Rate Constraint in MTons | FALSE | L | Annual | Allowances Sold SO2 | Thousand Tons | 0 | 0 | 0 | 0 | 0 | 0 | 0 | 0
State Niagara Mohawk Power - SO2 Cap Annual v3.1 | 1123 | 1891 | Rate Constraint in MTons | FALSE | L | Annual | Allowances Banked | Thousand Tons | 0 | 0 | 0 | 0 | 0 | 0 | 0 | 0
State Niagara Mohawk Power - SO2 Cap Annual v3.1 | 1123 | 1891 | Rate Constraint in MTons | FALSE | L | Annual | Allowances Withdrawn (1:1) | Thousand Tons | 0 | 0 | 0 | 0 | 0 | 0 | 0 | 0
State Niagara Mohawk Power - SO2 Cap Annual v3.1 | 1123 | 1891 | Rate Constraint in MTons | FALSE | L | Annual | Allowances Withdrawn (n:1) | Thousand Tons | 0 | 0 | 0 | 0 | 0 | 0 | 0 | 0
State Niagara Mohawk Power - SO2 Cap Annual v3.1 | 1123 | 1891 | Rate Constraint in MTons | FALSE | L | Annual | Net Emissions Allowance Position | Thousand Tons | 0 | 0 | 0 | 0 | 0 | 0 | 0 | 0
State Niagara Mohawk Power - SO2 Cap Annual v3.1 | 1123 | 1891 | Rate Constraint in MTons | FALSE | L | Annual | Fuel Consumed | TBtu | 0.15479 | 0 | 0 | 0 | 0 | 0 | 0 | 0
State Niagara Mohawk Power - SO2 Cap Annual v3.1 | 1123 | 1891 | Rate Constraint in MTons | FALSE | L | Annual | Rate | lb/MMBtu | 0 | 0 | 0 | 0 | 0 | 0 | 0 | 0
State Niagara Mohawk Power - SO2 Cap Annual v3.1 | 1123 | 1891 | Rate Constraint in MTons | FALSE | L | Annual | Generation | TWh | 0.01389 | 0 | 0 | 0 | 0 | 0 | 0 | 0
State Niagara Mohawk Power - SO2 Cap Annual v3.1 | 1123 | 1891 | Rate Constraint in MTons | FALSE | L | Annual | Qualifying Generation | TWh | 0.01389 | 0 | 0 | 0 | 0 | 0 | 0 | 0
State Niagara Mohawk Power - SO2 Cap Annual v3.1 | 1123 | 1891 | Rate Constraint in MTons | FALSE | L | Annual | Rate | lb/MWh | 0 | 0 | 0 | 0 | 0 | 0 | 0 | 0
State Niagara Mohawk Power - SO2 Cap Annual v3.1 | 1123 | 1891 | Rate Constraint in MTons | FALSE | L | Annual | Constraint Shadow Price | US2016$/Ton | 0 | 0 | 0 | 0 | 0 | 0 | 0 | 0
Texas BART FIP v6.17 | 1124 | 6440 | Rate Constraint in MTons | FALSE | L | Annual | Seasons Included | Seasons | Winter, WintShld, Summer | Winter, WintShld, Summer | Winter, WintShld, Summer | Winter, WintShld, Summer | Winter, WintShld, Summer | Winter, WintShld, Summer | Winter, WintShld, Summer | Winter, WintShld, Summer
Texas BART FIP v6.17 | 1124 | 6440 | Rate Constraint in MTons | FALSE | L | Annual | Standard SO2 | Thousand Tons | 248.393 | 248.393 | 248.393 | 248.393 | 248.393 | 248.393 | 248.393 | 248.393
Texas BART FIP v6.17 | 1124 | 6440 | Rate Constraint in MTons | FALSE | L | Annual | Emissions at Affected Plants SO2 | Thousand Tons | 103.2204 | 129.5718 | 130.9733 | 120.4105 | 106.0012 | 98.2799 | 87.754 | 72.1862
Texas BART FIP v6.17 | 1124 | 6440 | Rate Constraint in MTons | FALSE | L | Annual | Allowances Purchased SO2 | Thousand Tons | 0 | 0 | 0 | 0 | 0 | 0 | 0 | 0
Texas BART FIP v6.17 | 1124 | 6440 | Rate Constraint in MTons | FALSE | L | Annual | Allowances Sold SO2 | Thousand Tons | 0 | 0 | 0 | 0 | 0 | 0 | 0 | 0
Texas BART FIP v6.17 | 1124 | 6440 | Rate Constraint in MTons | FALSE | L | Annual | Allowances Banked | Thousand Tons | 0 | 0 | 0 | 0 | 0 | 0 | 0 | 0
Texas BART FIP v6.17 | 1124 | 6440 | Rate Constraint in MTons | FALSE | L | Annual | Allowances Withdrawn (1:1) | Thousand Tons | 0 | 0 | 0 | 0 | 0 | 0 | 0 | 0
Texas BART FIP v6.17 | 1124 | 6440 | Rate Constraint in MTons | FALSE | L | Annual | Allowances Withdrawn (n:1) | Thousand Tons | 0 | 0 | 0 | 0 | 0 | 0 | 0 | 0
Texas BART FIP v6.17 | 1124 | 6440 | Rate Constraint in MTons | FALSE | L | Annual | Net Emissions Allowance Position | Thousand Tons | 103.2204 | 129.5718 | 130.9733 | 120.4105 | 106.0012 | 98.2799 | 87.754 | 72.1862
Texas BART FIP v6.17 | 1124 | 6440 | Rate Constraint in MTons | FALSE | L | Annual | Fuel Consumed | TBtu | 602.3561 | 732.5685 | 745.3534 | 666.9916 | 612.8742 | 598.8322 | 523.0148 | 527.1041
Texas BART FIP v6.17 | 1124 | 6440 | Rate Constraint in MTons | FALSE | L | Annual | Rate | lb/MMBtu | 0.34272 | 0.35375 | 0.35144 | 0.36106 | 0.34592 | 0.32824 | 0.33557 | 0.2739
Texas BART FIP v6.17 | 1124 | 6440 | Rate Constraint in MTons | FALSE | L | Annual | Generation | TWh | 57.0925 | 69.4999 | 71.8316 | 64.3603 | 60.3476 | 61.1616 | 54.205 | 59.6614
Texas BART FIP v6.17 | 1124 | 6440 | Rate Constraint in MTons | FALSE | L | Annual | Qualifying Generation | TWh | 57.0925 | 69.4999 | 71.8316 | 64.3603 | 59.3954 | 58.1798 | 50.5943 | 53.2922
Texas BART FIP v6.17 | 1124 | 6440 | Rate Constraint in MTons | FALSE | L | Annual | Rate | lb/MWh | 3.6159 | 3.7287 | 3.6467 | 3.7418 | 3.5693 | 3.3785 | 3.4689 | 2.7091
Texas BART FIP v6.17 | 1124 | 6440 | Rate Constraint in MTons | FALSE | L | Annual | Constraint Shadow Price | US2016$/Ton | 0 | 0 | 0 | 0 | 0 | 0 | 0 | 0
Texas East - NOX Cap Annual v3.1 | 1125 | 1901 | Rate Constraint in MTons | FALSE | L | Annual | Seasons Included | Seasons | Winter, WintShld, Summer | Winter, WintShld, Summer | Winter, WintShld, Summer | Winter, WintShld, Summer | Winter, WintShld, Summer | Winter, WintShld, Summer | Winter, WintShld, Summer | Winter, WintShld, Summer
Texas East - NOX Cap Annual v3.1 | 1125 | 1901 | Rate Constraint in MTons | FALSE | L | Annual | Standard NOX | Thousand Tons | 84.5 | 84.5 | 84.5 | 84.5 | 84.5 | 84.5 | 84.5 | 84.5
Texas East - NOX Cap Annual v3.1 | 1125 | 1901 | Rate Constraint in MTons | FALSE | L | Annual | Emissions at Affected Plants NOX | Thousand Tons | 2.9226 | 2.4034 | 2.4871 | 2.083 | 2.1921 | 1.9887 | 0.50847 | 0.48491
Texas East - NOX Cap Annual v3.1 | 1125 | 1901 | Rate Constraint in MTons | FALSE | L | Annual | Allowances Purchased NOX | Thousand Tons | 0 | 0 | 0 | 0 | 0 | 0 | 0 | 0
Texas East - NOX Cap Annual v3.1 | 1125 | 1901 | Rate Constraint in MTons | FALSE | L | Annual | Allowances Sold NOX | Thousand Tons | 0 | 0 | 0 | 0 | 0 | 0 | 0 | 0
Texas East - NOX Cap Annual v3.1 | 1125 | 1901 | Rate Constraint in MTons | FALSE | L | Annual | Allowances Banked | Thousand Tons | 0 | 0 | 0 | 0 | 0 | 0 | 0 | 0
Texas East - NOX Cap Annual v3.1 | 1125 | 1901 | Rate Constraint in MTons | FALSE | L | Annual | Allowances Withdrawn (1:1) | Thousand Tons | 0 | 0 | 0 | 0 | 0 | 0 | 0 | 0
Texas East - NOX Cap Annual v3.1 | 1125 | 1901 | Rate Constraint in MTons | FALSE | L | Annual | Allowances Withdrawn (n:1) | Thousand Tons | 0 | 0 | 0 | 0 | 0 | 0 | 0 | 0
Texas East - NOX Cap Annual v3.1 | 1125 | 1901 | Rate Constraint in MTons | FALSE | L | Annual | Net Emissions Allowance Position | Thousand Tons | 2.9226 | 2.4034 | 2.4871 | 2.083 | 2.1921 | 1.9887 | 0.50847 | 0.48491
Texas East - NOX Cap Annual v3.1 | 1125 | 1901 | Rate Constraint in MTons | FALSE | L | Annual | Fuel Consumed | TBtu | 53.5088 | 45.0172 | 47.6939 | 37.197 | 35.754 | 33.0466 | 8.2757 | 8.2077
Texas East - NOX Cap Annual v3.1 | 1125 | 1901 | Rate Constraint in MTons | FALSE | L | Annual | Rate | lb/MMBtu | 0.10924 | 0.10678 | 0.10429 | 0.112 | 0.12262 | 0.12036 | 0.12288 | 0.11816
Texas East - NOX Cap Annual v3.1 | 1125 | 1901 | Rate Constraint in MTons | FALSE | L | Annual | Generation | TWh | 4.7588 | 4.017 | 4.2291 | 3.3182 | 3.2042 | 2.9743 | 0.74961 | 0.75972
Texas East - NOX Cap Annual v3.1 | 1125 | 1901 | Rate Constraint in MTons | FALSE | L | Annual | Qualifying Generation | TWh | 4.7588 | 4.017 | 4.2291 | 3.3182 | 3.2042 | 2.9743 | 0.74961 | 0.75972
Texas East - NOX Cap Annual v3.1 | 1125 | 1901 | Rate Constraint in MTons | FALSE | L | Annual | Rate | lb/MWh | 1.2283 | 1.1966 | 1.1762 | 1.2555 | 1.3683 | 1.3373 | 1.3566 | 1.2765
Texas East - NOX Cap Annual v3.1 | 1125 | 1901 | Rate Constraint in MTons | FALSE | L | Annual | Constraint Shadow Price | US2016$/Ton | 0 | 0 | 0 | 0 | 0 | 0 | 0 | 0
Texas East - SO2 Cap Annual v3.1 | 1126 | 1902 | Rate Constraint in MTons | FALSE | L | Annual | Seasons Included | Seasons | Winter, WintShld, Summer | Winter, WintShld, Summer | Winter, WintShld, Summer | Winter, WintShld, Summer | Winter, WintShld, Summer | Winter, WintShld, Summer | Winter, WintShld, Summer | Winter, WintShld, Summer
Texas East - SO2 Cap Annual v3.1 | 1126 | 1902 | Rate Constraint in MTons | FALSE | L | Annual | Standard SO2 | Thousand Tons | 273.95 | 273.95 | 273.95 | 273.95 | 273.95 | 273.95 | 273.95 | 273.95
Texas East - SO2 Cap Annual v3.1 | 1126 | 1902 | Rate Constraint in MTons | FALSE | L | Annual | Emissions at Affected Plants SO2 | Thousand Tons | 0 | 0 | 0 | 0 | 0 | 0 | 0 | 0
Texas East - SO2 Cap Annual v3.1 | 1126 | 1902 | Rate Constraint in MTons | FALSE | L | Annual | Allowances Purchased SO2 | Thousand Tons | 0 | 0 | 0 | 0 | 0 | 0 | 0 | 0
Texas East - SO2 Cap Annual v3.1 | 1126 | 1902 | Rate Constraint in MTons | FALSE | L | Annual | Allowances Sold SO2 | Thousand Tons | 0 | 0 | 0 | 0 | 0 | 0 | 0 | 0
Texas East - SO2 Cap Annual v3.1 | 1126 | 1902 | Rate Constraint in MTons | FALSE | L | Annual | Allowances Banked | Thousand Tons | 273.95 | 273.95 | 479.4125 | 657.48 | 931.43 | 1205.38 | 1479.33 | 0
Texas East - SO2 Cap Annual v3.1 | 1126 | 1902 | Rate Constraint in MTons | FALSE | L | Annual | Allowances Withdrawn (1:1) | Thousand Tons | 0 | 0 | 0 | 0 | 0 | 0 | 0 | 0
Texas East - SO2 Cap Annual v3.1 | 1126 | 1902 | Rate Constraint in MTons | FALSE | L | Annual | Allowances Withdrawn (n:1) | Thousand Tons | 0 | 0 | -205.4625 | -383.53 | -657.48 | -931.43 | -1205.38 | 0
Texas East - SO2 Cap Annual v3.1 | 1126 | 1902 | Rate Constraint in MTons | FALSE | L | Annual | Net Emissions Allowance Position | Thousand Tons | 273.95 | 273.95 | 273.95 | 273.95 | 273.95 | 273.95 | 273.95 | 0
Texas East - SO2 Cap Annual v3.1 | 1126 | 1902 | Rate Constraint in MTons | FALSE | L | Annual | Fuel Consumed | TBtu | 53.5088 | 45.0172 | 47.6939 | 37.197 | 35.754 | 33.0466 | 8.2757 | 8.2077
Texas East - SO2 Cap Annual v3.1 | 1126 | 1902 | Rate Constraint in MTons | FALSE | L | Annual | Rate | lb/MMBtu | 0 | 0 | 0 | 0 | 0 | 0 | 0 | 0
Texas East - SO2 Cap Annual v3.1 | 1126 | 1902 | Rate Constraint in MTons | FALSE | L | Annual | Generation | TWh | 4.7588 | 4.017 | 4.2291 | 3.3182 | 3.2042 | 2.9743 | 0.74961 | 0.75972
Texas East - SO2 Cap Annual v3.1 | 1126 | 1902 | Rate Constraint in MTons | FALSE | L | Annual | Qualifying Generation | TWh | 4.7588 | 4.017 | 4.2291 | 3.3182 | 3.2042 | 2.9743 | 0.74961 | 0.75972
Texas East - SO2 Cap Annual v3.1 | 1126 | 1902 | Rate Constraint in MTons | FALSE | L | Annual | Rate | lb/MWh | 0 | 0 | 0 | 0 | 0 | 0 | 0 | 0
Texas East - SO2 Cap Annual v3.1 | 1126 | 1902 | Rate Constraint in MTons | FALSE | L | Annual | Constraint Shadow Price | US2016$/Ton | 0 | 0 | 0 | 0 | 0 | 0 | 0 | 0
Texas El Paso - NOX Cap Annual v3.1 | 1127 | 1904 | Rate Constraint in MTons | FALSE | L | Annual | Seasons Included | Seasons | Winter, WintShld, Summer | Winter, WintShld, Summer | Winter, WintShld, Summer | Winter, WintShld, Summer | Winter, WintShld, Summer | Winter, WintShld, Summer | Winter, WintShld, Summer | Winter, WintShld, Summer
Texas El Paso - NOX Cap Annual v3.1 | 1127 | 1904 | Rate Constraint in MTons | FALSE | L | Annual | Standard NOX | Thousand Tons | 1.06 | 1.06 | 1.06 | 1.06 | 1.06 | 1.06 | 1.06 | 1.06
Texas El Paso - NOX Cap Annual v3.1 | 1127 | 1904 | Rate Constraint in MTons | FALSE | L | Annual | Emissions at Affected Plants NOX | Thousand Tons | 1.06 | 0.78068 | 0.11043 | 0.10285 | 0.14379 | 0.1384 | 0.087235 | 0.086985
Texas El Paso - NOX Cap Annual v3.1 | 1127 | 1904 | Rate Constraint in MTons | FALSE | L | Annual | Allowances Purchased NOX | Thousand Tons | 0 | 0 | 0 | 0 | 0 | 0 | 0 | 0
Texas El Paso - NOX Cap Annual v3.1 | 1127 | 1904 | Rate Constraint in MTons | FALSE | L | Annual | Allowances Sold NOX | Thousand Tons | 0 | 0 | 0 | 0 | 0 | 0 | 0 | 0
Texas El Paso - NOX Cap Annual v3.1 | 1127 | 1904 | Rate Constraint in MTons | FALSE | L | Annual | Allowances Banked | Thousand Tons | 0 | 0 | 0 | 0 | 0 | 0 | 0 | 0
Texas El Paso - NOX Cap Annual v3.1 | 1127 | 1904 | Rate Constraint in MTons | FALSE | L | Annual | Allowances Withdrawn (1:1) | Thousand Tons | 0 | 0 | 0 | 0 | 0 | 0 | 0 | 0
Texas El Paso - NOX Cap Annual v3.1 | 1127 | 1904 | Rate Constraint in MTons | FALSE | L | Annual | Allowances Withdrawn (n:1) | Thousand Tons | 0 | 0 | 0 | 0 | 0 | 0 | 0 | 0
Texas El Paso - NOX Cap Annual v3.1 | 1127 | 1904 | Rate Constraint in MTons | FALSE | L | Annual | Net Emissions Allowance Position | Thousand Tons | 1.06 | 0.78068 | 0.11043 | 0.10285 | 0.14379 | 0.1384 | 0.087235 | 0.086985
Texas El Paso - NOX Cap Annual v3.1 | 1127 | 1904 | Rate Constraint in MTons | FALSE | L | Annual | Fuel Consumed | TBtu | 10.9132 | 8.1417 | 1.4346 | 1.3379 | 1.8845 | 1.8115 | 1.1826 | 1.1792
Texas El Paso - NOX Cap Annual v3.1 | 1127 | 1904 | Rate Constraint in MTons | FALSE | L | Annual | Rate | lb/MMBtu | 0.19426 | 0.19177 | 0.15395 | 0.15374 | 0.15259 | 0.1528 | 0.14753 | 0.14753
Texas El Paso - NOX Cap Annual v3.1 | 1127 | 1904 | Rate Constraint in MTons | FALSE | L | Annual | Generation | TWh | 0.94452 | 0.7158 | 0.15602 | 0.14565 | 0.20635 | 0.19815 | 0.13279 | 0.13241
Texas El Paso - NOX Cap Annual v3.1 | 1127 | 1904 | Rate Constraint in MTons | FALSE | L | Annual | Qualifying Generation | TWh | 0.94452 | 0.7158 | 0.15602 | 0.14565 | 0.20635 | 0.19815 | 0.13279 | 0.13241
Texas El Paso - NOX Cap Annual v3.1 | 1127 | 1904 | Rate Constraint in MTons | FALSE | L | Annual | Rate | lb/MWh | 2.2445 | 2.1813 | 1.4156 | 1.4122 | 1.3936 | 1.3969 | 1.3139 | 1.3139
Texas El Paso - NOX Cap Annual v3.1 | 1127 | 1904 | Rate Constraint in MTons | FALSE | L | Annual | Constraint Shadow Price | US2016$/Ton | 33371.396 | 0 | 0 | 0 | 0 | 0 | 0 | 0
Texas Houston - NOX Cap Annual v3.1 | 1128 | 1905 | Rate Constraint in MTons | FALSE | L | Annual | Seasons Included | Seasons | Winter, WintShld, Summer | Winter, WintShld, Summer | Winter, WintShld, Summer | Winter, WintShld, Summer | Winter, WintShld, Summer | Winter, WintShld, Summer | Winter, WintShld, Summer | Winter, WintShld, Summer
Texas Houston - NOX Cap Annual v3.1 | 1128 | 1905 | Rate Constraint in MTons | FALSE | L | Annual | Standard NOX | Thousand Tons | 17.57 | 17.57 | 17.57 | 17.57 | 17.57 | 17.57 | 17.57 | 17.57
Texas Houston - NOX Cap Annual v3.1 | 1128 | 1905 | Rate Constraint in MTons | FALSE | L | Annual | Emissions at Affected Plants NOX | Thousand Tons | 7.0101 | 8.3023 | 8.5884 | 7.7874 | 8.3974 | 8.8161 | 6.6592 | 6.7197
Texas Houston - NOX Cap Annual v3.1 | 1128 | 1905 | Rate Constraint in MTons | FALSE | L | Annual | Allowances Purchased NOX | Thousand Tons | 0 | 0 | 0 | 0 | 0 | 0 | 0 | 0
Texas Houston - NOX Cap Annual v3.1 | 1128 | 1905 | Rate Constraint in MTons | FALSE | L | Annual | Allowances Sold NOX | Thousand Tons | 0 | 0 | 0 | 0 | 0 | 0 | 0 | 0
Texas Houston - NOX Cap Annual v3.1 | 1128 | 1905 | Rate Constraint in MTons | FALSE | L | Annual | Allowances Banked | Thousand Tons | 0 | 0 | 0 | 0 | 0 | 0 | 0 | 0
Texas Houston - NOX Cap Annual v3.1 | 1128 | 1905 | Rate Constraint in MTons | FALSE | L | Annual | Allowances Withdrawn (1:1) | Thousand Tons | 0 | 0 | 0 | 0 | 0 | 0 | 0 | 0
Texas Houston - NOX Cap Annual v3.1 | 1128 | 1905 | Rate Constraint in MTons | FALSE | L | Annual | Allowances Withdrawn (n:1) | Thousand Tons | 0 | 0 | 0 | 0 | 0 | 0 | 0 | 0
Texas Houston - NOX Cap Annual v3.1 | 1128 | 1905 | Rate Constraint in MTons | FALSE | L | Annual | Net Emissions Allowance Position | Thousand Tons | 7.0101 | 8.3023 | 8.5884 | 7.7874 | 8.3974 | 8.8161 | 6.6592 | 6.7197
Texas Houston - NOX Cap Annual v3.1 | 1128 | 1905 | Rate Constraint in MTons | FALSE | L | Annual | Fuel Consumed | TBtu | 357.8416 | 391.2457 | 403.0119 | 374.876 | 401.9456 | 423.0381 | 310.0283 | 325.8861
Texas Houston - NOX Cap Annual v3.1 | 1128 | 1905 | Rate Constraint in MTons | FALSE | L | Annual | Rate | lb/MMBtu | 0.03918 | 0.04244 | 0.042621 | 0.041547 | 0.041784 | 0.04168 | 0.042958 | 0.04124
Texas Houston - NOX Cap Annual v3.1 | 1128 | 1905 | Rate Constraint in MTons | FALSE | L | Annual | Generation | TWh | 49.2389 | 51.8928 | 53.2821 | 50.6499 | 53.6457 | 56.1263 | 41.6942 | 44.4944
Texas Houston - NOX Cap Annual v3.1 | 1128 | 1905 | Rate Constraint in MTons | FALSE | L | Annual | Qualifying Generation | TWh | 49.2389 | 51.8928 | 53.2821 | 50.6499 | 53.6457 | 56.1263 | 41.6942 | 44.4944
Texas Houston - NOX Cap Annual v3.1 | 1128 | 1905 | Rate Constraint in MTons | FALSE | L | Annual | Rate | lb/MWh | 0.28474 | 0.31998 | 0.32237 | 0.3075 | 0.31307 | 0.31415 | 0.31943 | 0.30205
Texas Houston - NOX Cap Annual v3.1 | 1128 | 1905 | Rate Constraint in MTons | FALSE | L | Annual | Constraint Shadow Price | US2016$/Ton | 0 | 0 | 0 | 0 | 0 | 0 | 0 | 0
Texas West - NOX Cap Annual v3.1 | 1129 | 1906 | Rate Constraint in MTons | FALSE | L | Annual | Seasons Included | Seasons | Winter, WintShld, Summer | Winter, WintShld, Summer | Winter, WintShld, Summer | Winter, WintShld, Summer | Winter, WintShld, Summer | Winter, WintShld, Summer | Winter, WintShld, Summer | Winter, WintShld, Summer
Texas West - NOX Cap Annual v3.1 | 1129 | 1906 | Rate Constraint in MTons | FALSE | L | Annual | Standard NOX | Thousand Tons | 18.1 | 18.1 | 18.1 | 18.1 | 18.1 | 18.1 | 18.1 | 18.1
Texas West - NOX Cap Annual v3.1 | 1129 | 1906 | Rate Constraint in MTons | FALSE | L | Annual | Emissions at Affected Plants NOX | Thousand Tons | 0.89469 | 0.68424 | 0.49291 | 0.23738 | 0.17636 | 0.12269 | 0.0065659 | 0.0065659
Texas West - NOX Cap Annual v3.1 | 1129 | 1906 | Rate Constraint in MTons | FALSE | L | Annual | Allowances Purchased NOX | Thousand Tons | 0 | 0 | 0 | 0 | 0 | 0 | 0 | 0
Texas West - NOX Cap Annual v3.1 | 1129 | 1906 | Rate Constraint in MTons | FALSE | L | Annual | Allowances Sold NOX | Thousand Tons | 0 | 0 | 0 | 0 | 0 | 0 | 0 | 0
Texas West - NOX Cap Annual v3.1 | 1129 | 1906 | Rate Constraint in MTons | FALSE | L | Annual | Allowances Banked | Thousand Tons | 0 | 0 | 0 | 0 | 0 | 0 | 0 | 0
Texas West - NOX Cap Annual v3.1 | 1129 | 1906 | Rate Constraint in MTons | FALSE | L | Annual | Allowances Withdrawn (1:1) | Thousand Tons | 0 | 0 | 0 | 0 | 0 | 0 | 0 | 0
Texas West - NOX Cap Annual v3.1 | 1129 | 1906 | Rate Constraint in MTons | FALSE | L | Annual | Allowances Withdrawn (n:1) | Thousand Tons | 0 | 0 | 0 | 0 | 0 | 0 | 0 | 0
Texas West - NOX Cap Annual v3.1 | 1129 | 1906 | Rate Constraint in MTons | FALSE | L | Annual | Net Emissions Allowance Position | Thousand Tons | 0.89469 | 0.68424 | 0.49291 | 0.23738 | 0.17636 | 0.12269 | 0.0065659 | 0.0065659
Texas West - NOX Cap Annual v3.1 | 1129 | 1906 | Rate Constraint in MTons | FALSE | L | Annual | Fuel Consumed | TBtu | 14.372 | 11.6335 | 7.8331 | 4.0159 | 2.1423 | 1.6851 | 0.11223 | 0.11223
Texas West - NOX Cap Annual v3.1 | 1129 | 1906 | Rate Constraint in MTons | FALSE | L | Annual | Rate | lb/MMBtu | 0.1245 | 0.11763 | 0.12585 | 0.11822 | 0.16465 | 0.14561 | 0.11701 | 0.11701
Texas West - NOX Cap Annual v3.1 | 1129 | 1906 | Rate Constraint in MTons | FALSE | L | Annual | Generation | TWh | 1.2693 | 1.0391 | 0.70792 | 0.36402 | 0.18169 | 0.14358 | 0.009615 | 0.009615
Texas West - NOX Cap Annual v3.1 | 1129 | 1906 | Rate Constraint in MTons | FALSE | L | Annual | Qualifying Generation | TWh | 1.2693 | 1.0391 | 0.70792 | 0.36402 | 0.18169 | 0.14358 | 0.009615 | 0.009615
Texas West - NOX Cap Annual v3.1 | 1129 | 1906 | Rate Constraint in MTons | FALSE | L | Annual | Rate | lb/MWh | 1.4098 | 1.317 | 1.3926 | 1.3042 | 1.9414 | 1.709 | 1.3658 | 1.3658
Texas West - NOX Cap Annual v3.1 | 1129 | 1906 | Rate Constraint in MTons | FALSE | L | Annual | Constraint Shadow Price | US2016$/Ton | 0 | 0 | 0 | 0 | 0 | 0 | 0 | 0
UT Hg Rule - MER Removal Annual v.4.10 | 1130 | 2215 | MACT Fuel Choice Floor in lbs/MMBtu | FALSE | L | Annual | Seasons Included | Seasons | Winter, WintShld, Summer | Winter, WintShld, Summer | Winter, WintShld, Summer | Winter, WintShld, Summer | Winter, WintShld, Summer | Winter, WintShld, Summer | Winter, WintShld, Summer | Winter, WintShld, Summer
UT Hg Rule - MER Removal Annual v.4.10 | 1130 | 2215 | MACT Fuel Choice Floor in lbs/MMBtu | FALSE | L | Annual | Emission Floor | lbs/MMBtu | 6.5e-07 | 6.5e-07 | 6.5e-07 | 6.5e-07 | 6.5e-07 | 6.5e-07 | 6.5e-07 | 6.5e-07
UT Hg Rule - MER Removal Annual v.4.10 | 1130 | 2215 | MACT Fuel Choice Floor in lbs/MMBtu | FALSE | L | Annual | Emissions at Affected Plants MER | lbs | 95.9706 | 73.4388 | 72.2339 | 70.9577 | 63.8245 | 63.3826 | 58.9513 | 37.3891
UT Hg Rule - MER Removal Annual v.4.10 | 1130 | 2215 | MACT Fuel Choice Floor in lbs/MMBtu | FALSE | L | Annual | Allowances Purchased MER | lbs | 0 | 0 | 0 | 0 | 0 | 0 | 0 | 0
UT Hg Rule - MER Removal Annual v.4.10 | 1130 | 2215 | MACT Fuel Choice Floor in lbs/MMBtu | FALSE | L | Annual | Allowances Sold MER | lbs | 0 | 0 | 0 | 0 | 0 | 0 | 0 | 0
UT Hg Rule - MER Removal Annual v.4.10 | 1130 | 2215 | MACT Fuel Choice Floor in lbs/MMBtu | FALSE | L | Annual | Allowances Banked | lbs | 0 | 0 | 0 | 0 | 0 | 0 | 0 | 0
UT Hg Rule - MER Removal Annual v.4.10 | 1130 | 2215 | MACT Fuel Choice Floor in lbs/MMBtu | FALSE | L | Annual | Allowances Withdrawn (1:1) | lbs | 0 | 0 | 0 | 0 | 0 | 0 | 0 | 0
UT Hg Rule - MER Removal Annual v.4.10 | 1130 | 2215 | MACT Fuel Choice Floor in lbs/MMBtu | FALSE | L | Annual | Allowances Withdrawn (n:1) | lbs | 0 | 0 | 0 | 0 | 0 | 0 | 0 | 0
UT Hg Rule - MER Removal Annual v.4.10 | 1130 | 2215 | MACT Fuel Choice Floor in lbs/MMBtu | FALSE | L | Annual | Net Emissions Allowance Position | lbs | 95.9706 | 73.4388 | 72.2339 | 70.9577 | 63.8245 | 63.3826 | 58.9513 | 37.3891
UT Hg Rule - MER Removal Annual v.4.10 | 1130 | 2215 | MACT Fuel Choice Floor in lbs/MMBtu | FALSE | L | Annual | Fuel Consumed | TBtu | 252.4863 | 200.593 | 198.9883 | 193.1483 | 161.317 | 162.0513 | 157.2291 | 98.1625
UT Hg Rule - MER Removal Annual v.4.10 | 1130 | 2215 | MACT Fuel Choice Floor in lbs/MMBtu | FALSE | L | Annual | Rate | lb/MMBtu | 3.801e-07 | 3.6611e-07 | 3.6301e-07 | 3.6737e-07 | 3.9565e-07 | 3.9113e-07 | 3.7494e-07 | 3.8089e-07
UT Hg Rule - MER Removal Annual v.4.10 | 1130 | 2215 | MACT Fuel Choice Floor in lbs/MMBtu | FALSE | L | Annual | Generation | TWh | 24.9946 | 19.6722 | 19.6722 | 19.0968 | 15.9537 | 16.0226 | 15.5446 | 9.6868
UT Hg Rule - MER Removal Annual v.4.10 | 1130 | 2215 | MACT Fuel Choice Floor in lbs/MMBtu | FALSE | L | Annual | Qualifying Generation | TWh | 24.9946 | 19.6722 | 19.6722 | 19.0968 | 15.9537 | 16.0226 | 15.5446 | 9.6868
UT Hg Rule - MER Removal Annual v.4.10 | 1130 | 2215 | MACT Fuel Choice Floor in lbs/MMBtu | FALSE | L | Annual | Constraint Shadow Price | US2016$/Lb | 0 | 0 | 0 | 0 | 0 | 0 | 0 | 0
WA - CO2 Penalty Annual v5.13 | 1131 | 6028 | Rate Constraint in MTons | FALSE | L | Annual | Seasons Included | Seasons | Winter, WintShld, Summer | Winter, WintShld, Summer | Winter, WintShld, Summer | Winter, WintShld, Summer | Winter, WintShld, Summer | Winter, WintShld, Summer | Winter, WintShld, Summer | Winter, WintShld, Summer
WA - CO2 Penalty Annual v5.13 | 1131 | 6028 | Rate Constraint in MTons | FALSE | L | Annual | Standard CO2 | Thousand Tons | 0 | 0 | 0 | 0 | 0 | 0 | 0 | 0
WA - CO2 Penalty Annual v5.13 | 1131 | 6028 | Rate Constraint in MTons | FALSE | L | Annual | Emissions at Affected Plants CO2 | Thousand Tons | 0 | 0 | 0 | 0 | 0 | 0 | 0 | 0
WA - CO2 Penalty Annual v5.13 | 1131 | 6028 | Rate Constraint in MTons | FALSE | L | Annual | Allowances Purchased CO2 | Thousand Tons | 0 | 0 | 0 | 0 | 0 | 0 | 0 | 0
WA - CO2 Penalty Annual v5.13 | 1131 | 6028 | Rate Constraint in MTons | FALSE | L | Annual | Allowances Sold CO2 | Thousand Tons | 0 | 0 | 0 | 0 | 0 | 0 | 0 | 0
WA - CO2 Penalty Annual v5.13 | 1131 | 6028 | Rate Constraint in MTons | FALSE | L | Annual | Allowances Banked | Thousand Tons | 0 | 0 | 0 | 0 | 0 | 0 | 0 | 0
WA - CO2 Penalty Annual v5.13 | 1131 | 6028 | Rate Constraint in MTons | FALSE | L | Annual | Allowances Withdrawn (1:1) | Thousand Tons | 0 | 0 | 0 | 0 | 0 | 0 | 0 | 0
WA - CO2 Penalty Annual v5.13 | 1131 | 6028 | Rate Constraint in MTons | FALSE | L | Annual | Allowances Withdrawn (n:1) | Thousand Tons | 0 | 0 | 0 | 0 | 0 | 0 | 0 | 0
WA - CO2 Penalty Annual v5.13 | 1131 | 6028 | Rate Constraint in MTons | FALSE | L | Annual | Net Emissions Allowance Position | Thousand Tons | 0 | 0 | 0 | 0 | 0 | 0 | 0 | 0
WA - CO2 Penalty Annual v5.13 | 1131 | 6028 | Rate Constraint in MTons | FALSE | L | Annual | Fuel Consumed | TBtu | 0 | 0 | 0 | 0 | 0 | 0 | 0 | 0
WA - CO2 Penalty Annual v5.13 | 1131 | 6028 | Rate Constraint in MTons | FALSE | L | Annual | Rate | lb/MMBtu | 0 | 0 | 0 | 0 | 0 | 0 | 0 | 0
WA - CO2 Penalty Annual v5.13 | 1131 | 6028 | Rate Constraint in MTons | FALSE | L | Annual | Generation | TWh | 0 | 0 | 0 | 0 | 0 | 0 | 0 | 0
WA - CO2 Penalty Annual v5.13 | 1131 | 6028 | Rate Constraint in MTons | FALSE | L | Annual | Qualifying Generation | TWh | 0 | 0 | 0 | 0 | 0 | 0 | 0 | 0
WA - CO2 Penalty Annual v5.13 | 1131 | 6028 | Rate Constraint in MTons | FALSE | L | Annual | Rate | lb/MWh | 0 | 0 | 0 | 0 | 0 | 0 | 0 | 0
WA - CO2 Penalty Annual v5.13 | 1131 | 6028 | Rate Constraint in MTons | FALSE | L | Annual | Constraint Shadow Price | US2016$/Ton | 1.82 | 1.8198 | 1.8194 | 1.8192 | 1.8192 | 1.8197 | 1.8194 | 1.8197
WA - CO2 Rate Limit (New Advanced Coal with CCS) | 1132 | 2428 | Rate Constraint in lbs/MWh | FALSE | L | Annual | Seasons Included | Seasons | Winter, WintShld, Summer | Winter, WintShld, Summer | Winter, WintShld, Summer | Winter, WintShld, Summer | Winter, WintShld, Summer | Winter, WintShld, Summer | Winter, WintShld, Summer | Winter, WintShld, Summer
WA - CO2 Rate Limit (New Advanced Coal with CCS) | 1132 | 2428 | Rate Constraint in lbs/MWh | FALSE | L | Annual | Standard CO2 | lb/MWh | 970 | 970 | 970 | 970 | 970 | 970 | 970 | 970
WA - CO2 Rate Limit (New Advanced Coal with CCS) | 1132 | 2428 | Rate Constraint in lbs/MWh | FALSE | L | Annual | Emissions at Affected Plants CO2 | Thousand Tons | 0 | 0 | 0 | 0 | 0 | 0 | 0 | 0
WA - CO2 Rate Limit (New Advanced Coal with CCS) | 1132 | 2428 | Rate Constraint in lbs/MWh | FALSE | L | Annual | Allowances Purchased CO2 | Thousand Tons | 0 | 0 | 0 | 0 | 0 | 0 | 0 | 0
WA - CO2 Rate Limit (New Advanced Coal with CCS) | 1132 | 2428 | Rate Constraint in lbs/MWh | FALSE | L | Annual | Allowances Sold CO2 | Thousand Tons | 0 | 0 | 0 | 0 | 0 | 0 | 0 | 0
WA - CO2 Rate Limit (New Advanced Coal with CCS) | 1132 | 2428 | Rate Constraint in lbs/MWh | FALSE | L | Annual | Allowances Banked | Thousand Tons | 0 | 0 | 0 | 0 | 0 | 0 | 0 | 0
WA - CO2 Rate Limit (New Advanced Coal with CCS) | 1132 | 2428 | Rate Constraint in lbs/MWh | FALSE | L | Annual | Allowances Withdrawn (1:1) | Thousand Tons | 0 | 0 | 0 | 0 | 0 | 0 | 0 | 0
WA - CO2 Rate Limit (New Advanced Coal with CCS) | 1132 | 2428 | Rate Constraint in lbs/MWh | FALSE | L | Annual | Allowances Withdrawn (n:1) | Thousand Tons | 0 | 0 | 0 | 0 | 0 | 0 | 0 | 0
WA - CO2 Rate Limit (New Advanced Coal with CCS) | 1132 | 2428 | Rate Constraint in lbs/MWh | FALSE | L | Annual | Net Emissions Allowance Position | Thousand Tons | 0 | 0 | 0 | 0 | 0 | 0 | 0 | 0
WA - CO2 Rate Limit (New Advanced Coal with CCS) | 1132 | 2428 | Rate Constraint in lbs/MWh | FALSE | L | Annual | Fuel Consumed | TBtu | 0 | 0 | 0 | 0 | 0 | 0 | 0 | 0
WA - CO2 Rate Limit (New Advanced Coal with CCS) | 1132 | 2428 | Rate Constraint in lbs/MWh | FALSE | L | Annual | Rate | lb/MMBtu | 0 | 0 | 0 | 0 | 0 | 0 | 0 | 0
WA - CO2 Rate Limit (New Advanced Coal with CCS) | 1132 | 2428 | Rate Constraint in lbs/MWh | FALSE | L | Annual | Generation | TWh | 0 | 0 | 0 | 0 | 0 | 0 | 0 | 0
WA - CO2 Rate Limit (New Advanced Coal with CCS) | 1132 | 2428 | Rate Constraint in lbs/MWh | FALSE | L | Annual | Qualifying Generation | TWh | 0 | 0 | 0 | 0 | 0 | 0 | 0 | 0
WA - CO2 Rate Limit (New Advanced Coal with CCS) | 1132 | 2428 | Rate Constraint in lbs/MWh | FALSE | L | Annual | Constraint Shadow Price | US2016$/Ton | 0 | 0 | 0 | 0 | 0 | 0 | 0 | 0
WA-CO2 Rate Limit(New Advanced Coal without CCS) | 1133 | 7056 | Rate Constraint in lbs/MWh | FALSE | L | Annual | Seasons Included | Seasons | Winter, WintShld, Summer | Winter, WintShld, Summer | Winter, WintShld, Summer | Winter, WintShld, Summer | Winter, WintShld, Summer | Winter, WintShld, Summer | Winter, WintShld, Summer | Winter, WintShld, Summer
WA-CO2 Rate Limit(New Advanced Coal without CCS) | 1133 | 7056 | Rate Constraint in lbs/MWh | FALSE | L | Annual | Standard CO2 | lb/MWh | 970 | 970 | 970 | 970 | 970 | 970 | 970 | 970
WA-CO2 Rate Limit(New Advanced Coal without CCS) | 1133 | 7056 | Rate Constraint in lbs/MWh | FALSE | L | Annual | Emissions at Affected Plants CO2 | Thousand Tons | 0 | 0 | 0 | 0 | 0 | 0 | 0 | 0
WA-CO2 Rate Limit(New Advanced Coal without CCS) | 1133 | 7056 | Rate Constraint in lbs/MWh | FALSE | L | Annual | Allowances Purchased CO2 | Thousand Tons | 0 | 0 | 0 | 0 | 0 | 0 | 0 | 0
WA-CO2 Rate Limit(New Advanced Coal without CCS) | 1133 | 7056 | Rate Constraint in lbs/MWh | FALSE | L | Annual | Allowances Sold CO2 | Thousand Tons | 0 | 0 | 0 | 0 | 0 | 0 | 0 | 0
WA-CO2 Rate Limit(New Advanced Coal without CCS) | 1133 | 7056 | Rate Constraint in lbs/MWh | FALSE | L | Annual | Allowances Banked | Thousand Tons | 0 | 0 | 0 | 0 | 0 | 0 | 0 | 0
WA-CO2 Rate Limit(New Advanced Coal without CCS) | 1133 | 7056 | Rate Constraint in lbs/MWh | FALSE | L | Annual | Allowances Withdrawn (1:1) | Thousand Tons | 0 | 0 | 0 | 0 | 0 | 0 | 0 | 0
WA-CO2 Rate Limit(New Advanced Coal without CCS) | 1133 | 7056 | Rate Constraint in lbs/MWh | FALSE | L | Annual | Allowances Withdrawn (n:1) | Thousand Tons | 0 | 0 | 0 | 0 | 0 | 0 | 0 | 0
WA-CO2 Rate Limit(New Advanced Coal without CCS) | 1133 | 7056 | Rate Constraint in lbs/MWh | FALSE | L | Annual | Net Emissions Allowance Position | Thousand Tons | 0 | 0 | 0 | 0 | 0 | 0 | 0 | 0
WA-CO2 Rate Limit(New Advanced Coal without CCS) | 1133 | 7056 | Rate Constraint in lbs/MWh | FALSE | L | Annual | Fuel Consumed | TBtu | 0 | 0 | 0 | 0 | 0 | 0 | 0 | 0
WA-CO2 Rate Limit(New Advanced Coal without CCS) | 1133 | 7056 | Rate Constraint in lbs/MWh | FALSE | L | Annual | Rate | lb/MMBtu | 0 | 0 | 0 | 0 | 0 | 0 | 0 | 0
WA-CO2 Rate Limit(New Advanced Coal without CCS) | 1133 | 7056 | Rate Constraint in lbs/MWh | FALSE | L | Annual | Generation | TWh | 0 | 0 | 0 | 0 | 0 | 0 | 0 | 0
WA-CO2 Rate Limit(New Advanced Coal without CCS) | 1133 | 7056 | Rate Constraint in lbs/MWh | FALSE | L | Annual | Qualifying Generation | TWh | 0 | 0 | 0 | 0 | 0 | 0 | 0 | 0
WA-CO2 Rate Limit(New Advanced Coal without CCS) | 1133 | 7056 | Rate Constraint in lbs/MWh | FALSE | L | Annual | Constraint Shadow Price | US2016$/Ton | 0 | 0 | 62.938 | 32.925 | 43.2702 | 78.6867 | 75.2016 | 72.1737
WI CC NGas NOx Annual Rate v3.1 | 1134 | 1938 | Rate Constraint in lbs/MMBtu | FALSE | L | Annual | Seasons Included | Seasons | Winter, WintShld, Summer | Winter, WintShld, Summer | Winter, WintShld, Summer | Winter, WintShld, Summer | Winter, WintShld, Summer | Winter, WintShld, Summer | Winter, WintShld, Summer | Winter, WintShld, Summer
WI CC NGas NOx Annual Rate v3.1 | 1134 | 1938 | Rate Constraint in lbs/MMBtu | FALSE | L | Annual | Standard NOX | lb/MMBtu | 0.04 | 0.04 | 0.04 | 0.04 | 0.04 | 0.04 | 0.04 | 0.04
WI CC NGas NOx Annual Rate v3.1 | 1134 | 1938 | Rate Constraint in lbs/MMBtu | FALSE | L | Annual | Emissions at Affected Plants NOX | Thousand Tons | 0.36852 | 0.36852 | 0.36852 | 0.36852 | 0.36852 | 0.36852 | 0.36852 | 0.3575
WI CC NGas NOx Annual Rate v3.1 | 1134 | 1938 | Rate Constraint in lbs/MMBtu | FALSE | L | Annual | Allowances Purchased NOX | Thousand Tons | 0 | 0 | 0 | 0 | 0 | 0 | 0 | 0
WI CC NGas NOx Annual Rate v3.1 | 1134 | 1938 | Rate Constraint in lbs/MMBtu | FALSE | L | Annual | Allowances Sold NOX | Thousand Tons | 0 | 0 | 0 | 0 | 0 | 0 | 0 | 0
WI CC NGas NOx Annual Rate v3.1 | 1134 | 1938 | Rate Constraint in lbs/MMBtu | FALSE | L | Annual | Allowances Banked | Thousand Tons | 0 | 0 | 0 | 0 | 0 | 0 | 0 | 0
WI CC NGas NOx Annual Rate v3.1 | 1134 | 1938 | Rate Constraint in lbs/MMBtu | FALSE | L | Annual | Allowances Withdrawn (1:1) | Thousand Tons | 0 | 0 | 0 | 0 | 0 | 0 | 0 | 0
WI CC NGas NOx Annual Rate v3.1 | 1134 | 1938 | Rate Constraint in lbs/MMBtu | FALSE | L | Annual | Allowances Withdrawn (n:1) | Thousand Tons | 0 | 0 | 0 | 0 | 0 | 0 | 0 | 0
WI CC NGas NOx Annual Rate v3.1 | 1134 | 1938 | Rate Constraint in lbs/MMBtu | FALSE | L | Annual | Net Emissions Allowance Position | Thousand Tons | 0.36852 | 0.36852 | 0.36852 | 0.36852 | 0.36852 | 0.36852 | 0.36852 | 0.3575
WI CC NGas NOx Annual Rate v3.1 | 1134 | 1938 | Rate Constraint in lbs/MMBtu | FALSE | L | Annual | Fuel Consumed | TBtu | 61.7782 | 61.7782 | 61.7782 | 61.7782 | 61.7782 | 61.7782 | 61.7782 | 59.923
WI CC NGas NOx Annual Rate v3.1 | 1134 | 1938 | Rate Constraint in lbs/MMBtu | FALSE | L | Annual | Rate | lb/MMBtu | 0.01193 | 0.01193 | 0.01193 | 0.01193 | 0.01193 | 0.01193 | 0.01193 | 0.011932
WI CC NGas NOx Annual Rate v3.1 | 1134 | 1938 | Rate Constraint in lbs/MMBtu | FALSE | L | Annual | Generation | TWh | 8.7629 | 8.7629 | 8.7629 | 8.7629 | 8.7629 | 8.7629 | 8.7629 | 8.4997
WI CC NGas NOx Annual Rate v3.1 | 1134 | 1938 | Rate Constraint in lbs/MMBtu | FALSE | L | Annual | Qualifying Generation | TWh | 8.7629 | 8.7629 | 8.7629 | 8.7629 | 8.7629 | 8.7629 | 8.7629 | 8.4997
WI CC NGas NOx Annual Rate v3.1 | 1134 | 1938 | Rate Constraint in lbs/MMBtu | FALSE | L | Annual | Rate | lb/MWh | 0.084109 | 0.084109 | 0.084109 | 0.084109 | 0.084109 | 0.084109 | 0.084109 | 0.084121
WI CC NGas NOx Annual Rate v3.1 | 1134 | 1938 | Rate Constraint in lbs/MMBtu | FALSE | L | Annual | Constraint Shadow Price | US2016$/Ton | 0 | 0 | 0 | 0 | 0 | 0 | 0 | 0
WI CoalUnits1 NOx Annual Rate v3.1 | 1135 | 1930 | Rate Constraint in lbs/MMBtu | FALSE | L | Annual | Seasons Included | Seasons | Winter, WintShld, Summer | Winter, WintShld, Summer | Winter, WintShld, Summer | Winter, WintShld, Summer | Winter, WintShld, Summer | Winter, WintShld, Summer | Winter, WintShld, Summer | Winter, WintShld, Summer
WI CoalUnits1 NOx Annual Rate v3.1 | 1135 | 1930 | Rate Constraint in lbs/MMBtu | FALSE | L | Annual | Standard NOX | lb/MMBtu | 0.1 | 0.1 | 0.1 | 0.1 | 0.1 | 0.1 | 0.1 | 0.1
WI CoalUnits1 NOx Annual Rate v3.1 | 1135 | 1930 | Rate Constraint in lbs/MMBtu | FALSE | L | Annual | Emissions at Affected Plants NOX | Thousand Tons | 3.2894 | 4.4123 | 4.2883 | 3.7781 | 3.5776 | 3.7771 | 2.2593 | 1.4432
WI CoalUnits1 NOx Annual Rate v3.1 | 1135 | 1930 | Rate Constraint in lbs/MMBtu | FALSE | L | Annual | Allowances Purchased NOX | Thousand Tons | 0 | 0 | 0 | 0 | 0 | 0 | 0 | 0
WI CoalUnits1 NOx Annual Rate v3.1 | 1135 | 1930 | Rate Constraint in lbs/MMBtu | FALSE | L | Annual | Allowances Sold NOX | Thousand Tons | 0 | 0 | 0 | 0 | 0 | 0 | 0 | 0
WI CoalUnits1 NOx Annual Rate v3.1 | 1135 | 1930 | Rate Constraint in lbs/MMBtu | FALSE | L | Annual | Allowances Banked | Thousand Tons | 0 | 0 | 0 | 0 | 0 | 0 | 0 | 0
WI CoalUnits1 NOx Annual Rate v3.1 | 1135 | 1930 | Rate Constraint in lbs/MMBtu | FALSE | L | Annual | Allowances Withdrawn (1:1) | Thousand Tons | 0 | 0 | 0 | 0 | 0 | 0 | 0 | 0
WI CoalUnits1 NOx Annual Rate v3.1 | 1135 | 1930 | Rate Constraint in lbs/MMBtu | FALSE | L | Annual | Allowances Withdrawn (n:1) | Thousand Tons | 0 | 0 | 0 | 0 | 0 | 0 | 0 | 0
WI CoalUnits1 NOx Annual Rate v3.1 | 1135 | 1930 | Rate Constraint in lbs/MMBtu | FALSE | L | Annual | Net Emissions Allowance Position | Thousand Tons | 3.2894 | 4.4123 | 4.2883 | 3.7781 | 3.5776 | 3.7771 | 2.2593 | 1.4432
WI CoalUnits1 NOx Annual Rate v3.1 | 1135 | 1930 | Rate Constraint in lbs/MMBtu | FALSE | L | Annual | Fuel Consumed | TBtu | 110.8456 | 152.5652 | 148.4088 | 125.2736 | 118.6424 | 125.1924 | 75.1616 | 47.8164
WI CoalUnits1 NOx Annual Rate v3.1 | 1135 | 1930 | Rate Constraint in lbs/MMBtu | FALSE | L | Annual | Rate | lb/MMBtu | 0.059351 | 0.057842 | 0.05779 | 0.060318 | 0.060309 | 0.06034 | 0.060118 | 0.060365
WI CoalUnits1 NOx Annual Rate v3.1 | 1135 | 1930 | Rate Constraint in lbs/MMBtu | FALSE | L | Annual | Generation | TWh | 11.1568 | 15.2793 | 14.9396 | 12.6616 | 11.9949 | 12.6558 | 7.5877 | 4.8599
WI CoalUnits1 NOx Annual Rate v3.1 | 1135 | 1930 | Rate Constraint in lbs/MMBtu | FALSE | L | Annual | Qualifying Generation | TWh | 11.1568 | 15.2793 | 14.9396 | 12.6616 | 11.9949 | 12.6558 | 7.5877 | 4.8599
WI CoalUnits1 NOx Annual Rate v3.1 | 1135 | 1930 | Rate Constraint in lbs/MMBtu | FALSE | L | Annual | Rate | lb/MWh | 0.58967 | 0.57756 | 0.57408 | 0.59679 | 0.59652 | 0.59689 | 0.59551 | 0.59393
WI CoalUnits1 NOx Annual Rate v3.1 | 1135 | 1930 | Rate Constraint in lbs/MMBtu | FALSE | L | Annual | Constraint Shadow Price | US2016$/Ton | 0 | 0 | 0 | 0 | 0 | 0 | 0 | 0
WI CT DFO NOx Annual Rate v3.1 | 1136 | 1940 | Rate Constraint in lbs/MMBtu | FALSE | L | Annual | Seasons Included | Seasons | Winter, WintShld, Summer | Winter, WintShld, Summer | Winter, WintShld, Summer | Winter, WintShld, Summer | Winter, WintShld, Summer | Winter, WintShld, Summer | Winter, WintShld, Summer | Winter, WintShld, Summer
WI CT DFO NOx Annual Rate v3.1 | 1136 | 1940 | Rate Constraint in lbs/MMBtu | FALSE | L | Annual | Standard NOX | lb/MMBtu | 0.28 | 0.28 | 0.28 | 0.28 | 0.28 | 0.28 | 0.28 | 0.28
WI CT DFO NOx Annual Rate v3.1 | 1136 | 1940 | Rate Constraint in lbs/MMBtu | FALSE | L | Annual | Emissions at Affected Plants NOX | Thousand Tons | 3.0045e-05 | 0.00010234 | 0.00010234 | 0.00010464 | 0.00013974 | 0.00013974 | 0.00013202 | 0.00013202
WI CT DFO NOx Annual Rate v3.1 | 1136 | 1940 | Rate Constraint in lbs/MMBtu | FALSE | L | Annual | Allowances Purchased NOX | Thousand Tons | 0 | 0 | 0 | 0 | 0 | 0 | 0 | 0
WI CT DFO NOx Annual Rate v3.1 | 1136 | 1940 | Rate Constraint in lbs/MMBtu | FALSE | L | Annual | Allowances Sold NOX | Thousand Tons | 0 | 0 | 0 | 0 | 0 | 0 | 0 | 0
WI CT DFO NOx Annual Rate v3.1 | 1136 | 1940 | Rate Constraint in lbs/MMBtu | FALSE | L | Annual | Allowances Banked | Thousand Tons | 0 | 0 | 0 | 0 | 0 | 0 | 0 | 0
WI CT DFO NOx Annual Rate v3.1 | 1136 | 1940 | Rate Constraint in lbs/MMBtu | FALSE | L | Annual | Allowances Withdrawn (1:1) | Thousand Tons | 0 | 0 | 0 | 0 | 0 | 0 | 0 | 0
WI CT DFO NOx Annual Rate v3.1 | 1136 | 1940 | Rate Constraint in lbs/MMBtu | FALSE | L | Annual | Allowances Withdrawn (n:1) | Thousand Tons | 0 | 0 | 0 | 0 | 0 | 0 | 0 | 0
WI CT DFO NOx Annual Rate v3.1 | 1136 | 1940 | Rate Constraint in lbs/MMBtu | FALSE | L | Annual | Net Emissions Allowance Position | Thousand Tons | 3.0045e-05 | 0.00010234 | 0.00010234 | 0.00010464 | 0.00013974 | 0.00013974 | 0.00013202 | 0.00013202
WI CT DFO NOx Annual Rate v3.1 | 1136 | 1940 | Rate Constraint in lbs/MMBtu | FALSE | L | Annual | Fuel Consumed | TBtu | 0.0054628 | 0.018607 | 0.018607 | 0.019026 | 0.025407 | 0.025407 | 0.024003 | 0.024003
WI CT DFO NOx Annual Rate v3.1 | 1136 | 1940 | Rate Constraint in lbs/MMBtu | FALSE | L | Annual | Rate | lb/MMBtu | 0.011 | 0.011 | 0.011 | 0.011 | 0.011 | 0.011 | 0.011 | 0.011
WI CT DFO NOx Annual Rate v3.1 | 1136 | 1940 | Rate Constraint in lbs/MMBtu | FALSE | L | Annual | Generation | TWh | 0.00060123 | 0.0020479 | 0.0020479 | 0.002094 | 0.0027963 | 0.0027963 | 0.0026418 | 0.0026418
WI CT DFO NOx Annual Rate v3.1 | 1136 | 1940 | Rate Constraint in lbs/MMBtu | FALSE | L | Annual | Qualifying Generation | TWh | 0.00060123 | 0.0020479 | 0.0020479 | 0.002094 | 0.0027963 | 0.0027963 | 0.0026418 | 0.0026418
WI CT DFO NOx Annual Rate v3.1 | 1136 | 1940 | Rate Constraint in lbs/MMBtu | FALSE | L | Annual | Rate | lb/MWh | 0.099946 | 0.099946 | 0.099946 | 0.099946 | 0.099946 | 0.099946 | 0.099946 | 0.099946
WI CT DFO NOx Annual Rate v3.1 | 1136 | 1940 | Rate Constraint in lbs/MMBtu | FALSE | L | Annual | Constraint Shadow Price | US2016$/Ton | 0 | 0 | 0 | 0 | 0 | 0 | 0 | 0
WI CT NGas NOx Annual Rate v3.1 | 1137 | 1939 | Rate Constraint in lbs/MMBtu | FALSE | L | Annual | Seasons Included | Seasons | Winter, WintShld, Summer | Winter, WintShld, Summer | Winter, WintShld, Summer | Winter, WintShld, Summer | Winter, WintShld, Summer | Winter, WintShld, Summer | Winter, WintShld, Summer | Winter, WintShld, Summer
WI CT NGas NOx Annual Rate v3.1 | 1137 | 1939 | Rate Constraint in lbs/MMBtu | FALSE | L | Annual | Standard NOX | lb/MMBtu | 0.11 | 0.11 | 0.11 | 0.11 | 0.11 | 0.11 | 0.11 | 0.11
WI CT NGas NOx Annual Rate v3.1 | 1137 | 1939 | Rate Constraint in lbs/MMBtu | FALSE | L | Annual | Emissions at Affected Plants NOX | Thousand Tons | 0.00027286 | 0.013932 | 0.012751 | 0.015482 | 0.024512 | 0.04015 | 0.040785 | 0.008512
WI CT NGas NOx Annual Rate v3.1 | 1137 | 1939 | Rate Constraint in lbs/MMBtu | FALSE | L | Annual | Allowances Purchased NOX | Thousand Tons | 0 | 0 | 0 | 0 | 0 | 0 | 0 | 0
WI CT NGas NOx Annual Rate v3.1 | 1137 | 1939 | Rate Constraint in lbs/MMBtu | FALSE | L | Annual | Allowances Sold NOX | Thousand Tons | 0 | 0 | 0 | 0 | 0 | 0 | 0 | 0
WI CT NGas NOx Annual Rate v3.1 | 1137 | 1939 | Rate Constraint in lbs/MMBtu | FALSE | L | Annual | Allowances Banked | Thousand Tons | 0 | 0 | 0 | 0 | 0 | 0 | 0 | 0
WI CT NGas NOx Annual Rate v3.1 | 1137 | 1939 | Rate Constraint in lbs/MMBtu | FALSE | L | Annual | Allowances Withdrawn (1:1) | Thousand Tons | 0 | 0 | 0 | 0 | 0 | 0 | 0 | 0
WI CT NGas NOx Annual Rate v3.1 | 1137 | 1939 | Rate Constraint in lbs/MMBtu | FALSE | L | Annual | Allowances Withdrawn (n:1) | Thousand Tons | 0 | 0 | 0 | 0 | 0 | 0 | 0 | 0
WI CT NGas NOx Annual Rate v3.1 | 1137 | 1939 | Rate Constraint in lbs/MMBtu | FALSE | L | Annual | Net Emissions Allowance Position | Thousand Tons | 0.00027286 | 0.013932 | 0.012751 | 0.015482 | 0.024512 | 0.04015 | 0.040785 | 0.008512
WI CT NGas NOx Annual Rate v3.1 | 1137 | 1939 | Rate Constraint in lbs/MMBtu | FALSE | L | Annual | Fuel Consumed | TBtu | 0.022641 | 0.7556 | 0.72849 | 0.80185 | 1.2785 | 1.7011 | 1.5446 | 0.61686
WI CT NGas NOx Annual Rate v3.1 | 1137 | 1939 | Rate Constraint in lbs/MMBtu | FALSE | L | Annual | Rate | lb/MMBtu | 0.024103 | 0.036876 | 0.035007 | 0.038615 | 0.038345 | 0.047205 | 0.052809 | 0.027598
WI CT NGas NOx Annual Rate v3.1 | 1137 | 1939 | Rate Constraint in lbs/MMBtu | FALSE | L | Annual | Generation | TWh | 0.002091 | 0.063369 | 0.061423 | 0.06658 | 0.10583 | 0.13555 | 0.11992 | 0.054058
WI CT NGas NOx Annual Rate v3.1 | 1137 | 1939 | Rate Constraint in lbs/MMBtu | FALSE | L | Annual | Qualifying Generation | TWh | 0.002091 | 0.063369 | 0.061423 | 0.06658 | 0.10583 | 0.13555 | 0.11992 | 0.054058
WI CT NGas NOx Annual Rate v3.1 | 1137 | 1939 | Rate Constraint in lbs/MMBtu | FALSE | L | Annual | Rate | lb/MWh | 0.26098 | 0.43971 | 0.41519 | 0.46506 | 0.46326 | 0.59238 | 0.68018 | 0.31492
WI CT NGas NOx Annual Rate v3.1 | 1137 | 1939 | Rate Constraint in lbs/MMBtu | FALSE | L | Annual | Constraint Shadow Price | US2016$/Ton | 0 | 0 | 0 | 0 | 0 | 0 | 0 | 0
WI Large Coal Units Hg Rule v3.1, Unit 4105 and retrofits | 1138 | 2200 | MACT Fuel Choice Floor in lbs/MMBtu | FALSE | L | Annual | Seasons Included | Seasons | Winter, WintShld, Summer | Winter, WintShld, Summer | Winter, WintShld, Summer | Winter, WintShld, Summer | Winter, WintShld, Summer | Winter, WintShld, Summer | Winter, WintShld, Summer | Winter, WintShld, Summer
WI Large Coal Units Hg Rule v3.1, Unit 4105 and retrofits | 1138 | 2200 | MACT Fuel Choice Floor in lbs/MMBtu | FALSE | L | Annual | Emission Floor | lbs/MMBtu | 7.92e-07 | 7.92e-07 | 7.92e-07 | 7.92e-07 | 7.92e-07 | 7.92e-07 | 7.92e-07 | 7.92e-07
WI Large Coal Units Hg Rule v3.1, Unit 4105 and retrofits | 1138 | 2200 | MACT Fuel Choice Floor in lbs/MMBtu | FALSE | L | Annual | Emissions at Affected Plants MER | lbs | 0 | 0 | 0 | 0 | 0 | 0 | 0 | 0
WI Large Coal Units Hg Rule v3.1, Unit 4105 and retrofits | 1138 | 2200 | MACT Fuel Choice Floor in lbs/MMBtu | FALSE | L | Annual | Allowances Purchased MER | lbs | 0 | 0 | 0 | 0 | 0 | 0 | 0 | 0
WI Large Coal Units Hg Rule v3.1, Unit 4105 and retrofits | 1138 | 2200 | MACT Fuel Choice Floor in lbs/MMBtu | FALSE | L | Annual | Allowances Sold MER | lbs | 0 | 0 | 0 | 0 | 0 | 0 | 0 | 0
WI Large Coal Units Hg Rule v3.1, Unit 4105 and retrofits | 1138 | 2200 | MACT Fuel Choice Floor in lbs/MMBtu | FALSE | L | Annual | Allowances Banked | lbs | 0 | 0 | 0 | 0 | 0 | 0 | 0 | 0
WI Large Coal Units Hg Rule v3.1, Unit 4105 and retrofits | 1138 | 2200 | MACT Fuel Choice Floor in lbs/MMBtu | FALSE | L | Annual | Allowances Withdrawn (1:1) | lbs | 0 | 0 | 0 | 0 | 0 | 0 | 0 | 0
WI Large Coal Units Hg Rule v3.1, Unit 4105 and retrofits | 1138 | 2200 | MACT Fuel Choice Floor in lbs/MMBtu | FALSE | L | Annual | Allowances Withdrawn (n:1) | lbs | 0 | 0 | 0 | 0 | 0 | 0 | 0 | 0
WI Large Coal Units Hg Rule v3.1, Unit 4105 and retrofits | 1138 | 2200 | MACT Fuel Choice Floor in lbs/MMBtu | FALSE | L | Annual | Net Emissions Allowance Position | lbs | 0 | 0 | 0 | 0 | 0 | 0 | 0 | 0
WI Large Coal Units Hg Rule v3.1, Unit 4105 and retrofits | 1138 | 2200 | MACT Fuel Choice Floor in lbs/MMBtu | FALSE | L | Annual | Fuel Consumed | TBtu | 0 | 0 | 0 | 0 | 0 | 0 | 0 | 0
WI Large Coal Units Hg Rule v3.1, Unit 4105 and retrofits | 1138 | 2200 | MACT Fuel Choice Floor in lbs/MMBtu | FALSE | L | Annual | Rate | lb/MMBtu | 0 | 0 | 0 | 0 | 0 | 0 | 0 | 0
WI Large Coal Units Hg Rule v3.1, Unit 4105 and retrofits | 1138 | 2200 | MACT Fuel Choice Floor in lbs/MMBtu | FALSE | L | Annual | Generation | TWh | 0 | 0 | 0 | 0 | 0 | 0 | 0 | 0
WI Large Coal Units Hg Rule v3.1, Unit 4105 and retrofits | 1138 | 2200 | MACT Fuel Choice Floor in lbs/MMBtu | FALSE | L | Annual | Qualifying Generation | TWh | 0 | 0 | 0 | 0 | 0 | 0 | 0 | 0
WI Large Coal Units Hg Rule v3.1, Unit 4105 and retrofits | 1138 | 2200 | MACT Fuel Choice Floor in lbs/MMBtu | FALSE | L | Annual | Constraint Shadow Price | US2016$/Lb | 0 | 0 | 0 | 0 | 0 | 0 | 0 | 0
WI Large Coal Units Hg Rule v3.1, Unit 4106 and retrofits | 1139 | 2200 | MACT Fuel Choice Floor in lbs/MMBtu | FALSE | L | Annual | Seasons Included | Seasons | Winter, WintShld, Summer | Winter, WintShld, Summer | Winter, WintShld, Summer | Winter, WintShld, Summer | Winter, WintShld, Summer | Winter, WintShld, Summer | Winter, WintShld, Summer | Winter, WintShld, Summer
WI Large Coal Units Hg Rule v3.1, Unit 4106 and retrofits | 1139 | 2200 | MACT Fuel Choice Floor in lbs/MMBtu | FALSE | L | Annual | Emission Floor | lbs/MMBtu | 7.92e-07 | 7.92e-07 | 7.92e-07 | 7.92e-07 | 7.92e-07 | 7.92e-07 | 7.92e-07 | 7.92e-07
WI Large Coal Units Hg Rule v3.1, Unit 4106 and retrofits | 1139 | 2200 | MACT Fuel Choice Floor in lbs/MMBtu | FALSE | L | Annual | Emissions at Affected Plants MER | lbs | 0 | 0 | 0 | 0 | 0 | 0 | 0 | 0
WI Large Coal Units Hg Rule v3.1, Unit 4106 and retrofits | 1139 | 2200 | MACT Fuel Choice Floor in lbs/MMBtu | FALSE | L | Annual | Allowances Purchased MER | lbs | 0 | 0 | 0 | 0 | 0 | 0 | 0 | 0
WI Large Coal Units Hg Rule v3.1, Unit 4106 and retrofits | 1139 | 2200 | MACT Fuel Choice Floor in lbs/MMBtu | FALSE | L | Annual | Allowances Sold MER | lbs | 0 | 0 | 0 | 0 | 0 | 0 | 0 | 0
WI Large Coal Units Hg Rule v3.1, Unit 4106 and retrofits | 1139 | 2200 | MACT Fuel Choice Floor in lbs/MMBtu | FALSE | L | Annual | Allowances Banked | lbs | 0 | 0 | 0 | 0 | 0 | 0 | 0 | 0
WI Large Coal Units Hg Rule v3.1, Unit 4106 and retrofits | 1139 | 2200 | MACT Fuel Choice Floor in lbs/MMBtu | FALSE | L | Annual | Allowances Withdrawn (1:1) | lbs | 0 | 0 | 0 | 0 | 0 | 0 | 0 | 0
WI Large Coal Units Hg Rule v3.1, Unit 4106 and retrofits | 1139 | 2200 | MACT Fuel Choice Floor in lbs/MMBtu | FALSE | L | Annual | Allowances Withdrawn (n:1) | lbs | 0 | 0 | 0 | 0 | 0 | 0 | 0 | 0
WI Large Coal Units Hg Rule v3.1, Unit 4106 and retrofits | 1139 | 2200 | MACT Fuel Choice Floor in lbs/MMBtu | FALSE | L | Annual | Net Emissions Allowance Position | lbs | 0 | 0 | 0 | 0 | 0 | 0 | 0 | 0
WI Large Coal Units Hg Rule v3.1, Unit 4106 and retrofits | 1139 | 2200 | MACT Fuel Choice Floor in lbs/MMBtu | FALSE | L | Annual | Fuel Consumed | TBtu | 0 | 0 | 0 | 0 | 0 | 0 | 0 | 0
WI Large Coal Units Hg Rule v3.1, Unit 4106 and retrofits | 1139 | 2200 | MACT Fuel Choice Floor in lbs/MMBtu | FALSE | L | Annual | Rate | lb/MMBtu | 0 | 0 | 0 | 0 | 0 | 0 | 0 | 0
WI Large Coal Units Hg Rule v3.1, Unit 4106 and retrofits | 1139 | 2200 | MACT Fuel Choice Floor in lbs/MMBtu | FALSE | L | Annual | Generation | TWh | 0 | 0 | 0 | 0 | 0 | 0 | 0 | 0
WI Large Coal Units Hg Rule v3.1, Unit 4106 and retrofits | 1139 | 2200 | MACT Fuel Choice Floor in lbs/MMBtu | FALSE | L | Annual | Qualifying Generation | TWh | 0 | 0 | 0 | 0 | 0 | 0 | 0 | 0
WI Large Coal Units Hg Rule v3.1, Unit 4106 and retrofits | 1139 | 2200 | MACT Fuel Choice Floor in lbs/MMBtu | FALSE | L | Annual | Constraint Shadow Price | US2016$/Lb | 0 | 0 | 0 | 0 | 0 | 0 | 0 | 0
WI Large Coal Units Hg Rule v3.1, Unit 4186 and retrofits | 1140 | 2200 | MACT Fuel Choice Floor in lbs/MMBtu | FALSE | L | Annual | Seasons Included | Seasons | Winter, WintShld, Summer | Winter, WintShld, Summer | Winter, WintShld, Summer | Winter, WintShld, Summer | Winter, WintShld, Summer | Winter, WintShld, Summer | Winter, WintShld, Summer | Winter, WintShld, Summer
WI Large Coal Units Hg Rule v3.1, Unit 4186 and retrofits | 1140 | 2200 | MACT Fuel Choice Floor in lbs/MMBtu | FALSE | L | Annual | Emission Floor | lbs/MMBtu | 7.92e-07 | 7.92e-07 | 7.92e-07 | 7.92e-07 | 7.92e-07 | 7.92e-07 | 7.92e-07 | 7.92e-07
WI Large Coal Units Hg Rule v3.1, Unit 4186 and retrofits | 1140 | 2200 | MACT Fuel Choice Floor in lbs/MMBtu | FALSE | L | Annual | Emissions at Affected Plants MER | lbs | 2.3291 | 7.7599 | 7.7303 | 0 | 0 | 0 | 0 | 0
WI Large Coal Units Hg Rule v3.1, Unit 4186 and retrofits | 1140 | 2200 | MACT Fuel Choice Floor in lbs/MMBtu | FALSE | L | Annual | Allowances Purchased MER | lbs | 0 | 0 | 0 | 0 | 0 | 0 | 0 | 0
WI Large Coal Units Hg Rule v3.1, Unit 4186 and retrofits | 1140 | 2200 | MACT Fuel Choice Floor in lbs/MMBtu | FALSE | L | Annual | Allowances Sold MER | lbs | 0 | 0 | 0 | 0 | 0 | 0 | 0 | 0
WI Large Coal Units Hg Rule v3.1, Unit 4186 and retrofits | 1140 | 2200 | MACT Fuel Choice Floor in lbs/MMBtu | FALSE | L | Annual | Allowances Banked | lbs | 0 | 0 | 0 | 0 | 0 | 0 | 0 | 0
WI Large Coal Units Hg Rule v3.1, Unit 4186 and retrofits | 1140 | 2200 | MACT Fuel Choice Floor in lbs/MMBtu | FALSE | L | Annual | Allowances Withdrawn (1:1) | lbs | 0 | 0 | 0 | 0 | 0 | 0 | 0 | 0
WI Large Coal Units Hg Rule v3.1, Unit 4186 and retrofits | 1140 | 2200 | MACT Fuel Choice Floor in lbs/MMBtu | FALSE | L | Annual | Allowances Withdrawn (n:1) | lbs | 0 | 0 | 0 | 0 | 0 | 0 | 0 | 0
WI Large Coal Units Hg Rule v3.1, Unit 4186 and retrofits | 1140 | 2200 | MACT Fuel Choice Floor in lbs/MMBtu | FALSE | L | Annual | Net Emissions Allowance Position | lbs | 2.3291 | 7.7599 | 7.7303 | 0 | 0 | 0 | 0 | 0
WI Large Coal Units Hg Rule v3.1, Unit 4186 and retrofits | 1140 | 2200 | MACT Fuel Choice Floor in lbs/MMBtu | FALSE | L | Annual | Fuel Consumed | TBtu | 4.1508 | 13.8291 | 13.7764 | 0 | 0 | 0 | 0 | 0
WI Large Coal Units Hg Rule v3.1, Unit 4186 and retrofits | 1140 | 2200 | MACT Fuel Choice Floor in lbs/MMBtu | FALSE | L | Annual | Rate | lb/MMBtu | 5.6112e-07 | 5.6112e-07 | 5.6112e-07 | 0 | 0 | 0 | 0 | 0
WI Large Coal Units Hg Rule v3.1, Unit 4186 and retrofits | 1140 | 2200 | MACT Fuel Choice Floor in lbs/MMBtu | FALSE | L | Annual | Generation | TWh | 0.39785 | 1.3255 | 1.346 | 0 | 0 | 0 | 0 | 0
WI Large Coal Units Hg Rule v3.1, Unit 4186 and retrofits | 1140 | 2200 | MACT Fuel Choice Floor in lbs/MMBtu | FALSE | L | Annual | Qualifying Generation | TWh | 0.39785 | 1.3255 | 1.346 | 0 | 0 | 0 | 0 | 0
WI Large Coal Units Hg Rule v3.1, Unit 4186 and retrofits | 1140 | 2200 | MACT Fuel Choice Floor in lbs/MMBtu | FALSE | L | Annual | Constraint Shadow Price | US2016$/Lb | 0 | 0 | 0 | 0 | 0 | 0 | 0 | 0
WI Large Coal Units Hg Rule v3.1, Unit 4187 and retrofits | 1141 | 2200 | MACT Fuel Choice Floor in lbs/MMBtu | FALSE | L | Annual | Seasons Included | Seasons | Winter, WintShld, Summer | Winter, WintShld, Summer | Winter, WintShld, Summer | Winter, WintShld, Summer | Winter, WintShld, Summer | Winter, WintShld, Summer | Winter, WintShld, Summer | Winter, WintShld, Summer
WI Large Coal Units Hg Rule v3.1, Unit 4187 and retrofits | 1141 | 2200 | MACT Fuel Choice Floor in lbs/MMBtu | FALSE | L | Annual | Emission Floor | lbs/MMBtu | 7.92e-07 | 7.92e-07 | 7.92e-07 | 7.92e-07 | 7.92e-07 | 7.92e-07 | 7.92e-07 | 7.92e-07
WI Large Coal Units Hg Rule v3.1, Unit 4187 and retrofits | 1141 | 2200 | MACT Fuel Choice Floor in lbs/MMBtu | FALSE | L | Annual | Emissions at Affected Plants MER | lbs | 8.0674 | 15.9912 | 16.6933 | 11.0379 | 11.6282 | 11.682 | 11.1241 | 0
WI Large Coal Units Hg Rule v3.1, Unit 4187 and retrofits | 1141 | 2200 | MACT Fuel Choice Floor in lbs/MMBtu | FALSE | L | Annual | Allowances Purchased MER | lbs | 0 | 0 | 0 | 0 | 0 | 0 | 0 | 0
WI Large Coal Units Hg Rule v3.1, Unit 4187 and retrofits | 1141 | 2200 | MACT Fuel Choice Floor in lbs/MMBtu | FALSE | L | Annual | Allowances Sold MER | lbs | 0 | 0 | 0 | 0 | 0 | 0 | 0 | 0
WI Large Coal Units Hg Rule v3.1, Unit 4187 and retrofits | 1141 | 2200 | MACT Fuel Choice Floor in lbs/MMBtu | FALSE | L | Annual | Allowances Banked | lbs | 0 | 0 | 0 | 0 | 0 | 0 | 0 | 0
WI Large Coal Units Hg Rule v3.1, Unit 4187 and retrofits | 1141 | 2200 | MACT Fuel Choice Floor in lbs/MMBtu | FALSE | L | Annual | Allowances Withdrawn (1:1) | lbs | 0 | 0 | 0 | 0 | 0 | 0 | 0 | 0
WI Large Coal Units Hg Rule v3.1, Unit 4187 and retrofits | 1141 | 2200 | MACT Fuel Choice Floor in lbs/MMBtu | FALSE | L | Annual | Allowances Withdrawn (n:1) | lbs | 0 | 0 | 0 | 0 | 0 | 0 | 0 | 0
WI Large Coal Units Hg Rule v3.1, Unit 4187 and retrofits | 1141 | 2200 | MACT Fuel Choice Floor in lbs/MMBtu | FALSE | L | Annual | Net Emissions Allowance Position | lbs | 8.0674 | 15.9912 | 16.6933 | 11.0379 | 11.6282 | 11.682 | 11.1241 | 0
WI Large Coal Units Hg Rule v3.1, Unit 4187 and retrofits | 1141 | 2200 | MACT Fuel Choice Floor in lbs/MMBtu | FALSE | L | Annual | Fuel Consumed | TBtu | 14.3772 | 28.4985 | 29.7497 | 19.6711 | 20.7231 | 20.8189 | 19.8246 | 0
WI Large Coal Units Hg Rule v3.1, Unit 4187 and retrofits | 1141 | 2200 | MACT Fuel Choice Floor in lbs/MMBtu | FALSE | L | Annual | Rate | lb/MMBtu | 5.6112e-07 | 5.6112e-07 | 5.6112e-07 | 5.6112e-07 | 5.6112e-07 | 5.6112e-07 | 5.6112e-07 | 0
WI Large Coal Units Hg Rule v3.1, Unit 4187 and retrofits | 1141 | 2200 | MACT Fuel Choice Floor in lbs/MMBtu | FALSE | L | Annual | Generation | TWh | 1.4555 | 2.885 | 3.036 | 2.0075 | 2.1148 | 2.1246 | 2.0231 | 0
WI Large Coal Units Hg Rule v3.1, Unit 4187 and retrofits | 1141 | 2200 | MACT Fuel Choice Floor in lbs/MMBtu | FALSE | L | Annual | Qualifying Generation | TWh | 1.4555 | 2.885 | 3.036 | 2.0075 | 2.1148 | 2.1246 | 2.0231 | 0
WI Large Coal Units Hg Rule v3.1, Unit 4187 and retrofits | 1141 | 2200 | MACT Fuel Choice Floor in lbs/MMBtu | FALSE | L | Annual | Constraint Shadow Price | US2016$/Lb | 0 | 0 | 0 | 0 | 0 | 0 | 0 | 0
WI Large Coal Units Hg Rule v3.1, Unit 4188 and retrofits | 1142 | 2200 | MACT Fuel Choice Floor in lbs/MMBtu | FALSE | L | Annual | Seasons Included | Seasons | Winter, WintShld, Summer | Winter, WintShld, Summer | Winter, WintShld, Summer | Winter, WintShld, Summer | Winter, WintShld, Summer | Winter, WintShld, Summer | Winter, WintShld, Summer | Winter, WintShld, Summer
WI Large Coal Units Hg Rule v3.1, Unit 4188 and retrofits | 1142 | 2200 | MACT Fuel Choice Floor in lbs/MMBtu | FALSE | L | Annual | Emission Floor | lbs/MMBtu | 7.92e-07 | 7.92e-07 | 7.92e-07 | 7.92e-07 | 7.92e-07 | 7.92e-07 | 7.92e-07 | 7.92e-07
WI Large Coal Units Hg Rule v3.1, Unit 4188 and retrofits | 1142 | 2200 | MACT Fuel Choice Floor in lbs/MMBtu | FALSE | L | Annual | Emissions at Affected Plants MER | lbs | 8.5441 | 17.4916 | 17.2413 | 15.0798 | 12.0585 | 12.0585 | 12.0585 | 9.4072
WI Large Coal Units Hg Rule v3.1, Unit 4188 and retrofits | 1142 | 2200 | MACT Fuel Choice Floor in lbs/MMBtu | FALSE | L | Annual | Allowances Purchased MER | lbs | 0 | 0 | 0 | 0 | 0 | 0 | 0 | 0
WI Large Coal Units Hg Rule v3.1, Unit 4188 and retrofits | 1142 | 2200 | MACT Fuel Choice Floor in lbs/MMBtu | FALSE | L | Annual | Allowances Sold MER | lbs | 0 | 0 | 0 | 0 | 0 | 0 | 0 | 0
WI Large Coal Units Hg Rule v3.1, Unit 4188 and retrofits | 1142 | 2200 | MACT Fuel Choice Floor in lbs/MMBtu | FALSE | L | Annual | Allowances Banked | lbs | 0 | 0 | 0 | 0 | 0 | 0 | 0 | 0
WI Large Coal Units Hg Rule v3.1, Unit 4188 and retrofits | 1142 | 2200 | MACT Fuel Choice Floor in lbs/MMBtu | FALSE | L | Annual | Allowances Withdrawn (1:1) | lbs | 0 | 0 | 0 | 0 | 0 | 0 | 0 | 0
WI Large Coal Units Hg Rule v3.1, Unit 4188 and retrofits | 1142 | 2200 | MACT Fuel Choice Floor in lbs/MMBtu | FALSE | L | Annual | Allowances Withdrawn (n:1) | lbs | 0 | 0 | 0 | 0 | 0 | 0 | 0 | 0
WI Large Coal Units Hg Rule v3.1, Unit 4188 and retrofits | 1142 | 2200 | MACT Fuel Choice Floor in lbs/MMBtu | FALSE | L | Annual | Net Emissions Allowance Position | lbs | 8.5441 | 17.4916 | 17.2413 | 15.0798 | 12.0585 | 12.0585 | 12.0585 | 9.4072
WI Large Coal Units Hg Rule v3.1, Unit 4188 and retrofits | 1142 | 2200 | MACT Fuel Choice Floor in lbs/MMBtu | FALSE | L | Annual | Fuel Consumed | TBtu | 15.2267 | 31.1724 | 30.7262 | 26.8743 | 21.4899 | 21.4899 | 21.4899 | 16.7649
WI Large Coal Units Hg Rule v3.1, Unit 4188 and retrofits | 1142 | 2200 | MACT Fuel Choice Floor in lbs/MMBtu | FALSE | L | Annual | Rate | lb/MMBtu | 5.6112e-07 | 5.6112e-07 | 5.6112e-07 | 5.6112e-07 | 5.6112e-07 | 5.6112e-07 | 5.6112e-07 | 5.6112e-07
WI Large Coal Units Hg Rule v3.1, Unit 4188 and retrofits | 1142 | 2200 | MACT Fuel Choice Floor in lbs/MMBtu | FALSE | L | Annual | Generation | TWh | 1.4228 | 2.9128 | 2.9237 | 2.5572 | 2.0448 | 2.0448 | 2.0448 | 1.5952
WI Large Coal Units Hg Rule v3.1, Unit 4188 and retrofits | 1142 | 2200 | MACT Fuel Choice Floor in lbs/MMBtu | FALSE | L | Annual | Qualifying Generation | TWh | 1.4228 | 2.9128 | 2.9237 | 2.5572 | 2.0448 | 2.0448 | 2.0448 | 1.5952
WI Large Coal Units Hg Rule v3.1, Unit 4188 and retrofits | 1142 | 2200 | MACT Fuel Choice Floor in lbs/MMBtu | FALSE | L | Annual | Constraint Shadow Price | US2016$/Lb | 0 | 0 | 0 | 0 | 0 | 0 | 0 | 0
WI Large Coal Units Hg Rule v3.1, Unit 4204 and retrofits | 1143 | 2200 | MACT Fuel Choice Floor in lbs/MMBtu | FALSE | L | Annual | Seasons Included | Seasons | Winter, WintShld, Summer | Winter, WintShld, Summer | Winter, WintShld, Summer | Winter, WintShld, Summer | Winter, WintShld, Summer | Winter, WintShld, Summer | Winter, WintShld, Summer | Winter, WintShld, Summer
WI Large Coal Units Hg Rule v3.1, Unit 4204 and retrofits | 1143 | 2200 | MACT Fuel Choice Floor in lbs/MMBtu | FALSE | L | Annual | Emission Floor | lbs/MMBtu | 7.92e-07 | 7.92e-07 | 7.92e-07 | 7.92e-07 | 7.92e-07 | 7.92e-07 | 7.92e-07 | 7.92e-07
WI Large Coal Units Hg Rule v3.1, Unit 4204 and retrofits | 1143 | 2200 | MACT Fuel Choice Floor in lbs/MMBtu | FALSE | L | Annual | Emissions at Affected Plants MER | lbs | 3.2829 | 6.6479 | 7.083 | 5.8653 | 6.2598 | 7.083 | 6.2598 | 0
WI Large Coal Units Hg Rule v3.1, Unit 4204 and retrofits | 1143 | 2200 | MACT Fuel Choice Floor in lbs/MMBtu | FALSE | L | Annual | Allowances Purchased MER | lbs | 0 | 0 | 0 | 0 | 0 | 0 | 0 | 0
WI Large Coal Units Hg Rule v3.1, Unit 4204 and retrofits | 1143 | 2200 | MACT Fuel Choice Floor in lbs/MMBtu | FALSE | L | Annual | Allowances Sold MER | lbs | 0 | 0 | 0 | 0 | 0 | 0 | 0 | 0
WI Large Coal Units Hg Rule v3.1, Unit 4204 and retrofits | 1143 | 2200 | MACT Fuel Choice Floor in lbs/MMBtu | FALSE | L | Annual | Allowances Banked | lbs | 0 | 0 | 0 | 0 | 0 | 0 | 0 | 0
WI Large Coal Units Hg Rule v3.1, Unit 4204 and retrofits | 1143 | 2200 | MACT Fuel Choice Floor in lbs/MMBtu | FALSE | L | Annual | Allowances Withdrawn (1:1) | lbs | 0 | 0 | 0 | 0 | 0 | 0 | 0 | 0
WI Large Coal Units Hg Rule v3.1, Unit 4204 and retrofits | 1143 | 2200 | MACT Fuel Choice Floor in lbs/MMBtu | FALSE | L | Annual | Allowances Withdrawn (n:1) | lbs | 0 | 0 | 0 | 0 | 0 | 0 | 0 | 0
WI Large Coal Units Hg Rule v3.1, Unit 4204 and retrofits | 1143 | 2200 | MACT Fuel Choice Floor in lbs/MMBtu | FALSE | L | Annual | Net Emissions Allowance Position | lbs | 3.2829 | 6.6479 | 7.083 | 5.8653 | 6.2598 | 7.083 | 6.2598 | 0
WI Large Coal Units Hg Rule v3.1, Unit 4204 and retrofits | 1143 | 2200 | MACT Fuel Choice Floor in lbs/MMBtu | FALSE | L | Annual | Fuel Consumed | TBtu | 5.8506 | 11.8475 | 12.6228 | 10.4527 | 11.1558 | 12.6228 | 11.1558 | 0
WI Large Coal Units Hg Rule v3.1, Unit 4204 and retrofits | 1143 | 2200 | MACT Fuel Choice Floor in lbs/MMBtu | FALSE | L | Annual | Rate | lb/MMBtu | 5.6112e-07 | 5.6112e-07 | 5.6112e-07 | 5.6112e-07 | 5.6112e-07 | 5.6112e-07 | 5.6112e-07 | 0
WI Large Coal Units Hg Rule v3.1, Unit 4204 and retrofits | 1143 | 2200 | MACT Fuel Choice Floor in lbs/MMBtu | FALSE | L | Annual | Generation | TWh | 0.50761 | 1.0279 | 1.1164 | 0.92446 | 0.98664 | 1.1164 | 0.98664 | 0
WI Large Coal Units Hg Rule v3.1, Unit 4204 and retrofits | 1143 | 2200 | MACT Fuel Choice Floor in lbs/MMBtu | FALSE | L | Annual | Qualifying Generation | TWh | 0.50761 | 1.0279 | 1.1164 | 0.92446 | 0.98664 | 1.1164 | 0.98664 | 0
WI Large Coal Units Hg Rule v3.1, Unit 4204 and retrofits | 1143 | 2200 | MACT Fuel Choice Floor in lbs/MMBtu | FALSE | L | Annual | Constraint Shadow Price | US2016$/Lb | 0 | 0 | 0 | 0 | 0 | 0 | 0 | 0
WI Large Coal Units Hg Rule v3.1, Unit 4215 and retrofits | 1144 | 2200 | MACT Fuel Choice Floor in lbs/MMBtu | FALSE | L | Annual | Seasons Included | Seasons | Winter, WintShld, Summer | Winter, WintShld, Summer | Winter, WintShld, Summer | Winter, WintShld, Summer | Winter, WintShld, Summer | Winter, WintShld, Summer | Winter, WintShld, Summer | Winter, WintShld, Summer
WI Large Coal Units Hg Rule v3.1, Unit 4215 and retrofits | 1144 | 2200 | MACT Fuel Choice Floor in lbs/MMBtu | FALSE | L | Annual | Emission Floor | lbs/MMBtu | 7.92e-07 | 7.92e-07 | 7.92e-07 | 7.92e-07 | 7.92e-07 | 7.92e-07 | 7.92e-07 | 7.92e-07
WI Large Coal Units Hg Rule v3.1, Unit 4215 and retrofits | 1144 | 2200 | MACT Fuel Choice Floor in lbs/MMBtu | FALSE | L | Annual | Emissions at Affected Plants MER | lbs | 17.8149 | 11.8867 | 11.163 | 10.0581 | 8.3909 | 10.7025 | 6.8347 | 5.7822
WI Large Coal Units Hg Rule v3.1, Unit 4215 and retrofits | 1144 | 2200 | MACT Fuel Choice Floor in lbs/MMBtu | FALSE | L | Annual | Allowances Purchased MER | lbs | 0 | 0 | 0 | 0 | 0 | 0 | 0 | 0
WI Large Coal Units Hg Rule v3.1, Unit 4215 and retrofits | 1144 | 2200 | MACT Fuel Choice Floor in lbs/MMBtu | FALSE | L | Annual | Allowances Sold MER | lbs | 0 | 0 | 0 | 0 | 0 | 0 | 0 | 0
WI Large Coal Units Hg Rule v3.1, Unit 4215 and retrofits | 1144 | 2200 | MACT Fuel Choice Floor in lbs/MMBtu | FALSE | L | Annual | Allowances Banked | lbs | 0 | 0 | 0 | 0 | 0 | 0 | 0 | 0
WI Large Coal Units Hg Rule v3.1, Unit 4215 and retrofits | 1144 | 2200 | MACT Fuel Choice Floor in lbs/MMBtu | FALSE | L | Annual | Allowances Withdrawn (1:1) | lbs | 0 | 0 | 0 | 0 | 0 | 0 | 0 | 0
WI Large Coal Units Hg Rule v3.1, Unit 4215 and retrofits | 1144 | 2200 | MACT Fuel Choice Floor in lbs/MMBtu | FALSE | L | Annual | Allowances Withdrawn (n:1) | lbs | 0 | 0 | 0 | 0 | 0 | 0 | 0 | 0
WI Large Coal Units Hg Rule v3.1, Unit 4215 and retrofits | 1144 | 2200 | MACT Fuel Choice Floor in lbs/MMBtu | FALSE | L | Annual | Net Emissions Allowance Position | lbs | 17.8149 | 11.8867 | 11.163 | 10.0581 | 8.3909 | 10.7025 | 6.8347 | 5.7822
WI Large Coal Units Hg Rule v3.1, Unit 4215 and retrofits | 1144 | 2200 | MACT Fuel Choice Floor in lbs/MMBtu | FALSE | L | Annual | Fuel Consumed | TBtu | 31.7486 | 21.1836 | 19.8939 | 17.9249 | 14.9537 | 19.0733 | 12.1804 | 10.3046
WI Large Coal Units Hg Rule v3.1, Unit 4215 and retrofits | 1144 | 2200 | MACT Fuel Choice Floor in lbs/MMBtu | FALSE | L | Annual | Rate | lb/MMBtu | 5.6112e-07 | 5.6112e-07 | 5.6112e-07 | 5.6112e-07 | 5.6112e-07 | 5.6112e-07 | 5.6112e-07 | 5.6112e-07
WI Large Coal Units Hg Rule v3.1, Unit 4215 and retrofits | 1144 | 2200 | MACT Fuel Choice Floor in lbs/MMBtu | FALSE | L | Annual | Generation | TWh | 2.9864 | 1.9926 | 1.9056 | 1.717 | 1.4324 | 1.827 | 1.1667 | 0.98707
WI Large Coal Units Hg Rule v3.1, Unit 4215 and retrofits | 1144 | 2200 | MACT Fuel Choice Floor in lbs/MMBtu | FALSE | L | Annual | Qualifying Generation | TWh | 2.9864 | 1.9926 | 1.9056 | 1.717 | 1.4324 | 1.827 | 1.1667 | 0.98707
WI Large Coal Units Hg Rule v3.1, Unit 4215 and retrofits | 1144 | 2200 | MACT Fuel Choice Floor in lbs/MMBtu | FALSE | L | Annual | Constraint Shadow Price | US2016$/Lb | 0 | 0 | 0 | 0 | 0 | 0 | 0 | 0
WI Large Coal Units Hg Rule v3.1, Unit 5472 and retrofits | 1145 | 2200 | MACT Fuel Choice Floor in lbs/MMBtu | FALSE | L | Annual | Seasons Included | Seasons | Winter, WintShld, Summer | Winter, WintShld, Summer | Winter, WintShld, Summer | Winter, WintShld, Summer | Winter, WintShld, Summer | Winter, WintShld, Summer | Winter, WintShld, Summer | Winter, WintShld, Summer
WI Large Coal Units Hg Rule v3.1, Unit 5472 and retrofits | 1145 | 2200 | MACT Fuel Choice Floor in lbs/MMBtu | FALSE | L | Annual | Emission Floor | lbs/MMBtu | 7.92e-07 | 7.92e-07 | 7.92e-07 | 7.92e-07 | 7.92e-07 | 7.92e-07 | 7.92e-07 | 7.92e-07
WI Large Coal Units Hg Rule v3.1, Unit 5472 and retrofits | 1145 | 2200 | MACT Fuel Choice Floor in lbs/MMBtu | FALSE | L | Annual | Emissions at Affected Plants MER | lbs | 5.9644 | 13.1288 | 12.3613 | 10.8269 | 8.7539 | 10.0481 | 8.7539 | 6.0433
WI Large Coal Units Hg Rule v3.1, Unit 5472 and retrofits | 1145 | 2200 | MACT Fuel Choice Floor in lbs/MMBtu | FALSE | L | Annual | Allowances Purchased MER | lbs | 0 | 0 | 0 | 0 | 0 | 0 | 0 | 0
WI Large Coal Units Hg Rule v3.1, Unit 5472 and retrofits | 1145 | 2200 | MACT Fuel Choice Floor in lbs/MMBtu | FALSE | L | Annual | Allowances Sold MER | lbs | 0 | 0 | 0 | 0 | 0 | 0 | 0 | 0
WI Large Coal Units Hg Rule v3.1, Unit 5472 and retrofits | 1145 | 2200 | MACT Fuel Choice Floor in lbs/MMBtu | FALSE | L | Annual | Allowances Banked | lbs | 0 | 0 | 0 | 0 | 0 | 0 | 0 | 0
WI Large Coal Units Hg Rule v3.1, Unit 5472 and retrofits | 1145 | 2200 | MACT Fuel Choice Floor in lbs/MMBtu | FALSE | L | Annual | Allowances Withdrawn (1:1) | lbs | 0 | 0 | 0 | 0 | 0 | 0 | 0 | 0
WI Large Coal Units Hg Rule v3.1, Unit 5472 and retrofits | 1145 | 2200 | MACT Fuel Choice Floor in lbs/MMBtu | FALSE | L | Annual | Allowances Withdrawn (n:1) | lbs | 0 | 0 | 0 | 0 | 0 | 0 | 0 | 0
WI Large Coal Units Hg Rule v3.1, Unit 5472 and retrofits | 1145 | 2200 | MACT Fuel Choice Floor in lbs/MMBtu | FALSE | L | Annual | Net Emissions Allowance Position | lbs | 5.9644 | 13.1288 | 12.3613 | 10.8269 | 8.7539 | 10.0481 | 8.7539 | 6.0433
WI Large Coal Units Hg Rule v3.1, Unit 5472 and retrofits | 1145 | 2200 | MACT Fuel Choice Floor in lbs/MMBtu | FALSE | L | Annual | Fuel Consumed | TBtu | 10.6293 | 23.3973 | 22.0296 | 19.2949 | 15.6005 | 17.9071 | 15.6005 | 10.77
WI Large Coal Units Hg Rule v3.1, Unit 5472 and retrofits | 1145 | 2200 | MACT Fuel Choice Floor in lbs/MMBtu | FALSE | L | Annual | Rate | lb/MMBtu | 5.6112e-07 | 5.6112e-07 | 5.6112e-07 | 5.6112e-07 | 5.6112e-07 | 5.6112e-07 | 5.6112e-07 | 5.6112e-07
WI Large Coal Units Hg Rule v3.1, Unit 5472 and retrofits | 1145 | 2200 | MACT Fuel Choice Floor in lbs/MMBtu | FALSE | L | Annual | Generation | TWh | 0.94516 | 2.0805 | 2.0174 | 1.767 | 1.4286 | 1.6399 | 1.4286 | 0.98627
WI Large Coal Units Hg Rule v3.1, Unit 5472 and retrofits | 1145 | 2200 | MACT Fuel Choice Floor in lbs/MMBtu | FALSE | L | Annual | Qualifying Generation | TWh | 0.94516 | 2.0805 | 2.0174 | 1.767 | 1.4286 | 1.6399 | 1.4286 | 0.98627
WI Large Coal Units Hg Rule v3.1, Unit 5472 and retrofits | 1145 | 2200 | MACT Fuel Choice Floor in lbs/MMBtu | FALSE | L | Annual | Constraint Shadow Price | US2016$/Lb | 0 | 0 | 0 | 0 | 0 | 0 | 0 | 0
WI Large Coal Units Hg Rule v3.1, Unit 5485 and retrofits | 1146 | 2200 | MACT Fuel Choice Floor in lbs/MMBtu | FALSE | L | Annual | Seasons Included | Seasons | Winter, WintShld, Summer | Winter, WintShld, Summer | Winter, WintShld, Summer | Winter, WintShld, Summer | Winter, WintShld, Summer | Winter, WintShld, Summer | Winter, WintShld, Summer | Winter, WintShld, Summer
WI Large Coal Units Hg Rule v3.1, Unit 5485 and retrofits | 1146 | 2200 | MACT Fuel Choice Floor in lbs/MMBtu | FALSE | L | Annual | Emission Floor | lbs/MMBtu | 7.92e-07 | 7.92e-07 | 7.92e-07 | 7.92e-07 | 7.92e-07 | 7.92e-07 | 7.92e-07 | 7.92e-07
WI Large Coal Units Hg Rule v3.1, Unit 5485 and retrofits | 1146 | 2200 | MACT Fuel Choice Floor in lbs/MMBtu | FALSE | L | Annual | Emissions at Affected Plants MER | lbs | 0 | 0 | 0 | 0 | 0 | 0 | 0 | 0
WI Large Coal Units Hg Rule v3.1, Unit 5485 and retrofits | 1146 | 2200 | MACT Fuel Choice Floor in lbs/MMBtu | FALSE | L | Annual | Allowances Purchased MER | lbs | 0 | 0 | 0 | 0 | 0 | 0 | 0 | 0
WI Large Coal Units Hg Rule v3.1, Unit 5485 and retrofits | 1146 | 2200 | MACT Fuel Choice Floor in lbs/MMBtu | FALSE | L | Annual | Allowances Sold MER | lbs | 0 | 0 | 0 | 0 | 0 | 0 | 0 | 0
WI Large Coal Units Hg Rule v3.1, Unit 5485 and retrofits | 1146 | 2200 | MACT Fuel Choice Floor in lbs/MMBtu | FALSE | L | Annual | Allowances Banked | lbs | 0 | 0 | 0 | 0 | 0 | 0 | 0 | 0
WI Large Coal Units Hg Rule v3.1, Unit 5485 and retrofits | 1146 | 2200 | MACT Fuel Choice Floor in lbs/MMBtu | FALSE | L | Annual | Allowances Withdrawn (1:1) | lbs | 0 | 0 | 0 | 0 | 0 | 0 | 0 | 0
WI Large Coal Units Hg Rule v3.1, Unit 5485 and retrofits | 1146 | 2200 | MACT Fuel Choice Floor in lbs/MMBtu | FALSE | L | Annual | Allowances Withdrawn (n:1) | lbs | 0 | 0 | 0 | 0 | 0 | 0 | 0 | 0
WI Large Coal Units Hg Rule v3.1, Unit 5485 and retrofits | 1146 | 2200 | MACT Fuel Choice Floor in lbs/MMBtu | FALSE | L | Annual | Net Emissions Allowance Position | lbs | 0 | 0 | 0 | 0 | 0 | 0 | 0 | 0
WI Large Coal Units Hg Rule v3.1, Unit 5485 and retrofits | 1146 | 2200 | MACT Fuel Choice Floor in lbs/MMBtu | FALSE | L | Annual | Fuel Consumed | TBtu | 0 | 0 | 0 | 0 | 0 | 0 | 0 | 0
WI Large Coal Units Hg Rule v3.1, Unit 5485 and retrofits | 1146 | 2200 | MACT Fuel Choice Floor in lbs/MMBtu | FALSE | L | Annual | Rate | lb/MMBtu | 0 | 0 | 0 | 0 | 0 | 0 | 0 | 0
WI Large Coal Units Hg Rule v3.1, Unit 5485 and retrofits | 1146 | 2200 | MACT Fuel Choice Floor in lbs/MMBtu | FALSE | L | Annual | Generation | TWh | 0 | 0 | 0 | 0 | 0 | 0 | 0 | 0
WI Large Coal Units Hg Rule v3.1, Unit 5485 and retrofits | 1146 | 2200 | MACT Fuel Choice Floor in lbs/MMBtu | FALSE | L | Annual | Qualifying Generation | TWh | 0 | 0 | 0 | 0 | 0 | 0 | 0 | 0
WI Large Coal Units Hg Rule v3.1, Unit 5485 and retrofits | 1146 | 2200 | MACT Fuel Choice Floor in lbs/MMBtu | FALSE | L | Annual | Constraint Shadow Price | US2016$/Lb | 0 | 0 | 0 | 0 | 0 | 0 | 0 | 0
WI Large Coal Units Hg Rule v3.1, Unit 5717 and retrofits | 1147 | 2200 | MACT Fuel Choice Floor in lbs/MMBtu | FALSE | L | Annual | Seasons Included | Seasons | Winter, WintShld, Summer | Winter, WintShld, Summer | Winter, WintShld, Summer | Winter, WintShld, Summer | Winter, WintShld, Summer | Winter, WintShld, Summer | Winter, WintShld, Summer | Winter, WintShld, Summer
WI Large Coal Units Hg Rule v3.1, Unit 5717 and retrofits | 1147 | 2200 | MACT Fuel Choice Floor in lbs/MMBtu | FALSE | L | Annual | Emission Floor | lbs/MMBtu | 7.92e-07 | 7.92e-07 | 7.92e-07 | 7.92e-07 | 7.92e-07 | 7.92e-07 | 7.92e-07 | 7.92e-07
WI Large Coal Units Hg Rule v3.1, Unit 5717 and retrofits | 1147 | 2200 | MACT Fuel Choice Floor in lbs/MMBtu | FALSE | L | Annual | Emissions at Affected Plants MER | lbs | 4.4862 | 9.6468 | 8.6095 | 7.4707 | 5.7958 | 6.4454 | 5.7958 | 0
WI Large Coal Units Hg Rule v3.1, Unit 5717 and retrofits | 1147 | 2200 | MACT Fuel Choice Floor in lbs/MMBtu | FALSE | L | Annual | Allowances Purchased MER | lbs | 0 | 0 | 0 | 0 | 0 | 0 | 0 | 0
WI Large Coal Units Hg Rule v3.1, Unit 5717 and retrofits | 1147 | 2200 | MACT Fuel Choice Floor in lbs/MMBtu | FALSE | L | Annual | Allowances Sold MER | lbs | 0 | 0 | 0 | 0 | 0 | 0 | 0 | 0
WI Large Coal Units Hg Rule v3.1, Unit 5717 and retrofits | 1147 | 2200 | MACT Fuel Choice Floor in lbs/MMBtu | FALSE | L | Annual | Allowances Banked | lbs | 0 | 0 | 0 | 0 | 0 | 0 | 0 | 0
WI Large Coal Units Hg Rule v3.1, Unit 5717 and retrofits | 1147 | 2200 | MACT Fuel Choice Floor in lbs/MMBtu | FALSE | L | Annual | Allowances Withdrawn (1:1) | lbs | 0 | 0 | 0 | 0 | 0 | 0 | 0 | 0
WI Large Coal Units Hg Rule v3.1, Unit 5717 and retrofits | 1147 | 2200 | MACT Fuel Choice Floor in lbs/MMBtu | FALSE | L | Annual | Allowances Withdrawn (n:1) | lbs | 0 | 0 | 0 | 0 | 0 | 0 | 0 | 0
WI Large Coal Units Hg Rule v3.1, Unit 5717 and retrofits | 1147 | 2200 | MACT Fuel Choice Floor in lbs/MMBtu | FALSE | L | Annual | Net Emissions Allowance Position | lbs | 4.4862 | 9.6468 | 8.6095 | 7.4707 | 5.7958 | 6.4454 | 5.7958 | 0
WI Large Coal Units Hg Rule v3.1, Unit 5717 and retrofits | 1147 | 2200 | MACT Fuel Choice Floor in lbs/MMBtu | FALSE | L | Annual | Fuel Consumed | TBtu | 7.9949 | 17.1919 | 15.3432 | 13.3138 | 10.3289 | 11.4866 | 10.3289 | 0
WI Large Coal Units Hg Rule v3.1, Unit 5717 and retrofits | 1147 | 2200 | MACT Fuel Choice Floor in lbs/MMBtu | FALSE | L | Annual | Rate | lb/MMBtu | 5.6112e-07 | 5.6112e-07 | 5.6112e-07 | 5.6112e-07 | 5.6112e-07 | 5.6112e-07 | 5.6112e-07 | 0
WI Large Coal Units Hg Rule v3.1, Unit 5717 and retrofits | 1147 | 2200 | MACT Fuel Choice Floor in lbs/MMBtu | FALSE | L | Annual | Generation | TWh | 0.79166 | 1.7023 | 1.5315 | 1.329 | 1.031 | 1.1466 | 1.031 | 0
WI Large Coal Units Hg Rule v3.1, Unit 5717 and retrofits | 1147 | 2200 | MACT Fuel Choice Floor in lbs/MMBtu | FALSE | L | Annual | Qualifying Generation | TWh | 0.79166 | 1.7023 | 1.5315 | 1.329 | 1.031 | 1.1466 | 1.031 | 0
WI Large Coal Units Hg Rule v3.1, Unit 5717 and retrofits | 1147 | 2200 | MACT Fuel Choice Floor in lbs/MMBtu | FALSE | L | Annual | Constraint Shadow Price | US2016$/Lb | 0 | 0 | 0 | 0 | 0 | 0 | 0 | 0
WI Large Coal Units Hg Rule v3.1, Unit 5718 and retrofits | 1148 | 2200 | MACT Fuel Choice Floor in lbs/MMBtu | FALSE | L | Annual | Seasons Included | Seasons | Winter, WintShld, Summer | Winter, WintShld, Summer | Winter, WintShld, Summer | Winter, WintShld, Summer | Winter, WintShld, Summer | Winter, WintShld, Summer | Winter, WintShld, Summer | Winter, WintShld, Summer
WI Large Coal Units Hg Rule v3.1, Unit 5718 and retrofits | 1148 | 2200 | MACT Fuel Choice Floor in lbs/MMBtu | FALSE | L | Annual | Emission Floor | lbs/MMBtu | 7.92e-07 | 7.92e-07 | 7.92e-07 | 7.92e-07 | 7.92e-07 | 7.92e-07 | 7.92e-07 | 7.92e-07
WI Large Coal Units Hg Rule v3.1, Unit 5718 and retrofits | 1148 | 2200 | MACT Fuel Choice Floor in lbs/MMBtu | FALSE | L | Annual | Emissions at Affected Plants MER | lbs | 4.7458 | 8.9417 | 8.618 | 6.0254 | 6.0254 | 6.0254 | 6.0254 | 0
WI Large Coal Units Hg Rule v3.1, Unit 5718 and retrofits | 1148 | 2200 | MACT Fuel Choice Floor in lbs/MMBtu | FALSE | L | Annual | Allowances Purchased MER | lbs | 0 | 0 | 0 | 0 | 0 | 0 | 0 | 0
WI Large Coal Units Hg Rule v3.1, Unit 5718 and retrofits | 1148 | 2200 | MACT Fuel Choice Floor in lbs/MMBtu | FALSE | L | Annual | Allowances Sold MER | lbs | 0 | 0 | 0 | 0 | 0 | 0 | 0 | 0
WI Large Coal Units Hg Rule v3.1, Unit 5718 and retrofits | 1148 | 2200 | MACT Fuel Choice Floor in lbs/MMBtu | FALSE | L | Annual | Allowances Banked | lbs | 0 | 0 | 0 | 0 | 0 | 0 | 0 | 0
WI Large Coal Units Hg Rule v3.1, Unit 5718 and retrofits | 1148 | 2200 | MACT Fuel Choice Floor in lbs/MMBtu | FALSE | L | Annual | Allowances Withdrawn (1:1) | lbs | 0 | 0 | 0 | 0 | 0 | 0 | 0 | 0
WI Large Coal Units Hg Rule v3.1, Unit 5718 and retrofits | 1148 | 2200 | MACT Fuel Choice Floor in lbs/MMBtu | FALSE | L | Annual | Allowances Withdrawn (n:1) | lbs | 0 | 0 | 0 | 0 | 0 | 0 | 0 | 0
WI Large Coal Units Hg Rule v3.1, Unit 5718 and retrofits | 1148 | 2200 | MACT Fuel Choice Floor in lbs/MMBtu | FALSE | L | Annual | Net Emissions Allowance Position | lbs | 4.7458 | 8.9417 | 8.618 | 6.0254 | 6.0254 | 6.0254 | 6.0254 | 0
WI Large Coal Units Hg Rule v3.1, Unit 5718 and retrofits | 1148 | 2200 | MACT Fuel Choice Floor in lbs/MMBtu | FALSE | L | Annual | Fuel Consumed | TBtu | 8.4577 | 15.9353 | 15.3585 | 10.738 | 10.738 | 10.738 | 10.738 | 0
WI Large Coal Units Hg Rule v3.1, Unit 5718 and retrofits | 1148 | 2200 | MACT Fuel Choice Floor in lbs/MMBtu | FALSE | L | Annual | Rate | lb/MMBtu | 5.6112e-07 | 5.6112e-07 | 5.6112e-07 | 5.6112e-07 | 5.6112e-07 | 5.6112e-07 | 5.6112e-07 | 0
WI Large Coal Units Hg Rule v3.1, Unit 5718 and retrofits | 1148 | 2200 | MACT Fuel Choice Floor in lbs/MMBtu | FALSE | L | Annual | Generation | TWh | 0.82716 | 1.5585 | 1.5142 | 1.0586 | 1.0586 | 1.0586 | 1.0586 | 0
WI Large Coal Units Hg Rule v3.1, Unit 5718 and retrofits | 1148 | 2200 | MACT Fuel Choice Floor in lbs/MMBtu | FALSE | L | Annual | Qualifying Generation | TWh | 0.82716 | 1.5585 | 1.5142 | 1.0586 | 1.0586 | 1.0586 | 1.0586 | 0
WI Large Coal Units Hg Rule v3.1, Unit 5718 and retrofits | 1148 | 2200 | MACT Fuel Choice Floor in lbs/MMBtu | FALSE | L | Annual | Constraint Shadow Price | US2016$/Lb | 0 | 0 | 0 | 0 | 0 | 0 | 0 | 0
WI Large Coal Units Hg Rule v3.1, Unit 5719 and retrofits | 1149 | 2200 | MACT Fuel Choice Floor in lbs/MMBtu | FALSE | L | Annual | Seasons Included | Seasons | Winter, WintShld, Summer | Winter, WintShld, Summer | Winter, WintShld, Summer | Winter, WintShld, Summer | Winter, WintShld, Summer | Winter, WintShld, Summer | Winter, WintShld, Summer | Winter, WintShld, Summer
WI Large Coal Units Hg Rule v3.1, Unit 5719 and retrofits | 1149 | 2200 | MACT Fuel Choice Floor in lbs/MMBtu | FALSE | L | Annual | Emission Floor | lbs/MMBtu | 7.92e-07 | 7.92e-07 | 7.92e-07 | 7.92e-07 | 7.92e-07 | 7.92e-07 | 7.92e-07 | 7.92e-07
WI Large Coal Units Hg Rule v3.1, Unit 5719 and retrofits | 1149 | 2200 | MACT Fuel Choice Floor in lbs/MMBtu | FALSE | L | Annual | Emissions at Affected Plants MER | lbs | 6.7338 | 8.589 | 8.1405 | 7.3716 | 6.1296 | 7.8672 | 0 | 0
WI Large Coal Units Hg Rule v3.1, Unit 5719 and retrofits | 1149 | 2200 | MACT Fuel Choice Floor in lbs/MMBtu | FALSE | L | Annual | Allowances Purchased MER | lbs | 0 | 0 | 0 | 0 | 0 | 0 | 0 | 0
WI Large Coal Units Hg Rule v3.1, Unit 5719 and retrofits | 1149 | 2200 | MACT Fuel Choice Floor in lbs/MMBtu | FALSE | L | Annual | Allowances Sold MER | lbs | 0 | 0 | 0 | 0 | 0 | 0 | 0 | 0
WI Large Coal Units Hg Rule v3.1, Unit 5719 and retrofits | 1149 | 2200 | MACT Fuel Choice Floor in lbs/MMBtu | FALSE | L | Annual | Allowances Banked | lbs | 0 | 0 | 0 | 0 | 0 | 0 | 0 | 0
WI Large Coal Units Hg Rule v3.1, Unit 5719 and retrofits | 1149 | 2200 | MACT Fuel Choice Floor in lbs/MMBtu | FALSE | L | Annual | Allowances Withdrawn (1:1) | lbs | 0 | 0 | 0 | 0 | 0 | 0 | 0 | 0
WI Large Coal Units Hg Rule v3.1, Unit 5719 and retrofits | 1149 | 2200 | MACT Fuel Choice Floor in lbs/MMBtu | FALSE | L | Annual | Allowances Withdrawn (n:1) | lbs | 0 | 0 | 0 | 0 | 0 | 0 | 0 | 0
WI Large Coal Units Hg Rule v3.1, Unit 5719 and retrofits | 1149 | 2200 | MACT Fuel Choice Floor in lbs/MMBtu | FALSE | L | Annual | Net Emissions Allowance Position | lbs | 6.7338 | 8.589 | 8.1405 | 7.3716 | 6.1296 | 7.8672 | 0 | 0
WI Large Coal Units Hg Rule v3.1, Unit 5719 and retrofits | 1149 | 2200 | MACT Fuel Choice Floor in lbs/MMBtu | FALSE | L | Annual | Fuel Consumed | TBtu | 12.0005 | 15.3067 | 14.5074 | 13.1373 | 10.9237 | 14.0204 | 0 | 0
WI Large Coal Units Hg Rule v3.1, Unit 5719 and retrofits | 1149 | 2200 | MACT Fuel Choice Floor in lbs/MMBtu | FALSE | L | Annual | Rate | lb/MMBtu | 5.6112e-07 | 5.6112e-07 | 5.6112e-07 | 5.6112e-07 | 5.6112e-07 | 5.6112e-07 | 0 | 0
WI Large Coal Units Hg Rule v3.1, Unit 5719 and retrofits | 1149 | 2200 | MACT Fuel Choice Floor in lbs/MMBtu | FALSE | L | Annual | Generation | TWh | 1.2032 | 1.5347 | 1.4663 | 1.3278 | 1.1041 | 1.417 | 0 | 0
WI Large Coal Units Hg Rule v3.1, Unit 5719 and retrofits | 1149 | 2200 | MACT Fuel Choice Floor in lbs/MMBtu | FALSE | L | Annual | Qualifying Generation | TWh | 1.2032 | 1.5347 | 1.4663 | 1.3278 | 1.1041 | 1.417 | 0 | 0
WI Large Coal Units Hg Rule v3.1, Unit 5719 and retrofits | 1149 | 2200 | MACT Fuel Choice Floor in lbs/MMBtu | FALSE | L | Annual | Constraint Shadow Price | US2016$/Lb | 0 | 0 | 0 | 0 | 0 | 0 | 0 | 0
WI Large Coal Units Hg Rule v3.1, Unit 5720 and retrofits | 1150 | 2200 | MACT Fuel Choice Floor in lbs/MMBtu | FALSE | L | Annual | Seasons Included | Seasons | Winter, WintShld, Summer | Winter, WintShld, Summer | Winter, WintShld, Summer | Winter, WintShld, Summer | Winter, WintShld, Summer | Winter, WintShld, Summer | Winter, WintShld, Summer | Winter, WintShld, Summer
WI Large Coal Units Hg Rule v3.1, Unit 5720 and retrofits | 1150 | 2200 | MACT Fuel Choice Floor in lbs/MMBtu | FALSE | L | Annual | Emission Floor | lbs/MMBtu | 7.92e-07 | 7.92e-07 | 7.92e-07 | 7.92e-07 | 7.92e-07 | 7.92e-07 | 7.92e-07 | 7.92e-07
WI Large Coal Units Hg Rule v3.1, Unit 5720 and retrofits | 1150 | 2200 | MACT Fuel Choice Floor in lbs/MMBtu | FALSE | L | Annual | Emissions at Affected Plants MER | lbs | 6.5795 | 8.4472 | 7.954 | 7.2028 | 6.583 | 7.687 | 0 | 0
WI Large Coal Units Hg Rule v3.1, Unit 5720 and retrofits | 1150 | 2200 | MACT Fuel Choice Floor in lbs/MMBtu | FALSE | L | Annual | Allowances Purchased MER | lbs | 0 | 0 | 0 | 0 | 0 | 0 | 0 | 0
WI Large Coal Units Hg Rule v3.1, Unit 5720 and retrofits | 1150 | 2200 | MACT Fuel Choice Floor in lbs/MMBtu | FALSE | L | Annual | Allowances Sold MER | lbs | 0 | 0 | 0 | 0 | 0 | 0 | 0 | 0
WI Large Coal Units Hg Rule v3.1, Unit 5720 and retrofits | 1150 | 2200 | MACT Fuel Choice Floor in lbs/MMBtu | FALSE | L | Annual | Allowances Banked | lbs | 0 | 0 | 0 | 0 | 0 | 0 | 0 | 0
WI Large Coal Units Hg Rule v3.1, Unit 5720 and retrofits | 1150 | 2200 | MACT Fuel Choice Floor in lbs/MMBtu | FALSE | L | Annual | Allowances Withdrawn (1:1) | lbs | 0 | 0 | 0 | 0 | 0 | 0 | 0 | 0
WI Large Coal Units Hg Rule v3.1, Unit 5720 and retrofits | 1150 | 2200 | MACT Fuel Choice Floor in lbs/MMBtu | FALSE | L | Annual | Allowances Withdrawn (n:1) | lbs | 0 | 0 | 0 | 0 | 0 | 0 | 0 | 0
WI Large Coal Units Hg Rule v3.1, Unit 5720 and retrofits | 1150 | 2200 | MACT Fuel Choice Floor in lbs/MMBtu | FALSE | L | Annual | Net Emissions Allowance Position | lbs | 6.5795 | 8.4472 | 7.954 | 7.2028 | 6.583 | 7.687 | 0 | 0
WI Large Coal Units Hg Rule v3.1, Unit 5720 and retrofits | 1150 | 2200 | MACT Fuel Choice Floor in lbs/MMBtu | FALSE | L | Annual | Fuel Consumed | TBtu | 11.7256 | 15.0541 | 14.1751 | 12.8363 | 11.7318 | 13.6992 | 0 | 0
WI Large Coal Units Hg Rule v3.1, Unit 5720 and retrofits | 1150 | 2200 | MACT Fuel Choice Floor in lbs/MMBtu | FALSE | L | Annual | Rate | lb/MMBtu | 5.6112e-07 | 5.6112e-07 | 5.6112e-07 | 5.6112e-07 | 5.6112e-07 | 5.6112e-07 | 0 | 0
WI Large Coal Units Hg Rule v3.1, Unit 5720 and retrofits | 1150 | 2200 | MACT Fuel Choice Floor in lbs/MMBtu | FALSE | L | Annual | Generation | TWh | 1.1764 | 1.5104 | 1.4337 | 1.2983 | 1.1866 | 1.3855 | 0 | 0
WI Large Coal Units Hg Rule v3.1, Unit 5720 and retrofits | 1150 | 2200 | MACT Fuel Choice Floor in lbs/MMBtu | FALSE | L | Annual | Qualifying Generation | TWh | 1.1764 | 1.5104 | 1.4337 | 1.2983 | 1.1866 | 1.3855 | 0 | 0
WI Large Coal Units Hg Rule v3.1, Unit 5720 and retrofits | 1150 | 2200 | MACT Fuel Choice Floor in lbs/MMBtu | FALSE | L | Annual | Constraint Shadow Price | US2016$/Lb | 0 | 0 | 0 | 0 | 0 | 0 | 0 | 0
WI Large Coal Units Hg Rule v3.1, Unit 5721 and retrofits | 1151 | 2200 | MACT Fuel Choice Floor in lbs/MMBtu | FALSE | L | Annual | Seasons Included | Seasons | Winter, WintShld, Summer | Winter, WintShld, Summer | Winter, WintShld, Summer | Winter, WintShld, Summer | Winter, WintShld, Summer | Winter, WintShld, Summer | Winter, WintShld, Summer | Winter, WintShld, Summer
WI Large Coal Units Hg Rule v3.1, Unit 5721 and retrofits | 1151 | 2200 | MACT Fuel Choice Floor in lbs/MMBtu | FALSE | L | Annual | Emission Floor | lbs/MMBtu | 7.92e-07 | 7.92e-07 | 7.92e-07 | 7.92e-07 | 7.92e-07 | 7.92e-07 | 7.92e-07 | 7.92e-07
WI Large Coal Units Hg Rule v3.1, Unit 5721 and retrofits | 1151 | 2200 | MACT Fuel Choice Floor in lbs/MMBtu | FALSE | L | Annual | Emissions at Affected Plants MER | lbs | 19.5559 | 21.3671 | 21.3671 | 21.3671 | 21.3671 | 21.3671 | 15.3896 | 13.533
WI Large Coal Units Hg Rule v3.1, Unit 5721 and retrofits | 1151 | 2200 | MACT Fuel Choice Floor in lbs/MMBtu | FALSE | L | Annual | Allowances Purchased MER | lbs | 0 | 0 | 0 | 0 | 0 | 0 | 0 | 0
WI Large Coal Units Hg Rule v3.1, Unit 5721 and retrofits | 1151 | 2200 | MACT Fuel Choice Floor in lbs/MMBtu | FALSE | L | Annual | Allowances Sold MER | lbs | 0 | 0 | 0 | 0 | 0 | 0 | 0 | 0
WI Large Coal Units Hg Rule v3.1, Unit 5721 and retrofits | 1151 | 2200 | MACT Fuel Choice Floor in lbs/MMBtu | FALSE | L | Annual | Allowances Banked | lbs | 0 | 0 | 0 | 0 | 0 | 0 | 0 | 0
WI Large Coal Units Hg Rule v3.1, Unit 5721 and retrofits | 1151 | 2200 | MACT Fuel Choice Floor in lbs/MMBtu | FALSE | L | Annual | Allowances Withdrawn (1:1) | lbs | 0 | 0 | 0 | 0 | 0 | 0 | 0 | 0
WI Large Coal Units Hg Rule v3.1, Unit 5721 and retrofits | 1151 | 2200 | MACT Fuel Choice Floor in lbs/MMBtu | FALSE | L | Annual | Allowances Withdrawn (n:1) | lbs | 0 | 0 | 0 | 0 | 0 | 0 | 0 | 0
WI Large Coal Units Hg Rule v3.1, Unit 5721 and retrofits | 1151 | 2200 | MACT Fuel Choice Floor in lbs/MMBtu | FALSE | L | Annual | Net Emissions Allowance Position | lbs | 19.5559 | 21.3671 | 21.3671 | 21.3671 | 21.3671 | 21.3671 | 15.3896 | 13.533
WI Large Coal Units Hg Rule v3.1, Unit 5721 and retrofits | 1151 | 2200 | MACT Fuel Choice Floor in lbs/MMBtu | FALSE | L | Annual | Fuel Consumed | TBtu | 34.8513 | 38.079 | 38.079 | 38.079 | 38.079 | 38.079 | 27.4264 | 24.1176
WI Large Coal Units Hg Rule v3.1, Unit 5721 and retrofits | 1151 | 2200 | MACT Fuel Choice Floor in lbs/MMBtu | FALSE | L | Annual | Rate | lb/MMBtu | 5.6112e-07 | 5.6112e-07 | 5.6112e-07 | 5.6112e-07 | 5.6112e-07 | 5.6112e-07 | 5.6112e-07 | 5.6112e-07
WI Large Coal Units Hg Rule v3.1, Unit 5721 and retrofits | 1151 | 2200 | MACT Fuel Choice Floor in lbs/MMBtu | FALSE | L | Annual | Generation | TWh | 3.5435 | 3.8717 | 3.8717 | 3.8717 | 3.8717 | 3.8717 | 2.7886 | 2.4521
WI Large Coal Units Hg Rule v3.1, Unit 5721 and retrofits | 1151 | 2200 | MACT Fuel Choice Floor in lbs/MMBtu | FALSE | L | Annual | Qualifying Generation | TWh | 3.5435 | 3.8717 | 3.8717 | 3.8717 | 3.8717 | 3.8717 | 2.7886 | 2.4521
WI Large Coal Units Hg Rule v3.1, Unit 5721 and retrofits | 1151 | 2200 | MACT Fuel Choice Floor in lbs/MMBtu | FALSE | L | Annual | Constraint Shadow Price | US2016$/Lb | 0 | 0 | 0 | 0 | 0 | 0 | 0 | 0
WI Large Coal Units Hg Rule v3.1, Unit 5722 and retrofits | 1152 | 2200 | MACT Fuel Choice Floor in lbs/MMBtu | FALSE | L | Annual | Seasons Included | Seasons | Winter, WintShld, Summer | Winter, WintShld, Summer | Winter, WintShld, Summer | Winter, WintShld, Summer | Winter, WintShld, Summer | Winter, WintShld, Summer | Winter, WintShld, Summer | Winter, WintShld, Summer
WI Large Coal Units Hg Rule v3.1, Unit 5722 and retrofits | 1152 | 2200 | MACT Fuel Choice Floor in lbs/MMBtu | FALSE | L | Annual | Emission Floor | lbs/MMBtu | 7.92e-07 | 7.92e-07 | 7.92e-07 | 7.92e-07 | 7.92e-07 | 7.92e-07 | 7.92e-07 | 7.92e-07
WI Large Coal Units Hg Rule v3.1, Unit 5722 and retrofits | 1152 | 2200 | MACT Fuel Choice Floor in lbs/MMBtu | FALSE | L | Annual | Emissions at Affected Plants MER | lbs | 17.7679 | 20.8565 | 20.8565 | 20.8565 | 20.6724 | 20.8565 | 14.9643 | 13.298
WI Large Coal Units Hg Rule v3.1, Unit 5722 and retrofits | 1152 | 2200 | MACT Fuel Choice Floor in lbs/MMBtu | FALSE | L | Annual | Allowances Purchased MER | lbs | 0 | 0 | 0 | 0 | 0 | 0 | 0 | 0
WI Large Coal Units Hg Rule v3.1, Unit 5722 and retrofits | 1152 | 2200 | MACT Fuel Choice Floor in lbs/MMBtu | FALSE | L | Annual | Allowances Sold MER | lbs | 0 | 0 | 0 | 0 | 0 | 0 | 0 | 0
WI Large Coal Units Hg Rule v3.1, Unit 5722 and retrofits | 1152 | 2200 | MACT Fuel Choice Floor in lbs/MMBtu | FALSE | L | Annual | Allowances Banked | lbs | 0 | 0 | 0 | 0 | 0 | 0 | 0 | 0
WI Large Coal Units Hg Rule v3.1, Unit 5722 and retrofits | 1152 | 2200 | MACT Fuel Choice Floor in lbs/MMBtu | FALSE | L | Annual | Allowances Withdrawn (1:1) | lbs | 0 | 0 | 0 | 0 | 0 | 0 | 0 | 0
WI Large Coal Units Hg Rule v3.1, Unit 5722 and retrofits | 1152 | 2200 | MACT Fuel Choice Floor in lbs/MMBtu | FALSE | L | Annual | Allowances Withdrawn (n:1) | lbs | 0 | 0 | 0 | 0 | 0 | 0 | 0 | 0
WI Large Coal Units Hg Rule v3.1, Unit 5722 and retrofits | 1152 | 2200 | MACT Fuel Choice Floor in lbs/MMBtu | FALSE | L | Annual | Net Emissions Allowance Position | lbs | 17.7679 | 20.8565 | 20.8565 | 20.8565 | 20.6724 | 20.8565 | 14.9643 | 13.298
WI Large Coal Units Hg Rule v3.1, Unit 5722 and retrofits | 1152 | 2200 | MACT Fuel Choice Floor in lbs/MMBtu | FALSE | L | Annual | Fuel Consumed | TBtu | 31.6648 | 37.1691 | 37.1691 | 37.1691 | 36.8409 | 37.1691 | 26.6683 | 23.6988
WI Large Coal Units Hg Rule v3.1, Unit 5722 and retrofits | 1152 | 2200 | MACT Fuel Choice Floor in lbs/MMBtu | FALSE | L | Annual | Rate | lb/MMBtu | 5.6112e-07 | 5.6112e-07 | 5.6112e-07 | 5.6112e-07 | 5.6112e-07 | 5.6112e-07 | 5.6112e-07 | 5.6112e-07
WI Large Coal Units Hg Rule v3.1, Unit 5722 and retrofits | 1152 | 2200 | MACT Fuel Choice Floor in lbs/MMBtu | FALSE | L | Annual | Generation | TWh | 3.2171 | 3.7763 | 3.7763 | 3.7763 | 3.743 | 3.7763 | 2.7095 | 2.4078
WI Large Coal Units Hg Rule v3.1, Unit 5722 and retrofits | 1152 | 2200 | MACT Fuel Choice Floor in lbs/MMBtu | FALSE | L | Annual | Qualifying Generation | TWh | 3.2171 | 3.7763 | 3.7763 | 3.7763 | 3.743 | 3.7763 | 2.7095 | 2.4078
WI Large Coal Units Hg Rule v3.1, Unit 5722 and retrofits | 1152 | 2200 | MACT Fuel Choice Floor in lbs/MMBtu | FALSE | L | Annual | Constraint Shadow Price | US2016$/Lb | 0 | 0 | 0 | 0 | 0 | 0 | 0 | 0
WI Small Coal Units Hg Rule v3.1, Unit 5098 and retrofits | 1153 | 2201 | MACT Fuel Choice Floor in lbs/MMBtu | FALSE | L | Annual | Seasons Included | Seasons | Winter, WintShld, Summer | Winter, WintShld, Summer | Winter, WintShld, Summer | Winter, WintShld, Summer | Winter, WintShld, Summer | Winter, WintShld, Summer | Winter, WintShld, Summer | Winter, WintShld, Summer
WI Small Coal Units Hg Rule v3.1, Unit 5098 and retrofits | 1153 | 2201 | MACT Fuel Choice Floor in lbs/MMBtu | FALSE | L | Annual | Emission Floor | lbs/MMBtu | 6.91e-07 | 6.91e-07 | 6.91e-07 | 6.91e-07 | 6.91e-07 | 6.91e-07 | 6.91e-07 | 6.91e-07
WI Small Coal Units Hg Rule v3.1, Unit 5098 and retrofits | 1153 | 2201 | MACT Fuel Choice Floor in lbs/MMBtu | FALSE | L | Annual | Emissions at Affected Plants MER | lbs | 0 | 0 | 0 | 0 | 0 | 0 | 0 | 0
WI Small Coal Units Hg Rule v3.1, Unit 5098 and retrofits | 1153 | 2201 | MACT Fuel Choice Floor in lbs/MMBtu | FALSE | L | Annual | Allowances Purchased MER | lbs | 0 | 0 | 0 | 0 | 0 | 0 | 0 | 0
WI Small Coal Units Hg Rule v3.1, Unit 5098 and retrofits | 1153 | 2201 | MACT Fuel Choice Floor in lbs/MMBtu | FALSE | L | Annual | Allowances Sold MER | lbs | 0 | 0 | 0 | 0 | 0 | 0 | 0 | 0
WI Small Coal Units Hg Rule v3.1, Unit 5098 and retrofits | 1153 | 2201 | MACT Fuel Choice Floor in lbs/MMBtu | FALSE | L | Annual | Allowances Banked | lbs | 0 | 0 | 0 | 0 | 0 | 0 | 0 | 0
WI Small Coal Units Hg Rule v3.1, Unit 5098 and retrofits | 1153 | 2201 | MACT Fuel Choice Floor in lbs/MMBtu | FALSE | L | Annual | Allowances Withdrawn (1:1) | lbs | 0 | 0 | 0 | 0 | 0 | 0 | 0 | 0
WI Small Coal Units Hg Rule v3.1, Unit 5098 and retrofits | 1153 | 2201 | MACT Fuel Choice Floor in lbs/MMBtu | FALSE | L | Annual | Allowances Withdrawn (n:1) | lbs | 0 | 0 | 0 | 0 | 0 | 0 | 0 | 0
WI Small Coal Units Hg Rule v3.1, Unit 5098 and retrofits | 1153 | 2201 | MACT Fuel Choice Floor in lbs/MMBtu | FALSE | L | Annual | Net Emissions Allowance Position | lbs | 0 | 0 | 0 | 0 | 0 | 0 | 0 | 0
WI Small Coal Units Hg Rule v3.1, Unit 5098 and retrofits | 1153 | 2201 | MACT Fuel Choice Floor in lbs/MMBtu | FALSE | L | Annual | Fuel Consumed | TBtu | 0 | 0 | 0 | 0 | 0 | 0 | 0 | 0
WI Small Coal Units Hg Rule v3.1, Unit 5098 and retrofits | 1153 | 2201 | MACT Fuel Choice Floor in lbs/MMBtu | FALSE | L | Annual | Rate | lb/MMBtu | 0 | 0 | 0 | 0 | 0 | 0 | 0 | 0
WI Small Coal Units Hg Rule v3.1, Unit 5098 and retrofits | 1153 | 2201 | MACT Fuel Choice Floor in lbs/MMBtu | FALSE | L | Annual | Generation | TWh | 0 | 0 | 0 | 0 | 0 | 0 | 0 | 0
WI Small Coal Units Hg Rule v3.1, Unit 5098 and retrofits | 1153 | 2201 | MACT Fuel Choice Floor in lbs/MMBtu | FALSE | L | Annual | Qualifying Generation | TWh | 0 | 0 | 0 | 0 | 0 | 0 | 0 | 0
WI Small Coal Units Hg Rule v3.1, Unit 5098 and retrofits | 1153 | 2201 | MACT Fuel Choice Floor in lbs/MMBtu | FALSE | L | Annual | Constraint Shadow Price | US2016$/Lb | 0 | 0 | 0 | 0 | 0 | 0 | 0 | 0
WI Small Coal Units Hg Rule v3.1, Unit 5099 and retrofits | 1154 | 2201 | MACT Fuel Choice Floor in lbs/MMBtu | FALSE | L | Annual | Seasons Included | Seasons | Winter, WintShld, Summer | Winter, WintShld, Summer | Winter, WintShld, Summer | Winter, WintShld, Summer | Winter, WintShld, Summer | Winter, WintShld, Summer | Winter, WintShld, Summer | Winter, WintShld, Summer
WI Small Coal Units Hg Rule v3.1, Unit 5099 and retrofits | 1154 | 2201 | MACT Fuel Choice Floor in lbs/MMBtu | FALSE | L | Annual | Emission Floor | lbs/MMBtu | 6.91e-07 | 6.91e-07 | 6.91e-07 | 6.91e-07 | 6.91e-07 | 6.91e-07 | 6.91e-07 | 6.91e-07
WI Small Coal Units Hg Rule v3.1, Unit 5099 and retrofits | 1154 | 2201 | MACT Fuel Choice Floor in lbs/MMBtu | FALSE | L | Annual | Emissions at Affected Plants MER | lbs | 0 | 0 | 0 | 0 | 0 | 0 | 0 | 0
WI Small Coal Units Hg Rule v3.1, Unit 5099 and retrofits | 1154 | 2201 | MACT Fuel Choice Floor in lbs/MMBtu | FALSE | L | Annual | Allowances Purchased MER | lbs | 0 | 0 | 0 | 0 | 0 | 0 | 0 | 0
WI Small Coal Units Hg Rule v3.1, Unit 5099 and retrofits | 1154 | 2201 | MACT Fuel Choice Floor in lbs/MMBtu | FALSE | L | Annual | Allowances Sold MER | lbs | 0 | 0 | 0 | 0 | 0 | 0 | 0 | 0
WI Small Coal Units Hg Rule v3.1, Unit 5099 and retrofits | 1154 | 2201 | MACT Fuel Choice Floor in lbs/MMBtu | FALSE | L | Annual | Allowances Banked | lbs | 0 | 0 | 0 | 0 | 0 | 0 | 0 | 0
WI Small Coal Units Hg Rule v3.1, Unit 5099 and retrofits | 1154 | 2201 | MACT Fuel Choice Floor in lbs/MMBtu | FALSE | L | Annual | Allowances Withdrawn (1:1) | lbs | 0 | 0 | 0 | 0 | 0 | 0 | 0 | 0
WI Small Coal Units Hg Rule v3.1, Unit 5099 and retrofits | 1154 | 2201 | MACT Fuel Choice Floor in lbs/MMBtu | FALSE | L | Annual | Allowances Withdrawn (n:1) | lbs | 0 | 0 | 0 | 0 | 0 | 0 | 0 | 0
WI Small Coal Units Hg Rule v3.1, Unit 5099 and retrofits | 1154 | 2201 | MACT Fuel Choice Floor in lbs/MMBtu | FALSE | L | Annual | Net Emissions Allowance Position | lbs | 0 | 0 | 0 | 0 | 0 | 0 | 0 | 0
WI Small Coal Units Hg Rule v3.1, Unit 5099 and retrofits | 1154 | 2201 | MACT Fuel Choice Floor in lbs/MMBtu | FALSE | L | Annual | Fuel Consumed | TBtu | 0 | 0 | 0 | 0 | 0 | 0 | 0 | 0
WI Small Coal Units Hg Rule v3.1, Unit 5099 and retrofits | 1154 | 2201 | MACT Fuel Choice Floor in lbs/MMBtu | FALSE | L | Annual | Rate | lb/MMBtu | 0 | 0 | 0 | 0 | 0 | 0 | 0 | 0
WI Small Coal Units Hg Rule v3.1, Unit 5099 and retrofits | 1154 | 2201 | MACT Fuel Choice Floor in lbs/MMBtu | FALSE | L | Annual | Generation | TWh | 0 | 0 | 0 | 0 | 0 | 0 | 0 | 0
WI Small Coal Units Hg Rule v3.1, Unit 5099 and retrofits | 1154 | 2201 | MACT Fuel Choice Floor in lbs/MMBtu | FALSE | L | Annual | Qualifying Generation | TWh | 0 | 0 | 0 | 0 | 0 | 0 | 0 | 0
WI Small Coal Units Hg Rule v3.1, Unit 5099 and retrofits | 1154 | 2201 | MACT Fuel Choice Floor in lbs/MMBtu | FALSE | L | Annual | Constraint Shadow Price | US2016$/Lb | 0 | 0 | 0 | 0 | 0 | 0 | 0 | 0
WI Small Coal Units Hg Rule v3.1, Unit 5507 and retrofits | 1155 | 2201 | MACT Fuel Choice Floor in lbs/MMBtu | FALSE | L | Annual | Seasons Included | Seasons | Winter, WintShld, Summer | Winter, WintShld, Summer | Winter, WintShld, Summer | Winter, WintShld, Summer | Winter, WintShld, Summer | Winter, WintShld, Summer | Winter, WintShld, Summer | Winter, WintShld, Summer
WI Small Coal Units Hg Rule v3.1, Unit 5507 and retrofits | 1155 | 2201 | MACT Fuel Choice Floor in lbs/MMBtu | FALSE | L | Annual | Emission Floor | lbs/MMBtu | 6.91e-07 | 6.91e-07 | 6.91e-07 | 6.91e-07 | 6.91e-07 | 6.91e-07 | 6.91e-07 | 6.91e-07
WI Small Coal Units Hg Rule v3.1, Unit 5507 and retrofits | 1155 | 2201 | MACT Fuel Choice Floor in lbs/MMBtu | FALSE | L | Annual | Emissions at Affected Plants MER | lbs | 0 | 0 | 0 | 0 | 0 | 0 | 0 | 0
WI Small Coal Units Hg Rule v3.1, Unit 5507 and retrofits | 1155 | 2201 | MACT Fuel Choice Floor in lbs/MMBtu | FALSE | L | Annual | Allowances Purchased MER | lbs | 0 | 0 | 0 | 0 | 0 | 0 | 0 | 0
WI Small Coal Units Hg Rule v3.1, Unit 5507 and retrofits | 1155 | 2201 | MACT Fuel Choice Floor in lbs/MMBtu | FALSE | L | Annual | Allowances Sold MER | lbs | 0 | 0 | 0 | 0 | 0 | 0 | 0 | 0
WI Small Coal Units Hg Rule v3.1, Unit 5507 and retrofits | 1155 | 2201 | MACT Fuel Choice Floor in lbs/MMBtu | FALSE | L | Annual | Allowances Banked | lbs | 0 | 0 | 0 | 0 | 0 | 0 | 0 | 0
WI Small Coal Units Hg Rule v3.1, Unit 5507 and retrofits | 1155 | 2201 | MACT Fuel Choice Floor in lbs/MMBtu | FALSE | L | Annual | Allowances Withdrawn (1:1) | lbs | 0 | 0 | 0 | 0 | 0 | 0 | 0 | 0
WI Small Coal Units Hg Rule v3.1, Unit 5507 and retrofits | 1155 | 2201 | MACT Fuel Choice Floor in lbs/MMBtu | FALSE | L | Annual | Allowances Withdrawn (n:1) | lbs | 0 | 0 | 0 | 0 | 0 | 0 | 0 | 0
WI Small Coal Units Hg Rule v3.1, Unit 5507 and retrofits | 1155 | 2201 | MACT Fuel Choice Floor in lbs/MMBtu | FALSE | L | Annual | Net Emissions Allowance Position | lbs | 0 | 0 | 0 | 0 | 0 | 0 | 0 | 0
WI Small Coal Units Hg Rule v3.1, Unit 5507 and retrofits | 1155 | 2201 | MACT Fuel Choice Floor in lbs/MMBtu | FALSE | L | Annual | Fuel Consumed | TBtu | 0 | 0 | 0 | 0 | 0 | 0 | 0 | 0
WI Small Coal Units Hg Rule v3.1, Unit 5507 and retrofits | 1155 | 2201 | MACT Fuel Choice Floor in lbs/MMBtu | FALSE | L | Annual | Rate | lb/MMBtu | 0 | 0 | 0 | 0 | 0 | 0 | 0 | 0
WI Small Coal Units Hg Rule v3.1, Unit 5507 and retrofits | 1155 | 2201 | MACT Fuel Choice Floor in lbs/MMBtu | FALSE | L | Annual | Generation | TWh | 0 | 0 | 0 | 0 | 0 | 0 | 0 | 0
WI Small Coal Units Hg Rule v3.1, Unit 5507 and retrofits | 1155 | 2201 | MACT Fuel Choice Floor in lbs/MMBtu | FALSE | L | Annual | Qualifying Generation | TWh | 0 | 0 | 0 | 0 | 0 | 0 | 0 | 0
WI Small Coal Units Hg Rule v3.1, Unit 5507 and retrofits | 1155 | 2201 | MACT Fuel Choice Floor in lbs/MMBtu | FALSE | L | Annual | Constraint Shadow Price | US2016$/Lb | 0 | 0 | 0 | 0 | 0 | 0 | 0 | 0
Zero Reserve Margin Type 3 Constraints | 1156 | 5803 | MACT Fuel Choice Floor in lbs/MMBtu | FALSE | L | Annual | Seasons Included | Seasons | Winter, WintShld, Summer | Winter, WintShld, Summer | Winter, WintShld, Summer | Winter, WintShld, Summer | Winter, WintShld, Summer | Winter, WintShld, Summer | Winter, WintShld, Summer | Winter, WintShld, Summer
Zero Reserve Margin Type 3 Constraints | 1156 | 5803 | MACT Fuel Choice Floor in lbs/MMBtu | FALSE | L | Annual | Emission Floor | lb/MMBtu | 0 | 0 | 0 | 0 | 0 | 0 | 0 | 0
Zero Reserve Margin Type 3 Constraints | 1156 | 5803 | MACT Fuel Choice Floor in lbs/MMBtu | FALSE | L | Annual | Emissions at Affected Plants NOX | Thousand Tons | 148.625 | 164.1301 | 167.0016 | 151.7742 | 134.5201 | 135.0496 | 122.269 | 101.4969
Zero Reserve Margin Type 3 Constraints | 1156 | 5803 | MACT Fuel Choice Floor in lbs/MMBtu | FALSE | L | Annual | Allowances Purchased NOX | Thousand Tons | 0 | 0 | 0 | 0 | 0 | 0 | 0 | 0
Zero Reserve Margin Type 3 Constraints | 1156 | 5803 | MACT Fuel Choice Floor in lbs/MMBtu | FALSE | L | Annual | Allowances Sold NOX | Thousand Tons | 0 | 0 | 0 | 0 | 0 | 0 | 0 | 0
Zero Reserve Margin Type 3 Constraints | 1156 | 5803 | MACT Fuel Choice Floor in lbs/MMBtu | FALSE | L | Annual | Allowances Banked | Thousand Tons | 0 | 0 | 0 | 0 | 0 | 0 | 0 | 0
Zero Reserve Margin Type 3 Constraints | 1156 | 5803 | MACT Fuel Choice Floor in lbs/MMBtu | FALSE | L | Annual | Allowances Withdrawn (1:1) | Thousand Tons | 0 | 0 | 0 | 0 | 0 | 0 | 0 | 0
Zero Reserve Margin Type 3 Constraints | 1156 | 5803 | MACT Fuel Choice Floor in lbs/MMBtu | FALSE | L | Annual | Allowances Withdrawn (n:1) | Thousand Tons | 0 | 0 | 0 | 0 | 0 | 0 | 0 | 0
Zero Reserve Margin Type 3 Constraints | 1156 | 5803 | MACT Fuel Choice Floor in lbs/MMBtu | FALSE | L | Annual | Net Emissions Allowance Position | Thousand Tons | 148.625 | 164.1301 | 167.0016 | 151.7742 | 134.5201 | 135.0496 | 122.269 | 101.4969
Zero Reserve Margin Type 3 Constraints | 1156 | 5803 | MACT Fuel Choice Floor in lbs/MMBtu | FALSE | L | Annual | Fuel Consumed | TBtu | 1929.4544 | 2211.1809 | 2253.9971 | 2128.858 | 1945.3465 | 1977.1128 | 1805.8602 | 1526.0752
Zero Reserve Margin Type 3 Constraints | 1156 | 5803 | MACT Fuel Choice Floor in lbs/MMBtu | FALSE | L | Annual | Rate | lb/MMBtu | 0.15406 | 0.14845 | 0.14818 | 0.14259 | 0.1383 | 0.13661 | 0.13541 | 0.13302
Zero Reserve Margin Type 3 Constraints | 1156 | 5803 | MACT Fuel Choice Floor in lbs/MMBtu | FALSE | L | Annual | Generation | TWh | 184.0875 | 211.0254 | 215.3635 | 203.5121 | 185.4916 | 188.4254 | 171.946 | 145.2515
Zero Reserve Margin Type 3 Constraints | 1156 | 5803 | MACT Fuel Choice Floor in lbs/MMBtu | FALSE | L | Annual | Qualifying Generation | TWh | 184.0875 | 211.0254 | 215.3635 | 203.5121 | 185.4916 | 188.4254 | 171.946 | 145.2515
Zero Reserve Margin Type 3 Constraints | 1156 | 5803 | MACT Fuel Choice Floor in lbs/MMBtu | FALSE | L | Annual | Constraint Shadow Price | US2016$/Ton | 0 | 0 | 0 | 0 | 0 | 0 | 0 | 0

## Table 1-16_US
Illustrative Base Case
| 2021 | 2023 | 2025 | 2030 | 2035 | 2040 | 2045 | 2050
1. Reserve Margin Capacity Winter [MW] | 954044.0518 | 891700.3177 | 904092.9186 | 932681.7166 | 966328.8487 | 1009641.355 | 1058457.3675 | 1115251.1083
Plus Firm Contract Purchases Winter [MW] | 0 | 0 | 0 | 0 | 0 | 0 | 0 | 0
Plus Transmission In Winter [MW] | 4216.7621 | 6168.2411 | 6238.7499 | 7883.1577 | 5170.2894 | 6829.8255 | 7655.6069 | 12080.4653
Less Firm Contract Sales Winter [MW] | 0 | 0 | 0 | 0 | 0 | 0 | 0 | 0
Less Transmission Out Winter [MW] | 5899.7752 | 8700.631 | 9503.7029 | 13273.5014 | 11889.0188 | 13824.0325 | 14780.6985 | 19597.4896
Total Reserve Margin Capacity Winter [MW] | 952361.0387 | 889167.9278 | 900827.9656 | 927291.3729 | 959610.1193 | 1002647.1479 | 1051332.2759 | 1107734.0841
2. Peak Load Winter [MW] | 652553.2614 | 659665.8687 | 668504.0517 | 689872.8068 | 714395.6915 | 745015.5433 | 778597.7473 | 817813.1968
Less DSM [MW] | 0 | 0 | 0 | 0 | 0 | 0 | 0 | 0
Net Demand Winter [MW] | 652553.2614 | 659665.8687 | 668504.0517 | 689872.8068 | 714395.6915 | 745015.5433 | 778597.7473 | 817813.1968
3. Reserve Margin Winter [%] | 45.9438 | 34.7907 | 34.7528 | 34.4148 | 34.3247 | 34.5807 | 35.0289 | 35.4507
1. Reserve Margin Capacity WintShld [MW] | 954044.0518 | 891700.3177 | 904092.9186 | 932681.7166 | 966328.8487 | 1009641.355 | 1058457.3675 | 1115251.1083
Plus Firm Contract Purchases WintShld [MW] | 0 | 0 | 0 | 0 | 0 | 0 | 0 | 0
Plus Transmission In WintShld [MW] | 8143.8295 | 7336.4156 | 5500.016 | 4957.0977 | 3329.5657 | 715.906 | 731.0985 | 455.5495
Less Firm Contract Sales WintShld [MW] | 0 | 0 | 0 | 0 | 0 | 0 | 0 | 0
Less Transmission Out WintShld [MW] | 8375.7938 | 7796.4438 | 6317.9831 | 6501.5889 | 4637.1392 | 1249.3666 | 982.1473 | 544.7972
Total Reserve Margin Capacity WintShld [MW] | 953812.0875 | 891240.2895 | 903274.9515 | 931137.2253 | 965021.2751 | 1009107.8944 | 1058206.3187 | 1115161.8606
2. Peak Load WintShld [MW] | 586298.0289 | 591980.3405 | 598705.8663 | 617691.0194 | 637999.2981 | 663774.0714 | 691526.7395 | 724119.9773
Less DSM [MW] | 0 | 0 | 0 | 0 | 0 | 0 | 0 | 0
Net Demand WintShld [MW] | 586298.0289 | 591980.3405 | 598705.8663 | 617691.0194 | 637999.2981 | 663774.0714 | 691526.7395 | 724119.9773
3. Reserve Margin WintShld [%] | 62.6838 | 50.5523 | 50.8712 | 50.7448 | 51.2574 | 52.0258 | 53.0246 | 54.0024
1. Reserve Margin Capacity Summer [MW] | 954044.0518 | 891700.3177 | 904092.9186 | 932681.7166 | 966328.8487 | 1009641.355 | 1058457.3675 | 1115251.1083
Plus Firm Contract Purchases Summer [MW] | 0 | 0 | 0 | 0 | 0 | 0 | 0 | 0
Plus Transmission In Summer [MW] | 49823.847 | 92784.8774 | 98334.3914 | 92300.4023 | 94209.3114 | 89150.8773 | 93087.0295 | 87233.2327
Less Firm Contract Sales Summer [MW] | 0 | 0 | 0 | 0 | 0 | 0 | 0 | 0
Less Transmission Out Summer [MW] | 50003.5328 | 87920.3932 | 94677.242 | 87710.9882 | 88536.5982 | 83244.1979 | 87185.227 | 81181.6214
Total Reserve Margin Capacity Summer [MW] | 953864.366 | 896564.8019 | 907750.0681 | 937271.1307 | 972001.5619 | 1015548.0344 | 1064359.17 | 1121302.7196
2. Peak Load Summer [MW] | 769157.4535 | 776103.1499 | 786313.7676 | 812020.6562 | 842636.9668 | 880447.2714 | 922814.5851 | 972213.8173
Less DSM [MW] | 0 | 0 | 0 | 0 | 0 | 0 | 0 | 0
Net Demand Summer [MW] | 769157.4535 | 776103.1499 | 786313.7676 | 812020.6562 | 842636.9668 | 880447.2714 | 922814.5851 | 972213.8173
3. Reserve Margin Summer [%] | 24.0142 | 15.5213 | 15.4437 | 15.4245 | 15.3524 | 15.3446 | 15.3384 | 15.335
1. Reserve Margin Capacity Annual [MW] | 954044.0518 | 891700.3177 | 904092.9186 | 932681.7166 | 966328.8487 | 1009641.355 | 1058457.3675 | 1115251.1083
Plus Firm Contract Purchases Annual [MW] | 0 | 0 | 0 | 0 | 0 | 0 | 0 | 0
Plus Transmission In Annual [MW] | 49823.847 | 90381.7922 | 97190.8518 | 89907.6253 | 92136.4266 | 87868.71 | 92372.6857 | 88500.4236
Less Firm Contract Sales Annual [MW] | 0 | 0 | 0 | 0 | 0 | 0 | 0 | 0
Less Transmission Out Annual [MW] | 43146.7892 | 76132.1718 | 84432.8149 | 76166.1275 | 77160.331 | 72220.2462 | 76169.5261 | 71506.4805
Total Reserve Margin Capacity Annual [MW] | 960721.1097 | 905949.9381 | 916850.9555 | 946423.2144 | 981304.9443 | 1025289.8187 | 1074660.5271 | 1132245.0514
(for seasonal/annual regions combined)
2. Peak Load Annual [MW] | 773999.6135 | 781021.8349 | 791339.2668 | 817189.7985 | 848157.3703 | 886344.6483 | 929193.1199 | 979143.5116
Less DSM [MW] | 0 | 0 | 0 | 0 | 0 | 0 | 0 | 0
Net Demand Annual [MW] | 773999.6135 | 781021.8349 | 791339.2668 | 817189.7985 | 848157.3703 | 886344.6483 | 929193.1199 | 979143.5116
(for seasonal/annual regions combined)
3. Reserve Margin Annual [%] | 24.1242 | 15.9955 | 15.8607 | 15.8144 | 15.6985 | 15.6762 | 15.6552 | 15.6363
(for seasonal/annual regions combined)
4. Total Generation [GWh] | 4051049.8301 | 4126622.8577 | 4181145.3643 | 4323066.1158 | 4453714.6548 | 4625621.9227 | 4780694.4058 | 4983037.3955
Inter-Region Transmission [GWh] | 37252.2548 | 8947.2306 | 5144.7099 | -8232.1444 | -21550.4087 | -31138.1102 | -36382.3909 | -35108.3422
Pumping & Storage Losses [GWh] | 11252.1543 | 13614.5664 | 18454.8047 | 32185.8084 | 39187.3248 | 52836.9459 | 51838.0721 | 75427.0099
Plus Purchases [GWh] | 0 | 0 | 0 | 0 | 0 | 0 | 0 | 0
Less Sales [GWh] | 0 | 0 | 0 | 0 | 0 | 0 | 0 | 0
5. Total Supply for Demand [GWh] | 4077049.9306 | 4121955.5219 | 4167835.2694 | 4282648.163 | 4392976.9214 | 4541646.8666 | 4692473.9427 | 4872502.0435
6. Projected Demand [GWh] | 4076471.14 | 4121165.452 | 4167025.261 | 4282151.519 | 4392663.345 | 4541586.229 | 4692169.727 | 4872214.217
Energy Not Served [GWh] | 0 | 0 | 0 | 0 | 0 | 0 | 0 | 0
Less DSM [GWh] | 0 | 0 | 0 | 0 | 0 | 0 | 0 | 0
Energy Demand Response [GWh] | 0 | 0 | 0 | 0 | 0 | 0 | 0 | 0
Net Demand [GWh] | 4076471.14 | 4121165.452 | 4167025.261 | 4282151.519 | 4392663.345 | 4541586.229 | 4692169.727 | 4872214.217
7. Dumped Energy [GWh] | 578.7906 | 790.0699 | 810.0084 | 496.644 | 313.5764 | 60.6376 | 304.2157 | 287.8265
8. Total Generation [GWh] | 4051049.8301 | 4126622.8577 | 4181145.3643 | 4323066.1158 | 4453714.6548 | 4625621.9227 | 4780694.4058 | 4983037.3955
Less T&D Losses [GWh] | 278685.0577 | 283518.7074 | 287278.1749 | 296770.8548 | 305695.6998 | 317296.3875 | 328874.014 | 343352.3919
9. Total Sales [GWh] | 3772364.7725 | 3843104.1503 | 3893867.1893 | 4026295.261 | 4148018.9551 | 4308325.5352 | 4451820.3918 | 4639685.0037
Capacity Avoided Costs [US$/kW]
ANNUAL | 33.5228 | 19.634 | 54.081 | 45.6344 | 56.9125 | 57.5279 | 57.2849 | 52.9178
WINTER | 0.18277 | 0.87914 | 0.96073 | 0.7549 | 0.59011 | 0.49958 | 0.34844 | 0.44942
WINTSHLD | 0.14481 | 0.14509 | 0.13277 | 0.12641 | 0.10501 | 0.020687 | 0.0065366 | 0.017485
SUMMER | 33.3819 | 18.7466 | 53.3586 | 45.0601 | 56.5119 | 57.0503 | 57.0136 | 52.5292
10. Capacity by Capacity Reporting Type [MW]
00 New Combined Cycle | 12684.5 | 13830.5 | 15370.2174 | 16731.1301 | 37452.8863 | 58726.7648 | 82067.8775 | 105196.5064
00 New Combined Cycle with Carbon Capture | 0 | 0 | 0 | 0 | 0 | 0 | 0 | 0
00 New Combustion Turbine | 3802.4769 | 3802.4769 | 4327.5203 | 4466.2231 | 15283.6738 | 26247.0037 | 37413.3812 | 63721.0052
00 New Hydro | 5428.1562 | 7841.1577 | 8729.6605 | 8863.6632 | 9328.5627 | 9566.7981 | 9566.7981 | 9566.7981
00 New Nuclear | 0 | 0 | 0 | 0 | 0 | 0 | 0 | 0
00 New Biomass | 217.9 | 217.9 | 217.9 | 217.9 | 217.9 | 217.9 | 217.9 | 217.9
00 New Geothermal | 456.576 | 569.6401 | 580.5276 | 580.5276 | 580.5276 | 580.5276 | 580.5276 | 580.5276
00 New Landfill Gas | 36.2 | 36.2 | 36.2 | 36.2 | 36.2 | 36.2 | 36.2 | 36.2
00 New Battery Storage | 1086.5321 | 1086.5321 | 3797.9 | 10181.3683 | 13916.2235 | 24235.4012 | 22346.0753 | 37172.6978
00 New Offshore Wind | 0 | 368 | 368 | 8668 | 17668 | 17668 | 21269.4148 | 44170.6387
00 New Onshore Wind | 33941 | 40080.8717 | 45956.842 | 90440.0337 | 91099.6158 | 99935.2921 | 150883.3611 | 180595.9806
00 New Solar PV | 25855 | 44261 | 62667 | 108682 | 116644.1 | 134324.8102 | 165685.0404 | 208216.1366
00 New Solar Thermal | 0 | 0 | 0 | 0 | 0 | 0 | 0 | 0
00 New Fuel Cell | 35 | 35 | 35 | 35 | 35 | 35 | 35 | 35
00 New Ultrasupercritical Coal without CCS | 0 | 0 | 0 | 0 | 0 | 0 | 0 | 0
00 New Ultrasupercritical Coal with 30% CCS | 0 | 0 | 0 | 0 | 0 | 0 | 0 | 0
00 New Ultrasupercritical Coal with 90% CCS | 0 | 0 | 0 | 0 | 0 | 0 | 0 | 0
00 Exist Combined Cycle | 261378.91 | 257469.6321 | 257469.6321 | 257141.6321 | 257141.6321 | 257141.6321 | 257141.6321 | 257141.6321
00 Exist Combustion Turbine | 143536.703 | 141067.2961 | 141052.8961 | 140708.2961 | 140420.2961 | 140420.2961 | 140420.2961 | 139150.9857
00 Exist Coal Steam_Uncontrolled | 821.5 | 686.3 | 686.3 | 686.3 | 602.9 | 602.9 | 581.8 | 571.2
00 Exist Coal Steam_ACI | 15594.5945 | 13881.6669 | 13845.3261 | 12314.3879 | 10636.3879 | 9567.6879 | 9567.6879 | 9420.0506
00 Exist Coal Steam_ACI_DSI | 6048 | 3369 | 3369 | 2909 | 2907 | 2627 | 2627 | 2161.4879
00 Exist Coal Steam_DryFGD | 444 | 60 | 60 | 60 | 60 | 60 | 60 | 0
00 Exist Coal Steam_DryFGD_ACI | 9951.7769 | 8120.8519 | 8120.8519 | 7785.8519 | 6912.8519 | 6912.8519 | 6912.8519 | 6318.9137
00 Exist Coal Steam_DryFGD_ACI_DSI | 1023 | 361 | 361 | 361 | 361 | 361 | 0 | 0
00 Exist Coal Steam_DryFGD_SCR | 1599 | 679 | 679 | 679 | 679 | 441 | 441 | 441
00 Exist Coal Steam_DryFGD_SCR_ACI | 17423 | 15032 | 14809.2969 | 13900.2969 | 13900.2969 | 13633.3882 | 12924.2969 | 11949.4282
00 Exist Coal Steam_DryFGD_SCR_DSI | 268 | 268 | 268 | 268 | 268 | 268 | 268 | 0
00 Exist Coal Steam_DryFGD_SCR_ACI_DSI | 2266 | 1108 | 1108 | 1108 | 1108 | 1108 | 1108 | 1108
00 Exist Coal Steam_DryFGD_SNCR | 55 | 55 | 55 | 55 | 0 | 0 | 0 | 0
00 Exist Coal Steam_DryFGD_SNCR_ACI | 1434 | 1434 | 1434 | 1434 | 1434 | 1434 | 1434 | 1144
00 Exist Coal Steam_DryFGD_SNCR_ACI_DSI | 2340 | 2340 | 2340 | 2340 | 2340 | 2340 | 2340 | 2185
00 Exist Coal Steam_DSI | 1225.1 | 1225.1 | 1225.1 | 971.1 | 971.1 | 971.1 | 955 | 17
00 Exist Coal Steam_SCR_ACI | 3794.527 | 3479.527 | 3479.527 | 3479.527 | 3479.527 | 3479.527 | 3479.527 | 3479
00 Exist Coal Steam_SCR_ACI_DSI | 348 | 348 | 348 | 348 | 348 | 348 | 348 | 0
00 Exist Coal Steam_SNCR | 7.6 | 7.6 | 7.6 | 7.6 | 7.6 | 7.6 | 7.6 | 7.6
00 Exist Coal Steam_SNCR_ACI | 588 | 588 | 588 | 588 | 588 | 588 | 588 | 588
00 Exist Coal Steam_SNCR_ACI_DSI | 2207 | 1002 | 1002 | 1002 | 1002 | 1002 | 1002 | 0
00 Exist Coal Steam_WetFGD | 5885.2366 | 2741.2366 | 2741.2366 | 2741.2366 | 2741.2366 | 2741.2366 | 2741.2366 | 2730.5366
00 Exist Coal Steam_WetFGD_ACI | 13389.0573 | 10767.2243 | 10281.8776 | 9586.9969 | 9586.9969 | 9586.9969 | 9586.9969 | 8862.3437
00 Exist Coal Steam_WetFGD_ACI_DSI | 3761 | 609.8209 | 609.8209 | 439.8405 | 12.8209 | 12.8209 | 0 | 0
00 Exist Coal Steam_WetFGD_DSI | 2 | 0 | 0 | 0 | 0 | 0 | 0 | 0
00 Exist Coal Steam_WetFGD_SCR | 53762 | 48308.7884 | 47272.4484 | 44411.5357 | 42899.1611 | 42899.1611 | 42123.1611 | 28791.9634
00 Exist Coal Steam_WetFGD_SCR_DSI | 5470 | 1080.591 | 1080.591 | 1080.591 | 1080.591 | 624.591 | 624.591 | 624.591
00 Exist Coal Steam_WetFGD_SCR_ACI | 29912 | 26520 | 25735 | 25735 | 25735 | 25735 | 25735 | 24462
00 Exist Coal Steam_WetFGD_SCR_ACI_DSI | 11223 | 5038.777 | 3318.777 | 2927.777 | 1926 | 1926 | 1926 | 1926
00 Exist Coal Steam_WetFGD_SNCR | 3963.7 | 3367 | 3367 | 3367 | 3367 | 1296.8864 | 1231 | 455
00 Exist Coal Steam_WetFGD_SNCR_ACI | 10343 | 8384.5955 | 8044.975 | 8044.975 | 7528.975 | 7528.975 | 7528.975 | 3779.3764
00 Exist Coal Steam_WetFGD_SNCR_ACI_DSI | 641 | 0 | 0 | 0 | 0 | 0 | 0 | 0
00 Exist FBC_Uncontrolled | 105 | 0 | 0 | 0 | 0 | 0 | 0 | 0
00 Exist FBC_WetFGD_SNCR | 32 | 32 | 32 | 32 | 32 | 32 | 32 | 32
00 Exist FBC_WetFGD_DSI | 51 | 0 | 0 | 0 | 0 | 0 | 0 | 0
00 Exist FBC_ACI | 0 | 0 | 0 | 0 | 0 | 0 | 0 | 0
00 Exist FBC_ACI_DSI | 475 | 440 | 440 | 440 | 440 | 440 | 440 | 440
00 Exist FBC_DryFGD_ACI | 136 | 136 | 136 | 136 | 136 | 0 | 0 | 0
00 Exist FBC_DryFGD_DSI | 42.4752 | 1.8874e-15 | 1.8874e-15 | 1.8874e-15 | 1.8874e-15 | 1.8874e-15 | 1.8874e-15 | 1.8874e-15
00 Exist FBC_DryFGD_SNCR | 1642 | 586 | 586 | 586 | 586 | 586 | 0 | 0
00 Exist FBC_DryFGD_SNCR_ACI | 1238 | 1238 | 1238 | 1238 | 1238 | 1238 | 1238 | 1238
00 Exist FBC_DryFGD_SNCR_ACI_DSI | 90 | 90 | 90 | 90 | 90 | 90 | 90 | 90
00 Exist FBC_DryFGD_SNCR_DSI | 168 | 0 | 0 | 0 | 0 | 0 | 0 | 0
00 Exist FBC_DSI | 792 | 524 | 524 | 524 | 524 | 524 | 524 | 524
00 Exist FBC_SNCR | 0 | 0 | 0 | 0 | 0 | 0 | 0 | 0
00 Exist FBC_SNCR_ACI | 10.6 | 10.6 | 10.6 | 10.6 | 10.6 | 10.6 | 10.6 | 10.6
00 Exist FBC_SNCR_ACI_DSI | 305 | 305 | 305 | 305 | 305 | 305 | 305 | 305
00 Exist FBC_SNCR_DSI | 750 | 558 | 558 | 459.8117 | 459.8117 | 459.8117 | 459.8117 | 60
00 Exist IGCC | 1508.2 | 595 | 595 | 595 | 595 | 595 | 0 | 0
00 Exist Fossil_Other | 1049.4 | 1049.4 | 1049.4 | 1049.4 | 1049.4 | 1049.4 | 1049.4 | 1049.4
00 Exist Fuel Cell | 130.2 | 130.2 | 130.2 | 130.2 | 130.2 | 130.2 | 130.2 | 130.2
00 Exist Hydro | 79392.4 | 79392.4 | 79392.4 | 79392.4 | 79392.4 | 79392.4 | 79392.4 | 79392.4
00 Exist Non Fossil_Other | 4210.6 | 4210.6 | 4210.6 | 4210.6 | 4210.6 | 4210.6 | 4210.6 | 4210.6
00 Exist Nuclear | 94394.2 | 77727.8929 | 76608.8929 | 68806.3959 | 68806.3959 | 67912.3959 | 66789.3959 | 58380.1908
00 International Imports | 1000 | 1000 | 1000 | 1000 | 1000 | 1000 | 1000 | 1000
00 Exist Oil/Gas Steam | 58504.0648 | 53287.6302 | 53046.0302 | 52118.1074 | 51742.3378 | 51474.3378 | 50980.438 | 50348.6378
00 Exist Oil/Gas Steam_SCR | 6482.8 | 5607.3515 | 5607.3515 | 5607.3515 | 5607.3515 | 5607.3515 | 5607.3515 | 5377.7
00 Exist Oil/Gas Steam_SNCR | 7481 | 6522 | 6522 | 6522 | 6522 | 6208 | 6208 | 5794
00 Exist Biomass | 3622.2 | 355.7 | 355.7 | 355.7 | 275.3 | 275.3 | 267.7 | 229.3
00 Exist Landfill Gas | 1793 | 1793 | 1793 | 1793 | 1793 | 1793 | 1793 | 1793
00 Exist Geothermal | 2355.1 | 2347.5 | 2347.5 | 2347.5 | 2347.5 | 2347.5 | 2347.5 | 2347.5
00 Exist Pump Storage | 22196.2 | 22196.2 | 22196.2 | 22196.2 | 22196.2 | 22196.2 | 22196.2 | 22196.2
00 Exist Energy Storage | 678.2 | 678.2 | 678.2 | 678.2 | 678.2 | 678.2 | 678.2 | 678.2
00 Exist Solar PV | 24561.4 | 24561.4 | 24561.4 | 24561.4 | 24561.4 | 24561.4 | 24561.4 | 24561.4
00 Exist Solar Thermal | 1754 | 1754 | 1754 | 1754 | 1754 | 1754 | 1754 | 1754
00 Exist Offshore Wind | 29.3 | 29.3 | 29.3 | 29.3 | 29.3 | 29.3 | 29.3 | 29.3
00 Exist Onshore Wind | 89868.7 | 89868.7 | 89868.7 | 89868.7 | 89868.7 | 89868.7 | 89868.7 | 89868.7
00 Ret.ACI | 0 | 0 | 0 | 0 | 0 | 0 | 0 | 0
00 Ret.ACI & DryFGD | 0 | 0 | 0 | 0 | 0 | 0 | 0 | 0
00 Ret.ACI & DryFGD & HRI | 0 | 0 | 0 | 0 | 0 | 0 | 0 | 0
00 Ret.ACI & DSI | 0 | 0 | 0 | 0 | 0 | 0 | 0 | 0
00 Ret.ACI & DSI & DryFGD | 0 | 0 | 0 | 0 | 0 | 0 | 0 | 0
00 Ret.ACI & DSI & DryFGD & HRI | 0 | 0 | 0 | 0 | 0 | 0 | 0 | 0
00 Ret.ACI & DSI & HRI | 0 | 0 | 0 | 0 | 0 | 0 | 0 | 0
00 Ret.ACI & DSI & WetFGD & HRI | 0 | 0 | 0 | 0 | 0 | 0 | 0 | 0
00 Ret.ACI & HRI | 0 | 0 | 0 | 0 | 0 | 0 | 0 | 0
00 Ret.ACI & SCR | 0 | 0 | 0 | 0 | 0 | 0 | 0 | 0
00 Ret.ACI & SCR & DryFGD & HRI | 0 | 0 | 0 | 0 | 0 | 0 | 0 | 0
00 Ret.ACI & SCR & DSI | 0 | 0 | 0 | 0 | 0 | 0 | 0 | 0
00 Ret.ACI & SCR & DSI & DryFGD | 0 | 0 | 0 | 0 | 0 | 0 | 0 | 0
00 Ret.ACI & SCR & DSI & DryFGD & HRI | 0 | 0 | 0 | 0 | 0 | 0 | 0 | 0
00 Ret.ACI & SCR & DSI & HRI | 0 | 0 | 0 | 0 | 0 | 0 | 0 | 0
00 Ret.ACI & SCR & DSI & WetFGD | 0 | 0 | 0 | 0 | 0 | 0 | 0 | 0
00 Ret.ACI & SCR & DSI & WetFGD & HRI | 0 | 0 | 0 | 0 | 0 | 0 | 0 | 0
00 Ret.ACI & SCR & HRI | 0 | 0 | 0 | 0 | 0 | 0 | 0 | 0
00 Ret.ACI & SCR & WetFGD & HRI | 0 | 0 | 0 | 0 | 0 | 0 | 0 | 0
00 Ret.ACI & SNCR | 0 | 0 | 0 | 0 | 0 | 0 | 0 | 0
00 Ret.ACI & SNCR & DSI | 0 | 0 | 0 | 0 | 0 | 0 | 0 | 0
00 Ret.ACI & SNCR & DSI & DryFGD | 0 | 0 | 0 | 0 | 0 | 0 | 0 | 0
00 Ret.ACI & SNCR & DSI & DryFGD & HRI | 0 | 0 | 0 | 0 | 0 | 0 | 0 | 0
00 Ret.ACI & SNCR & DSI & HRI | 0 | 0 | 0 | 0 | 0 | 0 | 0 | 0
00 Ret.ACI & SNCR & DSI & WetFGD | 0 | 0 | 0 | 0 | 0 | 0 | 0 | 0
00 Ret.ACI & SNCR & DSI & WetFGD & HRI | 0 | 0 | 0 | 0 | 0 | 0 | 0 | 0
00 Ret.ACI & SNCR & HRI | 0 | 0 | 0 | 0 | 0 | 0 | 0 | 0
00 Ret.ACI & WetFGD | 0 | 0 | 0 | 0 | 0 | 0 | 0 | 0
00 Ret.ACI & WetFGD & DSI | 0 | 0 | 0 | 0 | 0 | 0 | 0 | 0
00 Ret.ACI & WetFGD & HRI | 0 | 0 | 0 | 0 | 0 | 0 | 0 | 0
00 Ret.C2G | 1813 | 1823 | 2243 | 2243 | 2243 | 2243 | 2208 | 1874
00 Ret.C2G & SCR | 0 | 0 | 0 | 0 | 0 | 0 | 0 | 0
00 Ret.CCG | 0 | 0 | 0 | 0 | 0 | 0 | 0 | 0
00 Ret.DryFGD | 0 | 0 | 0 | 0 | 0 | 0 | 0 | 0
00 Ret.DryFGD & CCS | 0 | 0 | 0 | 0 | 0 | 0 | 0 | 0
00 Ret.DryFGD & HRI | 0 | 0 | 0 | 0 | 0 | 0 | 0 | 0
00 Ret.DSI | 0 | 0 | 0 | 0 | 0 | 0 | 0 | 0
00 Ret.DSI & DryFGD | 0 | 0 | 0 | 0 | 0 | 0 | 0 | 0
00 Ret.DSI & DryFGD & HRI | 0 | 0 | 0 | 0 | 0 | 0 | 0 | 0
00 Ret.DSI & HRI | 0 | 0 | 0 | 0 | 0 | 0 | 0 | 0
00 Ret.DSI & WetFGD | 0 | 0 | 0 | 0 | 0 | 0 | 0 | 0
00 Ret.DSI & WetFGD & HRI | 0 | 0 | 0 | 0 | 0 | 0 | 0 | 0
00 Ret.ExistACI & DryFGD | 0 | 0 | 0 | 0 | 0 | 0 | 0 | 0
00 Ret.ExistACI & DryFGD & CCS | 0 | 0 | 0 | 0 | 0 | 0 | 0 | 0
00 Ret.ExistACI & DryFGD & HRI | 0 | 0 | 0 | 0 | 0 | 0 | 0 | 0
00 Ret.ExistACI & DryFGD & HRI & CCS | 0 | 0 | 0 | 0 | 0 | 0 | 0 | 0
00 Ret.ExistACI & DSI | 0 | 0 | 0 | 0 | 0 | 0 | 0 | 0
00 Ret.ExistACI & DSI & DryFGD | 0 | 0 | 0 | 0 | 0 | 0 | 0 | 0
00 Ret.ExistACI & DSI & DryFGD & HRI | 0 | 0 | 0 | 0 | 0 | 0 | 0 | 0
00 Ret.ExistACI & DSI & HRI | 0 | 0 | 0 | 0 | 0 | 0 | 0 | 0
00 Ret.ExistACI & DSI & WetFGD | 0 | 0 | 0 | 0 | 0 | 0 | 0 | 0
00 Ret.ExistACI & DSI & WetFGD & HRI | 0 | 0 | 0 | 0 | 0 | 0 | 0 | 0
00 Ret.ExistACI & HRI | 0 | 0 | 0 | 0 | 0 | 0 | 0 | 0
00 Ret.ExistACI & HRI & WetFGD | 0 | 0 | 0 | 0 | 0 | 0 | 0 | 0
00 Ret.ExistACI & SCR | 0 | 0 | 0 | 0 | 0 | 0 | 0 | 0
00 Ret.ExistACI & SCR & DryFGD | 0 | 0 | 0 | 0 | 0 | 0 | 0 | 0
00 Ret.ExistACI & SCR & DryFGD & CCS | 0 | 0 | 0 | 0 | 0 | 0 | 0 | 0
00 Ret.ExistACI & SCR & DryFGD & HRI | 0 | 0 | 0 | 0 | 0 | 0 | 0 | 0
00 Ret.ExistACI & SCR & DryFGD & HRI & CCS | 0 | 0 | 0 | 0 | 0 | 0 | 0 | 0
00 Ret.ExistACI & SCR & DSI | 0 | 0 | 0 | 0 | 0 | 0 | 0 | 0
00 Ret.ExistACI & SCR & DSI & DryFGD | 0 | 0 | 0 | 0 | 0 | 0 | 0 | 0
00 Ret.ExistACI & SCR & DSI & DryFGD & HRI | 0 | 0 | 0 | 0 | 0 | 0 | 0 | 0
00 Ret.ExistACI & SCR & DSI & HRI | 0 | 0 | 0 | 0 | 0 | 0 | 0 | 0
00 Ret.ExistACI & SCR & HRI | 0 | 0 | 0 | 0 | 0 | 0 | 0 | 0
00 Ret.ExistACI & SCR & WetFGD | 0 | 0 | 0 | 0 | 0 | 0 | 0 | 0
00 Ret.ExistACI & SCR & WetFGD & CCS | 0 | 0 | 0 | 0 | 0 | 0 | 0 | 0
00 Ret.ExistACI & SCR & WetFGD & HRI | 0 | 0 | 0 | 0 | 0 | 0 | 0 | 0
00 Ret.ExistACI & SCR & WetFGD & HRI & CCS | 0 | 0 | 0 | 0 | 0 | 0 | 0 | 0
00 Ret.ExistACI & SNCR | 0 | 0 | 0 | 0 | 0 | 0 | 0 | 0
00 Ret.ExistACI & SNCR & DryFGD | 0 | 0 | 0 | 0 | 0 | 0 | 0 | 0
00 Ret.ExistACI & SNCR & DryFGD & CCS | 0 | 0 | 0 | 0 | 0 | 0 | 0 | 0
00 Ret.ExistACI & SNCR & DryFGD & HRI | 0 | 0 | 0 | 0 | 0 | 0 | 0 | 0
00 Ret.ExistACI & SNCR & DryFGD & HRI & CCS | 0 | 0 | 0 | 0 | 0 | 0 | 0 | 0
00 Ret.ExistACI & SNCR & DSI | 0 | 0 | 0 | 0 | 0 | 0 | 0 | 0
00 Ret.ExistACI & SNCR & DSI & HRI | 0 | 0 | 0 | 0 | 0 | 0 | 0 | 0
00 Ret.ExistACI & SNCR & HRI | 0 | 0 | 0 | 0 | 0 | 0 | 0 | 0
00 Ret.ExistACI & SNCR & WetFGD | 0 | 0 | 0 | 0 | 0 | 0 | 0 | 0
00 Ret.ExistACI & SNCR & WetFGD & CCS | 0 | 0 | 0 | 0 | 0 | 0 | 0 | 0
00 Ret.ExistACI & SNCR & WetFGD & HRI | 0 | 0 | 0 | 0 | 0 | 0 | 0 | 0
00 Ret.ExistACI & SNCR & WetFGD & HRI & CCS | 0 | 0 | 0 | 0 | 0 | 0 | 0 | 0
00 Ret.ExistACI & WetFGD | 7 | 348.7074 | 350.0282 | 350.0282 | 350.0282 | 350.0282 | 350.0282 | 350.0282
00 Ret.ExistACI & WetFGD & CCS | 0 | 0 | 0 | 0 | 0 | 0 | 0 | 0
00 Ret.ExistACI & WetFGD & HRI & CCS | 0 | 0 | 0 | 0 | 0 | 0 | 0 | 0
00 Ret.ExistACI_DSI & DryFGD | 0 | 0 | 0 | 0 | 0 | 0 | 0 | 0
00 Ret.ExistACI_DSI & DryFGD & CCS | 0 | 0 | 0 | 0 | 0 | 0 | 0 | 0
00 Ret.ExistACI_DSI & DryFGD & HRI | 0 | 0 | 0 | 0 | 0 | 0 | 0 | 0
00 Ret.ExistACI_DSI & DryFGD & HRI & CCS | 0 | 0 | 0 | 0 | 0 | 0 | 0 | 0
00 Ret.ExistACI_DSI & HRI | 0 | 0 | 0 | 0 | 0 | 0 | 0 | 0
00 Ret.ExistACI_DSI & SCR | 0 | 0 | 0 | 0 | 0 | 0 | 0 | 0
00 Ret.ExistACI_DSI & SCR & DryFGD | 0 | 0 | 0 | 0 | 0 | 0 | 0 | 0
00 Ret.ExistACI_DSI & SCR & DryFGD & CCS | 0 | 0 | 0 | 0 | 0 | 0 | 0 | 0
00 Ret.ExistACI_DSI & SCR & DryFGD & HRI | 0 | 0 | 0 | 0 | 0 | 0 | 0 | 0
00 Ret.ExistACI_DSI & SCR & DryFGD & HRI & CCS | 0 | 0 | 0 | 0 | 0 | 0 | 0 | 0
00 Ret.ExistACI_DSI & SCR & HRI | 0 | 0 | 0 | 0 | 0 | 0 | 0 | 0
00 Ret.ExistACI_DSI & SCR & WetFGD | 0 | 0 | 0 | 0 | 0 | 0 | 0 | 0
00 Ret.ExistACI_DSI & SCR & WetFGD & CCS | 0 | 0 | 0 | 0 | 0 | 0 | 0 | 0
00 Ret.ExistACI_DSI & SCR & WetFGD & HRI | 0 | 0 | 0 | 0 | 0 | 0 | 0 | 0
00 Ret.ExistACI_DSI & SCR & WetFGD & HRI & CCS | 0 | 0 | 0 | 0 | 0 | 0 | 0 | 0
00 Ret.ExistACI_DSI & SNCR | 0 | 0 | 0 | 0 | 0 | 0 | 0 | 0
00 Ret.ExistACI_DSI & SNCR & DryFGD | 0 | 0 | 0 | 0 | 0 | 0 | 0 | 0
00 Ret.ExistACI_DSI & SNCR & DryFGD & HRI & CCS | 0 | 0 | 0 | 0 | 0 | 0 | 0 | 0
00 Ret.ExistACI_DSI & SNCR & DryFGD & HRI | 0 | 0 | 0 | 0 | 0 | 0 | 0 | 0
00 Ret.ExistACI_DSI & SNCR & WetFGD & HRI & CCS | 0 | 0 | 0 | 0 | 0 | 0 | 0 | 0
00 Ret.ExistACI_DSI & SNCR & HRI | 0 | 0 | 0 | 0 | 0 | 0 | 0 | 0
00 Ret.ExistACI_DSI & SNCR & WetFGD | 0 | 0 | 0 | 0 | 0 | 0 | 0 | 0
00 Ret.ExistACI_DSI & SNCR & WetFGD & HRI | 0 | 0 | 0 | 0 | 0 | 0 | 0 | 0
00 Ret.ExistACI_DSI & WetFGD | 0 | 0 | 0 | 0 | 0 | 0 | 0 | 0
00 Ret.ExistACI_DSI & WetFGD & CCS | 0 | 0 | 0 | 0 | 0 | 0 | 0 | 0
00 Ret.ExistACI_DSI & WetFGD & HRI | 0 | 0 | 0 | 0 | 0 | 0 | 0 | 0
00 Ret.ExistACI_DSI & WetFGD & HRI & CCS | 0 | 0 | 0 | 0 | 0 | 0 | 0 | 0
00 Ret.ExistDryFGD & ACI | 0 | 0 | 0 | 0 | 0 | 0 | 0 | 0
00 Ret.ExistDryFGD & ACI & CCS | 0 | 0 | 0 | 0 | 0 | 0 | 0 | 0
00 Ret.ExistDryFGD & ACI & HRI | 0 | 0 | 0 | 0 | 0 | 0 | 0 | 0
00 Ret.ExistDryFGD & ACI & HRI & CCS | 0 | 0 | 0 | 0 | 0 | 0 | 0 | 0
00 Ret.ExistDryFGD & ACI & SCR | 0 | 0 | 0 | 0 | 0 | 0 | 0 | 0
00 Ret.ExistDryFGD & ACI & SCR & CCS | 0 | 0 | 0 | 0 | 0 | 0 | 0 | 0
00 Ret.ExistDryFGD & ACI & SCR & HRI | 0 | 0 | 0 | 0 | 0 | 0 | 0 | 0
00 Ret.ExistDryFGD & ACI & SCR & HRI & CCS | 0 | 0 | 0 | 0 | 0 | 0 | 0 | 0
00 Ret.ExistDryFGD & ACI & SNCR | 0 | 0 | 0 | 0 | 0 | 0 | 0 | 0
00 Ret.ExistDryFGD & ACI & SNCR & HRI | 0 | 0 | 0 | 0 | 0 | 0 | 0 | 0
00 Ret.ExistDryFGD & ACI & SNCR & HRI & CCS | 0 | 0 | 0 | 0 | 0 | 0 | 0 | 0
00 Ret.ExistDryFGD & CCS | 0 | 0 | 0 | 0 | 0 | 0 | 0 | 0
00 Ret.ExistDryFGD & HRI | 0 | 0 | 0 | 0 | 0 | 0 | 0 | 0
00 Ret.ExistDryFGD & HRI & CCS | 0 | 0 | 0 | 0 | 0 | 0 | 0 | 0
00 Ret.ExistDryFGD & SCR | 0 | 0 | 0 | 0 | 0 | 0 | 0 | 0
00 Ret.ExistDryFGD & SCR & CCS | 0 | 0 | 0 | 0 | 0 | 0 | 0 | 0
00 Ret.ExistDryFGD & SCR & HRI | 0 | 0 | 0 | 0 | 0 | 0 | 0 | 0
00 Ret.ExistDryFGD & SCR & HRI & CCS | 0 | 0 | 0 | 0 | 0 | 0 | 0 | 0
00 Ret.ExistDryFGD & SNCR | 0 | 0 | 0 | 0 | 0 | 0 | 0 | 0
00 Ret.ExistDryFGD & SNCR & CCS | 0 | 0 | 0 | 0 | 0 | 0 | 0 | 0
00 Ret.ExistDryFGD & SNCR & HRI | 0 | 0 | 0 | 0 | 0 | 0 | 0 | 0
00 Ret.ExistDryFGD & SNCR & HRI & CCS | 0 | 0 | 0 | 0 | 0 | 0 | 0 | 0
00 Ret.ExistDryFGD_ACI & CCS | 0 | 0 | 0 | 0 | 0 | 0 | 0 | 0
00 Ret.ExistDryFGD_ACI & HRI | 0 | 0 | 0 | 0 | 0 | 0 | 0 | 0
00 Ret.ExistDryFGD_ACI & HRI & CCS | 0 | 0 | 0 | 0 | 0 | 0 | 0 | 0
00 Ret.ExistDryFGD_ACI & SCR | 0 | 0 | 0 | 0 | 0 | 0 | 0 | 0
00 Ret.ExistDryFGD_ACI & SCR & CCS | 0 | 0 | 0 | 0 | 0 | 0 | 0 | 0
00 Ret.ExistDryFGD_ACI & SCR & HRI | 0 | 0 | 0 | 0 | 0 | 0 | 0 | 0
00 Ret.ExistDryFGD_ACI & SCR & HRI & CCS | 0 | 0 | 0 | 0 | 0 | 0 | 0 | 0
00 Ret.ExistDryFGD_ACI & SNCR | 1015.715 | 1015.715 | 1015.715 | 1015.715 | 1015.715 | 1015.715 | 1015.715 | 1015.715
00 Ret.ExistDryFGD_ACI & SNCR & CCS | 0 | 0 | 0 | 0 | 0 | 0 | 0 | 0
00 Ret.ExistDryFGD_ACI & SNCR & HRI | 0 | 0 | 0 | 0 | 0 | 0 | 0 | 0
00 Ret.ExistDryFGD_ACI & SNCR & HRI & CCS | 0 | 0 | 0 | 0 | 0 | 0 | 0 | 0
00 Ret.ExistDryFGD_ACI_DSI & HRI | 0 | 0 | 0 | 0 | 0 | 0 | 0 | 0
00 Ret.ExistDryFGD_ACI_DSI & SCR | 0 | 0 | 0 | 0 | 0 | 0 | 0 | 0
00 Ret.ExistDryFGD_ACI_DSI & SCR & CCS | 0 | 0 | 0 | 0 | 0 | 0 | 0 | 0
00 Ret.ExistDryFGD_ACI_DSI & SCR & HRI | 0 | 0 | 0 | 0 | 0 | 0 | 0 | 0
00 Ret.ExistDryFGD_ACI_DSI & SCR & HRI & CCS | 0 | 0 | 0 | 0 | 0 | 0 | 0 | 0
00 Ret.ExistDryFGD_ACI_DSI & SNCR | 0 | 0 | 0 | 0 | 0 | 0 | 0 | 0
00 Ret.ExistDryFGD_ACI_DSI & SNCR & HRI | 0 | 0 | 0 | 0 | 0 | 0 | 0 | 0
00 Ret.ExistDryFGD_SCR & ACI & CCS | 0 | 0 | 0 | 0 | 0 | 0 | 0 | 0
00 Ret.ExistDryFGD_DSI & HRI | 0 | 0 | 0 | 0 | 0 | 0 | 0 | 0
00 Ret.ExistDryFGD_SCR & ACI & HRI | 0 | 0 | 0 | 0 | 0 | 0 | 0 | 0
00 Ret.ExistDryFGD_SCR & ACI & HRI & CCS | 0 | 0 | 0 | 0 | 0 | 0 | 0 | 0
00 Ret.ExistDryFGD_SCR & CCS | 0 | 0 | 0 | 0 | 0 | 0 | 0 | 0
00 Ret.ExistDryFGD_SCR_DSI & ACI & HRI | 0 | 0 | 0 | 0 | 0 | 0 | 0 | 0
00 Ret.ExistDryFGD_SNCR_ACI_DSI & CCS | 0 | 0 | 0 | 0 | 0 | 0 | 0 | 0
00 Ret.ExistDryFGD_SNCR_ACI_DSI & HRI | 0 | 0 | 0 | 0 | 0 | 0 | 0 | 0
00 Ret.ExistDryFGD_SNCR_ACI_DSI & HRI & CCS | 0 | 0 | 0 | 0 | 0 | 0 | 0 | 0
00 Ret.ExistDSI & ACI | 0 | 0 | 0 | 0 | 0 | 0 | 0 | 0
00 Ret.ExistDSI & ACI & HRI | 0 | 0 | 0 | 0 | 0 | 0 | 0 | 0
00 Ret.ExistDSI & ACI & SCR | 0 | 0 | 0 | 0 | 0 | 0 | 0 | 0
00 Ret.ExistDSI & ACI & SCR & DryFGD & HRI | 0 | 0 | 0 | 0 | 0 | 0 | 0 | 0
00 Ret.ExistDSI & ACI & SCR & HRI | 0 | 0 | 0 | 0 | 0 | 0 | 0 | 0
00 Ret.ExistDSI & ACI & SCR & WetFGD & HRI | 0 | 0 | 0 | 0 | 0 | 0 | 0 | 0
00 Ret.ExistDSI & DryFGD | 0 | 0 | 0 | 0 | 0 | 0 | 0 | 0
00 Ret.ExistDSI & DryFGD & ACI | 0 | 0 | 0 | 0 | 0 | 0 | 0 | 0
00 Ret.ExistDSI & DryFGD & ACI & HRI | 0 | 0 | 0 | 0 | 0 | 0 | 0 | 0
00 Ret.ExistDSI & DryFGD & HRI | 0 | 0 | 0 | 0 | 0 | 0 | 0 | 0
00 Ret.ExistDSI & HRI | 0 | 0 | 0 | 0 | 0 | 0 | 0 | 0
00 Ret.ExistDSI & SCR | 0 | 0 | 0 | 0 | 0 | 0 | 0 | 0
00 Ret.ExistDSI & SCR & DryFGD | 0 | 0 | 0 | 0 | 0 | 0 | 0 | 0
00 Ret.ExistDSI & SCR & DryFGD & ACI | 0 | 0 | 0 | 0 | 0 | 0 | 0 | 0
00 Ret.ExistDSI & SCR & DryFGD & HRI | 0 | 0 | 0 | 0 | 0 | 0 | 0 | 0
00 Ret.ExistDSI & SCR & HRI | 0 | 0 | 0 | 0 | 0 | 0 | 0 | 0
00 Ret.ExistDSI & SCR & WetFGD | 0 | 0 | 0 | 0 | 0 | 0 | 0 | 0
00 Ret.ExistDSI & SCR & WetFGD & ACI | 0 | 0 | 0 | 0 | 0 | 0 | 0 | 0
00 Ret.ExistDSI & SCR & WetFGD & HRI | 0 | 0 | 0 | 0 | 0 | 0 | 0 | 0
00 Ret.ExistDSI & SNCR | 0 | 0 | 0 | 0 | 0 | 0 | 0 | 0
00 Ret.ExistDSI & SNCR & ACI | 0 | 0 | 0 | 0 | 0 | 0 | 0 | 0
00 Ret.ExistDSI & SNCR & ACI & HRI | 0 | 0 | 0 | 0 | 0 | 0 | 0 | 0
00 Ret.ExistDSI & SNCR & DryFGD | 0 | 0 | 0 | 0 | 0 | 0 | 0 | 0
00 Ret.ExistDSI & SNCR & DryFGD & ACI | 0 | 0 | 0 | 0 | 0 | 0 | 0 | 0
00 Ret.ExistDSI & SNCR & DryFGD & ACI & HRI | 0 | 0 | 0 | 0 | 0 | 0 | 0 | 0
00 Ret.ExistDSI & SNCR & DryFGD & HRI | 0 | 0 | 0 | 0 | 0 | 0 | 0 | 0
00 Ret.ExistDSI & SNCR & HRI | 0 | 0 | 0 | 0 | 0 | 0 | 0 | 0
00 Ret.ExistDSI & SNCR & WetFGD | 0 | 0 | 0 | 0 | 0 | 0 | 0 | 0
00 Ret.ExistDSI & SNCR & WetFGD & ACI | 0 | 0 | 0 | 0 | 0 | 0 | 0 | 0
00 Ret.ExistDSI & SNCR & WetFGD & ACI & HRI | 0 | 0 | 0 | 0 | 0 | 0 | 0 | 0
00 Ret.ExistDSI & SNCR & WetFGD & HRI | 0 | 0 | 0 | 0 | 0 | 0 | 0 | 0
00 Ret.ExistDSI & WetFGD | 0 | 0 | 0 | 0 | 0 | 0 | 0 | 0
00 Ret.ExistDSI & WetFGD & ACI | 0 | 0 | 0 | 0 | 0 | 0 | 0 | 0
00 Ret.ExistDSI & WetFGD & ACI & HRI | 0 | 0 | 0 | 0 | 0 | 0 | 0 | 0
00 Ret.ExistDSI & WetFGD & HRI | 0 | 0 | 0 | 0 | 0 | 0 | 0 | 0
00 Ret.ExistDSI_ACI & SNCR & DryFGD & CCS | 0 | 0 | 0 | 0 | 0 | 0 | 0 | 0
00 Ret.ExistDSI_ACI & SNCR & WetFGD & CCS | 0 | 0 | 0 | 0 | 0 | 0 | 0 | 0
00 Ret.ExistSCR_ACI & DryFGD | 0 | 0 | 0 | 0 | 0 | 0 | 0 | 0
00 Ret.ExistSCR_ACI & DryFGD & CCS | 0 | 0 | 0 | 0 | 0 | 0 | 0 | 0
00 Ret.ExistSCR_ACI & DryFGD & HRI | 0 | 0 | 0 | 0 | 0 | 0 | 0 | 0
00 Ret.ExistSCR_ACI & DryFGD & HRI & CCS | 0 | 0 | 0 | 0 | 0 | 0 | 0 | 0
00 Ret.ExistSCR_ACI & DSI | 302 | 302 | 302 | 302 | 302 | 302 | 302 | 0
00 Ret.ExistSCR_ACI & DSI & HRI | 0 | 0 | 0 | 0 | 0 | 0 | 0 | 0
00 Ret.ExistSCR_ACI & HRI | 0 | 0 | 0 | 0 | 0 | 0 | 0 | 0
00 Ret.ExistSCR_ACI & WetFGD | 0 | 0 | 0 | 0 | 0 | 0 | 0 | 0
00 Ret.ExistSCR_ACI & WetFGD & CCS | 0 | 0 | 0 | 0 | 0 | 0 | 0 | 0
00 Ret.ExistSCR_ACI & WetFGD & HRI | 0 | 0 | 0 | 0 | 0 | 0 | 0 | 0
00 Ret.ExistSCR_ACI & WetFGD & HRI & CCS | 0 | 0 | 0 | 0 | 0 | 0 | 0 | 0
00 Ret.ExistSCR_ACI_DSI & DryFGD | 0 | 0 | 0 | 0 | 0 | 0 | 0 | 0
00 Ret.ExistSCR_ACI_DSI & DryFGD & HRI | 0 | 0 | 0 | 0 | 0 | 0 | 0 | 0
00 Ret.ExistSCR_ACI_DSI & HRI | 0 | 0 | 0 | 0 | 0 | 0 | 0 | 0
00 Ret.ExistSCR_ACI_DSI & WetFGD | 0 | 0 | 0 | 0 | 0 | 0 | 0 | 0
00 Ret.ExistSCR_ACI_DSI & WetFGD & HRI | 0 | 0 | 0 | 0 | 0 | 0 | 0 | 0
00 Ret.ExistSCR_DryFGD & ACI | 0 | 0 | 0 | 0 | 0 | 0 | 0 | 0
00 Ret.ExistSCR_DryFGD & HRI | 0 | 0 | 0 | 0 | 0 | 0 | 0 | 0
00 Ret.ExistSCR_DryFGD & HRI & CCS | 0 | 0 | 0 | 0 | 0 | 0 | 0 | 0
00 Ret.ExistSCR_DryFGD_ACI & CCS | 0 | 0 | 176.2032 | 176.2032 | 176.2032 | 176.2032 | 176.2032 | 176.2032
00 Ret.ExistSCR_DryFGD_ACI & HRI | 0 | 0 | 0 | 0 | 0 | 0 | 0 | 0
00 Ret.ExistSCR_DryFGD_ACI & HRI & CCS | 0 | 0 | 0 | 0 | 0 | 0 | 0 | 0
00 Ret.ExistSCR_DryFGD_ACI_DSI & CCS | 0 | 0 | 0 | 0 | 0 | 0 | 0 | 0
00 Ret.ExistSCR_DryFGD_ACI_DSI & HRI | 0 | 0 | 0 | 0 | 0 | 0 | 0 | 0
00 Ret.ExistSCR_DryFGD_ACI_DSI & HRI & CCS | 0 | 0 | 0 | 0 | 0 | 0 | 0 | 0
00 Ret.ExistSCR_DryFGD_DSI & ACI | 0 | 0 | 0 | 0 | 0 | 0 | 0 | 0
00 Ret.ExistSCR_WetFGD & ACI | 0 | 0 | 0 | 0 | 0 | 0 | 0 | 0
00 Ret.ExistSCR_WetFGD & HRI | 0 | 0 | 0 | 0 | 0 | 0 | 0 | 0
00 Ret.ExistSCR_WetFGD & HRI & CCS | 0 | 0 | 0 | 0 | 0 | 0 | 0 | 0
00 Ret.ExistSCR_WetFGD_ACI & CCS | 0 | 0 | 635.2991 | 635.2991 | 635.2991 | 635.2991 | 635.2991 | 635.2991
00 Ret.ExistSCR_WetFGD_ACI & HRI | 0 | 0 | 0 | 0 | 0 | 0 | 0 | 0
00 Ret.ExistSCR_WetFGD_ACI & HRI & CCS | 0 | 0 | 0 | 0 | 0 | 0 | 0 | 0
00 Ret.ExistSCR_WetFGD_ACI_DSI & CCS | 0 | 0 | 0 | 0 | 0 | 0 | 0 | 0
00 Ret.ExistSCR_WetFGD_ACI_DSI & HRI | 0 | 0 | 0 | 0 | 0 | 0 | 0 | 0
00 Ret.ExistSCR_WetFGD_ACI_DSI & HRI & CCS | 0 | 0 | 0 | 0 | 0 | 0 | 0 | 0
00 Ret.ExistSCR_WetFGD_DSI & ACI | 0 | 0 | 0 | 0 | 0 | 0 | 0 | 0
00 Ret.ExistSCR_WetFGD_DSI & HRI | 0 | 0 | 0 | 0 | 0 | 0 | 0 | 0
00 Ret.ExistSCR_WetFGD_DSI & HRI & CCS | 0 | 0 | 0 | 0 | 0 | 0 | 0 | 0
00 Ret.ExistSNCR_ACI & DryFGD | 0 | 0 | 0 | 0 | 0 | 0 | 0 | 0
00 Ret.ExistSNCR_ACI & DryFGD & CCS | 0 | 0 | 0 | 0 | 0 | 0 | 0 | 0
00 Ret.ExistSNCR_ACI & DryFGD & HRI | 0 | 0 | 0 | 0 | 0 | 0 | 0 | 0
00 Ret.ExistSNCR_ACI & DryFGD & HRI & CCS | 0 | 0 | 0 | 0 | 0 | 0 | 0 | 0
00 Ret.ExistSNCR_ACI & DSI & HRI | 0 | 0 | 0 | 0 | 0 | 0 | 0 | 0
00 Ret.ExistSNCR_ACI & HRI | 0 | 0 | 0 | 0 | 0 | 0 | 0 | 0
00 Ret.ExistSNCR_ACI & WetFGD | 0 | 0 | 0 | 0 | 0 | 0 | 0 | 0
00 Ret.ExistSNCR_ACI & WetFGD & CCS | 0 | 0 | 0 | 0 | 0 | 0 | 0 | 0
00 Ret.ExistSNCR_ACI & WetFGD & HRI | 0 | 0 | 0 | 0 | 0 | 0 | 0 | 0
00 Ret.ExistSNCR_ACI & WetFGD & HRI & CCS | 0 | 0 | 0 | 0 | 0 | 0 | 0 | 0
00 Ret.ExistSNCR_ACI_DSI & DryFGD | 0 | 0 | 0 | 0 | 0 | 0 | 0 | 0
00 Ret.ExistSNCR_ACI_DSI & DryFGD & CCS | 0 | 0 | 0 | 0 | 0 | 0 | 0 | 0
00 Ret.ExistSNCR_ACI_DSI & DryFGD & HRI | 0 | 0 | 0 | 0 | 0 | 0 | 0 | 0
00 Ret.ExistSNCR_ACI_DSI & DryFGD & HRI & CCS | 0 | 0 | 0 | 0 | 0 | 0 | 0 | 0
00 Ret.ExistSNCR_ACI_DSI & HRI | 0 | 0 | 0 | 0 | 0 | 0 | 0 | 0
00 Ret.ExistSNCR_ACI_DSI & WetFGD | 0 | 0 | 0 | 0 | 0 | 0 | 0 | 0
00 Ret.ExistSNCR_ACI_DSI & WetFGD & CCS | 0 | 0 | 0 | 0 | 0 | 0 | 0 | 0
00 Ret.ExistSNCR_ACI_DSI & WetFGD & HRI | 0 | 0 | 0 | 0 | 0 | 0 | 0 | 0
00 Ret.ExistSNCR_ACI_DSI & WetFGD & HRI & CCS | 0 | 0 | 0 | 0 | 0 | 0 | 0 | 0
00 Ret.ExistSNCR_DryFGD & HRI | 0 | 0 | 0 | 0 | 0 | 0 | 0 | 0
00 Ret.ExistSNCR_DryFGD_ACI & CCS | 0 | 0 | 0 | 0 | 0 | 0 | 0 | 0
00 Ret.ExistSNCR_DryFGD_ACI & HRI | 0 | 0 | 0 | 0 | 0 | 0 | 0 | 0
00 Ret.ExistSNCR_DryFGD_ACI & HRI & CCS | 0 | 0 | 0 | 0 | 0 | 0 | 0 | 0
00 Ret.ExistSNCR_WetFGD & ACI | 0 | 0 | 0 | 0 | 0 | 0 | 0 | 0
00 Ret.ExistSNCR_WetFGD & HRI | 0 | 0 | 0 | 0 | 0 | 0 | 0 | 0
00 Ret.ExistSNCR_WetFGD & HRI & CCS | 0 | 0 | 0 | 0 | 0 | 0 | 0 | 0
00 Ret.ExistSNCR_WetFGD_ACI & CCS | 0 | 0 | 206.8287 | 206.8287 | 206.8287 | 206.8287 | 206.8287 | 206.8287
00 Ret.ExistSNCR_WetFGD_ACI & HRI | 0 | 0 | 0 | 0 | 0 | 0 | 0 | 0
00 Ret.ExistSNCR_WetFGD_ACI & HRI & CCS | 0 | 0 | 0 | 0 | 0 | 0 | 0 | 0
00 Ret.ExistSNCR_WetFGD_ACI_DSI & CCS | 0 | 0 | 0 | 0 | 0 | 0 | 0 | 0
00 Ret.ExistSNCR_WetFGD_ACI_DSI & HRI | 0 | 0 | 0 | 0 | 0 | 0 | 0 | 0
00 Ret.ExistSNCR_WetFGD_ACI_DSI & HRI & CCS | 0 | 0 | 0 | 0 | 0 | 0 | 0 | 0
00 Ret.ExistWetFGD & ACI | 0 | 0 | 0 | 0 | 0 | 0 | 0 | 0
00 Ret.ExistWetFGD & ACI & CCS | 0 | 0 | 0 | 0 | 0 | 0 | 0 | 0
00 Ret.ExistWetFGD & ACI & HRI | 0 | 0 | 0 | 0 | 0 | 0 | 0 | 0
00 Ret.ExistWetFGD & ACI & HRI & CCS | 0 | 0 | 0 | 0 | 0 | 0 | 0 | 0
00 Ret.ExistWetFGD & ACI & SCR | 0 | 0 | 0 | 0 | 0 | 0 | 0 | 0
00 Ret.ExistWetFGD & ACI & SCR & CCS | 0 | 0 | 0 | 0 | 0 | 0 | 0 | 0
00 Ret.ExistWetFGD & ACI & SCR & HRI | 0 | 0 | 0 | 0 | 0 | 0 | 0 | 0
00 Ret.ExistWetFGD & ACI & SCR & HRI & CCS | 0 | 0 | 0 | 0 | 0 | 0 | 0 | 0
00 Ret.ExistWetFGD & ACI & SNCR | 0 | 0 | 0 | 0 | 0 | 0 | 0 | 0
00 Ret.ExistWetFGD & ACI & SNCR & HRI | 0 | 0 | 0 | 0 | 0 | 0 | 0 | 0
00 Ret.ExistWetFGD & ACI & SNCR & HRI & CCS | 0 | 0 | 0 | 0 | 0 | 0 | 0 | 0
00 Ret.ExistWetFGD & CCS | 0 | 0 | 0 | 0 | 0 | 0 | 0 | 0
00 Ret.ExistWetFGD & HRI | 0 | 0 | 0 | 0 | 0 | 0 | 0 | 0
00 Ret.ExistWetFGD & HRI & CCS | 0 | 0 | 0 | 0 | 0 | 0 | 0 | 0
00 Ret.ExistWetFGD & SCR | 425 | 425 | 425 | 425 | 425 | 425 | 425 | 425
00 Ret.ExistWetFGD & SCR & CCS | 0 | 0 | 0 | 0 | 0 | 0 | 0 | 0
00 Ret.ExistWetFGD & SCR & HRI | 0 | 0 | 0 | 0 | 0 | 0 | 0 | 0
00 Ret.ExistWetFGD & SCR & HRI & CCS | 0 | 0 | 0 | 0 | 0 | 0 | 0 | 0
00 Ret.ExistWetFGD & SNCR | 0 | 0 | 0 | 0 | 0 | 0 | 0 | 0
00 Ret.ExistWetFGD & SNCR & CCS | 0 | 0 | 0 | 0 | 0 | 0 | 0 | 0
00 Ret.ExistWetFGD & SNCR & HRI | 0 | 0 | 0 | 0 | 0 | 0 | 0 | 0
00 Ret.ExistWetFGD & SNCR & HRI & CCS | 0 | 0 | 0 | 0 | 0 | 0 | 0 | 0
00 Ret.ExistWetFGD_ACI & CCS | 0 | 0 | 77.4212 | 77.4212 | 77.4212 | 77.4212 | 77.4212 | 77.4212
00 Ret.ExistWetFGD_ACI & HRI | 0 | 0 | 0 | 0 | 0 | 0 | 0 | 0
00 Ret.ExistWetFGD_ACI & HRI & CCS | 0 | 0 | 0 | 0 | 0 | 0 | 0 | 0
00 Ret.ExistWetFGD_ACI & SCR | 565 | 1211.238 | 736.9262 | 751.7206 | 751.7206 | 751.7206 | 751.7206 | 751.7206
00 Ret.ExistWetFGD_ACI & SCR & CCS | 0 | 0 | 341.2053 | 341.2053 | 341.2053 | 341.2053 | 341.2053 | 341.2053
00 Ret.ExistWetFGD_ACI & SCR & HRI | 0 | 0 | 0 | 0 | 0 | 0 | 0 | 0
00 Ret.ExistWetFGD_ACI & SCR & HRI & CCS | 0 | 0 | 0 | 0 | 0 | 0 | 0 | 0
00 Ret.ExistWetFGD_ACI & SNCR | 742.285 | 820.3623 | 820.3623 | 820.3623 | 820.3623 | 820.3623 | 820.3623 | 820.3623
00 Ret.ExistWetFGD_ACI & SNCR & CCS | 0 | 0 | 0 | 0 | 0 | 0 | 0 | 0
00 Ret.ExistWetFGD_ACI & SNCR & HRI | 0 | 0 | 0 | 0 | 0 | 0 | 0 | 0
00 Ret.ExistWetFGD_ACI & SNCR & HRI & CCS | 0 | 0 | 0 | 0 | 0 | 0 | 0 | 0
00 Ret.ExistWetFGD_ACI_DSI & CCS | 0 | 0 | 0 | 0 | 0 | 0 | 0 | 0
00 Ret.ExistWetFGD_ACI_DSI & HRI | 0 | 0 | 0 | 0 | 0 | 0 | 0 | 0
00 Ret.ExistWetFGD_ACI_DSI & HRI & CCS | 0 | 0 | 0 | 0 | 0 | 0 | 0 | 0
00 Ret.ExistWetFGD_ACI_DSI & SCR | 0 | 0 | 0 | 0 | 0 | 0 | 0 | 0
00 Ret.ExistWetFGD_ACI_DSI & SCR & CCS | 0 | 0 | 0 | 0 | 0 | 0 | 0 | 0
00 Ret.ExistWetFGD_ACI_DSI & SCR & HRI | 0 | 0 | 0 | 0 | 0 | 0 | 0 | 0
00 Ret.ExistWetFGD_ACI_DSI & SCR & HRI & CCS | 0 | 0 | 0 | 0 | 0 | 0 | 0 | 0
00 Ret.ExistWetFGD_ACI_DSI & SNCR | 0 | 0 | 0 | 0 | 0 | 0 | 0 | 0
00 Ret.ExistWetFGD_ACI_DSI & SNCR & CCS | 0 | 0 | 0 | 0 | 0 | 0 | 0 | 0
00 Ret.ExistWetFGD_ACI_DSI & SNCR & HRI | 0 | 0 | 0 | 0 | 0 | 0 | 0 | 0
00 Ret.ExistWetFGD_ACI_DSI & SNCR & HRI & CCS | 0 | 0 | 0 | 0 | 0 | 0 | 0 | 0
00 Ret.ExistWetFGD_DSI & HRI | 0 | 0 | 0 | 0 | 0 | 0 | 0 | 0
00 Ret.ExistWetFGD_DSI & SCR | 0 | 0 | 0 | 0 | 0 | 0 | 0 | 0
00 Ret.ExistWetFGD_DSI & SCR & HRI | 0 | 0 | 0 | 0 | 0 | 0 | 0 | 0
00 Ret.ExistWetFGD_DSI & SNCR | 0 | 0 | 0 | 0 | 0 | 0 | 0 | 0
00 Ret.ExistWetFGD_SCR & ACI & CCS | 0 | 0 | 0 | 0 | 0 | 0 | 0 | 0
00 Ret.ExistWetFGD_DSI & SNCR & HRI | 0 | 0 | 0 | 0 | 0 | 0 | 0 | 0
00 Ret.ExistWetFGD_SCR & ACI & HRI | 0 | 0 | 0 | 0 | 0 | 0 | 0 | 0
00 Ret.ExistWetFGD_SCR & ACI & HRI & CCS | 0 | 0 | 0 | 0 | 0 | 0 | 0 | 0
00 Ret.ExistWetFGD_SCR & CCS | 0 | 0 | 828.7067 | 828.7067 | 828.7067 | 828.7067 | 828.7067 | 828.7067
00 Ret.ExistWetFGD_SCR_DSI & ACI & CCS | 0 | 0 | 0 | 0 | 0 | 0 | 0 | 0
00 Ret.ExistWetFGD_SCR_DSI & ACI & HRI | 0 | 0 | 0 | 0 | 0 | 0 | 0 | 0
00 Ret.ExistWetFGD_SCR_DSI & ACI & HRI & CCS | 0 | 0 | 0 | 0 | 0 | 0 | 0 | 0
00 Ret.ExistWetFGD_SCR_DSI & CCS | 0 | 0 | 0 | 0 | 0 | 0 | 0 | 0
00 Ret.ExistWetFGD_SNCR & ACI & HRI | 0 | 0 | 0 | 0 | 0 | 0 | 0 | 0
00 Ret.ExistWetFGD_SNCR & CCS | 0 | 0 | 0 | 0 | 0 | 0 | 0 | 0
00 Ret.HRI | 0 | 0 | 0 | 0 | 0 | 0 | 0 | 0
00 Ret.SCR | 0 | 0 | 0 | 0 | 0 | 0 | 0 | 0
00 Ret.SCR & DryFGD | 0 | 0 | 0 | 0 | 0 | 0 | 0 | 0
00 Ret.SCR & DryFGD & ACI | 0 | 0 | 0 | 0 | 0 | 0 | 0 | 0
00 Ret.SCR & DryFGD & CCS | 0 | 0 | 0 | 0 | 0 | 0 | 0 | 0
00 Ret.SCR & DryFGD & HRI | 0 | 0 | 0 | 0 | 0 | 0 | 0 | 0
00 Ret.SCR & DSI | 0 | 0 | 0 | 0 | 0 | 0 | 0 | 0
00 Ret.SCR & DSI & DryFGD | 0 | 0 | 0 | 0 | 0 | 0 | 0 | 0
00 Ret.SCR & DSI & DryFGD & HRI | 0 | 0 | 0 | 0 | 0 | 0 | 0 | 0
00 Ret.SCR & DSI & HRI | 0 | 0 | 0 | 0 | 0 | 0 | 0 | 0
00 Ret.SCR & DSI & WetFGD | 0 | 0 | 0 | 0 | 0 | 0 | 0 | 0
00 Ret.SCR & DSI & WetFGD & HRI | 0 | 0 | 0 | 0 | 0 | 0 | 0 | 0
00 Ret.SCR & HRI | 0 | 0 | 0 | 0 | 0 | 0 | 0 | 0
00 Ret.SCR & WetFGD | 0 | 0 | 0 | 0 | 0 | 0 | 0 | 0
00 Ret.SCR & WetFGD & ACI | 0 | 0 | 0 | 0 | 0 | 0 | 0 | 0
00 Ret.SCR & WetFGD & CCS | 0 | 0 | 0 | 0 | 0 | 0 | 0 | 0
00 Ret.SCR & WetFGD & HRI | 0 | 0 | 0 | 0 | 0 | 0 | 0 | 0
00 Ret.SNCR | 0 | 0 | 0 | 0 | 0 | 0 | 0 | 0
00 Ret.SNCR & DryFGD | 0 | 0 | 0 | 0 | 0 | 0 | 0 | 0
00 Ret.SNCR & DryFGD & ACI | 0 | 0 | 0 | 0 | 0 | 0 | 0 | 0
00 Ret.SNCR & DryFGD & ACI & HRI | 0 | 0 | 0 | 0 | 0 | 0 | 0 | 0
00 Ret.SNCR & DryFGD & CCS | 0 | 0 | 0 | 0 | 0 | 0 | 0 | 0
00 Ret.SNCR & DryFGD & HRI | 0 | 0 | 0 | 0 | 0 | 0 | 0 | 0
00 Ret.SNCR & DSI | 0 | 0 | 0 | 0 | 0 | 0 | 0 | 0
00 Ret.SNCR & DSI & HRI | 0 | 0 | 0 | 0 | 0 | 0 | 0 | 0
00 Ret.SNCR & HRI | 0 | 0 | 0 | 0 | 0 | 0 | 0 | 0
00 Ret.SNCR & WetFGD | 0 | 0 | 0 | 0 | 0 | 0 | 0 | 0
00 Ret.SNCR & WetFGD & ACI | 0 | 0 | 0 | 0 | 0 | 0 | 0 | 0
00 Ret.SNCR & WetFGD & ACI & HRI | 0 | 0 | 0 | 0 | 0 | 0 | 0 | 0
00 Ret.SNCR & WetFGD & CCS | 0 | 0 | 0 | 0 | 0 | 0 | 0 | 0
00 Ret.SNCR & WetFGD & HRI | 0 | 0 | 0 | 0 | 0 | 0 | 0 | 0
00 Ret.WetFGD | 0 | 0 | 0 | 0 | 0 | 0 | 0 | 0
00 Ret.WetFGD & CCS | 0 | 0 | 0 | 0 | 0 | 0 | 0 | 0
00 Ret.WetFGD & HRI | 0 | 0 | 0 | 0 | 0 | 0 | 0 | 0
00 Ret.FB & ACI | 0 | 0 | 0 | 0 | 0 | 0 | 0 | 0
00 Ret.FB & ACI & DryFGD & HRI | 0 | 0 | 0 | 0 | 0 | 0 | 0 | 0
00 Ret.FB & ACI & HRI | 0 | 0 | 0 | 0 | 0 | 0 | 0 | 0
00 Ret.FB & HRI | 0 | 0 | 0 | 0 | 0 | 0 | 0 | 0
00 Ret.FB DryFGD | 0 | 0 | 0 | 0 | 0 | 0 | 0 | 0
00 Ret.FB DryFGD & ACI | 0 | 0 | 0 | 0 | 0 | 0 | 0 | 0
00 Ret.FB DryFGD & ACI & HRI | 0 | 0 | 0 | 0 | 0 | 0 | 0 | 0
00 Ret.FB DryFGD & HRI | 0 | 0 | 0 | 0 | 0 | 0 | 0 | 0
00 Ret.FB DryFGD & SNCR | 0 | 0 | 0 | 0 | 0 | 0 | 0 | 0
00 Ret.FB DryFGD & SNCR & HRI | 0 | 0 | 0 | 0 | 0 | 0 | 0 | 0
00 Ret.FB SNCR & DryFGD & ACI | 0 | 0 | 0 | 0 | 0 | 0 | 0 | 0
00 Ret.FB SNCR & DryFGD & ACI & HRI | 0 | 0 | 0 | 0 | 0 | 0 | 0 | 0
00 Ret.FB-ACI & SNCR | 0 | 0 | 0 | 0 | 0 | 0 | 0 | 0
00 Ret.FB-ACI & SNCR & HRI | 0 | 0 | 0 | 0 | 0 | 0 | 0 | 0
00 Ret.FB-ACI & SNCR & HRI & CCS | 0 | 0 | 0 | 0 | 0 | 0 | 0 | 0
00 Ret.FB-Exist ACI & DryFGD | 0 | 0 | 0 | 0 | 0 | 0 | 0 | 0
00 Ret.FB-Exist ACI & DryFGD & HRI | 0 | 0 | 0 | 0 | 0 | 0 | 0 | 0
00 Ret.FB-Exist ACI & DryFGD & SNCR | 0 | 0 | 0 | 0 | 0 | 0 | 0 | 0
00 Ret.FB-Exist ACI & DryFGD & SNCR & HRI | 0 | 0 | 0 | 0 | 0 | 0 | 0 | 0
00 Ret.FB-Exist ACI & SNCR | 0 | 0 | 0 | 0 | 0 | 0 | 0 | 0
00 Ret.FB-Exist ACI & SNCR & HRI | 0 | 0 | 0 | 0 | 0 | 0 | 0 | 0
00 Ret.FB-Exist ACI_DSI & DryFGD & SNCR | 0 | 0 | 0 | 0 | 0 | 0 | 0 | 0
00 Ret.FB-Exist ACI_DSI & SNCR | 0 | 0 | 0 | 0 | 0 | 0 | 0 | 0
00 Ret.FB-ExistACI & HRI | 0 | 0 | 0 | 0 | 0 | 0 | 0 | 0
00 Ret.FB-ExistACI_DSI & DryFGD | 0 | 0 | 0 | 0 | 0 | 0 | 0 | 0
00 Ret.FB-ExistACI_DSI & DryFGD & HRI | 0 | 0 | 0 | 0 | 0 | 0 | 0 | 0
00 Ret.FB-ExistACI_DSI & DryFGD & SNCR | 0 | 0 | 0 | 0 | 0 | 0 | 0 | 0
00 Ret.FB-ExistACI_DSI & DryFGD & SNCR & HRI | 0 | 0 | 0 | 0 | 0 | 0 | 0 | 0
00 Ret.FB-ExistACI_DSI & HRI | 0 | 0 | 0 | 0 | 0 | 0 | 0 | 0
00 Ret.FB-ExistACI_DSI & SNCR & HRI | 0 | 0 | 0 | 0 | 0 | 0 | 0 | 0
00 Ret.FB-ExistDryFGD_ACI & HRI | 0 | 0 | 0 | 0 | 0 | 0 | 0 | 0
00 Ret.FB-ExistDryFGD_ACI & SNCR | 0 | 0 | 0 | 0 | 0 | 0 | 0 | 0
00 Ret.FB-ExistDryFGD_ACI & SNCR & HRI | 0 | 0 | 0 | 0 | 0 | 0 | 0 | 0
00 Ret.FB-ExistDryFGD_DSI & HRI | 0 | 0 | 0 | 0 | 0 | 0 | 0 | 0
00 Ret.FB-ExistDryFGD_DSI & SNCR | 0 | 0 | 0 | 0 | 0 | 0 | 0 | 0
00 Ret.FB-ExistDryFGD_DSI & SNCR & HRI | 0 | 0 | 0 | 0 | 0 | 0 | 0 | 0
00 Ret.FB-ExistDryFGD_SNCR & HRI | 0 | 0 | 0 | 0 | 0 | 0 | 0 | 0
00 Ret.FB-ExistDryFGD_SNCR_ACI & HRI | 0 | 0 | 0 | 0 | 0 | 0 | 0 | 0
00 Ret.FB-ExistDryFGD_SNCR_ACI_DSI & HRI | 0 | 0 | 0 | 0 | 0 | 0 | 0 | 0
00 Ret.FB-ExistDryFGD_SNCR_DSI & HRI | 0 | 0 | 0 | 0 | 0 | 0 | 0 | 0
00 Ret.FB-ExistDSI & ACI | 0 | 0 | 0 | 0 | 0 | 0 | 0 | 0
00 Ret.FB-ExistDSI & ACI & HRI | 0 | 0 | 0 | 0 | 0 | 0 | 0 | 0
00 Ret.FB-ExistDSI & ACI & SNCR | 0 | 0 | 0 | 0 | 0 | 0 | 0 | 0
00 Ret.FB-ExistDSI & ACI & SNCR & HRI | 0 | 0 | 0 | 0 | 0 | 0 | 0 | 0
00 Ret.FB-ExistDSI & DryFGD | 0 | 0 | 0 | 0 | 0 | 0 | 0 | 0
00 Ret.FB-ExistDSI & DryFGD & ACI | 0 | 0 | 0 | 0 | 0 | 0 | 0 | 0
00 Ret.FB-ExistDSI & DryFGD & ACI & HRI | 0 | 0 | 0 | 0 | 0 | 0 | 0 | 0
00 Ret.FB-ExistDSI & DryFGD & HRI | 0 | 0 | 0 | 0 | 0 | 0 | 0 | 0
00 Ret.FB-ExistDSI & DryFGD & SNCR | 0 | 0 | 0 | 0 | 0 | 0 | 0 | 0
00 Ret.FB-ExistDSI & DryFGD & SNCR & HRI | 0 | 0 | 0 | 0 | 0 | 0 | 0 | 0
00 Ret.FB-ExistDSI & HRI | 0 | 0 | 0 | 0 | 0 | 0 | 0 | 0
00 Ret.FB-ExistDSI & SNCR | 0 | 0 | 0 | 0 | 0 | 0 | 0 | 0
00 Ret.FB-ExistDSI & SNCR & DryFGD & ACI | 0 | 0 | 0 | 0 | 0 | 0 | 0 | 0
00 Ret.FB-ExistDSI & SNCR & DryFGD & ACI & HRI | 0 | 0 | 0 | 0 | 0 | 0 | 0 | 0
00 Ret.FB-ExistDSI & SNCR & HRI | 0 | 0 | 0 | 0 | 0 | 0 | 0 | 0
00 Ret.FB-ExistSNCR & DryFGD | 0 | 0 | 0 | 0 | 0 | 0 | 0 | 0
00 Ret.FB-ExistSNCR & DryFGD & ACI | 0 | 0 | 0 | 0 | 0 | 0 | 0 | 0
00 Ret.FB-ExistSNCR & DryFGD & HRI | 0 | 0 | 0 | 0 | 0 | 0 | 0 | 0
00 Ret.FB-ExistSNCR & HRI | 0 | 0 | 0 | 0 | 0 | 0 | 0 | 0
00 Ret.FB-ExistSNCR_ACI_DSI & DryFGD | 0 | 0 | 0 | 0 | 0 | 0 | 0 | 0
00 Ret.FB-ExistSNCR_ACI_DSI & DryFGD & HRI | 0 | 0 | 0 | 0 | 0 | 0 | 0 | 0
00 Ret.FB-ExistSNCR_ACI_DSI & HRI | 0 | 0 | 0 | 0 | 0 | 0 | 0 | 0
00 Ret.FB-ExistSNCR_DryFGD & HRI | 0 | 0 | 0 | 0 | 0 | 0 | 0 | 0
00 Ret.FB-ExistSNCR_DryFGD_ACI & HRI | 0 | 0 | 0 | 0 | 0 | 0 | 0 | 0
00 Ret.FB-ExistSNCR_DSI & ACI | 0 | 0 | 0 | 0 | 0 | 0 | 0 | 0
00 Ret.FB-ExistSNCR_DSI & ACI & DryFGD | 0 | 0 | 0 | 0 | 0 | 0 | 0 | 0
00 Ret.FB-ExistSNCR_DSI & ACI & DryFGD & HRI | 0 | 0 | 0 | 0 | 0 | 0 | 0 | 0
00 Ret.FB-ExistSNCR_DSI & ACI & HRI | 0 | 0 | 0 | 0 | 0 | 0 | 0 | 0
00 Ret.FB-ExistSNCR_DSI & DryFGD | 0 | 0 | 0 | 0 | 0 | 0 | 0 | 0
00 Ret.FB-ExistSNCR_DSI & DryFGD & HRI | 0 | 0 | 0 | 0 | 0 | 0 | 0 | 0
00 Ret.FB-ExistSNCR_DSI & HRI | 0 | 0 | 0 | 0 | 0 | 0 | 0 | 0
00 Ret.FB-ExistSNCR_WetFGD & ACI | 0 | 0 | 0 | 0 | 0 | 0 | 0 | 0
00 Ret.FB-ExistSNCR_WetFGD & HRI | 0 | 0 | 0 | 0 | 0 | 0 | 0 | 0
00 Ret.FB-ExistWetFGD_DSI & HRI | 0 | 0 | 0 | 0 | 0 | 0 | 0 | 0
00 Ret.FB-ExistWetFGD_DSI & SNCR | 0 | 0 | 0 | 0 | 0 | 0 | 0 | 0
00 Ret.FB-ExistWetFGD_DSI & SNCR & HRI | 0 | 0 | 0 | 0 | 0 | 0 | 0 | 0
00 Ret.FB-ExistWetFGD_SNCR & ACI & HRI | 0 | 0 | 0 | 0 | 0 | 0 | 0 | 0
00 Ret.FB-SNCR | 0 | 0 | 0 | 0 | 0 | 0 | 0 | 0
00 Ret.FB-SNCR & HRI | 0 | 0 | 0 | 0 | 0 | 0 | 0 | 0
00 Ret.Oil/Gas Steam SCR | 0 | 0 | 0 | 0 | 0 | 0 | 0 | 0
00 CC Retirement | 0 | 3909.2779 | 3909.2779 | 4237.2779 | 4237.2779 | 4237.2779 | 4237.2779 | 4237.2779
00 CT Retirement | 0 | 2456.4069 | 2470.8069 | 2815.4069 | 3103.4069 | 3103.4069 | 3103.4069 | 4372.7173
00 O/G Retirement | 114.4752 | 7684.3583 | 7684.3583 | 8612.2812 | 8988.0508 | 9570.0508 | 10098.9505 | 11708.4022
00 Coal Retirement | 0.52478 | 43786.2268 | 45506.2268 | 52941.2464 | 59089.8174 | 63605.5398 | 66153.5383 | 91974.5831
00 IGCC Retirement | 0 | 913.2 | 913.2 | 913.2 | 913.2 | 913.2 | 1508.2 | 1508.2
00 Nuke Retirement | 0 | 17965.3071 | 19084.3071 | 25646.8041 | 25646.8041 | 25646.8041 | 26769.8041 | 35179.0092
00 Biomass Retirement | 0 | 3266.5 | 3266.5 | 3266.5 | 3346.9 | 3346.9 | 3354.5 | 3392.9
00 Fossil_Other Retirement | 0 | 0 | 0 | 0 | 0 | 0 | 0 | 0
00 Fuel Cell Retirement | 0 | 0 | 0 | 0 | 0 | 0 | 0 | 0
00 Geothermal Retirement | 0 | 7.6 | 7.6 | 7.6 | 7.6 | 7.6 | 7.6 | 7.6
00 Hydro Retirement | 0 | 0 | 0 | 0 | 0 | 0 | 0 | 0
00 Landfill Gas Retirement | 0 | 0 | 0 | 0 | 0 | 0 | 0 | 0
00 Non Fossil_Other Retirement | 0 | 0 | 0 | 0 | 0 | 0 | 0 | 0
Total | 1106082.0865 | 1134490.2603 | 1163513.4719 | 1268834.664 | 1322195.3076 | 1390612.3157 | 1509140.194 | 1668548.0089
11. Capacity Additions and Changes by Capacity Reporting Type [MW]
00 New Combined Cycle | 12684.5 | 1146 | 1539.7174 | 1360.9127 | 20721.7562 | 21273.8785 | 23341.1127 | 23128.6288
00 New Combined Cycle with Carbon Capture | 0 | 0 | 0 | 0 | 0 | 0 | 0 | 0
00 New Combustion Turbine | 3802.4769 | 0 | 525.0434 | 138.7028 | 10817.4507 | 10963.33 | 11166.3774 | 26307.624
00 New Hydro | 5428.1562 | 2413.0015 | 888.5028 | 134.0028 | 464.8994 | 238.2354 | 0 | 0
00 New Nuclear | 0 | 0 | 0 | 0 | 0 | 0 | 0 | 0
00 New Biomass | 217.9 | 0 | 0 | 0 | 0 | 0 | 0 | 0
00 New Geothermal | 456.576 | 113.0641 | 10.8875 | 0 | 0 | 0 | 0 | 0
00 New Landfill Gas | 36.2 | 0 | 0 | 0 | 0 | 0 | 0 | 0
00 New Battery Storage | 1086.5321 | 0 | 2711.3679 | 6383.4683 | 3734.8552 | 14117.0777 | 4494.1423 | 18561.4778
00 New Offshore Wind | 0 | 368 | 0 | 8300 | 9000 | 0 | 3601.4148 | 22901.2239
00 New Onshore Wind | 33941 | 6139.8716 | 5875.9703 | 44483.1917 | 659.5821 | 8835.6763 | 50948.0691 | 29712.6194
00 New Solar PV | 25855 | 18406 | 18406 | 46015 | 7962.1 | 17680.7102 | 31360.2302 | 42531.0962
00 New Solar Thermal | 0 | 0 | 0 | 0 | 0 | 0 | 0 | 0
00 New Fuel Cell | 35 | 0 | 0 | 0 | 0 | 0 | 0 | 0
00 New Ultrasupercritical Coal without CCS | 0 | 0 | 0 | 0 | 0 | 0 | 0 | 0
00 New Ultrasupercritical Coal with 30% CCS | 0 | 0 | 0 | 0 | 0 | 0 | 0 | 0
00 New Ultrasupercritical Coal with 90% CCS | 0 | 0 | 0 | 0 | 0 | 0 | 0 | 0
00 Exist Combined Cycle | 0 | 0 | 0 | 0 | 0 | 0 | 0 | 0
00 Exist Combustion Turbine | 0 | 0 | 0 | 0 | 0 | 0 | 0 | 0
00 Exist Coal Steam_Uncontrolled | 0 | 0 | 0 | 0 | 0 | 0 | 0 | 0
00 Exist Coal Steam_ACI | 0 | 0 | 0 | 0 | 0 | 0 | 0 | 0
00 Exist Coal Steam_ACI_DSI | 0 | 0 | 0 | 0 | 0 | 0 | 0 | 0
00 Exist Coal Steam_DryFGD | 0 | 0 | 0 | 0 | 0 | 0 | 0 | 0
00 Exist Coal Steam_DryFGD_ACI | 0 | 0 | 0 | 0 | 0 | 0 | 0 | 0
00 Exist Coal Steam_DryFGD_ACI_DSI | 0 | 0 | 0 | 0 | 0 | 0 | 0 | 0
00 Exist Coal Steam_DryFGD_SCR | 0 | 0 | 0 | 0 | 0 | 0 | 0 | 0
00 Exist Coal Steam_DryFGD_SCR_ACI | 0 | 0 | 0 | 0 | 0 | 0 | 0 | 0
00 Exist Coal Steam_DryFGD_SCR_DSI | 0 | 0 | 0 | 0 | 0 | 0 | 0 | 0
00 Exist Coal Steam_DryFGD_SCR_ACI_DSI | 0 | 0 | 0 | 0 | 0 | 0 | 0 | 0
00 Exist Coal Steam_DryFGD_SNCR | 0 | 0 | 0 | 0 | 0 | 0 | 0 | 0
00 Exist Coal Steam_DryFGD_SNCR_ACI | 0 | 0 | 0 | 0 | 0 | 0 | 0 | 0
00 Exist Coal Steam_DryFGD_SNCR_ACI_DSI | 0 | 0 | 0 | 0 | 0 | 0 | 0 | 0
00 Exist Coal Steam_DSI | 0 | 0 | 0 | 0 | 0 | 0 | 0 | 0
00 Exist Coal Steam_SCR_ACI | 0 | 0 | 0 | 0 | 0 | 0 | 0 | 0
00 Exist Coal Steam_SCR_ACI_DSI | 0 | 0 | 0 | 0 | 0 | 0 | 0 | 0
00 Exist Coal Steam_SNCR | 0 | 0 | 0 | 0 | 0 | 0 | 0 | 0
00 Exist Coal Steam_SNCR_ACI | 0 | 0 | 0 | 0 | 0 | 0 | 0 | 0
00 Exist Coal Steam_SNCR_ACI_DSI | 0 | 0 | 0 | 0 | 0 | 0 | 0 | 0
00 Exist Coal Steam_WetFGD | 0 | 0 | 0 | 0 | 0 | 0 | 0 | 0
00 Exist Coal Steam_WetFGD_ACI | 0 | 0 | 0 | 0 | 0 | 0 | 0 | 0
00 Exist Coal Steam_WetFGD_ACI_DSI | 0 | 0 | 0 | 0 | 0 | 0 | 0 | 0
00 Exist Coal Steam_WetFGD_DSI | 0 | 0 | 0 | 0 | 0 | 0 | 0 | 0
00 Exist Coal Steam_WetFGD_SCR | 0 | 0 | 0 | 0 | 0 | 0 | 0 | 0
00 Exist Coal Steam_WetFGD_SCR_DSI | 0 | 0 | 0 | 0 | 0 | 0 | 0 | 0
00 Exist Coal Steam_WetFGD_SCR_ACI | 0 | 0 | 0 | 0 | 0 | 0 | 0 | 0
00 Exist Coal Steam_WetFGD_SCR_ACI_DSI | 0 | 0 | 0 | 0 | 0 | 0 | 0 | 0
00 Exist Coal Steam_WetFGD_SNCR | 0 | 0 | 0 | 0 | 0 | 0 | 0 | 0
00 Exist Coal Steam_WetFGD_SNCR_ACI | 0 | 0 | 0 | 0 | 0 | 0 | 0 | 0
00 Exist Coal Steam_WetFGD_SNCR_ACI_DSI | 0 | 0 | 0 | 0 | 0 | 0 | 0 | 0
00 Exist FBC_Uncontrolled | 0 | 0 | 0 | 0 | 0 | 0 | 0 | 0
00 Exist FBC_WetFGD_SNCR | 0 | 0 | 0 | 0 | 0 | 0 | 0 | 0
00 Exist FBC_WetFGD_DSI | 0 | 0 | 0 | 0 | 0 | 0 | 0 | 0
00 Exist FBC_ACI | 0 | 0 | 0 | 0 | 0 | 0 | 0 | 0
00 Exist FBC_ACI_DSI | 0 | 0 | 0 | 0 | 0 | 0 | 0 | 0
00 Exist FBC_DryFGD_ACI | 0 | 0 | 0 | 0 | 0 | 0 | 0 | 0
00 Exist FBC_DryFGD_DSI | 0 | 0 | 0 | 0 | 0 | 0 | 0 | 0
00 Exist FBC_DryFGD_SNCR | 0 | 0 | 0 | 0 | 0 | 0 | 0 | 0
00 Exist FBC_DryFGD_SNCR_ACI | 0 | 0 | 0 | 0 | 0 | 0 | 0 | 0
00 Exist FBC_DryFGD_SNCR_ACI_DSI | 0 | 0 | 0 | 0 | 0 | 0 | 0 | 0
00 Exist FBC_DryFGD_SNCR_DSI | 0 | 0 | 0 | 0 | 0 | 0 | 0 | 0
00 Exist FBC_DSI | 0 | 0 | 0 | 0 | 0 | 0 | 0 | 0
00 Exist FBC_SNCR | 0 | 0 | 0 | 0 | 0 | 0 | 0 | 0
00 Exist FBC_SNCR_ACI | 0 | 0 | 0 | 0 | 0 | 0 | 0 | 0
00 Exist FBC_SNCR_ACI_DSI | 0 | 0 | 0 | 0 | 0 | 0 | 0 | 0
00 Exist FBC_SNCR_DSI | 0 | 0 | 0 | 0 | 0 | 0 | 0 | 0
00 Exist IGCC | 0 | 0 | 0 | 0 | 0 | 0 | 0 | 0
00 Exist Fossil_Other | 0 | 0 | 0 | 0 | 0 | 0 | 0 | 0
00 Exist Fuel Cell | 0 | 0 | 0 | 0 | 0 | 0 | 0 | 0
00 Exist Hydro | 0 | 0 | 0 | 0 | 0 | 0 | 0 | 0
00 Exist Non Fossil_Other | 0 | 0 | 0 | 0 | 0 | 0 | 0 | 0
00 Exist Nuclear | 0 | 0 | 0 | 0 | 0 | 0 | 0 | 0
00 International Imports | 0 | 0 | 0 | 0 | 0 | 0 | 0 | 0
00 Exist Oil/Gas Steam | 0 | 0 | 0 | 0 | 0 | 0 | 0 | 0
00 Exist Oil/Gas Steam_SCR | 0 | 0 | 0 | 0 | 0 | 0 | 0 | 0
00 Exist Oil/Gas Steam_SNCR | 0 | 0 | 0 | 0 | 0 | 0 | 0 | 0
00 Exist Biomass | 0 | 0 | 0 | 0 | 0 | 0 | 0 | 0
00 Exist Landfill Gas | 0 | 0 | 0 | 0 | 0 | 0 | 0 | 0
00 Exist Geothermal | 0 | 0 | 0 | 0 | 0 | 0 | 0 | 0
00 Exist Pump Storage | 0 | 0 | 0 | 0 | 0 | 0 | 0 | 0
00 Exist Energy Storage | 0 | 0 | 0 | 0 | 0 | 0 | 0 | 0
00 Exist Solar PV | 0 | 0 | 0 | 0 | 0 | 0 | 0 | 0
00 Exist Solar Thermal | 0 | 0 | 0 | 0 | 0 | 0 | 0 | 0
00 Exist Offshore Wind | 0 | 0 | 0 | 0 | 0 | 0 | 0 | 0
00 Exist Onshore Wind | 0 | 0 | 0 | 0 | 0 | 0 | 0 | 0
00 Ret.ACI | 0 | 0 | 0 | 0 | 0 | 0 | 0 | 0
00 Ret.ACI & DryFGD | 0 | 0 | 0 | 0 | 0 | 0 | 0 | 0
00 Ret.ACI & DryFGD & HRI | 0 | 0 | 0 | 0 | 0 | 0 | 0 | 0
00 Ret.ACI & DSI | 0 | 0 | 0 | 0 | 0 | 0 | 0 | 0
00 Ret.ACI & DSI & DryFGD | 0 | 0 | 0 | 0 | 0 | 0 | 0 | 0
00 Ret.ACI & DSI & DryFGD & HRI | 0 | 0 | 0 | 0 | 0 | 0 | 0 | 0
00 Ret.ACI & DSI & HRI | 0 | 0 | 0 | 0 | 0 | 0 | 0 | 0
00 Ret.ACI & DSI & WetFGD & HRI | 0 | 0 | 0 | 0 | 0 | 0 | 0 | 0
00 Ret.ACI & HRI | 0 | 0 | 0 | 0 | 0 | 0 | 0 | 0
00 Ret.ACI & SCR | 0 | 0 | 0 | 0 | 0 | 0 | 0 | 0
00 Ret.ACI & SCR & DryFGD & HRI | 0 | 0 | 0 | 0 | 0 | 0 | 0 | 0
00 Ret.ACI & SCR & DSI | 0 | 0 | 0 | 0 | 0 | 0 | 0 | 0
00 Ret.ACI & SCR & DSI & DryFGD | 0 | 0 | 0 | 0 | 0 | 0 | 0 | 0
00 Ret.ACI & SCR & DSI & DryFGD & HRI | 0 | 0 | 0 | 0 | 0 | 0 | 0 | 0
00 Ret.ACI & SCR & DSI & HRI | 0 | 0 | 0 | 0 | 0 | 0 | 0 | 0
00 Ret.ACI & SCR & DSI & WetFGD | 0 | 0 | 0 | 0 | 0 | 0 | 0 | 0
00 Ret.ACI & SCR & DSI & WetFGD & HRI | 0 | 0 | 0 | 0 | 0 | 0 | 0 | 0
00 Ret.ACI & SCR & HRI | 0 | 0 | 0 | 0 | 0 | 0 | 0 | 0
00 Ret.ACI & SCR & WetFGD & HRI | 0 | 0 | 0 | 0 | 0 | 0 | 0 | 0
00 Ret.ACI & SNCR | 0 | 0 | 0 | 0 | 0 | 0 | 0 | 0
00 Ret.ACI & SNCR & DSI | 0 | 0 | 0 | 0 | 0 | 0 | 0 | 0
00 Ret.ACI & SNCR & DSI & DryFGD | 0 | 0 | 0 | 0 | 0 | 0 | 0 | 0
00 Ret.ACI & SNCR & DSI & DryFGD & HRI | 0 | 0 | 0 | 0 | 0 | 0 | 0 | 0
00 Ret.ACI & SNCR & DSI & HRI | 0 | 0 | 0 | 0 | 0 | 0 | 0 | 0
00 Ret.ACI & SNCR & DSI & WetFGD | 0 | 0 | 0 | 0 | 0 | 0 | 0 | 0
00 Ret.ACI & SNCR & DSI & WetFGD & HRI | 0 | 0 | 0 | 0 | 0 | 0 | 0 | 0
00 Ret.ACI & SNCR & HRI | 0 | 0 | 0 | 0 | 0 | 0 | 0 | 0
00 Ret.ACI & WetFGD | 0 | 0 | 0 | 0 | 0 | 0 | 0 | 0
00 Ret.ACI & WetFGD & DSI | 0 | 0 | 0 | 0 | 0 | 0 | 0 | 0
00 Ret.ACI & WetFGD & HRI | 0 | 0 | 0 | 0 | 0 | 0 | 0 | 0
00 Ret.C2G | 1813 | 694 | 420 | 0 | 0 | 0 | 0 | 0
00 Ret.C2G & SCR | 0 | 0 | 0 | 0 | 0 | 0 | 0 | 0
00 Ret.CCG | 0 | 0 | 0 | 0 | 0 | 0 | 0 | 0
00 Ret.DryFGD | 0 | 0 | 0 | 0 | 0 | 0 | 0 | 0
00 Ret.DryFGD & CCS | 0 | 0 | 0 | 0 | 0 | 0 | 0 | 0
00 Ret.DryFGD & HRI | 0 | 0 | 0 | 0 | 0 | 0 | 0 | 0
00 Ret.DSI | 0 | 0 | 0 | 0 | 0 | 0 | 0 | 0
00 Ret.DSI & DryFGD | 0 | 0 | 0 | 0 | 0 | 0 | 0 | 0
00 Ret.DSI & DryFGD & HRI | 0 | 0 | 0 | 0 | 0 | 0 | 0 | 0
00 Ret.DSI & HRI | 0 | 0 | 0 | 0 | 0 | 0 | 0 | 0
00 Ret.DSI & WetFGD | 0 | 0 | 0 | 0 | 0 | 0 | 0 | 0
00 Ret.DSI & WetFGD & HRI | 0 | 0 | 0 | 0 | 0 | 0 | 0 | 0
00 Ret.ExistACI & DryFGD | 0 | 0 | 0 | 0 | 0 | 0 | 0 | 0
00 Ret.ExistACI & DryFGD & CCS | 0 | 0 | 0 | 0 | 0 | 0 | 0 | 0
00 Ret.ExistACI & DryFGD & HRI | 0 | 0 | 0 | 0 | 0 | 0 | 0 | 0
00 Ret.ExistACI & DryFGD & HRI & CCS | 0 | 0 | 0 | 0 | 0 | 0 | 0 | 0
00 Ret.ExistACI & DSI | 0 | 0 | 0 | 0 | 0 | 0 | 0 | 0
00 Ret.ExistACI & DSI & DryFGD | 0 | 0 | 0 | 0 | 0 | 0 | 0 | 0
00 Ret.ExistACI & DSI & DryFGD & HRI | 0 | 0 | 0 | 0 | 0 | 0 | 0 | 0
00 Ret.ExistACI & DSI & HRI | 0 | 0 | 0 | 0 | 0 | 0 | 0 | 0
00 Ret.ExistACI & DSI & WetFGD | 0 | 0 | 0 | 0 | 0 | 0 | 0 | 0
00 Ret.ExistACI & DSI & WetFGD & HRI | 0 | 0 | 0 | 0 | 0 | 0 | 0 | 0
00 Ret.ExistACI & HRI | 0 | 0 | 0 | 0 | 0 | 0 | 0 | 0
00 Ret.ExistACI & HRI & WetFGD | 0 | 0 | 0 | 0 | 0 | 0 | 0 | 0
00 Ret.ExistACI & SCR | 0 | 0 | 0 | 0 | 0 | 0 | 0 | 0
00 Ret.ExistACI & SCR & DryFGD | 0 | 0 | 0 | 0 | 0 | 0 | 0 | 0
00 Ret.ExistACI & SCR & DryFGD & CCS | 0 | 0 | 0 | 0 | 0 | 0 | 0 | 0
00 Ret.ExistACI & SCR & DryFGD & HRI | 0 | 0 | 0 | 0 | 0 | 0 | 0 | 0
00 Ret.ExistACI & SCR & DryFGD & HRI & CCS | 0 | 0 | 0 | 0 | 0 | 0 | 0 | 0
00 Ret.ExistACI & SCR & DSI | 0 | 0 | 0 | 0 | 0 | 0 | 0 | 0
00 Ret.ExistACI & SCR & DSI & DryFGD | 0 | 0 | 0 | 0 | 0 | 0 | 0 | 0
00 Ret.ExistACI & SCR & DSI & DryFGD & HRI | 0 | 0 | 0 | 0 | 0 | 0 | 0 | 0
00 Ret.ExistACI & SCR & DSI & HRI | 0 | 0 | 0 | 0 | 0 | 0 | 0 | 0
00 Ret.ExistACI & SCR & HRI | 0 | 0 | 0 | 0 | 0 | 0 | 0 | 0
00 Ret.ExistACI & SCR & WetFGD | 0 | 0 | 0 | 0 | 0 | 0 | 0 | 0
00 Ret.ExistACI & SCR & WetFGD & CCS | 0 | 0 | 0 | 0 | 0 | 0 | 0 | 0
00 Ret.ExistACI & SCR & WetFGD & HRI | 0 | 0 | 0 | 0 | 0 | 0 | 0 | 0
00 Ret.ExistACI & SCR & WetFGD & HRI & CCS | 0 | 0 | 0 | 0 | 0 | 0 | 0 | 0
00 Ret.ExistACI & SNCR | 0 | 0 | 0 | 0 | 0 | 0 | 0 | 0
00 Ret.ExistACI & SNCR & DryFGD | 0 | 0 | 0 | 0 | 0 | 0 | 0 | 0
00 Ret.ExistACI & SNCR & DryFGD & CCS | 0 | 0 | 0 | 0 | 0 | 0 | 0 | 0
00 Ret.ExistACI & SNCR & DryFGD & HRI | 0 | 0 | 0 | 0 | 0 | 0 | 0 | 0
00 Ret.ExistACI & SNCR & DryFGD & HRI & CCS | 0 | 0 | 0 | 0 | 0 | 0 | 0 | 0
00 Ret.ExistACI & SNCR & DSI | 0 | 0 | 0 | 0 | 0 | 0 | 0 | 0
00 Ret.ExistACI & SNCR & DSI & HRI | 0 | 0 | 0 | 0 | 0 | 0 | 0 | 0
00 Ret.ExistACI & SNCR & HRI | 0 | 0 | 0 | 0 | 0 | 0 | 0 | 0
00 Ret.ExistACI & SNCR & WetFGD | 0 | 0 | 0 | 0 | 0 | 0 | 0 | 0
00 Ret.ExistACI & SNCR & WetFGD & CCS | 0 | 0 | 0 | 0 | 0 | 0 | 0 | 0
00 Ret.ExistACI & SNCR & WetFGD & HRI | 0 | 0 | 0 | 0 | 0 | 0 | 0 | 0
00 Ret.ExistACI & SNCR & WetFGD & HRI & CCS | 0 | 0 | 0 | 0 | 0 | 0 | 0 | 0
00 Ret.ExistACI & WetFGD | 7 | 341.7074 | 1.3208 | 0 | 0 | 0 | 0 | 0
00 Ret.ExistACI & WetFGD & CCS | 0 | 0 | 0 | 0 | 0 | 0 | 0 | 0
00 Ret.ExistACI & WetFGD & HRI & CCS | 0 | 0 | 0 | 0 | 0 | 0 | 0 | 0
00 Ret.ExistACI_DSI & DryFGD | 0 | 0 | 0 | 0 | 0 | 0 | 0 | 0
00 Ret.ExistACI_DSI & DryFGD & CCS | 0 | 0 | 0 | 0 | 0 | 0 | 0 | 0
00 Ret.ExistACI_DSI & DryFGD & HRI | 0 | 0 | 0 | 0 | 0 | 0 | 0 | 0
00 Ret.ExistACI_DSI & DryFGD & HRI & CCS | 0 | 0 | 0 | 0 | 0 | 0 | 0 | 0
00 Ret.ExistACI_DSI & HRI | 0 | 0 | 0 | 0 | 0 | 0 | 0 | 0
00 Ret.ExistACI_DSI & SCR | 0 | 0 | 0 | 0 | 0 | 0 | 0 | 0
00 Ret.ExistACI_DSI & SCR & DryFGD | 0 | 0 | 0 | 0 | 0 | 0 | 0 | 0
00 Ret.ExistACI_DSI & SCR & DryFGD & CCS | 0 | 0 | 0 | 0 | 0 | 0 | 0 | 0
00 Ret.ExistACI_DSI & SCR & DryFGD & HRI | 0 | 0 | 0 | 0 | 0 | 0 | 0 | 0
00 Ret.ExistACI_DSI & SCR & DryFGD & HRI & CCS | 0 | 0 | 0 | 0 | 0 | 0 | 0 | 0
00 Ret.ExistACI_DSI & SCR & HRI | 0 | 0 | 0 | 0 | 0 | 0 | 0 | 0
00 Ret.ExistACI_DSI & SCR & WetFGD | 0 | 0 | 0 | 0 | 0 | 0 | 0 | 0
00 Ret.ExistACI_DSI & SCR & WetFGD & CCS | 0 | 0 | 0 | 0 | 0 | 0 | 0 | 0
00 Ret.ExistACI_DSI & SCR & WetFGD & HRI | 0 | 0 | 0 | 0 | 0 | 0 | 0 | 0
00 Ret.ExistACI_DSI & SCR & WetFGD & HRI & CCS | 0 | 0 | 0 | 0 | 0 | 0 | 0 | 0
00 Ret.ExistACI_DSI & SNCR | 0 | 0 | 0 | 0 | 0 | 0 | 0 | 0
00 Ret.ExistACI_DSI & SNCR & DryFGD | 0 | 0 | 0 | 0 | 0 | 0 | 0 | 0
00 Ret.ExistACI_DSI & SNCR & DryFGD & HRI & CCS | 0 | 0 | 0 | 0 | 0 | 0 | 0 | 0
00 Ret.ExistACI_DSI & SNCR & DryFGD & HRI | 0 | 0 | 0 | 0 | 0 | 0 | 0 | 0
00 Ret.ExistACI_DSI & SNCR & WetFGD & HRI & CCS | 0 | 0 | 0 | 0 | 0 | 0 | 0 | 0
00 Ret.ExistACI_DSI & SNCR & HRI | 0 | 0 | 0 | 0 | 0 | 0 | 0 | 0
00 Ret.ExistACI_DSI & SNCR & WetFGD | 0 | 0 | 0 | 0 | 0 | 0 | 0 | 0
00 Ret.ExistACI_DSI & SNCR & WetFGD & HRI | 0 | 0 | 0 | 0 | 0 | 0 | 0 | 0
00 Ret.ExistACI_DSI & WetFGD | 0 | 0 | 0 | 0 | 0 | 0 | 0 | 0
00 Ret.ExistACI_DSI & WetFGD & CCS | 0 | 0 | 0 | 0 | 0 | 0 | 0 | 0
00 Ret.ExistACI_DSI & WetFGD & HRI | 0 | 0 | 0 | 0 | 0 | 0 | 0 | 0
00 Ret.ExistACI_DSI & WetFGD & HRI & CCS | 0 | 0 | 0 | 0 | 0 | 0 | 0 | 0
00 Ret.ExistDryFGD & ACI | 0 | 0 | 0 | 0 | 0 | 0 | 0 | 0
00 Ret.ExistDryFGD & ACI & CCS | 0 | 0 | 0 | 0 | 0 | 0 | 0 | 0
00 Ret.ExistDryFGD & ACI & HRI | 0 | 0 | 0 | 0 | 0 | 0 | 0 | 0
00 Ret.ExistDryFGD & ACI & HRI & CCS | 0 | 0 | 0 | 0 | 0 | 0 | 0 | 0
00 Ret.ExistDryFGD & ACI & SCR | 0 | 0 | 0 | 0 | 0 | 0 | 0 | 0
00 Ret.ExistDryFGD & ACI & SCR & CCS | 0 | 0 | 0 | 0 | 0 | 0 | 0 | 0
00 Ret.ExistDryFGD & ACI & SCR & HRI | 0 | 0 | 0 | 0 | 0 | 0 | 0 | 0
00 Ret.ExistDryFGD & ACI & SCR & HRI & CCS | 0 | 0 | 0 | 0 | 0 | 0 | 0 | 0
00 Ret.ExistDryFGD & ACI & SNCR | 0 | 0 | 0 | 0 | 0 | 0 | 0 | 0
00 Ret.ExistDryFGD & ACI & SNCR & HRI | 0 | 0 | 0 | 0 | 0 | 0 | 0 | 0
00 Ret.ExistDryFGD & ACI & SNCR & HRI & CCS | 0 | 0 | 0 | 0 | 0 | 0 | 0 | 0
00 Ret.ExistDryFGD & CCS | 0 | 0 | 0 | 0 | 0 | 0 | 0 | 0
00 Ret.ExistDryFGD & HRI | 0 | 0 | 0 | 0 | 0 | 0 | 0 | 0
00 Ret.ExistDryFGD & HRI & CCS | 0 | 0 | 0 | 0 | 0 | 0 | 0 | 0
00 Ret.ExistDryFGD & SCR | 0 | 0 | 0 | 0 | 0 | 0 | 0 | 0
00 Ret.ExistDryFGD & SCR & CCS | 0 | 0 | 0 | 0 | 0 | 0 | 0 | 0
00 Ret.ExistDryFGD & SCR & HRI | 0 | 0 | 0 | 0 | 0 | 0 | 0 | 0
00 Ret.ExistDryFGD & SCR & HRI & CCS | 0 | 0 | 0 | 0 | 0 | 0 | 0 | 0
00 Ret.ExistDryFGD & SNCR | 0 | 0 | 0 | 0 | 0 | 0 | 0 | 0
00 Ret.ExistDryFGD & SNCR & CCS | 0 | 0 | 0 | 0 | 0 | 0 | 0 | 0
00 Ret.ExistDryFGD & SNCR & HRI | 0 | 0 | 0 | 0 | 0 | 0 | 0 | 0
00 Ret.ExistDryFGD & SNCR & HRI & CCS | 0 | 0 | 0 | 0 | 0 | 0 | 0 | 0
00 Ret.ExistDryFGD_ACI & CCS | 0 | 0 | 0 | 0 | 0 | 0 | 0 | 0
00 Ret.ExistDryFGD_ACI & HRI | 0 | 0 | 0 | 0 | 0 | 0 | 0 | 0
00 Ret.ExistDryFGD_ACI & HRI & CCS | 0 | 0 | 0 | 0 | 0 | 0 | 0 | 0
00 Ret.ExistDryFGD_ACI & SCR | 0 | 284.5 | 0 | 0 | 0 | 0 | 0 | 0
00 Ret.ExistDryFGD_ACI & SCR & CCS | 0 | 0 | 0 | 0 | 0 | 0 | 0 | 0
00 Ret.ExistDryFGD_ACI & SCR & HRI | 0 | 0 | 0 | 0 | 0 | 0 | 0 | 0
00 Ret.ExistDryFGD_ACI & SCR & HRI & CCS | 0 | 0 | 0 | 0 | 0 | 0 | 0 | 0
00 Ret.ExistDryFGD_ACI & SNCR | 1015.715 | 0 | 0 | 0 | 0 | 0 | 0 | 0
00 Ret.ExistDryFGD_ACI & SNCR & CCS | 0 | 0 | 0 | 0 | 0 | 0 | 0 | 0
00 Ret.ExistDryFGD_ACI & SNCR & HRI | 0 | 0 | 0 | 0 | 0 | 0 | 0 | 0
00 Ret.ExistDryFGD_ACI & SNCR & HRI & CCS | 0 | 0 | 0 | 0 | 0 | 0 | 0 | 0
00 Ret.ExistDryFGD_ACI_DSI & HRI | 0 | 0 | 0 | 0 | 0 | 0 | 0 | 0
00 Ret.ExistDryFGD_ACI_DSI & SCR | 0 | 0 | 0 | 0 | 0 | 0 | 0 | 0
00 Ret.ExistDryFGD_ACI_DSI & SCR & CCS | 0 | 0 | 0 | 0 | 0 | 0 | 0 | 0
00 Ret.ExistDryFGD_ACI_DSI & SCR & HRI | 0 | 0 | 0 | 0 | 0 | 0 | 0 | 0
00 Ret.ExistDryFGD_ACI_DSI & SCR & HRI & CCS | 0 | 0 | 0 | 0 | 0 | 0 | 0 | 0
00 Ret.ExistDryFGD_ACI_DSI & SNCR | 0 | 0 | 0 | 0 | 0 | 0 | 0 | 0
00 Ret.ExistDryFGD_ACI_DSI & SNCR & HRI | 0 | 0 | 0 | 0 | 0 | 0 | 0 | 0
00 Ret.ExistDryFGD_SCR & ACI & CCS | 0 | 0 | 0 | 0 | 0 | 0 | 0 | 0
00 Ret.ExistDryFGD_DSI & HRI | 0 | 0 | 0 | 0 | 0 | 0 | 0 | 0
00 Ret.ExistDryFGD_SCR & ACI & HRI | 0 | 0 | 0 | 0 | 0 | 0 | 0 | 0
00 Ret.ExistDryFGD_SCR & ACI & HRI & CCS | 0 | 0 | 0 | 0 | 0 | 0 | 0 | 0
00 Ret.ExistDryFGD_SCR & CCS | 0 | 0 | 0 | 0 | 0 | 0 | 0 | 0
00 Ret.ExistDryFGD_SCR_DSI & ACI & HRI | 0 | 0 | 0 | 0 | 0 | 0 | 0 | 0
00 Ret.ExistDryFGD_SNCR_ACI_DSI & CCS | 0 | 0 | 0 | 0 | 0 | 0 | 0 | 0
00 Ret.ExistDryFGD_SNCR_ACI_DSI & HRI | 0 | 0 | 0 | 0 | 0 | 0 | 0 | 0
00 Ret.ExistDryFGD_SNCR_ACI_DSI & HRI & CCS | 0 | 0 | 0 | 0 | 0 | 0 | 0 | 0
00 Ret.ExistDSI & ACI | 0 | 0 | 0 | 0 | 0 | 0 | 0 | 0
00 Ret.ExistDSI & ACI & HRI | 0 | 0 | 0 | 0 | 0 | 0 | 0 | 0
00 Ret.ExistDSI & ACI & SCR | 0 | 0 | 0 | 0 | 0 | 0 | 0 | 0
00 Ret.ExistDSI & ACI & SCR & DryFGD & HRI | 0 | 0 | 0 | 0 | 0 | 0 | 0 | 0
00 Ret.ExistDSI & ACI & SCR & HRI | 0 | 0 | 0 | 0 | 0 | 0 | 0 | 0
00 Ret.ExistDSI & ACI & SCR & WetFGD & HRI | 0 | 0 | 0 | 0 | 0 | 0 | 0 | 0
00 Ret.ExistDSI & DryFGD | 0 | 0 | 0 | 0 | 0 | 0 | 0 | 0
00 Ret.ExistDSI & DryFGD & ACI | 0 | 0 | 0 | 0 | 0 | 0 | 0 | 0
00 Ret.ExistDSI & DryFGD & ACI & HRI | 0 | 0 | 0 | 0 | 0 | 0 | 0 | 0
00 Ret.ExistDSI & DryFGD & HRI | 0 | 0 | 0 | 0 | 0 | 0 | 0 | 0
00 Ret.ExistDSI & HRI | 0 | 0 | 0 | 0 | 0 | 0 | 0 | 0
00 Ret.ExistDSI & SCR | 0 | 0 | 0 | 0 | 0 | 0 | 0 | 0
00 Ret.ExistDSI & SCR & DryFGD | 0 | 0 | 0 | 0 | 0 | 0 | 0 | 0
00 Ret.ExistDSI & SCR & DryFGD & ACI | 0 | 0 | 0 | 0 | 0 | 0 | 0 | 0
00 Ret.ExistDSI & SCR & DryFGD & HRI | 0 | 0 | 0 | 0 | 0 | 0 | 0 | 0
00 Ret.ExistDSI & SCR & HRI | 0 | 0 | 0 | 0 | 0 | 0 | 0 | 0
00 Ret.ExistDSI & SCR & WetFGD | 0 | 0 | 0 | 0 | 0 | 0 | 0 | 0
00 Ret.ExistDSI & SCR & WetFGD & ACI | 0 | 0 | 0 | 0 | 0 | 0 | 0 | 0
00 Ret.ExistDSI & SCR & WetFGD & HRI | 0 | 0 | 0 | 0 | 0 | 0 | 0 | 0
00 Ret.ExistDSI & SNCR | 0 | 0 | 0 | 0 | 0 | 0 | 0 | 0
00 Ret.ExistDSI & SNCR & ACI | 0 | 0 | 0 | 0 | 0 | 0 | 0 | 0
00 Ret.ExistDSI & SNCR & ACI & HRI | 0 | 0 | 0 | 0 | 0 | 0 | 0 | 0
00 Ret.ExistDSI & SNCR & DryFGD | 0 | 0 | 0 | 0 | 0 | 0 | 0 | 0
00 Ret.ExistDSI & SNCR & DryFGD & ACI | 0 | 0 | 0 | 0 | 0 | 0 | 0 | 0
00 Ret.ExistDSI & SNCR & DryFGD & ACI & HRI | 0 | 0 | 0 | 0 | 0 | 0 | 0 | 0
00 Ret.ExistDSI & SNCR & DryFGD & HRI | 0 | 0 | 0 | 0 | 0 | 0 | 0 | 0
00 Ret.ExistDSI & SNCR & HRI | 0 | 0 | 0 | 0 | 0 | 0 | 0 | 0
00 Ret.ExistDSI & SNCR & WetFGD | 0 | 0 | 0 | 0 | 0 | 0 | 0 | 0
00 Ret.ExistDSI & SNCR & WetFGD & ACI | 0 | 0 | 0 | 0 | 0 | 0 | 0 | 0
00 Ret.ExistDSI & SNCR & WetFGD & ACI & HRI | 0 | 0 | 0 | 0 | 0 | 0 | 0 | 0
00 Ret.ExistDSI & SNCR & WetFGD & HRI | 0 | 0 | 0 | 0 | 0 | 0 | 0 | 0
00 Ret.ExistDSI & WetFGD | 0 | 0 | 0 | 0 | 0 | 0 | 0 | 0
00 Ret.ExistDSI & WetFGD & ACI | 0 | 0 | 0 | 0 | 0 | 0 | 0 | 0
00 Ret.ExistDSI & WetFGD & ACI & HRI | 0 | 0 | 0 | 0 | 0 | 0 | 0 | 0
00 Ret.ExistDSI & WetFGD & HRI | 0 | 0 | 0 | 0 | 0 | 0 | 0 | 0
00 Ret.ExistDSI_ACI & SNCR & DryFGD & CCS | 0 | 0 | 0 | 0 | 0 | 0 | 0 | 0
00 Ret.ExistDSI_ACI & SNCR & WetFGD & CCS | 0 | 0 | 0 | 0 | 0 | 0 | 0 | 0
00 Ret.ExistSCR_ACI & DryFGD | 0 | 0 | 0 | 0 | 0 | 0 | 0 | 0
00 Ret.ExistSCR_ACI & DryFGD & CCS | 0 | 0 | 0 | 0 | 0 | 0 | 0 | 0
00 Ret.ExistSCR_ACI & DryFGD & HRI | 0 | 0 | 0 | 0 | 0 | 0 | 0 | 0
00 Ret.ExistSCR_ACI & DryFGD & HRI & CCS | 0 | 0 | 0 | 0 | 0 | 0 | 0 | 0
00 Ret.ExistSCR_ACI & DSI | 302 | 0 | 0 | 0 | 0 | 0 | 0 | 0
00 Ret.ExistSCR_ACI & DSI & HRI | 0 | 0 | 0 | 0 | 0 | 0 | 0 | 0
00 Ret.ExistSCR_ACI & HRI | 0 | 0 | 0 | 0 | 0 | 0 | 0 | 0
00 Ret.ExistSCR_ACI & WetFGD | 0 | 0 | 0 | 0 | 0 | 0 | 0 | 0
00 Ret.ExistSCR_ACI & WetFGD & CCS | 0 | 0 | 0 | 0 | 0 | 0 | 0 | 0
00 Ret.ExistSCR_ACI & WetFGD & HRI | 0 | 0 | 0 | 0 | 0 | 0 | 0 | 0
00 Ret.ExistSCR_ACI & WetFGD & HRI & CCS | 0 | 0 | 0 | 0 | 0 | 0 | 0 | 0
00 Ret.ExistSCR_ACI_DSI & DryFGD | 0 | 0 | 0 | 0 | 0 | 0 | 0 | 0
00 Ret.ExistSCR_ACI_DSI & DryFGD & HRI | 0 | 0 | 0 | 0 | 0 | 0 | 0 | 0
00 Ret.ExistSCR_ACI_DSI & HRI | 0 | 0 | 0 | 0 | 0 | 0 | 0 | 0
00 Ret.ExistSCR_ACI_DSI & WetFGD | 0 | 0 | 0 | 0 | 0 | 0 | 0 | 0
00 Ret.ExistSCR_ACI_DSI & WetFGD & HRI | 0 | 0 | 0 | 0 | 0 | 0 | 0 | 0
00 Ret.ExistSCR_DryFGD & ACI | 0 | 0 | 0 | 0 | 0 | 0 | 0 | 0
00 Ret.ExistSCR_DryFGD & HRI | 0 | 0 | 0 | 0 | 0 | 0 | 0 | 0
00 Ret.ExistSCR_DryFGD & HRI & CCS | 0 | 0 | 0 | 0 | 0 | 0 | 0 | 0
00 Ret.ExistSCR_DryFGD_ACI & CCS | 0 | 0 | 176.2032 | 0 | 0 | 0 | 0 | 0
00 Ret.ExistSCR_DryFGD_ACI & HRI | 0 | 0 | 0 | 0 | 0 | 0 | 0 | 0
00 Ret.ExistSCR_DryFGD_ACI & HRI & CCS | 0 | 0 | 0 | 0 | 0 | 0 | 0 | 0
00 Ret.ExistSCR_DryFGD_ACI_DSI & CCS | 0 | 0 | 0 | 0 | 0 | 0 | 0 | 0
00 Ret.ExistSCR_DryFGD_ACI_DSI & HRI | 0 | 0 | 0 | 0 | 0 | 0 | 0 | 0
00 Ret.ExistSCR_DryFGD_ACI_DSI & HRI & CCS | 0 | 0 | 0 | 0 | 0 | 0 | 0 | 0
00 Ret.ExistSCR_DryFGD_DSI & ACI | 0 | 0 | 0 | 0 | 0 | 0 | 0 | 0
00 Ret.ExistSCR_WetFGD & ACI | 0 | 0 | 0 | 0 | 0 | 0 | 0 | 0
00 Ret.ExistSCR_WetFGD & HRI | 0 | 0 | 0 | 0 | 0 | 0 | 0 | 0
00 Ret.ExistSCR_WetFGD & HRI & CCS | 0 | 0 | 0 | 0 | 0 | 0 | 0 | 0
00 Ret.ExistSCR_WetFGD_ACI & CCS | 0 | 0 | 635.2991 | 0 | 0 | 0 | 0 | 0
00 Ret.ExistSCR_WetFGD_ACI & HRI | 0 | 0 | 0 | 0 | 0 | 0 | 0 | 0
00 Ret.ExistSCR_WetFGD_ACI & HRI & CCS | 0 | 0 | 0 | 0 | 0 | 0 | 0 | 0
00 Ret.ExistSCR_WetFGD_ACI_DSI & CCS | 0 | 0 | 0 | 0 | 0 | 0 | 0 | 0
00 Ret.ExistSCR_WetFGD_ACI_DSI & HRI | 0 | 0 | 0 | 0 | 0 | 0 | 0 | 0
00 Ret.ExistSCR_WetFGD_ACI_DSI & HRI & CCS | 0 | 0 | 0 | 0 | 0 | 0 | 0 | 0
00 Ret.ExistSCR_WetFGD_DSI & ACI | 0 | 0 | 0 | 0 | 0 | 0 | 0 | 0
00 Ret.ExistSCR_WetFGD_DSI & HRI | 0 | 0 | 0 | 0 | 0 | 0 | 0 | 0
00 Ret.ExistSCR_WetFGD_DSI & HRI & CCS | 0 | 0 | 0 | 0 | 0 | 0 | 0 | 0
00 Ret.ExistSNCR_ACI & DryFGD | 0 | 0 | 0 | 0 | 0 | 0 | 0 | 0
00 Ret.ExistSNCR_ACI & DryFGD & CCS | 0 | 0 | 0 | 0 | 0 | 0 | 0 | 0
00 Ret.ExistSNCR_ACI & DryFGD & HRI | 0 | 0 | 0 | 0 | 0 | 0 | 0 | 0
00 Ret.ExistSNCR_ACI & DryFGD & HRI & CCS | 0 | 0 | 0 | 0 | 0 | 0 | 0 | 0
00 Ret.ExistSNCR_ACI & DSI & HRI | 0 | 0 | 0 | 0 | 0 | 0 | 0 | 0
00 Ret.ExistSNCR_ACI & HRI | 0 | 0 | 0 | 0 | 0 | 0 | 0 | 0
00 Ret.ExistSNCR_ACI & WetFGD | 0 | 0 | 0 | 0 | 0 | 0 | 0 | 0
00 Ret.ExistSNCR_ACI & WetFGD & CCS | 0 | 0 | 0 | 0 | 0 | 0 | 0 | 0
00 Ret.ExistSNCR_ACI & WetFGD & HRI | 0 | 0 | 0 | 0 | 0 | 0 | 0 | 0
00 Ret.ExistSNCR_ACI & WetFGD & HRI & CCS | 0 | 0 | 0 | 0 | 0 | 0 | 0 | 0
00 Ret.ExistSNCR_ACI_DSI & DryFGD | 0 | 0 | 0 | 0 | 0 | 0 | 0 | 0
00 Ret.ExistSNCR_ACI_DSI & DryFGD & CCS | 0 | 0 | 0 | 0 | 0 | 0 | 0 | 0
00 Ret.ExistSNCR_ACI_DSI & DryFGD & HRI | 0 | 0 | 0 | 0 | 0 | 0 | 0 | 0
00 Ret.ExistSNCR_ACI_DSI & DryFGD & HRI & CCS | 0 | 0 | 0 | 0 | 0 | 0 | 0 | 0
00 Ret.ExistSNCR_ACI_DSI & HRI | 0 | 0 | 0 | 0 | 0 | 0 | 0 | 0
00 Ret.ExistSNCR_ACI_DSI & WetFGD | 0 | 0 | 0 | 0 | 0 | 0 | 0 | 0
00 Ret.ExistSNCR_ACI_DSI & WetFGD & CCS | 0 | 0 | 0 | 0 | 0 | 0 | 0 | 0
00 Ret.ExistSNCR_ACI_DSI & WetFGD & HRI | 0 | 0 | 0 | 0 | 0 | 0 | 0 | 0
00 Ret.ExistSNCR_ACI_DSI & WetFGD & HRI & CCS | 0 | 0 | 0 | 0 | 0 | 0 | 0 | 0
00 Ret.ExistSNCR_DryFGD & HRI | 0 | 0 | 0 | 0 | 0 | 0 | 0 | 0
00 Ret.ExistSNCR_DryFGD_ACI & CCS | 0 | 0 | 0 | 0 | 0 | 0 | 0 | 0
00 Ret.ExistSNCR_DryFGD_ACI & HRI | 0 | 0 | 0 | 0 | 0 | 0 | 0 | 0
00 Ret.ExistSNCR_DryFGD_ACI & HRI & CCS | 0 | 0 | 0 | 0 | 0 | 0 | 0 | 0
00 Ret.ExistSNCR_WetFGD & ACI | 0 | 0 | 0 | 0 | 0 | 0 | 0 | 0
00 Ret.ExistSNCR_WetFGD & HRI | 0 | 0 | 0 | 0 | 0 | 0 | 0 | 0
00 Ret.ExistSNCR_WetFGD & HRI & CCS | 0 | 0 | 0 | 0 | 0 | 0 | 0 | 0
00 Ret.ExistSNCR_WetFGD_ACI & CCS | 0 | 0 | 206.8287 | 0 | 0 | 0 | 0 | 0
00 Ret.ExistSNCR_WetFGD_ACI & HRI | 0 | 0 | 0 | 0 | 0 | 0 | 0 | 0
00 Ret.ExistSNCR_WetFGD_ACI & HRI & CCS | 0 | 0 | 0 | 0 | 0 | 0 | 0 | 0
00 Ret.ExistSNCR_WetFGD_ACI_DSI & CCS | 0 | 0 | 0 | 0 | 0 | 0 | 0 | 0
00 Ret.ExistSNCR_WetFGD_ACI_DSI & HRI | 0 | 0 | 0 | 0 | 0 | 0 | 0 | 0
00 Ret.ExistSNCR_WetFGD_ACI_DSI & HRI & CCS | 0 | 0 | 0 | 0 | 0 | 0 | 0 | 0
00 Ret.ExistWetFGD & ACI | 0 | 0 | 0 | 0 | 0 | 0 | 0 | 0
00 Ret.ExistWetFGD & ACI & CCS | 0 | 0 | 0 | 0 | 0 | 0 | 0 | 0
00 Ret.ExistWetFGD & ACI & HRI | 0 | 0 | 0 | 0 | 0 | 0 | 0 | 0
00 Ret.ExistWetFGD & ACI & HRI & CCS | 0 | 0 | 0 | 0 | 0 | 0 | 0 | 0
00 Ret.ExistWetFGD & ACI & SCR | 0 | 0 | 0 | 0 | 0 | 0 | 0 | 0
00 Ret.ExistWetFGD & ACI & SCR & CCS | 0 | 0 | 0 | 0 | 0 | 0 | 0 | 0
00 Ret.ExistWetFGD & ACI & SCR & HRI | 0 | 0 | 0 | 0 | 0 | 0 | 0 | 0
00 Ret.ExistWetFGD & ACI & SCR & HRI & CCS | 0 | 0 | 0 | 0 | 0 | 0 | 0 | 0
00 Ret.ExistWetFGD & ACI & SNCR | 0 | 0 | 0 | 0 | 0 | 0 | 0 | 0
00 Ret.ExistWetFGD & ACI & SNCR & HRI | 0 | 0 | 0 | 0 | 0 | 0 | 0 | 0
00 Ret.ExistWetFGD & ACI & SNCR & HRI & CCS | 0 | 0 | 0 | 0 | 0 | 0 | 0 | 0
00 Ret.ExistWetFGD & CCS | 0 | 0 | 0 | 0 | 0 | 0 | 0 | 0
00 Ret.ExistWetFGD & HRI | 0 | 0 | 0 | 0 | 0 | 0 | 0 | 0
00 Ret.ExistWetFGD & HRI & CCS | 0 | 0 | 0 | 0 | 0 | 0 | 0 | 0
00 Ret.ExistWetFGD & SCR | 425 | 0 | 0 | 0 | 0 | 0 | 0 | 0
00 Ret.ExistWetFGD & SCR & CCS | 0 | 0 | 0 | 0 | 0 | 0 | 0 | 0
00 Ret.ExistWetFGD & SCR & HRI | 0 | 0 | 0 | 0 | 0 | 0 | 0 | 0
00 Ret.ExistWetFGD & SCR & HRI & CCS | 0 | 0 | 0 | 0 | 0 | 0 | 0 | 0
00 Ret.ExistWetFGD & SNCR | 0 | 0 | 0 | 0 | 0 | 0 | 0 | 0
00 Ret.ExistWetFGD & SNCR & CCS | 0 | 0 | 0 | 0 | 0 | 0 | 0 | 0
00 Ret.ExistWetFGD & SNCR & HRI | 0 | 0 | 0 | 0 | 0 | 0 | 0 | 0
00 Ret.ExistWetFGD & SNCR & HRI & CCS | 0 | 0 | 0 | 0 | 0 | 0 | 0 | 0
00 Ret.ExistWetFGD_ACI & CCS | 0 | 0 | 77.4212 | 0 | 0 | 0 | 0 | 0
00 Ret.ExistWetFGD_ACI & HRI | 0 | 0 | 0 | 0 | 0 | 0 | 0 | 0
00 Ret.ExistWetFGD_ACI & HRI & CCS | 0 | 0 | 0 | 0 | 0 | 0 | 0 | 0
00 Ret.ExistWetFGD_ACI & SCR | 565 | 646.238 | 0 | 14.7944 | 0 | 0 | 0 | 0
00 Ret.ExistWetFGD_ACI & SCR & CCS | 0 | 0 | 341.2053 | 0 | 0 | 0 | 0 | 0
00 Ret.ExistWetFGD_ACI & SCR & HRI | 0 | 0 | 0 | 0 | 0 | 0 | 0 | 0
00 Ret.ExistWetFGD_ACI & SCR & HRI & CCS | 0 | 0 | 0 | 0 | 0 | 0 | 0 | 0
00 Ret.ExistWetFGD_ACI & SNCR | 742.285 | 78.0773 | 0 | 0 | 0 | 0 | 0 | 0
00 Ret.ExistWetFGD_ACI & SNCR & CCS | 0 | 0 | 0 | 0 | 0 | 0 | 0 | 0
00 Ret.ExistWetFGD_ACI & SNCR & HRI | 0 | 0 | 0 | 0 | 0 | 0 | 0 | 0
00 Ret.ExistWetFGD_ACI & SNCR & HRI & CCS | 0 | 0 | 0 | 0 | 0 | 0 | 0 | 0
00 Ret.ExistWetFGD_ACI_DSI & CCS | 0 | 0 | 0 | 0 | 0 | 0 | 0 | 0
00 Ret.ExistWetFGD_ACI_DSI & HRI | 0 | 0 | 0 | 0 | 0 | 0 | 0 | 0
00 Ret.ExistWetFGD_ACI_DSI & HRI & CCS | 0 | 0 | 0 | 0 | 0 | 0 | 0 | 0
00 Ret.ExistWetFGD_ACI_DSI & SCR | 0 | 0 | 0 | 0 | 0 | 0 | 0 | 0
00 Ret.ExistWetFGD_ACI_DSI & SCR & CCS | 0 | 0 | 0 | 0 | 0 | 0 | 0 | 0
00 Ret.ExistWetFGD_ACI_DSI & SCR & HRI | 0 | 0 | 0 | 0 | 0 | 0 | 0 | 0
00 Ret.ExistWetFGD_ACI_DSI & SCR & HRI & CCS | 0 | 0 | 0 | 0 | 0 | 0 | 0 | 0
00 Ret.ExistWetFGD_ACI_DSI & SNCR | 0 | 0 | 0 | 0 | 0 | 0 | 0 | 0
00 Ret.ExistWetFGD_ACI_DSI & SNCR & CCS | 0 | 0 | 0 | 0 | 0 | 0 | 0 | 0
00 Ret.ExistWetFGD_ACI_DSI & SNCR & HRI | 0 | 0 | 0 | 0 | 0 | 0 | 0 | 0
00 Ret.ExistWetFGD_ACI_DSI & SNCR & HRI & CCS | 0 | 0 | 0 | 0 | 0 | 0 | 0 | 0
00 Ret.ExistWetFGD_DSI & HRI | 0 | 0 | 0 | 0 | 0 | 0 | 0 | 0
00 Ret.ExistWetFGD_DSI & SCR | 0 | 0 | 0 | 0 | 0 | 0 | 0 | 0
00 Ret.ExistWetFGD_DSI & SCR & HRI | 0 | 0 | 0 | 0 | 0 | 0 | 0 | 0
00 Ret.ExistWetFGD_DSI & SNCR | 0 | 0 | 0 | 0 | 0 | 0 | 0 | 0
00 Ret.ExistWetFGD_SCR & ACI & CCS | 0 | 0 | 0 | 0 | 0 | 0 | 0 | 0
00 Ret.ExistWetFGD_DSI & SNCR & HRI | 0 | 0 | 0 | 0 | 0 | 0 | 0 | 0
00 Ret.ExistWetFGD_SCR & ACI & HRI | 0 | 0 | 0 | 0 | 0 | 0 | 0 | 0
00 Ret.ExistWetFGD_SCR & ACI & HRI & CCS | 0 | 0 | 0 | 0 | 0 | 0 | 0 | 0
00 Ret.ExistWetFGD_SCR & CCS | 0 | 0 | 828.7067 | 0 | 0 | 0 | 0 | 0
00 Ret.ExistWetFGD_SCR_DSI & ACI & CCS | 0 | 0 | 0 | 0 | 0 | 0 | 0 | 0
00 Ret.ExistWetFGD_SCR_DSI & ACI & HRI | 0 | 0 | 0 | 0 | 0 | 0 | 0 | 0
00 Ret.ExistWetFGD_SCR_DSI & ACI & HRI & CCS | 0 | 0 | 0 | 0 | 0 | 0 | 0 | 0
00 Ret.ExistWetFGD_SCR_DSI & CCS | 0 | 0 | 0 | 0 | 0 | 0 | 0 | 0
00 Ret.ExistWetFGD_SNCR & ACI & HRI | 0 | 0 | 0 | 0 | 0 | 0 | 0 | 0
00 Ret.ExistWetFGD_SNCR & CCS | 0 | 0 | 0 | 0 | 0 | 0 | 0 | 0
00 Ret.HRI | 0 | 0 | 0 | 0 | 0 | 0 | 0 | 0
00 Ret.SCR | 0 | 0 | 0 | 0 | 0 | 0 | 0 | 0
00 Ret.SCR & DryFGD | 0 | 0 | 0 | 0 | 0 | 0 | 0 | 0
00 Ret.SCR & DryFGD & ACI | 0 | 0 | 0 | 0 | 0 | 0 | 0 | 0
00 Ret.SCR & DryFGD & CCS | 0 | 0 | 0 | 0 | 0 | 0 | 0 | 0
00 Ret.SCR & DryFGD & HRI | 0 | 0 | 0 | 0 | 0 | 0 | 0 | 0
00 Ret.SCR & DSI | 0 | 0 | 0 | 0 | 0 | 0 | 0 | 0
00 Ret.SCR & DSI & DryFGD | 0 | 0 | 0 | 0 | 0 | 0 | 0 | 0
00 Ret.SCR & DSI & DryFGD & HRI | 0 | 0 | 0 | 0 | 0 | 0 | 0 | 0
00 Ret.SCR & DSI & HRI | 0 | 0 | 0 | 0 | 0 | 0 | 0 | 0
00 Ret.SCR & DSI & WetFGD | 0 | 0 | 0 | 0 | 0 | 0 | 0 | 0
00 Ret.SCR & DSI & WetFGD & HRI | 0 | 0 | 0 | 0 | 0 | 0 | 0 | 0
00 Ret.SCR & HRI | 0 | 0 | 0 | 0 | 0 | 0 | 0 | 0
00 Ret.SCR & WetFGD | 0 | 0 | 0 | 0 | 0 | 0 | 0 | 0
00 Ret.SCR & WetFGD & ACI | 0 | 0 | 0 | 0 | 0 | 0 | 0 | 0
00 Ret.SCR & WetFGD & CCS | 0 | 0 | 0 | 0 | 0 | 0 | 0 | 0
00 Ret.SCR & WetFGD & HRI | 0 | 0 | 0 | 0 | 0 | 0 | 0 | 0
00 Ret.SNCR | 0 | 0 | 0 | 0 | 0 | 0 | 0 | 0
00 Ret.SNCR & DryFGD | 0 | 0 | 0 | 0 | 0 | 0 | 0 | 0
00 Ret.SNCR & DryFGD & ACI | 0 | 0 | 0 | 0 | 0 | 0 | 0 | 0
00 Ret.SNCR & DryFGD & ACI & HRI | 0 | 0 | 0 | 0 | 0 | 0 | 0 | 0
00 Ret.SNCR & DryFGD & CCS | 0 | 0 | 0 | 0 | 0 | 0 | 0 | 0
00 Ret.SNCR & DryFGD & HRI | 0 | 0 | 0 | 0 | 0 | 0 | 0 | 0
00 Ret.SNCR & DSI | 0 | 0 | 0 | 0 | 0 | 0 | 0 | 0
00 Ret.SNCR & DSI & HRI | 0 | 0 | 0 | 0 | 0 | 0 | 0 | 0
00 Ret.SNCR & HRI | 0 | 0 | 0 | 0 | 0 | 0 | 0 | 0
00 Ret.SNCR & WetFGD | 0 | 0 | 0 | 0 | 0 | 0 | 0 | 0
00 Ret.SNCR & WetFGD & ACI | 0 | 0 | 0 | 0 | 0 | 0 | 0 | 0
00 Ret.SNCR & WetFGD & ACI & HRI | 0 | 0 | 0 | 0 | 0 | 0 | 0 | 0
00 Ret.SNCR & WetFGD & CCS | 0 | 0 | 0 | 0 | 0 | 0 | 0 | 0
00 Ret.SNCR & WetFGD & HRI | 0 | 0 | 0 | 0 | 0 | 0 | 0 | 0
00 Ret.WetFGD | 0 | 0 | 0 | 0 | 0 | 0 | 0 | 0
00 Ret.WetFGD & CCS | 0 | 0 | 0 | 0 | 0 | 0 | 0 | 0
00 Ret.WetFGD & HRI | 0 | 0 | 0 | 0 | 0 | 0 | 0 | 0
00 Ret.FB & ACI | 0 | 0 | 0 | 0 | 0 | 0 | 0 | 0
00 Ret.FB & ACI & DryFGD & HRI | 0 | 0 | 0 | 0 | 0 | 0 | 0 | 0
00 Ret.FB & ACI & HRI | 0 | 0 | 0 | 0 | 0 | 0 | 0 | 0
00 Ret.FB & HRI | 0 | 0 | 0 | 0 | 0 | 0 | 0 | 0
00 Ret.FB DryFGD | 0 | 0 | 0 | 0 | 0 | 0 | 0 | 0
00 Ret.FB DryFGD & ACI | 0 | 0 | 0 | 0 | 0 | 0 | 0 | 0
00 Ret.FB DryFGD & ACI & HRI | 0 | 0 | 0 | 0 | 0 | 0 | 0 | 0
00 Ret.FB DryFGD & HRI | 0 | 0 | 0 | 0 | 0 | 0 | 0 | 0
00 Ret.FB DryFGD & SNCR | 0 | 0 | 0 | 0 | 0 | 0 | 0 | 0
00 Ret.FB DryFGD & SNCR & HRI | 0 | 0 | 0 | 0 | 0 | 0 | 0 | 0
00 Ret.FB SNCR & DryFGD & ACI | 0 | 0 | 0 | 0 | 0 | 0 | 0 | 0
00 Ret.FB SNCR & DryFGD & ACI & HRI | 0 | 0 | 0 | 0 | 0 | 0 | 0 | 0
00 Ret.FB-ACI & SNCR | 0 | 0 | 0 | 0 | 0 | 0 | 0 | 0
00 Ret.FB-ACI & SNCR & HRI | 0 | 0 | 0 | 0 | 0 | 0 | 0 | 0
00 Ret.FB-ACI & SNCR & HRI & CCS | 0 | 0 | 0 | 0 | 0 | 0 | 0 | 0
00 Ret.FB-Exist ACI & DryFGD | 0 | 0 | 0 | 0 | 0 | 0 | 0 | 0
00 Ret.FB-Exist ACI & DryFGD & HRI | 0 | 0 | 0 | 0 | 0 | 0 | 0 | 0
00 Ret.FB-Exist ACI & DryFGD & SNCR | 0 | 0 | 0 | 0 | 0 | 0 | 0 | 0
00 Ret.FB-Exist ACI & DryFGD & SNCR & HRI | 0 | 0 | 0 | 0 | 0 | 0 | 0 | 0
00 Ret.FB-Exist ACI & SNCR | 0 | 0 | 0 | 0 | 0 | 0 | 0 | 0
00 Ret.FB-Exist ACI & SNCR & HRI | 0 | 0 | 0 | 0 | 0 | 0 | 0 | 0
00 Ret.FB-Exist ACI_DSI & DryFGD & SNCR | 0 | 0 | 0 | 0 | 0 | 0 | 0 | 0
00 Ret.FB-Exist ACI_DSI & SNCR | 0 | 0 | 0 | 0 | 0 | 0 | 0 | 0
00 Ret.FB-ExistACI & HRI | 0 | 0 | 0 | 0 | 0 | 0 | 0 | 0
00 Ret.FB-ExistACI_DSI & DryFGD | 0 | 0 | 0 | 0 | 0 | 0 | 0 | 0
00 Ret.FB-ExistACI_DSI & DryFGD & HRI | 0 | 0 | 0 | 0 | 0 | 0 | 0 | 0
00 Ret.FB-ExistACI_DSI & DryFGD & SNCR | 0 | 0 | 0 | 0 | 0 | 0 | 0 | 0
00 Ret.FB-ExistACI_DSI & DryFGD & SNCR & HRI | 0 | 0 | 0 | 0 | 0 | 0 | 0 | 0
00 Ret.FB-ExistACI_DSI & HRI | 0 | 0 | 0 | 0 | 0 | 0 | 0 | 0
00 Ret.FB-ExistACI_DSI & SNCR & HRI | 0 | 0 | 0 | 0 | 0 | 0 | 0 | 0
00 Ret.FB-ExistDryFGD_ACI & HRI | 0 | 0 | 0 | 0 | 0 | 0 | 0 | 0
00 Ret.FB-ExistDryFGD_ACI & SNCR | 0 | 0 | 0 | 0 | 0 | 0 | 0 | 0
00 Ret.FB-ExistDryFGD_ACI & SNCR & HRI | 0 | 0 | 0 | 0 | 0 | 0 | 0 | 0
00 Ret.FB-ExistDryFGD_DSI & HRI | 0 | 0 | 0 | 0 | 0 | 0 | 0 | 0
00 Ret.FB-ExistDryFGD_DSI & SNCR | 0 | 0 | 0 | 0 | 0 | 0 | 0 | 0
00 Ret.FB-ExistDryFGD_DSI & SNCR & HRI | 0 | 0 | 0 | 0 | 0 | 0 | 0 | 0
00 Ret.FB-ExistDryFGD_SNCR & HRI | 0 | 0 | 0 | 0 | 0 | 0 | 0 | 0
00 Ret.FB-ExistDryFGD_SNCR_ACI & HRI | 0 | 0 | 0 | 0 | 0 | 0 | 0 | 0
00 Ret.FB-ExistDryFGD_SNCR_ACI_DSI & HRI | 0 | 0 | 0 | 0 | 0 | 0 | 0 | 0
00 Ret.FB-ExistDryFGD_SNCR_DSI & HRI | 0 | 0 | 0 | 0 | 0 | 0 | 0 | 0
00 Ret.FB-ExistDSI & ACI | 0 | 0 | 0 | 0 | 0 | 0 | 0 | 0
00 Ret.FB-ExistDSI & ACI & HRI | 0 | 0 | 0 | 0 | 0 | 0 | 0 | 0
00 Ret.FB-ExistDSI & ACI & SNCR | 0 | 0 | 0 | 0 | 0 | 0 | 0 | 0
00 Ret.FB-ExistDSI & ACI & SNCR & HRI | 0 | 0 | 0 | 0 | 0 | 0 | 0 | 0
00 Ret.FB-ExistDSI & DryFGD | 0 | 0 | 0 | 0 | 0 | 0 | 0 | 0
00 Ret.FB-ExistDSI & DryFGD & ACI | 0 | 0 | 0 | 0 | 0 | 0 | 0 | 0
00 Ret.FB-ExistDSI & DryFGD & ACI & HRI | 0 | 0 | 0 | 0 | 0 | 0 | 0 | 0
00 Ret.FB-ExistDSI & DryFGD & HRI | 0 | 0 | 0 | 0 | 0 | 0 | 0 | 0
00 Ret.FB-ExistDSI & DryFGD & SNCR | 0 | 0 | 0 | 0 | 0 | 0 | 0 | 0
00 Ret.FB-ExistDSI & DryFGD & SNCR & HRI | 0 | 0 | 0 | 0 | 0 | 0 | 0 | 0
00 Ret.FB-ExistDSI & HRI | 0 | 0 | 0 | 0 | 0 | 0 | 0 | 0
00 Ret.FB-ExistDSI & SNCR | 0 | 0 | 0 | 0 | 0 | 0 | 0 | 0
00 Ret.FB-ExistDSI & SNCR & DryFGD & ACI | 0 | 0 | 0 | 0 | 0 | 0 | 0 | 0
00 Ret.FB-ExistDSI & SNCR & DryFGD & ACI & HRI | 0 | 0 | 0 | 0 | 0 | 0 | 0 | 0
00 Ret.FB-ExistDSI & SNCR & HRI | 0 | 0 | 0 | 0 | 0 | 0 | 0 | 0
00 Ret.FB-ExistSNCR & DryFGD | 0 | 0 | 0 | 0 | 0 | 0 | 0 | 0
00 Ret.FB-ExistSNCR & DryFGD & ACI | 0 | 0 | 0 | 0 | 0 | 0 | 0 | 0
00 Ret.FB-ExistSNCR & DryFGD & HRI | 0 | 0 | 0 | 0 | 0 | 0 | 0 | 0
00 Ret.FB-ExistSNCR & HRI | 0 | 0 | 0 | 0 | 0 | 0 | 0 | 0
00 Ret.FB-ExistSNCR_ACI_DSI & DryFGD | 0 | 0 | 0 | 0 | 0 | 0 | 0 | 0
00 Ret.FB-ExistSNCR_ACI_DSI & DryFGD & HRI | 0 | 0 | 0 | 0 | 0 | 0 | 0 | 0
00 Ret.FB-ExistSNCR_ACI_DSI & HRI | 0 | 0 | 0 | 0 | 0 | 0 | 0 | 0
00 Ret.FB-ExistSNCR_DryFGD & HRI | 0 | 0 | 0 | 0 | 0 | 0 | 0 | 0
00 Ret.FB-ExistSNCR_DryFGD_ACI & HRI | 0 | 0 | 0 | 0 | 0 | 0 | 0 | 0
00 Ret.FB-ExistSNCR_DSI & ACI | 0 | 0 | 0 | 0 | 0 | 0 | 0 | 0
00 Ret.FB-ExistSNCR_DSI & ACI & DryFGD | 0 | 0 | 0 | 0 | 0 | 0 | 0 | 0
00 Ret.FB-ExistSNCR_DSI & ACI & DryFGD & HRI | 0 | 0 | 0 | 0 | 0 | 0 | 0 | 0
00 Ret.FB-ExistSNCR_DSI & ACI & HRI | 0 | 0 | 0 | 0 | 0 | 0 | 0 | 0
00 Ret.FB-ExistSNCR_DSI & DryFGD | 0 | 0 | 0 | 0 | 0 | 0 | 0 | 0
00 Ret.FB-ExistSNCR_DSI & DryFGD & HRI | 0 | 0 | 0 | 0 | 0 | 0 | 0 | 0
00 Ret.FB-ExistSNCR_DSI & HRI | 0 | 0 | 0 | 0 | 0 | 0 | 0 | 0
00 Ret.FB-ExistSNCR_WetFGD & ACI | 0 | 0 | 0 | 0 | 0 | 0 | 0 | 0
00 Ret.FB-ExistSNCR_WetFGD & HRI | 0 | 0 | 0 | 0 | 0 | 0 | 0 | 0
00 Ret.FB-ExistWetFGD_DSI & HRI | 0 | 0 | 0 | 0 | 0 | 0 | 0 | 0
00 Ret.FB-ExistWetFGD_DSI & SNCR | 0 | 0 | 0 | 0 | 0 | 0 | 0 | 0
00 Ret.FB-ExistWetFGD_DSI & SNCR & HRI | 0 | 0 | 0 | 0 | 0 | 0 | 0 | 0
00 Ret.FB-ExistWetFGD_SNCR & ACI & HRI | 0 | 0 | 0 | 0 | 0 | 0 | 0 | 0
00 Ret.FB-SNCR | 0 | 0 | 0 | 0 | 0 | 0 | 0 | 0
00 Ret.FB-SNCR & HRI | 0 | 0 | 0 | 0 | 0 | 0 | 0 | 0
00 Ret.Oil/Gas Steam SCR | 0 | 0 | 0 | 0 | 0 | 0 | 0 | 0
00 CC Retirement | 0 | 3909.2779 | 0 | 328 | 0 | 0 | 0 | 0
00 CT Retirement | 0 | 2456.4069 | 14.4 | 344.6 | 288 | 0 | 0 | 1269.3104
00 O/G Retirement | 114.4752 | 7603.4988 | 0 | 927.9229 | 375.7696 | 582 | 528.8998 | 1609.4517
00 Coal Retirement | 0.52478 | 43785.702 | 1720 | 7435.0196 | 6148.5711 | 4515.7223 | 2547.9986 | 25821.0447
00 IGCC Retirement | 0 | 913.2 | 0 | 0 | 0 | 0 | 595 | 0
00 Nuke Retirement | 0 | 17965.3071 | 1119 | 6562.4969 | 0 | 0 | 1123 | 8409.2051
00 Biomass Retirement | 0 | 3266.5 | 0 | 0 | 80.4 | 0 | 7.6 | 38.4
00 Fossil_Other Retirement | 0 | 0 | 0 | 0 | 0 | 0 | 0 | 0
00 Fuel Cell Retirement | 0 | 0 | 0 | 0 | 0 | 0 | 0 | 0
00 Geothermal Retirement | 0 | 7.6 | 0 | 0 | 0 | 0 | 0 | 0
00 Hydro Retirement | 0 | 0 | 0 | 0 | 0 | 0 | 0 | 0
00 Landfill Gas Retirement | 0 | 0 | 0 | 0 | 0 | 0 | 0 | 0
00 Non Fossil_Other Retirement | 0 | 0 | 0 | 0 | 0 | 0 | 0 | 0
Total | 88528.3412 | 110537.9527 | 35497.8744 | 122428.1121 | 60253.3843 | 78206.6304 | 129713.845 | 200290.0821
12. Generation by Capacity Reporting Type [GWh]
00 New Combined Cycle | 96598.5399 | 105326.1039 | 117060.7459 | 127432.6646 | 285358.7844 | 445613.8596 | 616512.5855 | 791881.8696
00 New Combined Cycle with Carbon Capture | 0 | 0 | 0 | 0 | 0 | 0 | 0 | 0
00 New Combustion Turbine | 757.4786 | 1241.6754 | 1311.2102 | 1681.6381 | 10764.3988 | 18084.219 | 22973.0951 | 31689.5914
00 New Hydro | 29651.878 | 42262.5392 | 47079.9365 | 47817.1481 | 50185.9541 | 51517.5534 | 51517.5535 | 51517.5535
00 New Nuclear | 0 | 0 | 0 | 0 | 0 | 0 | 0 | 0
00 New Biomass | 3.4311 | 33.0602 | 110.8951 | 35.5582 | 143.9483 | 143.9483 | 139.1136 | 139.1136
00 New Geothermal | 3599.6452 | 4491.0426 | 4576.8796 | 4576.8796 | 4576.8796 | 4576.8796 | 4576.8796 | 4576.8796
00 New Landfill Gas | 285.4008 | 285.4008 | 285.4008 | 272.7965 | 272.7965 | 272.7864 | 272.7864 | 272.7864
00 New Battery Storage | 1378.0199 | 1480.4575 | 4614.6462 | 13334.4418 | 19381.3428 | 34387.2458 | 32479.54 | 52704.3647
00 New Offshore Wind | 0 | 1388.4954 | 1388.4954 | 34290.3886 | 70704.4654 | 70704.4654 | 87433.5201 | 185723.2368
00 New Onshore Wind | 131757.7691 | 152794.2289 | 174222.1501 | 336959.5129 | 339456.3756 | 369133.6842 | 586527.7899 | 714482.2559
00 New Solar PV | 46702.0473 | 76707.9731 | 108285.7201 | 190211.4715 | 204693.4011 | 235385.037 | 290202.7578 | 365029.9006
00 New Solar Thermal | 0 | 0 | 0 | 0 | 0 | 0 | 0 | 0
00 New Fuel Cell | 0 | 0.00435 | 0 | 0.00435 | 0 | 0 | 0 | 0
00 New Ultrasupercritical Coal without CCS | 0 | 0 | 0 | 0 | 0 | 0 | 0 | 0
00 New Ultrasupercritical Coal with 30% CCS | 0 | 0 | 0 | 0 | 0 | 0 | 0 | 0
00 New Ultrasupercritical Coal with 90% CCS | 0 | 0 | 0 | 0 | 0 | 0 | 0 | 0
00 Exist Combined Cycle | 1467627.1425 | 1493267.2871 | 1483920.6953 | 1446713.0255 | 1458793.3103 | 1410785.1174 | 1192230.0914 | 1126029.4303
00 Exist Combustion Turbine | 17364.4009 | 22940.0499 | 25764.1381 | 36438.1553 | 38424.9507 | 28253.5946 | 16640.9002 | 10159.0586
00 Exist Coal Steam_Uncontrolled | 3379.1046 | 3882.2802 | 3746.7045 | 3766.8952 | 3351.4868 | 3120.5011 | 2873.6452 | 2570.5935
00 Exist Coal Steam_ACI | 71605.5805 | 76621.8103 | 78365.235 | 71105.0205 | 61828.4359 | 57442.4171 | 53025.2325 | 49738.8823
00 Exist Coal Steam_ACI_DSI | 10051.3299 | 13884.907 | 15712.5782 | 13837.2171 | 10851.9565 | 11582.3082 | 9928.7835 | 7844.6738
00 Exist Coal Steam_DryFGD | 1004.6699 | 194.0096 | 226.5793 | 211.9942 | 211.9942 | 211.9942 | 211.9942 | 0
00 Exist Coal Steam_DryFGD_ACI | 57839.9931 | 53679.707 | 55392.4666 | 48910.0858 | 38528.4371 | 40732.2937 | 37425.5 | 30567.0545
00 Exist Coal Steam_DryFGD_ACI_DSI | 1988.948 | 1415.3352 | 1298.8626 | 1512.9027 | 1298.8626 | 1298.8626 | 0 | 0
00 Exist Coal Steam_DryFGD_SCR | 2766.3409 | 3138.8114 | 3138.8114 | 3138.8114 | 2952.7507 | 3030.7661 | 2124.2912 | 2124.2912
00 Exist Coal Steam_DryFGD_SCR_ACI | 70371.0617 | 83997.4948 | 83271.608 | 76227.0033 | 74629.9633 | 76176.5189 | 65046.0674 | 54531.3097
00 Exist Coal Steam_DryFGD_SCR_DSI | 864.6345 | 926.7746 | 1745.7446 | 1541.372 | 1341.9116 | 1341.9116 | 1341.9116 | 0
00 Exist Coal Steam_DryFGD_SCR_ACI_DSI | 6961.4426 | 5557.5222 | 6004.0708 | 4873.235 | 4407.3283 | 4829.4892 | 4343.4851 | 3705.1141
00 Exist Coal Steam_DryFGD_SNCR | 0 | 0 | 0 | 0 | 0 | 0 | 0 | 0
00 Exist Coal Steam_DryFGD_SNCR_ACI | 8753.3105 | 9273.6052 | 9362.0889 | 9170.1574 | 8612.1515 | 8452.4844 | 8254.7774 | 4956.7431
00 Exist Coal Steam_DryFGD_SNCR_ACI_DSI | 7026.7655 | 9995.4859 | 10373.4877 | 10625.0498 | 9732.7374 | 10107.4901 | 9162.9296 | 7986.8691
00 Exist Coal Steam_DSI | 3059.5929 | 3488.9606 | 3564.7912 | 3146.5391 | 3146.5391 | 4117.7628 | 4433.5415 | 0
00 Exist Coal Steam_SCR_ACI | 13796.207 | 20453.3012 | 21261.3449 | 18847.8166 | 18963.2244 | 18981.764 | 17319.9197 | 16452.1067
00 Exist Coal Steam_SCR_ACI_DSI | 201.5112 | 925.0501 | 1096.8426 | 1293.3556 | 1142.3246 | 1142.3246 | 1039.9902 | 0
00 Exist Coal Steam_SNCR | 56.9025 | 56.9025 | 56.9025 | 56.9025 | 56.9025 | 56.9025 | 51.763 | 48.8564
00 Exist Coal Steam_SNCR_ACI | 557.03 | 2178.3832 | 2206.9697 | 2206.9697 | 2206.9697 | 2523.7821 | 2523.7821 | 1592.2476
00 Exist Coal Steam_SNCR_ACI_DSI | 0 | 0 | 0 | 0 | 0 | 0 | 162.8606 | 0
00 Exist Coal Steam_WetFGD | 32145.111 | 19690.5331 | 19690.5331 | 19115.1183 | 15972.0143 | 16040.94 | 15562.8979 | 9705.0912
00 Exist Coal Steam_WetFGD_ACI | 64093.7141 | 63509.6811 | 63048.5702 | 53751.0501 | 50119.1456 | 51583.1362 | 49177.5433 | 44736.6026
00 Exist Coal Steam_WetFGD_ACI_DSI | 0 | 1392.7103 | 224.337 | 1334.1108 | 0 | 17.5526 | 0 | 0
00 Exist Coal Steam_WetFGD_DSI | 0 | 0 | 0 | 0 | 0 | 0 | 0 | 0
00 Exist Coal Steam_WetFGD_SCR | 229919.6337 | 266176.1895 | 251282.2838 | 225158.2831 | 174068.2741 | 175840.8322 | 162063.6846 | 94945.35
00 Exist Coal Steam_WetFGD_SCR_DSI | 1617.8883 | 462.2258 | 462.2258 | 2256.2014 | 1624.0321 | 1642.5461 | 1783.8848 | 0
00 Exist Coal Steam_WetFGD_SCR_ACI | 129855.7086 | 144142.2194 | 142768.5972 | 143410.3892 | 128850.6065 | 132020.7017 | 125392.8095 | 107563.1954
00 Exist Coal Steam_WetFGD_SCR_ACI_DSI | 7453.2255 | 13454.7212 | 9676.9239 | 9563.2793 | 5794.5379 | 7306.5503 | 5874.9077 | 5211.5884
00 Exist Coal Steam_WetFGD_SNCR | 7695.5437 | 8081.2596 | 8014.7082 | 7516.9159 | 5296.1073 | 5751.3414 | 5388.4159 | 2887.7183
00 Exist Coal Steam_WetFGD_SNCR_ACI | 35988.3092 | 49842.2069 | 47277.5379 | 41531.2107 | 32192.2637 | 32341.7081 | 30873.696 | 16037.0099
00 Exist Coal Steam_WetFGD_SNCR_ACI_DSI | 0 | 0 | 0 | 0 | 0 | 0 | 0 | 0
00 Exist FBC_Uncontrolled | 449.0814 | 0 | 0 | 0 | 0 | 0 | 0 | 0
00 Exist FBC_WetFGD_SNCR | 239.5895 | 239.5895 | 239.5895 | 239.5895 | 239.5895 | 239.5895 | 239.5895 | 239.5895
00 Exist FBC_WetFGD_DSI | 0 | 0 | 0 | 0 | 0 | 0 | 0 | 0
00 Exist FBC_ACI | 0 | 0 | 0 | 0 | 0 | 0 | 0 | 0
00 Exist FBC_ACI_DSI | 1353.4612 | 1403.2318 | 1529.5442 | 1545.3332 | 1546.3456 | 1529.5442 | 1546.3456 | 1514.2129
00 Exist FBC_DryFGD_ACI | 0 | 473.7335 | 510.3 | 543.2648 | 455.3443 | 0 | 0 | 0
00 Exist FBC_DryFGD_DSI | 0 | 0 | 0 | 0 | 0 | 0 | 0 | 0
00 Exist FBC_DryFGD_SNCR | 0 | 1139.4946 | 1139.4946 | 1196.077 | 1367.0631 | 0 | 0 | 0
00 Exist FBC_DryFGD_SNCR_ACI | 0 | 660.7146 | 660.7146 | 1590.2637 | 1590.2637 | 1581.9041 | 1590.2637 | 1581.9041
00 Exist FBC_DryFGD_SNCR_ACI_DSI | 0 | 0 | 183.3716 | 0 | 113.844 | 276.0017 | 113.844 | 0
00 Exist FBC_DryFGD_SNCR_DSI | 0 | 0 | 0 | 0 | 0 | 0 | 0 | 0
00 Exist FBC_DSI | 1451.4764 | 1512.9081 | 2235.3549 | 2235.3549 | 2104.4351 | 1743.9019 | 1743.9019 | 1021.4551
00 Exist FBC_SNCR | 0 | 0 | 0 | 0 | 0 | 0 | 0 | 0
00 Exist FBC_SNCR_ACI | 29.3331 | 37.5957 | 37.1791 | 43.1075 | 38.2256 | 35.6344 | 32.7138 | 32.7138
00 Exist FBC_SNCR_ACI_DSI | 0 | 0 | 0 | 0 | 734.2397 | 734.2397 | 871.8416 | 734.2397
00 Exist FBC_SNCR_DSI | 374.5647 | 899.4953 | 1167.7425 | 1103.0691 | 1020.6023 | 1020.6023 | 980.8673 | 253.8963
00 Exist IGCC | 5180.3157 | 4289.4566 | 4289.4566 | 4289.4566 | 4036.5629 | 3954.6308 | 0 | 0
00 Exist Fossil_Other | 3236.6413 | 3236.6413 | 3236.6413 | 2949.701 | 2954.0102 | 2993.0287 | 3000.9905 | 2934.7214
00 Exist Fuel Cell | 0.01218 | 0.9396 | 0.9396 | 0.9396 | 0 | 0.9396 | 0 | 0
00 Exist Hydro | 267404.9126 | 267404.9126 | 267404.9126 | 267404.9126 | 267404.9126 | 267404.9126 | 267404.9126 | 267404.9126
00 Exist Non Fossil_Other | 22154.2052 | 22154.2052 | 22152.156 | 21832.6172 | 21830.238 | 21829.5851 | 21830.6648 | 21732.225
00 Exist Nuclear | 740285.1288 | 615482.6634 | 606582.4765 | 543707.3446 | 543707.3446 | 536792.1831 | 527938.4511 | 461176.22
00 International Imports | 6339.612 | 6339.612 | 6339.612 | 6339.612 | 6339.612 | 6339.612 | 6339.612 | 6339.612
00 Exist Oil/Gas Steam | 46139.3689 | 43634.8854 | 42549.8799 | 39014.125 | 43396.903 | 36901.518 | 26073.5276 | 21080.2704
00 Exist Oil/Gas Steam_SCR | 3602.824 | 3512.9399 | 3422.5883 | 2769.6692 | 2666.6327 | 2006.8235 | 953.814 | 969.5129
00 Exist Oil/Gas Steam_SNCR | 4691.4578 | 5995.0307 | 5785.9521 | 6962.1808 | 8352.8714 | 6084.8013 | 5432.4151 | 3681.2299
00 Exist Biomass | 4502.4716 | 1897.6659 | 1908.9981 | 1825.6513 | 862.1163 | 920.6818 | 882.9683 | 635.8071
00 Exist Landfill Gas | 10582.4676 | 10582.4676 | 10582.4676 | 9063.8584 | 9075.976 | 9319.132 | 9307.4532 | 9102.1715
00 Exist Geothermal | 15997.2129 | 15988.0074 | 15988.0074 | 15988.0074 | 15988.0074 | 15988.0074 | 15988.0074 | 15988.0074
00 Exist Pump Storage | 6646.5067 | 8277.4726 | 9054.5532 | 11655.5435 | 11659.2021 | 8742.8236 | 9571.2187 | 9406.8848
00 Exist Energy Storage | 688.1949 | 766.3158 | 875.4161 | 940.1812 | 878.9191 | 729.2575 | 810.0874 | 815.6118
00 Exist Solar PV | 52819.6068 | 52819.6068 | 52819.6068 | 52819.6068 | 52819.6068 | 52819.6068 | 52819.6068 | 52819.6068
00 Exist Solar Thermal | 3101.7824 | 3101.7824 | 3101.7824 | 3101.7824 | 3101.7824 | 3101.7824 | 3101.7824 | 3101.7824
00 Exist Offshore Wind | 122.4206 | 122.4206 | 122.4206 | 122.4206 | 122.4206 | 122.4206 | 122.4206 | 122.4206
00 Exist Onshore Wind | 266852.1103 | 266852.1103 | 266852.1103 | 266852.1103 | 266852.1103 | 266852.1103 | 266852.1103 | 266852.1103
00 Ret.ACI | 0 | 0 | 0 | 0 | 0 | 0 | 0 | 0
00 Ret.ACI & DryFGD | 0 | 0 | 0 | 0 | 0 | 0 | 0 | 0
00 Ret.ACI & DryFGD & HRI | 0 | 0 | 0 | 0 | 0 | 0 | 0 | 0
00 Ret.ACI & DSI | 0 | 0 | 0 | 0 | 0 | 0 | 0 | 0
00 Ret.ACI & DSI & DryFGD | 0 | 0 | 0 | 0 | 0 | 0 | 0 | 0
00 Ret.ACI & DSI & DryFGD & HRI | 0 | 0 | 0 | 0 | 0 | 0 | 0 | 0
00 Ret.ACI & DSI & HRI | 0 | 0 | 0 | 0 | 0 | 0 | 0 | 0
00 Ret.ACI & DSI & WetFGD & HRI | 0 | 0 | 0 | 0 | 0 | 0 | 0 | 0
00 Ret.ACI & HRI | 0 | 0 | 0 | 0 | 0 | 0 | 0 | 0
00 Ret.ACI & SCR | 0 | 0 | 0 | 0 | 0 | 0 | 0 | 0
00 Ret.ACI & SCR & DryFGD & HRI | 0 | 0 | 0 | 0 | 0 | 0 | 0 | 0
00 Ret.ACI & SCR & DSI | 0 | 0 | 0 | 0 | 0 | 0 | 0 | 0
00 Ret.ACI & SCR & DSI & DryFGD | 0 | 0 | 0 | 0 | 0 | 0 | 0 | 0
00 Ret.ACI & SCR & DSI & DryFGD & HRI | 0 | 0 | 0 | 0 | 0 | 0 | 0 | 0
00 Ret.ACI & SCR & DSI & HRI | 0 | 0 | 0 | 0 | 0 | 0 | 0 | 0
00 Ret.ACI & SCR & DSI & WetFGD | 0 | 0 | 0 | 0 | 0 | 0 | 0 | 0
00 Ret.ACI & SCR & DSI & WetFGD & HRI | 0 | 0 | 0 | 0 | 0 | 0 | 0 | 0
00 Ret.ACI & SCR & HRI | 0 | 0 | 0 | 0 | 0 | 0 | 0 | 0
00 Ret.ACI & SCR & WetFGD & HRI | 0 | 0 | 0 | 0 | 0 | 0 | 0 | 0
00 Ret.ACI & SNCR | 0 | 0 | 0 | 0 | 0 | 0 | 0 | 0
00 Ret.ACI & SNCR & DSI | 0 | 0 | 0 | 0 | 0 | 0 | 0 | 0
00 Ret.ACI & SNCR & DSI & DryFGD | 0 | 0 | 0 | 0 | 0 | 0 | 0 | 0
00 Ret.ACI & SNCR & DSI & DryFGD & HRI | 0 | 0 | 0 | 0 | 0 | 0 | 0 | 0
00 Ret.ACI & SNCR & DSI & HRI | 0 | 0 | 0 | 0 | 0 | 0 | 0 | 0
00 Ret.ACI & SNCR & DSI & WetFGD | 0 | 0 | 0 | 0 | 0 | 0 | 0 | 0
00 Ret.ACI & SNCR & DSI & WetFGD & HRI | 0 | 0 | 0 | 0 | 0 | 0 | 0 | 0
00 Ret.ACI & SNCR & HRI | 0 | 0 | 0 | 0 | 0 | 0 | 0 | 0
00 Ret.ACI & WetFGD | 0 | 0 | 0 | 0 | 0 | 0 | 0 | 0
00 Ret.ACI & WetFGD & DSI | 0 | 0 | 0 | 0 | 0 | 0 | 0 | 0
00 Ret.ACI & WetFGD & HRI | 0 | 0 | 0 | 0 | 0 | 0 | 0 | 0
00 Ret.C2G | 3412.1343 | 3213.0035 | 3597.5444 | 4066.822 | 3938.5564 | 0 | 0 | 0
00 Ret.C2G & SCR | 0 | 0 | 0 | 0 | 0 | 0 | 0 | 0
00 Ret.CCG | 0 | 0 | 0 | 0 | 0 | 0 | 0 | 0
00 Ret.DryFGD | 0 | 0 | 0 | 0 | 0 | 0 | 0 | 0
00 Ret.DryFGD & CCS | 0 | 0 | 0 | 0 | 0 | 0 | 0 | 0
00 Ret.DryFGD & HRI | 0 | 0 | 0 | 0 | 0 | 0 | 0 | 0
00 Ret.DSI | 0 | 0 | 0 | 0 | 0 | 0 | 0 | 0
00 Ret.DSI & DryFGD | 0 | 0 | 0 | 0 | 0 | 0 | 0 | 0
00 Ret.DSI & DryFGD & HRI | 0 | 0 | 0 | 0 | 0 | 0 | 0 | 0
00 Ret.DSI & HRI | 0 | 0 | 0 | 0 | 0 | 0 | 0 | 0
00 Ret.DSI & WetFGD | 0 | 0 | 0 | 0 | 0 | 0 | 0 | 0
00 Ret.DSI & WetFGD & HRI | 0 | 0 | 0 | 0 | 0 | 0 | 0 | 0
00 Ret.ExistACI & DryFGD | 0 | 0 | 0 | 0 | 0 | 0 | 0 | 0
00 Ret.ExistACI & DryFGD & CCS | 0 | 0 | 0 | 0 | 0 | 0 | 0 | 0
00 Ret.ExistACI & DryFGD & HRI | 0 | 0 | 0 | 0 | 0 | 0 | 0 | 0
00 Ret.ExistACI & DryFGD & HRI & CCS | 0 | 0 | 0 | 0 | 0 | 0 | 0 | 0
00 Ret.ExistACI & DSI | 0 | 0 | 0 | 0 | 0 | 0 | 0 | 0
00 Ret.ExistACI & DSI & DryFGD | 0 | 0 | 0 | 0 | 0 | 0 | 0 | 0
00 Ret.ExistACI & DSI & DryFGD & HRI | 0 | 0 | 0 | 0 | 0 | 0 | 0 | 0
00 Ret.ExistACI & DSI & HRI | 0 | 0 | 0 | 0 | 0 | 0 | 0 | 0
00 Ret.ExistACI & DSI & WetFGD | 0 | 0 | 0 | 0 | 0 | 0 | 0 | 0
00 Ret.ExistACI & DSI & WetFGD & HRI | 0 | 0 | 0 | 0 | 0 | 0 | 0 | 0
00 Ret.ExistACI & HRI | 0 | 0 | 0 | 0 | 0 | 0 | 0 | 0
00 Ret.ExistACI & HRI & WetFGD | 0 | 0 | 0 | 0 | 0 | 0 | 0 | 0
00 Ret.ExistACI & SCR | 0 | 0 | 0 | 0 | 0 | 0 | 0 | 0
00 Ret.ExistACI & SCR & DryFGD | 0 | 0 | 0 | 0 | 0 | 0 | 0 | 0
00 Ret.ExistACI & SCR & DryFGD & CCS | 0 | 0 | 0 | 0 | 0 | 0 | 0 | 0
00 Ret.ExistACI & SCR & DryFGD & HRI | 0 | 0 | 0 | 0 | 0 | 0 | 0 | 0
00 Ret.ExistACI & SCR & DryFGD & HRI & CCS | 0 | 0 | 0 | 0 | 0 | 0 | 0 | 0
00 Ret.ExistACI & SCR & DSI | 0 | 0 | 0 | 0 | 0 | 0 | 0 | 0
00 Ret.ExistACI & SCR & DSI & DryFGD | 0 | 0 | 0 | 0 | 0 | 0 | 0 | 0
00 Ret.ExistACI & SCR & DSI & DryFGD & HRI | 0 | 0 | 0 | 0 | 0 | 0 | 0 | 0
00 Ret.ExistACI & SCR & DSI & HRI | 0 | 0 | 0 | 0 | 0 | 0 | 0 | 0
00 Ret.ExistACI & SCR & HRI | 0 | 0 | 0 | 0 | 0 | 0 | 0 | 0
00 Ret.ExistACI & SCR & WetFGD | 0 | 0 | 0 | 0 | 0 | 0 | 0 | 0
00 Ret.ExistACI & SCR & WetFGD & CCS | 0 | 0 | 0 | 0 | 0 | 0 | 0 | 0
00 Ret.ExistACI & SCR & WetFGD & HRI | 0 | 0 | 0 | 0 | 0 | 0 | 0 | 0
00 Ret.ExistACI & SCR & WetFGD & HRI & CCS | 0 | 0 | 0 | 0 | 0 | 0 | 0 | 0
00 Ret.ExistACI & SNCR | 0 | 0 | 0 | 0 | 0 | 0 | 0 | 0
00 Ret.ExistACI & SNCR & DryFGD | 0 | 0 | 0 | 0 | 0 | 0 | 0 | 0
00 Ret.ExistACI & SNCR & DryFGD & CCS | 0 | 0 | 0 | 0 | 0 | 0 | 0 | 0
00 Ret.ExistACI & SNCR & DryFGD & HRI | 0 | 0 | 0 | 0 | 0 | 0 | 0 | 0
00 Ret.ExistACI & SNCR & DryFGD & HRI & CCS | 0 | 0 | 0 | 0 | 0 | 0 | 0 | 0
00 Ret.ExistACI & SNCR & DSI | 0 | 0 | 0 | 0 | 0 | 0 | 0 | 0
00 Ret.ExistACI & SNCR & DSI & HRI | 0 | 0 | 0 | 0 | 0 | 0 | 0 | 0
00 Ret.ExistACI & SNCR & HRI | 0 | 0 | 0 | 0 | 0 | 0 | 0 | 0
00 Ret.ExistACI & SNCR & WetFGD | 0 | 0 | 0 | 0 | 0 | 0 | 0 | 0
00 Ret.ExistACI & SNCR & WetFGD & CCS | 0 | 0 | 0 | 0 | 0 | 0 | 0 | 0
00 Ret.ExistACI & SNCR & WetFGD & HRI | 0 | 0 | 0 | 0 | 0 | 0 | 0 | 0
00 Ret.ExistACI & SNCR & WetFGD & HRI & CCS | 0 | 0 | 0 | 0 | 0 | 0 | 0 | 0
00 Ret.ExistACI & WetFGD | 51.9135 | 2586.0893 | 2595.885 | 2595.885 | 2595.885 | 2595.885 | 2595.885 | 2161.4456
00 Ret.ExistACI & WetFGD & CCS | 0 | 0 | 0 | 0 | 0 | 0 | 0 | 0
00 Ret.ExistACI & WetFGD & HRI & CCS | 0 | 0 | 0 | 0 | 0 | 0 | 0 | 0
00 Ret.ExistACI_DSI & DryFGD | 0 | 0 | 0 | 0 | 0 | 0 | 0 | 0
00 Ret.ExistACI_DSI & DryFGD & CCS | 0 | 0 | 0 | 0 | 0 | 0 | 0 | 0
00 Ret.ExistACI_DSI & DryFGD & HRI | 0 | 0 | 0 | 0 | 0 | 0 | 0 | 0
00 Ret.ExistACI_DSI & DryFGD & HRI & CCS | 0 | 0 | 0 | 0 | 0 | 0 | 0 | 0
00 Ret.ExistACI_DSI & HRI | 0 | 0 | 0 | 0 | 0 | 0 | 0 | 0
00 Ret.ExistACI_DSI & SCR | 0 | 0 | 0 | 0 | 0 | 0 | 0 | 0
00 Ret.ExistACI_DSI & SCR & DryFGD | 0 | 0 | 0 | 0 | 0 | 0 | 0 | 0
00 Ret.ExistACI_DSI & SCR & DryFGD & CCS | 0 | 0 | 0 | 0 | 0 | 0 | 0 | 0
00 Ret.ExistACI_DSI & SCR & DryFGD & HRI | 0 | 0 | 0 | 0 | 0 | 0 | 0 | 0
00 Ret.ExistACI_DSI & SCR & DryFGD & HRI & CCS | 0 | 0 | 0 | 0 | 0 | 0 | 0 | 0
00 Ret.ExistACI_DSI & SCR & HRI | 0 | 0 | 0 | 0 | 0 | 0 | 0 | 0
00 Ret.ExistACI_DSI & SCR & WetFGD | 0 | 0 | 0 | 0 | 0 | 0 | 0 | 0
00 Ret.ExistACI_DSI & SCR & WetFGD & CCS | 0 | 0 | 0 | 0 | 0 | 0 | 0 | 0
00 Ret.ExistACI_DSI & SCR & WetFGD & HRI | 0 | 0 | 0 | 0 | 0 | 0 | 0 | 0
00 Ret.ExistACI_DSI & SCR & WetFGD & HRI & CCS | 0 | 0 | 0 | 0 | 0 | 0 | 0 | 0
00 Ret.ExistACI_DSI & SNCR | 0 | 0 | 0 | 0 | 0 | 0 | 0 | 0
00 Ret.ExistACI_DSI & SNCR & DryFGD | 0 | 0 | 0 | 0 | 0 | 0 | 0 | 0
00 Ret.ExistACI_DSI & SNCR & DryFGD & HRI & CCS | 0 | 0 | 0 | 0 | 0 | 0 | 0 | 0
00 Ret.ExistACI_DSI & SNCR & DryFGD & HRI | 0 | 0 | 0 | 0 | 0 | 0 | 0 | 0
00 Ret.ExistACI_DSI & SNCR & WetFGD & HRI & CCS | 0 | 0 | 0 | 0 | 0 | 0 | 0 | 0
00 Ret.ExistACI_DSI & SNCR & HRI | 0 | 0 | 0 | 0 | 0 | 0 | 0 | 0
00 Ret.ExistACI_DSI & SNCR & WetFGD | 0 | 0 | 0 | 0 | 0 | 0 | 0 | 0
00 Ret.ExistACI_DSI & SNCR & WetFGD & HRI | 0 | 0 | 0 | 0 | 0 | 0 | 0 | 0
00 Ret.ExistACI_DSI & WetFGD | 0 | 0 | 0 | 0 | 0 | 0 | 0 | 0
00 Ret.ExistACI_DSI & WetFGD & CCS | 0 | 0 | 0 | 0 | 0 | 0 | 0 | 0
00 Ret.ExistACI_DSI & WetFGD & HRI | 0 | 0 | 0 | 0 | 0 | 0 | 0 | 0
00 Ret.ExistACI_DSI & WetFGD & HRI & CCS | 0 | 0 | 0 | 0 | 0 | 0 | 0 | 0
00 Ret.ExistDryFGD & ACI | 0 | 0 | 0 | 0 | 0 | 0 | 0 | 0
00 Ret.ExistDryFGD & ACI & CCS | 0 | 0 | 0 | 0 | 0 | 0 | 0 | 0
00 Ret.ExistDryFGD & ACI & HRI | 0 | 0 | 0 | 0 | 0 | 0 | 0 | 0
00 Ret.ExistDryFGD & ACI & HRI & CCS | 0 | 0 | 0 | 0 | 0 | 0 | 0 | 0
00 Ret.ExistDryFGD & ACI & SCR | 0 | 0 | 0 | 0 | 0 | 0 | 0 | 0
00 Ret.ExistDryFGD & ACI & SCR & CCS | 0 | 0 | 0 | 0 | 0 | 0 | 0 | 0
00 Ret.ExistDryFGD & ACI & SCR & HRI | 0 | 0 | 0 | 0 | 0 | 0 | 0 | 0
00 Ret.ExistDryFGD & ACI & SCR & HRI & CCS | 0 | 0 | 0 | 0 | 0 | 0 | 0 | 0
00 Ret.ExistDryFGD & ACI & SNCR | 0 | 0 | 0 | 0 | 0 | 0 | 0 | 0
00 Ret.ExistDryFGD & ACI & SNCR & HRI | 0 | 0 | 0 | 0 | 0 | 0 | 0 | 0
00 Ret.ExistDryFGD & ACI & SNCR & HRI & CCS | 0 | 0 | 0 | 0 | 0 | 0 | 0 | 0
00 Ret.ExistDryFGD & CCS | 0 | 0 | 0 | 0 | 0 | 0 | 0 | 0
00 Ret.ExistDryFGD & HRI | 0 | 0 | 0 | 0 | 0 | 0 | 0 | 0
00 Ret.ExistDryFGD & HRI & CCS | 0 | 0 | 0 | 0 | 0 | 0 | 0 | 0
00 Ret.ExistDryFGD & SCR | 0 | 0 | 0 | 0 | 0 | 0 | 0 | 0
00 Ret.ExistDryFGD & SCR & CCS | 0 | 0 | 0 | 0 | 0 | 0 | 0 | 0
00 Ret.ExistDryFGD & SCR & HRI | 0 | 0 | 0 | 0 | 0 | 0 | 0 | 0
00 Ret.ExistDryFGD & SCR & HRI & CCS | 0 | 0 | 0 | 0 | 0 | 0 | 0 | 0
00 Ret.ExistDryFGD & SNCR | 0 | 0 | 0 | 0 | 0 | 0 | 0 | 0
00 Ret.ExistDryFGD & SNCR & CCS | 0 | 0 | 0 | 0 | 0 | 0 | 0 | 0
00 Ret.ExistDryFGD & SNCR & HRI | 0 | 0 | 0 | 0 | 0 | 0 | 0 | 0
00 Ret.ExistDryFGD & SNCR & HRI & CCS | 0 | 0 | 0 | 0 | 0 | 0 | 0 | 0
00 Ret.ExistDryFGD_ACI & CCS | 0 | 0 | 0 | 0 | 0 | 0 | 0 | 0
00 Ret.ExistDryFGD_ACI & HRI | 0 | 0 | 0 | 0 | 0 | 0 | 0 | 0
00 Ret.ExistDryFGD_ACI & HRI & CCS | 0 | 0 | 0 | 0 | 0 | 0 | 0 | 0
00 Ret.ExistDryFGD_ACI & SCR | 0 | 0 | 0 | 0 | 0 | 0 | 0 | 0
00 Ret.ExistDryFGD_ACI & SCR & CCS | 0 | 0 | 0 | 0 | 0 | 0 | 0 | 0
00 Ret.ExistDryFGD_ACI & SCR & HRI | 0 | 0 | 0 | 0 | 0 | 0 | 0 | 0
00 Ret.ExistDryFGD_ACI & SCR & HRI & CCS | 0 | 0 | 0 | 0 | 0 | 0 | 0 | 0
00 Ret.ExistDryFGD_ACI & SNCR | 7324.5565 | 7324.5565 | 7324.5565 | 7324.5565 | 7181.9167 | 7324.5565 | 7089.2501 | 6910.2776
00 Ret.ExistDryFGD_ACI & SNCR & CCS | 0 | 0 | 0 | 0 | 0 | 0 | 0 | 0
00 Ret.ExistDryFGD_ACI & SNCR & HRI | 0 | 0 | 0 | 0 | 0 | 0 | 0 | 0
00 Ret.ExistDryFGD_ACI & SNCR & HRI & CCS | 0 | 0 | 0 | 0 | 0 | 0 | 0 | 0
00 Ret.ExistDryFGD_ACI_DSI & HRI | 0 | 0 | 0 | 0 | 0 | 0 | 0 | 0
00 Ret.ExistDryFGD_ACI_DSI & SCR | 0 | 0 | 0 | 0 | 0 | 0 | 0 | 0
00 Ret.ExistDryFGD_ACI_DSI & SCR & CCS | 0 | 0 | 0 | 0 | 0 | 0 | 0 | 0
00 Ret.ExistDryFGD_ACI_DSI & SCR & HRI | 0 | 0 | 0 | 0 | 0 | 0 | 0 | 0
00 Ret.ExistDryFGD_ACI_DSI & SCR & HRI & CCS | 0 | 0 | 0 | 0 | 0 | 0 | 0 | 0
00 Ret.ExistDryFGD_ACI_DSI & SNCR | 0 | 0 | 0 | 0 | 0 | 0 | 0 | 0
00 Ret.ExistDryFGD_ACI_DSI & SNCR & HRI | 0 | 0 | 0 | 0 | 0 | 0 | 0 | 0
00 Ret.ExistDryFGD_SCR & ACI & CCS | 0 | 0 | 0 | 0 | 0 | 0 | 0 | 0
00 Ret.ExistDryFGD_DSI & HRI | 0 | 0 | 0 | 0 | 0 | 0 | 0 | 0
00 Ret.ExistDryFGD_SCR & ACI & HRI | 0 | 0 | 0 | 0 | 0 | 0 | 0 | 0
00 Ret.ExistDryFGD_SCR & ACI & HRI & CCS | 0 | 0 | 0 | 0 | 0 | 0 | 0 | 0
00 Ret.ExistDryFGD_SCR & CCS | 0 | 0 | 0 | 0 | 0 | 0 | 0 | 0
00 Ret.ExistDryFGD_SCR_DSI & ACI & HRI | 0 | 0 | 0 | 0 | 0 | 0 | 0 | 0
00 Ret.ExistDryFGD_SNCR_ACI_DSI & CCS | 0 | 0 | 0 | 0 | 0 | 0 | 0 | 0
00 Ret.ExistDryFGD_SNCR_ACI_DSI & HRI | 0 | 0 | 0 | 0 | 0 | 0 | 0 | 0
00 Ret.ExistDryFGD_SNCR_ACI_DSI & HRI & CCS | 0 | 0 | 0 | 0 | 0 | 0 | 0 | 0
00 Ret.ExistDSI & ACI | 0 | 0 | 0 | 0 | 0 | 0 | 0 | 0
00 Ret.ExistDSI & ACI & HRI | 0 | 0 | 0 | 0 | 0 | 0 | 0 | 0
00 Ret.ExistDSI & ACI & SCR | 0 | 0 | 0 | 0 | 0 | 0 | 0 | 0
00 Ret.ExistDSI & ACI & SCR & DryFGD & HRI | 0 | 0 | 0 | 0 | 0 | 0 | 0 | 0
00 Ret.ExistDSI & ACI & SCR & HRI | 0 | 0 | 0 | 0 | 0 | 0 | 0 | 0
00 Ret.ExistDSI & ACI & SCR & WetFGD & HRI | 0 | 0 | 0 | 0 | 0 | 0 | 0 | 0
00 Ret.ExistDSI & DryFGD | 0 | 0 | 0 | 0 | 0 | 0 | 0 | 0
00 Ret.ExistDSI & DryFGD & ACI | 0 | 0 | 0 | 0 | 0 | 0 | 0 | 0
00 Ret.ExistDSI & DryFGD & ACI & HRI | 0 | 0 | 0 | 0 | 0 | 0 | 0 | 0
00 Ret.ExistDSI & DryFGD & HRI | 0 | 0 | 0 | 0 | 0 | 0 | 0 | 0
00 Ret.ExistDSI & HRI | 0 | 0 | 0 | 0 | 0 | 0 | 0 | 0
00 Ret.ExistDSI & SCR | 0 | 0 | 0 | 0 | 0 | 0 | 0 | 0
00 Ret.ExistDSI & SCR & DryFGD | 0 | 0 | 0 | 0 | 0 | 0 | 0 | 0
00 Ret.ExistDSI & SCR & DryFGD & ACI | 0 | 0 | 0 | 0 | 0 | 0 | 0 | 0
00 Ret.ExistDSI & SCR & DryFGD & HRI | 0 | 0 | 0 | 0 | 0 | 0 | 0 | 0
00 Ret.ExistDSI & SCR & HRI | 0 | 0 | 0 | 0 | 0 | 0 | 0 | 0
00 Ret.ExistDSI & SCR & WetFGD | 0 | 0 | 0 | 0 | 0 | 0 | 0 | 0
00 Ret.ExistDSI & SCR & WetFGD & ACI | 0 | 0 | 0 | 0 | 0 | 0 | 0 | 0
00 Ret.ExistDSI & SCR & WetFGD & HRI | 0 | 0 | 0 | 0 | 0 | 0 | 0 | 0
00 Ret.ExistDSI & SNCR | 0 | 0 | 0 | 0 | 0 | 0 | 0 | 0
00 Ret.ExistDSI & SNCR & ACI | 0 | 0 | 0 | 0 | 0 | 0 | 0 | 0
00 Ret.ExistDSI & SNCR & ACI & HRI | 0 | 0 | 0 | 0 | 0 | 0 | 0 | 0
00 Ret.ExistDSI & SNCR & DryFGD | 0 | 0 | 0 | 0 | 0 | 0 | 0 | 0
00 Ret.ExistDSI & SNCR & DryFGD & ACI | 0 | 0 | 0 | 0 | 0 | 0 | 0 | 0
00 Ret.ExistDSI & SNCR & DryFGD & ACI & HRI | 0 | 0 | 0 | 0 | 0 | 0 | 0 | 0
00 Ret.ExistDSI & SNCR & DryFGD & HRI | 0 | 0 | 0 | 0 | 0 | 0 | 0 | 0
00 Ret.ExistDSI & SNCR & HRI | 0 | 0 | 0 | 0 | 0 | 0 | 0 | 0
00 Ret.ExistDSI & SNCR & WetFGD | 0 | 0 | 0 | 0 | 0 | 0 | 0 | 0
00 Ret.ExistDSI & SNCR & WetFGD & ACI | 0 | 0 | 0 | 0 | 0 | 0 | 0 | 0
00 Ret.ExistDSI & SNCR & WetFGD & ACI & HRI | 0 | 0 | 0 | 0 | 0 | 0 | 0 | 0
00 Ret.ExistDSI & SNCR & WetFGD & HRI | 0 | 0 | 0 | 0 | 0 | 0 | 0 | 0
00 Ret.ExistDSI & WetFGD | 0 | 0 | 0 | 0 | 0 | 0 | 0 | 0
00 Ret.ExistDSI & WetFGD & ACI | 0 | 0 | 0 | 0 | 0 | 0 | 0 | 0
00 Ret.ExistDSI & WetFGD & ACI & HRI | 0 | 0 | 0 | 0 | 0 | 0 | 0 | 0
00 Ret.ExistDSI & WetFGD & HRI | 0 | 0 | 0 | 0 | 0 | 0 | 0 | 0
00 Ret.ExistDSI_ACI & SNCR & DryFGD & CCS | 0 | 0 | 0 | 0 | 0 | 0 | 0 | 0
00 Ret.ExistDSI_ACI & SNCR & WetFGD & CCS | 0 | 0 | 0 | 0 | 0 | 0 | 0 | 0
00 Ret.ExistSCR_ACI & DryFGD | 0 | 0 | 0 | 0 | 0 | 0 | 0 | 0
00 Ret.ExistSCR_ACI & DryFGD & CCS | 0 | 0 | 0 | 0 | 0 | 0 | 0 | 0
00 Ret.ExistSCR_ACI & DryFGD & HRI | 0 | 0 | 0 | 0 | 0 | 0 | 0 | 0
00 Ret.ExistSCR_ACI & DryFGD & HRI & CCS | 0 | 0 | 0 | 0 | 0 | 0 | 0 | 0
00 Ret.ExistSCR_ACI & DSI | 0 | 0 | 0 | 0 | 0 | 0 | 0 | 0
00 Ret.ExistSCR_ACI & DSI & HRI | 0 | 0 | 0 | 0 | 0 | 0 | 0 | 0
00 Ret.ExistSCR_ACI & HRI | 0 | 0 | 0 | 0 | 0 | 0 | 0 | 0
00 Ret.ExistSCR_ACI & WetFGD | 0 | 0 | 0 | 0 | 0 | 0 | 0 | 0
00 Ret.ExistSCR_ACI & WetFGD & CCS | 0 | 0 | 0 | 0 | 0 | 0 | 0 | 0
00 Ret.ExistSCR_ACI & WetFGD & HRI | 0 | 0 | 0 | 0 | 0 | 0 | 0 | 0
00 Ret.ExistSCR_ACI & WetFGD & HRI & CCS | 0 | 0 | 0 | 0 | 0 | 0 | 0 | 0
00 Ret.ExistSCR_ACI_DSI & DryFGD | 0 | 0 | 0 | 0 | 0 | 0 | 0 | 0
00 Ret.ExistSCR_ACI_DSI & DryFGD & HRI | 0 | 0 | 0 | 0 | 0 | 0 | 0 | 0
00 Ret.ExistSCR_ACI_DSI & HRI | 0 | 0 | 0 | 0 | 0 | 0 | 0 | 0
00 Ret.ExistSCR_ACI_DSI & WetFGD | 0 | 0 | 0 | 0 | 0 | 0 | 0 | 0
00 Ret.ExistSCR_ACI_DSI & WetFGD & HRI | 0 | 0 | 0 | 0 | 0 | 0 | 0 | 0
00 Ret.ExistSCR_DryFGD & ACI | 0 | 0 | 0 | 0 | 0 | 0 | 0 | 0
00 Ret.ExistSCR_DryFGD & HRI | 0 | 0 | 0 | 0 | 0 | 0 | 0 | 0
00 Ret.ExistSCR_DryFGD & HRI & CCS | 0 | 0 | 0 | 0 | 0 | 0 | 0 | 0
00 Ret.ExistSCR_DryFGD_ACI & CCS | 0 | 0 | 1269.5619 | 1269.5619 | 1269.5619 | 1269.5619 | 1269.5619 | 1269.5619
00 Ret.ExistSCR_DryFGD_ACI & HRI | 0 | 0 | 0 | 0 | 0 | 0 | 0 | 0
00 Ret.ExistSCR_DryFGD_ACI & HRI & CCS | 0 | 0 | 0 | 0 | 0 | 0 | 0 | 0
00 Ret.ExistSCR_DryFGD_ACI_DSI & CCS | 0 | 0 | 0 | 0 | 0 | 0 | 0 | 0
00 Ret.ExistSCR_DryFGD_ACI_DSI & HRI | 0 | 0 | 0 | 0 | 0 | 0 | 0 | 0
00 Ret.ExistSCR_DryFGD_ACI_DSI & HRI & CCS | 0 | 0 | 0 | 0 | 0 | 0 | 0 | 0
00 Ret.ExistSCR_DryFGD_DSI & ACI | 0 | 0 | 0 | 0 | 0 | 0 | 0 | 0
00 Ret.ExistSCR_WetFGD & ACI | 0 | 0 | 0 | 0 | 0 | 0 | 0 | 0
00 Ret.ExistSCR_WetFGD & HRI | 0 | 0 | 0 | 0 | 0 | 0 | 0 | 0
00 Ret.ExistSCR_WetFGD & HRI & CCS | 0 | 0 | 0 | 0 | 0 | 0 | 0 | 0
00 Ret.ExistSCR_WetFGD_ACI & CCS | 0 | 0 | 4577.3935 | 4577.3935 | 4577.3935 | 4577.3935 | 4577.3935 | 4577.3935
00 Ret.ExistSCR_WetFGD_ACI & HRI | 0 | 0 | 0 | 0 | 0 | 0 | 0 | 0
00 Ret.ExistSCR_WetFGD_ACI & HRI & CCS | 0 | 0 | 0 | 0 | 0 | 0 | 0 | 0
00 Ret.ExistSCR_WetFGD_ACI_DSI & CCS | 0 | 0 | 0 | 0 | 0 | 0 | 0 | 0
00 Ret.ExistSCR_WetFGD_ACI_DSI & HRI | 0 | 0 | 0 | 0 | 0 | 0 | 0 | 0
00 Ret.ExistSCR_WetFGD_ACI_DSI & HRI & CCS | 0 | 0 | 0 | 0 | 0 | 0 | 0 | 0
00 Ret.ExistSCR_WetFGD_DSI & ACI | 0 | 0 | 0 | 0 | 0 | 0 | 0 | 0
00 Ret.ExistSCR_WetFGD_DSI & HRI | 0 | 0 | 0 | 0 | 0 | 0 | 0 | 0
00 Ret.ExistSCR_WetFGD_DSI & HRI & CCS | 0 | 0 | 0 | 0 | 0 | 0 | 0 | 0
00 Ret.ExistSNCR_ACI & DryFGD | 0 | 0 | 0 | 0 | 0 | 0 | 0 | 0
00 Ret.ExistSNCR_ACI & DryFGD & CCS | 0 | 0 | 0 | 0 | 0 | 0 | 0 | 0
00 Ret.ExistSNCR_ACI & DryFGD & HRI | 0 | 0 | 0 | 0 | 0 | 0 | 0 | 0
00 Ret.ExistSNCR_ACI & DryFGD & HRI & CCS | 0 | 0 | 0 | 0 | 0 | 0 | 0 | 0
00 Ret.ExistSNCR_ACI & DSI & HRI | 0 | 0 | 0 | 0 | 0 | 0 | 0 | 0
00 Ret.ExistSNCR_ACI & HRI | 0 | 0 | 0 | 0 | 0 | 0 | 0 | 0
00 Ret.ExistSNCR_ACI & WetFGD | 0 | 0 | 0 | 0 | 0 | 0 | 0 | 0
00 Ret.ExistSNCR_ACI & WetFGD & CCS | 0 | 0 | 0 | 0 | 0 | 0 | 0 | 0
00 Ret.ExistSNCR_ACI & WetFGD & HRI | 0 | 0 | 0 | 0 | 0 | 0 | 0 | 0
00 Ret.ExistSNCR_ACI & WetFGD & HRI & CCS | 0 | 0 | 0 | 0 | 0 | 0 | 0 | 0
00 Ret.ExistSNCR_ACI_DSI & DryFGD | 0 | 0 | 0 | 0 | 0 | 0 | 0 | 0
00 Ret.ExistSNCR_ACI_DSI & DryFGD & CCS | 0 | 0 | 0 | 0 | 0 | 0 | 0 | 0
00 Ret.ExistSNCR_ACI_DSI & DryFGD & HRI | 0 | 0 | 0 | 0 | 0 | 0 | 0 | 0
00 Ret.ExistSNCR_ACI_DSI & DryFGD & HRI & CCS | 0 | 0 | 0 | 0 | 0 | 0 | 0 | 0
00 Ret.ExistSNCR_ACI_DSI & HRI | 0 | 0 | 0 | 0 | 0 | 0 | 0 | 0
00 Ret.ExistSNCR_ACI_DSI & WetFGD | 0 | 0 | 0 | 0 | 0 | 0 | 0 | 0
00 Ret.ExistSNCR_ACI_DSI & WetFGD & CCS | 0 | 0 | 0 | 0 | 0 | 0 | 0 | 0
00 Ret.ExistSNCR_ACI_DSI & WetFGD & HRI | 0 | 0 | 0 | 0 | 0 | 0 | 0 | 0
00 Ret.ExistSNCR_ACI_DSI & WetFGD & HRI & CCS | 0 | 0 | 0 | 0 | 0 | 0 | 0 | 0
00 Ret.ExistSNCR_DryFGD & HRI | 0 | 0 | 0 | 0 | 0 | 0 | 0 | 0
00 Ret.ExistSNCR_DryFGD_ACI & CCS | 0 | 0 | 0 | 0 | 0 | 0 | 0 | 0
00 Ret.ExistSNCR_DryFGD_ACI & HRI | 0 | 0 | 0 | 0 | 0 | 0 | 0 | 0
00 Ret.ExistSNCR_DryFGD_ACI & HRI & CCS | 0 | 0 | 0 | 0 | 0 | 0 | 0 | 0
00 Ret.ExistSNCR_WetFGD & ACI | 0 | 0 | 0 | 0 | 0 | 0 | 0 | 0
00 Ret.ExistSNCR_WetFGD & HRI | 0 | 0 | 0 | 0 | 0 | 0 | 0 | 0
00 Ret.ExistSNCR_WetFGD & HRI & CCS | 0 | 0 | 0 | 0 | 0 | 0 | 0 | 0
00 Ret.ExistSNCR_WetFGD_ACI & CCS | 0 | 0 | 1513.652 | 1513.652 | 1513.652 | 1513.652 | 1513.652 | 1513.652
00 Ret.ExistSNCR_WetFGD_ACI & HRI | 0 | 0 | 0 | 0 | 0 | 0 | 0 | 0
00 Ret.ExistSNCR_WetFGD_ACI & HRI & CCS | 0 | 0 | 0 | 0 | 0 | 0 | 0 | 0
00 Ret.ExistSNCR_WetFGD_ACI_DSI & CCS | 0 | 0 | 0 | 0 | 0 | 0 | 0 | 0
00 Ret.ExistSNCR_WetFGD_ACI_DSI & HRI | 0 | 0 | 0 | 0 | 0 | 0 | 0 | 0
00 Ret.ExistSNCR_WetFGD_ACI_DSI & HRI & CCS | 0 | 0 | 0 | 0 | 0 | 0 | 0 | 0
00 Ret.ExistWetFGD & ACI | 0 | 0 | 0 | 0 | 0 | 0 | 0 | 0
00 Ret.ExistWetFGD & ACI & CCS | 0 | 0 | 0 | 0 | 0 | 0 | 0 | 0
00 Ret.ExistWetFGD & ACI & HRI | 0 | 0 | 0 | 0 | 0 | 0 | 0 | 0
00 Ret.ExistWetFGD & ACI & HRI & CCS | 0 | 0 | 0 | 0 | 0 | 0 | 0 | 0
00 Ret.ExistWetFGD & ACI & SCR | 0 | 0 | 0 | 0 | 0 | 0 | 0 | 0
00 Ret.ExistWetFGD & ACI & SCR & CCS | 0 | 0 | 0 | 0 | 0 | 0 | 0 | 0
00 Ret.ExistWetFGD & ACI & SCR & HRI | 0 | 0 | 0 | 0 | 0 | 0 | 0 | 0
00 Ret.ExistWetFGD & ACI & SCR & HRI & CCS | 0 | 0 | 0 | 0 | 0 | 0 | 0 | 0
00 Ret.ExistWetFGD & ACI & SNCR | 0 | 0 | 0 | 0 | 0 | 0 | 0 | 0
00 Ret.ExistWetFGD & ACI & SNCR & HRI | 0 | 0 | 0 | 0 | 0 | 0 | 0 | 0
00 Ret.ExistWetFGD & ACI & SNCR & HRI & CCS | 0 | 0 | 0 | 0 | 0 | 0 | 0 | 0
00 Ret.ExistWetFGD & CCS | 0 | 0 | 0 | 0 | 0 | 0 | 0 | 0
00 Ret.ExistWetFGD & HRI | 0 | 0 | 0 | 0 | 0 | 0 | 0 | 0
00 Ret.ExistWetFGD & HRI & CCS | 0 | 0 | 0 | 0 | 0 | 0 | 0 | 0
00 Ret.ExistWetFGD & SCR | 3064.7736 | 3064.7736 | 3064.7736 | 3064.7736 | 3064.7736 | 3064.7736 | 2670.0011 | 2670.0011
00 Ret.ExistWetFGD & SCR & CCS | 0 | 0 | 0 | 0 | 0 | 0 | 0 | 0
00 Ret.ExistWetFGD & SCR & HRI | 0 | 0 | 0 | 0 | 0 | 0 | 0 | 0
00 Ret.ExistWetFGD & SCR & HRI & CCS | 0 | 0 | 0 | 0 | 0 | 0 | 0 | 0
00 Ret.ExistWetFGD & SNCR | 0 | 0 | 0 | 0 | 0 | 0 | 0 | 0
00 Ret.ExistWetFGD & SNCR & CCS | 0 | 0 | 0 | 0 | 0 | 0 | 0 | 0
00 Ret.ExistWetFGD & SNCR & HRI | 0 | 0 | 0 | 0 | 0 | 0 | 0 | 0
00 Ret.ExistWetFGD & SNCR & HRI & CCS | 0 | 0 | 0 | 0 | 0 | 0 | 0 | 0
00 Ret.ExistWetFGD_ACI & CCS | 0 | 0 | 557.8272 | 557.8272 | 557.8272 | 557.8272 | 557.8272 | 527.9033
00 Ret.ExistWetFGD_ACI & HRI | 0 | 0 | 0 | 0 | 0 | 0 | 0 | 0
00 Ret.ExistWetFGD_ACI & HRI & CCS | 0 | 0 | 0 | 0 | 0 | 0 | 0 | 0
00 Ret.ExistWetFGD_ACI & SCR | 4074.3461 | 8732.228 | 5311.8556 | 5340.0069 | 4883.0038 | 5026.2716 | 4666.2026 | 3682.1024
00 Ret.ExistWetFGD_ACI & SCR & CCS | 0 | 0 | 2460.5109 | 2460.5109 | 2460.5109 | 2460.5109 | 2460.5109 | 2460.5109
00 Ret.ExistWetFGD_ACI & SCR & HRI | 0 | 0 | 0 | 0 | 0 | 0 | 0 | 0
00 Ret.ExistWetFGD_ACI & SCR & HRI & CCS | 0 | 0 | 0 | 0 | 0 | 0 | 0 | 0
00 Ret.ExistWetFGD_ACI & SNCR | 4098.035 | 4235.9013 | 4235.9014 | 4316.8592 | 4503.9124 | 4642.0281 | 4878.8688 | 4341.1753
00 Ret.ExistWetFGD_ACI & SNCR & CCS | 0 | 0 | 0 | 0 | 0 | 0 | 0 | 0
00 Ret.ExistWetFGD_ACI & SNCR & HRI | 0 | 0 | 0 | 0 | 0 | 0 | 0 | 0
00 Ret.ExistWetFGD_ACI & SNCR & HRI & CCS | 0 | 0 | 0 | 0 | 0 | 0 | 0 | 0
00 Ret.ExistWetFGD_ACI_DSI & CCS | 0 | 0 | 0 | 0 | 0 | 0 | 0 | 0
00 Ret.ExistWetFGD_ACI_DSI & HRI | 0 | 0 | 0 | 0 | 0 | 0 | 0 | 0
00 Ret.ExistWetFGD_ACI_DSI & HRI & CCS | 0 | 0 | 0 | 0 | 0 | 0 | 0 | 0
00 Ret.ExistWetFGD_ACI_DSI & SCR | 0 | 0 | 0 | 0 | 0 | 0 | 0 | 0
00 Ret.ExistWetFGD_ACI_DSI & SCR & CCS | 0 | 0 | 0 | 0 | 0 | 0 | 0 | 0
00 Ret.ExistWetFGD_ACI_DSI & SCR & HRI | 0 | 0 | 0 | 0 | 0 | 0 | 0 | 0
00 Ret.ExistWetFGD_ACI_DSI & SCR & HRI & CCS | 0 | 0 | 0 | 0 | 0 | 0 | 0 | 0
00 Ret.ExistWetFGD_ACI_DSI & SNCR | 0 | 0 | 0 | 0 | 0 | 0 | 0 | 0
00 Ret.ExistWetFGD_ACI_DSI & SNCR & CCS | 0 | 0 | 0 | 0 | 0 | 0 | 0 | 0
00 Ret.ExistWetFGD_ACI_DSI & SNCR & HRI | 0 | 0 | 0 | 0 | 0 | 0 | 0 | 0
00 Ret.ExistWetFGD_ACI_DSI & SNCR & HRI & CCS | 0 | 0 | 0 | 0 | 0 | 0 | 0 | 0
00 Ret.ExistWetFGD_DSI & HRI | 0 | 0 | 0 | 0 | 0 | 0 | 0 | 0
00 Ret.ExistWetFGD_DSI & SCR | 0 | 0 | 0 | 0 | 0 | 0 | 0 | 0
00 Ret.ExistWetFGD_DSI & SCR & HRI | 0 | 0 | 0 | 0 | 0 | 0 | 0 | 0
00 Ret.ExistWetFGD_DSI & SNCR | 0 | 0 | 0 | 0 | 0 | 0 | 0 | 0
00 Ret.ExistWetFGD_SCR & ACI & CCS | 0 | 0 | 0 | 0 | 0 | 0 | 0 | 0
00 Ret.ExistWetFGD_DSI & SNCR & HRI | 0 | 0 | 0 | 0 | 0 | 0 | 0 | 0
00 Ret.ExistWetFGD_SCR & ACI & HRI | 0 | 0 | 0 | 0 | 0 | 0 | 0 | 0
00 Ret.ExistWetFGD_SCR & ACI & HRI & CCS | 0 | 0 | 0 | 0 | 0 | 0 | 0 | 0
00 Ret.ExistWetFGD_SCR & CCS | 0 | 0 | 5970.9149 | 5970.9149 | 5970.9149 | 5970.9149 | 5970.9149 | 5970.9149
00 Ret.ExistWetFGD_SCR_DSI & ACI & CCS | 0 | 0 | 0 | 0 | 0 | 0 | 0 | 0
00 Ret.ExistWetFGD_SCR_DSI & ACI & HRI | 0 | 0 | 0 | 0 | 0 | 0 | 0 | 0
00 Ret.ExistWetFGD_SCR_DSI & ACI & HRI & CCS | 0 | 0 | 0 | 0 | 0 | 0 | 0 | 0
00 Ret.ExistWetFGD_SCR_DSI & CCS | 0 | 0 | 0 | 0 | 0 | 0 | 0 | 0
00 Ret.ExistWetFGD_SNCR & ACI & HRI | 0 | 0 | 0 | 0 | 0 | 0 | 0 | 0
00 Ret.ExistWetFGD_SNCR & CCS | 0 | 0 | 0 | 0 | 0 | 0 | 0 | 0
00 Ret.HRI | 0 | 0 | 0 | 0 | 0 | 0 | 0 | 0
00 Ret.SCR | 0 | 0 | 0 | 0 | 0 | 0 | 0 | 0
00 Ret.SCR & DryFGD | 0 | 0 | 0 | 0 | 0 | 0 | 0 | 0
00 Ret.SCR & DryFGD & ACI | 0 | 0 | 0 | 0 | 0 | 0 | 0 | 0
00 Ret.SCR & DryFGD & CCS | 0 | 0 | 0 | 0 | 0 | 0 | 0 | 0
00 Ret.SCR & DryFGD & HRI | 0 | 0 | 0 | 0 | 0 | 0 | 0 | 0
00 Ret.SCR & DSI | 0 | 0 | 0 | 0 | 0 | 0 | 0 | 0
00 Ret.SCR & DSI & DryFGD | 0 | 0 | 0 | 0 | 0 | 0 | 0 | 0
00 Ret.SCR & DSI & DryFGD & HRI | 0 | 0 | 0 | 0 | 0 | 0 | 0 | 0
00 Ret.SCR & DSI & HRI | 0 | 0 | 0 | 0 | 0 | 0 | 0 | 0
00 Ret.SCR & DSI & WetFGD | 0 | 0 | 0 | 0 | 0 | 0 | 0 | 0
00 Ret.SCR & DSI & WetFGD & HRI | 0 | 0 | 0 | 0 | 0 | 0 | 0 | 0
00 Ret.SCR & HRI | 0 | 0 | 0 | 0 | 0 | 0 | 0 | 0
00 Ret.SCR & WetFGD | 0 | 0 | 0 | 0 | 0 | 0 | 0 | 0
00 Ret.SCR & WetFGD & ACI | 0 | 0 | 0 | 0 | 0 | 0 | 0 | 0
00 Ret.SCR & WetFGD & CCS | 0 | 0 | 0 | 0 | 0 | 0 | 0 | 0
00 Ret.SCR & WetFGD & HRI | 0 | 0 | 0 | 0 | 0 | 0 | 0 | 0
00 Ret.SNCR | 0 | 0 | 0 | 0 | 0 | 0 | 0 | 0
00 Ret.SNCR & DryFGD | 0 | 0 | 0 | 0 | 0 | 0 | 0 | 0
00 Ret.SNCR & DryFGD & ACI | 0 | 0 | 0 | 0 | 0 | 0 | 0 | 0
00 Ret.SNCR & DryFGD & ACI & HRI | 0 | 0 | 0 | 0 | 0 | 0 | 0 | 0
00 Ret.SNCR & DryFGD & CCS | 0 | 0 | 0 | 0 | 0 | 0 | 0 | 0
00 Ret.SNCR & DryFGD & HRI | 0 | 0 | 0 | 0 | 0 | 0 | 0 | 0
00 Ret.SNCR & DSI | 0 | 0 | 0 | 0 | 0 | 0 | 0 | 0
00 Ret.SNCR & DSI & HRI | 0 | 0 | 0 | 0 | 0 | 0 | 0 | 0
00 Ret.SNCR & HRI | 0 | 0 | 0 | 0 | 0 | 0 | 0 | 0
00 Ret.SNCR & WetFGD | 0 | 0 | 0 | 0 | 0 | 0 | 0 | 0
00 Ret.SNCR & WetFGD & ACI | 0 | 0 | 0 | 0 | 0 | 0 | 0 | 0
00 Ret.SNCR & WetFGD & ACI & HRI | 0 | 0 | 0 | 0 | 0 | 0 | 0 | 0
00 Ret.SNCR & WetFGD & CCS | 0 | 0 | 0 | 0 | 0 | 0 | 0 | 0
00 Ret.SNCR & WetFGD & HRI | 0 | 0 | 0 | 0 | 0 | 0 | 0 | 0
00 Ret.WetFGD | 0 | 0 | 0 | 0 | 0 | 0 | 0 | 0
00 Ret.WetFGD & CCS | 0 | 0 | 0 | 0 | 0 | 0 | 0 | 0
00 Ret.WetFGD & HRI | 0 | 0 | 0 | 0 | 0 | 0 | 0 | 0
00 Ret.FB & ACI | 0 | 0 | 0 | 0 | 0 | 0 | 0 | 0
00 Ret.FB & ACI & DryFGD & HRI | 0 | 0 | 0 | 0 | 0 | 0 | 0 | 0
00 Ret.FB & ACI & HRI | 0 | 0 | 0 | 0 | 0 | 0 | 0 | 0
00 Ret.FB & HRI | 0 | 0 | 0 | 0 | 0 | 0 | 0 | 0
00 Ret.FB DryFGD | 0 | 0 | 0 | 0 | 0 | 0 | 0 | 0
00 Ret.FB DryFGD & ACI | 0 | 0 | 0 | 0 | 0 | 0 | 0 | 0
00 Ret.FB DryFGD & ACI & HRI | 0 | 0 | 0 | 0 | 0 | 0 | 0 | 0
00 Ret.FB DryFGD & HRI | 0 | 0 | 0 | 0 | 0 | 0 | 0 | 0
00 Ret.FB DryFGD & SNCR | 0 | 0 | 0 | 0 | 0 | 0 | 0 | 0
00 Ret.FB DryFGD & SNCR & HRI | 0 | 0 | 0 | 0 | 0 | 0 | 0 | 0
00 Ret.FB SNCR & DryFGD & ACI | 0 | 0 | 0 | 0 | 0 | 0 | 0 | 0
00 Ret.FB SNCR & DryFGD & ACI & HRI | 0 | 0 | 0 | 0 | 0 | 0 | 0 | 0
00 Ret.FB-ACI & SNCR | 0 | 0 | 0 | 0 | 0 | 0 | 0 | 0
00 Ret.FB-ACI & SNCR & HRI | 0 | 0 | 0 | 0 | 0 | 0 | 0 | 0
00 Ret.FB-ACI & SNCR & HRI & CCS | 0 | 0 | 0 | 0 | 0 | 0 | 0 | 0
00 Ret.FB-Exist ACI & DryFGD | 0 | 0 | 0 | 0 | 0 | 0 | 0 | 0
00 Ret.FB-Exist ACI & DryFGD & HRI | 0 | 0 | 0 | 0 | 0 | 0 | 0 | 0
00 Ret.FB-Exist ACI & DryFGD & SNCR | 0 | 0 | 0 | 0 | 0 | 0 | 0 | 0
00 Ret.FB-Exist ACI & DryFGD & SNCR & HRI | 0 | 0 | 0 | 0 | 0 | 0 | 0 | 0
00 Ret.FB-Exist ACI & SNCR | 0 | 0 | 0 | 0 | 0 | 0 | 0 | 0
00 Ret.FB-Exist ACI & SNCR & HRI | 0 | 0 | 0 | 0 | 0 | 0 | 0 | 0
00 Ret.FB-Exist ACI_DSI & DryFGD & SNCR | 0 | 0 | 0 | 0 | 0 | 0 | 0 | 0
00 Ret.FB-Exist ACI_DSI & SNCR | 0 | 0 | 0 | 0 | 0 | 0 | 0 | 0
00 Ret.FB-ExistACI & HRI | 0 | 0 | 0 | 0 | 0 | 0 | 0 | 0
00 Ret.FB-ExistACI_DSI & DryFGD | 0 | 0 | 0 | 0 | 0 | 0 | 0 | 0
00 Ret.FB-ExistACI_DSI & DryFGD & HRI | 0 | 0 | 0 | 0 | 0 | 0 | 0 | 0
00 Ret.FB-ExistACI_DSI & DryFGD & SNCR | 0 | 0 | 0 | 0 | 0 | 0 | 0 | 0
00 Ret.FB-ExistACI_DSI & DryFGD & SNCR & HRI | 0 | 0 | 0 | 0 | 0 | 0 | 0 | 0
00 Ret.FB-ExistACI_DSI & HRI | 0 | 0 | 0 | 0 | 0 | 0 | 0 | 0
00 Ret.FB-ExistACI_DSI & SNCR & HRI | 0 | 0 | 0 | 0 | 0 | 0 | 0 | 0
00 Ret.FB-ExistDryFGD_ACI & HRI | 0 | 0 | 0 | 0 | 0 | 0 | 0 | 0
00 Ret.FB-ExistDryFGD_ACI & SNCR | 0 | 0 | 0 | 0 | 0 | 0 | 0 | 0
00 Ret.FB-ExistDryFGD_ACI & SNCR & HRI | 0 | 0 | 0 | 0 | 0 | 0 | 0 | 0
00 Ret.FB-ExistDryFGD_DSI & HRI | 0 | 0 | 0 | 0 | 0 | 0 | 0 | 0
00 Ret.FB-ExistDryFGD_DSI & SNCR | 0 | 0 | 0 | 0 | 0 | 0 | 0 | 0
00 Ret.FB-ExistDryFGD_DSI & SNCR & HRI | 0 | 0 | 0 | 0 | 0 | 0 | 0 | 0
00 Ret.FB-ExistDryFGD_SNCR & HRI | 0 | 0 | 0 | 0 | 0 | 0 | 0 | 0
00 Ret.FB-ExistDryFGD_SNCR_ACI & HRI | 0 | 0 | 0 | 0 | 0 | 0 | 0 | 0
00 Ret.FB-ExistDryFGD_SNCR_ACI_DSI & HRI | 0 | 0 | 0 | 0 | 0 | 0 | 0 | 0
00 Ret.FB-ExistDryFGD_SNCR_DSI & HRI | 0 | 0 | 0 | 0 | 0 | 0 | 0 | 0
00 Ret.FB-ExistDSI & ACI | 0 | 0 | 0 | 0 | 0 | 0 | 0 | 0
00 Ret.FB-ExistDSI & ACI & HRI | 0 | 0 | 0 | 0 | 0 | 0 | 0 | 0
00 Ret.FB-ExistDSI & ACI & SNCR | 0 | 0 | 0 | 0 | 0 | 0 | 0 | 0
00 Ret.FB-ExistDSI & ACI & SNCR & HRI | 0 | 0 | 0 | 0 | 0 | 0 | 0 | 0
00 Ret.FB-ExistDSI & DryFGD | 0 | 0 | 0 | 0 | 0 | 0 | 0 | 0
00 Ret.FB-ExistDSI & DryFGD & ACI | 0 | 0 | 0 | 0 | 0 | 0 | 0 | 0
00 Ret.FB-ExistDSI & DryFGD & ACI & HRI | 0 | 0 | 0 | 0 | 0 | 0 | 0 | 0
00 Ret.FB-ExistDSI & DryFGD & HRI | 0 | 0 | 0 | 0 | 0 | 0 | 0 | 0
00 Ret.FB-ExistDSI & DryFGD & SNCR | 0 | 0 | 0 | 0 | 0 | 0 | 0 | 0
00 Ret.FB-ExistDSI & DryFGD & SNCR & HRI | 0 | 0 | 0 | 0 | 0 | 0 | 0 | 0
00 Ret.FB-ExistDSI & HRI | 0 | 0 | 0 | 0 | 0 | 0 | 0 | 0
00 Ret.FB-ExistDSI & SNCR | 0 | 0 | 0 | 0 | 0 | 0 | 0 | 0
00 Ret.FB-ExistDSI & SNCR & DryFGD & ACI | 0 | 0 | 0 | 0 | 0 | 0 | 0 | 0
00 Ret.FB-ExistDSI & SNCR & DryFGD & ACI & HRI | 0 | 0 | 0 | 0 | 0 | 0 | 0 | 0
00 Ret.FB-ExistDSI & SNCR & HRI | 0 | 0 | 0 | 0 | 0 | 0 | 0 | 0
00 Ret.FB-ExistSNCR & DryFGD | 0 | 0 | 0 | 0 | 0 | 0 | 0 | 0
00 Ret.FB-ExistSNCR & DryFGD & ACI | 0 | 0 | 0 | 0 | 0 | 0 | 0 | 0
00 Ret.FB-ExistSNCR & DryFGD & HRI | 0 | 0 | 0 | 0 | 0 | 0 | 0 | 0
00 Ret.FB-ExistSNCR & HRI | 0 | 0 | 0 | 0 | 0 | 0 | 0 | 0
00 Ret.FB-ExistSNCR_ACI_DSI & DryFGD | 0 | 0 | 0 | 0 | 0 | 0 | 0 | 0
00 Ret.FB-ExistSNCR_ACI_DSI & DryFGD & HRI | 0 | 0 | 0 | 0 | 0 | 0 | 0 | 0
00 Ret.FB-ExistSNCR_ACI_DSI & HRI | 0 | 0 | 0 | 0 | 0 | 0 | 0 | 0
00 Ret.FB-ExistSNCR_DryFGD & HRI | 0 | 0 | 0 | 0 | 0 | 0 | 0 | 0
00 Ret.FB-ExistSNCR_DryFGD_ACI & HRI | 0 | 0 | 0 | 0 | 0 | 0 | 0 | 0
00 Ret.FB-ExistSNCR_DSI & ACI | 0 | 0 | 0 | 0 | 0 | 0 | 0 | 0
00 Ret.FB-ExistSNCR_DSI & ACI & DryFGD | 0 | 0 | 0 | 0 | 0 | 0 | 0 | 0
00 Ret.FB-ExistSNCR_DSI & ACI & DryFGD & HRI | 0 | 0 | 0 | 0 | 0 | 0 | 0 | 0
00 Ret.FB-ExistSNCR_DSI & ACI & HRI | 0 | 0 | 0 | 0 | 0 | 0 | 0 | 0
00 Ret.FB-ExistSNCR_DSI & DryFGD | 0 | 0 | 0 | 0 | 0 | 0 | 0 | 0
00 Ret.FB-ExistSNCR_DSI & DryFGD & HRI | 0 | 0 | 0 | 0 | 0 | 0 | 0 | 0
00 Ret.FB-ExistSNCR_DSI & HRI | 0 | 0 | 0 | 0 | 0 | 0 | 0 | 0
00 Ret.FB-ExistSNCR_WetFGD & ACI | 0 | 0 | 0 | 0 | 0 | 0 | 0 | 0
00 Ret.FB-ExistSNCR_WetFGD & HRI | 0 | 0 | 0 | 0 | 0 | 0 | 0 | 0
00 Ret.FB-ExistWetFGD_DSI & HRI | 0 | 0 | 0 | 0 | 0 | 0 | 0 | 0
00 Ret.FB-ExistWetFGD_DSI & SNCR | 0 | 0 | 0 | 0 | 0 | 0 | 0 | 0
00 Ret.FB-ExistWetFGD_DSI & SNCR & HRI | 0 | 0 | 0 | 0 | 0 | 0 | 0 | 0
00 Ret.FB-ExistWetFGD_SNCR & ACI & HRI | 0 | 0 | 0 | 0 | 0 | 0 | 0 | 0
00 Ret.FB-SNCR | 0 | 0 | 0 | 0 | 0 | 0 | 0 | 0
00 Ret.FB-SNCR & HRI | 0 | 0 | 0 | 0 | 0 | 0 | 0 | 0
00 Ret.Oil/Gas Steam SCR | 0 | 0 | 0 | 0 | 0 | 0 | 0 | 0
00 CC Retirement | 0 | 0 | 0 | 0 | 0 | 0 | 0 | 0
00 CT Retirement | 0 | 0 | 0 | 0 | 0 | 0 | 0 | 0
00 O/G Retirement | 0 | 0 | 0 | 0 | 0 | 0 | 0 | 0
00 Coal Retirement | 0 | 0 | 0 | 0 | 0 | 0 | 0 | 0
00 IGCC Retirement | 0 | 0 | 0 | 0 | 0 | 0 | 0 | 0
00 Nuke Retirement | 0 | 0 | 0 | 0 | 0 | 0 | 0 | 0
00 Biomass Retirement | 0 | 0 | 0 | 0 | 0 | 0 | 0 | 0
00 Fossil_Other Retirement | 0 | 0 | 0 | 0 | 0 | 0 | 0 | 0
00 Fuel Cell Retirement | 0 | 0 | 0 | 0 | 0 | 0 | 0 | 0
00 Geothermal Retirement | 0 | 0 | 0 | 0 | 0 | 0 | 0 | 0
00 Hydro Retirement | 0 | 0 | 0 | 0 | 0 | 0 | 0 | 0
00 Landfill Gas Retirement | 0 | 0 | 0 | 0 | 0 | 0 | 0 | 0
00 Non Fossil_Other Retirement | 0 | 0 | 0 | 0 | 0 | 0 | 0 | 0
Total | 4051049.8301 | 4126622.8577 | 4181145.3643 | 4323066.1158 | 4453714.6548 | 4625621.9227 | 4780694.4058 | 4983037.3955
12a. Generation by Fuel Type [GWh]
Biomass | 4511.7308 | 2000.0542 | 2092.4506 | 1861.2095 | 1006.0646 | 1064.6301 | 1022.082 | 774.9208
Coal | 795035.0989 | 891482.0014 | 888803.8067 | 824626.2963 | 707949.9661 | 717356.9206 | 660302.6319 | 504212.4778
DFO | 0 | 0 | 0 | 0 | 0 | 0 | 0 | 0
EnerStor | 2066.2148 | 2246.7732 | 5490.0623 | 14274.623 | 20260.2619 | 35116.5033 | 33289.6274 | 53519.9765
Fwaste | 3236.6413 | 3236.6413 | 3236.6413 | 2949.701 | 2954.0102 | 2993.0287 | 3000.9905 | 2934.7214
Geothermal | 19596.858 | 20479.0499 | 20564.887 | 20564.887 | 20564.887 | 20564.887 | 20564.887 | 20564.887
Hydro | 297056.7906 | 309667.4518 | 314484.849 | 315222.0607 | 317590.8667 | 318922.466 | 318922.4661 | 318922.4661
LF Gas | 10867.8684 | 10867.8684 | 10867.8684 | 9336.6548 | 9348.7725 | 9591.9184 | 9580.2396 | 9374.9579
MSW | 13509.2906 | 13509.2906 | 13507.2414 | 13187.7026 | 13185.3233 | 13184.6705 | 13185.7502 | 13087.3103
NaturalGas | 1639587.2593 | 1678194.6884 | 1682234.924 | 1664526.0994 | 1851074.7867 | 1946870.3108 | 1879953.5996 | 1984628.7859
None | 6339.612 | 6339.612 | 6339.612 | 6339.612 | 6339.612 | 6339.612 | 6339.612 | 6339.612
Non-Fossil | 8517.9544 | 8517.9544 | 8517.9544 | 8517.9544 | 8517.9544 | 8517.9544 | 8517.9544 | 8517.9544
Nuclear | 740285.1288 | 615482.6634 | 606582.4765 | 543707.3446 | 543707.3446 | 536792.1831 | 527938.4511 | 461176.22
Oil | 531.4554 | 536.9878 | 557.1488 | 2.7735 | 0 | 0 | 0 | 0
Pet. Coke | 1778.7232 | 1870.7704 | 1891.6426 | 1809.4001 | 1678.4802 | 1317.9471 | 1317.9471 | 1317.9471
Pumps | 6646.5067 | 8277.4726 | 9054.5532 | 11655.5435 | 11659.2021 | 8742.8236 | 9571.2187 | 9406.8848
RFO | 0 | 0 | 0 | 0 | 0 | 0 | 0 | 0
Solar | 102623.4365 | 132629.3623 | 164207.1093 | 246132.8607 | 260614.7903 | 291306.4262 | 346124.147 | 420951.2898
Tires | 126.9602 | 126.9602 | 126.9602 | 126.9602 | 126.9602 | 126.9602 | 126.9602 | 126.9602
Waste Coal | 0 | 0 | 0 | 0 | 0 | 0 | 0 | 0
Wind | 398732.3001 | 421157.2553 | 442585.1765 | 638224.4325 | 677135.372 | 706812.6806 | 940935.841 | 1167180.0236
Total | 4051049.8301 | 4126622.8577 | 4181145.3643 | 4323066.1158 | 4453714.6548 | 4625621.9227 | 4780694.4058 | 4983037.3955
13. Generation by Capacity Reporting Type [TBtu]
00 New Combined Cycle | 329.5942 | 359.3727 | 399.4113 | 434.8003 | 973.6442 | 1520.4345 | 2103.5409 | 2701.9009
00 New Combined Cycle with Carbon Capture | 0 | 0 | 0 | 0 | 0 | 0 | 0 | 0
00 New Combustion Turbine | 2.5845 | 4.2366 | 4.4738 | 5.7377 | 36.7281 | 61.7034 | 78.3842 | 108.1249
00 New Hydro | 101.1722 | 144.1998 | 160.6367 | 163.1521 | 171.2345 | 175.7779 | 175.7779 | 175.7779
00 New Nuclear | 0 | 0 | 0 | 0 | 0 | 0 | 0 | 0
00 New Biomass | 0.011707 | 0.1128 | 0.37837 | 0.12132 | 0.49115 | 0.49115 | 0.47466 | 0.47466
00 New Geothermal | 12.282 | 15.3234 | 15.6163 | 15.6163 | 15.6163 | 15.6163 | 15.6163 | 15.6163
00 New Landfill Gas | 0.97379 | 0.97379 | 0.97379 | 0.93078 | 0.93078 | 0.93075 | 0.93075 | 0.93075
00 New Battery Storage | 4.7018 | 5.0513 | 15.7452 | 45.4971 | 66.1291 | 117.3293 | 110.8202 | 179.8273
00 New Offshore Wind | 0 | 4.7375 | 4.7375 | 116.9988 | 241.2436 | 241.2436 | 298.3232 | 633.6877
00 New Onshore Wind | 449.5575 | 521.3339 | 594.446 | 1149.7059 | 1158.2252 | 1259.4841 | 2001.2328 | 2437.8135
00 New Solar PV | 159.3474 | 261.7276 | 369.4709 | 649.0015 | 698.4139 | 803.1337 | 990.1718 | 1245.482
00 New Solar Thermal | 0 | 0 | 0 | 0 | 0 | 0 | 0 | 0
00 New Fuel Cell | 0 | 1.4842e-05 | 0 | 1.4842e-05 | 0 | 0 | 0 | 0
00 New Ultrasupercritical Coal without CCS | 0 | 0 | 0 | 0 | 0 | 0 | 0 | 0
00 New Ultrasupercritical Coal with 30% CCS | 0 | 0 | 0 | 0 | 0 | 0 | 0 | 0
00 New Ultrasupercritical Coal with 90% CCS | 0 | 0 | 0 | 0 | 0 | 0 | 0 | 0
00 Exist Combined Cycle | 5007.5438 | 5095.028 | 5063.1374 | 4936.1848 | 4977.4028 | 4813.5988 | 4067.8891 | 3842.0124
00 Exist Combustion Turbine | 59.2473 | 78.2715 | 87.9072 | 124.327 | 131.1059 | 96.4013 | 56.7788 | 34.6627
00 Exist Coal Steam_Uncontrolled | 11.5295 | 13.2463 | 12.7838 | 12.8526 | 11.4353 | 10.6471 | 9.8049 | 8.7709
00 Exist Coal Steam_ACI | 244.3182 | 261.4336 | 267.3822 | 242.6103 | 210.9586 | 195.9935 | 180.9221 | 169.7091
00 Exist Coal Steam_ACI_DSI | 34.2951 | 47.3753 | 53.6113 | 47.2126 | 37.0269 | 39.5188 | 33.877 | 26.766
00 Exist Coal Steam_DryFGD | 3.4279 | 0.66196 | 0.77309 | 0.72332 | 0.72332 | 0.72332 | 0.72332 | 0
00 Exist Coal Steam_DryFGD_ACI | 197.3501 | 183.1552 | 188.9991 | 166.8812 | 131.459 | 138.9786 | 127.6958 | 104.2948
00 Exist Coal Steam_DryFGD_ACI_DSI | 6.7863 | 4.8291 | 4.4317 | 5.162 | 4.4317 | 4.4317 | 0 | 0
00 Exist Coal Steam_DryFGD_SCR | 9.4388 | 10.7096 | 10.7096 | 10.7096 | 10.0748 | 10.341 | 7.2481 | 7.2481
00 Exist Coal Steam_DryFGD_SCR_ACI | 240.1061 | 286.5995 | 284.1227 | 260.0865 | 254.6374 | 259.9143 | 221.9372 | 186.0608
00 Exist Coal Steam_DryFGD_SCR_DSI | 2.9501 | 3.1622 | 5.9565 | 5.2592 | 4.5786 | 4.5786 | 4.5786 | 0
00 Exist Coal Steam_DryFGD_SCR_ACI_DSI | 23.7524 | 18.9623 | 20.4859 | 16.6275 | 15.0378 | 16.4782 | 14.82 | 12.6418
00 Exist Coal Steam_DryFGD_SNCR | 0 | 0 | 0 | 0 | 0 | 0 | 0 | 0
00 Exist Coal Steam_DryFGD_SNCR_ACI | 29.8663 | 31.6415 | 31.9434 | 31.2886 | 29.3847 | 28.8399 | 28.1653 | 16.9124
00 Exist Coal Steam_DryFGD_SNCR_ACI_DSI | 23.9753 | 34.1046 | 35.3943 | 36.2527 | 33.2081 | 34.4868 | 31.2639 | 27.2512
00 Exist Coal Steam_DSI | 10.4393 | 11.9043 | 12.1631 | 10.736 | 10.736 | 14.0498 | 15.1272 | 0
00 Exist Coal Steam_SCR_ACI | 47.0727 | 69.7867 | 72.5437 | 64.3088 | 64.7025 | 64.7658 | 59.0956 | 56.1346
00 Exist Coal Steam_SCR_ACI_DSI | 0.68756 | 3.1563 | 3.7424 | 4.4129 | 3.8976 | 3.8976 | 3.5484 | 0
00 Exist Coal Steam_SNCR | 0.19415 | 0.19415 | 0.19415 | 0.19415 | 0.19415 | 0.19415 | 0.17662 | 0.1667
00 Exist Coal Steam_SNCR_ACI | 1.9006 | 7.4326 | 7.5302 | 7.5302 | 7.5302 | 8.6111 | 8.6111 | 5.4327
00 Exist Coal Steam_SNCR_ACI_DSI | 0 | 0 | 0 | 0 | 0 | 0 | 0.55568 | 0
00 Exist Coal Steam_WetFGD | 109.6791 | 67.1841 | 67.1841 | 65.2208 | 54.4965 | 54.7317 | 53.1006 | 33.1138
00 Exist Coal Steam_WetFGD_ACI | 218.6878 | 216.695 | 215.1217 | 183.3986 | 171.0065 | 176.0017 | 167.7938 | 152.6413
00 Exist Coal Steam_WetFGD_ACI_DSI | 0 | 4.7519 | 0.76544 | 4.552 | 0 | 0.05989 | 0 | 0
00 Exist Coal Steam_WetFGD_DSI | 0 | 0 | 0 | 0 | 0 | 0 | 0 | 0
00 Exist Coal Steam_WetFGD_SCR | 784.4858 | 908.1932 | 857.3752 | 768.2401 | 593.921 | 599.9689 | 552.9613 | 323.9535
00 Exist Coal Steam_WetFGD_SCR_DSI | 5.5202 | 1.5771 | 1.5771 | 7.6982 | 5.5412 | 5.6044 | 6.0866 | 0
00 Exist Coal Steam_WetFGD_SCR_ACI | 443.0677 | 491.8133 | 487.1265 | 489.3162 | 439.6383 | 450.4546 | 427.8403 | 367.0056
00 Exist Coal Steam_WetFGD_SCR_ACI_DSI | 25.4304 | 45.9075 | 33.0177 | 32.6299 | 19.771 | 24.9299 | 20.0452 | 17.7819
00 Exist Coal Steam_WetFGD_SNCR | 26.2572 | 27.5733 | 27.3462 | 25.6477 | 18.0703 | 19.6236 | 18.3853 | 9.8529
00 Exist Coal Steam_WetFGD_SNCR_ACI | 122.7921 | 170.0616 | 161.311 | 141.7045 | 109.84 | 110.3499 | 105.3411 | 54.7183
00 Exist Coal Steam_WetFGD_SNCR_ACI_DSI | 0 | 0 | 0 | 0 | 0 | 0 | 0 | 0
00 Exist FBC_Uncontrolled | 1.5323 | 0 | 0 | 0 | 0 | 0 | 0 | 0
00 Exist FBC_WetFGD_SNCR | 0.81748 | 0.81748 | 0.81748 | 0.81748 | 0.81748 | 0.81748 | 0.81748 | 0.81748
00 Exist FBC_WetFGD_DSI | 0 | 0 | 0 | 0 | 0 | 0 | 0 | 0
00 Exist FBC_ACI | 0 | 0 | 0 | 0 | 0 | 0 | 0 | 0
00 Exist FBC_ACI_DSI | 4.618 | 4.7878 | 5.2188 | 5.2727 | 5.2761 | 5.2188 | 5.2761 | 5.1665
00 Exist FBC_DryFGD_ACI | 0 | 1.6164 | 1.7411 | 1.8536 | 1.5536 | 0 | 0 | 0
00 Exist FBC_DryFGD_DSI | 0 | 0 | 0 | 0 | 0 | 0 | 0 | 0
00 Exist FBC_DryFGD_SNCR | 0 | 3.888 | 3.888 | 4.081 | 4.6644 | 0 | 0 | 0
00 Exist FBC_DryFGD_SNCR_ACI | 0 | 2.2544 | 2.2544 | 5.426 | 5.426 | 5.3975 | 5.426 | 5.3975
00 Exist FBC_DryFGD_SNCR_ACI_DSI | 0 | 0 | 0.62566 | 0 | 0.38844 | 0.94172 | 0.38844 | 0
00 Exist FBC_DryFGD_SNCR_DSI | 0 | 0 | 0 | 0 | 0 | 0 | 0 | 0
00 Exist FBC_DSI | 4.9524 | 5.162 | 7.627 | 7.627 | 7.1803 | 5.9502 | 5.9502 | 3.4852
00 Exist FBC_SNCR | 0 | 0 | 0 | 0 | 0 | 0 | 0 | 0
00 Exist FBC_SNCR_ACI | 0.10008 | 0.12828 | 0.12686 | 0.14708 | 0.13043 | 0.12158 | 0.11162 | 0.11162
00 Exist FBC_SNCR_ACI_DSI | 0 | 0 | 0 | 0 | 2.5052 | 2.5052 | 2.9747 | 2.5052
00 Exist FBC_SNCR_DSI | 1.278 | 3.0691 | 3.9843 | 3.7637 | 3.4823 | 3.4823 | 3.3467 | 0.86629
00 Exist IGCC | 17.6752 | 14.6356 | 14.6356 | 14.6356 | 13.7728 | 13.4932 | 0 | 0
00 Exist Fossil_Other | 11.0434 | 11.0434 | 11.0434 | 10.0644 | 10.0791 | 10.2122 | 10.2394 | 10.0133
00 Exist Fuel Cell | 4.1558e-05 | 0.0032059 | 0.0032059 | 0.0032059 | 0 | 0.0032059 | 0 | 0
00 Exist Hydro | 912.3856 | 912.3856 | 912.3856 | 912.3856 | 912.3856 | 912.3856 | 912.3856 | 912.3856
00 Exist Non Fossil_Other | 75.5901 | 75.5901 | 75.5832 | 74.4929 | 74.4848 | 74.4825 | 74.4862 | 74.1504
00 Exist Nuclear | 2525.8529 | 2100.0268 | 2069.6594 | 1855.1295 | 1855.1295 | 1831.5349 | 1801.326 | 1573.5333
00 International Imports | 21.6308 | 21.6308 | 21.6308 | 21.6308 | 21.6308 | 21.6308 | 21.6308 | 21.6308
00 Exist Oil/Gas Steam | 157.4275 | 148.8822 | 145.1802 | 133.1162 | 148.0702 | 125.908 | 88.9629 | 71.9259
00 Exist Oil/Gas Steam_SCR | 12.2928 | 11.9862 | 11.6779 | 9.4501 | 9.0986 | 6.8473 | 3.2544 | 3.308
00 Exist Oil/Gas Steam_SNCR | 16.0073 | 20.455 | 19.7417 | 23.755 | 28.5 | 20.7613 | 18.5354 | 12.5604
00 Exist Biomass | 15.3624 | 6.4748 | 6.5135 | 6.2291 | 2.9415 | 3.1414 | 3.0127 | 2.1694
00 Exist Landfill Gas | 36.1074 | 36.1074 | 36.1074 | 30.9259 | 30.9672 | 31.7969 | 31.757 | 31.0566
00 Exist Geothermal | 54.5825 | 54.5511 | 54.5511 | 54.5511 | 54.5511 | 54.5511 | 54.5511 | 54.5511
00 Exist Pump Storage | 22.6779 | 28.2427 | 30.8941 | 39.7687 | 39.7812 | 29.8305 | 32.657 | 32.0963
00 Exist Energy Storage | 2.3481 | 2.6147 | 2.9869 | 3.2079 | 2.9989 | 2.4882 | 2.764 | 2.7829
00 Exist Solar PV | 180.2205 | 180.2205 | 180.2205 | 180.2205 | 180.2205 | 180.2205 | 180.2205 | 180.2205
00 Exist Solar Thermal | 10.5833 | 10.5833 | 10.5833 | 10.5833 | 10.5833 | 10.5833 | 10.5833 | 10.5833
00 Exist Offshore Wind | 0.4177 | 0.4177 | 0.4177 | 0.4177 | 0.4177 | 0.4177 | 0.4177 | 0.4177
00 Exist Onshore Wind | 910.4994 | 910.4994 | 910.4994 | 910.4994 | 910.4994 | 910.4994 | 910.4994 | 910.4994
00 Ret.ACI | 0 | 0 | 0 | 0 | 0 | 0 | 0 | 0
00 Ret.ACI & DryFGD | 0 | 0 | 0 | 0 | 0 | 0 | 0 | 0
00 Ret.ACI & DryFGD & HRI | 0 | 0 | 0 | 0 | 0 | 0 | 0 | 0
00 Ret.ACI & DSI | 0 | 0 | 0 | 0 | 0 | 0 | 0 | 0
00 Ret.ACI & DSI & DryFGD | 0 | 0 | 0 | 0 | 0 | 0 | 0 | 0
00 Ret.ACI & DSI & DryFGD & HRI | 0 | 0 | 0 | 0 | 0 | 0 | 0 | 0
00 Ret.ACI & DSI & HRI | 0 | 0 | 0 | 0 | 0 | 0 | 0 | 0
00 Ret.ACI & DSI & WetFGD & HRI | 0 | 0 | 0 | 0 | 0 | 0 | 0 | 0
00 Ret.ACI & HRI | 0 | 0 | 0 | 0 | 0 | 0 | 0 | 0
00 Ret.ACI & SCR | 0 | 0 | 0 | 0 | 0 | 0 | 0 | 0
00 Ret.ACI & SCR & DryFGD & HRI | 0 | 0 | 0 | 0 | 0 | 0 | 0 | 0
00 Ret.ACI & SCR & DSI | 0 | 0 | 0 | 0 | 0 | 0 | 0 | 0
00 Ret.ACI & SCR & DSI & DryFGD | 0 | 0 | 0 | 0 | 0 | 0 | 0 | 0
00 Ret.ACI & SCR & DSI & DryFGD & HRI | 0 | 0 | 0 | 0 | 0 | 0 | 0 | 0
00 Ret.ACI & SCR & DSI & HRI | 0 | 0 | 0 | 0 | 0 | 0 | 0 | 0
00 Ret.ACI & SCR & DSI & WetFGD | 0 | 0 | 0 | 0 | 0 | 0 | 0 | 0
00 Ret.ACI & SCR & DSI & WetFGD & HRI | 0 | 0 | 0 | 0 | 0 | 0 | 0 | 0
00 Ret.ACI & SCR & HRI | 0 | 0 | 0 | 0 | 0 | 0 | 0 | 0
00 Ret.ACI & SCR & WetFGD & HRI | 0 | 0 | 0 | 0 | 0 | 0 | 0 | 0
00 Ret.ACI & SNCR | 0 | 0 | 0 | 0 | 0 | 0 | 0 | 0
00 Ret.ACI & SNCR & DSI | 0 | 0 | 0 | 0 | 0 | 0 | 0 | 0
00 Ret.ACI & SNCR & DSI & DryFGD | 0 | 0 | 0 | 0 | 0 | 0 | 0 | 0
00 Ret.ACI & SNCR & DSI & DryFGD & HRI | 0 | 0 | 0 | 0 | 0 | 0 | 0 | 0
00 Ret.ACI & SNCR & DSI & HRI | 0 | 0 | 0 | 0 | 0 | 0 | 0 | 0
00 Ret.ACI & SNCR & DSI & WetFGD | 0 | 0 | 0 | 0 | 0 | 0 | 0 | 0
00 Ret.ACI & SNCR & DSI & WetFGD & HRI | 0 | 0 | 0 | 0 | 0 | 0 | 0 | 0
00 Ret.ACI & SNCR & HRI | 0 | 0 | 0 | 0 | 0 | 0 | 0 | 0
00 Ret.ACI & WetFGD | 0 | 0 | 0 | 0 | 0 | 0 | 0 | 0
00 Ret.ACI & WetFGD & DSI | 0 | 0 | 0 | 0 | 0 | 0 | 0 | 0
00 Ret.ACI & WetFGD & HRI | 0 | 0 | 0 | 0 | 0 | 0 | 0 | 0
00 Ret.C2G | 11.6422 | 10.9628 | 12.2748 | 13.876 | 13.4384 | 0 | 0 | 0
00 Ret.C2G & SCR | 0 | 0 | 0 | 0 | 0 | 0 | 0 | 0
00 Ret.CCG | 0 | 0 | 0 | 0 | 0 | 0 | 0 | 0
00 Ret.DryFGD | 0 | 0 | 0 | 0 | 0 | 0 | 0 | 0
00 Ret.DryFGD & CCS | 0 | 0 | 0 | 0 | 0 | 0 | 0 | 0
00 Ret.DryFGD & HRI | 0 | 0 | 0 | 0 | 0 | 0 | 0 | 0
00 Ret.DSI | 0 | 0 | 0 | 0 | 0 | 0 | 0 | 0
00 Ret.DSI & DryFGD | 0 | 0 | 0 | 0 | 0 | 0 | 0 | 0
00 Ret.DSI & DryFGD & HRI | 0 | 0 | 0 | 0 | 0 | 0 | 0 | 0
00 Ret.DSI & HRI | 0 | 0 | 0 | 0 | 0 | 0 | 0 | 0
00 Ret.DSI & WetFGD | 0 | 0 | 0 | 0 | 0 | 0 | 0 | 0
00 Ret.DSI & WetFGD & HRI | 0 | 0 | 0 | 0 | 0 | 0 | 0 | 0
00 Ret.ExistACI & DryFGD | 0 | 0 | 0 | 0 | 0 | 0 | 0 | 0
00 Ret.ExistACI & DryFGD & CCS | 0 | 0 | 0 | 0 | 0 | 0 | 0 | 0
00 Ret.ExistACI & DryFGD & HRI | 0 | 0 | 0 | 0 | 0 | 0 | 0 | 0
00 Ret.ExistACI & DryFGD & HRI & CCS | 0 | 0 | 0 | 0 | 0 | 0 | 0 | 0
00 Ret.ExistACI & DSI | 0 | 0 | 0 | 0 | 0 | 0 | 0 | 0
00 Ret.ExistACI & DSI & DryFGD | 0 | 0 | 0 | 0 | 0 | 0 | 0 | 0
00 Ret.ExistACI & DSI & DryFGD & HRI | 0 | 0 | 0 | 0 | 0 | 0 | 0 | 0
00 Ret.ExistACI & DSI & HRI | 0 | 0 | 0 | 0 | 0 | 0 | 0 | 0
00 Ret.ExistACI & DSI & WetFGD | 0 | 0 | 0 | 0 | 0 | 0 | 0 | 0
00 Ret.ExistACI & DSI & WetFGD & HRI | 0 | 0 | 0 | 0 | 0 | 0 | 0 | 0
00 Ret.ExistACI & HRI | 0 | 0 | 0 | 0 | 0 | 0 | 0 | 0
00 Ret.ExistACI & HRI & WetFGD | 0 | 0 | 0 | 0 | 0 | 0 | 0 | 0
00 Ret.ExistACI & SCR | 0 | 0 | 0 | 0 | 0 | 0 | 0 | 0
00 Ret.ExistACI & SCR & DryFGD | 0 | 0 | 0 | 0 | 0 | 0 | 0 | 0
00 Ret.ExistACI & SCR & DryFGD & CCS | 0 | 0 | 0 | 0 | 0 | 0 | 0 | 0
00 Ret.ExistACI & SCR & DryFGD & HRI | 0 | 0 | 0 | 0 | 0 | 0 | 0 | 0
00 Ret.ExistACI & SCR & DryFGD & HRI & CCS | 0 | 0 | 0 | 0 | 0 | 0 | 0 | 0
00 Ret.ExistACI & SCR & DSI | 0 | 0 | 0 | 0 | 0 | 0 | 0 | 0
00 Ret.ExistACI & SCR & DSI & DryFGD | 0 | 0 | 0 | 0 | 0 | 0 | 0 | 0
00 Ret.ExistACI & SCR & DSI & DryFGD & HRI | 0 | 0 | 0 | 0 | 0 | 0 | 0 | 0
00 Ret.ExistACI & SCR & DSI & HRI | 0 | 0 | 0 | 0 | 0 | 0 | 0 | 0
00 Ret.ExistACI & SCR & HRI | 0 | 0 | 0 | 0 | 0 | 0 | 0 | 0
00 Ret.ExistACI & SCR & WetFGD | 0 | 0 | 0 | 0 | 0 | 0 | 0 | 0
00 Ret.ExistACI & SCR & WetFGD & CCS | 0 | 0 | 0 | 0 | 0 | 0 | 0 | 0
00 Ret.ExistACI & SCR & WetFGD & HRI | 0 | 0 | 0 | 0 | 0 | 0 | 0 | 0
00 Ret.ExistACI & SCR & WetFGD & HRI & CCS | 0 | 0 | 0 | 0 | 0 | 0 | 0 | 0
00 Ret.ExistACI & SNCR | 0 | 0 | 0 | 0 | 0 | 0 | 0 | 0
00 Ret.ExistACI & SNCR & DryFGD | 0 | 0 | 0 | 0 | 0 | 0 | 0 | 0
00 Ret.ExistACI & SNCR & DryFGD & CCS | 0 | 0 | 0 | 0 | 0 | 0 | 0 | 0
00 Ret.ExistACI & SNCR & DryFGD & HRI | 0 | 0 | 0 | 0 | 0 | 0 | 0 | 0
00 Ret.ExistACI & SNCR & DryFGD & HRI & CCS | 0 | 0 | 0 | 0 | 0 | 0 | 0 | 0
00 Ret.ExistACI & SNCR & DSI | 0 | 0 | 0 | 0 | 0 | 0 | 0 | 0
00 Ret.ExistACI & SNCR & DSI & HRI | 0 | 0 | 0 | 0 | 0 | 0 | 0 | 0
00 Ret.ExistACI & SNCR & HRI | 0 | 0 | 0 | 0 | 0 | 0 | 0 | 0
00 Ret.ExistACI & SNCR & WetFGD | 0 | 0 | 0 | 0 | 0 | 0 | 0 | 0
00 Ret.ExistACI & SNCR & WetFGD & CCS | 0 | 0 | 0 | 0 | 0 | 0 | 0 | 0
00 Ret.ExistACI & SNCR & WetFGD & HRI | 0 | 0 | 0 | 0 | 0 | 0 | 0 | 0
00 Ret.ExistACI & SNCR & WetFGD & HRI & CCS | 0 | 0 | 0 | 0 | 0 | 0 | 0 | 0
00 Ret.ExistACI & WetFGD | 0.17713 | 8.8237 | 8.8572 | 8.8572 | 8.8572 | 8.8572 | 8.8572 | 7.3749
00 Ret.ExistACI & WetFGD & CCS | 0 | 0 | 0 | 0 | 0 | 0 | 0 | 0
00 Ret.ExistACI & WetFGD & HRI & CCS | 0 | 0 | 0 | 0 | 0 | 0 | 0 | 0
00 Ret.ExistACI_DSI & DryFGD | 0 | 0 | 0 | 0 | 0 | 0 | 0 | 0
00 Ret.ExistACI_DSI & DryFGD & CCS | 0 | 0 | 0 | 0 | 0 | 0 | 0 | 0
00 Ret.ExistACI_DSI & DryFGD & HRI | 0 | 0 | 0 | 0 | 0 | 0 | 0 | 0
00 Ret.ExistACI_DSI & DryFGD & HRI & CCS | 0 | 0 | 0 | 0 | 0 | 0 | 0 | 0
00 Ret.ExistACI_DSI & HRI | 0 | 0 | 0 | 0 | 0 | 0 | 0 | 0
00 Ret.ExistACI_DSI & SCR | 0 | 0 | 0 | 0 | 0 | 0 | 0 | 0
00 Ret.ExistACI_DSI & SCR & DryFGD | 0 | 0 | 0 | 0 | 0 | 0 | 0 | 0
00 Ret.ExistACI_DSI & SCR & DryFGD & CCS | 0 | 0 | 0 | 0 | 0 | 0 | 0 | 0
00 Ret.ExistACI_DSI & SCR & DryFGD & HRI | 0 | 0 | 0 | 0 | 0 | 0 | 0 | 0
00 Ret.ExistACI_DSI & SCR & DryFGD & HRI & CCS | 0 | 0 | 0 | 0 | 0 | 0 | 0 | 0
00 Ret.ExistACI_DSI & SCR & HRI | 0 | 0 | 0 | 0 | 0 | 0 | 0 | 0
00 Ret.ExistACI_DSI & SCR & WetFGD | 0 | 0 | 0 | 0 | 0 | 0 | 0 | 0
00 Ret.ExistACI_DSI & SCR & WetFGD & CCS | 0 | 0 | 0 | 0 | 0 | 0 | 0 | 0
00 Ret.ExistACI_DSI & SCR & WetFGD & HRI | 0 | 0 | 0 | 0 | 0 | 0 | 0 | 0
00 Ret.ExistACI_DSI & SCR & WetFGD & HRI & CCS | 0 | 0 | 0 | 0 | 0 | 0 | 0 | 0
00 Ret.ExistACI_DSI & SNCR | 0 | 0 | 0 | 0 | 0 | 0 | 0 | 0
00 Ret.ExistACI_DSI & SNCR & DryFGD | 0 | 0 | 0 | 0 | 0 | 0 | 0 | 0
00 Ret.ExistACI_DSI & SNCR & DryFGD & HRI & CCS | 0 | 0 | 0 | 0 | 0 | 0 | 0 | 0
00 Ret.ExistACI_DSI & SNCR & DryFGD & HRI | 0 | 0 | 0 | 0 | 0 | 0 | 0 | 0
00 Ret.ExistACI_DSI & SNCR & WetFGD & HRI & CCS | 0 | 0 | 0 | 0 | 0 | 0 | 0 | 0
00 Ret.ExistACI_DSI & SNCR & HRI | 0 | 0 | 0 | 0 | 0 | 0 | 0 | 0
00 Ret.ExistACI_DSI & SNCR & WetFGD | 0 | 0 | 0 | 0 | 0 | 0 | 0 | 0
00 Ret.ExistACI_DSI & SNCR & WetFGD & HRI | 0 | 0 | 0 | 0 | 0 | 0 | 0 | 0
00 Ret.ExistACI_DSI & WetFGD | 0 | 0 | 0 | 0 | 0 | 0 | 0 | 0
00 Ret.ExistACI_DSI & WetFGD & CCS | 0 | 0 | 0 | 0 | 0 | 0 | 0 | 0
00 Ret.ExistACI_DSI & WetFGD & HRI | 0 | 0 | 0 | 0 | 0 | 0 | 0 | 0
00 Ret.ExistACI_DSI & WetFGD & HRI & CCS | 0 | 0 | 0 | 0 | 0 | 0 | 0 | 0
00 Ret.ExistDryFGD & ACI | 0 | 0 | 0 | 0 | 0 | 0 | 0 | 0
00 Ret.ExistDryFGD & ACI & CCS | 0 | 0 | 0 | 0 | 0 | 0 | 0 | 0
00 Ret.ExistDryFGD & ACI & HRI | 0 | 0 | 0 | 0 | 0 | 0 | 0 | 0
00 Ret.ExistDryFGD & ACI & HRI & CCS | 0 | 0 | 0 | 0 | 0 | 0 | 0 | 0
00 Ret.ExistDryFGD & ACI & SCR | 0 | 0 | 0 | 0 | 0 | 0 | 0 | 0
00 Ret.ExistDryFGD & ACI & SCR & CCS | 0 | 0 | 0 | 0 | 0 | 0 | 0 | 0
00 Ret.ExistDryFGD & ACI & SCR & HRI | 0 | 0 | 0 | 0 | 0 | 0 | 0 | 0
00 Ret.ExistDryFGD & ACI & SCR & HRI & CCS | 0 | 0 | 0 | 0 | 0 | 0 | 0 | 0
00 Ret.ExistDryFGD & ACI & SNCR | 0 | 0 | 0 | 0 | 0 | 0 | 0 | 0
00 Ret.ExistDryFGD & ACI & SNCR & HRI | 0 | 0 | 0 | 0 | 0 | 0 | 0 | 0
00 Ret.ExistDryFGD & ACI & SNCR & HRI & CCS | 0 | 0 | 0 | 0 | 0 | 0 | 0 | 0
00 Ret.ExistDryFGD & CCS | 0 | 0 | 0 | 0 | 0 | 0 | 0 | 0
00 Ret.ExistDryFGD & HRI | 0 | 0 | 0 | 0 | 0 | 0 | 0 | 0
00 Ret.ExistDryFGD & HRI & CCS | 0 | 0 | 0 | 0 | 0 | 0 | 0 | 0
00 Ret.ExistDryFGD & SCR | 0 | 0 | 0 | 0 | 0 | 0 | 0 | 0
00 Ret.ExistDryFGD & SCR & CCS | 0 | 0 | 0 | 0 | 0 | 0 | 0 | 0
00 Ret.ExistDryFGD & SCR & HRI | 0 | 0 | 0 | 0 | 0 | 0 | 0 | 0
00 Ret.ExistDryFGD & SCR & HRI & CCS | 0 | 0 | 0 | 0 | 0 | 0 | 0 | 0
00 Ret.ExistDryFGD & SNCR | 0 | 0 | 0 | 0 | 0 | 0 | 0 | 0
00 Ret.ExistDryFGD & SNCR & CCS | 0 | 0 | 0 | 0 | 0 | 0 | 0 | 0
00 Ret.ExistDryFGD & SNCR & HRI | 0 | 0 | 0 | 0 | 0 | 0 | 0 | 0
00 Ret.ExistDryFGD & SNCR & HRI & CCS | 0 | 0 | 0 | 0 | 0 | 0 | 0 | 0
00 Ret.ExistDryFGD_ACI & CCS | 0 | 0 | 0 | 0 | 0 | 0 | 0 | 0
00 Ret.ExistDryFGD_ACI & HRI | 0 | 0 | 0 | 0 | 0 | 0 | 0 | 0
00 Ret.ExistDryFGD_ACI & HRI & CCS | 0 | 0 | 0 | 0 | 0 | 0 | 0 | 0
00 Ret.ExistDryFGD_ACI & SCR | 0 | 0 | 0 | 0 | 0 | 0 | 0 | 0
00 Ret.ExistDryFGD_ACI & SCR & CCS | 0 | 0 | 0 | 0 | 0 | 0 | 0 | 0
00 Ret.ExistDryFGD_ACI & SCR & HRI | 0 | 0 | 0 | 0 | 0 | 0 | 0 | 0
00 Ret.ExistDryFGD_ACI & SCR & HRI & CCS | 0 | 0 | 0 | 0 | 0 | 0 | 0 | 0
00 Ret.ExistDryFGD_ACI & SNCR | 24.9914 | 24.9914 | 24.9914 | 24.9914 | 24.5047 | 24.9914 | 24.1885 | 23.5779
00 Ret.ExistDryFGD_ACI & SNCR & CCS | 0 | 0 | 0 | 0 | 0 | 0 | 0 | 0
00 Ret.ExistDryFGD_ACI & SNCR & HRI | 0 | 0 | 0 | 0 | 0 | 0 | 0 | 0
00 Ret.ExistDryFGD_ACI & SNCR & HRI & CCS | 0 | 0 | 0 | 0 | 0 | 0 | 0 | 0
00 Ret.ExistDryFGD_ACI_DSI & HRI | 0 | 0 | 0 | 0 | 0 | 0 | 0 | 0
00 Ret.ExistDryFGD_ACI_DSI & SCR | 0 | 0 | 0 | 0 | 0 | 0 | 0 | 0
00 Ret.ExistDryFGD_ACI_DSI & SCR & CCS | 0 | 0 | 0 | 0 | 0 | 0 | 0 | 0
00 Ret.ExistDryFGD_ACI_DSI & SCR & HRI | 0 | 0 | 0 | 0 | 0 | 0 | 0 | 0
00 Ret.ExistDryFGD_ACI_DSI & SCR & HRI & CCS | 0 | 0 | 0 | 0 | 0 | 0 | 0 | 0
00 Ret.ExistDryFGD_ACI_DSI & SNCR | 0 | 0 | 0 | 0 | 0 | 0 | 0 | 0
00 Ret.ExistDryFGD_ACI_DSI & SNCR & HRI | 0 | 0 | 0 | 0 | 0 | 0 | 0 | 0
00 Ret.ExistDryFGD_SCR & ACI & CCS | 0 | 0 | 0 | 0 | 0 | 0 | 0 | 0
00 Ret.ExistDryFGD_DSI & HRI | 0 | 0 | 0 | 0 | 0 | 0 | 0 | 0
00 Ret.ExistDryFGD_SCR & ACI & HRI | 0 | 0 | 0 | 0 | 0 | 0 | 0 | 0
00 Ret.ExistDryFGD_SCR & ACI & HRI & CCS | 0 | 0 | 0 | 0 | 0 | 0 | 0 | 0
00 Ret.ExistDryFGD_SCR & CCS | 0 | 0 | 0 | 0 | 0 | 0 | 0 | 0
00 Ret.ExistDryFGD_SCR_DSI & ACI & HRI | 0 | 0 | 0 | 0 | 0 | 0 | 0 | 0
00 Ret.ExistDryFGD_SNCR_ACI_DSI & CCS | 0 | 0 | 0 | 0 | 0 | 0 | 0 | 0
00 Ret.ExistDryFGD_SNCR_ACI_DSI & HRI | 0 | 0 | 0 | 0 | 0 | 0 | 0 | 0
00 Ret.ExistDryFGD_SNCR_ACI_DSI & HRI & CCS | 0 | 0 | 0 | 0 | 0 | 0 | 0 | 0
00 Ret.ExistDSI & ACI | 0 | 0 | 0 | 0 | 0 | 0 | 0 | 0
00 Ret.ExistDSI & ACI & HRI | 0 | 0 | 0 | 0 | 0 | 0 | 0 | 0
00 Ret.ExistDSI & ACI & SCR | 0 | 0 | 0 | 0 | 0 | 0 | 0 | 0
00 Ret.ExistDSI & ACI & SCR & DryFGD & HRI | 0 | 0 | 0 | 0 | 0 | 0 | 0 | 0
00 Ret.ExistDSI & ACI & SCR & HRI | 0 | 0 | 0 | 0 | 0 | 0 | 0 | 0
00 Ret.ExistDSI & ACI & SCR & WetFGD & HRI | 0 | 0 | 0 | 0 | 0 | 0 | 0 | 0
00 Ret.ExistDSI & DryFGD | 0 | 0 | 0 | 0 | 0 | 0 | 0 | 0
00 Ret.ExistDSI & DryFGD & ACI | 0 | 0 | 0 | 0 | 0 | 0 | 0 | 0
00 Ret.ExistDSI & DryFGD & ACI & HRI | 0 | 0 | 0 | 0 | 0 | 0 | 0 | 0
00 Ret.ExistDSI & DryFGD & HRI | 0 | 0 | 0 | 0 | 0 | 0 | 0 | 0
00 Ret.ExistDSI & HRI | 0 | 0 | 0 | 0 | 0 | 0 | 0 | 0
00 Ret.ExistDSI & SCR | 0 | 0 | 0 | 0 | 0 | 0 | 0 | 0
00 Ret.ExistDSI & SCR & DryFGD | 0 | 0 | 0 | 0 | 0 | 0 | 0 | 0
00 Ret.ExistDSI & SCR & DryFGD & ACI | 0 | 0 | 0 | 0 | 0 | 0 | 0 | 0
00 Ret.ExistDSI & SCR & DryFGD & HRI | 0 | 0 | 0 | 0 | 0 | 0 | 0 | 0
00 Ret.ExistDSI & SCR & HRI | 0 | 0 | 0 | 0 | 0 | 0 | 0 | 0
00 Ret.ExistDSI & SCR & WetFGD | 0 | 0 | 0 | 0 | 0 | 0 | 0 | 0
00 Ret.ExistDSI & SCR & WetFGD & ACI | 0 | 0 | 0 | 0 | 0 | 0 | 0 | 0
00 Ret.ExistDSI & SCR & WetFGD & HRI | 0 | 0 | 0 | 0 | 0 | 0 | 0 | 0
00 Ret.ExistDSI & SNCR | 0 | 0 | 0 | 0 | 0 | 0 | 0 | 0
00 Ret.ExistDSI & SNCR & ACI | 0 | 0 | 0 | 0 | 0 | 0 | 0 | 0
00 Ret.ExistDSI & SNCR & ACI & HRI | 0 | 0 | 0 | 0 | 0 | 0 | 0 | 0
00 Ret.ExistDSI & SNCR & DryFGD | 0 | 0 | 0 | 0 | 0 | 0 | 0 | 0
00 Ret.ExistDSI & SNCR & DryFGD & ACI | 0 | 0 | 0 | 0 | 0 | 0 | 0 | 0
00 Ret.ExistDSI & SNCR & DryFGD & ACI & HRI | 0 | 0 | 0 | 0 | 0 | 0 | 0 | 0
00 Ret.ExistDSI & SNCR & DryFGD & HRI | 0 | 0 | 0 | 0 | 0 | 0 | 0 | 0
00 Ret.ExistDSI & SNCR & HRI | 0 | 0 | 0 | 0 | 0 | 0 | 0 | 0
00 Ret.ExistDSI & SNCR & WetFGD | 0 | 0 | 0 | 0 | 0 | 0 | 0 | 0
00 Ret.ExistDSI & SNCR & WetFGD & ACI | 0 | 0 | 0 | 0 | 0 | 0 | 0 | 0
00 Ret.ExistDSI & SNCR & WetFGD & ACI & HRI | 0 | 0 | 0 | 0 | 0 | 0 | 0 | 0
00 Ret.ExistDSI & SNCR & WetFGD & HRI | 0 | 0 | 0 | 0 | 0 | 0 | 0 | 0
00 Ret.ExistDSI & WetFGD | 0 | 0 | 0 | 0 | 0 | 0 | 0 | 0
00 Ret.ExistDSI & WetFGD & ACI | 0 | 0 | 0 | 0 | 0 | 0 | 0 | 0
00 Ret.ExistDSI & WetFGD & ACI & HRI | 0 | 0 | 0 | 0 | 0 | 0 | 0 | 0
00 Ret.ExistDSI & WetFGD & HRI | 0 | 0 | 0 | 0 | 0 | 0 | 0 | 0
00 Ret.ExistDSI_ACI & SNCR & DryFGD & CCS | 0 | 0 | 0 | 0 | 0 | 0 | 0 | 0
00 Ret.ExistDSI_ACI & SNCR & WetFGD & CCS | 0 | 0 | 0 | 0 | 0 | 0 | 0 | 0
00 Ret.ExistSCR_ACI & DryFGD | 0 | 0 | 0 | 0 | 0 | 0 | 0 | 0
00 Ret.ExistSCR_ACI & DryFGD & CCS | 0 | 0 | 0 | 0 | 0 | 0 | 0 | 0
00 Ret.ExistSCR_ACI & DryFGD & HRI | 0 | 0 | 0 | 0 | 0 | 0 | 0 | 0
00 Ret.ExistSCR_ACI & DryFGD & HRI & CCS | 0 | 0 | 0 | 0 | 0 | 0 | 0 | 0
00 Ret.ExistSCR_ACI & DSI | 0 | 0 | 0 | 0 | 0 | 0 | 0 | 0
00 Ret.ExistSCR_ACI & DSI & HRI | 0 | 0 | 0 | 0 | 0 | 0 | 0 | 0
00 Ret.ExistSCR_ACI & HRI | 0 | 0 | 0 | 0 | 0 | 0 | 0 | 0
00 Ret.ExistSCR_ACI & WetFGD | 0 | 0 | 0 | 0 | 0 | 0 | 0 | 0
00 Ret.ExistSCR_ACI & WetFGD & CCS | 0 | 0 | 0 | 0 | 0 | 0 | 0 | 0
00 Ret.ExistSCR_ACI & WetFGD & HRI | 0 | 0 | 0 | 0 | 0 | 0 | 0 | 0
00 Ret.ExistSCR_ACI & WetFGD & HRI & CCS | 0 | 0 | 0 | 0 | 0 | 0 | 0 | 0
00 Ret.ExistSCR_ACI_DSI & DryFGD | 0 | 0 | 0 | 0 | 0 | 0 | 0 | 0
00 Ret.ExistSCR_ACI_DSI & DryFGD & HRI | 0 | 0 | 0 | 0 | 0 | 0 | 0 | 0
00 Ret.ExistSCR_ACI_DSI & HRI | 0 | 0 | 0 | 0 | 0 | 0 | 0 | 0
00 Ret.ExistSCR_ACI_DSI & WetFGD | 0 | 0 | 0 | 0 | 0 | 0 | 0 | 0
00 Ret.ExistSCR_ACI_DSI & WetFGD & HRI | 0 | 0 | 0 | 0 | 0 | 0 | 0 | 0
00 Ret.ExistSCR_DryFGD & ACI | 0 | 0 | 0 | 0 | 0 | 0 | 0 | 0
00 Ret.ExistSCR_DryFGD & HRI | 0 | 0 | 0 | 0 | 0 | 0 | 0 | 0
00 Ret.ExistSCR_DryFGD & HRI & CCS | 0 | 0 | 0 | 0 | 0 | 0 | 0 | 0
00 Ret.ExistSCR_DryFGD_ACI & CCS | 0 | 0 | 4.3317 | 4.3317 | 4.3317 | 4.3317 | 4.3317 | 4.3317
00 Ret.ExistSCR_DryFGD_ACI & HRI | 0 | 0 | 0 | 0 | 0 | 0 | 0 | 0
00 Ret.ExistSCR_DryFGD_ACI & HRI & CCS | 0 | 0 | 0 | 0 | 0 | 0 | 0 | 0
00 Ret.ExistSCR_DryFGD_ACI_DSI & CCS | 0 | 0 | 0 | 0 | 0 | 0 | 0 | 0
00 Ret.ExistSCR_DryFGD_ACI_DSI & HRI | 0 | 0 | 0 | 0 | 0 | 0 | 0 | 0
00 Ret.ExistSCR_DryFGD_ACI_DSI & HRI & CCS | 0 | 0 | 0 | 0 | 0 | 0 | 0 | 0
00 Ret.ExistSCR_DryFGD_DSI & ACI | 0 | 0 | 0 | 0 | 0 | 0 | 0 | 0
00 Ret.ExistSCR_WetFGD & ACI | 0 | 0 | 0 | 0 | 0 | 0 | 0 | 0
00 Ret.ExistSCR_WetFGD & HRI | 0 | 0 | 0 | 0 | 0 | 0 | 0 | 0
00 Ret.ExistSCR_WetFGD & HRI & CCS | 0 | 0 | 0 | 0 | 0 | 0 | 0 | 0
00 Ret.ExistSCR_WetFGD_ACI & CCS | 0 | 0 | 15.6181 | 15.6181 | 15.6181 | 15.6181 | 15.6181 | 15.6181
00 Ret.ExistSCR_WetFGD_ACI & HRI | 0 | 0 | 0 | 0 | 0 | 0 | 0 | 0
00 Ret.ExistSCR_WetFGD_ACI & HRI & CCS | 0 | 0 | 0 | 0 | 0 | 0 | 0 | 0
00 Ret.ExistSCR_WetFGD_ACI_DSI & CCS | 0 | 0 | 0 | 0 | 0 | 0 | 0 | 0
00 Ret.ExistSCR_WetFGD_ACI_DSI & HRI | 0 | 0 | 0 | 0 | 0 | 0 | 0 | 0
00 Ret.ExistSCR_WetFGD_ACI_DSI & HRI & CCS | 0 | 0 | 0 | 0 | 0 | 0 | 0 | 0
00 Ret.ExistSCR_WetFGD_DSI & ACI | 0 | 0 | 0 | 0 | 0 | 0 | 0 | 0
00 Ret.ExistSCR_WetFGD_DSI & HRI | 0 | 0 | 0 | 0 | 0 | 0 | 0 | 0
00 Ret.ExistSCR_WetFGD_DSI & HRI & CCS | 0 | 0 | 0 | 0 | 0 | 0 | 0 | 0
00 Ret.ExistSNCR_ACI & DryFGD | 0 | 0 | 0 | 0 | 0 | 0 | 0 | 0
00 Ret.ExistSNCR_ACI & DryFGD & CCS | 0 | 0 | 0 | 0 | 0 | 0 | 0 | 0
00 Ret.ExistSNCR_ACI & DryFGD & HRI | 0 | 0 | 0 | 0 | 0 | 0 | 0 | 0
00 Ret.ExistSNCR_ACI & DryFGD & HRI & CCS | 0 | 0 | 0 | 0 | 0 | 0 | 0 | 0
00 Ret.ExistSNCR_ACI & DSI & HRI | 0 | 0 | 0 | 0 | 0 | 0 | 0 | 0
00 Ret.ExistSNCR_ACI & HRI | 0 | 0 | 0 | 0 | 0 | 0 | 0 | 0
00 Ret.ExistSNCR_ACI & WetFGD | 0 | 0 | 0 | 0 | 0 | 0 | 0 | 0
00 Ret.ExistSNCR_ACI & WetFGD & CCS | 0 | 0 | 0 | 0 | 0 | 0 | 0 | 0
00 Ret.ExistSNCR_ACI & WetFGD & HRI | 0 | 0 | 0 | 0 | 0 | 0 | 0 | 0
00 Ret.ExistSNCR_ACI & WetFGD & HRI & CCS | 0 | 0 | 0 | 0 | 0 | 0 | 0 | 0
00 Ret.ExistSNCR_ACI_DSI & DryFGD | 0 | 0 | 0 | 0 | 0 | 0 | 0 | 0
00 Ret.ExistSNCR_ACI_DSI & DryFGD & CCS | 0 | 0 | 0 | 0 | 0 | 0 | 0 | 0
00 Ret.ExistSNCR_ACI_DSI & DryFGD & HRI | 0 | 0 | 0 | 0 | 0 | 0 | 0 | 0
00 Ret.ExistSNCR_ACI_DSI & DryFGD & HRI & CCS | 0 | 0 | 0 | 0 | 0 | 0 | 0 | 0
00 Ret.ExistSNCR_ACI_DSI & HRI | 0 | 0 | 0 | 0 | 0 | 0 | 0 | 0
00 Ret.ExistSNCR_ACI_DSI & WetFGD | 0 | 0 | 0 | 0 | 0 | 0 | 0 | 0
00 Ret.ExistSNCR_ACI_DSI & WetFGD & CCS | 0 | 0 | 0 | 0 | 0 | 0 | 0 | 0
00 Ret.ExistSNCR_ACI_DSI & WetFGD & HRI | 0 | 0 | 0 | 0 | 0 | 0 | 0 | 0
00 Ret.ExistSNCR_ACI_DSI & WetFGD & HRI & CCS | 0 | 0 | 0 | 0 | 0 | 0 | 0 | 0
00 Ret.ExistSNCR_DryFGD & HRI | 0 | 0 | 0 | 0 | 0 | 0 | 0 | 0
00 Ret.ExistSNCR_DryFGD_ACI & CCS | 0 | 0 | 0 | 0 | 0 | 0 | 0 | 0
00 Ret.ExistSNCR_DryFGD_ACI & HRI | 0 | 0 | 0 | 0 | 0 | 0 | 0 | 0
00 Ret.ExistSNCR_DryFGD_ACI & HRI & CCS | 0 | 0 | 0 | 0 | 0 | 0 | 0 | 0
00 Ret.ExistSNCR_WetFGD & ACI | 0 | 0 | 0 | 0 | 0 | 0 | 0 | 0
00 Ret.ExistSNCR_WetFGD & HRI | 0 | 0 | 0 | 0 | 0 | 0 | 0 | 0
00 Ret.ExistSNCR_WetFGD & HRI & CCS | 0 | 0 | 0 | 0 | 0 | 0 | 0 | 0
00 Ret.ExistSNCR_WetFGD_ACI & CCS | 0 | 0 | 5.1646 | 5.1646 | 5.1646 | 5.1646 | 5.1646 | 5.1646
00 Ret.ExistSNCR_WetFGD_ACI & HRI | 0 | 0 | 0 | 0 | 0 | 0 | 0 | 0
00 Ret.ExistSNCR_WetFGD_ACI & HRI & CCS | 0 | 0 | 0 | 0 | 0 | 0 | 0 | 0
00 Ret.ExistSNCR_WetFGD_ACI_DSI & CCS | 0 | 0 | 0 | 0 | 0 | 0 | 0 | 0
00 Ret.ExistSNCR_WetFGD_ACI_DSI & HRI | 0 | 0 | 0 | 0 | 0 | 0 | 0 | 0
00 Ret.ExistSNCR_WetFGD_ACI_DSI & HRI & CCS | 0 | 0 | 0 | 0 | 0 | 0 | 0 | 0
00 Ret.ExistWetFGD & ACI | 0 | 0 | 0 | 0 | 0 | 0 | 0 | 0
00 Ret.ExistWetFGD & ACI & CCS | 0 | 0 | 0 | 0 | 0 | 0 | 0 | 0
00 Ret.ExistWetFGD & ACI & HRI | 0 | 0 | 0 | 0 | 0 | 0 | 0 | 0
00 Ret.ExistWetFGD & ACI & HRI & CCS | 0 | 0 | 0 | 0 | 0 | 0 | 0 | 0
00 Ret.ExistWetFGD & ACI & SCR | 0 | 0 | 0 | 0 | 0 | 0 | 0 | 0
00 Ret.ExistWetFGD & ACI & SCR & CCS | 0 | 0 | 0 | 0 | 0 | 0 | 0 | 0
00 Ret.ExistWetFGD & ACI & SCR & HRI | 0 | 0 | 0 | 0 | 0 | 0 | 0 | 0
00 Ret.ExistWetFGD & ACI & SCR & HRI & CCS | 0 | 0 | 0 | 0 | 0 | 0 | 0 | 0
00 Ret.ExistWetFGD & ACI & SNCR | 0 | 0 | 0 | 0 | 0 | 0 | 0 | 0
00 Ret.ExistWetFGD & ACI & SNCR & HRI | 0 | 0 | 0 | 0 | 0 | 0 | 0 | 0
00 Ret.ExistWetFGD & ACI & SNCR & HRI & CCS | 0 | 0 | 0 | 0 | 0 | 0 | 0 | 0
00 Ret.ExistWetFGD & CCS | 0 | 0 | 0 | 0 | 0 | 0 | 0 | 0
00 Ret.ExistWetFGD & HRI | 0 | 0 | 0 | 0 | 0 | 0 | 0 | 0
00 Ret.ExistWetFGD & HRI & CCS | 0 | 0 | 0 | 0 | 0 | 0 | 0 | 0
00 Ret.ExistWetFGD & SCR | 10.457 | 10.457 | 10.457 | 10.457 | 10.457 | 10.457 | 9.11 | 9.11
00 Ret.ExistWetFGD & SCR & CCS | 0 | 0 | 0 | 0 | 0 | 0 | 0 | 0
00 Ret.ExistWetFGD & SCR & HRI | 0 | 0 | 0 | 0 | 0 | 0 | 0 | 0
00 Ret.ExistWetFGD & SCR & HRI & CCS | 0 | 0 | 0 | 0 | 0 | 0 | 0 | 0
00 Ret.ExistWetFGD & SNCR | 0 | 0 | 0 | 0 | 0 | 0 | 0 | 0
00 Ret.ExistWetFGD & SNCR & CCS | 0 | 0 | 0 | 0 | 0 | 0 | 0 | 0
00 Ret.ExistWetFGD & SNCR & HRI | 0 | 0 | 0 | 0 | 0 | 0 | 0 | 0
00 Ret.ExistWetFGD & SNCR & HRI & CCS | 0 | 0 | 0 | 0 | 0 | 0 | 0 | 0
00 Ret.ExistWetFGD_ACI & CCS | 0 | 0 | 1.9033 | 1.9033 | 1.9033 | 1.9033 | 1.9033 | 1.8012
00 Ret.ExistWetFGD_ACI & HRI | 0 | 0 | 0 | 0 | 0 | 0 | 0 | 0
00 Ret.ExistWetFGD_ACI & HRI & CCS | 0 | 0 | 0 | 0 | 0 | 0 | 0 | 0
00 Ret.ExistWetFGD_ACI & SCR | 13.9017 | 29.7944 | 18.1241 | 18.2201 | 16.6608 | 17.1496 | 15.9211 | 12.5633
00 Ret.ExistWetFGD_ACI & SCR & CCS | 0 | 0 | 8.3953 | 8.3953 | 8.3953 | 8.3953 | 8.3953 | 8.3953
00 Ret.ExistWetFGD_ACI & SCR & HRI | 0 | 0 | 0 | 0 | 0 | 0 | 0 | 0
00 Ret.ExistWetFGD_ACI & SCR & HRI & CCS | 0 | 0 | 0 | 0 | 0 | 0 | 0 | 0
00 Ret.ExistWetFGD_ACI & SNCR | 13.9825 | 14.4529 | 14.4529 | 14.7291 | 15.3673 | 15.8386 | 16.6467 | 14.8121
00 Ret.ExistWetFGD_ACI & SNCR & CCS | 0 | 0 | 0 | 0 | 0 | 0 | 0 | 0
00 Ret.ExistWetFGD_ACI & SNCR & HRI | 0 | 0 | 0 | 0 | 0 | 0 | 0 | 0
00 Ret.ExistWetFGD_ACI & SNCR & HRI & CCS | 0 | 0 | 0 | 0 | 0 | 0 | 0 | 0
00 Ret.ExistWetFGD_ACI_DSI & CCS | 0 | 0 | 0 | 0 | 0 | 0 | 0 | 0
00 Ret.ExistWetFGD_ACI_DSI & HRI | 0 | 0 | 0 | 0 | 0 | 0 | 0 | 0
00 Ret.ExistWetFGD_ACI_DSI & HRI & CCS | 0 | 0 | 0 | 0 | 0 | 0 | 0 | 0
00 Ret.ExistWetFGD_ACI_DSI & SCR | 0 | 0 | 0 | 0 | 0 | 0 | 0 | 0
00 Ret.ExistWetFGD_ACI_DSI & SCR & CCS | 0 | 0 | 0 | 0 | 0 | 0 | 0 | 0
00 Ret.ExistWetFGD_ACI_DSI & SCR & HRI | 0 | 0 | 0 | 0 | 0 | 0 | 0 | 0
00 Ret.ExistWetFGD_ACI_DSI & SCR & HRI & CCS | 0 | 0 | 0 | 0 | 0 | 0 | 0 | 0
00 Ret.ExistWetFGD_ACI_DSI & SNCR | 0 | 0 | 0 | 0 | 0 | 0 | 0 | 0
00 Ret.ExistWetFGD_ACI_DSI & SNCR & CCS | 0 | 0 | 0 | 0 | 0 | 0 | 0 | 0
00 Ret.ExistWetFGD_ACI_DSI & SNCR & HRI | 0 | 0 | 0 | 0 | 0 | 0 | 0 | 0
00 Ret.ExistWetFGD_ACI_DSI & SNCR & HRI & CCS | 0 | 0 | 0 | 0 | 0 | 0 | 0 | 0
00 Ret.ExistWetFGD_DSI & HRI | 0 | 0 | 0 | 0 | 0 | 0 | 0 | 0
00 Ret.ExistWetFGD_DSI & SCR | 0 | 0 | 0 | 0 | 0 | 0 | 0 | 0
00 Ret.ExistWetFGD_DSI & SCR & HRI | 0 | 0 | 0 | 0 | 0 | 0 | 0 | 0
00 Ret.ExistWetFGD_DSI & SNCR | 0 | 0 | 0 | 0 | 0 | 0 | 0 | 0
00 Ret.ExistWetFGD_SCR & ACI & CCS | 0 | 0 | 0 | 0 | 0 | 0 | 0 | 0
00 Ret.ExistWetFGD_DSI & SNCR & HRI | 0 | 0 | 0 | 0 | 0 | 0 | 0 | 0
00 Ret.ExistWetFGD_SCR & ACI & HRI | 0 | 0 | 0 | 0 | 0 | 0 | 0 | 0
00 Ret.ExistWetFGD_SCR & ACI & HRI & CCS | 0 | 0 | 0 | 0 | 0 | 0 | 0 | 0
00 Ret.ExistWetFGD_SCR & CCS | 0 | 0 | 20.3728 | 20.3728 | 20.3728 | 20.3728 | 20.3728 | 20.3728
00 Ret.ExistWetFGD_SCR_DSI & ACI & CCS | 0 | 0 | 0 | 0 | 0 | 0 | 0 | 0
00 Ret.ExistWetFGD_SCR_DSI & ACI & HRI | 0 | 0 | 0 | 0 | 0 | 0 | 0 | 0
00 Ret.ExistWetFGD_SCR_DSI & ACI & HRI & CCS | 0 | 0 | 0 | 0 | 0 | 0 | 0 | 0
00 Ret.ExistWetFGD_SCR_DSI & CCS | 0 | 0 | 0 | 0 | 0 | 0 | 0 | 0
00 Ret.ExistWetFGD_SNCR & ACI & HRI | 0 | 0 | 0 | 0 | 0 | 0 | 0 | 0
00 Ret.ExistWetFGD_SNCR & CCS | 0 | 0 | 0 | 0 | 0 | 0 | 0 | 0
00 Ret.HRI | 0 | 0 | 0 | 0 | 0 | 0 | 0 | 0
00 Ret.SCR | 0 | 0 | 0 | 0 | 0 | 0 | 0 | 0
00 Ret.SCR & DryFGD | 0 | 0 | 0 | 0 | 0 | 0 | 0 | 0
00 Ret.SCR & DryFGD & ACI | 0 | 0 | 0 | 0 | 0 | 0 | 0 | 0
00 Ret.SCR & DryFGD & CCS | 0 | 0 | 0 | 0 | 0 | 0 | 0 | 0
00 Ret.SCR & DryFGD & HRI | 0 | 0 | 0 | 0 | 0 | 0 | 0 | 0
00 Ret.SCR & DSI | 0 | 0 | 0 | 0 | 0 | 0 | 0 | 0
00 Ret.SCR & DSI & DryFGD | 0 | 0 | 0 | 0 | 0 | 0 | 0 | 0
00 Ret.SCR & DSI & DryFGD & HRI | 0 | 0 | 0 | 0 | 0 | 0 | 0 | 0
00 Ret.SCR & DSI & HRI | 0 | 0 | 0 | 0 | 0 | 0 | 0 | 0
00 Ret.SCR & DSI & WetFGD | 0 | 0 | 0 | 0 | 0 | 0 | 0 | 0
00 Ret.SCR & DSI & WetFGD & HRI | 0 | 0 | 0 | 0 | 0 | 0 | 0 | 0
00 Ret.SCR & HRI | 0 | 0 | 0 | 0 | 0 | 0 | 0 | 0
00 Ret.SCR & WetFGD | 0 | 0 | 0 | 0 | 0 | 0 | 0 | 0
00 Ret.SCR & WetFGD & ACI | 0 | 0 | 0 | 0 | 0 | 0 | 0 | 0
00 Ret.SCR & WetFGD & CCS | 0 | 0 | 0 | 0 | 0 | 0 | 0 | 0
00 Ret.SCR & WetFGD & HRI | 0 | 0 | 0 | 0 | 0 | 0 | 0 | 0
00 Ret.SNCR | 0 | 0 | 0 | 0 | 0 | 0 | 0 | 0
00 Ret.SNCR & DryFGD | 0 | 0 | 0 | 0 | 0 | 0 | 0 | 0
00 Ret.SNCR & DryFGD & ACI | 0 | 0 | 0 | 0 | 0 | 0 | 0 | 0
00 Ret.SNCR & DryFGD & ACI & HRI | 0 | 0 | 0 | 0 | 0 | 0 | 0 | 0
00 Ret.SNCR & DryFGD & CCS | 0 | 0 | 0 | 0 | 0 | 0 | 0 | 0
00 Ret.SNCR & DryFGD & HRI | 0 | 0 | 0 | 0 | 0 | 0 | 0 | 0
00 Ret.SNCR & DSI | 0 | 0 | 0 | 0 | 0 | 0 | 0 | 0
00 Ret.SNCR & DSI & HRI | 0 | 0 | 0 | 0 | 0 | 0 | 0 | 0
00 Ret.SNCR & HRI | 0 | 0 | 0 | 0 | 0 | 0 | 0 | 0
00 Ret.SNCR & WetFGD | 0 | 0 | 0 | 0 | 0 | 0 | 0 | 0
00 Ret.SNCR & WetFGD & ACI | 0 | 0 | 0 | 0 | 0 | 0 | 0 | 0
00 Ret.SNCR & WetFGD & ACI & HRI | 0 | 0 | 0 | 0 | 0 | 0 | 0 | 0
00 Ret.SNCR & WetFGD & CCS | 0 | 0 | 0 | 0 | 0 | 0 | 0 | 0
00 Ret.SNCR & WetFGD & HRI | 0 | 0 | 0 | 0 | 0 | 0 | 0 | 0
00 Ret.WetFGD | 0 | 0 | 0 | 0 | 0 | 0 | 0 | 0
00 Ret.WetFGD & CCS | 0 | 0 | 0 | 0 | 0 | 0 | 0 | 0
00 Ret.WetFGD & HRI | 0 | 0 | 0 | 0 | 0 | 0 | 0 | 0
00 Ret.FB & ACI | 0 | 0 | 0 | 0 | 0 | 0 | 0 | 0
00 Ret.FB & ACI & DryFGD & HRI | 0 | 0 | 0 | 0 | 0 | 0 | 0 | 0
00 Ret.FB & ACI & HRI | 0 | 0 | 0 | 0 | 0 | 0 | 0 | 0
00 Ret.FB & HRI | 0 | 0 | 0 | 0 | 0 | 0 | 0 | 0
00 Ret.FB DryFGD | 0 | 0 | 0 | 0 | 0 | 0 | 0 | 0
00 Ret.FB DryFGD & ACI | 0 | 0 | 0 | 0 | 0 | 0 | 0 | 0
00 Ret.FB DryFGD & ACI & HRI | 0 | 0 | 0 | 0 | 0 | 0 | 0 | 0
00 Ret.FB DryFGD & HRI | 0 | 0 | 0 | 0 | 0 | 0 | 0 | 0
00 Ret.FB DryFGD & SNCR | 0 | 0 | 0 | 0 | 0 | 0 | 0 | 0
00 Ret.FB DryFGD & SNCR & HRI | 0 | 0 | 0 | 0 | 0 | 0 | 0 | 0
00 Ret.FB SNCR & DryFGD & ACI | 0 | 0 | 0 | 0 | 0 | 0 | 0 | 0
00 Ret.FB SNCR & DryFGD & ACI & HRI | 0 | 0 | 0 | 0 | 0 | 0 | 0 | 0
00 Ret.FB-ACI & SNCR | 0 | 0 | 0 | 0 | 0 | 0 | 0 | 0
00 Ret.FB-ACI & SNCR & HRI | 0 | 0 | 0 | 0 | 0 | 0 | 0 | 0
00 Ret.FB-ACI & SNCR & HRI & CCS | 0 | 0 | 0 | 0 | 0 | 0 | 0 | 0
00 Ret.FB-Exist ACI & DryFGD | 0 | 0 | 0 | 0 | 0 | 0 | 0 | 0
00 Ret.FB-Exist ACI & DryFGD & HRI | 0 | 0 | 0 | 0 | 0 | 0 | 0 | 0
00 Ret.FB-Exist ACI & DryFGD & SNCR | 0 | 0 | 0 | 0 | 0 | 0 | 0 | 0
00 Ret.FB-Exist ACI & DryFGD & SNCR & HRI | 0 | 0 | 0 | 0 | 0 | 0 | 0 | 0
00 Ret.FB-Exist ACI & SNCR | 0 | 0 | 0 | 0 | 0 | 0 | 0 | 0
00 Ret.FB-Exist ACI & SNCR & HRI | 0 | 0 | 0 | 0 | 0 | 0 | 0 | 0
00 Ret.FB-Exist ACI_DSI & DryFGD & SNCR | 0 | 0 | 0 | 0 | 0 | 0 | 0 | 0
00 Ret.FB-Exist ACI_DSI & SNCR | 0 | 0 | 0 | 0 | 0 | 0 | 0 | 0
00 Ret.FB-ExistACI & HRI | 0 | 0 | 0 | 0 | 0 | 0 | 0 | 0
00 Ret.FB-ExistACI_DSI & DryFGD | 0 | 0 | 0 | 0 | 0 | 0 | 0 | 0
00 Ret.FB-ExistACI_DSI & DryFGD & HRI | 0 | 0 | 0 | 0 | 0 | 0 | 0 | 0
00 Ret.FB-ExistACI_DSI & DryFGD & SNCR | 0 | 0 | 0 | 0 | 0 | 0 | 0 | 0
00 Ret.FB-ExistACI_DSI & DryFGD & SNCR & HRI | 0 | 0 | 0 | 0 | 0 | 0 | 0 | 0
00 Ret.FB-ExistACI_DSI & HRI | 0 | 0 | 0 | 0 | 0 | 0 | 0 | 0
00 Ret.FB-ExistACI_DSI & SNCR & HRI | 0 | 0 | 0 | 0 | 0 | 0 | 0 | 0
00 Ret.FB-ExistDryFGD_ACI & HRI | 0 | 0 | 0 | 0 | 0 | 0 | 0 | 0
00 Ret.FB-ExistDryFGD_ACI & SNCR | 0 | 0 | 0 | 0 | 0 | 0 | 0 | 0
00 Ret.FB-ExistDryFGD_ACI & SNCR & HRI | 0 | 0 | 0 | 0 | 0 | 0 | 0 | 0
00 Ret.FB-ExistDryFGD_DSI & HRI | 0 | 0 | 0 | 0 | 0 | 0 | 0 | 0
00 Ret.FB-ExistDryFGD_DSI & SNCR | 0 | 0 | 0 | 0 | 0 | 0 | 0 | 0
00 Ret.FB-ExistDryFGD_DSI & SNCR & HRI | 0 | 0 | 0 | 0 | 0 | 0 | 0 | 0
00 Ret.FB-ExistDryFGD_SNCR & HRI | 0 | 0 | 0 | 0 | 0 | 0 | 0 | 0
00 Ret.FB-ExistDryFGD_SNCR_ACI & HRI | 0 | 0 | 0 | 0 | 0 | 0 | 0 | 0
00 Ret.FB-ExistDryFGD_SNCR_ACI_DSI & HRI | 0 | 0 | 0 | 0 | 0 | 0 | 0 | 0
00 Ret.FB-ExistDryFGD_SNCR_DSI & HRI | 0 | 0 | 0 | 0 | 0 | 0 | 0 | 0
00 Ret.FB-ExistDSI & ACI | 0 | 0 | 0 | 0 | 0 | 0 | 0 | 0
00 Ret.FB-ExistDSI & ACI & HRI | 0 | 0 | 0 | 0 | 0 | 0 | 0 | 0
00 Ret.FB-ExistDSI & ACI & SNCR | 0 | 0 | 0 | 0 | 0 | 0 | 0 | 0
00 Ret.FB-ExistDSI & ACI & SNCR & HRI | 0 | 0 | 0 | 0 | 0 | 0 | 0 | 0
00 Ret.FB-ExistDSI & DryFGD | 0 | 0 | 0 | 0 | 0 | 0 | 0 | 0
00 Ret.FB-ExistDSI & DryFGD & ACI | 0 | 0 | 0 | 0 | 0 | 0 | 0 | 0
00 Ret.FB-ExistDSI & DryFGD & ACI & HRI | 0 | 0 | 0 | 0 | 0 | 0 | 0 | 0
00 Ret.FB-ExistDSI & DryFGD & HRI | 0 | 0 | 0 | 0 | 0 | 0 | 0 | 0
00 Ret.FB-ExistDSI & DryFGD & SNCR | 0 | 0 | 0 | 0 | 0 | 0 | 0 | 0
00 Ret.FB-ExistDSI & DryFGD & SNCR & HRI | 0 | 0 | 0 | 0 | 0 | 0 | 0 | 0
00 Ret.FB-ExistDSI & HRI | 0 | 0 | 0 | 0 | 0 | 0 | 0 | 0
00 Ret.FB-ExistDSI & SNCR | 0 | 0 | 0 | 0 | 0 | 0 | 0 | 0
00 Ret.FB-ExistDSI & SNCR & DryFGD & ACI | 0 | 0 | 0 | 0 | 0 | 0 | 0 | 0
00 Ret.FB-ExistDSI & SNCR & DryFGD & ACI & HRI | 0 | 0 | 0 | 0 | 0 | 0 | 0 | 0
00 Ret.FB-ExistDSI & SNCR & HRI | 0 | 0 | 0 | 0 | 0 | 0 | 0 | 0
00 Ret.FB-ExistSNCR & DryFGD | 0 | 0 | 0 | 0 | 0 | 0 | 0 | 0
00 Ret.FB-ExistSNCR & DryFGD & ACI | 0 | 0 | 0 | 0 | 0 | 0 | 0 | 0
00 Ret.FB-ExistSNCR & DryFGD & HRI | 0 | 0 | 0 | 0 | 0 | 0 | 0 | 0
00 Ret.FB-ExistSNCR & HRI | 0 | 0 | 0 | 0 | 0 | 0 | 0 | 0
00 Ret.FB-ExistSNCR_ACI_DSI & DryFGD | 0 | 0 | 0 | 0 | 0 | 0 | 0 | 0
00 Ret.FB-ExistSNCR_ACI_DSI & DryFGD & HRI | 0 | 0 | 0 | 0 | 0 | 0 | 0 | 0
00 Ret.FB-ExistSNCR_ACI_DSI & HRI | 0 | 0 | 0 | 0 | 0 | 0 | 0 | 0
00 Ret.FB-ExistSNCR_DryFGD & HRI | 0 | 0 | 0 | 0 | 0 | 0 | 0 | 0
00 Ret.FB-ExistSNCR_DryFGD_ACI & HRI | 0 | 0 | 0 | 0 | 0 | 0 | 0 | 0
00 Ret.FB-ExistSNCR_DSI & ACI | 0 | 0 | 0 | 0 | 0 | 0 | 0 | 0
00 Ret.FB-ExistSNCR_DSI & ACI & DryFGD | 0 | 0 | 0 | 0 | 0 | 0 | 0 | 0
00 Ret.FB-ExistSNCR_DSI & ACI & DryFGD & HRI | 0 | 0 | 0 | 0 | 0 | 0 | 0 | 0
00 Ret.FB-ExistSNCR_DSI & ACI & HRI | 0 | 0 | 0 | 0 | 0 | 0 | 0 | 0
00 Ret.FB-ExistSNCR_DSI & DryFGD | 0 | 0 | 0 | 0 | 0 | 0 | 0 | 0
00 Ret.FB-ExistSNCR_DSI & DryFGD & HRI | 0 | 0 | 0 | 0 | 0 | 0 | 0 | 0
00 Ret.FB-ExistSNCR_DSI & HRI | 0 | 0 | 0 | 0 | 0 | 0 | 0 | 0
00 Ret.FB-ExistSNCR_WetFGD & ACI | 0 | 0 | 0 | 0 | 0 | 0 | 0 | 0
00 Ret.FB-ExistSNCR_WetFGD & HRI | 0 | 0 | 0 | 0 | 0 | 0 | 0 | 0
00 Ret.FB-ExistWetFGD_DSI & HRI | 0 | 0 | 0 | 0 | 0 | 0 | 0 | 0
00 Ret.FB-ExistWetFGD_DSI & SNCR | 0 | 0 | 0 | 0 | 0 | 0 | 0 | 0
00 Ret.FB-ExistWetFGD_DSI & SNCR & HRI | 0 | 0 | 0 | 0 | 0 | 0 | 0 | 0
00 Ret.FB-ExistWetFGD_SNCR & ACI & HRI | 0 | 0 | 0 | 0 | 0 | 0 | 0 | 0
00 Ret.FB-SNCR | 0 | 0 | 0 | 0 | 0 | 0 | 0 | 0
00 Ret.FB-SNCR & HRI | 0 | 0 | 0 | 0 | 0 | 0 | 0 | 0
00 Ret.Oil/Gas Steam SCR | 0 | 0 | 0 | 0 | 0 | 0 | 0 | 0
00 CC Retirement | 0 | 0 | 0 | 0 | 0 | 0 | 0 | 0
00 CT Retirement | 0 | 0 | 0 | 0 | 0 | 0 | 0 | 0
00 O/G Retirement | 0 | 0 | 0 | 0 | 0 | 0 | 0 | 0
00 Coal Retirement | 0 | 0 | 0 | 0 | 0 | 0 | 0 | 0
00 IGCC Retirement | 0 | 0 | 0 | 0 | 0 | 0 | 0 | 0
00 Nuke Retirement | 0 | 0 | 0 | 0 | 0 | 0 | 0 | 0
00 Biomass Retirement | 0 | 0 | 0 | 0 | 0 | 0 | 0 | 0
00 Fossil_Other Retirement | 0 | 0 | 0 | 0 | 0 | 0 | 0 | 0
00 Fuel Cell Retirement | 0 | 0 | 0 | 0 | 0 | 0 | 0 | 0
00 Geothermal Retirement | 0 | 0 | 0 | 0 | 0 | 0 | 0 | 0
00 Hydro Retirement | 0 | 0 | 0 | 0 | 0 | 0 | 0 | 0
00 Landfill Gas Retirement | 0 | 0 | 0 | 0 | 0 | 0 | 0 | 0
00 Non Fossil_Other Retirement | 0 | 0 | 0 | 0 | 0 | 0 | 0 | 0
Total | 13822.182 | 14080.0372 | 14266.068 | 14750.3016 | 15196.0744 | 15782.622 | 16311.7293 | 17002.1236
14. Capacity Factor by Capacity Reporting Type [%]
00 New Combined Cycle | 86.9347 | 86.9349 | 86.9415 | 86.9464 | 86.9765 | 86.6201 | 85.756 | 85.932
00 New Combined Cycle with Carbon Capture | N/A | N/A | N/A | N/A | N/A | N/A | N/A | N/A
00 New Combustion Turbine | 2.274 | 3.7277 | 3.4588 | 4.2982 | 8.04 | 7.8653 | 7.0095 | 5.6771
00 New Hydro | 62.3585 | 61.5278 | 61.5651 | 61.5838 | 61.4134 | 61.473 | 61.473 | 61.473
00 New Nuclear | N/A | N/A | N/A | N/A | N/A | N/A | N/A | N/A
00 New Biomass | 0.17975 | 1.732 | 5.8097 | 1.8629 | 7.5413 | 7.5413 | 7.288 | 7.288
00 New Geothermal | 90 | 90 | 90 | 90 | 90 | 90 | 90 | 90
00 New Landfill Gas | 90 | 90 | 90 | 86.0253 | 86.0253 | 86.0221 | 86.0221 | 86.0221
00 New Battery Storage | 14.478 | 15.5543 | 13.8705 | 14.9508 | 15.8986 | 16.1973 | 16.5922 | 16.1852
00 New Offshore Wind | N/A | 43.0718 | 43.0718 | 45.1595 | 45.6831 | 45.6831 | 46.9265 | 47.9986
00 New Onshore Wind | 44.3147 | 43.5177 | 43.2762 | 42.5317 | 42.5367 | 42.1658 | 44.3755 | 45.1626
00 New Solar PV | 20.6199 | 19.784 | 19.7255 | 19.9791 | 20.0326 | 20.0041 | 19.9947 | 20.0129
00 New Solar Thermal | N/A | N/A | N/A | N/A | N/A | N/A | N/A | N/A
00 New Fuel Cell | 0 | 0.0014188 | 0 | 0.0014188 | 0 | 0 | 0 | 0
00 New Ultrasupercritical Coal without CCS | N/A | N/A | N/A | N/A | N/A | N/A | N/A | N/A
00 New Ultrasupercritical Coal with 30% CCS | N/A | N/A | N/A | N/A | N/A | N/A | N/A | N/A
00 New Ultrasupercritical Coal with 90% CCS | N/A | N/A | N/A | N/A | N/A | N/A | N/A | N/A
00 Exist Combined Cycle | 64.0975 | 66.2075 | 65.7931 | 64.2253 | 64.7616 | 62.6303 | 52.9278 | 49.9889
00 Exist Combustion Turbine | 1.381 | 1.8564 | 2.0851 | 2.9562 | 3.1238 | 2.2969 | 1.3528 | 0.83342
00 Exist Coal Steam_Uncontrolled | 46.9559 | 64.5756 | 62.3206 | 62.6564 | 63.4583 | 59.0847 | 56.3839 | 51.3737
00 Exist Coal Steam_ACI | 52.4166 | 63.0096 | 64.6124 | 65.9149 | 66.3575 | 68.5364 | 63.2662 | 60.2752
00 Exist Coal Steam_ACI_DSI | 18.9718 | 47.0476 | 53.2405 | 54.3001 | 42.6146 | 50.3305 | 43.1451 | 41.4303
00 Exist Coal Steam_DryFGD | 25.8307 | 36.912 | 43.1087 | 40.3338 | 40.3338 | 40.3338 | 40.3338 | N/A
00 Exist Coal Steam_DryFGD_ACI | 66.3473 | 75.4579 | 77.8655 | 71.7114 | 63.6239 | 67.2632 | 61.8025 | 55.2214
00 Exist Coal Steam_DryFGD_ACI_DSI | 22.1944 | 44.7557 | 41.0726 | 47.8409 | 41.0726 | 41.0726 | N/A | N/A
00 Exist Coal Steam_DryFGD_SCR | 19.7494 | 52.7705 | 52.7705 | 52.7705 | 49.6424 | 78.453 | 54.9884 | 54.9884
00 Exist Coal Steam_DryFGD_SCR_ACI | 46.107 | 63.789 | 64.1887 | 62.6009 | 61.2894 | 63.7842 | 57.4526 | 52.0948
00 Exist Coal Steam_DryFGD_SCR_DSI | 36.8293 | 39.4762 | 74.3604 | 65.6551 | 57.159 | 57.159 | 57.159 | N/A
00 Exist Coal Steam_DryFGD_SCR_ACI_DSI | 35.07 | 57.2582 | 61.8589 | 50.2081 | 45.4079 | 49.7574 | 44.7501 | 38.1731
00 Exist Coal Steam_DryFGD_SNCR | 0 | 0 | 0 | 0 | N/A | N/A | N/A | N/A
00 Exist Coal Steam_DryFGD_SNCR_ACI | 69.6818 | 73.8236 | 74.528 | 73.0001 | 68.558 | 67.287 | 65.7131 | 49.4614
00 Exist Coal Steam_DryFGD_SNCR_ACI_DSI | 34.2796 | 48.7623 | 50.6063 | 51.8336 | 47.4805 | 49.3087 | 44.7007 | 41.7274
00 Exist Coal Steam_DSI | 28.5094 | 32.5103 | 33.2169 | 36.9884 | 36.9884 | 48.4053 | 52.996 | 0
00 Exist Coal Steam_SCR_ACI | 41.5048 | 67.1026 | 69.7536 | 61.8353 | 62.214 | 62.2748 | 56.8227 | 53.9837
00 Exist Coal Steam_SCR_ACI_DSI | 6.6102 | 30.3446 | 35.98 | 42.4262 | 37.4719 | 37.4719 | 34.115 | N/A
00 Exist Coal Steam_SNCR | 85.47 | 85.47 | 85.47 | 85.47 | 85.47 | 85.47 | 77.7502 | 73.3845
00 Exist Coal Steam_SNCR_ACI | 10.8143 | 42.2915 | 42.8465 | 42.8465 | 42.8465 | 48.9971 | 48.9971 | 30.9121
00 Exist Coal Steam_SNCR_ACI_DSI | 0 | 0 | 0 | 0 | 0 | 0 | 1.8554 | N/A
00 Exist Coal Steam_WetFGD | 62.3515 | 81.9987 | 81.9987 | 79.6024 | 66.5134 | 66.8004 | 64.8097 | 40.574
00 Exist Coal Steam_WetFGD_ACI | 54.6464 | 67.3336 | 70.0001 | 64.003 | 59.6784 | 61.4216 | 58.5572 | 57.6249
00 Exist Coal Steam_WetFGD_ACI_DSI | 0 | 26.0708 | 4.1995 | 34.6252 | 0 | 15.6286 | N/A | N/A
00 Exist Coal Steam_WetFGD_DSI | 0 | N/A | N/A | N/A | N/A | N/A | N/A | N/A
00 Exist Coal Steam_WetFGD_SCR | 48.8199 | 62.8983 | 60.6806 | 57.8746 | 46.3198 | 46.7915 | 43.9198 | 37.6442
00 Exist Coal Steam_WetFGD_SCR_DSI | 3.3764 | 4.883 | 4.883 | 23.8348 | 17.1565 | 30.0205 | 32.6037 | 0
00 Exist Coal Steam_WetFGD_SCR_ACI | 49.5577 | 62.046 | 63.3293 | 63.6139 | 57.1555 | 58.5617 | 55.6217 | 50.1958
00 Exist Coal Steam_WetFGD_SCR_ACI_DSI | 7.5811 | 30.4821 | 33.2855 | 37.2876 | 34.3446 | 43.3064 | 34.821 | 30.8894
00 Exist Coal Steam_WetFGD_SNCR | 22.1633 | 27.3988 | 27.1732 | 25.4855 | 17.956 | 50.6248 | 49.9688 | 72.4502
00 Exist Coal Steam_WetFGD_SNCR_ACI | 39.7201 | 67.8596 | 67.0851 | 58.9313 | 48.8103 | 49.0369 | 46.8111 | 48.4394
00 Exist Coal Steam_WetFGD_SNCR_ACI_DSI | 0 | N/A | N/A | N/A | N/A | N/A | N/A | N/A
00 Exist FBC_Uncontrolled | 48.8238 | N/A | N/A | N/A | N/A | N/A | N/A | N/A
00 Exist FBC_WetFGD_SNCR | 85.47 | 85.47 | 85.47 | 85.47 | 85.47 | 85.47 | 85.47 | 85.47
00 Exist FBC_WetFGD_DSI | 0 | N/A | N/A | N/A | N/A | N/A | N/A | N/A
00 Exist FBC_ACI | N/A | N/A | N/A | N/A | N/A | N/A | N/A | N/A
00 Exist FBC_ACI_DSI | 32.5273 | 36.406 | 39.6831 | 40.0927 | 40.119 | 39.6831 | 40.119 | 39.2853
00 Exist FBC_DryFGD_ACI | 0 | 39.7641 | 42.8334 | 45.6004 | 38.2205 | N/A | N/A | N/A
00 Exist FBC_DryFGD_DSI | 0 | 0 | 0 | 0 | 0 | 0 | 0 | 0
00 Exist FBC_DryFGD_SNCR | 0 | 22.1978 | 22.1978 | 23.3001 | 26.631 | 0 | N/A | N/A
00 Exist FBC_DryFGD_SNCR_ACI | 0 | 6.0924 | 6.0924 | 14.6637 | 14.6637 | 14.5866 | 14.6637 | 14.5866
00 Exist FBC_DryFGD_SNCR_ACI_DSI | 0 | 0 | 23.2587 | 0 | 14.4399 | 35.0078 | 14.4399 | 0
00 Exist FBC_DryFGD_SNCR_DSI | 0 | N/A | N/A | N/A | N/A | N/A | N/A | N/A
00 Exist FBC_DSI | 20.9209 | 32.9592 | 48.698 | 48.698 | 45.8459 | 37.9915 | 37.9915 | 22.2528
00 Exist FBC_SNCR | N/A | N/A | N/A | N/A | N/A | N/A | N/A | N/A
00 Exist FBC_SNCR_ACI | 31.5898 | 40.4882 | 40.0396 | 46.4241 | 41.1665 | 38.3759 | 35.2307 | 35.2307
00 Exist FBC_SNCR_ACI_DSI | 0 | 0 | 0 | 0 | 27.4811 | 27.4811 | 32.6312 | 27.4811
00 Exist FBC_SNCR_DSI | 5.7011 | 18.4018 | 23.8896 | 27.3854 | 25.338 | 25.338 | 24.3515 | 48.306
00 Exist IGCC | 39.2097 | 82.2965 | 82.2965 | 82.2965 | 77.4445 | 75.8726 | N/A | N/A
00 Exist Fossil_Other | 35.2087 | 35.2087 | 35.2087 | 32.0873 | 32.1342 | 32.5586 | 32.6452 | 31.9243
00 Exist Fuel Cell | 0.0010679 | 0.082381 | 0.082381 | 0.082381 | 0 | 0.082381 | 0 | 0
00 Exist Hydro | 38.4491 | 38.4491 | 38.4491 | 38.4491 | 38.4491 | 38.4491 | 38.4491 | 38.4491
00 Exist Non Fossil_Other | 60.0631 | 60.0631 | 60.0576 | 59.1913 | 59.1848 | 59.1831 | 59.186 | 58.9191
00 Exist Nuclear | 89.5261 | 90.393 | 90.3871 | 90.2053 | 90.2053 | 90.2304 | 90.2343 | 90.1773
00 International Imports | 72.37 | 72.37 | 72.37 | 72.37 | 72.37 | 72.37 | 72.37 | 72.37
00 Exist Oil/Gas Steam | 9.0029 | 9.3477 | 9.1567 | 8.5453 | 9.5743 | 8.1837 | 5.8384 | 4.7795
00 Exist Oil/Gas Steam_SCR | 6.3442 | 7.1517 | 6.9678 | 5.6385 | 5.4288 | 4.0855 | 1.9418 | 2.058
00 Exist Oil/Gas Steam_SNCR | 7.1589 | 10.4932 | 10.1272 | 12.186 | 14.6201 | 11.189 | 9.9893 | 7.2529
00 Exist Biomass | 14.1897 | 60.902 | 61.2657 | 58.5909 | 35.7483 | 38.1768 | 37.6524 | 31.6532
00 Exist Landfill Gas | 67.3756 | 67.3756 | 67.3756 | 57.707 | 57.7842 | 59.3323 | 59.2579 | 57.951
00 Exist Geothermal | 77.5409 | 77.7472 | 77.7472 | 77.7472 | 77.7472 | 77.7472 | 77.7472 | 77.7472
00 Exist Pump Storage | 3.4183 | 4.2571 | 4.6568 | 5.9945 | 5.9963 | 4.4964 | 4.9225 | 4.838
00 Exist Energy Storage | 11.5838 | 12.8987 | 14.7351 | 15.8252 | 14.794 | 12.2749 | 13.6355 | 13.7285
00 Exist Solar PV | 24.5492 | 24.5492 | 24.5492 | 24.5492 | 24.5492 | 24.5492 | 24.5492 | 24.5492
00 Exist Solar Thermal | 20.1873 | 20.1873 | 20.1873 | 20.1873 | 20.1873 | 20.1873 | 20.1873 | 20.1873
00 Exist Offshore Wind | 47.6961 | 47.6961 | 47.6961 | 47.6961 | 47.6961 | 47.6961 | 47.6961 | 47.6961
00 Exist Onshore Wind | 33.8968 | 33.8968 | 33.8968 | 33.8968 | 33.8968 | 33.8968 | 33.8968 | 33.8968
00 Ret.ACI | N/A | N/A | N/A | N/A | N/A | N/A | N/A | N/A
00 Ret.ACI & DryFGD | N/A | N/A | N/A | N/A | N/A | N/A | N/A | N/A
00 Ret.ACI & DryFGD & HRI | N/A | N/A | N/A | N/A | N/A | N/A | N/A | N/A
00 Ret.ACI & DSI | N/A | N/A | N/A | N/A | N/A | N/A | N/A | N/A
00 Ret.ACI & DSI & DryFGD | N/A | N/A | N/A | N/A | N/A | N/A | N/A | N/A
00 Ret.ACI & DSI & DryFGD & HRI | N/A | N/A | N/A | N/A | N/A | N/A | N/A | N/A
00 Ret.ACI & DSI & HRI | N/A | N/A | N/A | N/A | N/A | N/A | N/A | N/A
00 Ret.ACI & DSI & WetFGD & HRI | N/A | N/A | N/A | N/A | N/A | N/A | N/A | N/A
00 Ret.ACI & HRI | N/A | N/A | N/A | N/A | N/A | N/A | N/A | N/A
00 Ret.ACI & SCR | N/A | N/A | N/A | N/A | N/A | N/A | N/A | N/A
00 Ret.ACI & SCR & DryFGD & HRI | N/A | N/A | N/A | N/A | N/A | N/A | N/A | N/A
00 Ret.ACI & SCR & DSI | N/A | N/A | N/A | N/A | N/A | N/A | N/A | N/A
00 Ret.ACI & SCR & DSI & DryFGD | N/A | N/A | N/A | N/A | N/A | N/A | N/A | N/A
00 Ret.ACI & SCR & DSI & DryFGD & HRI | N/A | N/A | N/A | N/A | N/A | N/A | N/A | N/A
00 Ret.ACI & SCR & DSI & HRI | N/A | N/A | N/A | N/A | N/A | N/A | N/A | N/A
00 Ret.ACI & SCR & DSI & WetFGD | N/A | N/A | N/A | N/A | N/A | N/A | N/A | N/A
00 Ret.ACI & SCR & DSI & WetFGD & HRI | N/A | N/A | N/A | N/A | N/A | N/A | N/A | N/A
00 Ret.ACI & SCR & HRI | N/A | N/A | N/A | N/A | N/A | N/A | N/A | N/A
00 Ret.ACI & SCR & WetFGD & HRI | N/A | N/A | N/A | N/A | N/A | N/A | N/A | N/A
00 Ret.ACI & SNCR | N/A | N/A | N/A | N/A | N/A | N/A | N/A | N/A
00 Ret.ACI & SNCR & DSI | N/A | N/A | N/A | N/A | N/A | N/A | N/A | N/A
00 Ret.ACI & SNCR & DSI & DryFGD | N/A | N/A | N/A | N/A | N/A | N/A | N/A | N/A
00 Ret.ACI & SNCR & DSI & DryFGD & HRI | N/A | N/A | N/A | N/A | N/A | N/A | N/A | N/A
00 Ret.ACI & SNCR & DSI & HRI | N/A | N/A | N/A | N/A | N/A | N/A | N/A | N/A
00 Ret.ACI & SNCR & DSI & WetFGD | N/A | N/A | N/A | N/A | N/A | N/A | N/A | N/A
00 Ret.ACI & SNCR & DSI & WetFGD & HRI | N/A | N/A | N/A | N/A | N/A | N/A | N/A | N/A
00 Ret.ACI & SNCR & HRI | N/A | N/A | N/A | N/A | N/A | N/A | N/A | N/A
00 Ret.ACI & WetFGD | N/A | N/A | N/A | N/A | N/A | N/A | N/A | N/A
00 Ret.ACI & WetFGD & DSI | N/A | N/A | N/A | N/A | N/A | N/A | N/A | N/A
00 Ret.ACI & WetFGD & HRI | N/A | N/A | N/A | N/A | N/A | N/A | N/A | N/A
00 Ret.C2G | 21.4844 | 20.1196 | 18.3093 | 20.6977 | 20.0449 | 0 | 0 | 0
00 Ret.C2G & SCR | N/A | N/A | N/A | N/A | N/A | N/A | N/A | N/A
00 Ret.CCG | N/A | N/A | N/A | N/A | N/A | N/A | N/A | N/A
00 Ret.DryFGD | N/A | N/A | N/A | N/A | N/A | N/A | N/A | N/A
00 Ret.DryFGD & CCS | N/A | N/A | N/A | N/A | N/A | N/A | N/A | N/A
00 Ret.DryFGD & HRI | N/A | N/A | N/A | N/A | N/A | N/A | N/A | N/A
00 Ret.DSI | N/A | N/A | N/A | N/A | N/A | N/A | N/A | N/A
00 Ret.DSI & DryFGD | N/A | N/A | N/A | N/A | N/A | N/A | N/A | N/A
00 Ret.DSI & DryFGD & HRI | N/A | N/A | N/A | N/A | N/A | N/A | N/A | N/A
00 Ret.DSI & HRI | N/A | N/A | N/A | N/A | N/A | N/A | N/A | N/A
00 Ret.DSI & WetFGD | N/A | N/A | N/A | N/A | N/A | N/A | N/A | N/A
00 Ret.DSI & WetFGD & HRI | N/A | N/A | N/A | N/A | N/A | N/A | N/A | N/A
00 Ret.ExistACI & DryFGD | N/A | N/A | N/A | N/A | N/A | N/A | N/A | N/A
00 Ret.ExistACI & DryFGD & CCS | N/A | N/A | N/A | N/A | N/A | N/A | N/A | N/A
00 Ret.ExistACI & DryFGD & HRI | N/A | N/A | N/A | N/A | N/A | N/A | N/A | N/A
00 Ret.ExistACI & DryFGD & HRI & CCS | N/A | N/A | N/A | N/A | N/A | N/A | N/A | N/A
00 Ret.ExistACI & DSI | N/A | N/A | N/A | N/A | N/A | N/A | N/A | N/A
00 Ret.ExistACI & DSI & DryFGD | N/A | N/A | N/A | N/A | N/A | N/A | N/A | N/A
00 Ret.ExistACI & DSI & DryFGD & HRI | N/A | N/A | N/A | N/A | N/A | N/A | N/A | N/A
00 Ret.ExistACI & DSI & HRI | N/A | N/A | N/A | N/A | N/A | N/A | N/A | N/A
00 Ret.ExistACI & DSI & WetFGD | N/A | N/A | N/A | N/A | N/A | N/A | N/A | N/A
00 Ret.ExistACI & DSI & WetFGD & HRI | N/A | N/A | N/A | N/A | N/A | N/A | N/A | N/A
00 Ret.ExistACI & HRI | N/A | N/A | N/A | N/A | N/A | N/A | N/A | N/A
00 Ret.ExistACI & HRI & WetFGD | N/A | N/A | N/A | N/A | N/A | N/A | N/A | N/A
00 Ret.ExistACI & SCR | N/A | N/A | N/A | N/A | N/A | N/A | N/A | N/A
00 Ret.ExistACI & SCR & DryFGD | N/A | N/A | N/A | N/A | N/A | N/A | N/A | N/A
00 Ret.ExistACI & SCR & DryFGD & CCS | N/A | N/A | N/A | N/A | N/A | N/A | N/A | N/A
00 Ret.ExistACI & SCR & DryFGD & HRI | N/A | N/A | N/A | N/A | N/A | N/A | N/A | N/A
00 Ret.ExistACI & SCR & DryFGD & HRI & CCS | N/A | N/A | N/A | N/A | N/A | N/A | N/A | N/A
00 Ret.ExistACI & SCR & DSI | N/A | N/A | N/A | N/A | N/A | N/A | N/A | N/A
00 Ret.ExistACI & SCR & DSI & DryFGD | N/A | N/A | N/A | N/A | N/A | N/A | N/A | N/A
00 Ret.ExistACI & SCR & DSI & DryFGD & HRI | N/A | N/A | N/A | N/A | N/A | N/A | N/A | N/A
00 Ret.ExistACI & SCR & DSI & HRI | N/A | N/A | N/A | N/A | N/A | N/A | N/A | N/A
00 Ret.ExistACI & SCR & HRI | N/A | N/A | N/A | N/A | N/A | N/A | N/A | N/A
00 Ret.ExistACI & SCR & WetFGD | N/A | N/A | N/A | N/A | N/A | N/A | N/A | N/A
00 Ret.ExistACI & SCR & WetFGD & CCS | N/A | N/A | N/A | N/A | N/A | N/A | N/A | N/A
00 Ret.ExistACI & SCR & WetFGD & HRI | N/A | N/A | N/A | N/A | N/A | N/A | N/A | N/A
00 Ret.ExistACI & SCR & WetFGD & HRI & CCS | N/A | N/A | N/A | N/A | N/A | N/A | N/A | N/A
00 Ret.ExistACI & SNCR | N/A | N/A | N/A | N/A | N/A | N/A | N/A | N/A
00 Ret.ExistACI & SNCR & DryFGD | N/A | N/A | N/A | N/A | N/A | N/A | N/A | N/A
00 Ret.ExistACI & SNCR & DryFGD & CCS | N/A | N/A | N/A | N/A | N/A | N/A | N/A | N/A
00 Ret.ExistACI & SNCR & DryFGD & HRI | N/A | N/A | N/A | N/A | N/A | N/A | N/A | N/A
00 Ret.ExistACI & SNCR & DryFGD & HRI & CCS | N/A | N/A | N/A | N/A | N/A | N/A | N/A | N/A
00 Ret.ExistACI & SNCR & DSI | N/A | N/A | N/A | N/A | N/A | N/A | N/A | N/A
00 Ret.ExistACI & SNCR & DSI & HRI | N/A | N/A | N/A | N/A | N/A | N/A | N/A | N/A
00 Ret.ExistACI & SNCR & HRI | N/A | N/A | N/A | N/A | N/A | N/A | N/A | N/A
00 Ret.ExistACI & SNCR & WetFGD | N/A | N/A | N/A | N/A | N/A | N/A | N/A | N/A
00 Ret.ExistACI & SNCR & WetFGD & CCS | N/A | N/A | N/A | N/A | N/A | N/A | N/A | N/A
00 Ret.ExistACI & SNCR & WetFGD & HRI | N/A | N/A | N/A | N/A | N/A | N/A | N/A | N/A
00 Ret.ExistACI & SNCR & WetFGD & HRI & CCS | N/A | N/A | N/A | N/A | N/A | N/A | N/A | N/A
00 Ret.ExistACI & WetFGD | 84.66 | 84.66 | 84.66 | 84.66 | 84.66 | 84.66 | 84.66 | 70.4916
00 Ret.ExistACI & WetFGD & CCS | N/A | N/A | N/A | N/A | N/A | N/A | N/A | N/A
00 Ret.ExistACI & WetFGD & HRI & CCS | N/A | N/A | N/A | N/A | N/A | N/A | N/A | N/A
00 Ret.ExistACI_DSI & DryFGD | N/A | N/A | N/A | N/A | N/A | N/A | N/A | N/A
00 Ret.ExistACI_DSI & DryFGD & CCS | N/A | N/A | N/A | N/A | N/A | N/A | N/A | N/A
00 Ret.ExistACI_DSI & DryFGD & HRI | N/A | N/A | N/A | N/A | N/A | N/A | N/A | N/A
00 Ret.ExistACI_DSI & DryFGD & HRI & CCS | N/A | N/A | N/A | N/A | N/A | N/A | N/A | N/A
00 Ret.ExistACI_DSI & HRI | N/A | N/A | N/A | N/A | N/A | N/A | N/A | N/A
00 Ret.ExistACI_DSI & SCR | N/A | N/A | N/A | N/A | N/A | N/A | N/A | N/A
00 Ret.ExistACI_DSI & SCR & DryFGD | N/A | N/A | N/A | N/A | N/A | N/A | N/A | N/A
00 Ret.ExistACI_DSI & SCR & DryFGD & CCS | N/A | N/A | N/A | N/A | N/A | N/A | N/A | N/A
00 Ret.ExistACI_DSI & SCR & DryFGD & HRI | N/A | N/A | N/A | N/A | N/A | N/A | N/A | N/A
00 Ret.ExistACI_DSI & SCR & DryFGD & HRI & CCS | N/A | N/A | N/A | N/A | N/A | N/A | N/A | N/A
00 Ret.ExistACI_DSI & SCR & HRI | N/A | N/A | N/A | N/A | N/A | N/A | N/A | N/A
00 Ret.ExistACI_DSI & SCR & WetFGD | N/A | N/A | N/A | N/A | N/A | N/A | N/A | N/A
00 Ret.ExistACI_DSI & SCR & WetFGD & CCS | N/A | N/A | N/A | N/A | N/A | N/A | N/A | N/A
00 Ret.ExistACI_DSI & SCR & WetFGD & HRI | N/A | N/A | N/A | N/A | N/A | N/A | N/A | N/A
00 Ret.ExistACI_DSI & SCR & WetFGD & HRI & CCS | N/A | N/A | N/A | N/A | N/A | N/A | N/A | N/A
00 Ret.ExistACI_DSI & SNCR | N/A | N/A | N/A | N/A | N/A | N/A | N/A | N/A
00 Ret.ExistACI_DSI & SNCR & DryFGD | N/A | N/A | N/A | N/A | N/A | N/A | N/A | N/A
00 Ret.ExistACI_DSI & SNCR & DryFGD & HRI & CCS | N/A | N/A | N/A | N/A | N/A | N/A | N/A | N/A
00 Ret.ExistACI_DSI & SNCR & DryFGD & HRI | N/A | N/A | N/A | N/A | N/A | N/A | N/A | N/A
00 Ret.ExistACI_DSI & SNCR & WetFGD & HRI & CCS | N/A | N/A | N/A | N/A | N/A | N/A | N/A | N/A
00 Ret.ExistACI_DSI & SNCR & HRI | N/A | N/A | N/A | N/A | N/A | N/A | N/A | N/A
00 Ret.ExistACI_DSI & SNCR & WetFGD | N/A | N/A | N/A | N/A | N/A | N/A | N/A | N/A
00 Ret.ExistACI_DSI & SNCR & WetFGD & HRI | N/A | N/A | N/A | N/A | N/A | N/A | N/A | N/A
00 Ret.ExistACI_DSI & WetFGD | N/A | N/A | N/A | N/A | N/A | N/A | N/A | N/A
00 Ret.ExistACI_DSI & WetFGD & CCS | N/A | N/A | N/A | N/A | N/A | N/A | N/A | N/A
00 Ret.ExistACI_DSI & WetFGD & HRI | N/A | N/A | N/A | N/A | N/A | N/A | N/A | N/A
00 Ret.ExistACI_DSI & WetFGD & HRI & CCS | N/A | N/A | N/A | N/A | N/A | N/A | N/A | N/A
00 Ret.ExistDryFGD & ACI | N/A | N/A | N/A | N/A | N/A | N/A | N/A | N/A
00 Ret.ExistDryFGD & ACI & CCS | N/A | N/A | N/A | N/A | N/A | N/A | N/A | N/A
00 Ret.ExistDryFGD & ACI & HRI | N/A | N/A | N/A | N/A | N/A | N/A | N/A | N/A
00 Ret.ExistDryFGD & ACI & HRI & CCS | N/A | N/A | N/A | N/A | N/A | N/A | N/A | N/A
00 Ret.ExistDryFGD & ACI & SCR | N/A | N/A | N/A | N/A | N/A | N/A | N/A | N/A
00 Ret.ExistDryFGD & ACI & SCR & CCS | N/A | N/A | N/A | N/A | N/A | N/A | N/A | N/A
00 Ret.ExistDryFGD & ACI & SCR & HRI | N/A | N/A | N/A | N/A | N/A | N/A | N/A | N/A
00 Ret.ExistDryFGD & ACI & SCR & HRI & CCS | N/A | N/A | N/A | N/A | N/A | N/A | N/A | N/A
00 Ret.ExistDryFGD & ACI & SNCR | N/A | N/A | N/A | N/A | N/A | N/A | N/A | N/A
00 Ret.ExistDryFGD & ACI & SNCR & HRI | N/A | N/A | N/A | N/A | N/A | N/A | N/A | N/A
00 Ret.ExistDryFGD & ACI & SNCR & HRI & CCS | N/A | N/A | N/A | N/A | N/A | N/A | N/A | N/A
00 Ret.ExistDryFGD & CCS | N/A | N/A | N/A | N/A | N/A | N/A | N/A | N/A
00 Ret.ExistDryFGD & HRI | N/A | N/A | N/A | N/A | N/A | N/A | N/A | N/A
00 Ret.ExistDryFGD & HRI & CCS | N/A | N/A | N/A | N/A | N/A | N/A | N/A | N/A
00 Ret.ExistDryFGD & SCR | N/A | N/A | N/A | N/A | N/A | N/A | N/A | N/A
00 Ret.ExistDryFGD & SCR & CCS | N/A | N/A | N/A | N/A | N/A | N/A | N/A | N/A
00 Ret.ExistDryFGD & SCR & HRI | N/A | N/A | N/A | N/A | N/A | N/A | N/A | N/A
00 Ret.ExistDryFGD & SCR & HRI & CCS | N/A | N/A | N/A | N/A | N/A | N/A | N/A | N/A
00 Ret.ExistDryFGD & SNCR | N/A | N/A | N/A | N/A | N/A | N/A | N/A | N/A
00 Ret.ExistDryFGD & SNCR & CCS | N/A | N/A | N/A | N/A | N/A | N/A | N/A | N/A
00 Ret.ExistDryFGD & SNCR & HRI | N/A | N/A | N/A | N/A | N/A | N/A | N/A | N/A
00 Ret.ExistDryFGD & SNCR & HRI & CCS | N/A | N/A | N/A | N/A | N/A | N/A | N/A | N/A
00 Ret.ExistDryFGD_ACI & CCS | N/A | N/A | N/A | N/A | N/A | N/A | N/A | N/A
00 Ret.ExistDryFGD_ACI & HRI | N/A | N/A | N/A | N/A | N/A | N/A | N/A | N/A
00 Ret.ExistDryFGD_ACI & HRI & CCS | N/A | N/A | N/A | N/A | N/A | N/A | N/A | N/A
00 Ret.ExistDryFGD_ACI & SCR | N/A | N/A | N/A | N/A | N/A | N/A | N/A | N/A
00 Ret.ExistDryFGD_ACI & SCR & CCS | N/A | N/A | N/A | N/A | N/A | N/A | N/A | N/A
00 Ret.ExistDryFGD_ACI & SCR & HRI | N/A | N/A | N/A | N/A | N/A | N/A | N/A | N/A
00 Ret.ExistDryFGD_ACI & SCR & HRI & CCS | N/A | N/A | N/A | N/A | N/A | N/A | N/A | N/A
00 Ret.ExistDryFGD_ACI & SNCR | 82.32 | 82.32 | 82.32 | 82.32 | 80.7169 | 82.32 | 79.6754 | 77.664
00 Ret.ExistDryFGD_ACI & SNCR & CCS | N/A | N/A | N/A | N/A | N/A | N/A | N/A | N/A
00 Ret.ExistDryFGD_ACI & SNCR & HRI | N/A | N/A | N/A | N/A | N/A | N/A | N/A | N/A
00 Ret.ExistDryFGD_ACI & SNCR & HRI & CCS | N/A | N/A | N/A | N/A | N/A | N/A | N/A | N/A
00 Ret.ExistDryFGD_ACI_DSI & HRI | N/A | N/A | N/A | N/A | N/A | N/A | N/A | N/A
00 Ret.ExistDryFGD_ACI_DSI & SCR | N/A | N/A | N/A | N/A | N/A | N/A | N/A | N/A
00 Ret.ExistDryFGD_ACI_DSI & SCR & CCS | N/A | N/A | N/A | N/A | N/A | N/A | N/A | N/A
00 Ret.ExistDryFGD_ACI_DSI & SCR & HRI | N/A | N/A | N/A | N/A | N/A | N/A | N/A | N/A
00 Ret.ExistDryFGD_ACI_DSI & SCR & HRI & CCS | N/A | N/A | N/A | N/A | N/A | N/A | N/A | N/A
00 Ret.ExistDryFGD_ACI_DSI & SNCR | N/A | N/A | N/A | N/A | N/A | N/A | N/A | N/A
00 Ret.ExistDryFGD_ACI_DSI & SNCR & HRI | N/A | N/A | N/A | N/A | N/A | N/A | N/A | N/A
00 Ret.ExistDryFGD_SCR & ACI & CCS | N/A | N/A | N/A | N/A | N/A | N/A | N/A | N/A
00 Ret.ExistDryFGD_DSI & HRI | N/A | N/A | N/A | N/A | N/A | N/A | N/A | N/A
00 Ret.ExistDryFGD_SCR & ACI & HRI | N/A | N/A | N/A | N/A | N/A | N/A | N/A | N/A
00 Ret.ExistDryFGD_SCR & ACI & HRI & CCS | N/A | N/A | N/A | N/A | N/A | N/A | N/A | N/A
00 Ret.ExistDryFGD_SCR & CCS | N/A | N/A | N/A | N/A | N/A | N/A | N/A | N/A
00 Ret.ExistDryFGD_SCR_DSI & ACI & HRI | N/A | N/A | N/A | N/A | N/A | N/A | N/A | N/A
00 Ret.ExistDryFGD_SNCR_ACI_DSI & CCS | N/A | N/A | N/A | N/A | N/A | N/A | N/A | N/A
00 Ret.ExistDryFGD_SNCR_ACI_DSI & HRI | N/A | N/A | N/A | N/A | N/A | N/A | N/A | N/A
00 Ret.ExistDryFGD_SNCR_ACI_DSI & HRI & CCS | N/A | N/A | N/A | N/A | N/A | N/A | N/A | N/A
00 Ret.ExistDSI & ACI | N/A | N/A | N/A | N/A | N/A | N/A | N/A | N/A
00 Ret.ExistDSI & ACI & HRI | N/A | N/A | N/A | N/A | N/A | N/A | N/A | N/A
00 Ret.ExistDSI & ACI & SCR | N/A | N/A | N/A | N/A | N/A | N/A | N/A | N/A
00 Ret.ExistDSI & ACI & SCR & DryFGD & HRI | N/A | N/A | N/A | N/A | N/A | N/A | N/A | N/A
00 Ret.ExistDSI & ACI & SCR & HRI | N/A | N/A | N/A | N/A | N/A | N/A | N/A | N/A
00 Ret.ExistDSI & ACI & SCR & WetFGD & HRI | N/A | N/A | N/A | N/A | N/A | N/A | N/A | N/A
00 Ret.ExistDSI & DryFGD | N/A | N/A | N/A | N/A | N/A | N/A | N/A | N/A
00 Ret.ExistDSI & DryFGD & ACI | N/A | N/A | N/A | N/A | N/A | N/A | N/A | N/A
00 Ret.ExistDSI & DryFGD & ACI & HRI | N/A | N/A | N/A | N/A | N/A | N/A | N/A | N/A
00 Ret.ExistDSI & DryFGD & HRI | N/A | N/A | N/A | N/A | N/A | N/A | N/A | N/A
00 Ret.ExistDSI & HRI | N/A | N/A | N/A | N/A | N/A | N/A | N/A | N/A
00 Ret.ExistDSI & SCR | N/A | N/A | N/A | N/A | N/A | N/A | N/A | N/A
00 Ret.ExistDSI & SCR & DryFGD | N/A | N/A | N/A | N/A | N/A | N/A | N/A | N/A
00 Ret.ExistDSI & SCR & DryFGD & ACI | N/A | N/A | N/A | N/A | N/A | N/A | N/A | N/A
00 Ret.ExistDSI & SCR & DryFGD & HRI | N/A | N/A | N/A | N/A | N/A | N/A | N/A | N/A
00 Ret.ExistDSI & SCR & HRI | N/A | N/A | N/A | N/A | N/A | N/A | N/A | N/A
00 Ret.ExistDSI & SCR & WetFGD | N/A | N/A | N/A | N/A | N/A | N/A | N/A | N/A
00 Ret.ExistDSI & SCR & WetFGD & ACI | N/A | N/A | N/A | N/A | N/A | N/A | N/A | N/A
00 Ret.ExistDSI & SCR & WetFGD & HRI | N/A | N/A | N/A | N/A | N/A | N/A | N/A | N/A
00 Ret.ExistDSI & SNCR | N/A | N/A | N/A | N/A | N/A | N/A | N/A | N/A
00 Ret.ExistDSI & SNCR & ACI | N/A | N/A | N/A | N/A | N/A | N/A | N/A | N/A
00 Ret.ExistDSI & SNCR & ACI & HRI | N/A | N/A | N/A | N/A | N/A | N/A | N/A | N/A
00 Ret.ExistDSI & SNCR & DryFGD | N/A | N/A | N/A | N/A | N/A | N/A | N/A | N/A
00 Ret.ExistDSI & SNCR & DryFGD & ACI | N/A | N/A | N/A | N/A | N/A | N/A | N/A | N/A
00 Ret.ExistDSI & SNCR & DryFGD & ACI & HRI | N/A | N/A | N/A | N/A | N/A | N/A | N/A | N/A
00 Ret.ExistDSI & SNCR & DryFGD & HRI | N/A | N/A | N/A | N/A | N/A | N/A | N/A | N/A
00 Ret.ExistDSI & SNCR & HRI | N/A | N/A | N/A | N/A | N/A | N/A | N/A | N/A
00 Ret.ExistDSI & SNCR & WetFGD | N/A | N/A | N/A | N/A | N/A | N/A | N/A | N/A
00 Ret.ExistDSI & SNCR & WetFGD & ACI | N/A | N/A | N/A | N/A | N/A | N/A | N/A | N/A
00 Ret.ExistDSI & SNCR & WetFGD & ACI & HRI | N/A | N/A | N/A | N/A | N/A | N/A | N/A | N/A
00 Ret.ExistDSI & SNCR & WetFGD & HRI | N/A | N/A | N/A | N/A | N/A | N/A | N/A | N/A
00 Ret.ExistDSI & WetFGD | N/A | N/A | N/A | N/A | N/A | N/A | N/A | N/A
00 Ret.ExistDSI & WetFGD & ACI | N/A | N/A | N/A | N/A | N/A | N/A | N/A | N/A
00 Ret.ExistDSI & WetFGD & ACI & HRI | N/A | N/A | N/A | N/A | N/A | N/A | N/A | N/A
00 Ret.ExistDSI & WetFGD & HRI | N/A | N/A | N/A | N/A | N/A | N/A | N/A | N/A
00 Ret.ExistDSI_ACI & SNCR & DryFGD & CCS | N/A | N/A | N/A | N/A | N/A | N/A | N/A | N/A
00 Ret.ExistDSI_ACI & SNCR & WetFGD & CCS | N/A | N/A | N/A | N/A | N/A | N/A | N/A | N/A
00 Ret.ExistSCR_ACI & DryFGD | N/A | N/A | N/A | N/A | N/A | N/A | N/A | N/A
00 Ret.ExistSCR_ACI & DryFGD & CCS | N/A | N/A | N/A | N/A | N/A | N/A | N/A | N/A
00 Ret.ExistSCR_ACI & DryFGD & HRI | N/A | N/A | N/A | N/A | N/A | N/A | N/A | N/A
00 Ret.ExistSCR_ACI & DryFGD & HRI & CCS | N/A | N/A | N/A | N/A | N/A | N/A | N/A | N/A
00 Ret.ExistSCR_ACI & DSI | 0 | 0 | 0 | 0 | 0 | 0 | 0 | N/A
00 Ret.ExistSCR_ACI & DSI & HRI | N/A | N/A | N/A | N/A | N/A | N/A | N/A | N/A
00 Ret.ExistSCR_ACI & HRI | N/A | N/A | N/A | N/A | N/A | N/A | N/A | N/A
00 Ret.ExistSCR_ACI & WetFGD | N/A | N/A | N/A | N/A | N/A | N/A | N/A | N/A
00 Ret.ExistSCR_ACI & WetFGD & CCS | N/A | N/A | N/A | N/A | N/A | N/A | N/A | N/A
00 Ret.ExistSCR_ACI & WetFGD & HRI | N/A | N/A | N/A | N/A | N/A | N/A | N/A | N/A
00 Ret.ExistSCR_ACI & WetFGD & HRI & CCS | N/A | N/A | N/A | N/A | N/A | N/A | N/A | N/A
00 Ret.ExistSCR_ACI_DSI & DryFGD | N/A | N/A | N/A | N/A | N/A | N/A | N/A | N/A
00 Ret.ExistSCR_ACI_DSI & DryFGD & HRI | N/A | N/A | N/A | N/A | N/A | N/A | N/A | N/A
00 Ret.ExistSCR_ACI_DSI & HRI | N/A | N/A | N/A | N/A | N/A | N/A | N/A | N/A
00 Ret.ExistSCR_ACI_DSI & WetFGD | N/A | N/A | N/A | N/A | N/A | N/A | N/A | N/A
00 Ret.ExistSCR_ACI_DSI & WetFGD & HRI | N/A | N/A | N/A | N/A | N/A | N/A | N/A | N/A
00 Ret.ExistSCR_DryFGD & ACI | N/A | N/A | N/A | N/A | N/A | N/A | N/A | N/A
00 Ret.ExistSCR_DryFGD & HRI | N/A | N/A | N/A | N/A | N/A | N/A | N/A | N/A
00 Ret.ExistSCR_DryFGD & HRI & CCS | N/A | N/A | N/A | N/A | N/A | N/A | N/A | N/A
00 Ret.ExistSCR_DryFGD_ACI & CCS | N/A | N/A | 82.25 | 82.25 | 82.25 | 82.25 | 82.25 | 82.25
00 Ret.ExistSCR_DryFGD_ACI & HRI | N/A | N/A | N/A | N/A | N/A | N/A | N/A | N/A
00 Ret.ExistSCR_DryFGD_ACI & HRI & CCS | N/A | N/A | N/A | N/A | N/A | N/A | N/A | N/A
00 Ret.ExistSCR_DryFGD_ACI_DSI & CCS | N/A | N/A | N/A | N/A | N/A | N/A | N/A | N/A
00 Ret.ExistSCR_DryFGD_ACI_DSI & HRI | N/A | N/A | N/A | N/A | N/A | N/A | N/A | N/A
00 Ret.ExistSCR_DryFGD_ACI_DSI & HRI & CCS | N/A | N/A | N/A | N/A | N/A | N/A | N/A | N/A
00 Ret.ExistSCR_DryFGD_DSI & ACI | N/A | N/A | N/A | N/A | N/A | N/A | N/A | N/A
00 Ret.ExistSCR_WetFGD & ACI | N/A | N/A | N/A | N/A | N/A | N/A | N/A | N/A
00 Ret.ExistSCR_WetFGD & HRI | N/A | N/A | N/A | N/A | N/A | N/A | N/A | N/A
00 Ret.ExistSCR_WetFGD & HRI & CCS | N/A | N/A | N/A | N/A | N/A | N/A | N/A | N/A
00 Ret.ExistSCR_WetFGD_ACI & CCS | N/A | N/A | 82.25 | 82.25 | 82.25 | 82.25 | 82.25 | 82.25
00 Ret.ExistSCR_WetFGD_ACI & HRI | N/A | N/A | N/A | N/A | N/A | N/A | N/A | N/A
00 Ret.ExistSCR_WetFGD_ACI & HRI & CCS | N/A | N/A | N/A | N/A | N/A | N/A | N/A | N/A
00 Ret.ExistSCR_WetFGD_ACI_DSI & CCS | N/A | N/A | N/A | N/A | N/A | N/A | N/A | N/A
00 Ret.ExistSCR_WetFGD_ACI_DSI & HRI | N/A | N/A | N/A | N/A | N/A | N/A | N/A | N/A
00 Ret.ExistSCR_WetFGD_ACI_DSI & HRI & CCS | N/A | N/A | N/A | N/A | N/A | N/A | N/A | N/A
00 Ret.ExistSCR_WetFGD_DSI & ACI | N/A | N/A | N/A | N/A | N/A | N/A | N/A | N/A
00 Ret.ExistSCR_WetFGD_DSI & HRI | N/A | N/A | N/A | N/A | N/A | N/A | N/A | N/A
00 Ret.ExistSCR_WetFGD_DSI & HRI & CCS | N/A | N/A | N/A | N/A | N/A | N/A | N/A | N/A
00 Ret.ExistSNCR_ACI & DryFGD | N/A | N/A | N/A | N/A | N/A | N/A | N/A | N/A
00 Ret.ExistSNCR_ACI & DryFGD & CCS | N/A | N/A | N/A | N/A | N/A | N/A | N/A | N/A
00 Ret.ExistSNCR_ACI & DryFGD & HRI | N/A | N/A | N/A | N/A | N/A | N/A | N/A | N/A
00 Ret.ExistSNCR_ACI & DryFGD & HRI & CCS | N/A | N/A | N/A | N/A | N/A | N/A | N/A | N/A
00 Ret.ExistSNCR_ACI & DSI & HRI | N/A | N/A | N/A | N/A | N/A | N/A | N/A | N/A
00 Ret.ExistSNCR_ACI & HRI | N/A | N/A | N/A | N/A | N/A | N/A | N/A | N/A
00 Ret.ExistSNCR_ACI & WetFGD | N/A | N/A | N/A | N/A | N/A | N/A | N/A | N/A
00 Ret.ExistSNCR_ACI & WetFGD & CCS | N/A | N/A | N/A | N/A | N/A | N/A | N/A | N/A
00 Ret.ExistSNCR_ACI & WetFGD & HRI | N/A | N/A | N/A | N/A | N/A | N/A | N/A | N/A
00 Ret.ExistSNCR_ACI & WetFGD & HRI & CCS | N/A | N/A | N/A | N/A | N/A | N/A | N/A | N/A
00 Ret.ExistSNCR_ACI_DSI & DryFGD | N/A | N/A | N/A | N/A | N/A | N/A | N/A | N/A
00 Ret.ExistSNCR_ACI_DSI & DryFGD & CCS | N/A | N/A | N/A | N/A | N/A | N/A | N/A | N/A
00 Ret.ExistSNCR_ACI_DSI & DryFGD & HRI | N/A | N/A | N/A | N/A | N/A | N/A | N/A | N/A
00 Ret.ExistSNCR_ACI_DSI & DryFGD & HRI & CCS | N/A | N/A | N/A | N/A | N/A | N/A | N/A | N/A
00 Ret.ExistSNCR_ACI_DSI & HRI | N/A | N/A | N/A | N/A | N/A | N/A | N/A | N/A
00 Ret.ExistSNCR_ACI_DSI & WetFGD | N/A | N/A | N/A | N/A | N/A | N/A | N/A | N/A
00 Ret.ExistSNCR_ACI_DSI & WetFGD & CCS | N/A | N/A | N/A | N/A | N/A | N/A | N/A | N/A
00 Ret.ExistSNCR_ACI_DSI & WetFGD & HRI | N/A | N/A | N/A | N/A | N/A | N/A | N/A | N/A
00 Ret.ExistSNCR_ACI_DSI & WetFGD & HRI & CCS | N/A | N/A | N/A | N/A | N/A | N/A | N/A | N/A
00 Ret.ExistSNCR_DryFGD & HRI | N/A | N/A | N/A | N/A | N/A | N/A | N/A | N/A
00 Ret.ExistSNCR_DryFGD_ACI & CCS | N/A | N/A | N/A | N/A | N/A | N/A | N/A | N/A
00 Ret.ExistSNCR_DryFGD_ACI & HRI | N/A | N/A | N/A | N/A | N/A | N/A | N/A | N/A
00 Ret.ExistSNCR_DryFGD_ACI & HRI & CCS | N/A | N/A | N/A | N/A | N/A | N/A | N/A | N/A
00 Ret.ExistSNCR_WetFGD & ACI | N/A | N/A | N/A | N/A | N/A | N/A | N/A | N/A
00 Ret.ExistSNCR_WetFGD & HRI | N/A | N/A | N/A | N/A | N/A | N/A | N/A | N/A
00 Ret.ExistSNCR_WetFGD & HRI & CCS | N/A | N/A | N/A | N/A | N/A | N/A | N/A | N/A
00 Ret.ExistSNCR_WetFGD_ACI & CCS | N/A | N/A | 83.5432 | 83.5432 | 83.5432 | 83.5432 | 83.5432 | 83.5432
00 Ret.ExistSNCR_WetFGD_ACI & HRI | N/A | N/A | N/A | N/A | N/A | N/A | N/A | N/A
00 Ret.ExistSNCR_WetFGD_ACI & HRI & CCS | N/A | N/A | N/A | N/A | N/A | N/A | N/A | N/A
00 Ret.ExistSNCR_WetFGD_ACI_DSI & CCS | N/A | N/A | N/A | N/A | N/A | N/A | N/A | N/A
00 Ret.ExistSNCR_WetFGD_ACI_DSI & HRI | N/A | N/A | N/A | N/A | N/A | N/A | N/A | N/A
00 Ret.ExistSNCR_WetFGD_ACI_DSI & HRI & CCS | N/A | N/A | N/A | N/A | N/A | N/A | N/A | N/A
00 Ret.ExistWetFGD & ACI | N/A | N/A | N/A | N/A | N/A | N/A | N/A | N/A
00 Ret.ExistWetFGD & ACI & CCS | N/A | N/A | N/A | N/A | N/A | N/A | N/A | N/A
00 Ret.ExistWetFGD & ACI & HRI | N/A | N/A | N/A | N/A | N/A | N/A | N/A | N/A
00 Ret.ExistWetFGD & ACI & HRI & CCS | N/A | N/A | N/A | N/A | N/A | N/A | N/A | N/A
00 Ret.ExistWetFGD & ACI & SCR | N/A | N/A | N/A | N/A | N/A | N/A | N/A | N/A
00 Ret.ExistWetFGD & ACI & SCR & CCS | N/A | N/A | N/A | N/A | N/A | N/A | N/A | N/A
00 Ret.ExistWetFGD & ACI & SCR & HRI | N/A | N/A | N/A | N/A | N/A | N/A | N/A | N/A
00 Ret.ExistWetFGD & ACI & SCR & HRI & CCS | N/A | N/A | N/A | N/A | N/A | N/A | N/A | N/A
00 Ret.ExistWetFGD & ACI & SNCR | N/A | N/A | N/A | N/A | N/A | N/A | N/A | N/A
00 Ret.ExistWetFGD & ACI & SNCR & HRI | N/A | N/A | N/A | N/A | N/A | N/A | N/A | N/A
00 Ret.ExistWetFGD & ACI & SNCR & HRI & CCS | N/A | N/A | N/A | N/A | N/A | N/A | N/A | N/A
00 Ret.ExistWetFGD & CCS | N/A | N/A | N/A | N/A | N/A | N/A | N/A | N/A
00 Ret.ExistWetFGD & HRI | N/A | N/A | N/A | N/A | N/A | N/A | N/A | N/A
00 Ret.ExistWetFGD & HRI & CCS | N/A | N/A | N/A | N/A | N/A | N/A | N/A | N/A
00 Ret.ExistWetFGD & SCR | 82.32 | 82.32 | 82.32 | 82.32 | 82.32 | 82.32 | 71.7164 | 71.7164
00 Ret.ExistWetFGD & SCR & CCS | N/A | N/A | N/A | N/A | N/A | N/A | N/A | N/A
00 Ret.ExistWetFGD & SCR & HRI | N/A | N/A | N/A | N/A | N/A | N/A | N/A | N/A
00 Ret.ExistWetFGD & SCR & HRI & CCS | N/A | N/A | N/A | N/A | N/A | N/A | N/A | N/A
00 Ret.ExistWetFGD & SNCR | N/A | N/A | N/A | N/A | N/A | N/A | N/A | N/A
00 Ret.ExistWetFGD & SNCR & CCS | N/A | N/A | N/A | N/A | N/A | N/A | N/A | N/A
00 Ret.ExistWetFGD & SNCR & HRI | N/A | N/A | N/A | N/A | N/A | N/A | N/A | N/A
00 Ret.ExistWetFGD & SNCR & HRI & CCS | N/A | N/A | N/A | N/A | N/A | N/A | N/A | N/A
00 Ret.ExistWetFGD_ACI & CCS | N/A | N/A | 82.25 | 82.25 | 82.25 | 82.25 | 82.25 | 77.8378
00 Ret.ExistWetFGD_ACI & HRI | N/A | N/A | N/A | N/A | N/A | N/A | N/A | N/A
00 Ret.ExistWetFGD_ACI & HRI & CCS | N/A | N/A | N/A | N/A | N/A | N/A | N/A | N/A
00 Ret.ExistWetFGD_ACI & SCR | 82.32 | 82.2984 | 82.2845 | 81.0926 | 74.1526 | 76.3283 | 70.8603 | 55.9159
00 Ret.ExistWetFGD_ACI & SCR & CCS | N/A | N/A | 82.32 | 82.32 | 82.32 | 82.32 | 82.32 | 82.32
00 Ret.ExistWetFGD_ACI & SCR & HRI | N/A | N/A | N/A | N/A | N/A | N/A | N/A | N/A
00 Ret.ExistWetFGD_ACI & SCR & HRI & CCS | N/A | N/A | N/A | N/A | N/A | N/A | N/A | N/A
00 Ret.ExistWetFGD_ACI & SNCR | 63.0233 | 58.9435 | 58.9435 | 60.0701 | 62.6729 | 64.5949 | 67.8905 | 60.4084
00 Ret.ExistWetFGD_ACI & SNCR & CCS | N/A | N/A | N/A | N/A | N/A | N/A | N/A | N/A
00 Ret.ExistWetFGD_ACI & SNCR & HRI | N/A | N/A | N/A | N/A | N/A | N/A | N/A | N/A
00 Ret.ExistWetFGD_ACI & SNCR & HRI & CCS | N/A | N/A | N/A | N/A | N/A | N/A | N/A | N/A
00 Ret.ExistWetFGD_ACI_DSI & CCS | N/A | N/A | N/A | N/A | N/A | N/A | N/A | N/A
00 Ret.ExistWetFGD_ACI_DSI & HRI | N/A | N/A | N/A | N/A | N/A | N/A | N/A | N/A
00 Ret.ExistWetFGD_ACI_DSI & HRI & CCS | N/A | N/A | N/A | N/A | N/A | N/A | N/A | N/A
00 Ret.ExistWetFGD_ACI_DSI & SCR | N/A | N/A | N/A | N/A | N/A | N/A | N/A | N/A
00 Ret.ExistWetFGD_ACI_DSI & SCR & CCS | N/A | N/A | N/A | N/A | N/A | N/A | N/A | N/A
00 Ret.ExistWetFGD_ACI_DSI & SCR & HRI | N/A | N/A | N/A | N/A | N/A | N/A | N/A | N/A
00 Ret.ExistWetFGD_ACI_DSI & SCR & HRI & CCS | N/A | N/A | N/A | N/A | N/A | N/A | N/A | N/A
00 Ret.ExistWetFGD_ACI_DSI & SNCR | N/A | N/A | N/A | N/A | N/A | N/A | N/A | N/A
00 Ret.ExistWetFGD_ACI_DSI & SNCR & CCS | N/A | N/A | N/A | N/A | N/A | N/A | N/A | N/A
00 Ret.ExistWetFGD_ACI_DSI & SNCR & HRI | N/A | N/A | N/A | N/A | N/A | N/A | N/A | N/A
00 Ret.ExistWetFGD_ACI_DSI & SNCR & HRI & CCS | N/A | N/A | N/A | N/A | N/A | N/A | N/A | N/A
00 Ret.ExistWetFGD_DSI & HRI | N/A | N/A | N/A | N/A | N/A | N/A | N/A | N/A
00 Ret.ExistWetFGD_DSI & SCR | N/A | N/A | N/A | N/A | N/A | N/A | N/A | N/A
00 Ret.ExistWetFGD_DSI & SCR & HRI | N/A | N/A | N/A | N/A | N/A | N/A | N/A | N/A
00 Ret.ExistWetFGD_DSI & SNCR | N/A | N/A | N/A | N/A | N/A | N/A | N/A | N/A
00 Ret.ExistWetFGD_SCR & ACI & CCS | N/A | N/A | N/A | N/A | N/A | N/A | N/A | N/A
00 Ret.ExistWetFGD_DSI & SNCR & HRI | N/A | N/A | N/A | N/A | N/A | N/A | N/A | N/A
00 Ret.ExistWetFGD_SCR & ACI & HRI | N/A | N/A | N/A | N/A | N/A | N/A | N/A | N/A
00 Ret.ExistWetFGD_SCR & ACI & HRI & CCS | N/A | N/A | N/A | N/A | N/A | N/A | N/A | N/A
00 Ret.ExistWetFGD_SCR & CCS | N/A | N/A | 82.25 | 82.25 | 82.25 | 82.25 | 82.25 | 82.25
00 Ret.ExistWetFGD_SCR_DSI & ACI & CCS | N/A | N/A | N/A | N/A | N/A | N/A | N/A | N/A
00 Ret.ExistWetFGD_SCR_DSI & ACI & HRI | N/A | N/A | N/A | N/A | N/A | N/A | N/A | N/A
00 Ret.ExistWetFGD_SCR_DSI & ACI & HRI & CCS | N/A | N/A | N/A | N/A | N/A | N/A | N/A | N/A
00 Ret.ExistWetFGD_SCR_DSI & CCS | N/A | N/A | N/A | N/A | N/A | N/A | N/A | N/A
00 Ret.ExistWetFGD_SNCR & ACI & HRI | N/A | N/A | N/A | N/A | N/A | N/A | N/A | N/A
00 Ret.ExistWetFGD_SNCR & CCS | N/A | N/A | N/A | N/A | N/A | N/A | N/A | N/A
00 Ret.HRI | N/A | N/A | N/A | N/A | N/A | N/A | N/A | N/A
00 Ret.SCR | N/A | N/A | N/A | N/A | N/A | N/A | N/A | N/A
00 Ret.SCR & DryFGD | N/A | N/A | N/A | N/A | N/A | N/A | N/A | N/A
00 Ret.SCR & DryFGD & ACI | N/A | N/A | N/A | N/A | N/A | N/A | N/A | N/A
00 Ret.SCR & DryFGD & CCS | N/A | N/A | N/A | N/A | N/A | N/A | N/A | N/A
00 Ret.SCR & DryFGD & HRI | N/A | N/A | N/A | N/A | N/A | N/A | N/A | N/A
00 Ret.SCR & DSI | N/A | N/A | N/A | N/A | N/A | N/A | N/A | N/A
00 Ret.SCR & DSI & DryFGD | N/A | N/A | N/A | N/A | N/A | N/A | N/A | N/A
00 Ret.SCR & DSI & DryFGD & HRI | N/A | N/A | N/A | N/A | N/A | N/A | N/A | N/A
00 Ret.SCR & DSI & HRI | N/A | N/A | N/A | N/A | N/A | N/A | N/A | N/A
00 Ret.SCR & DSI & WetFGD | N/A | N/A | N/A | N/A | N/A | N/A | N/A | N/A
00 Ret.SCR & DSI & WetFGD & HRI | N/A | N/A | N/A | N/A | N/A | N/A | N/A | N/A
00 Ret.SCR & HRI | N/A | N/A | N/A | N/A | N/A | N/A | N/A | N/A
00 Ret.SCR & WetFGD | N/A | N/A | N/A | N/A | N/A | N/A | N/A | N/A
00 Ret.SCR & WetFGD & ACI | N/A | N/A | N/A | N/A | N/A | N/A | N/A | N/A
00 Ret.SCR & WetFGD & CCS | N/A | N/A | N/A | N/A | N/A | N/A | N/A | N/A
00 Ret.SCR & WetFGD & HRI | N/A | N/A | N/A | N/A | N/A | N/A | N/A | N/A
00 Ret.SNCR | N/A | N/A | N/A | N/A | N/A | N/A | N/A | N/A
00 Ret.SNCR & DryFGD | N/A | N/A | N/A | N/A | N/A | N/A | N/A | N/A
00 Ret.SNCR & DryFGD & ACI | N/A | N/A | N/A | N/A | N/A | N/A | N/A | N/A
00 Ret.SNCR & DryFGD & ACI & HRI | N/A | N/A | N/A | N/A | N/A | N/A | N/A | N/A
00 Ret.SNCR & DryFGD & CCS | N/A | N/A | N/A | N/A | N/A | N/A | N/A | N/A
00 Ret.SNCR & DryFGD & HRI | N/A | N/A | N/A | N/A | N/A | N/A | N/A | N/A
00 Ret.SNCR & DSI | N/A | N/A | N/A | N/A | N/A | N/A | N/A | N/A
00 Ret.SNCR & DSI & HRI | N/A | N/A | N/A | N/A | N/A | N/A | N/A | N/A
00 Ret.SNCR & HRI | N/A | N/A | N/A | N/A | N/A | N/A | N/A | N/A
00 Ret.SNCR & WetFGD | N/A | N/A | N/A | N/A | N/A | N/A | N/A | N/A
00 Ret.SNCR & WetFGD & ACI | N/A | N/A | N/A | N/A | N/A | N/A | N/A | N/A
00 Ret.SNCR & WetFGD & ACI & HRI | N/A | N/A | N/A | N/A | N/A | N/A | N/A | N/A
00 Ret.SNCR & WetFGD & CCS | N/A | N/A | N/A | N/A | N/A | N/A | N/A | N/A
00 Ret.SNCR & WetFGD & HRI | N/A | N/A | N/A | N/A | N/A | N/A | N/A | N/A
00 Ret.WetFGD | N/A | N/A | N/A | N/A | N/A | N/A | N/A | N/A
00 Ret.WetFGD & CCS | N/A | N/A | N/A | N/A | N/A | N/A | N/A | N/A
00 Ret.WetFGD & HRI | N/A | N/A | N/A | N/A | N/A | N/A | N/A | N/A
00 Ret.FB & ACI | N/A | N/A | N/A | N/A | N/A | N/A | N/A | N/A
00 Ret.FB & ACI & DryFGD & HRI | N/A | N/A | N/A | N/A | N/A | N/A | N/A | N/A
00 Ret.FB & ACI & HRI | N/A | N/A | N/A | N/A | N/A | N/A | N/A | N/A
00 Ret.FB & HRI | N/A | N/A | N/A | N/A | N/A | N/A | N/A | N/A
00 Ret.FB DryFGD | N/A | N/A | N/A | N/A | N/A | N/A | N/A | N/A
00 Ret.FB DryFGD & ACI | N/A | N/A | N/A | N/A | N/A | N/A | N/A | N/A
00 Ret.FB DryFGD & ACI & HRI | N/A | N/A | N/A | N/A | N/A | N/A | N/A | N/A
00 Ret.FB DryFGD & HRI | N/A | N/A | N/A | N/A | N/A | N/A | N/A | N/A
00 Ret.FB DryFGD & SNCR | N/A | N/A | N/A | N/A | N/A | N/A | N/A | N/A
00 Ret.FB DryFGD & SNCR & HRI | N/A | N/A | N/A | N/A | N/A | N/A | N/A | N/A
00 Ret.FB SNCR & DryFGD & ACI | N/A | N/A | N/A | N/A | N/A | N/A | N/A | N/A
00 Ret.FB SNCR & DryFGD & ACI & HRI | N/A | N/A | N/A | N/A | N/A | N/A | N/A | N/A
00 Ret.FB-ACI & SNCR | N/A | N/A | N/A | N/A | N/A | N/A | N/A | N/A
00 Ret.FB-ACI & SNCR & HRI | N/A | N/A | N/A | N/A | N/A | N/A | N/A | N/A
00 Ret.FB-ACI & SNCR & HRI & CCS | N/A | N/A | N/A | N/A | N/A | N/A | N/A | N/A
00 Ret.FB-Exist ACI & DryFGD | N/A | N/A | N/A | N/A | N/A | N/A | N/A | N/A
00 Ret.FB-Exist ACI & DryFGD & HRI | N/A | N/A | N/A | N/A | N/A | N/A | N/A | N/A
00 Ret.FB-Exist ACI & DryFGD & SNCR | N/A | N/A | N/A | N/A | N/A | N/A | N/A | N/A
00 Ret.FB-Exist ACI & DryFGD & SNCR & HRI | N/A | N/A | N/A | N/A | N/A | N/A | N/A | N/A
00 Ret.FB-Exist ACI & SNCR | N/A | N/A | N/A | N/A | N/A | N/A | N/A | N/A
00 Ret.FB-Exist ACI & SNCR & HRI | N/A | N/A | N/A | N/A | N/A | N/A | N/A | N/A
00 Ret.FB-Exist ACI_DSI & DryFGD & SNCR | N/A | N/A | N/A | N/A | N/A | N/A | N/A | N/A
00 Ret.FB-Exist ACI_DSI & SNCR | N/A | N/A | N/A | N/A | N/A | N/A | N/A | N/A
00 Ret.FB-ExistACI & HRI | N/A | N/A | N/A | N/A | N/A | N/A | N/A | N/A
00 Ret.FB-ExistACI_DSI & DryFGD | N/A | N/A | N/A | N/A | N/A | N/A | N/A | N/A
00 Ret.FB-ExistACI_DSI & DryFGD & HRI | N/A | N/A | N/A | N/A | N/A | N/A | N/A | N/A
00 Ret.FB-ExistACI_DSI & DryFGD & SNCR | N/A | N/A | N/A | N/A | N/A | N/A | N/A | N/A
00 Ret.FB-ExistACI_DSI & DryFGD & SNCR & HRI | N/A | N/A | N/A | N/A | N/A | N/A | N/A | N/A
00 Ret.FB-ExistACI_DSI & HRI | N/A | N/A | N/A | N/A | N/A | N/A | N/A | N/A
00 Ret.FB-ExistACI_DSI & SNCR & HRI | N/A | N/A | N/A | N/A | N/A | N/A | N/A | N/A
00 Ret.FB-ExistDryFGD_ACI & HRI | N/A | N/A | N/A | N/A | N/A | N/A | N/A | N/A
00 Ret.FB-ExistDryFGD_ACI & SNCR | N/A | N/A | N/A | N/A | N/A | N/A | N/A | N/A
00 Ret.FB-ExistDryFGD_ACI & SNCR & HRI | N/A | N/A | N/A | N/A | N/A | N/A | N/A | N/A
00 Ret.FB-ExistDryFGD_DSI & HRI | N/A | N/A | N/A | N/A | N/A | N/A | N/A | N/A
00 Ret.FB-ExistDryFGD_DSI & SNCR | N/A | N/A | N/A | N/A | N/A | N/A | N/A | N/A
00 Ret.FB-ExistDryFGD_DSI & SNCR & HRI | N/A | N/A | N/A | N/A | N/A | N/A | N/A | N/A
00 Ret.FB-ExistDryFGD_SNCR & HRI | N/A | N/A | N/A | N/A | N/A | N/A | N/A | N/A
00 Ret.FB-ExistDryFGD_SNCR_ACI & HRI | N/A | N/A | N/A | N/A | N/A | N/A | N/A | N/A
00 Ret.FB-ExistDryFGD_SNCR_ACI_DSI & HRI | N/A | N/A | N/A | N/A | N/A | N/A | N/A | N/A
00 Ret.FB-ExistDryFGD_SNCR_DSI & HRI | N/A | N/A | N/A | N/A | N/A | N/A | N/A | N/A
00 Ret.FB-ExistDSI & ACI | N/A | N/A | N/A | N/A | N/A | N/A | N/A | N/A
00 Ret.FB-ExistDSI & ACI & HRI | N/A | N/A | N/A | N/A | N/A | N/A | N/A | N/A
00 Ret.FB-ExistDSI & ACI & SNCR | N/A | N/A | N/A | N/A | N/A | N/A | N/A | N/A
00 Ret.FB-ExistDSI & ACI & SNCR & HRI | N/A | N/A | N/A | N/A | N/A | N/A | N/A | N/A
00 Ret.FB-ExistDSI & DryFGD | N/A | N/A | N/A | N/A | N/A | N/A | N/A | N/A
00 Ret.FB-ExistDSI & DryFGD & ACI | N/A | N/A | N/A | N/A | N/A | N/A | N/A | N/A
00 Ret.FB-ExistDSI & DryFGD & ACI & HRI | N/A | N/A | N/A | N/A | N/A | N/A | N/A | N/A
00 Ret.FB-ExistDSI & DryFGD & HRI | N/A | N/A | N/A | N/A | N/A | N/A | N/A | N/A
00 Ret.FB-ExistDSI & DryFGD & SNCR | N/A | N/A | N/A | N/A | N/A | N/A | N/A | N/A
00 Ret.FB-ExistDSI & DryFGD & SNCR & HRI | N/A | N/A | N/A | N/A | N/A | N/A | N/A | N/A
00 Ret.FB-ExistDSI & HRI | N/A | N/A | N/A | N/A | N/A | N/A | N/A | N/A
00 Ret.FB-ExistDSI & SNCR | N/A | N/A | N/A | N/A | N/A | N/A | N/A | N/A
00 Ret.FB-ExistDSI & SNCR & DryFGD & ACI | N/A | N/A | N/A | N/A | N/A | N/A | N/A | N/A
00 Ret.FB-ExistDSI & SNCR & DryFGD & ACI & HRI | N/A | N/A | N/A | N/A | N/A | N/A | N/A | N/A
00 Ret.FB-ExistDSI & SNCR & HRI | N/A | N/A | N/A | N/A | N/A | N/A | N/A | N/A
00 Ret.FB-ExistSNCR & DryFGD | N/A | N/A | N/A | N/A | N/A | N/A | N/A | N/A
00 Ret.FB-ExistSNCR & DryFGD & ACI | N/A | N/A | N/A | N/A | N/A | N/A | N/A | N/A
00 Ret.FB-ExistSNCR & DryFGD & HRI | N/A | N/A | N/A | N/A | N/A | N/A | N/A | N/A
00 Ret.FB-ExistSNCR & HRI | N/A | N/A | N/A | N/A | N/A | N/A | N/A | N/A
00 Ret.FB-ExistSNCR_ACI_DSI & DryFGD | N/A | N/A | N/A | N/A | N/A | N/A | N/A | N/A
00 Ret.FB-ExistSNCR_ACI_DSI & DryFGD & HRI | N/A | N/A | N/A | N/A | N/A | N/A | N/A | N/A
00 Ret.FB-ExistSNCR_ACI_DSI & HRI | N/A | N/A | N/A | N/A | N/A | N/A | N/A | N/A
00 Ret.FB-ExistSNCR_DryFGD & HRI | N/A | N/A | N/A | N/A | N/A | N/A | N/A | N/A
00 Ret.FB-ExistSNCR_DryFGD_ACI & HRI | N/A | N/A | N/A | N/A | N/A | N/A | N/A | N/A
00 Ret.FB-ExistSNCR_DSI & ACI | N/A | N/A | N/A | N/A | N/A | N/A | N/A | N/A
00 Ret.FB-ExistSNCR_DSI & ACI & DryFGD | N/A | N/A | N/A | N/A | N/A | N/A | N/A | N/A
00 Ret.FB-ExistSNCR_DSI & ACI & DryFGD & HRI | N/A | N/A | N/A | N/A | N/A | N/A | N/A | N/A
00 Ret.FB-ExistSNCR_DSI & ACI & HRI | N/A | N/A | N/A | N/A | N/A | N/A | N/A | N/A
00 Ret.FB-ExistSNCR_DSI & DryFGD | N/A | N/A | N/A | N/A | N/A | N/A | N/A | N/A
00 Ret.FB-ExistSNCR_DSI & DryFGD & HRI | N/A | N/A | N/A | N/A | N/A | N/A | N/A | N/A
00 Ret.FB-ExistSNCR_DSI & HRI | N/A | N/A | N/A | N/A | N/A | N/A | N/A | N/A
00 Ret.FB-ExistSNCR_WetFGD & ACI | N/A | N/A | N/A | N/A | N/A | N/A | N/A | N/A
00 Ret.FB-ExistSNCR_WetFGD & HRI | N/A | N/A | N/A | N/A | N/A | N/A | N/A | N/A
00 Ret.FB-ExistWetFGD_DSI & HRI | N/A | N/A | N/A | N/A | N/A | N/A | N/A | N/A
00 Ret.FB-ExistWetFGD_DSI & SNCR | N/A | N/A | N/A | N/A | N/A | N/A | N/A | N/A
00 Ret.FB-ExistWetFGD_DSI & SNCR & HRI | N/A | N/A | N/A | N/A | N/A | N/A | N/A | N/A
00 Ret.FB-ExistWetFGD_SNCR & ACI & HRI | N/A | N/A | N/A | N/A | N/A | N/A | N/A | N/A
00 Ret.FB-SNCR | N/A | N/A | N/A | N/A | N/A | N/A | N/A | N/A
00 Ret.FB-SNCR & HRI | N/A | N/A | N/A | N/A | N/A | N/A | N/A | N/A
00 Ret.Oil/Gas Steam SCR | N/A | N/A | N/A | N/A | N/A | N/A | N/A | N/A
00 CC Retirement | N/A | 0 | 0 | 0 | 0 | 0 | 0 | 0
00 CT Retirement | N/A | 0 | 0 | 0 | 0 | 0 | 0 | 0
00 O/G Retirement | 0 | 0 | 0 | 0 | 0 | 0 | 0 | 0
00 Coal Retirement | 0 | 0 | 0 | 0 | 0 | 0 | 0 | 0
00 IGCC Retirement | N/A | 0 | 0 | 0 | 0 | 0 | 0 | 0
00 Nuke Retirement | N/A | 0 | 0 | 0 | 0 | 0 | 0 | 0
00 Biomass Retirement | N/A | 0 | 0 | 0 | 0 | 0 | 0 | 0
00 Fossil_Other Retirement | N/A | N/A | N/A | N/A | N/A | N/A | N/A | N/A
00 Fuel Cell Retirement | N/A | N/A | N/A | N/A | N/A | N/A | N/A | N/A
00 Geothermal Retirement | N/A | 0 | 0 | 0 | 0 | 0 | 0 | 0
00 Hydro Retirement | N/A | N/A | N/A | N/A | N/A | N/A | N/A | N/A
00 Landfill Gas Retirement | N/A | N/A | N/A | N/A | N/A | N/A | N/A | N/A
00 Non Fossil_Other Retirement | N/A | N/A | N/A | N/A | N/A | N/A | N/A | N/A
Average | 41.8096 | 41.5231 | 41.0223 | 38.894 | 38.4523 | 37.9717 | 36.1624 | 34.0919
15. Total Annual Production Cost [Million US2016$](*)
Variable O&M | 9100.3982 | 9877.1775 | 9948.4166 | 9639.5114 | 9606.2074 | 9710.9567 | 9335.6583 | 8677.4393
Fixed O&M | 54857.9865 | 48050.979 | 49310.9039 | 50173.0613 | 52093.0617 | 52983.3705 | 55937.7987 | 56625.5133
Fuel | 59055.0459 | 65295.3716 | 65643.2627 | 63624.805 | 63978.0994 | 69851.0195 | 68190.4892 | 64339.836
Capital | 10931.2876 | 14602.4413 | 18632.4833 | 31782.0308 | 37802.1445 | 43015.943 | 40750.6795 | 41419.0979
Pollutant Transport & Storage | 0 | 0 | -895.5474 | -895.3583 | -877.1651 | -372.3688 | -340.5301 | -356.412
Total | 133944.7182 | 137825.9694 | 142639.5191 | 154324.0501 | 162602.3479 | 175188.921 | 173874.0957 | 170705.4745
Sales Revenue | 0 | 0 | 0 | 0 | 0 | 0 | 0 | 0
(*) Costs include only those items that are important for determining incremental cost of pollution control
16. Emissions
CO2 Thousand Tonnes | 1470387.85 | 1579148.2008 | 1553971.6615 | 1482752.4676 | 1435247.1918 | 1467535.9311 | 1368071.8428 | 1240106.2119
CO2 Thousand Tons | 1620824.7013 | 1740712.4324 | 1712960.0562 | 1634454.3553 | 1582088.7672 | 1617680.9998 | 1508040.6411 | 1366982.7185
Carbon Million Tonnes | 400.9748 | 430.6337 | 423.7681 | 404.3466 | 391.3919 | 400.1971 | 373.0732 | 338.177
Carbon Million Tons | 441.9989 | 474.6923 | 467.1242 | 445.7157 | 431.4356 | 441.1416 | 411.2427 | 372.7762
HCL Thousand Tons | 4.5477 | 5.0884 | 5.0299 | 4.7327 | 4.0792 | 4.1323 | 3.8646 | 3.0534
MER lbs | 8355.1994 | 9093.7221 | 9072.381 | 8427.5673 | 7421.5287 | 7560.5966 | 7103.8047 | 5980.0395
NOX Thousand Tons | 761.3274 | 802.7514 | 796.8656 | 752.2184 | 680.601 | 669.9839 | 607.924 | 490.1923
SO2 Thousand Tons | 771.557 | 824.3585 | 835.6292 | 791.7589 | 683.271 | 663.9348 | 620.88 | 494.502

## FuelReport_ToEPA
Fuel Consumption by Fuel and Fuel Type [Tbtu]
Fuel Type | 2021 | 2023 | 2025 | 2030 | 2035 | 2040 | 2045 | 2050
Biomass | 47.9242 | 13.5147 | 14.6865 | 12.3964 | 7.2082 | 7.7463 | 7.5132 | 6.2656
EPA v6 Biomass | 47.9242 | 13.5147 | 14.6865 | 12.3964 | 7.2082 | 7.7463 | 7.5132 | 6.2656
Coal | 8265.1667 | 9255.2384 | 9172.2157 | 8512.7746 | 7331.4494 | 7430.9648 | 6840.1997 | 5216.166
EPA v6 Coal BA | 166.1588 | 118.9082 | 98.6564 | 92.8164 | 60.9851 | 66.835 | 65.6119 | 28.5523
EPA v6 Coal BB | 89.3297 | 131.2304 | 120.8457 | 205.5538 | 166.8074 | 172.2065 | 138.0886 | 99.2901
EPA v6 Coal BD | 124.2614 | 172.8258 | 111.9949 | 98.9099 | 8.3116 | 0 | 0 | 0
EPA v6 Coal BE | 74.5931 | 117.6433 | 77.6903 | 73.1498 | 59.0753 | 48.6044 | 35.9995 | 9.9214
EPA v6 Coal BG | 1599.0359 | 1794.1072 | 1681.9486 | 1415.5962 | 1301.0524 | 1325.7949 | 1402.2126 | 735.8852
EPA v6 Coal BH | 1419.3373 | 1355.6222 | 1430.6995 | 1483.8734 | 1091.2051 | 1072.4561 | 827.7168 | 699.6556
EPA v6 Coal LD | 0 | 0 | 0 | 0 | 0 | 0 | 0 | 0
EPA v6 Coal LE | 519.3794 | 567.2425 | 565.0645 | 491.0906 | 449.4562 | 404.6069 | 439.3711 | 436.0011
EPA v6 Coal LG | 98.56 | 98.56 | 98.56 | 98.56 | 98.56 | 98.56 | 98.56 | 6.5829
EPA v6 Coal LH | 57.6 | 57.6 | 57.6 | 57.6 | 8.9389 | 57.6 | 5.1787 | 16.796
EPA v6 Coal SA | 3510.1855 | 4343.7427 | 4062.4672 | 3504.838 | 3114.8911 | 3130.9576 | 2836.2872 | 2441.4817
EPA v6 Coal SB | 286.0844 | 192.5621 | 593.0957 | 626.9345 | 613.7765 | 687.2509 | 599.6271 | 332.002
EPA v6 Coal SD | 38.2229 | 40.6935 | 40.8249 | 140.966 | 157.4079 | 165.1106 | 190.5643 | 209.0157
EPA v6 Coal SE | 282.4185 | 264.5006 | 232.768 | 222.8858 | 200.9819 | 200.9819 | 200.9819 | 200.9819
LF Gas | 153.7775 | 153.7775 | 153.7775 | 131.6276 | 131.7324 | 134.987 | 134.8256 | 132.0669
EPA v6 LFG | 153.7775 | 153.7775 | 153.7775 | 131.6276 | 131.7324 | 134.987 | 134.8256 | 132.0669
MSW | 247.054 | 247.054 | 247.0141 | 240.4426 | 240.3955 | 240.3828 | 240.4038 | 238.6071
EPA v6 MSW | 247.054 | 247.054 | 247.0141 | 240.4426 | 240.3955 | 240.3828 | 240.4038 | 238.6071
NaturalGas | 11839.0297 | 12138.4009 | 12160.5546 | 12063.1915 | 13309.0535 | 13746.3362 | 12975.583 | 13496.9519
EPA v6 Gas | 11839.0297 | 12138.4009 | 12160.5546 | 12063.1915 | 13309.0535 | 13746.3362 | 12975.583 | 13496.9519
Nuclear | 7740.4213 | 6435.8857 | 6342.8253 | 5685.4029 | 5685.4029 | 5613.098 | 5520.5234 | 4822.4575
EPA v6 Nuclear | 7740.4213 | 6435.8857 | 6342.8253 | 5685.4029 | 5685.4029 | 5613.098 | 5520.5234 | 4822.4575
Oil | 5.6422 | 5.7124 | 5.9865 | 0.033106 | 0 | 0 | 0 | 0
EPA v6 DFO | 0.29033 | 0.3605 | 0.63338 | 0.033106 | 0 | 0 | 0 | 0
EPA v6 RFO | 5.3519 | 5.3519 | 5.3531 | 0 | 0 | 0 | 0 | 0
Pet. Coke | 21.1124 | 22.1387 | 21.6496 | 20.8831 | 19.3545 | 15.145 | 15.145 | 15.145
EPA v6 Pet Coke | 21.1124 | 22.1387 | 21.6496 | 20.8831 | 19.3545 | 15.145 | 15.145 | 15.145
Waste Coal | 0 | 0 | 0 | 0 | 0 | 0 | 0 | 0
EPA v6 Waste Coal | 0 | 0 | 0 | 0 | 0 | 0 | 0 | 0
Grand Total | 28320.1279 | 28271.7222 | 28118.7099 | 26666.7519 | 26724.5964 | 27188.6601 | 25734.1936 | 23927.66
Fuel Costs by Fuel and Fuel Type[MMUS$]
Fuel Type | 2021 | 2023 | 2025 | 2030 | 2035 | 2040 | 2045 | 2050
Biomass | 182.8916 | 47.5336 | 51.6553 | 43.6003 | 25.3524 | 27.2452 | 26.4253 | 22.0374
EPA v6 Biomass | 182.8916 | 47.5336 | 51.6553 | 43.6003 | 25.3524 | 27.2452 | 26.4253 | 22.0374
Coal | 15420.0499 | 18117.4638 | 18092.1918 | 17309.0085 | 15065.1216 | 15874.1308 | 15098.7089 | 11502.4344
EPA v6 Coal BA | 295.7608 | 209.5333 | 183.4079 | 189.3964 | 134.9489 | 160.7751 | 167.7954 | 76.6637
EPA v6 Coal BB | 165.0657 | 320.8782 | 243.3746 | 425.3323 | 323.8668 | 358.7457 | 319.3976 | 215.241
EPA v6 Coal BD | 345.5814 | 525.695 | 344.253 | 330.6363 | 28.2915 | 0 | 0 | 0
EPA v6 Coal BE | 183.2494 | 337.8483 | 226.0025 | 226.1352 | 174.4143 | 129.5918 | 107.931 | 24.6572
EPA v6 Coal BG | 3399.9148 | 3911.1941 | 3735.2056 | 3356.2009 | 3211.2633 | 3445.2772 | 3769.6002 | 2049.3606
EPA v6 Coal BH | 2683.2777 | 2615.0009 | 2847.4899 | 2988.9269 | 2182.9062 | 2270.9075 | 1811.6781 | 1628.4154
EPA v6 Coal LD | 0 | 0 | 0 | 0 | 0 | 0 | 0 | 0
EPA v6 Coal LE | 823.258 | 918.486 | 931.6969 | 837.8753 | 778.1075 | 739.0656 | 842.1708 | 905.5909
EPA v6 Coal LG | 178.3722 | 179.7945 | 186.9551 | 193.1605 | 190.1868 | 202.8746 | 217.2881 | 15.4377
EPA v6 Coal LH | 100.8615 | 106.5118 | 106.6854 | 107.8572 | 18.9272 | 118.413 | 10.9563 | 38.785
EPA v6 Coal SA | 6126.1426 | 8075.268 | 7651.0683 | 6953.7399 | 6366.1611 | 6579.6178 | 6052.8471 | 5211.6809
EPA v6 Coal SB | 626.6208 | 440.5264 | 1198.4776 | 1201.442 | 1144.1799 | 1337.7283 | 1207.189 | 687.1772
EPA v6 Coal SD | 67.9563 | 75.058 | 79.4962 | 137.8325 | 165.9757 | 161.6852 | 197.8825 | 226.213
EPA v6 Coal SE | 423.9886 | 401.6693 | 358.0789 | 360.4731 | 345.8923 | 369.449 | 393.9729 | 423.2117
LF Gas | 0 | 0 | 0 | 0 | 0 | 0 | 0 | 0
EPA v6 LFG | 0 | 0 | 0 | 0 | 0 | 0 | 0 | 0
MSW | 0 | 0 | 0 | 0 | 0 | 0 | 0 | 0
EPA v6 MSW | 0 | 0 | 0 | 0 | 0 | 0 | 0 | 0
NaturalGas | 38383.3634 | 42881.2363 | 43273.9305 | 42520.5945 | 45093.3413 | 50161.439 | 49289.362 | 49470.0694
EPA v6 Gas | 38383.3634 | 42881.2363 | 43273.9305 | 42520.5945 | 45093.3413 | 50161.439 | 49289.362 | 49470.0694
Nuclear | 4965.1029 | 4140.8194 | 4108.594 | 3717.699 | 3763.4474 | 3764.0132 | 3751.7371 | 3320.9704
EPA v6 Nuclear | 4965.1029 | 4140.8194 | 4108.594 | 3717.699 | 3763.4474 | 3764.0132 | 3751.7371 | 3320.9704
Oil | 70.2168 | 73.2423 | 82.5596 | 0.71062 | 0 | 0 | 0 | 0
EPA v6 DFO | 5.7826 | 7.4622 | 13.247 | 0.71062 | 0 | 0 | 0 | 0
EPA v6 RFO | 64.4342 | 65.7801 | 69.3126 | 0 | 0 | 0 | 0 | 0
Pet. Coke | 33.4213 | 35.0762 | 34.3315 | 33.192 | 30.8366 | 24.1911 | 24.2559 | 24.3244
EPA v6 Pet Coke | 33.4213 | 35.0762 | 34.3315 | 33.192 | 30.8366 | 24.1911 | 24.2559 | 24.3244
Waste Coal | 0 | 0 | 0 | 0 | 0 | 0 | 0 | 0
EPA v6 Waste Coal | 0 | 0 | 0 | 0 | 0 | 0 | 0 | 0
Grand Total | 59055.0459 | 65295.3716 | 65643.2627 | 63624.805 | 63978.0994 | 69851.0195 | 68190.4892 | 64339.836
Fuel Costs by Fuel and Fuel Type[US$/MMBtu]
Fuel Type | 2021 | 2023 | 2025 | 2030 | 2035 | 2040 | 2045 | 2050
Biomass | 3.8163 | 3.5172 | 3.5172 | 3.5172 | 3.5172 | 3.5172 | 3.5172 | 3.5172
EPA v6 Biomass | 3.8163 | 3.5172 | 3.5172 | 3.5172 | 3.5172 | 3.5172 | 3.5172 | 3.5172
Coal | 1.8657 | 1.9575 | 1.9725 | 2.0333 | 2.0549 | 2.1362 | 2.2073 | 2.2052
EPA v6 Coal BA | 1.78 | 1.7621 | 1.8591 | 2.0405 | 2.2128 | 2.4056 | 2.5574 | 2.685
EPA v6 Coal BB | 1.8478 | 2.4452 | 2.0139 | 2.0692 | 1.9416 | 2.0832 | 2.313 | 2.1678
EPA v6 Coal BD | 2.7811 | 3.0418 | 3.0738 | 3.3428 | 3.4038 | 0 | 0 | 0
EPA v6 Coal BE | 2.4567 | 2.8718 | 2.909 | 3.0914 | 2.9524 | 2.6663 | 2.9981 | 2.4852
EPA v6 Coal BG | 2.1262 | 2.18 | 2.2208 | 2.3709 | 2.4682 | 2.5987 | 2.6883 | 2.7849
EPA v6 Coal BH | 1.8905 | 1.929 | 1.9903 | 2.0143 | 2.0005 | 2.1175 | 2.1888 | 2.3275
EPA v6 Coal LD | 0 | 0 | 0 | 0 | 0 | 0 | 0 | 0
EPA v6 Coal LE | 1.5851 | 1.6192 | 1.6488 | 1.7062 | 1.7312 | 1.8266 | 1.9168 | 2.077
EPA v6 Coal LG | 1.8098 | 1.8242 | 1.8969 | 1.9598 | 1.9297 | 2.0584 | 2.2046 | 2.3451
EPA v6 Coal LH | 1.7511 | 1.8492 | 1.8522 | 1.8725 | 2.1174 | 2.0558 | 2.1157 | 2.3092
EPA v6 Coal SA | 1.7452 | 1.8591 | 1.8834 | 1.984 | 2.0438 | 2.1015 | 2.1341 | 2.1346
EPA v6 Coal SB | 2.1903 | 2.2877 | 2.0207 | 1.9164 | 1.8642 | 1.9465 | 2.0132 | 2.0698
EPA v6 Coal SD | 1.7779 | 1.8445 | 1.9472 | 0.97777 | 1.0544 | 0.97925 | 1.0384 | 1.0823
EPA v6 Coal SE | 1.5013 | 1.5186 | 1.5384 | 1.6173 | 1.721 | 1.8382 | 1.9602 | 2.1057
LF Gas | 0 | 0 | 0 | 0 | 0 | 0 | 0 | 0
EPA v6 LFG | 0 | 0 | 0 | 0 | 0 | 0 | 0 | 0
MSW | 0 | 0 | 0 | 0 | 0 | 0 | 0 | 0
EPA v6 MSW | 0 | 0 | 0 | 0 | 0 | 0 | 0 | 0
NaturalGas | 3.2421 | 3.5327 | 3.5585 | 3.5248 | 3.3882 | 3.6491 | 3.7986 | 3.6653
EPA v6 Gas | 3.2421 | 3.5327 | 3.5585 | 3.5248 | 3.3882 | 3.6491 | 3.7986 | 3.6653
Nuclear | 0.64145 | 0.6434 | 0.64775 | 0.6539 | 0.66195 | 0.67058 | 0.6796 | 0.68865
EPA v6 Nuclear | 0.64145 | 0.6434 | 0.64775 | 0.6539 | 0.66195 | 0.67058 | 0.6796 | 0.68865
Oil | 12.4449 | 12.8217 | 13.7909 | 21.4654 | 0 | 0 | 0 | 0
EPA v6 DFO | 19.917 | 20.6996 | 20.9149 | 21.4654 | 0 | 0 | 0 | 0
EPA v6 RFO | 12.0395 | 12.291 | 12.948 | 0 | 0 | 0 | 0 | 0
Pet. Coke | 1.583 | 1.5844 | 1.5858 | 1.5894 | 1.5933 | 1.5973 | 1.6016 | 1.6061
EPA v6 Pet Coke | 1.583 | 1.5844 | 1.5858 | 1.5894 | 1.5933 | 1.5973 | 1.6016 | 1.6061
Waste Coal | 0 | 0 | 0 | 0 | 0 | 0 | 0 | 0
EPA v6 Waste Coal | 0 | 0 | 0 | 0 | 0 | 0 | 0 | 0
Grand Total | 2.0853 | 2.3096 | 2.3345 | 2.3859 | 2.394 | 2.5691 | 2.6498 | 2.6889

## Coal Pivot Tables
Coal Prices (2016$/MMBtu) | [8 empty] | Total TBtu
Coal Region | 2021 | 2023 | 2025 | 2030 | 2035 | 2040 | 2045 | 2050 | 2021 | 2023 | 2025 | 2030 | 2035 | 2040 | 2045 | 2050
Appalachia | 1.9105 | 2.0274 | 2.0778 | 2.3018 | 2.5974 | 2.8419 | 3.2848 | 4.252 | 2076.0459 | 2228.9267 | 2071.366 | 1815.7902 | 1350.3149 | 1457.0314 | 1239.9248 | 815.6575
Interior | 1.3957 | 1.4222 | 1.4533 | 1.5152 | 1.5739 | 1.6774 | 1.8042 | 1.809 | 2257.6502 | 2437.6231 | 2437.328 | 2481.7403 | 2295.7353 | 2287.0911 | 2236.0062 | 1699.7348
Waste Coal | 0.0001 | 0.0001 | 0.0001 | 0.0001 | 0.0001 | 0.0001 | 0.0001 | 0.0001 | 0.0001 | 0.0001 | 0.0001 | 0.0001 | 0.0001 | 0.0001 | 0.0001 | 0.0001
West | 0.83952 | 0.83852 | 0.85534 | 0.88789 | 0.95237 | 1.0125 | 1.0786 | 1.1307 | 5110.958 | 5802.6739 | 5890.4378 | 5540.2265 | 5066.1214 | 5232.0268 | 4835.0443 | 4071.0858
National | 1.2079 | 1.2275 | 1.239 | 1.3071 | 1.3711 | 1.4789 | 1.603 | 1.6923 | 9444.6541 | 10469.2238 | 10399.1318 | 9837.7571 | 8712.1716 | 8976.1494 | 8310.9754 | 6586.4782
Coal Prices (2016$/Ton) | [8 empty] | Total Million Tons
Coal Region | 2021 | 2023 | 2025 | 2030 | 2035 | 2040 | 2045 | 2050 | 2021 | 2023 | 2025 | 2030 | 2035 | 2040 | 2045 | 2050
Appalachia | 46.6018 | 49.4777 | 50.4648 | 55.9733 | 63.5218 | 69.521 | 80.9266 | 104.8095 | 85.1087 | 91.3307 | 85.2864 | 74.6722 | 55.2149 | 59.5603 | 50.3281 | 33.0901
Interior | 27.3085 | 27.8213 | 28.4188 | 30.0755 | 31.727 | 33.8119 | 36.433 | 35.8212 | 115.3871 | 124.6122 | 124.6414 | 125.0326 | 113.8855 | 113.4629 | 110.7309 | 85.8365
Waste Coal | 0.0001 | 0.0001 | 0.0001 | 0.0001 | 0.0001 | 0.0001 | 0.0001 | 0.0001 | 0.0001 | 0.0001 | 0.0001 | 0.0001 | 0.0001 | 0.0001 | 0.0001 | 0.0001
West | 14.9738 | 14.8631 | 15.2151 | 15.8082 | 16.8332 | 17.907 | 19.0218 | 19.882 | 286.5489 | 327.3653 | 331.1404 | 311.1754 | 286.6267 | 295.8368 | 274.1687 | 231.52
National | 23.4229 | 23.6539 | 23.813 | 25.1707 | 26.2118 | 28.3126 | 30.61 | 31.8052 | 487.0448 | 543.3084 | 541.0684 | 510.8802 | 455.7272 | 468.86 | 435.2278 | 350.4467

## Final Wholesale Price
Wholesale Electricity Price (2016$/MWh)
Region Group | 2021 | 2023 | 2025 | 2030 | 2035 | 2040 | 2045 | 2050
ERCOT_Tenaska Frontier Generating Station | 28.2304 | 32.1731 | 38.5052 | 37.8905 | 39.2026 | 40.6123 | 40.9873 | 37.2689
ERCOT_Tenaska Gateway Generating Station | 28.2304 | 32.1731 | 38.5052 | 37.8905 | 39.2026 | 40.6123 | 40.9873 | 37.2689
ERCOT_Panhandle | 40.41 | 31.8751 | 38.1448 | 34.6352 | 38.0167 | 39.8922 | 37.3365 | 33.525
ERCOT_Rest | 42.3341 | 33.3092 | 39.6039 | 37.3206 | 40.0387 | 41.9409 | 42.164 | 38.288
ERCOT_West | 42.1125 | 33.3677 | 39.7915 | 37.2525 | 39.3401 | 41.2608 | 39.4949 | 35.7146
FRCC | 31.2641 | 36.2188 | 44.3936 | 41.8141 | 43.0198 | 43.552 | 43.2564 | 41.109
MISO_South_Amite South (including DSG) | 29.5634 | 33.1513 | 39.154 | 41.4512 | 41.1327 | 41.8187 | 41.4988 | 39.4757
MISO_Arkansas | 28.245 | 31.7528 | 37.3154 | 38.3132 | 40.5361 | 41.0896 | 40.6173 | 38.7327
MISO_Mississippi | 30.3895 | 34.4257 | 40.9916 | 43.0507 | 41.9033 | 42.3179 | 41.8517 | 39.8442
MISO_Iowa | 28.1749 | 33.8884 | 39.1348 | 35.8928 | 38.0654 | 39.5422 | 37.734 | 34.9864
MISO_Illinois | 28.751 | 33.6474 | 39.1644 | 37.5406 | 38.8237 | 39.4814 | 38.747 | 37.4832
MISO_Indiana (including parts of Kentucky) | 30.8872 | 36.4369 | 40.703 | 40.6702 | 39.5352 | 39.9061 | 39.2991 | 37.4871
MISO_Louisiana | 29.4864 | 33.4383 | 39.486 | 41.3645 | 41.1371 | 41.4746 | 41.1483 | 39.1314
MISO_Lower Michigan | 31.0105 | 36.1107 | 41.709 | 42.092 | 40.1703 | 40.5344 | 40.3962 | 38.2202
MISO_MT, SD, ND | 22.0626 | 27.3768 | 32.3318 | 28.9179 | 31.5513 | 33.5253 | 31.9437 | 29.6382
MISO_Iowa-MidAmerican | 27.8411 | 32.978 | 38.1126 | 36.1459 | 37.7676 | 38.677 | 37.2423 | 34.8827
MISO_Minnesota and Western Wisconsin | 28.7432 | 34.5477 | 39.5029 | 36.1257 | 38.9885 | 40.743 | 38.1792 | 34.8666
MISO_Missouri | 28.0613 | 33.4027 | 39.1041 | 37.338 | 38.9642 | 39.7757 | 38.8061 | 37.3964
MISO_South_WOTAB (including Western) | 30.101 | 32.9256 | 33.874 | 39.7352 | 41.4053 | 42.3656 | 44.3041 | 40.4206
MISO_Wisconsin- Upper Michigan (WUMS) | 29.1168 | 34.8052 | 39.437 | 36.3532 | 38.2747 | 39.7174 | 38.3516 | 35.6218
ISONE_Connecticut | 32.525 | 39.6509 | 41.1623 | 38.4119 | 39.976 | 40.1326 | 42.9158 | 39.5939
ISONE_Maine | 32.3021 | 39.2551 | 40.8399 | 38.2652 | 39.6905 | 40.8297 | 43.6055 | 39.8507
ISONE_MA, VT, NH, RI (Rest of ISO New England) | 33.4504 | 40.9086 | 42.5316 | 39.8765 | 41.3715 | 41.8052 | 44.6511 | 40.8171
NY_Zone A (West) | 29.2983 | 35.9181 | 36.0093 | 36.0603 | 32.5457 | 30.9765 | 34.2079 | 30.5015
NY_Zone B (Genesee) | 30.9226 | 37.5985 | 36.975 | 37.0801 | 33.255 | 31.7911 | 35.1425 | 31.4133
NY_Zone C&E | 30.4865 | 37.0085 | 37.5012 | 37.2548 | 34.4576 | 31.3764 | 34.73 | 33.3446
NY_Zones D | 29.7548 | 36.4682 | 36.9336 | 36.4531 | 33.7855 | 30.951 | 34.1894 | 32.892
NY_Zone F (Capital) | 32.0782 | 38.7637 | 38.9846 | 37.9851 | 35.4728 | 32.3863 | 35.8216 | 34.0179
NY_Zone G-I (Downstate NY) | 33.4782 | 40.3719 | 40.9436 | 39.2796 | 36.695 | 33.556 | 37.0763 | 35.2166
NY_Zone J(NYC) | 34.6569 | 41.7227 | 42.3107 | 40.6187 | 38.3191 | 35.4197 | 39.2883 | 38.0197
NY_Zone K(LI) | 34.6771 | 42.1375 | 42.9447 | 41.2382 | 34.8803 | 33.1062 | 35.4628 | 29.5388
PJM_AP | 28.2706 | 33.6231 | 38.7484 | 39.0628 | 36.4602 | 36.7885 | 36.3037 | 34.2511
PJM_ATSI | 28.8746 | 34.1026 | 39.4212 | 40.9404 | 37.6834 | 37.9286 | 37.2568 | 34.938
PJM_ComEd | 27.7771 | 32.9539 | 36.6565 | 35.7372 | 36.1896 | 37.0329 | 36.6119 | 35.8164
PJM_Dominion | 28.9082 | 34.6572 | 39.932 | 40.2217 | 37.6852 | 38.7082 | 38.4985 | 36.9785
PJM_EMAAC | 26.8043 | 35.6761 | 36.3677 | 33.7206 | 34.4988 | 37.8588 | 38.6002 | 35.9075
PJM_PENELEC | 27.3726 | 32.5232 | 34.1124 | 32.7566 | 33.1805 | 35.674 | 35.917 | 33.3517
PJM_SWMAAC | 48.2744 | 38.257 | 43.6105 | 43.4087 | 40.1844 | 39.9006 | 38.8567 | 36.9248
PJM West | 29.1566 | 34.8236 | 40.0992 | 40.4788 | 38.0204 | 38.4828 | 37.9667 | 36.2629
PJM_Western MAAC | 26.7342 | 34.571 | 35.2051 | 33.0339 | 33.737 | 36.9955 | 36.4874 | 34.0544
SERC_Central_Kentucky | 35.9074 | 41.658 | 44.9627 | 42.8535 | 39.8484 | 40.3467 | 39.8563 | 38.5947
SERC_Central_TVA | 32.0557 | 34.7669 | 41.0163 | 40.8204 | 40.302 | 40.8741 | 40.2826 | 38.7235
SERC_Delta_AECI | 27.516 | 31.538 | 37.1943 | 36.6315 | 38.1965 | 38.8981 | 38.1459 | 36.6859
SERC_Southeastern | 31.3266 | 33.8027 | 39.4722 | 40.2558 | 42.0777 | 42.444 | 42.0531 | 39.9777
SERC_VACAR | 35.493 | 39.8289 | 46.5013 | 45.3515 | 43.0253 | 43.5728 | 43.4222 | 40.8615
SPP_Kiamichi Energy Facility | 28.0043 | 32.0726 | 38.4622 | 37.0862 | 38.7298 | 39.6079 | 39.3856 | 35.1132
SPP North- (Kansas, Missouri) | 28.6212 | 33.5292 | 39.4081 | 36.7967 | 38.3249 | 40.0507 | 38.1175 | 34.6912
SPP Nebraska | 27.7245 | 32.8031 | 38.5732 | 34.5849 | 36.9685 | 39.0587 | 37.3742 | 34.1342
SPP SPS (Texas Panhandle) | 27.3579 | 31.427 | 32.5287 | 35.3694 | 38.0548 | 39.9733 | 37.8687 | 34.4583
SPP_WAUE | 26.2595 | 30.7899 | 36.4063 | 32.8462 | 35.2697 | 37.4318 | 35.2246 | 31.8957
SPP West (Oklahoma, Arkansas, Louisiana) | 29.0329 | 33.1714 | 39.6486 | 36.4682 | 38.4794 | 40.3091 | 38.5223 | 35.3569
WECC_BANC | 46.7374 | 48.12 | 48.3007 | 67.0389 | 66.3946 | 70.4566 | 68.5311 | 62.1719
WECC_Northern California (not including BANC) | 37.4591 | 39.1312 | 39.2173 | 60.097 | 60.553 | 64.3172 | 63.3209 | 56.1717
WECC_LADWP | 37.3933 | 39.0864 | 38.4926 | 59.426 | 63.2789 | 63.1222 | 62.1616 | 54.8391
WECC_San Diego Gas and Electric | 90.9562 | 41.0582 | 40.6529 | 62.2777 | 65.3151 | 63.1758 | 62.1033 | 54.5908
WECC_Arizona | 26.4278 | 29.818 | 30.8871 | 34.5233 | 38.7042 | 39.9085 | 44.6706 | 38.5471
WECC_Colorado | 26.1851 | 31.1186 | 32.949 | 38.6187 | 40.7839 | 43.601 | 41.9763 | 37.9422
WECC_Idaho | 26.934 | 32.0899 | 32.9745 | 34.2073 | 38.1641 | 39.5069 | 38.6815 | 35.8148
WECC_Imperial Irrigation District (IID) | 26.3909 | 26.1048 | 26.8012 | 39.9917 | 40.9167 | 46.1736 | 51.08 | 44.3997
WECC_Montana | 24.8254 | 29.6342 | 30.3021 | 27.5779 | 28.6107 | 35.7344 | 34.841 | 32.3889
WECC_New Mexico | 26.0967 | 29.6927 | 31.7144 | 35.476 | 39.106 | 39.9849 | 43.0637 | 37.899
WECC_Northern Nevada | 26.7671 | 32.1228 | 31.7499 | 32.1273 | 34.7992 | 36.2945 | 38.2091 | 29.6641
WECC_Pacific Northwest | 25.5552 | 30.8667 | 31.5754 | 28.7489 | 30.148 | 37.4775 | 36.5817 | 34.0566
WECC_Southern California Edison | 92.0799 | 41.9683 | 41.1143 | 61.3391 | 64.3836 | 63.1784 | 62.117 | 54.5669
WECC_Southern Nevada | 27.5326 | 31.0579 | 31.777 | 34.2093 | 37.5127 | 36.8564 | 40.5867 | 33.4568
WECC_Utah | 24.1365 | 29.0484 | 30.0487 | 32.429 | 36.3888 | 38.4319 | 40.3663 | 37.3312
WECC_Wyoming | 17.932 | 22.629 | 23.4782 | 26.2724 | 30.8189 | 33.4523 | 33.8572 | 32.2529
National | 33.4334 | 35.0038 | 39.2273 | 39.8179 | 40.4007 | 41.6259 | 41.4506 | 38.5101

## Natural Gas
Illustrative Base Case - Natural Gas Results
| Delivered Natural Gas Price (2016$/MMBtu) | [24 empty] | Natural Gas Consumption in the Power Sector (Tcf)
| Winter | [7 empty] | Winter-Shoulder | [7 empty] | Summer | [8 empty] | Winter | [7 empty] | Winter-Shoulder | [7 empty] | Summer
| 2021 | 2023 | 2025 | 2030 | 2035 | 2040 | 2045 | 2050 | 2021 | 2023 | 2025 | 2030 | 2035 | 2040 | 2045 | 2050 | 2021 | 2023 | 2025 | 2030 | 2035 | 2040 | 2045 | 2050 |  | 2021 | 2023 | 2025 | 2030 | 2035 | 2040 | 2045 | 2050 | 2021 | 2023 | 2025 | 2030 | 2035 | 2040 | 2045 | 2050 | 2021 | 2023 | 2025 | 2030 | 2035 | 2040 | 2045 | 2050
ERC_FRNT | 3.3424 | 3.5924 | 3.7568 | 3.7035 | 3.8507 | 4.1646 | 4.3957 | 4.2472 | 3.1124 | 3.4024 | 3.5168 | 3.1935 | 2.6207 | 2.7246 | 2.9057 | 2.8672 | 3.3424 | 3.7024 | 3.6768 | 4.0235 | 4.4807 | 4.8346 | 6.1757 | 4.8172 | ERC_FRNT | 0.0089631 | 0.010047 | 0.010047 | 0.010047 | 0.010192 | 0.010364 | 0 | 0 | 0.014049 | 0.014049 | 0.014049 | 0.014049 | 0.014049 | 0.014049 | 0.00749 | 0.014049 | 0.019393 | 0.019393 | 0.019393 | 0.017186 | 0.017186 | 0.019393 | 0.017186 | 0.017186
ERC_GWAY | 3.3424 | 3.5924 | 3.7568 | 3.7035 | 3.8507 | 4.1646 | 4.3957 | 4.2472 | 3.1124 | 3.4024 | 3.5168 | 3.1935 | 2.6207 | 2.7246 | 2.9057 | 2.8672 | 3.3424 | 3.7024 | 3.6768 | 4.0235 | 4.4807 | 4.8346 | 6.1757 | 4.8172 | ERC_GWAY | 0.009144 | 0.01025 | 0.01025 | 0.0099494 | 0.0054645 | 0.010322 | 0 | 0 | 0.012394 | 0.012394 | 0.0134 | 0.014333 | 0.014333 | 0.014333 | 0 | 0 | 0.019785 | 0.019785 | 0.019785 | 0.017532 | 0.017532 | 0.019325 | 0.00048929 | 0.017532
ERC_PHDL | - | - | - | - | - | - | - | - | - | - | - | - | - | - | - | - | - | - | - | - | - | - | - | - | ERC_PHDL | - | - | - | - | - | - | - | - | - | - | - | - | - | - | - | - | - | - | - | - | - | - | - | -
ERC_REST | 3.3424 | 3.5924 | 3.7568 | 3.7035 | 3.8507 | 4.1646 | 4.3957 | 4.2472 | 3.1124 | 3.4024 | 3.5168 | 3.1935 | 2.6207 | 2.7246 | 2.9057 | 2.8672 | 3.3424 | 3.7024 | 3.6768 | 4.0235 | 4.4807 | 4.8346 | 6.1757 | 4.8172 | ERC_REST | 0.26632 | 0.23352 | 0.2273 | 0.23232 | 0.23936 | 0.23472 | 0.10781 | 0.13601 | 0.35117 | 0.31966 | 0.30215 | 0.34376 | 0.41181 | 0.43799 | 0.20473 | 0.22699 | 0.60343 | 0.58476 | 0.5985 | 0.54255 | 0.55169 | 0.59776 | 0.33691 | 0.40753
ERC_WEST | 3.3024 | 3.5424 | 3.7068 | 3.6435 | 3.7907 | 4.1046 | 4.3257 | 4.1772 | 3.0524 | 3.3424 | 3.4668 | 3.1235 | 2.5607 | 2.6646 | 2.8457 | 2.8072 | 3.2824 | 3.6424 | 3.6068 | 3.8835 | 4.1607 | 4.4846 | 5.5957 | 4.4372 | ERC_WEST | 0.011708 | 0.0083526 | 0.0092261 | 0.010853 | 0.0092261 | 0.0084487 | 0.00049343 | 0.0018912 | 0.014697 | 0.0065862 | 0.0067376 | 0.0068634 | 0.022517 | 0.022622 | 0.0068623 | 0.0065876 | 0.026327 | 0.024935 | 0.025717 | 0.02416 | 0.039136 | 0.03979 | 0.02769 | 0.028548
FRCC | 3.5224 | 3.7224 | 3.8668 | 3.8835 | 4.0107 | 4.3346 | 4.5457 | 4.3972 | 3.2724 | 3.5324 | 3.6468 | 3.3535 | 2.7307 | 2.8246 | 2.7557 | 2.9672 | 3.6024 | 3.9424 | 3.8868 | 4.2735 | 4.7307 | 5.0946 | 5.3457 | 4.9072 | FRCC | 0.29643 | 0.29312 | 0.29275 | 0.29138 | 0.30467 | 0.31574 | 0.32878 | 0.33715 | 0.42048 | 0.41432 | 0.40626 | 0.41772 | 0.45855 | 0.46721 | 0.4749 | 0.47867 | 0.66599 | 0.64478 | 0.66663 | 0.65887 | 0.67735 | 0.72402 | 0.75461 | 0.79483
MIS_AMSO | 3.3324 | 3.5624 | 3.7168 | 3.6935 | 3.8207 | 4.1246 | 4.3357 | 4.1872 | 3.1024 | 3.3724 | 3.4868 | 3.1735 | 2.5607 | 2.6546 | 2.5757 | 2.7972 | 3.3424 | 3.6924 | 3.6568 | 4.0135 | 4.4507 | 4.8046 | 5.0457 | 4.6572 | MIS_AMSO | 0.040124 | 0.040111 | 0.037731 | 0.039922 | 0.039864 | 0.043792 | 0.046331 | 0.04713 | 0.060445 | 0.060445 | 0.056781 | 0.049967 | 0.053841 | 0.057198 | 0.062051 | 0.061749 | 0.093194 | 0.090101 | 0.09012 | 0.083845 | 0.073727 | 0.07942 | 0.082717 | 0.087702
MIS_AR | 3.3324 | 3.5624 | 3.7068 | 3.6535 | 3.7807 | 4.0946 | 4.3157 | 4.1572 | 3.1124 | 3.3824 | 3.4968 | 3.1635 | 2.5607 | 2.6546 | 2.5657 | 2.7872 | 3.3224 | 3.6624 | 3.6168 | 3.8935 | 4.1107 | 4.4546 | 4.6457 | 4.3172 | MIS_AR | 0.041601 | 0.042063 | 0.043005 | 0.043569 | 0.043998 | 0.044925 | 0.047641 | 0.044728 | 0.057908 | 0.057908 | 0.057908 | 0.057908 | 0.058955 | 0.065954 | 0.077569 | 0.065821 | 0.077686 | 0.077946 | 0.079053 | 0.075668 | 0.078054 | 0.085077 | 0.087655 | 0.092754
MIS_D_MS | 3.3824 | 3.6024 | 3.7468 | 3.7435 | 3.8707 | 4.1846 | 4.3957 | 4.2372 | 3.1324 | 3.4024 | 3.5168 | 3.2035 | 2.6007 | 2.6946 | 2.6057 | 2.8272 | 3.4324 | 3.7824 | 3.7368 | 4.1035 | 4.5607 | 4.9246 | 5.1557 | 4.7472 | MIS_D_MS | 0.014088 | 0.013891 | 0.013949 | 0.015009 | 0.025716 | 0.025912 | 0.024372 | 0.024198 | 0.015889 | 0.015826 | 0.01616 | 0.01799 | 0.034947 | 0.037533 | 0.036398 | 0.029462 | 0.023974 | 0.02608 | 0.028753 | 0.030391 | 0.043756 | 0.044795 | 0.046959 | 0.051836
MIS_IA | 3.6224 | 3.8224 | 3.9268 | 3.8435 | 3.9507 | 4.2746 | 7.0457 | 4.3772 | 3.3424 | 3.5924 | 3.6968 | 3.3135 | 2.7107 | 2.8346 | 2.9357 | 3.0372 | 3.4224 | 3.7324 | 3.6668 | 3.7835 | 3.5907 | 3.9146 | 3.9657 | 3.7772 | MIS_IA | 0.01169 | 0.011884 | 0.011713 | 0.011814 | 0.011728 | 0.011728 | 0.00026408 | 0.0063733 | 0.016011 | 0.016011 | 0.015154 | 0.015844 | 0.018324 | 0.017929 | 0.015861 | 0.011462 | 0.022001 | 0.022145 | 0.022228 | 0.022262 | 0.022424 | 0.022422 | 0.018335 | 0.016053
MIS_IL | 3.4324 | 3.6424 | 3.7568 | 3.6935 | 3.8007 | 4.1246 | 4.3657 | 4.2272 | 3.1924 | 3.4524 | 3.5568 | 3.2035 | 2.5907 | 2.7146 | 2.8157 | 2.8972 | 3.3224 | 3.6324 | 3.5668 | 3.7035 | 3.5107 | 3.8446 | 3.9057 | 3.7172 | MIS_IL | 0.0071612 | 0.011401 | 0.0097918 | 0.013525 | 0.01192 | 0.010847 | 0.0050836 | 0.0050506 | 0.010352 | 0.010367 | 0.003791 | 0.020315 | 0.020561 | 0.020465 | 0.020327 | 0.012936 | 0.012461 | 0.01918 | 0.02131 | 0.02222 | 0.029009 | 0.022085 | 0.017628 | 0.017518
MIS_INKY | 3.3524 | 3.5724 | 3.7168 | 3.6535 | 3.7707 | 4.0946 | 4.3157 | 4.1672 | 3.1324 | 3.3924 | 3.5068 | 3.1635 | 2.5607 | 2.6746 | 2.6657 | 2.8172 | 3.3024 | 3.6124 | 3.5468 | 3.7035 | 3.5007 | 3.8346 | 3.9157 | 3.7172 | MIS_INKY | 0.022133 | 0.024859 | 0.021952 | 0.024464 | 0.036817 | 0.052764 | 0.065119 | 0.065594 | 0.023053 | 0.02517 | 0.019732 | 0.026787 | 0.059893 | 0.080058 | 0.10127 | 0.093597 | 0.037233 | 0.041598 | 0.042511 | 0.040722 | 0.070128 | 0.10095 | 0.12673 | 0.13618
MIS_LA | 3.2824 | 3.5124 | 3.6668 | 3.6335 | 3.7607 | 4.0646 | 4.2857 | 4.1272 | 3.0624 | 3.3324 | 3.4468 | 3.1235 | 2.5207 | 2.6146 | 2.5257 | 2.7472 | 3.2824 | 3.6424 | 3.6068 | 3.9435 | 4.3707 | 4.7246 | 4.9657 | 4.5772 | MIS_LA | 0.055133 | 0.05546 | 0.054717 | 0.057602 | 0.076598 | 0.091238 | 0.094321 | 0.096035 | 0.071622 | 0.072798 | 0.072864 | 0.077083 | 0.11287 | 0.126 | 0.13343 | 0.12808 | 0.10173 | 0.10205 | 0.10555 | 0.10829 | 0.12743 | 0.15015 | 0.15136 | 0.16153
MIS_LMI | 3.4424 | 3.6524 | 3.7668 | 3.6835 | 3.7707 | 4.1046 | 4.3157 | 4.1872 | 3.2424 | 3.5024 | 3.6068 | 3.2535 | 2.6307 | 2.7546 | 3.0857 | 2.9672 | 3.3424 | 3.6524 | 3.5868 | 3.7335 | 3.5107 | 3.8446 | 3.8957 | 3.7172 | MIS_LMI | 0.051967 | 0.072712 | 0.070843 | 0.082494 | 0.075095 | 0.081665 | 0.07526 | 0.097186 | 0.062547 | 0.080678 | 0.079862 | 0.086577 | 0.10484 | 0.11895 | 0.10269 | 0.12946 | 0.092333 | 0.1296 | 0.12721 | 0.13154 | 0.13347 | 0.14829 | 0.14587 | 0.18516
MIS_MAPP | 3.5024 | 3.7324 | 3.8568 | 3.7835 | 3.9007 | 4.2246 | 4.4457 | 4.3072 | 3.2524 | 3.5324 | 3.6568 | 3.2735 | 2.6907 | 2.8146 | 2.9057 | 3.0372 | 3.3424 | 3.6824 | 3.6368 | 3.7435 | 3.5507 | 3.8846 | 3.9157 | 3.7372 | MIS_MAPP | 1.937e-05 | 2.1733e-05 | 2.1733e-05 | 2.1733e-05 | 2.1733e-05 | 2.9408e-05 | 2.9408e-05 | 1.1836e-05 | 0 | 0 | 0 | 0 | 0 | 0 | 0 | 0 | 6.3384e-05 | 0.00034467 | 0.00034467 | 0.00034467 | 0.00078402 | 0.0010801 | 0.00077587 | 0.00049273
MIS_MIDA | 3.5624 | 3.7724 | 3.8768 | 3.7935 | 3.9007 | 4.2346 | 4.4657 | 4.3272 | 3.3024 | 3.5624 | 3.6668 | 3.2835 | 2.6807 | 2.8046 | 2.9157 | 3.0072 | 3.3924 | 3.7024 | 3.6368 | 3.7635 | 3.5607 | 3.8946 | 3.9457 | 3.7572 | MIS_MIDA | 0.00065837 | 0.0040904 | 0.0031805 | 0.0049937 | 0.005028 | 0.003235 | 0.0030868 | 0.00062545 | 0.00027134 | 0.00023446 | 0.00023446 | 0.0058936 | 0.0088856 | 0.0088614 | 0.0061622 | 0.001913 | 0.0048381 | 0.0063546 | 0.0063357 | 0.0045192 | 0.010717 | 0.0076029 | 0.0041875 | 0.0042961
MIS_MNWI | 3.7024 | 3.9124 | 4.0068 | 3.8935 | 3.9807 | 4.3046 | 5.8057 | 4.3972 | 3.4624 | 3.7124 | 3.8168 | 3.4035 | 2.7907 | 2.9146 | 3.0257 | 3.1172 | 3.5524 | 3.8624 | 3.7868 | 3.8735 | 3.6707 | 4.0046 | 4.0457 | 3.8672 | MIS_MNWI | 0.017721 | 0.025295 | 0.02493 | 0.025805 | 0.027672 | 0.025636 | 0.0037542 | 0.011906 | 0.024298 | 0.028473 | 0.016263 | 0.032858 | 0.041182 | 0.041276 | 0.032023 | 0.017872 | 0.02141 | 0.036191 | 0.03999 | 0.031721 | 0.052759 | 0.047959 | 0.031817 | 0.022751
MIS_MO | 3.3824 | 3.5924 | 3.7268 | 3.6535 | 3.7707 | 4.0946 | 4.3057 | 4.1772 | 3.1424 | 3.4024 | 3.5068 | 3.1535 | 2.5507 | 2.6646 | 2.7157 | 2.8372 | 3.2724 | 3.5924 | 3.5268 | 3.6635 | 3.4707 | 3.8046 | 3.8757 | 3.6772 | MIS_MO | 0.00090534 | 0.00095345 | 0.00088705 | 0.00099233 | 0.001049 | 0.0015705 | 0.0024924 | 0.0030859 | 0.0010906 | 0.0010413 | 0.00059382 | 0.0013444 | 0.0015783 | 0.001822 | 0.0023719 | 0.0028709 | 0.0028008 | 0.003357 | 0.0042143 | 0.0046239 | 0.0064396 | 0.0073572 | 0.01116 | 0.017729
MIS_WOTA | 3.4224 | 3.6624 | 3.8268 | 3.7935 | 3.9307 | 4.2446 | 4.4657 | 4.3172 | 3.1924 | 3.4724 | 3.5968 | 3.2835 | 2.6907 | 2.7946 | 2.8957 | 2.9372 | 3.4124 | 3.7724 | 3.7468 | 4.0935 | 4.5307 | 4.8946 | 5.8457 | 4.8372 | MIS_WOTA | 0.040463 | 0.04097 | 0.039427 | 0.03786 | 0.036548 | 0.033188 | 0.029816 | 0.031907 | 0.055637 | 0.054576 | 0.054108 | 0.0476 | 0.052354 | 0.043964 | 0.03857 | 0.041359 | 0.092859 | 0.090481 | 0.091314 | 0.089248 | 0.065262 | 0.057404 | 0.039708 | 0.056696
MIS_WUMS | 3.4424 | 3.6524 | 3.7468 | 3.5935 | 3.6607 | 3.9846 | 4.2057 | 4.0772 | 3.2324 | 3.4824 | 3.5868 | 3.1435 | 2.5207 | 2.6446 | 2.7557 | 2.8572 | 3.3324 | 3.6324 | 3.5668 | 3.6235 | 3.4107 | 3.7446 | 3.7857 | 3.6072 | MIS_WUMS | 0.038892 | 0.039573 | 0.039588 | 0.040145 | 0.040293 | 0.040377 | 0.03956 | 0.039127 | 0.052875 | 0.052862 | 0.052793 | 0.053066 | 0.056989 | 0.054779 | 0.054298 | 0.053092 | 0.071501 | 0.078674 | 0.079213 | 0.079423 | 0.081186 | 0.081171 | 0.079321 | 0.072027
NENG_CT | 5.8424 | 7.0424 | 7.4668 | 7.6135 | 8.1507 | 8.2846 | 8.2157 | 8.4372 | 3.5924 | 3.8824 | 3.9568 | 3.6435 | 3.2007 | 3.3546 | 3.3657 | 3.3672 | 3.0724 | 3.4624 | 3.3768 | 3.4635 | 3.3107 | 3.6146 | 3.7757 | 3.5672 | NENG_CT | 0.02146 | 0.017523 | 0.016682 | 0.011122 | 0.011328 | 0.011783 | 0.01494 | 0.011152 | 0.02544 | 0.027026 | 0.027183 | 0.018874 | 0.016728 | 0.016043 | 0.017362 | 0.010873 | 0.053928 | 0.057737 | 0.057619 | 0.048588 | 0.043822 | 0.043429 | 0.042175 | 0.037026
NENG_ME | 5.8224 | 7.0224 | 7.4468 | 7.5935 | 8.1307 | 8.2646 | 8.1957 | 8.4172 | 3.5724 | 3.8624 | 3.9368 | 3.6235 | 3.1807 | 3.3346 | 3.3457 | 3.3472 | 3.0524 | 3.4424 | 3.3568 | 3.4435 | 3.2907 | 3.5946 | 3.7557 | 3.5472 | NENG_ME | 0.0003083 | 0.0021918 | 0.002308 | 0.0003083 | 5.9948e-05 | 5.9948e-05 | 5.9948e-05 | 6.6019e-05 | 6.8512e-05 | 0.00069059 | 0.0024531 | 0 | 0 | 0 | 8.2785e-05 | 8.6739e-05 | 0.010763 | 0.012622 | 0.012628 | 0.011062 | 0.01089 | 0.011056 | 0.011056 | 0.0095512
NENGREST | 5.8224 | 7.0224 | 7.4468 | 7.5935 | 8.1307 | 8.2646 | 8.1957 | 8.4172 | 3.5724 | 3.8624 | 3.9368 | 3.6235 | 3.1807 | 3.3346 | 3.3457 | 3.3472 | 3.0524 | 3.4424 | 3.3568 | 3.4435 | 3.2907 | 3.5946 | 3.7557 | 3.5472 | NENGREST | 0.028749 | 0.028634 | 0.026574 | 0.018117 | 0.016214 | 0.021556 | 0.026916 | 0.013133 | 0.041383 | 0.044474 | 0.04489 | 0.027977 | 0.028028 | 0.027098 | 0.027592 | 0.012702 | 0.090892 | 0.12663 | 0.12708 | 0.11395 | 0.10268 | 0.099269 | 0.10054 | 0.091059
NY_Z_A | 3.3624 | 3.5824 | 3.4168 | 3.6235 | 3.7407 | 4.0246 | 4.2057 | 3.9272 | 2.9624 | 3.1224 | 3.0468 | 2.8735 | 2.3607 | 2.4446 | 2.4957 | 2.3672 | 2.9324 | 3.2824 | 3.2268 | 3.3435 | 3.1707 | 3.4146 | 3.6257 | 3.3672 | NY_Z_A | 0.0044168 | 0.0035274 | 0.0035274 | 0.0035274 | 0.0031032 | 0.0012925 | 0.00090404 | 0.00049805 | 0.0012235 | 0.0018729 | 0.0018838 | 0.0012488 | 0.00049783 | 7.6584e-06 | 7.6584e-06 | 0 | 0.0035854 | 0.0041421 | 0.0047674 | 0.0055892 | 0.0020742 | 0.00081949 | 0.0010275 | 0.00082257
NY_Z_B | 2.8524 | 2.9324 | 2.7468 | 3.0935 | 3.2507 | 3.5346 | 3.7557 | 3.4672 | 2.5324 | 2.6224 | 2.5468 | 2.4435 | 1.9507 | 2.0546 | 2.0857 | 2.0272 | 2.5824 | 2.8624 | 2.8168 | 2.9935 | 2.8507 | 3.0846 | 3.3757 | 3.0972 | NY_Z_B | 0.0030039 | 0.0038939 | 0.003884 | 0.003884 | 0.0038195 | 0.0015165 | 0.0013804 | 0.0011572 | 0.0020557 | 0.0020557 | 0.0020557 | 0.0020557 | 0.0012795 | 0.00071149 | 0.00068832 | 0.00010853 | 0.0025787 | 0.0050953 | 0.002841 | 0.0035474 | 0.0025736 | 0.0017545 | 0.0012516 | 0.0016588
NY_Z_C&E | 3.5724 | 3.8024 | 3.5768 | 3.7835 | 3.9607 | 4.2346 | 4.4557 | 4.2572 | 2.8124 | 2.9324 | 2.8668 | 2.6835 | 2.1607 | 2.2746 | 2.3257 | 2.2672 | 2.7424 | 3.0724 | 2.9968 | 3.1435 | 2.9907 | 3.2446 | 3.4957 | 3.2372 | NY_Z_C&E | 0.01456 | 0.01508 | 0.017612 | 0.018949 | 0.014821 | 0.013226 | 0.012306 | 0.013475 | 0.017031 | 0.019142 | 0.019225 | 0.017907 | 0.016081 | 0.011469 | 0.011471 | 0.0092377 | 0.028037 | 0.028256 | 0.028256 | 0.02706 | 0.025744 | 0.017941 | 0.017561 | 0.017606
NY_Z_D | 5.0124 | 5.5524 | 5.2568 | 5.1835 | 5.3807 | 5.6246 | 5.8557 | 5.8472 | 3.3824 | 3.5424 | 3.4868 | 3.1635 | 2.5907 | 2.7246 | 2.8057 | 2.7672 | 3.0724 | 3.4724 | 3.3568 | 3.4435 | 3.2707 | 3.5546 | 3.7457 | 3.5072 | NY_Z_D | 0 | 0 | 0 | 0 | 0 | 0 | 0 | 0 | 0 | 0 | 0 | 0 | 0 | 0 | 0 | 0 | 0.00011055 | 0 | 0 | 0 | 0 | 0 | 0 | 0
NY_Z_F | 5.0124 | 5.5524 | 5.2568 | 5.1835 | 5.3807 | 5.6246 | 5.8557 | 5.8472 | 3.3824 | 3.5424 | 3.4868 | 3.1635 | 2.5907 | 2.7246 | 2.8057 | 2.7672 | 3.0724 | 3.4724 | 3.3568 | 3.4435 | 3.2707 | 3.5546 | 3.7457 | 3.5072 | NY_Z_F | 0.021778 | 0.023349 | 0.028191 | 0.028953 | 0.016869 | 0.0032207 | 0.0045127 | 0.0036892 | 0.021289 | 0.032737 | 0.032882 | 0.032721 | 0.0082932 | 0.0006842 | 0.0010671 | 0.00051412 | 0.047772 | 0.049707 | 0.053411 | 0.053487 | 0.045566 | 0.029922 | 0.029491 | 0.033426
NY_Z_G-I | 5.0124 | 5.5524 | 5.2568 | 5.1835 | 5.3807 | 5.6246 | 5.8557 | 5.8472 | 3.3824 | 3.5424 | 3.4868 | 3.1635 | 2.5907 | 2.7246 | 2.8057 | 2.7672 | 3.0724 | 3.4724 | 3.3568 | 3.4435 | 3.2707 | 3.5546 | 3.7457 | 3.5072 | NY_Z_G-I | 0.022077 | 0.022084 | 0.02215 | 0.022146 | 0.02215 | 0.019268 | 0.018648 | 0.019366 | 0.030021 | 0.030033 | 0.030021 | 0.030034 | 0.028254 | 0.013218 | 0.013087 | 0.012568 | 0.044476 | 0.046016 | 0.045676 | 0.044606 | 0.044565 | 0.042704 | 0.042601 | 0.043614
NY_Z_J | 5.5424 | 6.1924 | 6.3368 | 6.8935 | 6.9307 | 7.1046 | 7.3857 | 7.4272 | 3.4224 | 3.5824 | 3.5268 | 3.2335 | 2.6407 | 2.7646 | 2.8357 | 2.7872 | 3.1024 | 3.5024 | 3.3968 | 3.4935 | 3.3207 | 3.5946 | 3.7857 | 3.5672 | NY_Z_J | 0.018493 | 0.023778 | 0.022026 | 0.017722 | 0.0051226 | 0.0035748 | 0.0058265 | 0.0067686 | 0.035951 | 0.044278 | 0.04438 | 0.039509 | 0.027094 | 0.010896 | 0.00849 | 0.0050408 | 0.084304 | 0.083416 | 0.081375 | 0.084553 | 0.067347 | 0.046343 | 0.047474 | 0.051232
NY_Z_K | 5.5424 | 6.1924 | 6.3368 | 6.8935 | 6.9307 | 7.1046 | 7.3857 | 7.4272 | 3.4224 | 3.5824 | 3.5268 | 3.2335 | 2.6407 | 2.7646 | 2.8357 | 2.7872 | 3.1024 | 3.5024 | 3.3968 | 3.4935 | 3.3207 | 3.5946 | 3.7857 | 3.5672 | NY_Z_K | 0.0063302 | 0.0065718 | 0.0037991 | 0.0025119 | 2.8099e-05 | 0 | 8.1054e-05 | 0 | 0.010457 | 0.010019 | 0.0084386 | 0.0084646 | 0.00019935 | 0.0001167 | 5.2419e-05 | 7.8352e-06 | 0.027301 | 0.029925 | 0.027594 | 0.022035 | 0.00946 | 0.0068559 | 0.007905 | 0.0079757
PJM_AP | 2.6924 | 2.8324 | 2.8168 | 2.9835 | 3.1607 | 3.5146 | 3.7157 | 3.4972 | 2.3424 | 2.5124 | 2.4768 | 2.2235 | 1.7107 | 1.8646 | 1.8257 | 1.8472 | 2.5024 | 2.8724 | 2.8368 | 2.9035 | 2.7707 | 3.0946 | 3.3257 | 3.1872 | PJM_AP | 0.038154 | 0.054248 | 0.058017 | 0.058017 | 0.11884 | 0.14275 | 0.17235 | 0.19976 | 0.044327 | 0.044327 | 0.044327 | 0.068492 | 0.15652 | 0.19239 | 0.22614 | 0.23224 | 0.073879 | 0.073879 | 0.073879 | 0.074098 | 0.17349 | 0.21423 | 0.25342 | 0.29134
PJM_ATSI | 3.0224 | 3.2024 | 3.1868 | 3.2435 | 3.4007 | 3.7346 | 3.8857 | 3.6572 | 2.7624 | 2.9624 | 2.9468 | 2.6835 | 2.1307 | 2.2446 | 2.2657 | 2.2372 | 2.8724 | 3.2024 | 3.1368 | 3.2535 | 3.0807 | 3.3846 | 3.5057 | 3.2772 | PJM_ATSI | 0.049054 | 0.051343 | 0.052162 | 0.061512 | 0.062305 | 0.081199 | 0.091913 | 0.1249 | 0.055244 | 0.055192 | 0.055216 | 0.073891 | 0.087284 | 0.11325 | 0.13522 | 0.17694 | 0.08956 | 0.089545 | 0.094723 | 0.10391 | 0.11531 | 0.14798 | 0.17323 | 0.23809
PJM_COMD | 3.4724 | 3.6824 | 3.7868 | 3.7135 | 3.8107 | 4.1446 | 4.3757 | 4.2472 | 3.2224 | 3.4724 | 3.5768 | 3.2135 | 2.6007 | 2.7346 | 2.8457 | 2.9372 | 3.3224 | 3.6324 | 3.5668 | 3.7035 | 3.5007 | 3.8346 | 3.9057 | 3.7072 | PJM_COMD | 0.021979 | 0.029339 | 0.021711 | 0.032087 | 0.030758 | 0.026538 | 0.021908 | 0.021904 | 0.02227 | 0.024047 | 0.0063601 | 0.033085 | 0.042837 | 0.040095 | 0.032772 | 0.020737 | 0.04247 | 0.050609 | 0.046158 | 0.055341 | 0.057319 | 0.047202 | 0.043858 | 0.054471
PJM_Dom | 3.4924 | 3.7024 | 3.8368 | 3.7635 | 3.8807 | 4.2446 | 4.4857 | 4.3972 | 2.9124 | 3.0824 | 3.0568 | 2.5735 | 2.0107 | 2.1846 | 2.1357 | 2.1872 | 3.1924 | 3.5224 | 3.4268 | 3.2435 | 3.1207 | 3.5246 | 3.7457 | 3.9972 | PJM_Dom | 0.077345 | 0.085848 | 0.080839 | 0.095007 | 0.086219 | 0.074681 | 0.057625 | 0.059577 | 0.10373 | 0.11135 | 0.10648 | 0.13058 | 0.16671 | 0.14823 | 0.13212 | 0.12103 | 0.14955 | 0.15574 | 0.15472 | 0.18307 | 0.17563 | 0.16106 | 0.14309 | 0.11181
PJM_EMAC | 3.7324 | 3.9524 | 4.0668 | 3.9935 | 4.1107 | 4.4646 | 4.7057 | 4.6172 | 2.9324 | 3.1324 | 3.0568 | 2.7335 | 2.1807 | 2.3446 | 2.2957 | 2.3572 | 3.1024 | 3.5024 | 3.4168 | 3.4035 | 3.2607 | 3.6046 | 3.8157 | 3.7772 | PJM_EMAC | 0.09829 | 0.14127 | 0.13427 | 0.15096 | 0.1404 | 0.11517 | 0.086545 | 0.072878 | 0.13971 | 0.18998 | 0.1923 | 0.20445 | 0.21782 | 0.21738 | 0.19888 | 0.16918 | 0.22063 | 0.26685 | 0.26792 | 0.29476 | 0.29306 | 0.26378 | 0.21932 | 0.21215
PJM_PENE | 2.5124 | 2.6124 | 2.4768 | 2.7935 | 2.9807 | 3.2946 | 3.4957 | 3.2072 | 2.2324 | 2.3824 | 2.3368 | 2.2035 | 1.7107 | 1.8346 | 1.8357 | 1.7972 | 2.3324 | 2.6724 | 2.6568 | 2.8135 | 2.6807 | 2.9446 | 3.1957 | 2.9272 | PJM_PENE | 0.047161 | 0.055621 | 0.058306 | 0.05597 | 0.04795 | 0.042089 | 0.04057 | 0.055502 | 0.056429 | 0.060204 | 0.059719 | 0.06771 | 0.07752 | 0.075182 | 0.067568 | 0.076226 | 0.087842 | 0.08742 | 0.083075 | 0.083075 | 0.08241 | 0.082272 | 0.079474 | 0.10419
PJM_SMAC | 3.5524 | 3.7624 | 3.8968 | 3.8235 | 3.9607 | 4.3146 | 4.5557 | 4.4572 | 2.7424 | 2.9324 | 2.8268 | 2.5735 | 2.0307 | 2.1946 | 2.1357 | 2.1972 | 2.8424 | 3.2624 | 3.1768 | 3.2535 | 3.0907 | 3.4246 | 3.6157 | 3.3972 | PJM_SMAC | 0.017235 | 0.019446 | 0.018559 | 0.019979 | 0.019943 | 0.020057 | 0.017905 | 0.01977 | 0.025462 | 0.025694 | 0.026693 | 0.028519 | 0.031257 | 0.034826 | 0.037068 | 0.033108 | 0.042576 | 0.044467 | 0.043362 | 0.046196 | 0.045973 | 0.050148 | 0.051771 | 0.068692
PJM_West | 3.1824 | 3.3824 | 3.4768 | 3.4335 | 3.5707 | 3.9046 | 4.1057 | 3.9372 | 2.9124 | 3.1324 | 3.1768 | 2.7935 | 2.2107 | 2.3446 | 2.3657 | 2.4172 | 3.1124 | 3.4224 | 3.3468 | 3.4035 | 3.2907 | 3.6446 | 3.7757 | 3.6872 | PJM_West | 0.070322 | 0.072661 | 0.072184 | 0.082635 | 0.10855 | 0.1207 | 0.13263 | 0.19004 | 0.088232 | 0.093729 | 0.08747 | 0.094523 | 0.15278 | 0.16886 | 0.18717 | 0.26181 | 0.11863 | 0.13569 | 0.13593 | 0.14663 | 0.20201 | 0.20205 | 0.23242 | 0.33835
PJM_WMAC | 2.5624 | 2.6724 | 2.6068 | 2.8535 | 3.0407 | 3.3746 | 3.5857 | 3.3372 | 2.1824 | 2.3324 | 2.2768 | 2.1335 | 1.6307 | 1.7746 | 1.7457 | 1.7572 | 2.3024 | 2.6724 | 2.6468 | 2.8035 | 2.6707 | 2.9446 | 3.1957 | 2.9372 | PJM_WMAC | 0.14917 | 0.17067 | 0.18139 | 0.17068 | 0.14935 | 0.14156 | 0.18 | 0.1881 | 0.17165 | 0.17221 | 0.17222 | 0.17436 | 0.20623 | 0.20663 | 0.24012 | 0.23235 | 0.22007 | 0.22197 | 0.22171 | 0.22151 | 0.22094 | 0.21038 | 0.26843 | 0.27637
S_C_KY | 3.4924 | 3.7124 | 3.8568 | 3.7735 | 3.8707 | 4.2046 | 4.4357 | 4.2872 | 3.2324 | 3.4424 | 3.5068 | 3.0335 | 2.4407 | 2.5646 | 2.4757 | 2.6472 | 3.4524 | 3.7624 | 3.6668 | 3.7035 | 3.7307 | 4.1046 | 4.2857 | 4.2572 | S_C_KY | 0.0098229 | 0.0095815 | 0.02557 | 0.029182 | 0.043727 | 0.046653 | 0.0474 | 0.050537 | 0.01105 | 0.010933 | 0.031062 | 0.03636 | 0.057654 | 0.06268 | 0.065464 | 0.070485 | 0.023217 | 0.023744 | 0.050506 | 0.058367 | 0.083091 | 0.087501 | 0.092314 | 0.09719
S_C_TVA | 3.3824 | 3.5924 | 3.7368 | 3.7035 | 3.8207 | 4.1346 | 4.3557 | 4.2172 | 3.1024 | 3.3424 | 3.4468 | 3.0835 | 2.4807 | 2.5946 | 2.4757 | 2.6972 | 3.3624 | 3.6824 | 3.6268 | 3.8635 | 4.1107 | 4.4646 | 4.6257 | 4.4072 | S_C_TVA | 0.12926 | 0.12986 | 0.13027 | 0.13221 | 0.13235 | 0.14095 | 0.16409 | 0.19335 | 0.17146 | 0.17099 | 0.17 | 0.1725 | 0.17064 | 0.17596 | 0.20344 | 0.20331 | 0.23348 | 0.23333 | 0.23505 | 0.22778 | 0.2115 | 0.22704 | 0.27481 | 0.3316
S_D_AECI | 3.3624 | 3.5824 | 3.7168 | 3.6535 | 3.7707 | 4.0946 | 4.2957 | 4.1672 | 3.1224 | 3.3824 | 3.4968 | 3.1535 | 2.5507 | 2.6646 | 2.6857 | 2.8172 | 3.2924 | 3.6024 | 3.5368 | 3.6935 | 3.4907 | 3.8246 | 3.9157 | 3.7072 | S_D_AECI | 0.011996 | 0.016821 | 0.016172 | 0.018402 | 0.017467 | 0.015584 | 0.01121 | 0.0090907 | 0.019286 | 0.0081398 | 0.0078947 | 0.02472 | 0.029932 | 0.029932 | 0.026877 | 0.021094 | 0.026444 | 0.022233 | 0.027679 | 0.02865 | 0.038411 | 0.033843 | 0.025295 | 0.027404
S_SOU | 3.3924 | 3.6024 | 3.7468 | 3.7435 | 3.8707 | 4.1846 | 4.3957 | 4.2472 | 3.1224 | 3.3924 | 3.5068 | 3.2035 | 2.5907 | 2.6846 | 2.6057 | 2.8172 | 3.4324 | 3.7724 | 3.7268 | 4.0935 | 4.5607 | 4.9146 | 5.1457 | 4.7472 | S_SOU | 0.21449 | 0.20398 | 0.2061 | 0.2152 | 0.22334 | 0.22438 | 0.2337 | 0.26823 | 0.28503 | 0.27846 | 0.27758 | 0.28969 | 0.34098 | 0.35374 | 0.37443 | 0.37285 | 0.41863 | 0.38843 | 0.40908 | 0.39173 | 0.38881 | 0.40659 | 0.42937 | 0.48483
S_VACA | 3.6724 | 3.8724 | 4.0168 | 4.0135 | 4.1307 | 4.4646 | 4.6757 | 4.5672 | 3.2824 | 3.5124 | 3.6168 | 3.2735 | 2.6707 | 2.7846 | 2.6157 | 2.8672 | 3.6124 | 3.9424 | 3.8868 | 4.1035 | 4.4207 | 4.7946 | 4.9557 | 4.8472 | S_VACA | 0.12153 | 0.12582 | 0.12637 | 0.13805 | 0.1757 | 0.17978 | 0.19262 | 0.18556 | 0.13483 | 0.13606 | 0.13504 | 0.15035 | 0.22355 | 0.22895 | 0.24014 | 0.18327 | 0.22931 | 0.21904 | 0.23596 | 0.26911 | 0.31804 | 0.32257 | 0.34547 | 0.33925
SPP_KIAM | 3.2024 | 3.4424 | 3.5868 | 3.5235 | 3.6407 | 3.9646 | 4.1757 | 4.0172 | 2.9824 | 3.2524 | 3.3668 | 3.0235 | 2.4207 | 2.5346 | 2.4857 | 2.6672 | 3.1824 | 3.5124 | 3.4568 | 3.6635 | 3.6507 | 3.9546 | 4.0957 | 3.8072 | SPP_KIAM | 0.013207 | 0.013207 | 0.013207 | 0.013207 | 0.013207 | 0.013207 | 0.0072975 | 0 | 0.017901 | 0.0050162 | 0 | 0.020064 | 0.020701 | 0.020701 | 0.020064 | 0 | 0.028574 | 0.028574 | 0.028574 | 0.028574 | 0.028574 | 0.028574 | 0.028574 | 0.028574
SPP_N | 3.3224 | 3.5524 | 3.6968 | 3.6235 | 3.7407 | 4.0646 | 4.2657 | 4.1372 | 3.1024 | 3.3624 | 3.4768 | 3.1335 | 2.5307 | 2.6546 | 2.7157 | 2.7972 | 3.2724 | 3.5924 | 3.5368 | 3.6835 | 3.5107 | 3.8246 | 3.9157 | 3.6772 | SPP_N | 0.012322 | 0.0080999 | 0.0089056 | 0.0067332 | 0.011968 | 0.012117 | 0.0041206 | 0.004044 | 0.012668 | 0.0084335 | 0.0064486 | 0.012242 | 0.026673 | 0.02701 | 0.015122 | 0.0064176 | 0.034352 | 0.035431 | 0.037613 | 0.029867 | 0.047695 | 0.055242 | 0.051539 | 0.045832
SPP_NEBR | 3.6224 | 3.8624 | 4.0068 | 3.9335 | 4.0507 | 4.3746 | 4.5857 | 4.4472 | 3.3924 | 3.6724 | 3.7768 | 3.4235 | 2.8207 | 2.9446 | 3.0457 | 3.0972 | 3.5524 | 3.8824 | 3.8168 | 3.9535 | 3.7807 | 4.0846 | 4.1557 | 3.9372 | SPP_NEBR | 3.5894e-05 | 0.00029367 | 0.00028093 | 0.00017368 | 0.00017368 | 0.00017626 | 4.8585e-05 | 4.0202e-05 | 0 | 0 | 0 | 0 | 0.00015844 | 0.00015844 | 0.00015844 | 0.00015844 | 0.0031967 | 0.005792 | 0.0038739 | 0.0035647 | 0.00496 | 0.0045189 | 0.0044136 | 0.0036901
SPP_SPS | 3.2924 | 3.5424 | 3.6968 | 3.6135 | 3.7507 | 4.0646 | 4.2757 | 4.1172 | 3.0524 | 3.3324 | 3.4568 | 3.0935 | 2.5107 | 2.6146 | 2.7157 | 2.7472 | 3.2524 | 3.6024 | 3.5668 | 3.7535 | 3.8807 | 4.1846 | 4.8657 | 4.0772 | SPP_SPS | 0.015027 | 0.010454 | 0.0094962 | 0.0063233 | 0.0078584 | 0.010964 | 0.0015441 | 0.0015582 | 0.014922 | 0.007406 | 0.0055836 | 0.0038977 | 0.01703 | 0.018805 | 0.0055889 | 0.001575 | 0.03458 | 0.031353 | 0.031784 | 0.025535 | 0.024222 | 0.030757 | 0.011915 | 0.0136
SPP_WAUE | 3.2424 | 3.4624 | 3.5868 | 3.5035 | 3.6207 | 3.9446 | 5.8657 | 4.0372 | 2.9824 | 3.2524 | 3.3668 | 2.9835 | 2.3907 | 2.5146 | 2.6157 | 2.7372 | 3.0724 | 3.4024 | 3.3468 | 3.4535 | 3.2607 | 3.5946 | 3.6257 | 3.4472 | SPP_WAUE | 0.0012239 | 0.0028705 | 0.002864 | 0.00076091 | 0.002864 | 0.002864 | 0 | 0.00032585 | 0 | 0 | 0 | 0.00039102 | 0.0051573 | 0.0051573 | 0.0039173 | 0.00039102 | 0.0062835 | 0.0069386 | 0.0071254 | 0.007463 | 0.0091557 | 0.0074687 | 0.0074884 | 0.0035286
SPP_WEST | 3.2024 | 3.4424 | 3.5868 | 3.5235 | 3.6407 | 3.9646 | 4.1757 | 4.0172 | 2.9824 | 3.2524 | 3.3668 | 3.0235 | 2.4207 | 2.5346 | 2.4857 | 2.6672 | 3.1824 | 3.5124 | 3.4568 | 3.6635 | 3.6507 | 3.9546 | 4.0957 | 3.8072 | SPP_WEST | 0.070697 | 0.066608 | 0.066489 | 0.064965 | 0.070993 | 0.071816 | 0.052542 | 0.035766 | 0.087026 | 0.083115 | 0.080089 | 0.083208 | 0.12452 | 0.12634 | 0.10407 | 0.061404 | 0.15748 | 0.1521 | 0.16027 | 0.14701 | 0.17137 | 0.20707 | 0.1771 | 0.15601
WEC_BANC | 3.7724 | 3.9824 | 4.1668 | 3.7935 | 3.9107 | 4.2546 | 4.5357 | 4.2272 | 3.3824 | 3.6724 | 3.7868 | 3.2935 | 2.6307 | 2.7546 | 2.8457 | 2.8072 | 3.5624 | 3.9424 | 3.9068 | 3.6835 | 3.4307 | 3.7546 | 3.6757 | 3.3972 | WEC_BANC | 0.016917 | 0.016997 | 0.015732 | 0.013784 | 0.013571 | 0.012264 | 0.010283 | 0.010339 | 0.021448 | 0.020417 | 0.020493 | 0.011376 | 0.011519 | 0.012237 | 0.0085443 | 0.0021487 | 0.029107 | 0.028183 | 0.02817 | 0.01513 | 0.015148 | 0.016473 | 0.015081 | 0.0091308
WEC_CALN | 3.6624 | 3.8824 | 4.0668 | 3.8235 | 3.9507 | 4.2246 | 4.5057 | 4.2272 | 3.2224 | 3.5124 | 3.6468 | 3.2135 | 2.6007 | 2.7046 | 2.8457 | 2.7872 | 3.4224 | 3.8124 | 3.8168 | 3.8035 | 3.9707 | 4.1246 | 4.6357 | 3.8672 | WEC_CALN | 0.10454 | 0.10202 | 0.10204 | 0.070825 | 0.068841 | 0.067482 | 0.04996 | 0.038332 | 0.13165 | 0.11379 | 0.10615 | 0.049008 | 0.047518 | 0.045803 | 0.0083641 | 0.0070853 | 0.15147 | 0.13364 | 0.12261 | 0.066993 | 0.070303 | 0.075233 | 0.0029533 | 0.0005879
WEC_LADW | 3.7424 | 3.9424 | 4.1268 | 3.8235 | 3.9407 | 4.2546 | 4.5157 | 4.2572 | 3.2724 | 3.5624 | 3.6868 | 3.2435 | 2.6307 | 2.7346 | 2.9157 | 2.8372 | 3.4624 | 3.8524 | 3.8468 | 3.8335 | 3.9607 | 4.2846 | 5.0357 | 4.1072 | WEC_LADW | 0.035633 | 0.035665 | 0.035699 | 0.018294 | 0.018969 | 0.017558 | 0.015175 | 0.008327 | 0.040744 | 0.038439 | 0.035284 | 0.0090892 | 0.0090499 | 0.0091556 | 0.00083628 | 0.00054138 | 0.058359 | 0.054843 | 0.033599 | 0.018106 | 0.02402 | 0.015563 | 0.0049338 | 0.00025532
WEC_SDGE | 3.7124 | 3.9024 | 4.0868 | 3.8635 | 3.9907 | 4.2646 | 4.5257 | 4.2972 | 3.1624 | 3.4624 | 3.6068 | 3.1935 | 2.6307 | 2.7246 | 2.9957 | 2.8672 | 3.3724 | 3.7724 | 3.7868 | 3.9935 | 4.4907 | 4.8246 | 6.4157 | 4.8272 | WEC_SDGE | 0.01488 | 0.014961 | 0.014948 | 0.0049054 | 0.0063979 | 0.0069125 | 0.0028254 | 0.0046088 | 0.021579 | 0.020075 | 0.011475 | 0.0026229 | 0.0029889 | 0.0023205 | 0.002218 | 0.0021575 | 0.029712 | 0.0286 | 0.020424 | 0.0036623 | 0.0025077 | 0.00021688 | 6.4043e-05 | 0
WECC_AZ | 3.3724 | 3.6024 | 3.7968 | 3.6635 | 3.8007 | 4.0746 | 4.3157 | 4.0972 | 2.9824 | 3.2824 | 3.4168 | 3.0135 | 2.4507 | 2.5446 | 2.7557 | 2.6772 | 3.1924 | 3.5924 | 3.6168 | 3.8235 | 4.3407 | 4.6746 | 6.2657 | 4.6672 | WECC_AZ | 0.043239 | 0.067009 | 0.074567 | 0.052501 | 0.057063 | 0.068326 | 0.045733 | 0.053655 | 0.078966 | 0.058205 | 0.071715 | 0.091711 | 0.11179 | 0.11589 | 0.087017 | 0.081971 | 0.11499 | 0.12861 | 0.14625 | 0.14211 | 0.14432 | 0.16187 | 0.11291 | 0.13157
WECC_CO | 3.2624 | 3.5024 | 3.6668 | 3.5735 | 3.6907 | 4.0146 | 4.2057 | 4.0172 | 2.9624 | 3.2624 | 3.3868 | 2.9935 | 2.4107 | 2.5146 | 2.5557 | 2.5872 | 3.1024 | 3.4624 | 3.3968 | 3.5635 | 3.5907 | 3.9246 | 4.3557 | 3.6872 | WECC_CO | 0.019837 | 0.031191 | 0.03234 | 0.03725 | 0.042115 | 0.046208 | 0.037233 | 0.035708 | 0.014801 | 0.02416 | 0.027686 | 0.034587 | 0.047357 | 0.047145 | 0.041685 | 0.038701 | 0.031723 | 0.045494 | 0.049247 | 0.059357 | 0.068174 | 0.071195 | 0.058785 | 0.056825
WECC_ID | 3.1724 | 3.4124 | 3.5568 | 3.4635 | 3.5607 | 3.8946 | 4.0857 | 3.8972 | 2.8724 | 3.1824 | 3.3068 | 2.8835 | 2.2907 | 2.4146 | 2.4457 | 2.4572 | 3.0124 | 3.3724 | 3.3268 | 3.3435 | 3.1207 | 3.4746 | 3.3757 | 3.1372 | WECC_ID | 0.0036991 | 0.0036991 | 0.0036991 | 0.0036991 | 0.0036991 | 0.009185 | 0.012433 | 0.012433 | 0.0050143 | 0.0050143 | 0.0050143 | 0.0050143 | 0.0050143 | 0.012451 | 0.016853 | 0.016853 | 0.0069216 | 0.0069216 | 0.0069216 | 0.0069216 | 0.0069216 | 0.017186 | 0.023263 | 0.019999
WECC_IID | 3.7024 | 3.9024 | 4.0768 | 3.8535 | 3.9807 | 4.2546 | 4.5057 | 4.2872 | 3.1624 | 3.4524 | 3.5968 | 3.1835 | 2.6207 | 2.7146 | 2.9857 | 2.8572 | 3.3624 | 3.7624 | 3.7868 | 3.9835 | 4.4807 | 4.8146 | 6.3957 | 4.8172 | WECC_IID | 0 | 3.2369e-05 | 0 | 0 | 0 | 0 | 0 | 0 | 0.00034815 | 0.00034815 | 0 | 0 | 0 | 0 | 0 | 0 | 0.00069654 | 0.00069654 | 0.00069654 | 0 | 0 | 0 | 0 | 0
WECC_MT | 3.4324 | 3.6924 | 3.8368 | 3.7635 | 3.8907 | 4.2146 | 4.4257 | 4.2872 | 3.2024 | 3.5024 | 3.6368 | 3.2535 | 2.6907 | 2.8246 | 2.8957 | 3.0572 | 3.3024 | 3.6624 | 3.6268 | 3.7235 | 3.5307 | 3.8746 | 3.8757 | 3.7172 | WECC_MT | 0 | 0 | 0 | 0 | 0 | 0 | 0 | 0 | 0 | 0 | 0 | 0 | 0 | 0 | 0 | 0 | 0 | 0 | 0 | 0 | 0 | 0 | 0 | 0
WECC_NM | 3.1124 | 3.3524 | 3.5168 | 3.4535 | 3.6107 | 3.8946 | 4.1157 | 3.9372 | 2.8324 | 3.1224 | 3.2468 | 2.8635 | 2.3207 | 2.4046 | 2.5857 | 2.5172 | 3.0424 | 3.4224 | 3.4068 | 3.6535 | 4.1607 | 4.4946 | 6.0457 | 4.4972 | WECC_NM | 0.009965 | 0.0097624 | 0.0084864 | 0.0074956 | 0.0075886 | 0.0077612 | 0.0075176 | 0.0072376 | 0.014314 | 0.013148 | 0.010852 | 0.0099834 | 0.0104 | 0.010297 | 0.010105 | 0.0099287 | 0.021266 | 0.020784 | 0.01961 | 0.019785 | 0.018439 | 0.01841 | 0.0081905 | 0.015971
WECC_NNV | 3.4024 | 3.6424 | 3.8168 | 3.6935 | 3.8207 | 4.0946 | 4.3457 | 4.0972 | 3.0524 | 3.3524 | 3.4968 | 3.0835 | 2.4907 | 2.5946 | 2.6457 | 2.6372 | 3.2324 | 3.6224 | 3.6168 | 3.6235 | 3.6407 | 3.7246 | 3.6757 | 3.3372 | WECC_NNV | 0.0048649 | 0.0086579 | 0.0086749 | 0.0073645 | 0.0081912 | 0.0087277 | 0.0086974 | 0.0021014 | 0.010115 | 0.011649 | 0.0058199 | 0.0042845 | 0.012048 | 0.0118 | 0.012043 | 0.00061586 | 0.003655 | 0.002998 | 0.0029317 | 0.0022442 | 0.0021392 | 0.0020122 | 0.0027339 | 0.00035358
WECC_PNW | 3.2824 | 3.5124 | 3.6668 | 3.4635 | 3.5707 | 3.9146 | 4.1457 | 4.6672 | 2.9324 | 3.2324 | 3.3368 | 2.8935 | 2.2907 | 2.4146 | 2.4557 | 2.5372 | 3.0624 | 3.4224 | 3.3768 | 3.3035 | 3.0907 | 3.4446 | 3.3457 | 3.1272 | WECC_PNW | 0.082527 | 0.082527 | 0.082527 | 0.08243 | 0.08243 | 0.08243 | 0.08243 | 0.08243 | 0.093688 | 0.095829 | 0.095829 | 0.095829 | 0.095829 | 0.095829 | 0.095829 | 0.095829 | 0.068786 | 0.080911 | 0.09023 | 0.067284 | 0.076455 | 0.063607 | 0.073041 | 0.03821
WECC_SCE | 3.6124 | 3.8224 | 4.0168 | 3.8335 | 3.9707 | 4.2146 | 4.4957 | 4.2372 | 3.1424 | 3.4424 | 3.5868 | 3.1635 | 2.5907 | 2.6846 | 2.8457 | 2.7772 | 3.3524 | 3.7424 | 3.7668 | 3.8535 | 4.2407 | 4.3146 | 5.1157 | 4.1072 | WECC_SCE | 0.049373 | 0.04947 | 0.049218 | 0.022671 | 0.020655 | 0.020589 | 0.011418 | 0.0080776 | 0.066143 | 0.066129 | 0.063455 | 0.012789 | 0.014323 | 0.014311 | 0.0022654 | 0.001 | 0.093328 | 0.089341 | 0.085138 | 0.034997 | 0.017262 | 0.015598 | 0.0029827 | 0.00012693
WECC_SNV | 3.4524 | 3.6924 | 3.8968 | 3.7535 | 3.8907 | 4.1246 | 4.4157 | 4.1272 | 3.0624 | 3.3624 | 3.5068 | 3.0835 | 2.5107 | 2.5946 | 2.6557 | 2.6372 | 3.2624 | 3.6724 | 3.6968 | 3.6735 | 3.9507 | 3.7646 | 3.7757 | 3.3472 | WECC_SNV | 0.043267 | 0.045971 | 0.040769 | 0.036062 | 0.036674 | 0.039723 | 0.04026 | 0.025371 | 0.050916 | 0.051158 | 0.051075 | 0.051881 | 0.054366 | 0.053247 | 0.055637 | 0.026458 | 0.075424 | 0.072948 | 0.074555 | 0.075655 | 0.079279 | 0.085745 | 0.1133 | 0.086253
WECC_UT | 3.1624 | 3.4124 | 3.5668 | 3.4735 | 3.5907 | 3.9046 | 4.0957 | 3.8972 | 2.8724 | 3.1724 | 3.2968 | 2.8935 | 2.3107 | 2.4146 | 2.4957 | 2.4672 | 3.0224 | 3.4124 | 3.3768 | 3.4735 | 3.4907 | 3.8246 | 4.2457 | 3.5772 | WECC_UT | 0.014404 | 0.022967 | 0.022967 | 0.021135 | 0.021555 | 0.022969 | 0.022975 | 0.023488 | 0.025133 | 0.025746 | 0.025925 | 0.028637 | 0.03114 | 0.03122 | 0.031284 | 0.032175 | 0.011677 | 0.02703 | 0.027104 | 0.018496 | 0.022562 | 0.021353 | 0.014775 | 0.037339
WECC_WY | 3.2024 | 3.4324 | 3.5768 | 3.4835 | 3.5907 | 3.9146 | 4.0957 | 3.9272 | 2.9224 | 3.2124 | 3.3368 | 2.9435 | 2.3507 | 2.4646 | 2.5557 | 2.5672 | 3.0524 | 3.4124 | 3.3668 | 3.4335 | 3.2207 | 3.5546 | 3.4957 | 3.2872 | WECC_WY | 0 | 0 | 1.2345e-06 | 0 | 9.3745e-07 | 4.8145e-05 | 5.5598e-05 | 4.8145e-05 | 0 | 0 | 0 | 0 | 5.2465e-05 | 5.3241e-05 | 5.2465e-05 | 5.2465e-05 | 2.3451e-05 | 0.00011457 | 5.2902e-05 | 0.00020127 | 0.00037366 | 0.00037366 | 0.00037366 | 0.00037366